## Legend
LoadMAPTM Equipment File - Description of Tabs
Category | Tab Label | Description | Notes | Font Color Key - within tabs
Controls, Viewers & Notes | Control Panel | Controls for LoadMAP runs, and a viewer for select run results |  | User input, common | Red Font | User inputs that are often modified
| Market Profiles | Viewer for detailed market profiles by segment and fuel type |  | User input, uncommon | Blue Font | User inputs that have been preset by AEG and should rarely, if ever, be changed
| Notes | A space for user or analyst notes during project development and runs |  | Standard | Black Font | Text labels or calculated values; no input required
| System Log | Used by LoadMAP for system messages to document run times, errors, etc
| Forecast Summary | Pivot table and chart showing high-level results for equipment runs only
Equipment Inputs | Variables | Global variables used in the analysis, such as the forecast start & stop years and economic discount rates
| Market Size | The projected population over the length of the study, by segment and vintage. This is in LoadMAP units, which vary by customer sector (e.g. Households for Residential, or Square Feet for commercial).
| Saturations | The projected saturation of each technology, expressed as a percentage of the LoadMAP market units for which the technology applies.
| UECs & EUIs | Gives the average Unit Energy Consumption (UEC) or Energy Use Index (EUI) for each technology, including the Existing market, expected average Replacement for existing market customers, and the expected value for a New Construction customer. | This tab also includes the Peak Factors that translate Energy into instantaneous demand at the hour of summer and/or winter system peak; the minimum and maximum lifetimes for already existing (or "Vintage") units; and some other LoadMAP parameter control flags.
| Vintage Data | Contains the distribution of the existing market units from New to the Max Vintage Age, expressed as a percentage of the existing market, and holds the calculated UECs for these aged units as calculated in the Calibration step | Any units older than the Max Vintage Age will be turned over into more efficient units in the first year of the study. Vintage expiration is a major driver of most early-year potential savings. If we do an EV vintage distribution, it should be front-loaded as newer than 1/lifetime as well. Do we bucket vintage data at all or is it just a flat 1/lifetime distribution?
| Avoided Costs | Holds annual values of avoided cost of energy and capacity; as well as retail rates if needed, line loss factors, and indicator of whether system peak is summer or winter.
| Utilization | Contains a set of exogenous variable datastreams that can be used to vary or normalize the forecast, such as weather degree days, household income, or average home size. | Each technology is assigned its own elasticity value that describes the sensitivity to each exogenous variable. For example, lighting consupmtion may have a -20% elasticity with respect to retail rate, so if the price increases by 100%, lighting usage would go down by 20%.
| Tech Data | Holds the relative efficiency of all technology efficiency options, as well as material and O&M costs, lifetimes for each efficiency option, and on- and off-market years to support standards changes. | Additional information including the conversion between LoadMAP units (e.g. per sq ft) and other units (e.g. per ton of cooling capacity) is also available in the right side of this tab for transparency, although this information is not used by LoadMAP
| Purchase Shares | This tab allocates all purchase decisions for a technology category among the various efficiency options available in any given year. This is a part of each year's equipment stock turnover, and is done for each potential case. Shares of a given technology for any single year should always sum to 100% | Only the Baseline Forecast is required as an input, the other potential cases are calculated by the Tech Economics engine.
| Potential Factors | The assumed portion of an eligible population in a given year that will move from their purchase decision in the baseline case to the unit identified as the economic or efficient option. LoadMAP has the ability to model two such cases, dubbed the "Maximum Achievable Potential" (or MAP) and "Realistic Achievable Potential" (or RAP) cases, respectively. | The percentage given is relative to both the baseline purchase share and the Economic or Technical limit. Eg, if one has a base purchase share of 5%, a technical limit of 30%, and a potential factor of 40%, the final achievable purchase share would be: 5% + (30%-5%) x 40% = 15%
| Program Costs | Defines Incentive and Program Administrative costs for each technology as a percentage of the incremental measure cost. Used for cost-effectiveness tests and the economic screen.
Forecast Engine | Calibration | Creates distribution of annual energy consumption for the various equipment options based on the vintage/age of existing equipment. This information lays the foundation for energy consupmtion in future years as equipment stock turns over. | This is a two step process: 1) Newest unit's UEC must equal the Replacement UEC defined in the market profile while the weighted average UEC must equal the Existing Unit UEC. 2) The weighted average UEC across new efficiency options (weighted by the base year purchase shares) must be equal to the New Unit UEC defined in the market profile.
| Tech Economics | Calculates the costs of operation and material/installation for all technology efficiency options, then performs the cost-benefit analysis and determines the purchase shares for each scenario.
| Tech Forecast | Steps through each year of the study, using a stock accounting model to calculate total energy consumption (and peak demand, if applicable) for each technology in each year.
| Savings | Compares the Baseline and scenario forecasts for each technology, calculating savings as the delta between them.
Cache | Technology Cache | An index of row numbers for internal, runtime lookups of the inputs and outputs of each technology | This index organizes and expedites LoadMAP's runs, and should generally not be edited by the user.
Forecast Results | Technology Costs | Costs of operation and equipment from both the Utility and Program Participant perspectives, as calculated by the Tech Economics tab. Also includes consumption in kBTU terms, for use by the optional System model if it is active (see below).
| Technology Economics | Provides the option that was selected by the Economic screen for each year in each technology set. Also provides the Levelized Cost of Conserved Energy (CCE) and the calculated Benefit/Cost ratios from each of the 4 tests - TRC, PACT, PCT, and RIM | Levelized CCE is provided from the perspective of total resource costs (TRC)
| Equipment Results | The main results by technology, including total annual consumption, peak demand, number of units, and average replacement use. | If Systems are active, these results will include any System switching
| Equipment Purchases | Stores the total number of units newly purchased each year, broken out by each technology efficiency option. | If Systems are active, these results will include any System switching
| Equipment Stock | Shows the total stock existing in each year by efficiency option, including Vintage units and the effects of lifetime decay. | If Systems are active, these results will include any System switching
| Equipment Savings | Stores the results of the Savings calculation tab for each technology. | If Systems are active, these results will include any System switching
| LoadMAPTM System Module (Optional) |  | These tabs are hidden if the system module is not in use. Can be used for fuel switching or technology switching.
Category | Tab Label | Description | Notes
System Inputs | Building Systems | Lists each grouping of interrelated technologies under friendly labels, and defines several high level values for each, including starting saturation, annual growth, costs to switch (above and beyond component material costs, such as needing to install ducting if installing a central system for the first time), and control flags to enforce directionality (ie, preventing customers from backsliding into Room ACs even if they are cheaper)
| System Data | Defines the component technologies of each System using exact LoadMAP terminology, and defines the end uses necessary for any two systems to be considered a match for evaluation
| Sys Program Costs | As in Equipment Program Costs, factors to determine Incentive and Administrative costs, expressed as a percentage of Incremental material costs
| System Purchase Shares | Similar to Equipment purchase shares, the potion of customers who will opt fo each related system in each year
| System Potential Factors | The fraction of the eligible market that will make the transition from their baseline choice to the economic or technical option if incentivized.
Systems Engine | Sys Costs | Calculates the aggregate costs and kBTU consumption of each system, calculated from their component technologies
| Sys Economics | Calculates System Purchase Shares by comparing related systems
| Sys Forecast | Calculates a stock-accounting forecast of the system units only to determine any switching
| System Results | Applies the System forecast as a modification to the original forecast, adjusting unit counts and consumption to reach the final forecast
Cache | System Cache | An index of row numbers for the inputs and outputs of each system
Forecast Results | System Costs | The stored results of the Sys Costs calculation tab
| System Stock | The number of system units existing in each year | The system stock will not necessarily include all of the total units from their component technologies, as not all LoadMAP units are considered within the switching-eligible universe.
| Raw Equipment Results | As Equipment Results above, but will not include any subsequent System switching
| Raw Equipment Purchases | As Equipment Purchases above, but will not include any subsequent System switching
| Raw Equipment Stock | As Equipment Stock above, but will not include any subsequent System switching
| Raw Equipment Savings | As Equipment Savings above, but will not include any subsequent System switching

## Forecast Demand Summary (hidden)
Sector | - all -
Fuel | - all - | [12 empty] | Usage Forecast (kWh | WA_Residential | WA_Commercial | WA_Industrial | ID_Residential | ID_Commercial | ID_Industrial
Segment | - all - | [12 empty] | State | WA | WA | WA | ID | ID | ID
Vintage | - all - | [12 empty] | Sector | Residential | Commercial | Industrial | Residential | Commercial | Industrial
End Use | - all - | [12 empty] | 2021 | 2685379737.2819 | 2085998630.5557 | 555250178.2834 | 1317890750.0078 | 989709447.697 | 416273560.0927
Technology | - all - | [12 empty] | 2022 | 2577866065.4961 | 2079079713.7362 | 542198759.7798 | 1281313399.7805 | 964594124.0059 | 406895585.4641
Label | Summer Peak Demand (MW) | [12 empty] | 2023 | 2600431666.6192 | 2099433452.6924 | 538646587.5408 | 1293493567.1845 | 955718376.6215 | 402907283.2781
[14 empty] | 2024 | 2617376959.8672 | 2096461222.3533 | 536859972.3384 | 1305318384.6999 | 950383960.3194 | 400748183.7096
| Case | [12 empty] | 2025 | 2632101432.3857 | 2104909350.2517 | 533834312.1531 | 1317763675.3659 | 947694146.8056 | 398858163.543
Data | Baseline Forecast | [12 empty] | 2026 | 2646192305.6468 | 2109217951.3443 | 530516031.282 | 1330286867.5129 | 946860446.1546 | 397013655.4715
Sum of 2021 | 0
Sum of 2022 | 0
Sum of 2023 | 0 | [12 empty] | Customer Forecast | WA_Residential | WA_Commercial | WA_Industrial | ID_Residential | ID_Commercial | ID_Industrial
Sum of 2024 | 0 | [12 empty] | State | WA | WA | WA | ID | ID | ID
Sum of 2025 | 0 | [12 empty] | Sector | Residential | Commercial | Industrial | Residential | Commercial | Industrial
Sum of 2026 | 0 | [12 empty] | 2021 | 235764.8487 | 25129.579 | 1549.0391 | 121056.4098 | 17662.3049 | 1001.8316
Sum of 2027 | 0 | [12 empty] | 2022 | 238866.8474 | 25435.3319 | 1553.4729 | 123095.6273 | 17903.4416 | 1011.7781
Sum of 2028 | 0 | [12 empty] | 2023 | 241392.0249 | 25704.6441 | 1558.6408 | 124664.1401 | 18110.2066 | 1021.5619
Sum of 2029 | 0 | [12 empty] | 2024 | 243583.0999 | 25947.0989 | 1563.6524 | 126176.5568 | 18312.9132 | 1031.3155
Sum of 2030 | 0 | [12 empty] | 2025 | 245696.5966 | 26183.4469 | 1568.664 | 127743.6401 | 18520.6723 | 1041.0716
Sum of 2031 | 0 | [12 empty] | 2026 | 247826.6795 | 26421.1987 | 1573.6749 | 129318.8901 | 18729.5065 | 1050.8281
Sum of 2032 | 0
Sum of 2033 | 0
Sum of 2034 | 0
Sum of 2035 | 0
Sum of 2036 | 0
Sum of 2037 | 0
Sum of 2038 | 0
Sum of 2039 | 0
Sum of 2040 | 0
Sum of 2041 | 0
Sum of 2042 | 0
Sum of 2043 | 0
Sum of 2044 | 0
Sum of 2045 | 0
Sum of 2046 | 0
Sum of 2047 | 0
|  |  |  | Commercial CT | 401.2889
[9 empty] | Source: | F:\AEG\Clients\Avista Energy\32030-40-00 2022 CPA\Client Data\Electricity Data and Forecasts Fall 2021.xlsx
#REF!
| LoadMAP Market Baseline | Utility Forecast w/o Codes & Standards | Forecast Variance | LoadMAP Market Size | Utility Market Size | LoadMAP kW/sqft | Utility kW/HH | Total Load Forecast |  | Customer Counts | Avg Customer growth | Usage | Avg Usage growth
2021 | 0 | 401.2889 | -100% | #VALUE! | #REF! | #VALUE! | #REF! | 2021 |  | #REF! |  | #REF!
2022 | 0 | #REF! | #REF! | #VALUE! | #REF! | #VALUE! | #REF! | 2022 |  | #REF! | #REF! | #REF! | #REF!
2023 | 0 | #REF! | #REF! | #VALUE! | #REF! | #VALUE! | #REF! | 2023 |  | #REF! | #REF! | #REF! | #REF!
2024 | 0 | #REF! | #REF! | #VALUE! | #REF! | #VALUE! | #REF! | 2024 |  | #REF! | #REF! | #REF! | #REF!
2025 | 0 | #REF! | #REF! | #VALUE! | #REF! | #VALUE! | #REF! | 2025 |  | #REF! | #REF! | #REF! | #REF!
2026 | 0 | #REF! | #REF! | #VALUE! | #REF! | #VALUE! | #REF! | 2026 |  | #REF! | #REF! | #REF! | #REF!
2027 | 0 |  |  | #VALUE! |  | #VALUE! |  | 2027 |  |  | #REF! |  | #REF!
2028 | 0 |  |  | #VALUE! |  | #VALUE! |  | 2028 |  |  | #REF! |  | #REF!
2029 | 0 |  |  | #VALUE! |  | #VALUE! |  | 2029 |  |  | #REF! |  | #REF!
2030 | 0 |  |  | #VALUE! |  | #VALUE! |  | 2030 |  |  | #REF! |  | #REF!
2031 | 0 |  |  | #VALUE! |  | #VALUE! |  | 2031 |  |  | #REF! |  | #REF!
2032 | 0 |  |  | #VALUE! |  | #VALUE! |  | 2032 |  |  | #REF! |  | #REF!
2033 | 0 |  |  | #VALUE! |  | #VALUE! |  | 2033 |  |  | #REF! |  | #REF!
2034 | 0 |  |  | #VALUE! |  | #VALUE! |  | 2034 |  |  | #REF! |  | #REF!
2035 | 0 |  |  | #VALUE! |  | #VALUE! |  | 2035 |  |  | #REF! |  | #REF!
2036 | 0 |  |  | #VALUE! |  | #VALUE! |  | 2036 |  |  | #REF! |  | #REF!
2037 | 0 |  |  | #VALUE! |  | #VALUE! |  | 2037 |  |  | #REF! |  | #REF!
2038 | 0 |  |  | #VALUE! |  | #VALUE! |  | 2038 |  |  | #REF! |  | #REF!
2039 | 0 |  |  | #VALUE! |  | #VALUE! |  | 2039 |  |  | #REF! |  | #REF!
2040 | 0 |  |  | #VALUE! |  | #VALUE! |  | 2040 |  |  | #REF! |  | #REF!
2041 | 0 |  |  | #VALUE! |  | #VALUE! |  | 2041 |  |  | #REF! |  | #REF!
2042 | 0 |  |  | #VALUE! |  | #VALUE! |  | 2042 |  |  | #REF! |  | #REF!
2043 | 0 |  |  | #VALUE! |  | #VALUE! |  | 2043 |  |  | #REF! |  | #REF!
2044 | 0 |  |  | #VALUE! |  | #VALUE! |  | 2044 |  |  | #REF! |  | #REF!
2045 | 0 |  |  | #VALUE! |  | #VALUE! |  | 2045 |  |  | #REF! |  | #REF!
2046 | 0 |  |  | #VALUE! |  | #VALUE! |  | 2046 |  |  | #REF! |  | #REF!
2047 | 0 |  |  | #VALUE! |  | #VALUE! |  | 2047 |  |  | #REF! |  | #REF!
[8 empty] | 2048 |  |  | #REF! |  | #REF!
Sector | - all -
Fuel | - all -
Segment | - all -
Vintage | - all -
End Use | - all -
Technology | - all -
Label | Winter Peak Demand (MW)
Case
Data | Baseline Forecast
Sum of 2021 | 0
Sum of 2022 | 0
Sum of 2023 | 0
Sum of 2024 | 0
Sum of 2025 | 0
Sum of 2026 | 0
Sum of 2027 | 0
Sum of 2028 | 0
Sum of 2029 | 0
Sum of 2030 | 0
Sum of 2031 | 0
Sum of 2032 | 0
Sum of 2033 | 0
Sum of 2034 | 0
Sum of 2035 | 0
Sum of 2036 | 0
Sum of 2037 | 0
Sum of 2038 | 0
Sum of 2039 | 0
Sum of 2040 | 0
Sum of 2041 | 0
Sum of 2042 | 0
Sum of 2043 | 0
Sum of 2044 | 0
Sum of 2045 | 0
Sum of 2046 | 0
Sum of 2047 | 0
|  |  |  | Commercial CT | 399.1773
[9 empty] | Source: | F:\AEG\Clients\Avista Energy\32030-40-00 2022 CPA\Client Data\Electricity Data and Forecasts Fall 2021.xlsx
#REF!
| LoadMAP Market Baseline | Utility Forecast w/o Codes & Standards | Forecast Variance | LoadMAP Market Size | Utility Market Size | LoadMAP kWh/HH | Utility kWh/HH | Total Load Forecast |  | Customer Counts | Avg Customer growth | Usage | Avg Usage growth
2021 | 0 | 399.1773 | -100% | #VALUE! | #REF! | #VALUE! | #REF! | 2021 |  | #REF! |  | #REF!
2022 | 0 | #REF! | #REF! | #VALUE! | #REF! | #VALUE! | #REF! | 2022 |  | #REF! | #REF! | #REF! | #REF!
2023 | 0 | #REF! | #REF! | #VALUE! | #REF! | #VALUE! | #REF! | 2023 |  | #REF! | #REF! | #REF! | #REF!
2024 | 0 | #REF! | #REF! | #VALUE! | #REF! | #VALUE! | #REF! | 2024 |  | #REF! | #REF! | #REF! | #REF!
2025 | 0 | #REF! | #REF! | #VALUE! | #REF! | #VALUE! | #REF! | 2025 |  | #REF! | #REF! | #REF! | #REF!
2026 | 0 | #REF! | #REF! | #VALUE! | #REF! | #VALUE! | #REF! | 2026 |  | #REF! | #REF! | #REF! | #REF!
2027 | 0 |  |  | #VALUE! |  | #VALUE! |  | 2027 |  |  | #REF! |  | #REF!
2028 | 0 |  |  | #VALUE! |  | #VALUE! |  | 2028 |  |  | #REF! |  | #REF!
2029 | 0 |  |  | #VALUE! |  | #VALUE! |  | 2029 |  |  | #REF! |  | #REF!
2030 | 0 |  |  | #VALUE! |  | #VALUE! |  | 2030 |  |  | #REF! |  | #REF!
2031 | 0 |  |  | #VALUE! |  | #VALUE! |  | 2031 |  |  | #REF! |  | #REF!
2032 | 0 |  |  | #VALUE! |  | #VALUE! |  | 2032 |  |  | #REF! |  | #REF!
2033 | 0 |  |  | #VALUE! |  | #VALUE! |  | 2033 |  |  | #REF! |  | #REF!
2034 | 0 |  |  | #VALUE! |  | #VALUE! |  | 2034 |  |  | #REF! |  | #REF!
2035 | 0 |  |  | #VALUE! |  | #VALUE! |  | 2035 |  |  | #REF! |  | #REF!
2036 | 0 |  |  | #VALUE! |  | #VALUE! |  | 2036 |  |  | #REF! |  | #REF!
2037 | 0 |  |  | #VALUE! |  | #VALUE! |  | 2037 |  |  | #REF! |  | #REF!
2038 | 0 |  |  | #VALUE! |  | #VALUE! |  | 2038 |  |  | #REF! |  | #REF!
2039 | 0 |  |  | #VALUE! |  | #VALUE! |  | 2039 |  |  | #REF! |  | #REF!
2040 | 0 |  |  | #VALUE! |  | #VALUE! |  | 2040 |  |  | #REF! |  | #REF!
2041 | 0 |  |  | #VALUE! |  | #VALUE! |  | 2041 |  |  | #REF! |  | #REF!
2042 | 0 |  |  | #VALUE! |  | #VALUE! |  | 2042 |  |  | #REF! |  | #REF!
2043 | 0 |  |  | #VALUE! |  | #VALUE! |  | 2043 |  |  | #REF! |  | #REF!
2044 | 0 |  |  | #VALUE! |  | #VALUE! |  | 2044 |  |  | #REF! |  | #REF!
2045 | 0 |  |  | #VALUE! |  | #VALUE! |  | 2045 |  |  | #REF! |  | #REF!
2046 | 0 |  |  | #VALUE! |  | #VALUE! |  | 2046 |  |  | #REF! |  | #REF!
2047 | 0 |  |  | #VALUE! |  | #VALUE! |  | 2047 |  |  | #REF! |  | #REF!
[8 empty] | 2048 |  |  | #REF! |  | #REF!

## Variables
Name | Value | Description | Affects
Equipment File Name | TBD | The filename of the Equipment module. | Measures
Measures File Name | TBD | The filename of the Measures module. | Measures
Results File Name | TBD | The file name for the Results file. | Final Results
Base Year | 2021 | The base year of the study. | Calibration, Tech Economics, Sys Economics
Forecast Start Year | 2023 | The first year potentials differ from the baseline. | Tech Economics, SysEconomics
Forecast End Year | 2047 | The last year of the forecast. | Tech Economics, Sys Economics
Max Systems | 5 | The maximum number of systems to compare at once | Sys Economics, Sys Forecast
Equipment Levels | 10 | The maximum number of options for equipment | Calibration, Tech Economics, Sys Economics
Equipment Components | 5 | The maximum number of components for systems | Tech Economics, Sys Economics
Max Vintage Age | 35 | The maximum age of vintaged equipment | Calibration
Max Equipment Age | 30 | The maximum age of modeled equipment | Tech Economics, Sys Economics
Economic Test | TRC | The economic test to use (TRC, PAC, PC, RIM, or LCOE) | Tech Economics
Economic Criteria | Max Savings | Whether the economic screen should optimize for "Max NPV" or "Max Savings" | Tech Economics
Discount Rate | 6.91% | The utility's internal discount rate for economic analysis. | Tech Economics
Owner Discount Rate (Existing) | 6.91% | Discount rate used for Replacement scenario in economic analysis | Tech Economics, Sys Costs
Builder Discount Rate (New Construction) | 6.91% | Discount rate used for New Construction scenario in economic analysis | Tech Economics, Sys Costs
Minimum BC Ratio | 1 | The minimum BC ratio required for a measure to pass. | Tech Economics
Electric kBTUs | 3.412 | The amount of kBTUs contained in one unit of electricity. | Tech Economics
Natural Gas kBTUs | 100 | The amount of kBTUs contained in one unit of natural gas. | Tech Economics
Run Systems | FALSE | Determines whether or not the System Forecast is run. | Sys Forecast
Run Codes & Standards Forecast | FALSE | Determines whether or not the Codes and Standards Forecast is run. | Tech Economics, Sys Economics
Run Realistic Achievable Potential | FALSE | Determines whether or not the Realistic Achievable Potential is run. | Tech Economics, Sys Economics
Run Maximum Achievable Potential | FALSE | Determines whether or not the Maximum Achievable Potential is run. | Tech Economics, Sys Economics
Run Economic Potential | FALSE | Determines whether or not the Economic Potential is run. | Tech Economics, Sys Economics
Run Technical Potential | FALSE | Determines whether or not the Technical Potential is run. | Tech Economics, Sys Economics
Base Case | Baseline Forecast | The study's base case potential. Typically the Baseline, though possibly Codes & Standards. | Savings
Achievable Case | Economic Potential | Whether the study should use the Economic Potential or the Technical Potential to determine Achievable Potential | Savings
Force Creation | FALSE | Whether or not the system should create entries for keys it cannot find. | Setup
Residential Setup | Households;HH;UEC | Labels for the sector market units used by the Market Profile tab | Setup
Commercial Setup | Square Feet ;SqFt.;EUI | Labels for the sector market units used by the Market Profile tab | Setup
Industrial Setup | Industrial Units; IU; EUI | Labels for the sector market units used by the Market Profile tab | Setup
Electric Setup | kWh;MWh;GWh;KW;MW;GW | Labels for the fuel units used by the Market Profile tab | Setup
Natural Gas Setup | Thrm;mThrm;mmThrm;N/A;N/A;N/A | Labels for the fuel units used by the Market Profile tab | Setup
Sheets Should Hide | FALSE | If TRUE, hides the engine and cache worksheets when the file is opened. | Setup
Uses Measures | TRUE | Whether or not the Measures module is included in the study. | Final Results
Font Color Key
User input, common | Red Font | User inputs that are often modified
User input, uncommon | Blue Font | User inputs that have been preset by EnerNOC and should rarely, if ever, be changed
Standard | Black Font | Text labels or calculated values; no input required
Note on B15: Wroblewski, Grace: Placholder from previous Avista Gas study (2020)

## Market Size
Key | Sector | Segment | Vintage | 2021 | 2022 | 2023 | 2024 | 2025 | 2026 | 2027 | 2028 | 2029 | 2030 | 2031 | 2032 | 2033 | 2034 | 2035 | 2036 | 2037 | 2038 | 2039 | 2040 | 2041 | 2042 | 2043 | 2044 | 2045 | 2046 | 2047
Industrial_WA - Industrial_Existing | Industrial | WA - Industrial | Existing | 1133.7395 | 1133.7395 | 1133.7395 | 1133.7395 | 1133.7395 | 1133.7395 | 1133.7395 | 1133.7395 | 1133.7395 | 1133.7395 | 1133.7395 | 1133.7395 | 1133.7395 | 1133.7395 | 1133.7395 | 1133.7395 | 1133.7395 | 1133.7395 | 1133.7395 | 1133.7395 | 1133.7395 | 1133.7395 | 1133.7395 | 1133.7395 | 1133.7395 | 1133.7395 | 1133.7395
Industrial_WA - Industrial_New | Industrial | WA - Industrial | New | 0 | 0 | 0 | 0 | 0 | 0 | 0 | 0 | 0 | 0 | 0 | 0 | 0 | 0 | 0 | 0 | 0 | 0 | 0 | 0 | 0 | 0 | 0 | 0 | 0 | 0 | 0
Industrial_OR - Industrial_Existing | Industrial | OR - Industrial | Existing | 1351.0709 | 1351.0709 | 1351.0709 | 1351.0709 | 1351.0709 | 1351.0709 | 1351.0709 | 1351.0709 | 1351.0709 | 1351.0709 | 1351.0709 | 1351.0709 | 1351.0709 | 1351.0709 | 1351.0709 | 1351.0709 | 1351.0709 | 1351.0709 | 1351.0709 | 1351.0709 | 1351.0709 | 1351.0709 | 1351.0709 | 1351.0709 | 1351.0709 | 1351.0709 | 1351.0709
Industrial_OR - Industrial_New | Industrial | OR - Industrial | New | 0 | 0 | 0 | 0 | 0 | 0 | 0 | 0 | 0 | 0 | 0 | 0 | 0 | 0 | 0 | 0 | 0 | 0 | 0 | 0 | 0 | 0 | 0 | 0 | 0 | 0 | 0
Industrial_Interruptible - Industrial_Existing | Industrial | Interruptible - Industrial | Existing | 1212.5073 | 1212.5073 | 1212.5073 | 1212.5073 | 1212.5073 | 1212.5073 | 1212.5073 | 1212.5073 | 1212.5073 | 1212.5073 | 1212.5073 | 1212.5073 | 1212.5073 | 1212.5073 | 1212.5073 | 1212.5073 | 1212.5073 | 1212.5073 | 1212.5073 | 1212.5073 | 1212.5073 | 1212.5073 | 1212.5073 | 1212.5073 | 1212.5073 | 1212.5073 | 1212.5073
Industrial_Interruptible - Industrial_New | Industrial | Interruptible - Industrial | New | 0 | 0 | 0 | 0 | 0 | 0 | 0 | 0 | 0 | 0 | 0 | 0 | 0 | 0 | 0 | 0 | 0 | 0 | 0 | 0 | 0 | 0 | 0 | 0 | 0 | 0 | 0

## Saturations
Key | Sector | Segment | Vintage | End Use | Fuel | Technology | 2021 | 2022 | 2023 | 2024 | 2025 | 2026 | 2027 | 2028 | 2029 | 2030 | 2031 | 2032 | 2033 | 2034 | 2035 | 2036 | 2037 | 2038 | 2039 | 2040 | 2041 | 2042 | 2043 | 2044 | 2045 | 2046 | 2047
Industrial_WA - Industrial_Existing_Space Heating_Natural Gas_Furnace | Industrial | WA - Industrial | Existing | Space Heating | Natural Gas | Furnace | 32.3% | 32.3% | 32.3% | 32.3% | 32.3% | 32.3% | 32.3% | 32.3% | 32.3% | 32.3% | 32.3% | 32.3% | 32.3% | 32.3% | 32.3% | 32.3% | 32.3% | 32.3% | 32.3% | 32.3% | 32.3% | 32.3% | 32.3% | 32.3% | 32.3% | 32.3% | 32.3%
Industrial_WA - Industrial_Existing_Space Heating_Natural Gas_Boiler | Industrial | WA - Industrial | Existing | Space Heating | Natural Gas | Boiler | 51.55% | 51.55% | 51.55% | 51.55% | 51.55% | 51.55% | 51.55% | 51.55% | 51.55% | 51.55% | 51.55% | 51.55% | 51.55% | 51.55% | 51.55% | 51.55% | 51.55% | 51.55% | 51.55% | 51.55% | 51.55% | 51.55% | 51.55% | 51.55% | 51.55% | 51.55% | 51.55%
Industrial_WA - Industrial_Existing_Space Heating_Natural Gas_Unit Heater | Industrial | WA - Industrial | Existing | Space Heating | Natural Gas | Unit Heater | 16.15% | 16.15% | 16.15% | 16.15% | 16.15% | 16.15% | 16.15% | 16.15% | 16.15% | 16.15% | 16.15% | 16.15% | 16.15% | 16.15% | 16.15% | 16.15% | 16.15% | 16.15% | 16.15% | 16.15% | 16.15% | 16.15% | 16.15% | 16.15% | 16.15% | 16.15% | 16.15%
Industrial_WA - Industrial_Existing_Process_Natural Gas_Process Boiler | Industrial | WA - Industrial | Existing | Process | Natural Gas | Process Boiler | 100% | 100% | 100% | 100% | 100% | 100% | 100% | 100% | 100% | 100% | 100% | 100% | 100% | 100% | 100% | 100% | 100% | 100% | 100% | 100% | 100% | 100% | 100% | 100% | 100% | 100% | 100%
Industrial_WA - Industrial_Existing_Process_Natural Gas_Process Heating | Industrial | WA - Industrial | Existing | Process | Natural Gas | Process Heating | 100% | 100% | 100% | 100% | 100% | 100% | 100% | 100% | 100% | 100% | 100% | 100% | 100% | 100% | 100% | 100% | 100% | 100% | 100% | 100% | 100% | 100% | 100% | 100% | 100% | 100% | 100%
Industrial_WA - Industrial_Existing_Process_Natural Gas_Process Cooling | Industrial | WA - Industrial | Existing | Process | Natural Gas | Process Cooling | 100% | 100% | 100% | 100% | 100% | 100% | 100% | 100% | 100% | 100% | 100% | 100% | 100% | 100% | 100% | 100% | 100% | 100% | 100% | 100% | 100% | 100% | 100% | 100% | 100% | 100% | 100%
Industrial_WA - Industrial_Existing_Process_Natural Gas_Other Process | Industrial | WA - Industrial | Existing | Process | Natural Gas | Other Process | 100% | 100% | 100% | 100% | 100% | 100% | 100% | 100% | 100% | 100% | 100% | 100% | 100% | 100% | 100% | 100% | 100% | 100% | 100% | 100% | 100% | 100% | 100% | 100% | 100% | 100% | 100%
Industrial_WA - Industrial_Existing_Miscellaneous_Natural Gas_Miscellaneous | Industrial | WA - Industrial | Existing | Miscellaneous | Natural Gas | Miscellaneous | 100% | 100% | 100% | 100% | 100% | 100% | 100% | 100% | 100% | 100% | 100% | 100% | 100% | 100% | 100% | 100% | 100% | 100% | 100% | 100% | 100% | 100% | 100% | 100% | 100% | 100% | 100%
Industrial_WA - Industrial_New_Space Heating_Natural Gas_Furnace | Industrial | WA - Industrial | New | Space Heating | Natural Gas | Furnace | 32.3% | 32.3% | 32.3% | 32.3% | 32.3% | 32.3% | 32.3% | 32.3% | 32.3% | 32.3% | 32.3% | 32.3% | 32.3% | 32.3% | 32.3% | 32.3% | 32.3% | 32.3% | 32.3% | 32.3% | 32.3% | 32.3% | 32.3% | 32.3% | 32.3% | 32.3% | 32.3%
Industrial_WA - Industrial_New_Space Heating_Natural Gas_Boiler | Industrial | WA - Industrial | New | Space Heating | Natural Gas | Boiler | 51.55% | 51.55% | 51.55% | 51.55% | 51.55% | 51.55% | 51.55% | 51.55% | 51.55% | 51.55% | 51.55% | 51.55% | 51.55% | 51.55% | 51.55% | 51.55% | 51.55% | 51.55% | 51.55% | 51.55% | 51.55% | 51.55% | 51.55% | 51.55% | 51.55% | 51.55% | 51.55%
Industrial_WA - Industrial_New_Space Heating_Natural Gas_Unit Heater | Industrial | WA - Industrial | New | Space Heating | Natural Gas | Unit Heater | 16.15% | 16.15% | 16.15% | 16.15% | 16.15% | 16.15% | 16.15% | 16.15% | 16.15% | 16.15% | 16.15% | 16.15% | 16.15% | 16.15% | 16.15% | 16.15% | 16.15% | 16.15% | 16.15% | 16.15% | 16.15% | 16.15% | 16.15% | 16.15% | 16.15% | 16.15% | 16.15%
Industrial_WA - Industrial_New_Process_Natural Gas_Process Boiler | Industrial | WA - Industrial | New | Process | Natural Gas | Process Boiler | 100% | 100% | 100% | 100% | 100% | 100% | 100% | 100% | 100% | 100% | 100% | 100% | 100% | 100% | 100% | 100% | 100% | 100% | 100% | 100% | 100% | 100% | 100% | 100% | 100% | 100% | 100%
Industrial_WA - Industrial_New_Process_Natural Gas_Process Heating | Industrial | WA - Industrial | New | Process | Natural Gas | Process Heating | 100% | 100% | 100% | 100% | 100% | 100% | 100% | 100% | 100% | 100% | 100% | 100% | 100% | 100% | 100% | 100% | 100% | 100% | 100% | 100% | 100% | 100% | 100% | 100% | 100% | 100% | 100%
Industrial_WA - Industrial_New_Process_Natural Gas_Process Cooling | Industrial | WA - Industrial | New | Process | Natural Gas | Process Cooling | 100% | 100% | 100% | 100% | 100% | 100% | 100% | 100% | 100% | 100% | 100% | 100% | 100% | 100% | 100% | 100% | 100% | 100% | 100% | 100% | 100% | 100% | 100% | 100% | 100% | 100% | 100%
Industrial_WA - Industrial_New_Process_Natural Gas_Other Process | Industrial | WA - Industrial | New | Process | Natural Gas | Other Process | 100% | 100% | 100% | 100% | 100% | 100% | 100% | 100% | 100% | 100% | 100% | 100% | 100% | 100% | 100% | 100% | 100% | 100% | 100% | 100% | 100% | 100% | 100% | 100% | 100% | 100% | 100%
Industrial_WA - Industrial_New_Miscellaneous_Natural Gas_Miscellaneous | Industrial | WA - Industrial | New | Miscellaneous | Natural Gas | Miscellaneous | 100% | 100% | 100% | 100% | 100% | 100% | 100% | 100% | 100% | 100% | 100% | 100% | 100% | 100% | 100% | 100% | 100% | 100% | 100% | 100% | 100% | 100% | 100% | 100% | 100% | 100% | 100%
Industrial_OR - Industrial_Existing_Space Heating_Natural Gas_Furnace | Industrial | OR - Industrial | Existing | Space Heating | Natural Gas | Furnace | 32.3% | 32.3% | 32.3% | 32.3% | 32.3% | 32.3% | 32.3% | 32.3% | 32.3% | 32.3% | 32.3% | 32.3% | 32.3% | 32.3% | 32.3% | 32.3% | 32.3% | 32.3% | 32.3% | 32.3% | 32.3% | 32.3% | 32.3% | 32.3% | 32.3% | 32.3% | 32.3%
Industrial_OR - Industrial_Existing_Space Heating_Natural Gas_Boiler | Industrial | OR - Industrial | Existing | Space Heating | Natural Gas | Boiler | 51.55% | 51.55% | 51.55% | 51.55% | 51.55% | 51.55% | 51.55% | 51.55% | 51.55% | 51.55% | 51.55% | 51.55% | 51.55% | 51.55% | 51.55% | 51.55% | 51.55% | 51.55% | 51.55% | 51.55% | 51.55% | 51.55% | 51.55% | 51.55% | 51.55% | 51.55% | 51.55%
Industrial_OR - Industrial_Existing_Space Heating_Natural Gas_Unit Heater | Industrial | OR - Industrial | Existing | Space Heating | Natural Gas | Unit Heater | 16.15% | 16.15% | 16.15% | 16.15% | 16.15% | 16.15% | 16.15% | 16.15% | 16.15% | 16.15% | 16.15% | 16.15% | 16.15% | 16.15% | 16.15% | 16.15% | 16.15% | 16.15% | 16.15% | 16.15% | 16.15% | 16.15% | 16.15% | 16.15% | 16.15% | 16.15% | 16.15%
Industrial_OR - Industrial_Existing_Process_Natural Gas_Process Boiler | Industrial | OR - Industrial | Existing | Process | Natural Gas | Process Boiler | 100% | 100% | 100% | 100% | 100% | 100% | 100% | 100% | 100% | 100% | 100% | 100% | 100% | 100% | 100% | 100% | 100% | 100% | 100% | 100% | 100% | 100% | 100% | 100% | 100% | 100% | 100%
Industrial_OR - Industrial_Existing_Process_Natural Gas_Process Heating | Industrial | OR - Industrial | Existing | Process | Natural Gas | Process Heating | 100% | 100% | 100% | 100% | 100% | 100% | 100% | 100% | 100% | 100% | 100% | 100% | 100% | 100% | 100% | 100% | 100% | 100% | 100% | 100% | 100% | 100% | 100% | 100% | 100% | 100% | 100%
Industrial_OR - Industrial_Existing_Process_Natural Gas_Process Cooling | Industrial | OR - Industrial | Existing | Process | Natural Gas | Process Cooling | 100% | 100% | 100% | 100% | 100% | 100% | 100% | 100% | 100% | 100% | 100% | 100% | 100% | 100% | 100% | 100% | 100% | 100% | 100% | 100% | 100% | 100% | 100% | 100% | 100% | 100% | 100%
Industrial_OR - Industrial_Existing_Process_Natural Gas_Other Process | Industrial | OR - Industrial | Existing | Process | Natural Gas | Other Process | 100% | 100% | 100% | 100% | 100% | 100% | 100% | 100% | 100% | 100% | 100% | 100% | 100% | 100% | 100% | 100% | 100% | 100% | 100% | 100% | 100% | 100% | 100% | 100% | 100% | 100% | 100%
Industrial_OR - Industrial_Existing_Miscellaneous_Natural Gas_Miscellaneous | Industrial | OR - Industrial | Existing | Miscellaneous | Natural Gas | Miscellaneous | 100% | 100% | 100% | 100% | 100% | 100% | 100% | 100% | 100% | 100% | 100% | 100% | 100% | 100% | 100% | 100% | 100% | 100% | 100% | 100% | 100% | 100% | 100% | 100% | 100% | 100% | 100%
Industrial_OR - Industrial_New_Space Heating_Natural Gas_Furnace | Industrial | OR - Industrial | New | Space Heating | Natural Gas | Furnace | 32.3% | 32.3% | 32.3% | 32.3% | 32.3% | 32.3% | 32.3% | 32.3% | 32.3% | 32.3% | 32.3% | 32.3% | 32.3% | 32.3% | 32.3% | 32.3% | 32.3% | 32.3% | 32.3% | 32.3% | 32.3% | 32.3% | 32.3% | 32.3% | 32.3% | 32.3% | 32.3%
Industrial_OR - Industrial_New_Space Heating_Natural Gas_Boiler | Industrial | OR - Industrial | New | Space Heating | Natural Gas | Boiler | 51.55% | 51.55% | 51.55% | 51.55% | 51.55% | 51.55% | 51.55% | 51.55% | 51.55% | 51.55% | 51.55% | 51.55% | 51.55% | 51.55% | 51.55% | 51.55% | 51.55% | 51.55% | 51.55% | 51.55% | 51.55% | 51.55% | 51.55% | 51.55% | 51.55% | 51.55% | 51.55%
Industrial_OR - Industrial_New_Space Heating_Natural Gas_Unit Heater | Industrial | OR - Industrial | New | Space Heating | Natural Gas | Unit Heater | 16.15% | 16.15% | 16.15% | 16.15% | 16.15% | 16.15% | 16.15% | 16.15% | 16.15% | 16.15% | 16.15% | 16.15% | 16.15% | 16.15% | 16.15% | 16.15% | 16.15% | 16.15% | 16.15% | 16.15% | 16.15% | 16.15% | 16.15% | 16.15% | 16.15% | 16.15% | 16.15%
Industrial_OR - Industrial_New_Process_Natural Gas_Process Boiler | Industrial | OR - Industrial | New | Process | Natural Gas | Process Boiler | 100% | 100% | 100% | 100% | 100% | 100% | 100% | 100% | 100% | 100% | 100% | 100% | 100% | 100% | 100% | 100% | 100% | 100% | 100% | 100% | 100% | 100% | 100% | 100% | 100% | 100% | 100%
Industrial_OR - Industrial_New_Process_Natural Gas_Process Heating | Industrial | OR - Industrial | New | Process | Natural Gas | Process Heating | 100% | 100% | 100% | 100% | 100% | 100% | 100% | 100% | 100% | 100% | 100% | 100% | 100% | 100% | 100% | 100% | 100% | 100% | 100% | 100% | 100% | 100% | 100% | 100% | 100% | 100% | 100%
Industrial_OR - Industrial_New_Process_Natural Gas_Process Cooling | Industrial | OR - Industrial | New | Process | Natural Gas | Process Cooling | 100% | 100% | 100% | 100% | 100% | 100% | 100% | 100% | 100% | 100% | 100% | 100% | 100% | 100% | 100% | 100% | 100% | 100% | 100% | 100% | 100% | 100% | 100% | 100% | 100% | 100% | 100%
Industrial_OR - Industrial_New_Process_Natural Gas_Other Process | Industrial | OR - Industrial | New | Process | Natural Gas | Other Process | 100% | 100% | 100% | 100% | 100% | 100% | 100% | 100% | 100% | 100% | 100% | 100% | 100% | 100% | 100% | 100% | 100% | 100% | 100% | 100% | 100% | 100% | 100% | 100% | 100% | 100% | 100%
Industrial_OR - Industrial_New_Miscellaneous_Natural Gas_Miscellaneous | Industrial | OR - Industrial | New | Miscellaneous | Natural Gas | Miscellaneous | 100% | 100% | 100% | 100% | 100% | 100% | 100% | 100% | 100% | 100% | 100% | 100% | 100% | 100% | 100% | 100% | 100% | 100% | 100% | 100% | 100% | 100% | 100% | 100% | 100% | 100% | 100%
Industrial_Interruptible - Industrial_Existing_Space Heating_Natural Gas_Furnace | Industrial | Interruptible - Industrial | Existing | Space Heating | Natural Gas | Furnace | 32.3% | 32.3% | 32.3% | 32.3% | 32.3% | 32.3% | 32.3% | 32.3% | 32.3% | 32.3% | 32.3% | 32.3% | 32.3% | 32.3% | 32.3% | 32.3% | 32.3% | 32.3% | 32.3% | 32.3% | 32.3% | 32.3% | 32.3% | 32.3% | 32.3% | 32.3% | 32.3%
Industrial_Interruptible - Industrial_Existing_Space Heating_Natural Gas_Boiler | Industrial | Interruptible - Industrial | Existing | Space Heating | Natural Gas | Boiler | 51.55% | 51.55% | 51.55% | 51.55% | 51.55% | 51.55% | 51.55% | 51.55% | 51.55% | 51.55% | 51.55% | 51.55% | 51.55% | 51.55% | 51.55% | 51.55% | 51.55% | 51.55% | 51.55% | 51.55% | 51.55% | 51.55% | 51.55% | 51.55% | 51.55% | 51.55% | 51.55%
Industrial_Interruptible - Industrial_Existing_Space Heating_Natural Gas_Unit Heater | Industrial | Interruptible - Industrial | Existing | Space Heating | Natural Gas | Unit Heater | 16.15% | 16.15% | 16.15% | 16.15% | 16.15% | 16.15% | 16.15% | 16.15% | 16.15% | 16.15% | 16.15% | 16.15% | 16.15% | 16.15% | 16.15% | 16.15% | 16.15% | 16.15% | 16.15% | 16.15% | 16.15% | 16.15% | 16.15% | 16.15% | 16.15% | 16.15% | 16.15%
Industrial_Interruptible - Industrial_Existing_Process_Natural Gas_Process Boiler | Industrial | Interruptible - Industrial | Existing | Process | Natural Gas | Process Boiler | 100% | 100% | 100% | 100% | 100% | 100% | 100% | 100% | 100% | 100% | 100% | 100% | 100% | 100% | 100% | 100% | 100% | 100% | 100% | 100% | 100% | 100% | 100% | 100% | 100% | 100% | 100%
Industrial_Interruptible - Industrial_Existing_Process_Natural Gas_Process Heating | Industrial | Interruptible - Industrial | Existing | Process | Natural Gas | Process Heating | 100% | 100% | 100% | 100% | 100% | 100% | 100% | 100% | 100% | 100% | 100% | 100% | 100% | 100% | 100% | 100% | 100% | 100% | 100% | 100% | 100% | 100% | 100% | 100% | 100% | 100% | 100%
Industrial_Interruptible - Industrial_Existing_Process_Natural Gas_Process Cooling | Industrial | Interruptible - Industrial | Existing | Process | Natural Gas | Process Cooling | 100% | 100% | 100% | 100% | 100% | 100% | 100% | 100% | 100% | 100% | 100% | 100% | 100% | 100% | 100% | 100% | 100% | 100% | 100% | 100% | 100% | 100% | 100% | 100% | 100% | 100% | 100%
Industrial_Interruptible - Industrial_Existing_Process_Natural Gas_Other Process | Industrial | Interruptible - Industrial | Existing | Process | Natural Gas | Other Process | 100% | 100% | 100% | 100% | 100% | 100% | 100% | 100% | 100% | 100% | 100% | 100% | 100% | 100% | 100% | 100% | 100% | 100% | 100% | 100% | 100% | 100% | 100% | 100% | 100% | 100% | 100%
Industrial_Interruptible - Industrial_Existing_Miscellaneous_Natural Gas_Miscellaneous | Industrial | Interruptible - Industrial | Existing | Miscellaneous | Natural Gas | Miscellaneous | 100% | 100% | 100% | 100% | 100% | 100% | 100% | 100% | 100% | 100% | 100% | 100% | 100% | 100% | 100% | 100% | 100% | 100% | 100% | 100% | 100% | 100% | 100% | 100% | 100% | 100% | 100%
Industrial_Interruptible - Industrial_New_Space Heating_Natural Gas_Furnace | Industrial | Interruptible - Industrial | New | Space Heating | Natural Gas | Furnace | 32.3% | 32.3% | 32.3% | 32.3% | 32.3% | 32.3% | 32.3% | 32.3% | 32.3% | 32.3% | 32.3% | 32.3% | 32.3% | 32.3% | 32.3% | 32.3% | 32.3% | 32.3% | 32.3% | 32.3% | 32.3% | 32.3% | 32.3% | 32.3% | 32.3% | 32.3% | 32.3%
Industrial_Interruptible - Industrial_New_Space Heating_Natural Gas_Boiler | Industrial | Interruptible - Industrial | New | Space Heating | Natural Gas | Boiler | 51.55% | 51.55% | 51.55% | 51.55% | 51.55% | 51.55% | 51.55% | 51.55% | 51.55% | 51.55% | 51.55% | 51.55% | 51.55% | 51.55% | 51.55% | 51.55% | 51.55% | 51.55% | 51.55% | 51.55% | 51.55% | 51.55% | 51.55% | 51.55% | 51.55% | 51.55% | 51.55%
Industrial_Interruptible - Industrial_New_Space Heating_Natural Gas_Unit Heater | Industrial | Interruptible - Industrial | New | Space Heating | Natural Gas | Unit Heater | 16.15% | 16.15% | 16.15% | 16.15% | 16.15% | 16.15% | 16.15% | 16.15% | 16.15% | 16.15% | 16.15% | 16.15% | 16.15% | 16.15% | 16.15% | 16.15% | 16.15% | 16.15% | 16.15% | 16.15% | 16.15% | 16.15% | 16.15% | 16.15% | 16.15% | 16.15% | 16.15%
Industrial_Interruptible - Industrial_New_Process_Natural Gas_Process Boiler | Industrial | Interruptible - Industrial | New | Process | Natural Gas | Process Boiler | 100% | 100% | 100% | 100% | 100% | 100% | 100% | 100% | 100% | 100% | 100% | 100% | 100% | 100% | 100% | 100% | 100% | 100% | 100% | 100% | 100% | 100% | 100% | 100% | 100% | 100% | 100%
Industrial_Interruptible - Industrial_New_Process_Natural Gas_Process Heating | Industrial | Interruptible - Industrial | New | Process | Natural Gas | Process Heating | 100% | 100% | 100% | 100% | 100% | 100% | 100% | 100% | 100% | 100% | 100% | 100% | 100% | 100% | 100% | 100% | 100% | 100% | 100% | 100% | 100% | 100% | 100% | 100% | 100% | 100% | 100%
Industrial_Interruptible - Industrial_New_Process_Natural Gas_Process Cooling | Industrial | Interruptible - Industrial | New | Process | Natural Gas | Process Cooling | 100% | 100% | 100% | 100% | 100% | 100% | 100% | 100% | 100% | 100% | 100% | 100% | 100% | 100% | 100% | 100% | 100% | 100% | 100% | 100% | 100% | 100% | 100% | 100% | 100% | 100% | 100%
Industrial_Interruptible - Industrial_New_Process_Natural Gas_Other Process | Industrial | Interruptible - Industrial | New | Process | Natural Gas | Other Process | 100% | 100% | 100% | 100% | 100% | 100% | 100% | 100% | 100% | 100% | 100% | 100% | 100% | 100% | 100% | 100% | 100% | 100% | 100% | 100% | 100% | 100% | 100% | 100% | 100% | 100% | 100%
Industrial_Interruptible - Industrial_New_Miscellaneous_Natural Gas_Miscellaneous | Industrial | Interruptible - Industrial | New | Miscellaneous | Natural Gas | Miscellaneous | 100% | 100% | 100% | 100% | 100% | 100% | 100% | 100% | 100% | 100% | 100% | 100% | 100% | 100% | 100% | 100% | 100% | 100% | 100% | 100% | 100% | 100% | 100% | 100% | 100% | 100% | 100%

## UECs & EUIs
Key | Sector | Segment | Vintage | End Use | Fuel | Technology | Existing Unit Usage | New Unit Usage | Peak Factor (S) | Peak Factor (W) | Min. Lifetime | Max. Lifetime | Turnover | Group Enduses | Primary Enduse | Logit Model
Industrial_WA - Industrial_Existing_Space Heating_Natural Gas_Furnace | Industrial | WA - Industrial | Existing | Space Heating | Natural Gas | Furnace | 2486.9482 | 2424.8347 | 0 | 0 | 17 | 29 | Normal | FALSE | FALSE | FALSE
Industrial_WA - Industrial_Existing_Space Heating_Natural Gas_Boiler | Industrial | WA - Industrial | Existing | Space Heating | Natural Gas | Boiler | 2486.9482 | 2362.6008 | 0 | 0 | 20 | 30 | Normal | FALSE | FALSE | FALSE
Industrial_WA - Industrial_Existing_Space Heating_Natural Gas_Unit Heater | Industrial | WA - Industrial | Existing | Space Heating | Natural Gas | Unit Heater | 2486.9482 | 2486.9482 | 0 | 0 | 15 | 25 | Normal | FALSE | FALSE | FALSE
Industrial_WA - Industrial_Existing_Process_Natural Gas_Process Boiler | Industrial | WA - Industrial | Existing | Process | Natural Gas | Process Boiler | 18097.2279 | 18097.2279 | 0 | 0 | 2 | 8 | Normal | FALSE | FALSE | FALSE
Industrial_WA - Industrial_Existing_Process_Natural Gas_Process Heating | Industrial | WA - Industrial | Existing | Process | Natural Gas | Process Heating | 16546.2279 | 16546.2279 | 0 | 0 | 2 | 8 | Normal | FALSE | FALSE | FALSE
Industrial_WA - Industrial_Existing_Process_Natural Gas_Process Cooling | Industrial | WA - Industrial | Existing | Process | Natural Gas | Process Cooling | 160.4483 | 160.4483 | 0 | 0 | 2 | 8 | Normal | FALSE | FALSE | FALSE
Industrial_WA - Industrial_Existing_Process_Natural Gas_Other Process | Industrial | WA - Industrial | Existing | Process | Natural Gas | Other Process | 1691.3922 | 1691.3922 | 0 | 0 | 2 | 8 | Normal | FALSE | FALSE | FALSE
Industrial_WA - Industrial_Existing_Miscellaneous_Natural Gas_Miscellaneous | Industrial | WA - Industrial | Existing | Miscellaneous | Natural Gas | Miscellaneous | 1992.2327 | 1992.2327 | 0 | 0 | 2 | 8 | Normal | FALSE | FALSE | FALSE
Industrial_WA - Industrial_New_Space Heating_Natural Gas_Furnace | Industrial | WA - Industrial | New | Space Heating | Natural Gas | Furnace | 0 | 1859.0881 | 0 | 0 | 17 | 29 | Normal | FALSE | FALSE | FALSE
Industrial_WA - Industrial_New_Space Heating_Natural Gas_Boiler | Industrial | WA - Industrial | New | Space Heating | Natural Gas | Boiler | 0 | 2116.8324 | 0 | 0 | 20 | 30 | Normal | FALSE | FALSE | FALSE
Industrial_WA - Industrial_New_Space Heating_Natural Gas_Unit Heater | Industrial | WA - Industrial | New | Space Heating | Natural Gas | Unit Heater | 0 | 2486.9482 | 0 | 0 | 15 | 25 | Normal | FALSE | FALSE | FALSE
Industrial_WA - Industrial_New_Process_Natural Gas_Process Boiler | Industrial | WA - Industrial | New | Process | Natural Gas | Process Boiler | 0 | 18097.2279 | 0 | 0 | 2 | 8 | Normal | FALSE | FALSE | FALSE
Industrial_WA - Industrial_New_Process_Natural Gas_Process Heating | Industrial | WA - Industrial | New | Process | Natural Gas | Process Heating | 0 | 16546.2279 | 0 | 0 | 2 | 8 | Normal | FALSE | FALSE | FALSE
Industrial_WA - Industrial_New_Process_Natural Gas_Process Cooling | Industrial | WA - Industrial | New | Process | Natural Gas | Process Cooling | 0 | 160.4483 | 0 | 0 | 2 | 8 | Normal | FALSE | FALSE | FALSE
Industrial_WA - Industrial_New_Process_Natural Gas_Other Process | Industrial | WA - Industrial | New | Process | Natural Gas | Other Process | 0 | 1691.3922 | 0 | 0 | 2 | 8 | Normal | FALSE | FALSE | FALSE
Industrial_WA - Industrial_New_Miscellaneous_Natural Gas_Miscellaneous | Industrial | WA - Industrial | New | Miscellaneous | Natural Gas | Miscellaneous | 0 | 1992.2327 | 0 | 0 | 2 | 8 | Normal | FALSE | FALSE | FALSE
Industrial_OR - Industrial_Existing_Space Heating_Natural Gas_Furnace | Industrial | OR - Industrial | Existing | Space Heating | Natural Gas | Furnace | 1245.0238 | 1213.9284 | 0 | 0 | 17 | 29 | Normal | FALSE | FALSE | FALSE
Industrial_OR - Industrial_Existing_Space Heating_Natural Gas_Boiler | Industrial | OR - Industrial | Existing | Space Heating | Natural Gas | Boiler | 1245.0238 | 1182.7726 | 0 | 0 | 20 | 30 | Normal | FALSE | FALSE | FALSE
Industrial_OR - Industrial_Existing_Space Heating_Natural Gas_Unit Heater | Industrial | OR - Industrial | Existing | Space Heating | Natural Gas | Unit Heater | 1245.0238 | 1245.0238 | 0 | 0 | 15 | 25 | Normal | FALSE | FALSE | FALSE
Industrial_OR - Industrial_Existing_Process_Natural Gas_Process Boiler | Industrial | OR - Industrial | Existing | Process | Natural Gas | Process Boiler | 9059.8911 | 9059.8911 | 0 | 0 | 2 | 8 | Normal | FALSE | FALSE | FALSE
Industrial_OR - Industrial_Existing_Process_Natural Gas_Process Heating | Industrial | OR - Industrial | Existing | Process | Natural Gas | Process Heating | 8283.4246 | 8283.4246 | 0 | 0 | 2 | 8 | Normal | FALSE | FALSE | FALSE
Industrial_OR - Industrial_Existing_Process_Natural Gas_Process Cooling | Industrial | OR - Industrial | Existing | Process | Natural Gas | Process Cooling | 80.3241 | 80.3241 | 0 | 0 | 2 | 8 | Normal | FALSE | FALSE | FALSE
Industrial_OR - Industrial_Existing_Process_Natural Gas_Other Process | Industrial | OR - Industrial | Existing | Process | Natural Gas | Other Process | 846.7501 | 846.7501 | 0 | 0 | 2 | 8 | Normal | FALSE | FALSE | FALSE
Industrial_OR - Industrial_Existing_Miscellaneous_Natural Gas_Miscellaneous | Industrial | OR - Industrial | Existing | Miscellaneous | Natural Gas | Miscellaneous | 997.3578 | 997.3578 | 0 | 0 | 2 | 8 | Normal | FALSE | FALSE | FALSE
Industrial_OR - Industrial_New_Space Heating_Natural Gas_Furnace | Industrial | OR - Industrial | New | Space Heating | Natural Gas | Furnace | 0 | 930.7025 | 0 | 0 | 17 | 29 | Normal | FALSE | FALSE | FALSE
Industrial_OR - Industrial_New_Space Heating_Natural Gas_Boiler | Industrial | OR - Industrial | New | Space Heating | Natural Gas | Boiler | 0 | 1059.7353 | 0 | 0 | 20 | 30 | Normal | FALSE | FALSE | FALSE
Industrial_OR - Industrial_New_Space Heating_Natural Gas_Unit Heater | Industrial | OR - Industrial | New | Space Heating | Natural Gas | Unit Heater | 0 | 1245.0238 | 0 | 0 | 15 | 25 | Normal | FALSE | FALSE | FALSE
Industrial_OR - Industrial_New_Process_Natural Gas_Process Boiler | Industrial | OR - Industrial | New | Process | Natural Gas | Process Boiler | 0 | 9059.8911 | 0 | 0 | 2 | 8 | Normal | FALSE | FALSE | FALSE
Industrial_OR - Industrial_New_Process_Natural Gas_Process Heating | Industrial | OR - Industrial | New | Process | Natural Gas | Process Heating | 0 | 8283.4246 | 0 | 0 | 2 | 8 | Normal | FALSE | FALSE | FALSE
Industrial_OR - Industrial_New_Process_Natural Gas_Process Cooling | Industrial | OR - Industrial | New | Process | Natural Gas | Process Cooling | 0 | 80.3241 | 0 | 0 | 2 | 8 | Normal | FALSE | FALSE | FALSE
Industrial_OR - Industrial_New_Process_Natural Gas_Other Process | Industrial | OR - Industrial | New | Process | Natural Gas | Other Process | 0 | 846.7501 | 0 | 0 | 2 | 8 | Normal | FALSE | FALSE | FALSE
Industrial_OR - Industrial_New_Miscellaneous_Natural Gas_Miscellaneous | Industrial | OR - Industrial | New | Miscellaneous | Natural Gas | Miscellaneous | 0 | 997.3578 | 0 | 0 | 2 | 8 | Normal | FALSE | FALSE | FALSE
Industrial_Interruptible - Industrial_Existing_Space Heating_Natural Gas_Furnace | Industrial | Interruptible - Industrial | Existing | Space Heating | Natural Gas | Furnace | 652.6159 | 636.3164 | 0 | 0 | 17 | 29 | Normal | FALSE | FALSE | FALSE
Industrial_Interruptible - Industrial_Existing_Space Heating_Natural Gas_Boiler | Industrial | Interruptible - Industrial | Existing | Space Heating | Natural Gas | Boiler | 652.6159 | 619.9852 | 0 | 0 | 20 | 30 | Normal | FALSE | FALSE | FALSE
Industrial_Interruptible - Industrial_Existing_Space Heating_Natural Gas_Unit Heater | Industrial | Interruptible - Industrial | Existing | Space Heating | Natural Gas | Unit Heater | 652.6159 | 652.6159 | 0 | 0 | 15 | 25 | Normal | FALSE | FALSE | FALSE
Industrial_Interruptible - Industrial_Existing_Process_Natural Gas_Process Boiler | Industrial | Interruptible - Industrial | Existing | Process | Natural Gas | Process Boiler | 4749.0091 | 4749.0091 | 0 | 0 | 2 | 8 | Normal | FALSE | FALSE | FALSE
Industrial_Interruptible - Industrial_Existing_Process_Natural Gas_Process Heating | Industrial | Interruptible - Industrial | Existing | Process | Natural Gas | Process Heating | 4342.0013 | 4342.0013 | 0 | 0 | 2 | 8 | Normal | FALSE | FALSE | FALSE
Industrial_Interruptible - Industrial_Existing_Process_Natural Gas_Process Cooling | Industrial | Interruptible - Industrial | Existing | Process | Natural Gas | Process Cooling | 42.1043 | 42.1043 | 0 | 0 | 2 | 8 | Normal | FALSE | FALSE | FALSE
Industrial_Interruptible - Industrial_Existing_Process_Natural Gas_Other Process | Industrial | Interruptible - Industrial | Existing | Process | Natural Gas | Other Process | 443.849 | 443.849 | 0 | 0 | 2 | 8 | Normal | FALSE | FALSE | FALSE
Industrial_Interruptible - Industrial_Existing_Miscellaneous_Natural Gas_Miscellaneous | Industrial | Interruptible - Industrial | Existing | Miscellaneous | Natural Gas | Miscellaneous | 522.7945 | 522.7945 | 0 | 0 | 2 | 8 | Normal | FALSE | FALSE | FALSE
Industrial_Interruptible - Industrial_New_Space Heating_Natural Gas_Furnace | Industrial | Interruptible - Industrial | New | Space Heating | Natural Gas | Furnace | 0 | 487.8552 | 0 | 0 | 17 | 29 | Normal | FALSE | FALSE | FALSE
Industrial_Interruptible - Industrial_New_Space Heating_Natural Gas_Boiler | Industrial | Interruptible - Industrial | New | Space Heating | Natural Gas | Boiler | 0 | 555.4915 | 0 | 0 | 20 | 30 | Normal | FALSE | FALSE | FALSE
Industrial_Interruptible - Industrial_New_Space Heating_Natural Gas_Unit Heater | Industrial | Interruptible - Industrial | New | Space Heating | Natural Gas | Unit Heater | 0 | 652.6159 | 0 | 0 | 15 | 25 | Normal | FALSE | FALSE | FALSE
Industrial_Interruptible - Industrial_New_Process_Natural Gas_Process Boiler | Industrial | Interruptible - Industrial | New | Process | Natural Gas | Process Boiler | 0 | 4749.0091 | 0 | 0 | 2 | 8 | Normal | FALSE | FALSE | FALSE
Industrial_Interruptible - Industrial_New_Process_Natural Gas_Process Heating | Industrial | Interruptible - Industrial | New | Process | Natural Gas | Process Heating | 0 | 4342.0013 | 0 | 0 | 2 | 8 | Normal | FALSE | FALSE | FALSE
Industrial_Interruptible - Industrial_New_Process_Natural Gas_Process Cooling | Industrial | Interruptible - Industrial | New | Process | Natural Gas | Process Cooling | 0 | 42.1043 | 0 | 0 | 2 | 8 | Normal | FALSE | FALSE | FALSE
Industrial_Interruptible - Industrial_New_Process_Natural Gas_Other Process | Industrial | Interruptible - Industrial | New | Process | Natural Gas | Other Process | 0 | 443.849 | 0 | 0 | 2 | 8 | Normal | FALSE | FALSE | FALSE
Industrial_Interruptible - Industrial_New_Miscellaneous_Natural Gas_Miscellaneous | Industrial | Interruptible - Industrial | New | Miscellaneous | Natural Gas | Miscellaneous | 0 | 522.7945 | 0 | 0 | 2 | 8 | Normal | FALSE | FALSE | FALSE
Industrial_WA - Industrial_Existing_Space Heating_Natural Gas_All | Industrial | WA - Industrial | Existing | Space Heating | Natural Gas | All | 2486.9482 | 2671.7582 | 0 | 0
Industrial_WA - Industrial_Existing_Process_Natural Gas_All | Industrial | WA - Industrial | Existing | Process | Natural Gas | All | 9123.8241 | 9123.8241 | 0 | 0
Industrial_WA - Industrial_Existing_Miscellaneous_Natural Gas_All | Industrial | WA - Industrial | Existing | Miscellaneous | Natural Gas | All | 1992.2327 | 1992.2327 | 0 | 0
Industrial_WA - Industrial_New_Space Heating_Natural Gas_All | Industrial | WA - Industrial | New | Space Heating | Natural Gas | All | 0 | 0 | 0 | 0
Industrial_WA - Industrial_New_Process_Natural Gas_All | Industrial | WA - Industrial | New | Process | Natural Gas | All | 0 | 0 | 0 | 0
Industrial_WA - Industrial_New_Miscellaneous_Natural Gas_All | Industrial | WA - Industrial | New | Miscellaneous | Natural Gas | All | 0 | 0 | 0 | 0
Industrial_WA - Industrial_Existing_Space Heating_Natural Gas_Market | Industrial | WA - Industrial | Existing | Space Heating | Natural Gas | Market | 2486.9482 | 2671.7582 | 0 | 0
Industrial_WA - Industrial_Existing_Process_Natural Gas_Market | Industrial | WA - Industrial | Existing | Process | Natural Gas | Market | 36495.2963 | 36495.2963 | 0 | 0
Industrial_WA - Industrial_Existing_Miscellaneous_Natural Gas_Market | Industrial | WA - Industrial | Existing | Miscellaneous | Natural Gas | Market | 1992.2327 | 1992.2327 | 0 | 0
Industrial_WA - Industrial_New_Space Heating_Natural Gas_Market | Industrial | WA - Industrial | New | Space Heating | Natural Gas | Market | 0 | 0 | 0 | 0
Industrial_WA - Industrial_New_Process_Natural Gas_Market | Industrial | WA - Industrial | New | Process | Natural Gas | Market | 0 | 0 | 0 | 0
Industrial_WA - Industrial_New_Miscellaneous_Natural Gas_Market | Industrial | WA - Industrial | New | Miscellaneous | Natural Gas | Market | 0 | 0 | 0 | 0
Industrial_OR - Industrial_Existing_Space Heating_Natural Gas_All | Industrial | OR - Industrial | Existing | Space Heating | Natural Gas | All | 1245.0238 | 1337.544 | 0 | 0
Industrial_OR - Industrial_Existing_Process_Natural Gas_All | Industrial | OR - Industrial | Existing | Process | Natural Gas | All | 4567.5975 | 4567.5975 | 0 | 0
Industrial_OR - Industrial_Existing_Miscellaneous_Natural Gas_All | Industrial | OR - Industrial | Existing | Miscellaneous | Natural Gas | All | 997.3578 | 997.3578 | 0 | 0
Industrial_OR - Industrial_New_Space Heating_Natural Gas_All | Industrial | OR - Industrial | New | Space Heating | Natural Gas | All | 0 | 0 | 0 | 0
Industrial_OR - Industrial_New_Process_Natural Gas_All | Industrial | OR - Industrial | New | Process | Natural Gas | All | 0 | 0 | 0 | 0
Industrial_OR - Industrial_New_Miscellaneous_Natural Gas_All | Industrial | OR - Industrial | New | Miscellaneous | Natural Gas | All | 0 | 0 | 0 | 0
Industrial_OR - Industrial_Existing_Space Heating_Natural Gas_Market | Industrial | OR - Industrial | Existing | Space Heating | Natural Gas | Market | 1245.0238 | 1337.544 | 0 | 0
Industrial_OR - Industrial_Existing_Process_Natural Gas_Market | Industrial | OR - Industrial | Existing | Process | Natural Gas | Market | 18270.3899 | 18270.3899 | 0 | 0
Industrial_OR - Industrial_Existing_Miscellaneous_Natural Gas_Market | Industrial | OR - Industrial | Existing | Miscellaneous | Natural Gas | Market | 997.3578 | 997.3578 | 0 | 0
Industrial_OR - Industrial_New_Space Heating_Natural Gas_Market | Industrial | OR - Industrial | New | Space Heating | Natural Gas | Market | 0 | 0 | 0 | 0
Industrial_OR - Industrial_New_Process_Natural Gas_Market | Industrial | OR - Industrial | New | Process | Natural Gas | Market | 0 | 0 | 0 | 0
Industrial_OR - Industrial_New_Miscellaneous_Natural Gas_Market | Industrial | OR - Industrial | New | Miscellaneous | Natural Gas | Market | 0 | 0 | 0 | 0
Industrial_Interruptible - Industrial_Existing_Space Heating_Natural Gas_All | Industrial | Interruptible - Industrial | Existing | Space Heating | Natural Gas | All | 652.6159 | 701.1131 | 0 | 0
Industrial_Interruptible - Industrial_Existing_Process_Natural Gas_All | Industrial | Interruptible - Industrial | Existing | Process | Natural Gas | All | 2394.2409 | 2394.2409 | 0 | 0
Industrial_Interruptible - Industrial_Existing_Miscellaneous_Natural Gas_All | Industrial | Interruptible - Industrial | Existing | Miscellaneous | Natural Gas | All | 522.7945 | 522.7945 | 0 | 0
Industrial_Interruptible - Industrial_New_Space Heating_Natural Gas_All | Industrial | Interruptible - Industrial | New | Space Heating | Natural Gas | All | 0 | 0 | 0 | 0
Industrial_Interruptible - Industrial_New_Process_Natural Gas_All | Industrial | Interruptible - Industrial | New | Process | Natural Gas | All | 0 | 0 | 0 | 0
Industrial_Interruptible - Industrial_New_Miscellaneous_Natural Gas_All | Industrial | Interruptible - Industrial | New | Miscellaneous | Natural Gas | All | 0 | 0 | 0 | 0
Industrial_Interruptible - Industrial_Existing_Space Heating_Natural Gas_Market | Industrial | Interruptible - Industrial | Existing | Space Heating | Natural Gas | Market | 652.6159 | 701.1131 | 0 | 0
Industrial_Interruptible - Industrial_Existing_Process_Natural Gas_Market | Industrial | Interruptible - Industrial | Existing | Process | Natural Gas | Market | 9576.9636 | 9576.9636 | 0 | 0
Industrial_Interruptible - Industrial_Existing_Miscellaneous_Natural Gas_Market | Industrial | Interruptible - Industrial | Existing | Miscellaneous | Natural Gas | Market | 522.7945 | 522.7945 | 0 | 0
Industrial_Interruptible - Industrial_New_Space Heating_Natural Gas_Market | Industrial | Interruptible - Industrial | New | Space Heating | Natural Gas | Market | 0 | 0 | 0 | 0
Industrial_Interruptible - Industrial_New_Process_Natural Gas_Market | Industrial | Interruptible - Industrial | New | Process | Natural Gas | Market | 0 | 0 | 0 | 0
Industrial_Interruptible - Industrial_New_Miscellaneous_Natural Gas_Market | Industrial | Interruptible - Industrial | New | Miscellaneous | Natural Gas | Market | 0 | 0 | 0 | 0

## Tech Data
Key | Sector | Segment | Vintage | End Use | Fuel | Technology | Equipment | Label | Relative Energy Use | Relative Summer Peak | Relative Winter Peak | Equip. Costs | Labor Costs | O&M Costs | RVT-Only NEBs | Min. Lifetime | Max. Lifetime | First Year On Market | Last Year on Market | Applicability | BC Ratio Adder | NEI Proxy Multiplier | Price Scalar Over On-Market Period | Price Scalar Type | Annual Usage Degradation | Base Year Usage | Base Year Summer Peak | Base Year Winter Peak | UOM | Input Units | Lumen Adj. | Household Units | Usage | Cost/Unit | Labor Cost | O&M Cost | RVT NEBs | Cost Year | Cost Scalar | Lifetime Source | Costs Source | Savings Source | Controllable |  |  | Second Key
Industrial_WA - Industrial_Existing_Space Heating_Natural Gas_Furnace_E1 | Industrial | WA - Industrial | Existing | Space Heating | Natural Gas | Furnace | E1 | AFUE 80% (Standard) | 100% | 0% | 0% | 281.2855 | 294.6801 | 45.5415 | 0 | 17 | 29 | 2021 | 2023 | 100% | 0 | 0 | 0% | Normal | 0% | 2424.8347 | 0 | 0 | 400 kBtu/hr | 100000 | 0 | 0.25199 | 24.0568 | 1050 | 1100 | 170 |  | 2017 | 1.0631 | GFURN-Heating-EIA14-2014 Ref. Case-2 | GFURN-Heating-EIA14-2014 Ref. Case-2 | GFURN-Heating-EIA14-2014 Ref. Case-2 | 400 | kBtu/hr | 100.7962 | Industrial_WA - Industrial_Existing_Space Heating_Furnace_AFUE 80% (Standard)
Industrial_WA - Industrial_Existing_Space Heating_Natural Gas_Furnace_E2 | Industrial | WA - Industrial | Existing | Space Heating | Natural Gas | Furnace | E2 | AFUE 90% | 88.89% | 0% | 0% | 468.8092 | 348.2583 | 46.8809 | 0 | 17 | 29 | 2021 | 2047 | 100% | 0 | 0 | 0% | Normal | 0% | 2155.4086 | 0 | 0 | 400 kBtu/hr | 100000 | 0 | 0.25199 | 21.3838 | 1750 | 1300 | 175 |  | 2017 | 1.0631 | GFURN-Heating-EIA14-2014 Ref. Case-3 | GFURN-Heating-EIA14-2014 Ref. Case-3 | GFURN-Heating-EIA14-2014 Ref. Case-3 | 400 | kBtu/hr | 100.7962 | Industrial_WA - Industrial_Existing_Space Heating_Furnace_AFUE 90%
Industrial_WA - Industrial_Existing_Space Heating_Natural Gas_Furnace_E3 | Industrial | WA - Industrial | Existing | Space Heating | Natural Gas | Furnace | E3 | AFUE 96% | 83.33% | 0% | 0% | 656.3329 | 401.8365 | 48.2204 | 0 | 17 | 29 | 2021 | 2047 | 100% | 0 | 0 | 0% | Normal | 0% | 2020.6956 | 0 | 0 | 400 kBtu/hr | 100000 | 0 | 0.25199 | 20.0473 | 2450 | 1500 | 180 |  | 2017 | 1.0631 | GFURN-Heating-EIA14-2014 Ref. Case-3 | GFURN-Heating-ILTRM-v5.0-191 | AEG BEST | 400 | kBtu/hr | 100.7962 | Industrial_WA - Industrial_Existing_Space Heating_Furnace_AFUE 96%
Industrial_WA - Industrial_Existing_Space Heating_Natural Gas_Furnace_E4 | Industrial | WA - Industrial | Existing | Space Heating | Natural Gas | Furnace | E4 |  | 0% | 0% | 0% | 0 | 0 | 0 | 0 | 0 | 0 | 0 | 0 | 0% | 0 | 0 | 0% | Normal | 0% | 0 | 0 | 0 | [17 empty] | Industrial_WA - Industrial_Existing_Space Heating_Furnace_
Industrial_WA - Industrial_Existing_Space Heating_Natural Gas_Furnace_E5 | Industrial | WA - Industrial | Existing | Space Heating | Natural Gas | Furnace | E5 |  | 0% | 0% | 0% | 0 | 0 | 0 | 0 | 0 | 0 | 0 | 0 | 0% | 0 | 0 | 0% | Normal | 0% | 0 | 0 | 0 | [17 empty] | Industrial_WA - Industrial_Existing_Space Heating_Furnace_
Industrial_WA - Industrial_Existing_Space Heating_Natural Gas_Furnace_E6 | Industrial | WA - Industrial | Existing | Space Heating | Natural Gas | Furnace | E6 |  | 0% | 0% | 0% | 0 | 0 | 0 | 0 | 0 | 0 | 0 | 0 | 0% | 0 | 0 | 0% | Normal | 0% | 0 | 0 | 0 | [17 empty] | Industrial_WA - Industrial_Existing_Space Heating_Furnace_
Industrial_WA - Industrial_Existing_Space Heating_Natural Gas_Furnace_E7 | Industrial | WA - Industrial | Existing | Space Heating | Natural Gas | Furnace | E7 |  | 0% | 0% | 0% | 0 | 0 | 0 | 0 | 0 | 0 | 0 | 0 | 0% | 0 | 0 | 0% | Normal | 0% | 0 | 0 | 0 | [17 empty] | Industrial_WA - Industrial_Existing_Space Heating_Furnace_
Industrial_WA - Industrial_Existing_Space Heating_Natural Gas_Furnace_E8 | Industrial | WA - Industrial | Existing | Space Heating | Natural Gas | Furnace | E8 |  | 0% | 0% | 0% | 0 | 0 | 0 | 0 | 0 | 0 | 0 | 0 | 0% | 0 | 0 | 0% | Normal | 0% | 0 | 0 | 0 | [17 empty] | Industrial_WA - Industrial_Existing_Space Heating_Furnace_
Industrial_WA - Industrial_Existing_Space Heating_Natural Gas_Furnace_E9 | Industrial | WA - Industrial | Existing | Space Heating | Natural Gas | Furnace | E9 |  | 0% | 0% | 0% | 0 | 0 | 0 | 0 | 0 | 0 | 0 | 0 | 0% | 0 | 0 | 0% | Normal | 0% | 0 | 0 | 0 | [17 empty] | Industrial_WA - Industrial_Existing_Space Heating_Furnace_
Industrial_WA - Industrial_Existing_Space Heating_Natural Gas_Furnace_E10 | Industrial | WA - Industrial | Existing | Space Heating | Natural Gas | Furnace | E10 |  | 0% | 0% | 0% | 0 | 0 | 0 | 0 | 0 | 0 | 0 | 0 | 0% | 0 | 0 | 0% | Normal | 0% | 0 | 0 | 0 | [17 empty] | Industrial_WA - Industrial_Existing_Space Heating_Furnace_
Industrial_WA - Industrial_Existing_Space Heating_Natural Gas_Boiler_E1 | Industrial | WA - Industrial | Existing | Space Heating | Natural Gas | Boiler | E1 | AFUE 80% (Standard) | 100% | 0% | 0% | 2196.1749 | 1217.1572 | 238.1394 | 0 | 20 | 30 | 2021 | 2047 | 100% | 0 | 0 | 0% | Normal | 0% | 2362.6008 | 0 | 0 | 800 kBtu/hr | 100000 | 0 | 0.126 | 23.4394 | 16600 | 9200 | 1800 |  | 2018 | 1.05 | GBLR-Heating-AEO15-3 | GBLR-Heating-AEO15-3 | GBLR-Heating-AEO15-3 | 800 | kBtu/hr | 100.7962 | Industrial_WA - Industrial_Existing_Space Heating_Boiler_AFUE 80% (Standard)
Industrial_WA - Industrial_Existing_Space Heating_Natural Gas_Boiler_E2 | Industrial | WA - Industrial | Existing | Space Heating | Natural Gas | Boiler | E2 | AFUE 85% | 94.12% | 0% | 0% | 3003.203 | 1289.922 | 238.1394 | 0 | 20 | 30 | 2021 | 2047 | 100% | 0 | 0 | 0% | Normal | 0% | 2223.6501 | 0 | 0 | 800 kBtu/hr | 100000 | 0 | 0.126 | 22.0608 | 22700 | 9750 | 1800 |  | 2018 | 1.05 | GBLR-Heating-AEO15-6 | GBLR-Heating-AEO15-6 | GBLR-Heating-AEO15-6 | 800 | kBtu/hr | 100.7962 | Industrial_WA - Industrial_Existing_Space Heating_Boiler_AFUE 85%
Industrial_WA - Industrial_Existing_Space Heating_Natural Gas_Boiler_E3 | Industrial | WA - Industrial | Existing | Space Heating | Natural Gas | Boiler | E3 | AFUE 97% | 82.47% | 0% | 0% | 4861.0114 | 1199.0495 | 238.1394 | 0 | 20 | 30 | 2021 | 2047 | 100% | 0 | 0 | 0% | Normal | 0% | 1948.4904 | 0 | 0 | 800 kBtu/hr | 100000 | 0 | 0.126 | 19.331 | 36742.4242 | 9063.1313 | 1800 |  | 2018 | 1.05 | GBLR-Heating-AEO15-7 | GBLR-Heating-AEO15-7 | GBLR-Heating-AEO15-7 | 800 | kBtu/hr | 100.7962 | Industrial_WA - Industrial_Existing_Space Heating_Boiler_AFUE 97%
Industrial_WA - Industrial_Existing_Space Heating_Natural Gas_Boiler_E4 | Industrial | WA - Industrial | Existing | Space Heating | Natural Gas | Boiler | E4 | Convert to NG Air Source Heat Pump | 57.14% | 0% | 0% | 21205.8149 | 1217.1572 | 398.4123 | 0 | 10 | 20 | 2021 | 2047 | 100% | 0 | 0 | 0% | Normal | 0% | 1350.0576 | 0 | 0 | 800 kBtu/hr | 100000 | 0 | 0.126 | 13.3939 | 158316.7533 | 9086.959 | 2974.436 |  | 2017 | 1.0631 | HP_GAS-Heating-AEO17-1 | HP_GAS-Heating-AEO17-1 | HP_GAS-Heating-AEO17-1 | 800 | kBtu/hr | 100.7962 | Industrial_WA - Industrial_Existing_Space Heating_Boiler_Convert to NG Air Source Heat Pump
Industrial_WA - Industrial_Existing_Space Heating_Natural Gas_Boiler_E5 | Industrial | WA - Industrial | Existing | Space Heating | Natural Gas | Boiler | E5 |  | 0% | 0% | 0% | 0 | 0 | 0 | 0 | 0 | 0 | 0 | 0 | 0% | 0 | 0 | 0% | Normal | 0% | 0 | 0 | 0 | [17 empty] | Industrial_WA - Industrial_Existing_Space Heating_Boiler_
Industrial_WA - Industrial_Existing_Space Heating_Natural Gas_Boiler_E6 | Industrial | WA - Industrial | Existing | Space Heating | Natural Gas | Boiler | E6 |  | 0% | 0% | 0% | 0 | 0 | 0 | 0 | 0 | 0 | 0 | 0 | 0% | 0 | 0 | 0% | Normal | 0% | 0 | 0 | 0 | [17 empty] | Industrial_WA - Industrial_Existing_Space Heating_Boiler_
Industrial_WA - Industrial_Existing_Space Heating_Natural Gas_Boiler_E7 | Industrial | WA - Industrial | Existing | Space Heating | Natural Gas | Boiler | E7 |  | 0% | 0% | 0% | 0 | 0 | 0 | 0 | 0 | 0 | 0 | 0 | 0% | 0 | 0 | 0% | Normal | 0% | 0 | 0 | 0 | [17 empty] | Industrial_WA - Industrial_Existing_Space Heating_Boiler_
Industrial_WA - Industrial_Existing_Space Heating_Natural Gas_Boiler_E8 | Industrial | WA - Industrial | Existing | Space Heating | Natural Gas | Boiler | E8 |  | 0% | 0% | 0% | 0 | 0 | 0 | 0 | 0 | 0 | 0 | 0 | 0% | 0 | 0 | 0% | Normal | 0% | 0 | 0 | 0 | [17 empty] | Industrial_WA - Industrial_Existing_Space Heating_Boiler_
Industrial_WA - Industrial_Existing_Space Heating_Natural Gas_Boiler_E9 | Industrial | WA - Industrial | Existing | Space Heating | Natural Gas | Boiler | E9 |  | 0% | 0% | 0% | 0 | 0 | 0 | 0 | 0 | 0 | 0 | 0 | 0% | 0 | 0 | 0% | Normal | 0% | 0 | 0 | 0 | [17 empty] | Industrial_WA - Industrial_Existing_Space Heating_Boiler_
Industrial_WA - Industrial_Existing_Space Heating_Natural Gas_Boiler_E10 | Industrial | WA - Industrial | Existing | Space Heating | Natural Gas | Boiler | E10 |  | 0% | 0% | 0% | 0 | 0 | 0 | 0 | 0 | 0 | 0 | 0 | 0% | 0 | 0 | 0% | Normal | 0% | 0 | 0 | 0 | [17 empty] | Industrial_WA - Industrial_Existing_Space Heating_Boiler_
Industrial_WA - Industrial_Existing_Space Heating_Natural Gas_Unit Heater_E1 | Industrial | WA - Industrial | Existing | Space Heating | Natural Gas | Unit Heater | E1 | Standard | 100% | 0% | 0% | 212.1515 | 0 | 0 | 0 | 15 | 25 | 2021 | 2047 | 100% | 0 | 0 | 0% | Normal | 0% | 2486.9482 | 0 | 0 | 120 unit | 100000 | 0 | 0.0016092 | 2080 | 1010.4 | 0 | 0 |  | 2015 | 1.0873 | Xcel CO 2021/22 DSM Plan/TRM p.424 | Xcel CO 2021/22 DSM Plan/TRM p.416 | Xcel CO 2021/22 DSM Plan/TRM p.416 | 120 | unit | 0.1931 | Industrial_WA - Industrial_Existing_Space Heating_Unit Heater_Standard
Industrial_WA - Industrial_Existing_Space Heating_Natural Gas_Unit Heater_E2 | Industrial | WA - Industrial | Existing | Space Heating | Natural Gas | Unit Heater | E2 | Condensing | 88.94% | 0% | 0% | 252.9692 | 0 | 0 | 0 | 15 | 25 | 2021 | 2047 | 100% | 0 | 0 | 0% | Normal | 0% | 2211.9491 | 0 | 0 | 120 unit | 100000 | 0 | 0.0016092 | 1850 | 1204.8 | 0 | 0 |  | 2015 | 1.0873 | Xcel CO 2021/22 DSM Plan/TRM p.424 | Xcel CO 2021/22 DSM Plan/TRM p.416 | Xcel CO 2021/22 DSM Plan/TRM p.416 | 120 | unit | 0.1931 | Industrial_WA - Industrial_Existing_Space Heating_Unit Heater_Condensing
Industrial_WA - Industrial_Existing_Space Heating_Natural Gas_Unit Heater_E3 | Industrial | WA - Industrial | Existing | Space Heating | Natural Gas | Unit Heater | E3 | Infrared Radiant | 88.46% | 0% | 0% | 238.1035 | 0 | 0 | 0 | 10 | 20 | 2021 | 2047 | 100% | 0 | 0 | 0% | Normal | 0% | 2199.9926 | 0 | 0 | 120 unit | 100000 | 0 | 0.0016092 | 1840 | 1134 | 0 | 0 |  | 2015 | 1.0873 | Xcel CO 2021/22 DSM Plan/TRM p.424 | Xcel CO 2021/22 DSM Plan/TRM p.416 | Xcel CO 2021/22 DSM Plan/TRM p.416 | 120 | unit | 0.1931 | Industrial_WA - Industrial_Existing_Space Heating_Unit Heater_Infrared Radiant
Industrial_WA - Industrial_Existing_Space Heating_Natural Gas_Unit Heater_E4 | Industrial | WA - Industrial | Existing | Space Heating | Natural Gas | Unit Heater | E4 |  | 0% | 0% | 0% | 0 | 0 | 0 | 0 | 0 | 0 | 0 | 0 | 0% | 0 | 0 | 0% | Normal | 0% | 0 | 0 | 0 | [17 empty] | Industrial_WA - Industrial_Existing_Space Heating_Unit Heater_
Industrial_WA - Industrial_Existing_Space Heating_Natural Gas_Unit Heater_E5 | Industrial | WA - Industrial | Existing | Space Heating | Natural Gas | Unit Heater | E5 |  | 0% | 0% | 0% | 0 | 0 | 0 | 0 | 0 | 0 | 0 | 0 | 0% | 0 | 0 | 0% | Normal | 0% | 0 | 0 | 0 | [17 empty] | Industrial_WA - Industrial_Existing_Space Heating_Unit Heater_
Industrial_WA - Industrial_Existing_Space Heating_Natural Gas_Unit Heater_E6 | Industrial | WA - Industrial | Existing | Space Heating | Natural Gas | Unit Heater | E6 |  | 0% | 0% | 0% | 0 | 0 | 0 | 0 | 0 | 0 | 0 | 0 | 0% | 0 | 0 | 0% | Normal | 0% | 0 | 0 | 0 | [17 empty] | Industrial_WA - Industrial_Existing_Space Heating_Unit Heater_
Industrial_WA - Industrial_Existing_Space Heating_Natural Gas_Unit Heater_E7 | Industrial | WA - Industrial | Existing | Space Heating | Natural Gas | Unit Heater | E7 |  | 0% | 0% | 0% | 0 | 0 | 0 | 0 | 0 | 0 | 0 | 0 | 0% | 0 | 0 | 0% | Normal | 0% | 0 | 0 | 0 | [17 empty] | Industrial_WA - Industrial_Existing_Space Heating_Unit Heater_
Industrial_WA - Industrial_Existing_Space Heating_Natural Gas_Unit Heater_E8 | Industrial | WA - Industrial | Existing | Space Heating | Natural Gas | Unit Heater | E8 |  | 0% | 0% | 0% | 0 | 0 | 0 | 0 | 0 | 0 | 0 | 0 | 0% | 0 | 0 | 0% | Normal | 0% | 0 | 0 | 0 | [17 empty] | Industrial_WA - Industrial_Existing_Space Heating_Unit Heater_
Industrial_WA - Industrial_Existing_Space Heating_Natural Gas_Unit Heater_E9 | Industrial | WA - Industrial | Existing | Space Heating | Natural Gas | Unit Heater | E9 |  | 0% | 0% | 0% | 0 | 0 | 0 | 0 | 0 | 0 | 0 | 0 | 0% | 0 | 0 | 0% | Normal | 0% | 0 | 0 | 0 | [17 empty] | Industrial_WA - Industrial_Existing_Space Heating_Unit Heater_
Industrial_WA - Industrial_Existing_Space Heating_Natural Gas_Unit Heater_E10 | Industrial | WA - Industrial | Existing | Space Heating | Natural Gas | Unit Heater | E10 |  | 0% | 0% | 0% | 0 | 0 | 0 | 0 | 0 | 0 | 0 | 0 | 0% | 0 | 0 | 0% | Normal | 0% | 0 | 0 | 0 | [17 empty] | Industrial_WA - Industrial_Existing_Space Heating_Unit Heater_
Industrial_WA - Industrial_Existing_Process_Natural Gas_Process Boiler_E1 | Industrial | WA - Industrial | Existing | Process | Natural Gas | Process Boiler | E1 | Standard | 100% | 0% | 0% | 19441.4936 | 0 | 0 | 0 | 2 | 8 | 2021 | 2047 | 100% | 0 | 0 | 0% | Normal | 0% | 18097.2279 | 0 | 0 | 1 unit | 100000 | 0 | 18097.2279 | 1 | 1 | 0 | 0 |  | 2016 | 1.0743 | N/A | N/A | N/A | 1 | unit | 18097.2279 | Industrial_WA - Industrial_Existing_Process_Process Boiler_Standard
Industrial_WA - Industrial_Existing_Process_Natural Gas_Process Boiler_E2 | Industrial | WA - Industrial | Existing | Process | Natural Gas | Process Boiler | E2 |  | 0% | 0% | 0% | 0 | 0 | 0 | 0 | 0 | 0 | 0 | 0 | 0% | 0 | 0 | 0% | Normal | 0% | 0 | 0 | 0 | [17 empty] | Industrial_WA - Industrial_Existing_Process_Process Boiler_
Industrial_WA - Industrial_Existing_Process_Natural Gas_Process Boiler_E3 | Industrial | WA - Industrial | Existing | Process | Natural Gas | Process Boiler | E3 |  | 0% | 0% | 0% | 0 | 0 | 0 | 0 | 0 | 0 | 0 | 0 | 0% | 0 | 0 | 0% | Normal | 0% | 0 | 0 | 0 | [17 empty] | Industrial_WA - Industrial_Existing_Process_Process Boiler_
Industrial_WA - Industrial_Existing_Process_Natural Gas_Process Boiler_E4 | Industrial | WA - Industrial | Existing | Process | Natural Gas | Process Boiler | E4 |  | 0% | 0% | 0% | 0 | 0 | 0 | 0 | 0 | 0 | 0 | 0 | 0% | 0 | 0 | 0% | Normal | 0% | 0 | 0 | 0 | [17 empty] | Industrial_WA - Industrial_Existing_Process_Process Boiler_
Industrial_WA - Industrial_Existing_Process_Natural Gas_Process Boiler_E5 | Industrial | WA - Industrial | Existing | Process | Natural Gas | Process Boiler | E5 |  | 0% | 0% | 0% | 0 | 0 | 0 | 0 | 0 | 0 | 0 | 0 | 0% | 0 | 0 | 0% | Normal | 0% | 0 | 0 | 0 | [17 empty] | Industrial_WA - Industrial_Existing_Process_Process Boiler_
Industrial_WA - Industrial_Existing_Process_Natural Gas_Process Boiler_E6 | Industrial | WA - Industrial | Existing | Process | Natural Gas | Process Boiler | E6 |  | 0% | 0% | 0% | 0 | 0 | 0 | 0 | 0 | 0 | 0 | 0 | 0% | 0 | 0 | 0% | Normal | 0% | 0 | 0 | 0 | [17 empty] | Industrial_WA - Industrial_Existing_Process_Process Boiler_
Industrial_WA - Industrial_Existing_Process_Natural Gas_Process Boiler_E7 | Industrial | WA - Industrial | Existing | Process | Natural Gas | Process Boiler | E7 |  | 0% | 0% | 0% | 0 | 0 | 0 | 0 | 0 | 0 | 0 | 0 | 0% | 0 | 0 | 0% | Normal | 0% | 0 | 0 | 0 | [17 empty] | Industrial_WA - Industrial_Existing_Process_Process Boiler_
Industrial_WA - Industrial_Existing_Process_Natural Gas_Process Boiler_E8 | Industrial | WA - Industrial | Existing | Process | Natural Gas | Process Boiler | E8 |  | 0% | 0% | 0% | 0 | 0 | 0 | 0 | 0 | 0 | 0 | 0 | 0% | 0 | 0 | 0% | Normal | 0% | 0 | 0 | 0 | [17 empty] | Industrial_WA - Industrial_Existing_Process_Process Boiler_
Industrial_WA - Industrial_Existing_Process_Natural Gas_Process Boiler_E9 | Industrial | WA - Industrial | Existing | Process | Natural Gas | Process Boiler | E9 |  | 0% | 0% | 0% | 0 | 0 | 0 | 0 | 0 | 0 | 0 | 0 | 0% | 0 | 0 | 0% | Normal | 0% | 0 | 0 | 0 | [17 empty] | Industrial_WA - Industrial_Existing_Process_Process Boiler_
Industrial_WA - Industrial_Existing_Process_Natural Gas_Process Boiler_E10 | Industrial | WA - Industrial | Existing | Process | Natural Gas | Process Boiler | E10 |  | 0% | 0% | 0% | 0 | 0 | 0 | 0 | 0 | 0 | 0 | 0 | 0% | 0 | 0 | 0% | Normal | 0% | 0 | 0 | 0 | [17 empty] | Industrial_WA - Industrial_Existing_Process_Process Boiler_
Industrial_WA - Industrial_Existing_Process_Natural Gas_Process Heating_E1 | Industrial | WA - Industrial | Existing | Process | Natural Gas | Process Heating | E1 | Standard | 100% | 0% | 0% | 17775.285 | 0 | 0 | 0 | 2 | 8 | 2021 | 2047 | 100% | 0 | 0 | 0% | Normal | 0% | 16546.2279 | 0 | 0 | 1 unit | 100000 | 0 | 16546.2279 | 1 | 1 | 0 | 0 |  | 2016 | 1.0743 | N/A | N/A | N/A | 1 | unit | 16546.2279 | Industrial_WA - Industrial_Existing_Process_Process Heating_Standard
Industrial_WA - Industrial_Existing_Process_Natural Gas_Process Heating_E2 | Industrial | WA - Industrial | Existing | Process | Natural Gas | Process Heating | E2 |  | 0% | 0% | 0% | 0 | 0 | 0 | 0 | 0 | 0 | 0 | 0 | 0% | 0 | 0 | 0% | Normal | 0% | 0 | 0 | 0 | [17 empty] | Industrial_WA - Industrial_Existing_Process_Process Heating_
Industrial_WA - Industrial_Existing_Process_Natural Gas_Process Heating_E3 | Industrial | WA - Industrial | Existing | Process | Natural Gas | Process Heating | E3 |  | 0% | 0% | 0% | 0 | 0 | 0 | 0 | 0 | 0 | 0 | 0 | 0% | 0 | 0 | 0% | Normal | 0% | 0 | 0 | 0 | [17 empty] | Industrial_WA - Industrial_Existing_Process_Process Heating_
Industrial_WA - Industrial_Existing_Process_Natural Gas_Process Heating_E4 | Industrial | WA - Industrial | Existing | Process | Natural Gas | Process Heating | E4 |  | 0% | 0% | 0% | 0 | 0 | 0 | 0 | 0 | 0 | 0 | 0 | 0% | 0 | 0 | 0% | Normal | 0% | 0 | 0 | 0 | [17 empty] | Industrial_WA - Industrial_Existing_Process_Process Heating_
Industrial_WA - Industrial_Existing_Process_Natural Gas_Process Heating_E5 | Industrial | WA - Industrial | Existing | Process | Natural Gas | Process Heating | E5 |  | 0% | 0% | 0% | 0 | 0 | 0 | 0 | 0 | 0 | 0 | 0 | 0% | 0 | 0 | 0% | Normal | 0% | 0 | 0 | 0 | [17 empty] | Industrial_WA - Industrial_Existing_Process_Process Heating_
Industrial_WA - Industrial_Existing_Process_Natural Gas_Process Heating_E6 | Industrial | WA - Industrial | Existing | Process | Natural Gas | Process Heating | E6 |  | 0% | 0% | 0% | 0 | 0 | 0 | 0 | 0 | 0 | 0 | 0 | 0% | 0 | 0 | 0% | Normal | 0% | 0 | 0 | 0 | [17 empty] | Industrial_WA - Industrial_Existing_Process_Process Heating_
Industrial_WA - Industrial_Existing_Process_Natural Gas_Process Heating_E7 | Industrial | WA - Industrial | Existing | Process | Natural Gas | Process Heating | E7 |  | 0% | 0% | 0% | 0 | 0 | 0 | 0 | 0 | 0 | 0 | 0 | 0% | 0 | 0 | 0% | Normal | 0% | 0 | 0 | 0 | [17 empty] | Industrial_WA - Industrial_Existing_Process_Process Heating_
Industrial_WA - Industrial_Existing_Process_Natural Gas_Process Heating_E8 | Industrial | WA - Industrial | Existing | Process | Natural Gas | Process Heating | E8 |  | 0% | 0% | 0% | 0 | 0 | 0 | 0 | 0 | 0 | 0 | 0 | 0% | 0 | 0 | 0% | Normal | 0% | 0 | 0 | 0 | [17 empty] | Industrial_WA - Industrial_Existing_Process_Process Heating_
Industrial_WA - Industrial_Existing_Process_Natural Gas_Process Heating_E9 | Industrial | WA - Industrial | Existing | Process | Natural Gas | Process Heating | E9 |  | 0% | 0% | 0% | 0 | 0 | 0 | 0 | 0 | 0 | 0 | 0 | 0% | 0 | 0 | 0% | Normal | 0% | 0 | 0 | 0 | [17 empty] | Industrial_WA - Industrial_Existing_Process_Process Heating_
Industrial_WA - Industrial_Existing_Process_Natural Gas_Process Heating_E10 | Industrial | WA - Industrial | Existing | Process | Natural Gas | Process Heating | E10 |  | 0% | 0% | 0% | 0 | 0 | 0 | 0 | 0 | 0 | 0 | 0 | 0% | 0 | 0 | 0% | Normal | 0% | 0 | 0 | 0 | [17 empty] | Industrial_WA - Industrial_Existing_Process_Process Heating_
Industrial_WA - Industrial_Existing_Process_Natural Gas_Process Cooling_E1 | Industrial | WA - Industrial | Existing | Process | Natural Gas | Process Cooling | E1 | Standard | 100% | 0% | 0% | 172.3664 | 0 | 0 | 0 | 2 | 8 | 2021 | 2047 | 100% | 0 | 0 | 0% | Normal | 0% | 160.4483 | 0 | 0 | 1 unit | 100000 | 0 | 160.4483 | 1 | 1 | 0 | 0 |  | 2016 | 1.0743 | N/A | N/A | N/A | 1 | unit | 160.4483 | Industrial_WA - Industrial_Existing_Process_Process Cooling_Standard
Industrial_WA - Industrial_Existing_Process_Natural Gas_Process Cooling_E2 | Industrial | WA - Industrial | Existing | Process | Natural Gas | Process Cooling | E2 |  | 0% | 0% | 0% | 0 | 0 | 0 | 0 | 0 | 0 | 0 | 0 | 0% | 0 | 0 | 0% | Normal | 0% | 0 | 0 | 0 | [17 empty] | Industrial_WA - Industrial_Existing_Process_Process Cooling_
Industrial_WA - Industrial_Existing_Process_Natural Gas_Process Cooling_E3 | Industrial | WA - Industrial | Existing | Process | Natural Gas | Process Cooling | E3 |  | 0% | 0% | 0% | 0 | 0 | 0 | 0 | 0 | 0 | 0 | 0 | 0% | 0 | 0 | 0% | Normal | 0% | 0 | 0 | 0 | [17 empty] | Industrial_WA - Industrial_Existing_Process_Process Cooling_
Industrial_WA - Industrial_Existing_Process_Natural Gas_Process Cooling_E4 | Industrial | WA - Industrial | Existing | Process | Natural Gas | Process Cooling | E4 |  | 0% | 0% | 0% | 0 | 0 | 0 | 0 | 0 | 0 | 0 | 0 | 0% | 0 | 0 | 0% | Normal | 0% | 0 | 0 | 0 | [17 empty] | Industrial_WA - Industrial_Existing_Process_Process Cooling_
Industrial_WA - Industrial_Existing_Process_Natural Gas_Process Cooling_E5 | Industrial | WA - Industrial | Existing | Process | Natural Gas | Process Cooling | E5 |  | 0% | 0% | 0% | 0 | 0 | 0 | 0 | 0 | 0 | 0 | 0 | 0% | 0 | 0 | 0% | Normal | 0% | 0 | 0 | 0 | [17 empty] | Industrial_WA - Industrial_Existing_Process_Process Cooling_
Industrial_WA - Industrial_Existing_Process_Natural Gas_Process Cooling_E6 | Industrial | WA - Industrial | Existing | Process | Natural Gas | Process Cooling | E6 |  | 0% | 0% | 0% | 0 | 0 | 0 | 0 | 0 | 0 | 0 | 0 | 0% | 0 | 0 | 0% | Normal | 0% | 0 | 0 | 0 | [17 empty] | Industrial_WA - Industrial_Existing_Process_Process Cooling_
Industrial_WA - Industrial_Existing_Process_Natural Gas_Process Cooling_E7 | Industrial | WA - Industrial | Existing | Process | Natural Gas | Process Cooling | E7 |  | 0% | 0% | 0% | 0 | 0 | 0 | 0 | 0 | 0 | 0 | 0 | 0% | 0 | 0 | 0% | Normal | 0% | 0 | 0 | 0 | [17 empty] | Industrial_WA - Industrial_Existing_Process_Process Cooling_
Industrial_WA - Industrial_Existing_Process_Natural Gas_Process Cooling_E8 | Industrial | WA - Industrial | Existing | Process | Natural Gas | Process Cooling | E8 |  | 0% | 0% | 0% | 0 | 0 | 0 | 0 | 0 | 0 | 0 | 0 | 0% | 0 | 0 | 0% | Normal | 0% | 0 | 0 | 0 | [17 empty] | Industrial_WA - Industrial_Existing_Process_Process Cooling_
Industrial_WA - Industrial_Existing_Process_Natural Gas_Process Cooling_E9 | Industrial | WA - Industrial | Existing | Process | Natural Gas | Process Cooling | E9 |  | 0% | 0% | 0% | 0 | 0 | 0 | 0 | 0 | 0 | 0 | 0 | 0% | 0 | 0 | 0% | Normal | 0% | 0 | 0 | 0 | [17 empty] | Industrial_WA - Industrial_Existing_Process_Process Cooling_
Industrial_WA - Industrial_Existing_Process_Natural Gas_Process Cooling_E10 | Industrial | WA - Industrial | Existing | Process | Natural Gas | Process Cooling | E10 |  | 0% | 0% | 0% | 0 | 0 | 0 | 0 | 0 | 0 | 0 | 0 | 0% | 0 | 0 | 0% | Normal | 0% | 0 | 0 | 0 | [17 empty] | Industrial_WA - Industrial_Existing_Process_Process Cooling_
Industrial_WA - Industrial_Existing_Process_Natural Gas_Other Process_E1 | Industrial | WA - Industrial | Existing | Process | Natural Gas | Other Process | E1 | Standard | 100% | 0% | 0% | 1817.0291 | 0 | 0 | 0 | 2 | 8 | 2021 | 2047 | 100% | 0 | 0 | 0% | Normal | 0% | 1691.3922 | 0 | 0 | 1 unit | 100000 | 0 | 1691.3922 | 1 | 1 | 0 | 0 |  | 2016 | 1.0743 | N/A | N/A | N/A | 1 | unit | 1691.3922 | Industrial_WA - Industrial_Existing_Process_Other Process_Standard
Industrial_WA - Industrial_Existing_Process_Natural Gas_Other Process_E2 | Industrial | WA - Industrial | Existing | Process | Natural Gas | Other Process | E2 |  | 0% | 0% | 0% | 0 | 0 | 0 | 0 | 0 | 0 | 0 | 0 | 0% | 0 | 0 | 0% | Normal | 0% | 0 | 0 | 0 | [17 empty] | Industrial_WA - Industrial_Existing_Process_Other Process_
Industrial_WA - Industrial_Existing_Process_Natural Gas_Other Process_E3 | Industrial | WA - Industrial | Existing | Process | Natural Gas | Other Process | E3 |  | 0% | 0% | 0% | 0 | 0 | 0 | 0 | 0 | 0 | 0 | 0 | 0% | 0 | 0 | 0% | Normal | 0% | 0 | 0 | 0 | [17 empty] | Industrial_WA - Industrial_Existing_Process_Other Process_
Industrial_WA - Industrial_Existing_Process_Natural Gas_Other Process_E4 | Industrial | WA - Industrial | Existing | Process | Natural Gas | Other Process | E4 |  | 0% | 0% | 0% | 0 | 0 | 0 | 0 | 0 | 0 | 0 | 0 | 0% | 0 | 0 | 0% | Normal | 0% | 0 | 0 | 0 | [17 empty] | Industrial_WA - Industrial_Existing_Process_Other Process_
Industrial_WA - Industrial_Existing_Process_Natural Gas_Other Process_E5 | Industrial | WA - Industrial | Existing | Process | Natural Gas | Other Process | E5 |  | 0% | 0% | 0% | 0 | 0 | 0 | 0 | 0 | 0 | 0 | 0 | 0% | 0 | 0 | 0% | Normal | 0% | 0 | 0 | 0 | [17 empty] | Industrial_WA - Industrial_Existing_Process_Other Process_
Industrial_WA - Industrial_Existing_Process_Natural Gas_Other Process_E6 | Industrial | WA - Industrial | Existing | Process | Natural Gas | Other Process | E6 |  | 0% | 0% | 0% | 0 | 0 | 0 | 0 | 0 | 0 | 0 | 0 | 0% | 0 | 0 | 0% | Normal | 0% | 0 | 0 | 0 | [17 empty] | Industrial_WA - Industrial_Existing_Process_Other Process_
Industrial_WA - Industrial_Existing_Process_Natural Gas_Other Process_E7 | Industrial | WA - Industrial | Existing | Process | Natural Gas | Other Process | E7 |  | 0% | 0% | 0% | 0 | 0 | 0 | 0 | 0 | 0 | 0 | 0 | 0% | 0 | 0 | 0% | Normal | 0% | 0 | 0 | 0 | [17 empty] | Industrial_WA - Industrial_Existing_Process_Other Process_
Industrial_WA - Industrial_Existing_Process_Natural Gas_Other Process_E8 | Industrial | WA - Industrial | Existing | Process | Natural Gas | Other Process | E8 |  | 0% | 0% | 0% | 0 | 0 | 0 | 0 | 0 | 0 | 0 | 0 | 0% | 0 | 0 | 0% | Normal | 0% | 0 | 0 | 0 | [17 empty] | Industrial_WA - Industrial_Existing_Process_Other Process_
Industrial_WA - Industrial_Existing_Process_Natural Gas_Other Process_E9 | Industrial | WA - Industrial | Existing | Process | Natural Gas | Other Process | E9 |  | 0% | 0% | 0% | 0 | 0 | 0 | 0 | 0 | 0 | 0 | 0 | 0% | 0 | 0 | 0% | Normal | 0% | 0 | 0 | 0 | [17 empty] | Industrial_WA - Industrial_Existing_Process_Other Process_
Industrial_WA - Industrial_Existing_Process_Natural Gas_Other Process_E10 | Industrial | WA - Industrial | Existing | Process | Natural Gas | Other Process | E10 |  | 0% | 0% | 0% | 0 | 0 | 0 | 0 | 0 | 0 | 0 | 0 | 0% | 0 | 0 | 0% | Normal | 0% | 0 | 0 | 0 | [17 empty] | Industrial_WA - Industrial_Existing_Process_Other Process_
Industrial_WA - Industrial_Existing_Miscellaneous_Natural Gas_Miscellaneous_E1 | Industrial | WA - Industrial | Existing | Miscellaneous | Natural Gas | Miscellaneous | E1 | Standard | 100% | 0% | 0% | 2140.2161 | 0 | 0 | 0 | 2 | 8 | 2021 | 2047 | 100% | 0 | 0 | 0% | Normal | 0% | 1992.2327 | 0 | 0 | 1 unit | 100000 | 0 | 1992.2327 | 1 | 1 | 0 | 0 |  | 2016 | 1.0743 | N/A | N/A | N/A | 1 | unit | 1992.2327 | Industrial_WA - Industrial_Existing_Miscellaneous_Miscellaneous_Standard
Industrial_WA - Industrial_Existing_Miscellaneous_Natural Gas_Miscellaneous_E2 | Industrial | WA - Industrial | Existing | Miscellaneous | Natural Gas | Miscellaneous | E2 |  | 0% | 0% | 0% | 0 | 0 | 0 | 0 | 0 | 0 | 0 | 0 | 0% | 0 | 0 | 0% | Normal | 0% | 0 | 0 | 0 | [17 empty] | Industrial_WA - Industrial_Existing_Miscellaneous_Miscellaneous_
Industrial_WA - Industrial_Existing_Miscellaneous_Natural Gas_Miscellaneous_E3 | Industrial | WA - Industrial | Existing | Miscellaneous | Natural Gas | Miscellaneous | E3 |  | 0% | 0% | 0% | 0 | 0 | 0 | 0 | 0 | 0 | 0 | 0 | 0% | 0 | 0 | 0% | Normal | 0% | 0 | 0 | 0 | [17 empty] | Industrial_WA - Industrial_Existing_Miscellaneous_Miscellaneous_
Industrial_WA - Industrial_Existing_Miscellaneous_Natural Gas_Miscellaneous_E4 | Industrial | WA - Industrial | Existing | Miscellaneous | Natural Gas | Miscellaneous | E4 |  | 0% | 0% | 0% | 0 | 0 | 0 | 0 | 0 | 0 | 0 | 0 | 0% | 0 | 0 | 0% | Normal | 0% | 0 | 0 | 0 | [17 empty] | Industrial_WA - Industrial_Existing_Miscellaneous_Miscellaneous_
Industrial_WA - Industrial_Existing_Miscellaneous_Natural Gas_Miscellaneous_E5 | Industrial | WA - Industrial | Existing | Miscellaneous | Natural Gas | Miscellaneous | E5 |  | 0% | 0% | 0% | 0 | 0 | 0 | 0 | 0 | 0 | 0 | 0 | 0% | 0 | 0 | 0% | Normal | 0% | 0 | 0 | 0 | [17 empty] | Industrial_WA - Industrial_Existing_Miscellaneous_Miscellaneous_
Industrial_WA - Industrial_Existing_Miscellaneous_Natural Gas_Miscellaneous_E6 | Industrial | WA - Industrial | Existing | Miscellaneous | Natural Gas | Miscellaneous | E6 |  | 0% | 0% | 0% | 0 | 0 | 0 | 0 | 0 | 0 | 0 | 0 | 0% | 0 | 0 | 0% | Normal | 0% | 0 | 0 | 0 | [17 empty] | Industrial_WA - Industrial_Existing_Miscellaneous_Miscellaneous_
Industrial_WA - Industrial_Existing_Miscellaneous_Natural Gas_Miscellaneous_E7 | Industrial | WA - Industrial | Existing | Miscellaneous | Natural Gas | Miscellaneous | E7 |  | 0% | 0% | 0% | 0 | 0 | 0 | 0 | 0 | 0 | 0 | 0 | 0% | 0 | 0 | 0% | Normal | 0% | 0 | 0 | 0 | [17 empty] | Industrial_WA - Industrial_Existing_Miscellaneous_Miscellaneous_
Industrial_WA - Industrial_Existing_Miscellaneous_Natural Gas_Miscellaneous_E8 | Industrial | WA - Industrial | Existing | Miscellaneous | Natural Gas | Miscellaneous | E8 |  | 0% | 0% | 0% | 0 | 0 | 0 | 0 | 0 | 0 | 0 | 0 | 0% | 0 | 0 | 0% | Normal | 0% | 0 | 0 | 0 | [17 empty] | Industrial_WA - Industrial_Existing_Miscellaneous_Miscellaneous_
Industrial_WA - Industrial_Existing_Miscellaneous_Natural Gas_Miscellaneous_E9 | Industrial | WA - Industrial | Existing | Miscellaneous | Natural Gas | Miscellaneous | E9 |  | 0% | 0% | 0% | 0 | 0 | 0 | 0 | 0 | 0 | 0 | 0 | 0% | 0 | 0 | 0% | Normal | 0% | 0 | 0 | 0 | [17 empty] | Industrial_WA - Industrial_Existing_Miscellaneous_Miscellaneous_
Industrial_WA - Industrial_Existing_Miscellaneous_Natural Gas_Miscellaneous_E10 | Industrial | WA - Industrial | Existing | Miscellaneous | Natural Gas | Miscellaneous | E10 |  | 0% | 0% | 0% | 0 | 0 | 0 | 0 | 0 | 0 | 0 | 0 | 0% | 0 | 0 | 0% | Normal | 0% | 0 | 0 | 0 | [17 empty] | Industrial_WA - Industrial_Existing_Miscellaneous_Miscellaneous_
Industrial_WA - Industrial_New_Space Heating_Natural Gas_Furnace_E1 | Industrial | WA - Industrial | New | Space Heating | Natural Gas | Furnace | E1 | AFUE 80% (Standard) | 100% | 0% | 0% | 281.2855 | 294.6801 | 45.5415 | 0 | 17 | 29 | 2021 | 2023 | 100% | 0 | 0 | 0% | Normal | 0% | 1859.0881 | 0 | 0 | 400 kBtu/hr | 100000 | 0 | 0.25199 | 18.444 | 1050 | 1100 | 170 |  | 2017 | 1.0631 | GFURN-Heating-EIA14-2014 Ref. Case-2 | GFURN-Heating-EIA14-2014 Ref. Case-2 | GFURN-Heating-EIA14-2014 Ref. Case-2 | 400 | kBtu/hr | 100.7962 | Industrial_WA - Industrial_New_Space Heating_Furnace_AFUE 80% (Standard)
Industrial_WA - Industrial_New_Space Heating_Natural Gas_Furnace_E2 | Industrial | WA - Industrial | New | Space Heating | Natural Gas | Furnace | E2 | AFUE 90% | 88.88% | 0% | 0% | 468.8092 | 348.2583 | 46.8809 | 0 | 17 | 29 | 2021 | 2047 | 100% | 0 | 0 | 0% | Normal | 0% | 1652.4425 | 0 | 0 | 400 kBtu/hr | 100000 | 0 | 0.25199 | 16.3939 | 1750 | 1300 | 175 |  | 2017 | 1.0631 | GFURN-Heating-EIA14-2014 Ref. Case-3 | GFURN-Heating-EIA14-2014 Ref. Case-3 | GFURN-Heating-EIA14-2014 Ref. Case-3 | 400 | kBtu/hr | 100.7962 | Industrial_WA - Industrial_New_Space Heating_Furnace_AFUE 90%
Industrial_WA - Industrial_New_Space Heating_Natural Gas_Furnace_E3 | Industrial | WA - Industrial | New | Space Heating | Natural Gas | Furnace | E3 | AFUE 96% | 83.33% | 0% | 0% | 656.3329 | 401.8365 | 48.2204 | 0 | 17 | 29 | 2021 | 2047 | 100% | 0 | 0 | 0% | Normal | 0% | 1549.1197 | 0 | 0 | 400 kBtu/hr | 100000 | 0 | 0.25199 | 15.3688 | 2450 | 1500 | 180 |  | 2017 | 1.0631 | GFURN-Heating-EIA14-2014 Ref. Case-3 | GFURN-Heating-ILTRM-v5.0-191 | AEG BEST | 400 | kBtu/hr | 100.7962 | Industrial_WA - Industrial_New_Space Heating_Furnace_AFUE 96%
Industrial_WA - Industrial_New_Space Heating_Natural Gas_Furnace_E4 | Industrial | WA - Industrial | New | Space Heating | Natural Gas | Furnace | E4 |  | 0% | 0% | 0% | 0 | 0 | 0 | 0 | 0 | 0 | 0 | 0 | 0% | 0 | 0 | 0% | Normal | 0% | 0 | 0 | 0 | [17 empty] | Industrial_WA - Industrial_New_Space Heating_Furnace_
Industrial_WA - Industrial_New_Space Heating_Natural Gas_Furnace_E5 | Industrial | WA - Industrial | New | Space Heating | Natural Gas | Furnace | E5 |  | 0% | 0% | 0% | 0 | 0 | 0 | 0 | 0 | 0 | 0 | 0 | 0% | 0 | 0 | 0% | Normal | 0% | 0 | 0 | 0 | [17 empty] | Industrial_WA - Industrial_New_Space Heating_Furnace_
Industrial_WA - Industrial_New_Space Heating_Natural Gas_Furnace_E6 | Industrial | WA - Industrial | New | Space Heating | Natural Gas | Furnace | E6 |  | 0% | 0% | 0% | 0 | 0 | 0 | 0 | 0 | 0 | 0 | 0 | 0% | 0 | 0 | 0% | Normal | 0% | 0 | 0 | 0 | [17 empty] | Industrial_WA - Industrial_New_Space Heating_Furnace_
Industrial_WA - Industrial_New_Space Heating_Natural Gas_Furnace_E7 | Industrial | WA - Industrial | New | Space Heating | Natural Gas | Furnace | E7 |  | 0% | 0% | 0% | 0 | 0 | 0 | 0 | 0 | 0 | 0 | 0 | 0% | 0 | 0 | 0% | Normal | 0% | 0 | 0 | 0 | [17 empty] | Industrial_WA - Industrial_New_Space Heating_Furnace_
Industrial_WA - Industrial_New_Space Heating_Natural Gas_Furnace_E8 | Industrial | WA - Industrial | New | Space Heating | Natural Gas | Furnace | E8 |  | 0% | 0% | 0% | 0 | 0 | 0 | 0 | 0 | 0 | 0 | 0 | 0% | 0 | 0 | 0% | Normal | 0% | 0 | 0 | 0 | [17 empty] | Industrial_WA - Industrial_New_Space Heating_Furnace_
Industrial_WA - Industrial_New_Space Heating_Natural Gas_Furnace_E9 | Industrial | WA - Industrial | New | Space Heating | Natural Gas | Furnace | E9 |  | 0% | 0% | 0% | 0 | 0 | 0 | 0 | 0 | 0 | 0 | 0 | 0% | 0 | 0 | 0% | Normal | 0% | 0 | 0 | 0 | [17 empty] | Industrial_WA - Industrial_New_Space Heating_Furnace_
Industrial_WA - Industrial_New_Space Heating_Natural Gas_Furnace_E10 | Industrial | WA - Industrial | New | Space Heating | Natural Gas | Furnace | E10 |  | 0% | 0% | 0% | 0 | 0 | 0 | 0 | 0 | 0 | 0 | 0 | 0% | 0 | 0 | 0% | Normal | 0% | 0 | 0 | 0 | [17 empty] | Industrial_WA - Industrial_New_Space Heating_Furnace_
Industrial_WA - Industrial_New_Space Heating_Natural Gas_Boiler_E1 | Industrial | WA - Industrial | New | Space Heating | Natural Gas | Boiler | E1 | AFUE 80% (Standard) | 100% | 0% | 0% | 2196.1749 | 1217.1572 | 238.1394 | 0 | 20 | 30 | 2021 | 2047 | 100% | 0 | 0 | 0% | Normal | 0% | 2116.8324 | 0 | 0 | 800 kBtu/hr | 100000 | 0 | 0.126 | 21.0011 | 16600 | 9200 | 1800 |  | 2018 | 1.05 | GBLR-Heating-AEO15-3 | GBLR-Heating-AEO15-3 | GBLR-Heating-AEO15-3 | 800 | kBtu/hr | 100.7962 | Industrial_WA - Industrial_New_Space Heating_Boiler_AFUE 80% (Standard)
Industrial_WA - Industrial_New_Space Heating_Natural Gas_Boiler_E2 | Industrial | WA - Industrial | New | Space Heating | Natural Gas | Boiler | E2 | AFUE 85% | 94.12% | 0% | 0% | 3003.203 | 1289.922 | 238.1394 | 0 | 20 | 30 | 2021 | 2047 | 100% | 0 | 0 | 0% | Normal | 0% | 1992.3032 | 0 | 0 | 800 kBtu/hr | 100000 | 0 | 0.126 | 19.7657 | 22700 | 9750 | 1800 |  | 2018 | 1.05 | GBLR-Heating-AEO15-6 | GBLR-Heating-AEO15-6 | GBLR-Heating-AEO15-6 | 800 | kBtu/hr | 100.7962 | Industrial_WA - Industrial_New_Space Heating_Boiler_AFUE 85%
Industrial_WA - Industrial_New_Space Heating_Natural Gas_Boiler_E3 | Industrial | WA - Industrial | New | Space Heating | Natural Gas | Boiler | E3 | AFUE 97% | 82.48% | 0% | 0% | 4861.0114 | 1199.0495 | 238.1394 | 0 | 20 | 30 | 2021 | 2047 | 100% | 0 | 0 | 0% | Normal | 0% | 1745.8768 | 0 | 0 | 800 kBtu/hr | 100000 | 0 | 0.126 | 17.3209 | 36742.4242 | 9063.1313 | 1800 |  | 2018 | 1.05 | GBLR-Heating-AEO15-7 | GBLR-Heating-AEO15-7 | GBLR-Heating-AEO15-7 | 800 | kBtu/hr | 100.7962 | Industrial_WA - Industrial_New_Space Heating_Boiler_AFUE 97%
Industrial_WA - Industrial_New_Space Heating_Natural Gas_Boiler_E4 | Industrial | WA - Industrial | New | Space Heating | Natural Gas | Boiler | E4 | Convert to NG Air Source Heat Pump | 57.14% | 0% | 0% | 21205.8149 | 1217.1572 | 398.4123 | 0 | 10 | 20 | 2021 | 2047 | 100% | 0 | 0 | 0% | Normal | 0% | 1209.6185 | 0 | 0 | 800 kBtu/hr | 100000 | 0 | 0.126 | 12.0006 | 158316.7533 | 9086.959 | 2974.436 |  | 2017 | 1.0631 | HP_GAS-Heating-AEO17-1 | HP_GAS-Heating-AEO17-1 | HP_GAS-Heating-AEO17-1 | 800 | kBtu/hr | 100.7962 | Industrial_WA - Industrial_New_Space Heating_Boiler_Convert to NG Air Source Heat Pump
Industrial_WA - Industrial_New_Space Heating_Natural Gas_Boiler_E5 | Industrial | WA - Industrial | New | Space Heating | Natural Gas | Boiler | E5 |  | 0% | 0% | 0% | 0 | 0 | 0 | 0 | 0 | 0 | 0 | 0 | 0% | 0 | 0 | 0% | Normal | 0% | 0 | 0 | 0 | [17 empty] | Industrial_WA - Industrial_New_Space Heating_Boiler_
Industrial_WA - Industrial_New_Space Heating_Natural Gas_Boiler_E6 | Industrial | WA - Industrial | New | Space Heating | Natural Gas | Boiler | E6 |  | 0% | 0% | 0% | 0 | 0 | 0 | 0 | 0 | 0 | 0 | 0 | 0% | 0 | 0 | 0% | Normal | 0% | 0 | 0 | 0 | [17 empty] | Industrial_WA - Industrial_New_Space Heating_Boiler_
Industrial_WA - Industrial_New_Space Heating_Natural Gas_Boiler_E7 | Industrial | WA - Industrial | New | Space Heating | Natural Gas | Boiler | E7 |  | 0% | 0% | 0% | 0 | 0 | 0 | 0 | 0 | 0 | 0 | 0 | 0% | 0 | 0 | 0% | Normal | 0% | 0 | 0 | 0 | [17 empty] | Industrial_WA - Industrial_New_Space Heating_Boiler_
Industrial_WA - Industrial_New_Space Heating_Natural Gas_Boiler_E8 | Industrial | WA - Industrial | New | Space Heating | Natural Gas | Boiler | E8 |  | 0% | 0% | 0% | 0 | 0 | 0 | 0 | 0 | 0 | 0 | 0 | 0% | 0 | 0 | 0% | Normal | 0% | 0 | 0 | 0 | [17 empty] | Industrial_WA - Industrial_New_Space Heating_Boiler_
Industrial_WA - Industrial_New_Space Heating_Natural Gas_Boiler_E9 | Industrial | WA - Industrial | New | Space Heating | Natural Gas | Boiler | E9 |  | 0% | 0% | 0% | 0 | 0 | 0 | 0 | 0 | 0 | 0 | 0 | 0% | 0 | 0 | 0% | Normal | 0% | 0 | 0 | 0 | [17 empty] | Industrial_WA - Industrial_New_Space Heating_Boiler_
Industrial_WA - Industrial_New_Space Heating_Natural Gas_Boiler_E10 | Industrial | WA - Industrial | New | Space Heating | Natural Gas | Boiler | E10 |  | 0% | 0% | 0% | 0 | 0 | 0 | 0 | 0 | 0 | 0 | 0 | 0% | 0 | 0 | 0% | Normal | 0% | 0 | 0 | 0 | [17 empty] | Industrial_WA - Industrial_New_Space Heating_Boiler_
Industrial_WA - Industrial_New_Space Heating_Natural Gas_Unit Heater_E1 | Industrial | WA - Industrial | New | Space Heating | Natural Gas | Unit Heater | E1 | Standard | 100% | 0% | 0% | 212.1515 | 0 | 0 | 0 | 15 | 25 | 2021 | 2047 | 100% | 0 | 0 | 0% | Normal | 0% | 2486.9482 | 0 | 0 | 120 unit | 100000 | 0 | 0.0016092 | 2080 | 1010.4 | 0 | 0 |  | 2015 | 1.0873 | Xcel CO 2021/22 DSM Plan/TRM p.424 | Xcel CO 2021/22 DSM Plan/TRM p.416 | Xcel CO 2021/22 DSM Plan/TRM p.416 | 120 | unit | 0.1931 | Industrial_WA - Industrial_New_Space Heating_Unit Heater_Standard
Industrial_WA - Industrial_New_Space Heating_Natural Gas_Unit Heater_E2 | Industrial | WA - Industrial | New | Space Heating | Natural Gas | Unit Heater | E2 | Condensing | 88.94% | 0% | 0% | 252.9692 | 0 | 0 | 0 | 15 | 25 | 2021 | 2047 | 100% | 0 | 0 | 0% | Normal | 0% | 2211.9491 | 0 | 0 | 120 unit | 100000 | 0 | 0.0016092 | 1850 | 1204.8 | 0 | 0 |  | 2015 | 1.0873 | Xcel CO 2021/22 DSM Plan/TRM p.424 | Xcel CO 2021/22 DSM Plan/TRM p.416 | Xcel CO 2021/22 DSM Plan/TRM p.416 | 120 | unit | 0.1931 | Industrial_WA - Industrial_New_Space Heating_Unit Heater_Condensing
Industrial_WA - Industrial_New_Space Heating_Natural Gas_Unit Heater_E3 | Industrial | WA - Industrial | New | Space Heating | Natural Gas | Unit Heater | E3 | Infrared Radiant | 88.46% | 0% | 0% | 238.1035 | 0 | 0 | 0 | 10 | 20 | 2021 | 2047 | 100% | 0 | 0 | 0% | Normal | 0% | 2199.9926 | 0 | 0 | 120 unit | 100000 | 0 | 0.0016092 | 1840 | 1134 | 0 | 0 |  | 2015 | 1.0873 | Xcel CO 2021/22 DSM Plan/TRM p.424 | Xcel CO 2021/22 DSM Plan/TRM p.416 | Xcel CO 2021/22 DSM Plan/TRM p.416 | 120 | unit | 0.1931 | Industrial_WA - Industrial_New_Space Heating_Unit Heater_Infrared Radiant
Industrial_WA - Industrial_New_Space Heating_Natural Gas_Unit Heater_E4 | Industrial | WA - Industrial | New | Space Heating | Natural Gas | Unit Heater | E4 |  | 0% | 0% | 0% | 0 | 0 | 0 | 0 | 0 | 0 | 0 | 0 | 0% | 0 | 0 | 0% | Normal | 0% | 0 | 0 | 0 | [17 empty] | Industrial_WA - Industrial_New_Space Heating_Unit Heater_
Industrial_WA - Industrial_New_Space Heating_Natural Gas_Unit Heater_E5 | Industrial | WA - Industrial | New | Space Heating | Natural Gas | Unit Heater | E5 |  | 0% | 0% | 0% | 0 | 0 | 0 | 0 | 0 | 0 | 0 | 0 | 0% | 0 | 0 | 0% | Normal | 0% | 0 | 0 | 0 | [17 empty] | Industrial_WA - Industrial_New_Space Heating_Unit Heater_
Industrial_WA - Industrial_New_Space Heating_Natural Gas_Unit Heater_E6 | Industrial | WA - Industrial | New | Space Heating | Natural Gas | Unit Heater | E6 |  | 0% | 0% | 0% | 0 | 0 | 0 | 0 | 0 | 0 | 0 | 0 | 0% | 0 | 0 | 0% | Normal | 0% | 0 | 0 | 0 | [17 empty] | Industrial_WA - Industrial_New_Space Heating_Unit Heater_
Industrial_WA - Industrial_New_Space Heating_Natural Gas_Unit Heater_E7 | Industrial | WA - Industrial | New | Space Heating | Natural Gas | Unit Heater | E7 |  | 0% | 0% | 0% | 0 | 0 | 0 | 0 | 0 | 0 | 0 | 0 | 0% | 0 | 0 | 0% | Normal | 0% | 0 | 0 | 0 | [17 empty] | Industrial_WA - Industrial_New_Space Heating_Unit Heater_
Industrial_WA - Industrial_New_Space Heating_Natural Gas_Unit Heater_E8 | Industrial | WA - Industrial | New | Space Heating | Natural Gas | Unit Heater | E8 |  | 0% | 0% | 0% | 0 | 0 | 0 | 0 | 0 | 0 | 0 | 0 | 0% | 0 | 0 | 0% | Normal | 0% | 0 | 0 | 0 | [17 empty] | Industrial_WA - Industrial_New_Space Heating_Unit Heater_
Industrial_WA - Industrial_New_Space Heating_Natural Gas_Unit Heater_E9 | Industrial | WA - Industrial | New | Space Heating | Natural Gas | Unit Heater | E9 |  | 0% | 0% | 0% | 0 | 0 | 0 | 0 | 0 | 0 | 0 | 0 | 0% | 0 | 0 | 0% | Normal | 0% | 0 | 0 | 0 | [17 empty] | Industrial_WA - Industrial_New_Space Heating_Unit Heater_
Industrial_WA - Industrial_New_Space Heating_Natural Gas_Unit Heater_E10 | Industrial | WA - Industrial | New | Space Heating | Natural Gas | Unit Heater | E10 |  | 0% | 0% | 0% | 0 | 0 | 0 | 0 | 0 | 0 | 0 | 0 | 0% | 0 | 0 | 0% | Normal | 0% | 0 | 0 | 0 | [17 empty] | Industrial_WA - Industrial_New_Space Heating_Unit Heater_
Industrial_WA - Industrial_New_Process_Natural Gas_Process Boiler_E1 | Industrial | WA - Industrial | New | Process | Natural Gas | Process Boiler | E1 | Standard | 100% | 0% | 0% | 1.0743 | 0 | 0 | 0 | 2 | 8 | 2021 | 2047 | 100% | 0 | 0 | 0% | Normal | 0% | 18097.2279 | 0 | 0 | 1 unit | 100000 | 0 | 1 | 1 | 1 | 0 | 0 |  | 2016 | 1.0743 | N/A | N/A | N/A | 1 | unit | 1 | Industrial_WA - Industrial_New_Process_Process Boiler_Standard
Industrial_WA - Industrial_New_Process_Natural Gas_Process Boiler_E2 | Industrial | WA - Industrial | New | Process | Natural Gas | Process Boiler | E2 |  | 0% | 0% | 0% | 0 | 0 | 0 | 0 | 0 | 0 | 0 | 0 | 0% | 0 | 0 | 0% | Normal | 0% | 0 | 0 | 0 | [17 empty] | Industrial_WA - Industrial_New_Process_Process Boiler_
Industrial_WA - Industrial_New_Process_Natural Gas_Process Boiler_E3 | Industrial | WA - Industrial | New | Process | Natural Gas | Process Boiler | E3 |  | 0% | 0% | 0% | 0 | 0 | 0 | 0 | 0 | 0 | 0 | 0 | 0% | 0 | 0 | 0% | Normal | 0% | 0 | 0 | 0 | [17 empty] | Industrial_WA - Industrial_New_Process_Process Boiler_
Industrial_WA - Industrial_New_Process_Natural Gas_Process Boiler_E4 | Industrial | WA - Industrial | New | Process | Natural Gas | Process Boiler | E4 |  | 0% | 0% | 0% | 0 | 0 | 0 | 0 | 0 | 0 | 0 | 0 | 0% | 0 | 0 | 0% | Normal | 0% | 0 | 0 | 0 | [17 empty] | Industrial_WA - Industrial_New_Process_Process Boiler_
Industrial_WA - Industrial_New_Process_Natural Gas_Process Boiler_E5 | Industrial | WA - Industrial | New | Process | Natural Gas | Process Boiler | E5 |  | 0% | 0% | 0% | 0 | 0 | 0 | 0 | 0 | 0 | 0 | 0 | 0% | 0 | 0 | 0% | Normal | 0% | 0 | 0 | 0 | [17 empty] | Industrial_WA - Industrial_New_Process_Process Boiler_
Industrial_WA - Industrial_New_Process_Natural Gas_Process Boiler_E6 | Industrial | WA - Industrial | New | Process | Natural Gas | Process Boiler | E6 |  | 0% | 0% | 0% | 0 | 0 | 0 | 0 | 0 | 0 | 0 | 0 | 0% | 0 | 0 | 0% | Normal | 0% | 0 | 0 | 0 | [17 empty] | Industrial_WA - Industrial_New_Process_Process Boiler_
Industrial_WA - Industrial_New_Process_Natural Gas_Process Boiler_E7 | Industrial | WA - Industrial | New | Process | Natural Gas | Process Boiler | E7 |  | 0% | 0% | 0% | 0 | 0 | 0 | 0 | 0 | 0 | 0 | 0 | 0% | 0 | 0 | 0% | Normal | 0% | 0 | 0 | 0 | [17 empty] | Industrial_WA - Industrial_New_Process_Process Boiler_
Industrial_WA - Industrial_New_Process_Natural Gas_Process Boiler_E8 | Industrial | WA - Industrial | New | Process | Natural Gas | Process Boiler | E8 |  | 0% | 0% | 0% | 0 | 0 | 0 | 0 | 0 | 0 | 0 | 0 | 0% | 0 | 0 | 0% | Normal | 0% | 0 | 0 | 0 | [17 empty] | Industrial_WA - Industrial_New_Process_Process Boiler_
Industrial_WA - Industrial_New_Process_Natural Gas_Process Boiler_E9 | Industrial | WA - Industrial | New | Process | Natural Gas | Process Boiler | E9 |  | 0% | 0% | 0% | 0 | 0 | 0 | 0 | 0 | 0 | 0 | 0 | 0% | 0 | 0 | 0% | Normal | 0% | 0 | 0 | 0 | [17 empty] | Industrial_WA - Industrial_New_Process_Process Boiler_
Industrial_WA - Industrial_New_Process_Natural Gas_Process Boiler_E10 | Industrial | WA - Industrial | New | Process | Natural Gas | Process Boiler | E10 |  | 0% | 0% | 0% | 0 | 0 | 0 | 0 | 0 | 0 | 0 | 0 | 0% | 0 | 0 | 0% | Normal | 0% | 0 | 0 | 0 | [17 empty] | Industrial_WA - Industrial_New_Process_Process Boiler_
Industrial_WA - Industrial_New_Process_Natural Gas_Process Heating_E1 | Industrial | WA - Industrial | New | Process | Natural Gas | Process Heating | E1 | Standard | 100% | 0% | 0% | 1.0743 | 0 | 0 | 0 | 2 | 8 | 2021 | 2047 | 100% | 0 | 0 | 0% | Normal | 0% | 16546.2279 | 0 | 0 | 1 unit | 100000 | 0 | 1 | 1 | 1 | 0 | 0 |  | 2016 | 1.0743 | N/A | N/A | N/A | 1 | unit | 1 | Industrial_WA - Industrial_New_Process_Process Heating_Standard
Industrial_WA - Industrial_New_Process_Natural Gas_Process Heating_E2 | Industrial | WA - Industrial | New | Process | Natural Gas | Process Heating | E2 |  | 0% | 0% | 0% | 0 | 0 | 0 | 0 | 0 | 0 | 0 | 0 | 0% | 0 | 0 | 0% | Normal | 0% | 0 | 0 | 0 | [17 empty] | Industrial_WA - Industrial_New_Process_Process Heating_
Industrial_WA - Industrial_New_Process_Natural Gas_Process Heating_E3 | Industrial | WA - Industrial | New | Process | Natural Gas | Process Heating | E3 |  | 0% | 0% | 0% | 0 | 0 | 0 | 0 | 0 | 0 | 0 | 0 | 0% | 0 | 0 | 0% | Normal | 0% | 0 | 0 | 0 | [17 empty] | Industrial_WA - Industrial_New_Process_Process Heating_
Industrial_WA - Industrial_New_Process_Natural Gas_Process Heating_E4 | Industrial | WA - Industrial | New | Process | Natural Gas | Process Heating | E4 |  | 0% | 0% | 0% | 0 | 0 | 0 | 0 | 0 | 0 | 0 | 0 | 0% | 0 | 0 | 0% | Normal | 0% | 0 | 0 | 0 | [17 empty] | Industrial_WA - Industrial_New_Process_Process Heating_
Industrial_WA - Industrial_New_Process_Natural Gas_Process Heating_E5 | Industrial | WA - Industrial | New | Process | Natural Gas | Process Heating | E5 |  | 0% | 0% | 0% | 0 | 0 | 0 | 0 | 0 | 0 | 0 | 0 | 0% | 0 | 0 | 0% | Normal | 0% | 0 | 0 | 0 | [17 empty] | Industrial_WA - Industrial_New_Process_Process Heating_
Industrial_WA - Industrial_New_Process_Natural Gas_Process Heating_E6 | Industrial | WA - Industrial | New | Process | Natural Gas | Process Heating | E6 |  | 0% | 0% | 0% | 0 | 0 | 0 | 0 | 0 | 0 | 0 | 0 | 0% | 0 | 0 | 0% | Normal | 0% | 0 | 0 | 0 | [17 empty] | Industrial_WA - Industrial_New_Process_Process Heating_
Industrial_WA - Industrial_New_Process_Natural Gas_Process Heating_E7 | Industrial | WA - Industrial | New | Process | Natural Gas | Process Heating | E7 |  | 0% | 0% | 0% | 0 | 0 | 0 | 0 | 0 | 0 | 0 | 0 | 0% | 0 | 0 | 0% | Normal | 0% | 0 | 0 | 0 | [17 empty] | Industrial_WA - Industrial_New_Process_Process Heating_
Industrial_WA - Industrial_New_Process_Natural Gas_Process Heating_E8 | Industrial | WA - Industrial | New | Process | Natural Gas | Process Heating | E8 |  | 0% | 0% | 0% | 0 | 0 | 0 | 0 | 0 | 0 | 0 | 0 | 0% | 0 | 0 | 0% | Normal | 0% | 0 | 0 | 0 | [17 empty] | Industrial_WA - Industrial_New_Process_Process Heating_
Industrial_WA - Industrial_New_Process_Natural Gas_Process Heating_E9 | Industrial | WA - Industrial | New | Process | Natural Gas | Process Heating | E9 |  | 0% | 0% | 0% | 0 | 0 | 0 | 0 | 0 | 0 | 0 | 0 | 0% | 0 | 0 | 0% | Normal | 0% | 0 | 0 | 0 | [17 empty] | Industrial_WA - Industrial_New_Process_Process Heating_
Industrial_WA - Industrial_New_Process_Natural Gas_Process Heating_E10 | Industrial | WA - Industrial | New | Process | Natural Gas | Process Heating | E10 |  | 0% | 0% | 0% | 0 | 0 | 0 | 0 | 0 | 0 | 0 | 0 | 0% | 0 | 0 | 0% | Normal | 0% | 0 | 0 | 0 | [17 empty] | Industrial_WA - Industrial_New_Process_Process Heating_
Industrial_WA - Industrial_New_Process_Natural Gas_Process Cooling_E1 | Industrial | WA - Industrial | New | Process | Natural Gas | Process Cooling | E1 | Standard | 100% | 0% | 0% | 1.0743 | 0 | 0 | 0 | 2 | 8 | 2021 | 2047 | 100% | 0 | 0 | 0% | Normal | 0% | 160.4483 | 0 | 0 | 1 unit | 100000 | 0 | 1 | 1 | 1 | 0 | 0 |  | 2016 | 1.0743 | N/A | N/A | N/A | 1 | unit | 1 | Industrial_WA - Industrial_New_Process_Process Cooling_Standard
Industrial_WA - Industrial_New_Process_Natural Gas_Process Cooling_E2 | Industrial | WA - Industrial | New | Process | Natural Gas | Process Cooling | E2 |  | 0% | 0% | 0% | 0 | 0 | 0 | 0 | 0 | 0 | 0 | 0 | 0% | 0 | 0 | 0% | Normal | 0% | 0 | 0 | 0 | [17 empty] | Industrial_WA - Industrial_New_Process_Process Cooling_
Industrial_WA - Industrial_New_Process_Natural Gas_Process Cooling_E3 | Industrial | WA - Industrial | New | Process | Natural Gas | Process Cooling | E3 |  | 0% | 0% | 0% | 0 | 0 | 0 | 0 | 0 | 0 | 0 | 0 | 0% | 0 | 0 | 0% | Normal | 0% | 0 | 0 | 0 | [17 empty] | Industrial_WA - Industrial_New_Process_Process Cooling_
Industrial_WA - Industrial_New_Process_Natural Gas_Process Cooling_E4 | Industrial | WA - Industrial | New | Process | Natural Gas | Process Cooling | E4 |  | 0% | 0% | 0% | 0 | 0 | 0 | 0 | 0 | 0 | 0 | 0 | 0% | 0 | 0 | 0% | Normal | 0% | 0 | 0 | 0 | [17 empty] | Industrial_WA - Industrial_New_Process_Process Cooling_
Industrial_WA - Industrial_New_Process_Natural Gas_Process Cooling_E5 | Industrial | WA - Industrial | New | Process | Natural Gas | Process Cooling | E5 |  | 0% | 0% | 0% | 0 | 0 | 0 | 0 | 0 | 0 | 0 | 0 | 0% | 0 | 0 | 0% | Normal | 0% | 0 | 0 | 0 | [17 empty] | Industrial_WA - Industrial_New_Process_Process Cooling_
Industrial_WA - Industrial_New_Process_Natural Gas_Process Cooling_E6 | Industrial | WA - Industrial | New | Process | Natural Gas | Process Cooling | E6 |  | 0% | 0% | 0% | 0 | 0 | 0 | 0 | 0 | 0 | 0 | 0 | 0% | 0 | 0 | 0% | Normal | 0% | 0 | 0 | 0 | [17 empty] | Industrial_WA - Industrial_New_Process_Process Cooling_
Industrial_WA - Industrial_New_Process_Natural Gas_Process Cooling_E7 | Industrial | WA - Industrial | New | Process | Natural Gas | Process Cooling | E7 |  | 0% | 0% | 0% | 0 | 0 | 0 | 0 | 0 | 0 | 0 | 0 | 0% | 0 | 0 | 0% | Normal | 0% | 0 | 0 | 0 | [17 empty] | Industrial_WA - Industrial_New_Process_Process Cooling_
Industrial_WA - Industrial_New_Process_Natural Gas_Process Cooling_E8 | Industrial | WA - Industrial | New | Process | Natural Gas | Process Cooling | E8 |  | 0% | 0% | 0% | 0 | 0 | 0 | 0 | 0 | 0 | 0 | 0 | 0% | 0 | 0 | 0% | Normal | 0% | 0 | 0 | 0 | [17 empty] | Industrial_WA - Industrial_New_Process_Process Cooling_
Industrial_WA - Industrial_New_Process_Natural Gas_Process Cooling_E9 | Industrial | WA - Industrial | New | Process | Natural Gas | Process Cooling | E9 |  | 0% | 0% | 0% | 0 | 0 | 0 | 0 | 0 | 0 | 0 | 0 | 0% | 0 | 0 | 0% | Normal | 0% | 0 | 0 | 0 | [17 empty] | Industrial_WA - Industrial_New_Process_Process Cooling_
Industrial_WA - Industrial_New_Process_Natural Gas_Process Cooling_E10 | Industrial | WA - Industrial | New | Process | Natural Gas | Process Cooling | E10 |  | 0% | 0% | 0% | 0 | 0 | 0 | 0 | 0 | 0 | 0 | 0 | 0% | 0 | 0 | 0% | Normal | 0% | 0 | 0 | 0 | [17 empty] | Industrial_WA - Industrial_New_Process_Process Cooling_
Industrial_WA - Industrial_New_Process_Natural Gas_Other Process_E1 | Industrial | WA - Industrial | New | Process | Natural Gas | Other Process | E1 | Standard | 100% | 0% | 0% | 1.0743 | 0 | 0 | 0 | 2 | 8 | 2021 | 2047 | 100% | 0 | 0 | 0% | Normal | 0% | 1691.3922 | 0 | 0 | 1 unit | 100000 | 0 | 1 | 1 | 1 | 0 | 0 |  | 2016 | 1.0743 | N/A | N/A | N/A | 1 | unit | 1 | Industrial_WA - Industrial_New_Process_Other Process_Standard
Industrial_WA - Industrial_New_Process_Natural Gas_Other Process_E2 | Industrial | WA - Industrial | New | Process | Natural Gas | Other Process | E2 |  | 0% | 0% | 0% | 0 | 0 | 0 | 0 | 0 | 0 | 0 | 0 | 0% | 0 | 0 | 0% | Normal | 0% | 0 | 0 | 0 | [17 empty] | Industrial_WA - Industrial_New_Process_Other Process_
Industrial_WA - Industrial_New_Process_Natural Gas_Other Process_E3 | Industrial | WA - Industrial | New | Process | Natural Gas | Other Process | E3 |  | 0% | 0% | 0% | 0 | 0 | 0 | 0 | 0 | 0 | 0 | 0 | 0% | 0 | 0 | 0% | Normal | 0% | 0 | 0 | 0 | [17 empty] | Industrial_WA - Industrial_New_Process_Other Process_
Industrial_WA - Industrial_New_Process_Natural Gas_Other Process_E4 | Industrial | WA - Industrial | New | Process | Natural Gas | Other Process | E4 |  | 0% | 0% | 0% | 0 | 0 | 0 | 0 | 0 | 0 | 0 | 0 | 0% | 0 | 0 | 0% | Normal | 0% | 0 | 0 | 0 | [17 empty] | Industrial_WA - Industrial_New_Process_Other Process_
Industrial_WA - Industrial_New_Process_Natural Gas_Other Process_E5 | Industrial | WA - Industrial | New | Process | Natural Gas | Other Process | E5 |  | 0% | 0% | 0% | 0 | 0 | 0 | 0 | 0 | 0 | 0 | 0 | 0% | 0 | 0 | 0% | Normal | 0% | 0 | 0 | 0 | [17 empty] | Industrial_WA - Industrial_New_Process_Other Process_
Industrial_WA - Industrial_New_Process_Natural Gas_Other Process_E6 | Industrial | WA - Industrial | New | Process | Natural Gas | Other Process | E6 |  | 0% | 0% | 0% | 0 | 0 | 0 | 0 | 0 | 0 | 0 | 0 | 0% | 0 | 0 | 0% | Normal | 0% | 0 | 0 | 0 | [17 empty] | Industrial_WA - Industrial_New_Process_Other Process_
Industrial_WA - Industrial_New_Process_Natural Gas_Other Process_E7 | Industrial | WA - Industrial | New | Process | Natural Gas | Other Process | E7 |  | 0% | 0% | 0% | 0 | 0 | 0 | 0 | 0 | 0 | 0 | 0 | 0% | 0 | 0 | 0% | Normal | 0% | 0 | 0 | 0 | [17 empty] | Industrial_WA - Industrial_New_Process_Other Process_
Industrial_WA - Industrial_New_Process_Natural Gas_Other Process_E8 | Industrial | WA - Industrial | New | Process | Natural Gas | Other Process | E8 |  | 0% | 0% | 0% | 0 | 0 | 0 | 0 | 0 | 0 | 0 | 0 | 0% | 0 | 0 | 0% | Normal | 0% | 0 | 0 | 0 | [17 empty] | Industrial_WA - Industrial_New_Process_Other Process_
Industrial_WA - Industrial_New_Process_Natural Gas_Other Process_E9 | Industrial | WA - Industrial | New | Process | Natural Gas | Other Process | E9 |  | 0% | 0% | 0% | 0 | 0 | 0 | 0 | 0 | 0 | 0 | 0 | 0% | 0 | 0 | 0% | Normal | 0% | 0 | 0 | 0 | [17 empty] | Industrial_WA - Industrial_New_Process_Other Process_
Industrial_WA - Industrial_New_Process_Natural Gas_Other Process_E10 | Industrial | WA - Industrial | New | Process | Natural Gas | Other Process | E10 |  | 0% | 0% | 0% | 0 | 0 | 0 | 0 | 0 | 0 | 0 | 0 | 0% | 0 | 0 | 0% | Normal | 0% | 0 | 0 | 0 | [17 empty] | Industrial_WA - Industrial_New_Process_Other Process_
Industrial_WA - Industrial_New_Miscellaneous_Natural Gas_Miscellaneous_E1 | Industrial | WA - Industrial | New | Miscellaneous | Natural Gas | Miscellaneous | E1 | Standard | 100% | 0% | 0% | 1.0743 | 0 | 0 | 0 | 2 | 8 | 2021 | 2047 | 100% | 0 | 0 | 0% | Normal | 0% | 1992.2327 | 0 | 0 | 1 unit | 100000 | 0 | 1 | 1 | 1 | 0 | 0 |  | 2016 | 1.0743 | N/A | N/A | N/A | 1 | unit | 1 | Industrial_WA - Industrial_New_Miscellaneous_Miscellaneous_Standard
Industrial_WA - Industrial_New_Miscellaneous_Natural Gas_Miscellaneous_E2 | Industrial | WA - Industrial | New | Miscellaneous | Natural Gas | Miscellaneous | E2 |  | 0% | 0% | 0% | 0 | 0 | 0 | 0 | 0 | 0 | 0 | 0 | 0% | 0 | 0 | 0% | Normal | 0% | 0 | 0 | 0 | [17 empty] | Industrial_WA - Industrial_New_Miscellaneous_Miscellaneous_
Industrial_WA - Industrial_New_Miscellaneous_Natural Gas_Miscellaneous_E3 | Industrial | WA - Industrial | New | Miscellaneous | Natural Gas | Miscellaneous | E3 |  | 0% | 0% | 0% | 0 | 0 | 0 | 0 | 0 | 0 | 0 | 0 | 0% | 0 | 0 | 0% | Normal | 0% | 0 | 0 | 0 | [17 empty] | Industrial_WA - Industrial_New_Miscellaneous_Miscellaneous_
Industrial_WA - Industrial_New_Miscellaneous_Natural Gas_Miscellaneous_E4 | Industrial | WA - Industrial | New | Miscellaneous | Natural Gas | Miscellaneous | E4 |  | 0% | 0% | 0% | 0 | 0 | 0 | 0 | 0 | 0 | 0 | 0 | 0% | 0 | 0 | 0% | Normal | 0% | 0 | 0 | 0 | [17 empty] | Industrial_WA - Industrial_New_Miscellaneous_Miscellaneous_
Industrial_WA - Industrial_New_Miscellaneous_Natural Gas_Miscellaneous_E5 | Industrial | WA - Industrial | New | Miscellaneous | Natural Gas | Miscellaneous | E5 |  | 0% | 0% | 0% | 0 | 0 | 0 | 0 | 0 | 0 | 0 | 0 | 0% | 0 | 0 | 0% | Normal | 0% | 0 | 0 | 0 | [17 empty] | Industrial_WA - Industrial_New_Miscellaneous_Miscellaneous_
Industrial_WA - Industrial_New_Miscellaneous_Natural Gas_Miscellaneous_E6 | Industrial | WA - Industrial | New | Miscellaneous | Natural Gas | Miscellaneous | E6 |  | 0% | 0% | 0% | 0 | 0 | 0 | 0 | 0 | 0 | 0 | 0 | 0% | 0 | 0 | 0% | Normal | 0% | 0 | 0 | 0 | [17 empty] | Industrial_WA - Industrial_New_Miscellaneous_Miscellaneous_
Industrial_WA - Industrial_New_Miscellaneous_Natural Gas_Miscellaneous_E7 | Industrial | WA - Industrial | New | Miscellaneous | Natural Gas | Miscellaneous | E7 |  | 0% | 0% | 0% | 0 | 0 | 0 | 0 | 0 | 0 | 0 | 0 | 0% | 0 | 0 | 0% | Normal | 0% | 0 | 0 | 0 | [17 empty] | Industrial_WA - Industrial_New_Miscellaneous_Miscellaneous_
Industrial_WA - Industrial_New_Miscellaneous_Natural Gas_Miscellaneous_E8 | Industrial | WA - Industrial | New | Miscellaneous | Natural Gas | Miscellaneous | E8 |  | 0% | 0% | 0% | 0 | 0 | 0 | 0 | 0 | 0 | 0 | 0 | 0% | 0 | 0 | 0% | Normal | 0% | 0 | 0 | 0 | [17 empty] | Industrial_WA - Industrial_New_Miscellaneous_Miscellaneous_
Industrial_WA - Industrial_New_Miscellaneous_Natural Gas_Miscellaneous_E9 | Industrial | WA - Industrial | New | Miscellaneous | Natural Gas | Miscellaneous | E9 |  | 0% | 0% | 0% | 0 | 0 | 0 | 0 | 0 | 0 | 0 | 0 | 0% | 0 | 0 | 0% | Normal | 0% | 0 | 0 | 0 | [17 empty] | Industrial_WA - Industrial_New_Miscellaneous_Miscellaneous_
Industrial_WA - Industrial_New_Miscellaneous_Natural Gas_Miscellaneous_E10 | Industrial | WA - Industrial | New | Miscellaneous | Natural Gas | Miscellaneous | E10 |  | 0% | 0% | 0% | 0 | 0 | 0 | 0 | 0 | 0 | 0 | 0 | 0% | 0 | 0 | 0% | Normal | 0% | 0 | 0 | 0 | [17 empty] | Industrial_WA - Industrial_New_Miscellaneous_Miscellaneous_
Industrial_OR - Industrial_Existing_Space Heating_Natural Gas_Furnace_E1 | Industrial | OR - Industrial | Existing | Space Heating | Natural Gas | Furnace | E1 | AFUE 80% (Standard) | 100% | 0% | 0% | 281.2855 | 294.6801 | 45.5415 | 0 | 17 | 29 | 2021 | 2023 | 100% | 0 | 0 | 0% | Normal | 0% | 1213.9284 | 0 | 0 | 400 kBtu/hr | 100000 | 0 | 0.25199 | 12.0434 | 1050 | 1100 | 170 |  | 2017 | 1.0631 | GFURN-Heating-EIA14-2014 Ref. Case-2 | GFURN-Heating-EIA14-2014 Ref. Case-2 | GFURN-Heating-EIA14-2014 Ref. Case-2 | 400 | kBtu/hr | 100.7962 | Industrial_OR - Industrial_Existing_Space Heating_Furnace_AFUE 80% (Standard)
Industrial_OR - Industrial_Existing_Space Heating_Natural Gas_Furnace_E2 | Industrial | OR - Industrial | Existing | Space Heating | Natural Gas | Furnace | E2 | AFUE 90% | 88.89% | 0% | 0% | 468.8092 | 348.2583 | 46.8809 | 0 | 17 | 29 | 2021 | 2047 | 100% | 0 | 0 | 0% | Normal | 0% | 1079.0474 | 0 | 0 | 400 kBtu/hr | 100000 | 0 | 0.25199 | 10.7052 | 1750 | 1300 | 175 |  | 2017 | 1.0631 | GFURN-Heating-EIA14-2014 Ref. Case-3 | GFURN-Heating-EIA14-2014 Ref. Case-3 | GFURN-Heating-EIA14-2014 Ref. Case-3 | 400 | kBtu/hr | 100.7962 | Industrial_OR - Industrial_Existing_Space Heating_Furnace_AFUE 90%
Industrial_OR - Industrial_Existing_Space Heating_Natural Gas_Furnace_E3 | Industrial | OR - Industrial | Existing | Space Heating | Natural Gas | Furnace | E3 | AFUE 96% | 83.33% | 0% | 0% | 656.3329 | 401.8365 | 48.2204 | 0 | 17 | 29 | 2021 | 2047 | 100% | 0 | 0 | 0% | Normal | 0% | 1011.607 | 0 | 0 | 400 kBtu/hr | 100000 | 0 | 0.25199 | 10.0362 | 2450 | 1500 | 180 |  | 2017 | 1.0631 | GFURN-Heating-EIA14-2014 Ref. Case-3 | GFURN-Heating-ILTRM-v5.0-191 | AEG BEST | 400 | kBtu/hr | 100.7962 | Industrial_OR - Industrial_Existing_Space Heating_Furnace_AFUE 96%
Industrial_OR - Industrial_Existing_Space Heating_Natural Gas_Furnace_E4 | Industrial | OR - Industrial | Existing | Space Heating | Natural Gas | Furnace | E4 |  | 0% | 0% | 0% | 0 | 0 | 0 | 0 | 0 | 0 | 0 | 0 | 0% | 0 | 0 | 0% | Normal | 0% | 0 | 0 | 0 | [17 empty] | Industrial_OR - Industrial_Existing_Space Heating_Furnace_
Industrial_OR - Industrial_Existing_Space Heating_Natural Gas_Furnace_E5 | Industrial | OR - Industrial | Existing | Space Heating | Natural Gas | Furnace | E5 |  | 0% | 0% | 0% | 0 | 0 | 0 | 0 | 0 | 0 | 0 | 0 | 0% | 0 | 0 | 0% | Normal | 0% | 0 | 0 | 0 | [17 empty] | Industrial_OR - Industrial_Existing_Space Heating_Furnace_
Industrial_OR - Industrial_Existing_Space Heating_Natural Gas_Furnace_E6 | Industrial | OR - Industrial | Existing | Space Heating | Natural Gas | Furnace | E6 |  | 0% | 0% | 0% | 0 | 0 | 0 | 0 | 0 | 0 | 0 | 0 | 0% | 0 | 0 | 0% | Normal | 0% | 0 | 0 | 0 | [17 empty] | Industrial_OR - Industrial_Existing_Space Heating_Furnace_
Industrial_OR - Industrial_Existing_Space Heating_Natural Gas_Furnace_E7 | Industrial | OR - Industrial | Existing | Space Heating | Natural Gas | Furnace | E7 |  | 0% | 0% | 0% | 0 | 0 | 0 | 0 | 0 | 0 | 0 | 0 | 0% | 0 | 0 | 0% | Normal | 0% | 0 | 0 | 0 | [17 empty] | Industrial_OR - Industrial_Existing_Space Heating_Furnace_
Industrial_OR - Industrial_Existing_Space Heating_Natural Gas_Furnace_E8 | Industrial | OR - Industrial | Existing | Space Heating | Natural Gas | Furnace | E8 |  | 0% | 0% | 0% | 0 | 0 | 0 | 0 | 0 | 0 | 0 | 0 | 0% | 0 | 0 | 0% | Normal | 0% | 0 | 0 | 0 | [17 empty] | Industrial_OR - Industrial_Existing_Space Heating_Furnace_
Industrial_OR - Industrial_Existing_Space Heating_Natural Gas_Furnace_E9 | Industrial | OR - Industrial | Existing | Space Heating | Natural Gas | Furnace | E9 |  | 0% | 0% | 0% | 0 | 0 | 0 | 0 | 0 | 0 | 0 | 0 | 0% | 0 | 0 | 0% | Normal | 0% | 0 | 0 | 0 | [17 empty] | Industrial_OR - Industrial_Existing_Space Heating_Furnace_
Industrial_OR - Industrial_Existing_Space Heating_Natural Gas_Furnace_E10 | Industrial | OR - Industrial | Existing | Space Heating | Natural Gas | Furnace | E10 |  | 0% | 0% | 0% | 0 | 0 | 0 | 0 | 0 | 0 | 0 | 0 | 0% | 0 | 0 | 0% | Normal | 0% | 0 | 0 | 0 | [17 empty] | Industrial_OR - Industrial_Existing_Space Heating_Furnace_
Industrial_OR - Industrial_Existing_Space Heating_Natural Gas_Boiler_E1 | Industrial | OR - Industrial | Existing | Space Heating | Natural Gas | Boiler | E1 | AFUE 80% (Standard) | 100% | 0% | 0% | 2196.1749 | 1217.1572 | 238.1394 | 0 | 20 | 30 | 2021 | 2047 | 100% | 0 | 0 | 0% | Normal | 0% | 1182.7726 | 0 | 0 | 800 kBtu/hr | 100000 | 0 | 0.126 | 11.7343 | 16600 | 9200 | 1800 |  | 2018 | 1.05 | GBLR-Heating-AEO15-3 | GBLR-Heating-AEO15-3 | GBLR-Heating-AEO15-3 | 800 | kBtu/hr | 100.7962 | Industrial_OR - Industrial_Existing_Space Heating_Boiler_AFUE 80% (Standard)
Industrial_OR - Industrial_Existing_Space Heating_Natural Gas_Boiler_E2 | Industrial | OR - Industrial | Existing | Space Heating | Natural Gas | Boiler | E2 | AFUE 85% | 94.12% | 0% | 0% | 3003.203 | 1289.922 | 238.1394 | 0 | 20 | 30 | 2021 | 2047 | 100% | 0 | 0 | 0% | Normal | 0% | 1113.2107 | 0 | 0 | 800 kBtu/hr | 100000 | 0 | 0.126 | 11.0442 | 22700 | 9750 | 1800 |  | 2018 | 1.05 | GBLR-Heating-AEO15-6 | GBLR-Heating-AEO15-6 | GBLR-Heating-AEO15-6 | 800 | kBtu/hr | 100.7962 | Industrial_OR - Industrial_Existing_Space Heating_Boiler_AFUE 85%
Industrial_OR - Industrial_Existing_Space Heating_Natural Gas_Boiler_E3 | Industrial | OR - Industrial | Existing | Space Heating | Natural Gas | Boiler | E3 | AFUE 97% | 82.47% | 0% | 0% | 4861.0114 | 1199.0495 | 238.1394 | 0 | 20 | 30 | 2021 | 2047 | 100% | 0 | 0 | 0% | Normal | 0% | 975.4594 | 0 | 0 | 800 kBtu/hr | 100000 | 0 | 0.126 | 9.6775 | 36742.4242 | 9063.1313 | 1800 |  | 2018 | 1.05 | GBLR-Heating-AEO15-7 | GBLR-Heating-AEO15-7 | GBLR-Heating-AEO15-7 | 800 | kBtu/hr | 100.7962 | Industrial_OR - Industrial_Existing_Space Heating_Boiler_AFUE 97%
Industrial_OR - Industrial_Existing_Space Heating_Natural Gas_Boiler_E4 | Industrial | OR - Industrial | Existing | Space Heating | Natural Gas | Boiler | E4 | Convert to NG Air Source Heat Pump | 57.14% | 0% | 0% | 21205.8149 | 1217.1572 | 398.4123 | 0 | 10 | 20 | 2021 | 2047 | 100% | 0 | 0 | 0% | Normal | 0% | 675.8701 | 0 | 0 | 800 kBtu/hr | 100000 | 0 | 0.126 | 6.7053 | 158316.7533 | 9086.959 | 2974.436 |  | 2017 | 1.0631 | HP_GAS-Heating-AEO17-1 | HP_GAS-Heating-AEO17-1 | HP_GAS-Heating-AEO17-1 | 800 | kBtu/hr | 100.7962 | Industrial_OR - Industrial_Existing_Space Heating_Boiler_Convert to NG Air Source Heat Pump
Industrial_OR - Industrial_Existing_Space Heating_Natural Gas_Boiler_E5 | Industrial | OR - Industrial | Existing | Space Heating | Natural Gas | Boiler | E5 |  | 0% | 0% | 0% | 0 | 0 | 0 | 0 | 0 | 0 | 0 | 0 | 0% | 0 | 0 | 0% | Normal | 0% | 0 | 0 | 0 | [17 empty] | Industrial_OR - Industrial_Existing_Space Heating_Boiler_
Industrial_OR - Industrial_Existing_Space Heating_Natural Gas_Boiler_E6 | Industrial | OR - Industrial | Existing | Space Heating | Natural Gas | Boiler | E6 |  | 0% | 0% | 0% | 0 | 0 | 0 | 0 | 0 | 0 | 0 | 0 | 0% | 0 | 0 | 0% | Normal | 0% | 0 | 0 | 0 | [17 empty] | Industrial_OR - Industrial_Existing_Space Heating_Boiler_
Industrial_OR - Industrial_Existing_Space Heating_Natural Gas_Boiler_E7 | Industrial | OR - Industrial | Existing | Space Heating | Natural Gas | Boiler | E7 |  | 0% | 0% | 0% | 0 | 0 | 0 | 0 | 0 | 0 | 0 | 0 | 0% | 0 | 0 | 0% | Normal | 0% | 0 | 0 | 0 | [17 empty] | Industrial_OR - Industrial_Existing_Space Heating_Boiler_
Industrial_OR - Industrial_Existing_Space Heating_Natural Gas_Boiler_E8 | Industrial | OR - Industrial | Existing | Space Heating | Natural Gas | Boiler | E8 |  | 0% | 0% | 0% | 0 | 0 | 0 | 0 | 0 | 0 | 0 | 0 | 0% | 0 | 0 | 0% | Normal | 0% | 0 | 0 | 0 | [17 empty] | Industrial_OR - Industrial_Existing_Space Heating_Boiler_
Industrial_OR - Industrial_Existing_Space Heating_Natural Gas_Boiler_E9 | Industrial | OR - Industrial | Existing | Space Heating | Natural Gas | Boiler | E9 |  | 0% | 0% | 0% | 0 | 0 | 0 | 0 | 0 | 0 | 0 | 0 | 0% | 0 | 0 | 0% | Normal | 0% | 0 | 0 | 0 | [17 empty] | Industrial_OR - Industrial_Existing_Space Heating_Boiler_
Industrial_OR - Industrial_Existing_Space Heating_Natural Gas_Boiler_E10 | Industrial | OR - Industrial | Existing | Space Heating | Natural Gas | Boiler | E10 |  | 0% | 0% | 0% | 0 | 0 | 0 | 0 | 0 | 0 | 0 | 0 | 0% | 0 | 0 | 0% | Normal | 0% | 0 | 0 | 0 | [17 empty] | Industrial_OR - Industrial_Existing_Space Heating_Boiler_
Industrial_OR - Industrial_Existing_Space Heating_Natural Gas_Unit Heater_E1 | Industrial | OR - Industrial | Existing | Space Heating | Natural Gas | Unit Heater | E1 | Standard | 100% | 0% | 0% | 106.2079 | 0 | 0 | 0 | 15 | 25 | 2021 | 2047 | 100% | 0 | 0 | 0% | Normal | 0% | 1245.0238 | 0 | 0 | 120 unit | 100000 | 0 | 0.0008056 | 2080 | 1010.4 | 0 | 0 |  | 2015 | 1.0873 | Xcel CO 2021/22 DSM Plan/TRM p.424 | Xcel CO 2021/22 DSM Plan/TRM p.416 | Xcel CO 2021/22 DSM Plan/TRM p.416 | 120 | unit | 0.096672 | Industrial_OR - Industrial_Existing_Space Heating_Unit Heater_Standard
Industrial_OR - Industrial_Existing_Space Heating_Natural Gas_Unit Heater_E2 | Industrial | OR - Industrial | Existing | Space Heating | Natural Gas | Unit Heater | E2 | Condensing | 88.94% | 0% | 0% | 126.6422 | 0 | 0 | 0 | 15 | 25 | 2021 | 2047 | 100% | 0 | 0 | 0% | Normal | 0% | 1107.3529 | 0 | 0 | 120 unit | 100000 | 0 | 0.0008056 | 1850 | 1204.8 | 0 | 0 |  | 2015 | 1.0873 | Xcel CO 2021/22 DSM Plan/TRM p.424 | Xcel CO 2021/22 DSM Plan/TRM p.416 | Xcel CO 2021/22 DSM Plan/TRM p.416 | 120 | unit | 0.096672 | Industrial_OR - Industrial_Existing_Space Heating_Unit Heater_Condensing
Industrial_OR - Industrial_Existing_Space Heating_Natural Gas_Unit Heater_E3 | Industrial | OR - Industrial | Existing | Space Heating | Natural Gas | Unit Heater | E3 | Infrared Radiant | 88.46% | 0% | 0% | 119.2001 | 0 | 0 | 0 | 10 | 20 | 2021 | 2047 | 100% | 0 | 0 | 0% | Normal | 0% | 1101.3672 | 0 | 0 | 120 unit | 100000 | 0 | 0.0008056 | 1840 | 1134 | 0 | 0 |  | 2015 | 1.0873 | Xcel CO 2021/22 DSM Plan/TRM p.424 | Xcel CO 2021/22 DSM Plan/TRM p.416 | Xcel CO 2021/22 DSM Plan/TRM p.416 | 120 | unit | 0.096672 | Industrial_OR - Industrial_Existing_Space Heating_Unit Heater_Infrared Radiant
Industrial_OR - Industrial_Existing_Space Heating_Natural Gas_Unit Heater_E4 | Industrial | OR - Industrial | Existing | Space Heating | Natural Gas | Unit Heater | E4 |  | 0% | 0% | 0% | 0 | 0 | 0 | 0 | 0 | 0 | 0 | 0 | 0% | 0 | 0 | 0% | Normal | 0% | 0 | 0 | 0 | [17 empty] | Industrial_OR - Industrial_Existing_Space Heating_Unit Heater_
Industrial_OR - Industrial_Existing_Space Heating_Natural Gas_Unit Heater_E5 | Industrial | OR - Industrial | Existing | Space Heating | Natural Gas | Unit Heater | E5 |  | 0% | 0% | 0% | 0 | 0 | 0 | 0 | 0 | 0 | 0 | 0 | 0% | 0 | 0 | 0% | Normal | 0% | 0 | 0 | 0 | [17 empty] | Industrial_OR - Industrial_Existing_Space Heating_Unit Heater_
Industrial_OR - Industrial_Existing_Space Heating_Natural Gas_Unit Heater_E6 | Industrial | OR - Industrial | Existing | Space Heating | Natural Gas | Unit Heater | E6 |  | 0% | 0% | 0% | 0 | 0 | 0 | 0 | 0 | 0 | 0 | 0 | 0% | 0 | 0 | 0% | Normal | 0% | 0 | 0 | 0 | [17 empty] | Industrial_OR - Industrial_Existing_Space Heating_Unit Heater_
Industrial_OR - Industrial_Existing_Space Heating_Natural Gas_Unit Heater_E7 | Industrial | OR - Industrial | Existing | Space Heating | Natural Gas | Unit Heater | E7 |  | 0% | 0% | 0% | 0 | 0 | 0 | 0 | 0 | 0 | 0 | 0 | 0% | 0 | 0 | 0% | Normal | 0% | 0 | 0 | 0 | [17 empty] | Industrial_OR - Industrial_Existing_Space Heating_Unit Heater_
Industrial_OR - Industrial_Existing_Space Heating_Natural Gas_Unit Heater_E8 | Industrial | OR - Industrial | Existing | Space Heating | Natural Gas | Unit Heater | E8 |  | 0% | 0% | 0% | 0 | 0 | 0 | 0 | 0 | 0 | 0 | 0 | 0% | 0 | 0 | 0% | Normal | 0% | 0 | 0 | 0 | [17 empty] | Industrial_OR - Industrial_Existing_Space Heating_Unit Heater_
Industrial_OR - Industrial_Existing_Space Heating_Natural Gas_Unit Heater_E9 | Industrial | OR - Industrial | Existing | Space Heating | Natural Gas | Unit Heater | E9 |  | 0% | 0% | 0% | 0 | 0 | 0 | 0 | 0 | 0 | 0 | 0 | 0% | 0 | 0 | 0% | Normal | 0% | 0 | 0 | 0 | [17 empty] | Industrial_OR - Industrial_Existing_Space Heating_Unit Heater_
Industrial_OR - Industrial_Existing_Space Heating_Natural Gas_Unit Heater_E10 | Industrial | OR - Industrial | Existing | Space Heating | Natural Gas | Unit Heater | E10 |  | 0% | 0% | 0% | 0 | 0 | 0 | 0 | 0 | 0 | 0 | 0 | 0% | 0 | 0 | 0% | Normal | 0% | 0 | 0 | 0 | [17 empty] | Industrial_OR - Industrial_Existing_Space Heating_Unit Heater_
Industrial_OR - Industrial_Existing_Process_Natural Gas_Process Boiler_E1 | Industrial | OR - Industrial | Existing | Process | Natural Gas | Process Boiler | E1 | Standard | 100% | 0% | 0% | 9732.8616 | 0 | 0 | 0 | 2 | 8 | 2021 | 2047 | 100% | 0 | 0 | 0% | Normal | 0% | 9059.8911 | 0 | 0 | 1 unit | 100000 | 0 | 9059.8911 | 1 | 1 | 0 | 0 |  | 2016 | 1.0743 | N/A | N/A | N/A | 1 | unit | 9059.8911 | Industrial_OR - Industrial_Existing_Process_Process Boiler_Standard
Industrial_OR - Industrial_Existing_Process_Natural Gas_Process Boiler_E2 | Industrial | OR - Industrial | Existing | Process | Natural Gas | Process Boiler | E2 |  | 0% | 0% | 0% | 0 | 0 | 0 | 0 | 0 | 0 | 0 | 0 | 0% | 0 | 0 | 0% | Normal | 0% | 0 | 0 | 0 | [17 empty] | Industrial_OR - Industrial_Existing_Process_Process Boiler_
Industrial_OR - Industrial_Existing_Process_Natural Gas_Process Boiler_E3 | Industrial | OR - Industrial | Existing | Process | Natural Gas | Process Boiler | E3 |  | 0% | 0% | 0% | 0 | 0 | 0 | 0 | 0 | 0 | 0 | 0 | 0% | 0 | 0 | 0% | Normal | 0% | 0 | 0 | 0 | [17 empty] | Industrial_OR - Industrial_Existing_Process_Process Boiler_
Industrial_OR - Industrial_Existing_Process_Natural Gas_Process Boiler_E4 | Industrial | OR - Industrial | Existing | Process | Natural Gas | Process Boiler | E4 |  | 0% | 0% | 0% | 0 | 0 | 0 | 0 | 0 | 0 | 0 | 0 | 0% | 0 | 0 | 0% | Normal | 0% | 0 | 0 | 0 | [17 empty] | Industrial_OR - Industrial_Existing_Process_Process Boiler_
Industrial_OR - Industrial_Existing_Process_Natural Gas_Process Boiler_E5 | Industrial | OR - Industrial | Existing | Process | Natural Gas | Process Boiler | E5 |  | 0% | 0% | 0% | 0 | 0 | 0 | 0 | 0 | 0 | 0 | 0 | 0% | 0 | 0 | 0% | Normal | 0% | 0 | 0 | 0 | [17 empty] | Industrial_OR - Industrial_Existing_Process_Process Boiler_
Industrial_OR - Industrial_Existing_Process_Natural Gas_Process Boiler_E6 | Industrial | OR - Industrial | Existing | Process | Natural Gas | Process Boiler | E6 |  | 0% | 0% | 0% | 0 | 0 | 0 | 0 | 0 | 0 | 0 | 0 | 0% | 0 | 0 | 0% | Normal | 0% | 0 | 0 | 0 | [17 empty] | Industrial_OR - Industrial_Existing_Process_Process Boiler_
Industrial_OR - Industrial_Existing_Process_Natural Gas_Process Boiler_E7 | Industrial | OR - Industrial | Existing | Process | Natural Gas | Process Boiler | E7 |  | 0% | 0% | 0% | 0 | 0 | 0 | 0 | 0 | 0 | 0 | 0 | 0% | 0 | 0 | 0% | Normal | 0% | 0 | 0 | 0 | [17 empty] | Industrial_OR - Industrial_Existing_Process_Process Boiler_
Industrial_OR - Industrial_Existing_Process_Natural Gas_Process Boiler_E8 | Industrial | OR - Industrial | Existing | Process | Natural Gas | Process Boiler | E8 |  | 0% | 0% | 0% | 0 | 0 | 0 | 0 | 0 | 0 | 0 | 0 | 0% | 0 | 0 | 0% | Normal | 0% | 0 | 0 | 0 | [17 empty] | Industrial_OR - Industrial_Existing_Process_Process Boiler_
Industrial_OR - Industrial_Existing_Process_Natural Gas_Process Boiler_E9 | Industrial | OR - Industrial | Existing | Process | Natural Gas | Process Boiler | E9 |  | 0% | 0% | 0% | 0 | 0 | 0 | 0 | 0 | 0 | 0 | 0 | 0% | 0 | 0 | 0% | Normal | 0% | 0 | 0 | 0 | [17 empty] | Industrial_OR - Industrial_Existing_Process_Process Boiler_
Industrial_OR - Industrial_Existing_Process_Natural Gas_Process Boiler_E10 | Industrial | OR - Industrial | Existing | Process | Natural Gas | Process Boiler | E10 |  | 0% | 0% | 0% | 0 | 0 | 0 | 0 | 0 | 0 | 0 | 0 | 0% | 0 | 0 | 0% | Normal | 0% | 0 | 0 | 0 | [17 empty] | Industrial_OR - Industrial_Existing_Process_Process Boiler_
Industrial_OR - Industrial_Existing_Process_Natural Gas_Process Heating_E1 | Industrial | OR - Industrial | Existing | Process | Natural Gas | Process Heating | E1 | Standard | 100% | 0% | 0% | 8898.719 | 0 | 0 | 0 | 2 | 8 | 2021 | 2047 | 100% | 0 | 0 | 0% | Normal | 0% | 8283.4246 | 0 | 0 | 1 unit | 100000 | 0 | 8283.4246 | 1 | 1 | 0 | 0 |  | 2016 | 1.0743 | N/A | N/A | N/A | 1 | unit | 8283.4246 | Industrial_OR - Industrial_Existing_Process_Process Heating_Standard
Industrial_OR - Industrial_Existing_Process_Natural Gas_Process Heating_E2 | Industrial | OR - Industrial | Existing | Process | Natural Gas | Process Heating | E2 |  | 0% | 0% | 0% | 0 | 0 | 0 | 0 | 0 | 0 | 0 | 0 | 0% | 0 | 0 | 0% | Normal | 0% | 0 | 0 | 0 | [17 empty] | Industrial_OR - Industrial_Existing_Process_Process Heating_
Industrial_OR - Industrial_Existing_Process_Natural Gas_Process Heating_E3 | Industrial | OR - Industrial | Existing | Process | Natural Gas | Process Heating | E3 |  | 0% | 0% | 0% | 0 | 0 | 0 | 0 | 0 | 0 | 0 | 0 | 0% | 0 | 0 | 0% | Normal | 0% | 0 | 0 | 0 | [17 empty] | Industrial_OR - Industrial_Existing_Process_Process Heating_
Industrial_OR - Industrial_Existing_Process_Natural Gas_Process Heating_E4 | Industrial | OR - Industrial | Existing | Process | Natural Gas | Process Heating | E4 |  | 0% | 0% | 0% | 0 | 0 | 0 | 0 | 0 | 0 | 0 | 0 | 0% | 0 | 0 | 0% | Normal | 0% | 0 | 0 | 0 | [17 empty] | Industrial_OR - Industrial_Existing_Process_Process Heating_
Industrial_OR - Industrial_Existing_Process_Natural Gas_Process Heating_E5 | Industrial | OR - Industrial | Existing | Process | Natural Gas | Process Heating | E5 |  | 0% | 0% | 0% | 0 | 0 | 0 | 0 | 0 | 0 | 0 | 0 | 0% | 0 | 0 | 0% | Normal | 0% | 0 | 0 | 0 | [17 empty] | Industrial_OR - Industrial_Existing_Process_Process Heating_
Industrial_OR - Industrial_Existing_Process_Natural Gas_Process Heating_E6 | Industrial | OR - Industrial | Existing | Process | Natural Gas | Process Heating | E6 |  | 0% | 0% | 0% | 0 | 0 | 0 | 0 | 0 | 0 | 0 | 0 | 0% | 0 | 0 | 0% | Normal | 0% | 0 | 0 | 0 | [17 empty] | Industrial_OR - Industrial_Existing_Process_Process Heating_
Industrial_OR - Industrial_Existing_Process_Natural Gas_Process Heating_E7 | Industrial | OR - Industrial | Existing | Process | Natural Gas | Process Heating | E7 |  | 0% | 0% | 0% | 0 | 0 | 0 | 0 | 0 | 0 | 0 | 0 | 0% | 0 | 0 | 0% | Normal | 0% | 0 | 0 | 0 | [17 empty] | Industrial_OR - Industrial_Existing_Process_Process Heating_
Industrial_OR - Industrial_Existing_Process_Natural Gas_Process Heating_E8 | Industrial | OR - Industrial | Existing | Process | Natural Gas | Process Heating | E8 |  | 0% | 0% | 0% | 0 | 0 | 0 | 0 | 0 | 0 | 0 | 0 | 0% | 0 | 0 | 0% | Normal | 0% | 0 | 0 | 0 | [17 empty] | Industrial_OR - Industrial_Existing_Process_Process Heating_
Industrial_OR - Industrial_Existing_Process_Natural Gas_Process Heating_E9 | Industrial | OR - Industrial | Existing | Process | Natural Gas | Process Heating | E9 |  | 0% | 0% | 0% | 0 | 0 | 0 | 0 | 0 | 0 | 0 | 0 | 0% | 0 | 0 | 0% | Normal | 0% | 0 | 0 | 0 | [17 empty] | Industrial_OR - Industrial_Existing_Process_Process Heating_
Industrial_OR - Industrial_Existing_Process_Natural Gas_Process Heating_E10 | Industrial | OR - Industrial | Existing | Process | Natural Gas | Process Heating | E10 |  | 0% | 0% | 0% | 0 | 0 | 0 | 0 | 0 | 0 | 0 | 0 | 0% | 0 | 0 | 0% | Normal | 0% | 0 | 0 | 0 | [17 empty] | Industrial_OR - Industrial_Existing_Process_Process Heating_
Industrial_OR - Industrial_Existing_Process_Natural Gas_Process Cooling_E1 | Industrial | OR - Industrial | Existing | Process | Natural Gas | Process Cooling | E1 | Standard | 100% | 0% | 0% | 86.2906 | 0 | 0 | 0 | 2 | 8 | 2021 | 2047 | 100% | 0 | 0 | 0% | Normal | 0% | 80.3241 | 0 | 0 | 1 unit | 100000 | 0 | 80.3241 | 1 | 1 | 0 | 0 |  | 2016 | 1.0743 | N/A | N/A | N/A | 1 | unit | 80.3241 | Industrial_OR - Industrial_Existing_Process_Process Cooling_Standard
Industrial_OR - Industrial_Existing_Process_Natural Gas_Process Cooling_E2 | Industrial | OR - Industrial | Existing | Process | Natural Gas | Process Cooling | E2 |  | 0% | 0% | 0% | 0 | 0 | 0 | 0 | 0 | 0 | 0 | 0 | 0% | 0 | 0 | 0% | Normal | 0% | 0 | 0 | 0 | [17 empty] | Industrial_OR - Industrial_Existing_Process_Process Cooling_
Industrial_OR - Industrial_Existing_Process_Natural Gas_Process Cooling_E3 | Industrial | OR - Industrial | Existing | Process | Natural Gas | Process Cooling | E3 |  | 0% | 0% | 0% | 0 | 0 | 0 | 0 | 0 | 0 | 0 | 0 | 0% | 0 | 0 | 0% | Normal | 0% | 0 | 0 | 0 | [17 empty] | Industrial_OR - Industrial_Existing_Process_Process Cooling_
Industrial_OR - Industrial_Existing_Process_Natural Gas_Process Cooling_E4 | Industrial | OR - Industrial | Existing | Process | Natural Gas | Process Cooling | E4 |  | 0% | 0% | 0% | 0 | 0 | 0 | 0 | 0 | 0 | 0 | 0 | 0% | 0 | 0 | 0% | Normal | 0% | 0 | 0 | 0 | [17 empty] | Industrial_OR - Industrial_Existing_Process_Process Cooling_
Industrial_OR - Industrial_Existing_Process_Natural Gas_Process Cooling_E5 | Industrial | OR - Industrial | Existing | Process | Natural Gas | Process Cooling | E5 |  | 0% | 0% | 0% | 0 | 0 | 0 | 0 | 0 | 0 | 0 | 0 | 0% | 0 | 0 | 0% | Normal | 0% | 0 | 0 | 0 | [17 empty] | Industrial_OR - Industrial_Existing_Process_Process Cooling_
Industrial_OR - Industrial_Existing_Process_Natural Gas_Process Cooling_E6 | Industrial | OR - Industrial | Existing | Process | Natural Gas | Process Cooling | E6 |  | 0% | 0% | 0% | 0 | 0 | 0 | 0 | 0 | 0 | 0 | 0 | 0% | 0 | 0 | 0% | Normal | 0% | 0 | 0 | 0 | [17 empty] | Industrial_OR - Industrial_Existing_Process_Process Cooling_
Industrial_OR - Industrial_Existing_Process_Natural Gas_Process Cooling_E7 | Industrial | OR - Industrial | Existing | Process | Natural Gas | Process Cooling | E7 |  | 0% | 0% | 0% | 0 | 0 | 0 | 0 | 0 | 0 | 0 | 0 | 0% | 0 | 0 | 0% | Normal | 0% | 0 | 0 | 0 | [17 empty] | Industrial_OR - Industrial_Existing_Process_Process Cooling_
Industrial_OR - Industrial_Existing_Process_Natural Gas_Process Cooling_E8 | Industrial | OR - Industrial | Existing | Process | Natural Gas | Process Cooling | E8 |  | 0% | 0% | 0% | 0 | 0 | 0 | 0 | 0 | 0 | 0 | 0 | 0% | 0 | 0 | 0% | Normal | 0% | 0 | 0 | 0 | [17 empty] | Industrial_OR - Industrial_Existing_Process_Process Cooling_
Industrial_OR - Industrial_Existing_Process_Natural Gas_Process Cooling_E9 | Industrial | OR - Industrial | Existing | Process | Natural Gas | Process Cooling | E9 |  | 0% | 0% | 0% | 0 | 0 | 0 | 0 | 0 | 0 | 0 | 0 | 0% | 0 | 0 | 0% | Normal | 0% | 0 | 0 | 0 | [17 empty] | Industrial_OR - Industrial_Existing_Process_Process Cooling_
Industrial_OR - Industrial_Existing_Process_Natural Gas_Process Cooling_E10 | Industrial | OR - Industrial | Existing | Process | Natural Gas | Process Cooling | E10 |  | 0% | 0% | 0% | 0 | 0 | 0 | 0 | 0 | 0 | 0 | 0 | 0% | 0 | 0 | 0% | Normal | 0% | 0 | 0 | 0 | [17 empty] | Industrial_OR - Industrial_Existing_Process_Process Cooling_
Industrial_OR - Industrial_Existing_Process_Natural Gas_Other Process_E1 | Industrial | OR - Industrial | Existing | Process | Natural Gas | Other Process | E1 | Standard | 100% | 0% | 0% | 909.6468 | 0 | 0 | 0 | 2 | 8 | 2021 | 2047 | 100% | 0 | 0 | 0% | Normal | 0% | 846.7501 | 0 | 0 | 1 unit | 100000 | 0 | 846.7501 | 1 | 1 | 0 | 0 |  | 2016 | 1.0743 | N/A | N/A | N/A | 1 | unit | 846.7501 | Industrial_OR - Industrial_Existing_Process_Other Process_Standard
Industrial_OR - Industrial_Existing_Process_Natural Gas_Other Process_E2 | Industrial | OR - Industrial | Existing | Process | Natural Gas | Other Process | E2 |  | 0% | 0% | 0% | 0 | 0 | 0 | 0 | 0 | 0 | 0 | 0 | 0% | 0 | 0 | 0% | Normal | 0% | 0 | 0 | 0 | [17 empty] | Industrial_OR - Industrial_Existing_Process_Other Process_
Industrial_OR - Industrial_Existing_Process_Natural Gas_Other Process_E3 | Industrial | OR - Industrial | Existing | Process | Natural Gas | Other Process | E3 |  | 0% | 0% | 0% | 0 | 0 | 0 | 0 | 0 | 0 | 0 | 0 | 0% | 0 | 0 | 0% | Normal | 0% | 0 | 0 | 0 | [17 empty] | Industrial_OR - Industrial_Existing_Process_Other Process_
Industrial_OR - Industrial_Existing_Process_Natural Gas_Other Process_E4 | Industrial | OR - Industrial | Existing | Process | Natural Gas | Other Process | E4 |  | 0% | 0% | 0% | 0 | 0 | 0 | 0 | 0 | 0 | 0 | 0 | 0% | 0 | 0 | 0% | Normal | 0% | 0 | 0 | 0 | [17 empty] | Industrial_OR - Industrial_Existing_Process_Other Process_
Industrial_OR - Industrial_Existing_Process_Natural Gas_Other Process_E5 | Industrial | OR - Industrial | Existing | Process | Natural Gas | Other Process | E5 |  | 0% | 0% | 0% | 0 | 0 | 0 | 0 | 0 | 0 | 0 | 0 | 0% | 0 | 0 | 0% | Normal | 0% | 0 | 0 | 0 | [17 empty] | Industrial_OR - Industrial_Existing_Process_Other Process_
Industrial_OR - Industrial_Existing_Process_Natural Gas_Other Process_E6 | Industrial | OR - Industrial | Existing | Process | Natural Gas | Other Process | E6 |  | 0% | 0% | 0% | 0 | 0 | 0 | 0 | 0 | 0 | 0 | 0 | 0% | 0 | 0 | 0% | Normal | 0% | 0 | 0 | 0 | [17 empty] | Industrial_OR - Industrial_Existing_Process_Other Process_
Industrial_OR - Industrial_Existing_Process_Natural Gas_Other Process_E7 | Industrial | OR - Industrial | Existing | Process | Natural Gas | Other Process | E7 |  | 0% | 0% | 0% | 0 | 0 | 0 | 0 | 0 | 0 | 0 | 0 | 0% | 0 | 0 | 0% | Normal | 0% | 0 | 0 | 0 | [17 empty] | Industrial_OR - Industrial_Existing_Process_Other Process_
Industrial_OR - Industrial_Existing_Process_Natural Gas_Other Process_E8 | Industrial | OR - Industrial | Existing | Process | Natural Gas | Other Process | E8 |  | 0% | 0% | 0% | 0 | 0 | 0 | 0 | 0 | 0 | 0 | 0 | 0% | 0 | 0 | 0% | Normal | 0% | 0 | 0 | 0 | [17 empty] | Industrial_OR - Industrial_Existing_Process_Other Process_
Industrial_OR - Industrial_Existing_Process_Natural Gas_Other Process_E9 | Industrial | OR - Industrial | Existing | Process | Natural Gas | Other Process | E9 |  | 0% | 0% | 0% | 0 | 0 | 0 | 0 | 0 | 0 | 0 | 0 | 0% | 0 | 0 | 0% | Normal | 0% | 0 | 0 | 0 | [17 empty] | Industrial_OR - Industrial_Existing_Process_Other Process_
Industrial_OR - Industrial_Existing_Process_Natural Gas_Other Process_E10 | Industrial | OR - Industrial | Existing | Process | Natural Gas | Other Process | E10 |  | 0% | 0% | 0% | 0 | 0 | 0 | 0 | 0 | 0 | 0 | 0 | 0% | 0 | 0 | 0% | Normal | 0% | 0 | 0 | 0 | [17 empty] | Industrial_OR - Industrial_Existing_Process_Other Process_
Industrial_OR - Industrial_Existing_Miscellaneous_Natural Gas_Miscellaneous_E1 | Industrial | OR - Industrial | Existing | Miscellaneous | Natural Gas | Miscellaneous | E1 | Standard | 100% | 0% | 0% | 1071.4417 | 0 | 0 | 0 | 2 | 8 | 2021 | 2047 | 100% | 0 | 0 | 0% | Normal | 0% | 997.3578 | 0 | 0 | 1 unit | 100000 | 0 | 997.3578 | 1 | 1 | 0 | 0 |  | 2016 | 1.0743 | N/A | N/A | N/A | 1 | unit | 997.3578 | Industrial_OR - Industrial_Existing_Miscellaneous_Miscellaneous_Standard
Industrial_OR - Industrial_Existing_Miscellaneous_Natural Gas_Miscellaneous_E2 | Industrial | OR - Industrial | Existing | Miscellaneous | Natural Gas | Miscellaneous | E2 |  | 0% | 0% | 0% | 0 | 0 | 0 | 0 | 0 | 0 | 0 | 0 | 0% | 0 | 0 | 0% | Normal | 0% | 0 | 0 | 0 | [17 empty] | Industrial_OR - Industrial_Existing_Miscellaneous_Miscellaneous_
Industrial_OR - Industrial_Existing_Miscellaneous_Natural Gas_Miscellaneous_E3 | Industrial | OR - Industrial | Existing | Miscellaneous | Natural Gas | Miscellaneous | E3 |  | 0% | 0% | 0% | 0 | 0 | 0 | 0 | 0 | 0 | 0 | 0 | 0% | 0 | 0 | 0% | Normal | 0% | 0 | 0 | 0 | [17 empty] | Industrial_OR - Industrial_Existing_Miscellaneous_Miscellaneous_
Industrial_OR - Industrial_Existing_Miscellaneous_Natural Gas_Miscellaneous_E4 | Industrial | OR - Industrial | Existing | Miscellaneous | Natural Gas | Miscellaneous | E4 |  | 0% | 0% | 0% | 0 | 0 | 0 | 0 | 0 | 0 | 0 | 0 | 0% | 0 | 0 | 0% | Normal | 0% | 0 | 0 | 0 | [17 empty] | Industrial_OR - Industrial_Existing_Miscellaneous_Miscellaneous_
Industrial_OR - Industrial_Existing_Miscellaneous_Natural Gas_Miscellaneous_E5 | Industrial | OR - Industrial | Existing | Miscellaneous | Natural Gas | Miscellaneous | E5 |  | 0% | 0% | 0% | 0 | 0 | 0 | 0 | 0 | 0 | 0 | 0 | 0% | 0 | 0 | 0% | Normal | 0% | 0 | 0 | 0 | [17 empty] | Industrial_OR - Industrial_Existing_Miscellaneous_Miscellaneous_
Industrial_OR - Industrial_Existing_Miscellaneous_Natural Gas_Miscellaneous_E6 | Industrial | OR - Industrial | Existing | Miscellaneous | Natural Gas | Miscellaneous | E6 |  | 0% | 0% | 0% | 0 | 0 | 0 | 0 | 0 | 0 | 0 | 0 | 0% | 0 | 0 | 0% | Normal | 0% | 0 | 0 | 0 | [17 empty] | Industrial_OR - Industrial_Existing_Miscellaneous_Miscellaneous_
Industrial_OR - Industrial_Existing_Miscellaneous_Natural Gas_Miscellaneous_E7 | Industrial | OR - Industrial | Existing | Miscellaneous | Natural Gas | Miscellaneous | E7 |  | 0% | 0% | 0% | 0 | 0 | 0 | 0 | 0 | 0 | 0 | 0 | 0% | 0 | 0 | 0% | Normal | 0% | 0 | 0 | 0 | [17 empty] | Industrial_OR - Industrial_Existing_Miscellaneous_Miscellaneous_
Industrial_OR - Industrial_Existing_Miscellaneous_Natural Gas_Miscellaneous_E8 | Industrial | OR - Industrial | Existing | Miscellaneous | Natural Gas | Miscellaneous | E8 |  | 0% | 0% | 0% | 0 | 0 | 0 | 0 | 0 | 0 | 0 | 0 | 0% | 0 | 0 | 0% | Normal | 0% | 0 | 0 | 0 | [17 empty] | Industrial_OR - Industrial_Existing_Miscellaneous_Miscellaneous_
Industrial_OR - Industrial_Existing_Miscellaneous_Natural Gas_Miscellaneous_E9 | Industrial | OR - Industrial | Existing | Miscellaneous | Natural Gas | Miscellaneous | E9 |  | 0% | 0% | 0% | 0 | 0 | 0 | 0 | 0 | 0 | 0 | 0 | 0% | 0 | 0 | 0% | Normal | 0% | 0 | 0 | 0 | [17 empty] | Industrial_OR - Industrial_Existing_Miscellaneous_Miscellaneous_
Industrial_OR - Industrial_Existing_Miscellaneous_Natural Gas_Miscellaneous_E10 | Industrial | OR - Industrial | Existing | Miscellaneous | Natural Gas | Miscellaneous | E10 |  | 0% | 0% | 0% | 0 | 0 | 0 | 0 | 0 | 0 | 0 | 0 | 0% | 0 | 0 | 0% | Normal | 0% | 0 | 0 | 0 | [17 empty] | Industrial_OR - Industrial_Existing_Miscellaneous_Miscellaneous_
Industrial_OR - Industrial_New_Space Heating_Natural Gas_Furnace_E1 | Industrial | OR - Industrial | New | Space Heating | Natural Gas | Furnace | E1 | AFUE 80% (Standard) | 100% | 0% | 0% | 281.2855 | 294.6801 | 45.5415 | 0 | 17 | 29 | 2021 | 2023 | 100% | 0 | 0 | 0% | Normal | 0% | 930.7025 | 0 | 0 | 400 kBtu/hr | 100000 | 0 | 0.25199 | 9.2335 | 1050 | 1100 | 170 |  | 2017 | 1.0631 | GFURN-Heating-EIA14-2014 Ref. Case-2 | GFURN-Heating-EIA14-2014 Ref. Case-2 | GFURN-Heating-EIA14-2014 Ref. Case-2 | 400 | kBtu/hr | 100.7962 | Industrial_OR - Industrial_New_Space Heating_Furnace_AFUE 80% (Standard)
Industrial_OR - Industrial_New_Space Heating_Natural Gas_Furnace_E2 | Industrial | OR - Industrial | New | Space Heating | Natural Gas | Furnace | E2 | AFUE 90% | 88.88% | 0% | 0% | 468.8092 | 348.2583 | 46.8809 | 0 | 17 | 29 | 2021 | 2047 | 100% | 0 | 0 | 0% | Normal | 0% | 827.2509 | 0 | 0 | 400 kBtu/hr | 100000 | 0 | 0.25199 | 8.2072 | 1750 | 1300 | 175 |  | 2017 | 1.0631 | GFURN-Heating-EIA14-2014 Ref. Case-3 | GFURN-Heating-EIA14-2014 Ref. Case-3 | GFURN-Heating-EIA14-2014 Ref. Case-3 | 400 | kBtu/hr | 100.7962 | Industrial_OR - Industrial_New_Space Heating_Furnace_AFUE 90%
Industrial_OR - Industrial_New_Space Heating_Natural Gas_Furnace_E3 | Industrial | OR - Industrial | New | Space Heating | Natural Gas | Furnace | E3 | AFUE 96% | 83.33% | 0% | 0% | 656.3329 | 401.8365 | 48.2204 | 0 | 17 | 29 | 2021 | 2047 | 100% | 0 | 0 | 0% | Normal | 0% | 775.5252 | 0 | 0 | 400 kBtu/hr | 100000 | 0 | 0.25199 | 7.694 | 2450 | 1500 | 180 |  | 2017 | 1.0631 | GFURN-Heating-EIA14-2014 Ref. Case-3 | GFURN-Heating-ILTRM-v5.0-191 | AEG BEST | 400 | kBtu/hr | 100.7962 | Industrial_OR - Industrial_New_Space Heating_Furnace_AFUE 96%
Industrial_OR - Industrial_New_Space Heating_Natural Gas_Furnace_E4 | Industrial | OR - Industrial | New | Space Heating | Natural Gas | Furnace | E4 |  | 0% | 0% | 0% | 0 | 0 | 0 | 0 | 0 | 0 | 0 | 0 | 0% | 0 | 0 | 0% | Normal | 0% | 0 | 0 | 0 | [17 empty] | Industrial_OR - Industrial_New_Space Heating_Furnace_
Industrial_OR - Industrial_New_Space Heating_Natural Gas_Furnace_E5 | Industrial | OR - Industrial | New | Space Heating | Natural Gas | Furnace | E5 |  | 0% | 0% | 0% | 0 | 0 | 0 | 0 | 0 | 0 | 0 | 0 | 0% | 0 | 0 | 0% | Normal | 0% | 0 | 0 | 0 | [17 empty] | Industrial_OR - Industrial_New_Space Heating_Furnace_
Industrial_OR - Industrial_New_Space Heating_Natural Gas_Furnace_E6 | Industrial | OR - Industrial | New | Space Heating | Natural Gas | Furnace | E6 |  | 0% | 0% | 0% | 0 | 0 | 0 | 0 | 0 | 0 | 0 | 0 | 0% | 0 | 0 | 0% | Normal | 0% | 0 | 0 | 0 | [17 empty] | Industrial_OR - Industrial_New_Space Heating_Furnace_
Industrial_OR - Industrial_New_Space Heating_Natural Gas_Furnace_E7 | Industrial | OR - Industrial | New | Space Heating | Natural Gas | Furnace | E7 |  | 0% | 0% | 0% | 0 | 0 | 0 | 0 | 0 | 0 | 0 | 0 | 0% | 0 | 0 | 0% | Normal | 0% | 0 | 0 | 0 | [17 empty] | Industrial_OR - Industrial_New_Space Heating_Furnace_
Industrial_OR - Industrial_New_Space Heating_Natural Gas_Furnace_E8 | Industrial | OR - Industrial | New | Space Heating | Natural Gas | Furnace | E8 |  | 0% | 0% | 0% | 0 | 0 | 0 | 0 | 0 | 0 | 0 | 0 | 0% | 0 | 0 | 0% | Normal | 0% | 0 | 0 | 0 | [17 empty] | Industrial_OR - Industrial_New_Space Heating_Furnace_
Industrial_OR - Industrial_New_Space Heating_Natural Gas_Furnace_E9 | Industrial | OR - Industrial | New | Space Heating | Natural Gas | Furnace | E9 |  | 0% | 0% | 0% | 0 | 0 | 0 | 0 | 0 | 0 | 0 | 0 | 0% | 0 | 0 | 0% | Normal | 0% | 0 | 0 | 0 | [17 empty] | Industrial_OR - Industrial_New_Space Heating_Furnace_
Industrial_OR - Industrial_New_Space Heating_Natural Gas_Furnace_E10 | Industrial | OR - Industrial | New | Space Heating | Natural Gas | Furnace | E10 |  | 0% | 0% | 0% | 0 | 0 | 0 | 0 | 0 | 0 | 0 | 0 | 0% | 0 | 0 | 0% | Normal | 0% | 0 | 0 | 0 | [17 empty] | Industrial_OR - Industrial_New_Space Heating_Furnace_
Industrial_OR - Industrial_New_Space Heating_Natural Gas_Boiler_E1 | Industrial | OR - Industrial | New | Space Heating | Natural Gas | Boiler | E1 | AFUE 80% (Standard) | 100% | 0% | 0% | 2196.1749 | 1217.1572 | 238.1394 | 0 | 20 | 30 | 2021 | 2047 | 100% | 0 | 0 | 0% | Normal | 0% | 1059.7353 | 0 | 0 | 800 kBtu/hr | 100000 | 0 | 0.126 | 10.5136 | 16600 | 9200 | 1800 |  | 2018 | 1.05 | GBLR-Heating-AEO15-3 | GBLR-Heating-AEO15-3 | GBLR-Heating-AEO15-3 | 800 | kBtu/hr | 100.7962 | Industrial_OR - Industrial_New_Space Heating_Boiler_AFUE 80% (Standard)
Industrial_OR - Industrial_New_Space Heating_Natural Gas_Boiler_E2 | Industrial | OR - Industrial | New | Space Heating | Natural Gas | Boiler | E2 | AFUE 85% | 94.12% | 0% | 0% | 3003.203 | 1289.922 | 238.1394 | 0 | 20 | 30 | 2021 | 2047 | 100% | 0 | 0 | 0% | Normal | 0% | 997.3931 | 0 | 0 | 800 kBtu/hr | 100000 | 0 | 0.126 | 9.8951 | 22700 | 9750 | 1800 |  | 2018 | 1.05 | GBLR-Heating-AEO15-6 | GBLR-Heating-AEO15-6 | GBLR-Heating-AEO15-6 | 800 | kBtu/hr | 100.7962 | Industrial_OR - Industrial_New_Space Heating_Boiler_AFUE 85%
Industrial_OR - Industrial_New_Space Heating_Natural Gas_Boiler_E3 | Industrial | OR - Industrial | New | Space Heating | Natural Gas | Boiler | E3 | AFUE 97% | 82.48% | 0% | 0% | 4861.0114 | 1199.0495 | 238.1394 | 0 | 20 | 30 | 2021 | 2047 | 100% | 0 | 0 | 0% | Normal | 0% | 874.0263 | 0 | 0 | 800 kBtu/hr | 100000 | 0 | 0.126 | 8.6712 | 36742.4242 | 9063.1313 | 1800 |  | 2018 | 1.05 | GBLR-Heating-AEO15-7 | GBLR-Heating-AEO15-7 | GBLR-Heating-AEO15-7 | 800 | kBtu/hr | 100.7962 | Industrial_OR - Industrial_New_Space Heating_Boiler_AFUE 97%
Industrial_OR - Industrial_New_Space Heating_Natural Gas_Boiler_E4 | Industrial | OR - Industrial | New | Space Heating | Natural Gas | Boiler | E4 | Convert to NG Air Source Heat Pump | 57.14% | 0% | 0% | 21205.8149 | 1217.1572 | 398.4123 | 0 | 10 | 20 | 2021 | 2047 | 100% | 0 | 0 | 0% | Normal | 0% | 605.563 | 0 | 0 | 800 kBtu/hr | 100000 | 0 | 0.126 | 6.0078 | 158316.7533 | 9086.959 | 2974.436 |  | 2017 | 1.0631 | HP_GAS-Heating-AEO17-1 | HP_GAS-Heating-AEO17-1 | HP_GAS-Heating-AEO17-1 | 800 | kBtu/hr | 100.7962 | Industrial_OR - Industrial_New_Space Heating_Boiler_Convert to NG Air Source Heat Pump
Industrial_OR - Industrial_New_Space Heating_Natural Gas_Boiler_E5 | Industrial | OR - Industrial | New | Space Heating | Natural Gas | Boiler | E5 |  | 0% | 0% | 0% | 0 | 0 | 0 | 0 | 0 | 0 | 0 | 0 | 0% | 0 | 0 | 0% | Normal | 0% | 0 | 0 | 0 | [17 empty] | Industrial_OR - Industrial_New_Space Heating_Boiler_
Industrial_OR - Industrial_New_Space Heating_Natural Gas_Boiler_E6 | Industrial | OR - Industrial | New | Space Heating | Natural Gas | Boiler | E6 |  | 0% | 0% | 0% | 0 | 0 | 0 | 0 | 0 | 0 | 0 | 0 | 0% | 0 | 0 | 0% | Normal | 0% | 0 | 0 | 0 | [17 empty] | Industrial_OR - Industrial_New_Space Heating_Boiler_
Industrial_OR - Industrial_New_Space Heating_Natural Gas_Boiler_E7 | Industrial | OR - Industrial | New | Space Heating | Natural Gas | Boiler | E7 |  | 0% | 0% | 0% | 0 | 0 | 0 | 0 | 0 | 0 | 0 | 0 | 0% | 0 | 0 | 0% | Normal | 0% | 0 | 0 | 0 | [17 empty] | Industrial_OR - Industrial_New_Space Heating_Boiler_
Industrial_OR - Industrial_New_Space Heating_Natural Gas_Boiler_E8 | Industrial | OR - Industrial | New | Space Heating | Natural Gas | Boiler | E8 |  | 0% | 0% | 0% | 0 | 0 | 0 | 0 | 0 | 0 | 0 | 0 | 0% | 0 | 0 | 0% | Normal | 0% | 0 | 0 | 0 | [17 empty] | Industrial_OR - Industrial_New_Space Heating_Boiler_
Industrial_OR - Industrial_New_Space Heating_Natural Gas_Boiler_E9 | Industrial | OR - Industrial | New | Space Heating | Natural Gas | Boiler | E9 |  | 0% | 0% | 0% | 0 | 0 | 0 | 0 | 0 | 0 | 0 | 0 | 0% | 0 | 0 | 0% | Normal | 0% | 0 | 0 | 0 | [17 empty] | Industrial_OR - Industrial_New_Space Heating_Boiler_
Industrial_OR - Industrial_New_Space Heating_Natural Gas_Boiler_E10 | Industrial | OR - Industrial | New | Space Heating | Natural Gas | Boiler | E10 |  | 0% | 0% | 0% | 0 | 0 | 0 | 0 | 0 | 0 | 0 | 0 | 0% | 0 | 0 | 0% | Normal | 0% | 0 | 0 | 0 | [17 empty] | Industrial_OR - Industrial_New_Space Heating_Boiler_
Industrial_OR - Industrial_New_Space Heating_Natural Gas_Unit Heater_E1 | Industrial | OR - Industrial | New | Space Heating | Natural Gas | Unit Heater | E1 | Standard | 100% | 0% | 0% | 106.2079 | 0 | 0 | 0 | 15 | 25 | 2021 | 2047 | 100% | 0 | 0 | 0% | Normal | 0% | 1245.0238 | 0 | 0 | 120 unit | 100000 | 0 | 0.0008056 | 2080 | 1010.4 | 0 | 0 |  | 2015 | 1.0873 | Xcel CO 2021/22 DSM Plan/TRM p.424 | Xcel CO 2021/22 DSM Plan/TRM p.416 | Xcel CO 2021/22 DSM Plan/TRM p.416 | 120 | unit | 0.096672 | Industrial_OR - Industrial_New_Space Heating_Unit Heater_Standard
Industrial_OR - Industrial_New_Space Heating_Natural Gas_Unit Heater_E2 | Industrial | OR - Industrial | New | Space Heating | Natural Gas | Unit Heater | E2 | Condensing | 88.94% | 0% | 0% | 126.6422 | 0 | 0 | 0 | 15 | 25 | 2021 | 2047 | 100% | 0 | 0 | 0% | Normal | 0% | 1107.3529 | 0 | 0 | 120 unit | 100000 | 0 | 0.0008056 | 1850 | 1204.8 | 0 | 0 |  | 2015 | 1.0873 | Xcel CO 2021/22 DSM Plan/TRM p.424 | Xcel CO 2021/22 DSM Plan/TRM p.416 | Xcel CO 2021/22 DSM Plan/TRM p.416 | 120 | unit | 0.096672 | Industrial_OR - Industrial_New_Space Heating_Unit Heater_Condensing
Industrial_OR - Industrial_New_Space Heating_Natural Gas_Unit Heater_E3 | Industrial | OR - Industrial | New | Space Heating | Natural Gas | Unit Heater | E3 | Infrared Radiant | 88.46% | 0% | 0% | 119.2001 | 0 | 0 | 0 | 10 | 20 | 2021 | 2047 | 100% | 0 | 0 | 0% | Normal | 0% | 1101.3672 | 0 | 0 | 120 unit | 100000 | 0 | 0.0008056 | 1840 | 1134 | 0 | 0 |  | 2015 | 1.0873 | Xcel CO 2021/22 DSM Plan/TRM p.424 | Xcel CO 2021/22 DSM Plan/TRM p.416 | Xcel CO 2021/22 DSM Plan/TRM p.416 | 120 | unit | 0.096672 | Industrial_OR - Industrial_New_Space Heating_Unit Heater_Infrared Radiant
Industrial_OR - Industrial_New_Space Heating_Natural Gas_Unit Heater_E4 | Industrial | OR - Industrial | New | Space Heating | Natural Gas | Unit Heater | E4 |  | 0% | 0% | 0% | 0 | 0 | 0 | 0 | 0 | 0 | 0 | 0 | 0% | 0 | 0 | 0% | Normal | 0% | 0 | 0 | 0 | [17 empty] | Industrial_OR - Industrial_New_Space Heating_Unit Heater_
Industrial_OR - Industrial_New_Space Heating_Natural Gas_Unit Heater_E5 | Industrial | OR - Industrial | New | Space Heating | Natural Gas | Unit Heater | E5 |  | 0% | 0% | 0% | 0 | 0 | 0 | 0 | 0 | 0 | 0 | 0 | 0% | 0 | 0 | 0% | Normal | 0% | 0 | 0 | 0 | [17 empty] | Industrial_OR - Industrial_New_Space Heating_Unit Heater_
Industrial_OR - Industrial_New_Space Heating_Natural Gas_Unit Heater_E6 | Industrial | OR - Industrial | New | Space Heating | Natural Gas | Unit Heater | E6 |  | 0% | 0% | 0% | 0 | 0 | 0 | 0 | 0 | 0 | 0 | 0 | 0% | 0 | 0 | 0% | Normal | 0% | 0 | 0 | 0 | [17 empty] | Industrial_OR - Industrial_New_Space Heating_Unit Heater_
Industrial_OR - Industrial_New_Space Heating_Natural Gas_Unit Heater_E7 | Industrial | OR - Industrial | New | Space Heating | Natural Gas | Unit Heater | E7 |  | 0% | 0% | 0% | 0 | 0 | 0 | 0 | 0 | 0 | 0 | 0 | 0% | 0 | 0 | 0% | Normal | 0% | 0 | 0 | 0 | [17 empty] | Industrial_OR - Industrial_New_Space Heating_Unit Heater_
Industrial_OR - Industrial_New_Space Heating_Natural Gas_Unit Heater_E8 | Industrial | OR - Industrial | New | Space Heating | Natural Gas | Unit Heater | E8 |  | 0% | 0% | 0% | 0 | 0 | 0 | 0 | 0 | 0 | 0 | 0 | 0% | 0 | 0 | 0% | Normal | 0% | 0 | 0 | 0 | [17 empty] | Industrial_OR - Industrial_New_Space Heating_Unit Heater_
Industrial_OR - Industrial_New_Space Heating_Natural Gas_Unit Heater_E9 | Industrial | OR - Industrial | New | Space Heating | Natural Gas | Unit Heater | E9 |  | 0% | 0% | 0% | 0 | 0 | 0 | 0 | 0 | 0 | 0 | 0 | 0% | 0 | 0 | 0% | Normal | 0% | 0 | 0 | 0 | [17 empty] | Industrial_OR - Industrial_New_Space Heating_Unit Heater_
Industrial_OR - Industrial_New_Space Heating_Natural Gas_Unit Heater_E10 | Industrial | OR - Industrial | New | Space Heating | Natural Gas | Unit Heater | E10 |  | 0% | 0% | 0% | 0 | 0 | 0 | 0 | 0 | 0 | 0 | 0 | 0% | 0 | 0 | 0% | Normal | 0% | 0 | 0 | 0 | [17 empty] | Industrial_OR - Industrial_New_Space Heating_Unit Heater_
Industrial_OR - Industrial_New_Process_Natural Gas_Process Boiler_E1 | Industrial | OR - Industrial | New | Process | Natural Gas | Process Boiler | E1 | Standard | 100% | 0% | 0% | 1.0743 | 0 | 0 | 0 | 2 | 8 | 2021 | 2047 | 100% | 0 | 0 | 0% | Normal | 0% | 9059.8911 | 0 | 0 | 1 unit | 100000 | 0 | 1 | 1 | 1 | 0 | 0 |  | 2016 | 1.0743 | N/A | N/A | N/A | 1 | unit | 1 | Industrial_OR - Industrial_New_Process_Process Boiler_Standard
Industrial_OR - Industrial_New_Process_Natural Gas_Process Boiler_E2 | Industrial | OR - Industrial | New | Process | Natural Gas | Process Boiler | E2 |  | 0% | 0% | 0% | 0 | 0 | 0 | 0 | 0 | 0 | 0 | 0 | 0% | 0 | 0 | 0% | Normal | 0% | 0 | 0 | 0 | [17 empty] | Industrial_OR - Industrial_New_Process_Process Boiler_
Industrial_OR - Industrial_New_Process_Natural Gas_Process Boiler_E3 | Industrial | OR - Industrial | New | Process | Natural Gas | Process Boiler | E3 |  | 0% | 0% | 0% | 0 | 0 | 0 | 0 | 0 | 0 | 0 | 0 | 0% | 0 | 0 | 0% | Normal | 0% | 0 | 0 | 0 | [17 empty] | Industrial_OR - Industrial_New_Process_Process Boiler_
Industrial_OR - Industrial_New_Process_Natural Gas_Process Boiler_E4 | Industrial | OR - Industrial | New | Process | Natural Gas | Process Boiler | E4 |  | 0% | 0% | 0% | 0 | 0 | 0 | 0 | 0 | 0 | 0 | 0 | 0% | 0 | 0 | 0% | Normal | 0% | 0 | 0 | 0 | [17 empty] | Industrial_OR - Industrial_New_Process_Process Boiler_
Industrial_OR - Industrial_New_Process_Natural Gas_Process Boiler_E5 | Industrial | OR - Industrial | New | Process | Natural Gas | Process Boiler | E5 |  | 0% | 0% | 0% | 0 | 0 | 0 | 0 | 0 | 0 | 0 | 0 | 0% | 0 | 0 | 0% | Normal | 0% | 0 | 0 | 0 | [17 empty] | Industrial_OR - Industrial_New_Process_Process Boiler_
Industrial_OR - Industrial_New_Process_Natural Gas_Process Boiler_E6 | Industrial | OR - Industrial | New | Process | Natural Gas | Process Boiler | E6 |  | 0% | 0% | 0% | 0 | 0 | 0 | 0 | 0 | 0 | 0 | 0 | 0% | 0 | 0 | 0% | Normal | 0% | 0 | 0 | 0 | [17 empty] | Industrial_OR - Industrial_New_Process_Process Boiler_
Industrial_OR - Industrial_New_Process_Natural Gas_Process Boiler_E7 | Industrial | OR - Industrial | New | Process | Natural Gas | Process Boiler | E7 |  | 0% | 0% | 0% | 0 | 0 | 0 | 0 | 0 | 0 | 0 | 0 | 0% | 0 | 0 | 0% | Normal | 0% | 0 | 0 | 0 | [17 empty] | Industrial_OR - Industrial_New_Process_Process Boiler_
Industrial_OR - Industrial_New_Process_Natural Gas_Process Boiler_E8 | Industrial | OR - Industrial | New | Process | Natural Gas | Process Boiler | E8 |  | 0% | 0% | 0% | 0 | 0 | 0 | 0 | 0 | 0 | 0 | 0 | 0% | 0 | 0 | 0% | Normal | 0% | 0 | 0 | 0 | [17 empty] | Industrial_OR - Industrial_New_Process_Process Boiler_
Industrial_OR - Industrial_New_Process_Natural Gas_Process Boiler_E9 | Industrial | OR - Industrial | New | Process | Natural Gas | Process Boiler | E9 |  | 0% | 0% | 0% | 0 | 0 | 0 | 0 | 0 | 0 | 0 | 0 | 0% | 0 | 0 | 0% | Normal | 0% | 0 | 0 | 0 | [17 empty] | Industrial_OR - Industrial_New_Process_Process Boiler_
Industrial_OR - Industrial_New_Process_Natural Gas_Process Boiler_E10 | Industrial | OR - Industrial | New | Process | Natural Gas | Process Boiler | E10 |  | 0% | 0% | 0% | 0 | 0 | 0 | 0 | 0 | 0 | 0 | 0 | 0% | 0 | 0 | 0% | Normal | 0% | 0 | 0 | 0 | [17 empty] | Industrial_OR - Industrial_New_Process_Process Boiler_
Industrial_OR - Industrial_New_Process_Natural Gas_Process Heating_E1 | Industrial | OR - Industrial | New | Process | Natural Gas | Process Heating | E1 | Standard | 100% | 0% | 0% | 1.0743 | 0 | 0 | 0 | 2 | 8 | 2021 | 2047 | 100% | 0 | 0 | 0% | Normal | 0% | 8283.4246 | 0 | 0 | 1 unit | 100000 | 0 | 1 | 1 | 1 | 0 | 0 |  | 2016 | 1.0743 | N/A | N/A | N/A | 1 | unit | 1 | Industrial_OR - Industrial_New_Process_Process Heating_Standard
Industrial_OR - Industrial_New_Process_Natural Gas_Process Heating_E2 | Industrial | OR - Industrial | New | Process | Natural Gas | Process Heating | E2 |  | 0% | 0% | 0% | 0 | 0 | 0 | 0 | 0 | 0 | 0 | 0 | 0% | 0 | 0 | 0% | Normal | 0% | 0 | 0 | 0 | [17 empty] | Industrial_OR - Industrial_New_Process_Process Heating_
Industrial_OR - Industrial_New_Process_Natural Gas_Process Heating_E3 | Industrial | OR - Industrial | New | Process | Natural Gas | Process Heating | E3 |  | 0% | 0% | 0% | 0 | 0 | 0 | 0 | 0 | 0 | 0 | 0 | 0% | 0 | 0 | 0% | Normal | 0% | 0 | 0 | 0 | [17 empty] | Industrial_OR - Industrial_New_Process_Process Heating_
Industrial_OR - Industrial_New_Process_Natural Gas_Process Heating_E4 | Industrial | OR - Industrial | New | Process | Natural Gas | Process Heating | E4 |  | 0% | 0% | 0% | 0 | 0 | 0 | 0 | 0 | 0 | 0 | 0 | 0% | 0 | 0 | 0% | Normal | 0% | 0 | 0 | 0 | [17 empty] | Industrial_OR - Industrial_New_Process_Process Heating_
Industrial_OR - Industrial_New_Process_Natural Gas_Process Heating_E5 | Industrial | OR - Industrial | New | Process | Natural Gas | Process Heating | E5 |  | 0% | 0% | 0% | 0 | 0 | 0 | 0 | 0 | 0 | 0 | 0 | 0% | 0 | 0 | 0% | Normal | 0% | 0 | 0 | 0 | [17 empty] | Industrial_OR - Industrial_New_Process_Process Heating_
Industrial_OR - Industrial_New_Process_Natural Gas_Process Heating_E6 | Industrial | OR - Industrial | New | Process | Natural Gas | Process Heating | E6 |  | 0% | 0% | 0% | 0 | 0 | 0 | 0 | 0 | 0 | 0 | 0 | 0% | 0 | 0 | 0% | Normal | 0% | 0 | 0 | 0 | [17 empty] | Industrial_OR - Industrial_New_Process_Process Heating_
Industrial_OR - Industrial_New_Process_Natural Gas_Process Heating_E7 | Industrial | OR - Industrial | New | Process | Natural Gas | Process Heating | E7 |  | 0% | 0% | 0% | 0 | 0 | 0 | 0 | 0 | 0 | 0 | 0 | 0% | 0 | 0 | 0% | Normal | 0% | 0 | 0 | 0 | [17 empty] | Industrial_OR - Industrial_New_Process_Process Heating_
Industrial_OR - Industrial_New_Process_Natural Gas_Process Heating_E8 | Industrial | OR - Industrial | New | Process | Natural Gas | Process Heating | E8 |  | 0% | 0% | 0% | 0 | 0 | 0 | 0 | 0 | 0 | 0 | 0 | 0% | 0 | 0 | 0% | Normal | 0% | 0 | 0 | 0 | [17 empty] | Industrial_OR - Industrial_New_Process_Process Heating_
Industrial_OR - Industrial_New_Process_Natural Gas_Process Heating_E9 | Industrial | OR - Industrial | New | Process | Natural Gas | Process Heating | E9 |  | 0% | 0% | 0% | 0 | 0 | 0 | 0 | 0 | 0 | 0 | 0 | 0% | 0 | 0 | 0% | Normal | 0% | 0 | 0 | 0 | [17 empty] | Industrial_OR - Industrial_New_Process_Process Heating_
Industrial_OR - Industrial_New_Process_Natural Gas_Process Heating_E10 | Industrial | OR - Industrial | New | Process | Natural Gas | Process Heating | E10 |  | 0% | 0% | 0% | 0 | 0 | 0 | 0 | 0 | 0 | 0 | 0 | 0% | 0 | 0 | 0% | Normal | 0% | 0 | 0 | 0 | [17 empty] | Industrial_OR - Industrial_New_Process_Process Heating_
Industrial_OR - Industrial_New_Process_Natural Gas_Process Cooling_E1 | Industrial | OR - Industrial | New | Process | Natural Gas | Process Cooling | E1 | Standard | 100% | 0% | 0% | 1.0743 | 0 | 0 | 0 | 2 | 8 | 2021 | 2047 | 100% | 0 | 0 | 0% | Normal | 0% | 80.3241 | 0 | 0 | 1 unit | 100000 | 0 | 1 | 1 | 1 | 0 | 0 |  | 2016 | 1.0743 | N/A | N/A | N/A | 1 | unit | 1 | Industrial_OR - Industrial_New_Process_Process Cooling_Standard
Industrial_OR - Industrial_New_Process_Natural Gas_Process Cooling_E2 | Industrial | OR - Industrial | New | Process | Natural Gas | Process Cooling | E2 |  | 0% | 0% | 0% | 0 | 0 | 0 | 0 | 0 | 0 | 0 | 0 | 0% | 0 | 0 | 0% | Normal | 0% | 0 | 0 | 0 | [17 empty] | Industrial_OR - Industrial_New_Process_Process Cooling_
Industrial_OR - Industrial_New_Process_Natural Gas_Process Cooling_E3 | Industrial | OR - Industrial | New | Process | Natural Gas | Process Cooling | E3 |  | 0% | 0% | 0% | 0 | 0 | 0 | 0 | 0 | 0 | 0 | 0 | 0% | 0 | 0 | 0% | Normal | 0% | 0 | 0 | 0 | [17 empty] | Industrial_OR - Industrial_New_Process_Process Cooling_
Industrial_OR - Industrial_New_Process_Natural Gas_Process Cooling_E4 | Industrial | OR - Industrial | New | Process | Natural Gas | Process Cooling | E4 |  | 0% | 0% | 0% | 0 | 0 | 0 | 0 | 0 | 0 | 0 | 0 | 0% | 0 | 0 | 0% | Normal | 0% | 0 | 0 | 0 | [17 empty] | Industrial_OR - Industrial_New_Process_Process Cooling_
Industrial_OR - Industrial_New_Process_Natural Gas_Process Cooling_E5 | Industrial | OR - Industrial | New | Process | Natural Gas | Process Cooling | E5 |  | 0% | 0% | 0% | 0 | 0 | 0 | 0 | 0 | 0 | 0 | 0 | 0% | 0 | 0 | 0% | Normal | 0% | 0 | 0 | 0 | [17 empty] | Industrial_OR - Industrial_New_Process_Process Cooling_
Industrial_OR - Industrial_New_Process_Natural Gas_Process Cooling_E6 | Industrial | OR - Industrial | New | Process | Natural Gas | Process Cooling | E6 |  | 0% | 0% | 0% | 0 | 0 | 0 | 0 | 0 | 0 | 0 | 0 | 0% | 0 | 0 | 0% | Normal | 0% | 0 | 0 | 0 | [17 empty] | Industrial_OR - Industrial_New_Process_Process Cooling_
Industrial_OR - Industrial_New_Process_Natural Gas_Process Cooling_E7 | Industrial | OR - Industrial | New | Process | Natural Gas | Process Cooling | E7 |  | 0% | 0% | 0% | 0 | 0 | 0 | 0 | 0 | 0 | 0 | 0 | 0% | 0 | 0 | 0% | Normal | 0% | 0 | 0 | 0 | [17 empty] | Industrial_OR - Industrial_New_Process_Process Cooling_
Industrial_OR - Industrial_New_Process_Natural Gas_Process Cooling_E8 | Industrial | OR - Industrial | New | Process | Natural Gas | Process Cooling | E8 |  | 0% | 0% | 0% | 0 | 0 | 0 | 0 | 0 | 0 | 0 | 0 | 0% | 0 | 0 | 0% | Normal | 0% | 0 | 0 | 0 | [17 empty] | Industrial_OR - Industrial_New_Process_Process Cooling_
Industrial_OR - Industrial_New_Process_Natural Gas_Process Cooling_E9 | Industrial | OR - Industrial | New | Process | Natural Gas | Process Cooling | E9 |  | 0% | 0% | 0% | 0 | 0 | 0 | 0 | 0 | 0 | 0 | 0 | 0% | 0 | 0 | 0% | Normal | 0% | 0 | 0 | 0 | [17 empty] | Industrial_OR - Industrial_New_Process_Process Cooling_
Industrial_OR - Industrial_New_Process_Natural Gas_Process Cooling_E10 | Industrial | OR - Industrial | New | Process | Natural Gas | Process Cooling | E10 |  | 0% | 0% | 0% | 0 | 0 | 0 | 0 | 0 | 0 | 0 | 0 | 0% | 0 | 0 | 0% | Normal | 0% | 0 | 0 | 0 | [17 empty] | Industrial_OR - Industrial_New_Process_Process Cooling_
Industrial_OR - Industrial_New_Process_Natural Gas_Other Process_E1 | Industrial | OR - Industrial | New | Process | Natural Gas | Other Process | E1 | Standard | 100% | 0% | 0% | 1.0743 | 0 | 0 | 0 | 2 | 8 | 2021 | 2047 | 100% | 0 | 0 | 0% | Normal | 0% | 846.7501 | 0 | 0 | 1 unit | 100000 | 0 | 1 | 1 | 1 | 0 | 0 |  | 2016 | 1.0743 | N/A | N/A | N/A | 1 | unit | 1 | Industrial_OR - Industrial_New_Process_Other Process_Standard
Industrial_OR - Industrial_New_Process_Natural Gas_Other Process_E2 | Industrial | OR - Industrial | New | Process | Natural Gas | Other Process | E2 |  | 0% | 0% | 0% | 0 | 0 | 0 | 0 | 0 | 0 | 0 | 0 | 0% | 0 | 0 | 0% | Normal | 0% | 0 | 0 | 0 | [17 empty] | Industrial_OR - Industrial_New_Process_Other Process_
Industrial_OR - Industrial_New_Process_Natural Gas_Other Process_E3 | Industrial | OR - Industrial | New | Process | Natural Gas | Other Process | E3 |  | 0% | 0% | 0% | 0 | 0 | 0 | 0 | 0 | 0 | 0 | 0 | 0% | 0 | 0 | 0% | Normal | 0% | 0 | 0 | 0 | [17 empty] | Industrial_OR - Industrial_New_Process_Other Process_
Industrial_OR - Industrial_New_Process_Natural Gas_Other Process_E4 | Industrial | OR - Industrial | New | Process | Natural Gas | Other Process | E4 |  | 0% | 0% | 0% | 0 | 0 | 0 | 0 | 0 | 0 | 0 | 0 | 0% | 0 | 0 | 0% | Normal | 0% | 0 | 0 | 0 | [17 empty] | Industrial_OR - Industrial_New_Process_Other Process_
Industrial_OR - Industrial_New_Process_Natural Gas_Other Process_E5 | Industrial | OR - Industrial | New | Process | Natural Gas | Other Process | E5 |  | 0% | 0% | 0% | 0 | 0 | 0 | 0 | 0 | 0 | 0 | 0 | 0% | 0 | 0 | 0% | Normal | 0% | 0 | 0 | 0 | [17 empty] | Industrial_OR - Industrial_New_Process_Other Process_
Industrial_OR - Industrial_New_Process_Natural Gas_Other Process_E6 | Industrial | OR - Industrial | New | Process | Natural Gas | Other Process | E6 |  | 0% | 0% | 0% | 0 | 0 | 0 | 0 | 0 | 0 | 0 | 0 | 0% | 0 | 0 | 0% | Normal | 0% | 0 | 0 | 0 | [17 empty] | Industrial_OR - Industrial_New_Process_Other Process_
Industrial_OR - Industrial_New_Process_Natural Gas_Other Process_E7 | Industrial | OR - Industrial | New | Process | Natural Gas | Other Process | E7 |  | 0% | 0% | 0% | 0 | 0 | 0 | 0 | 0 | 0 | 0 | 0 | 0% | 0 | 0 | 0% | Normal | 0% | 0 | 0 | 0 | [17 empty] | Industrial_OR - Industrial_New_Process_Other Process_
Industrial_OR - Industrial_New_Process_Natural Gas_Other Process_E8 | Industrial | OR - Industrial | New | Process | Natural Gas | Other Process | E8 |  | 0% | 0% | 0% | 0 | 0 | 0 | 0 | 0 | 0 | 0 | 0 | 0% | 0 | 0 | 0% | Normal | 0% | 0 | 0 | 0 | [17 empty] | Industrial_OR - Industrial_New_Process_Other Process_
Industrial_OR - Industrial_New_Process_Natural Gas_Other Process_E9 | Industrial | OR - Industrial | New | Process | Natural Gas | Other Process | E9 |  | 0% | 0% | 0% | 0 | 0 | 0 | 0 | 0 | 0 | 0 | 0 | 0% | 0 | 0 | 0% | Normal | 0% | 0 | 0 | 0 | [17 empty] | Industrial_OR - Industrial_New_Process_Other Process_
Industrial_OR - Industrial_New_Process_Natural Gas_Other Process_E10 | Industrial | OR - Industrial | New | Process | Natural Gas | Other Process | E10 |  | 0% | 0% | 0% | 0 | 0 | 0 | 0 | 0 | 0 | 0 | 0 | 0% | 0 | 0 | 0% | Normal | 0% | 0 | 0 | 0 | [17 empty] | Industrial_OR - Industrial_New_Process_Other Process_
Industrial_OR - Industrial_New_Miscellaneous_Natural Gas_Miscellaneous_E1 | Industrial | OR - Industrial | New | Miscellaneous | Natural Gas | Miscellaneous | E1 | Standard | 100% | 0% | 0% | 1.0743 | 0 | 0 | 0 | 2 | 8 | 2021 | 2047 | 100% | 0 | 0 | 0% | Normal | 0% | 997.3578 | 0 | 0 | 1 unit | 100000 | 0 | 1 | 1 | 1 | 0 | 0 |  | 2016 | 1.0743 | N/A | N/A | N/A | 1 | unit | 1 | Industrial_OR - Industrial_New_Miscellaneous_Miscellaneous_Standard
Industrial_OR - Industrial_New_Miscellaneous_Natural Gas_Miscellaneous_E2 | Industrial | OR - Industrial | New | Miscellaneous | Natural Gas | Miscellaneous | E2 |  | 0% | 0% | 0% | 0 | 0 | 0 | 0 | 0 | 0 | 0 | 0 | 0% | 0 | 0 | 0% | Normal | 0% | 0 | 0 | 0 | [17 empty] | Industrial_OR - Industrial_New_Miscellaneous_Miscellaneous_
Industrial_OR - Industrial_New_Miscellaneous_Natural Gas_Miscellaneous_E3 | Industrial | OR - Industrial | New | Miscellaneous | Natural Gas | Miscellaneous | E3 |  | 0% | 0% | 0% | 0 | 0 | 0 | 0 | 0 | 0 | 0 | 0 | 0% | 0 | 0 | 0% | Normal | 0% | 0 | 0 | 0 | [17 empty] | Industrial_OR - Industrial_New_Miscellaneous_Miscellaneous_
Industrial_OR - Industrial_New_Miscellaneous_Natural Gas_Miscellaneous_E4 | Industrial | OR - Industrial | New | Miscellaneous | Natural Gas | Miscellaneous | E4 |  | 0% | 0% | 0% | 0 | 0 | 0 | 0 | 0 | 0 | 0 | 0 | 0% | 0 | 0 | 0% | Normal | 0% | 0 | 0 | 0 | [17 empty] | Industrial_OR - Industrial_New_Miscellaneous_Miscellaneous_
Industrial_OR - Industrial_New_Miscellaneous_Natural Gas_Miscellaneous_E5 | Industrial | OR - Industrial | New | Miscellaneous | Natural Gas | Miscellaneous | E5 |  | 0% | 0% | 0% | 0 | 0 | 0 | 0 | 0 | 0 | 0 | 0 | 0% | 0 | 0 | 0% | Normal | 0% | 0 | 0 | 0 | [17 empty] | Industrial_OR - Industrial_New_Miscellaneous_Miscellaneous_
Industrial_OR - Industrial_New_Miscellaneous_Natural Gas_Miscellaneous_E6 | Industrial | OR - Industrial | New | Miscellaneous | Natural Gas | Miscellaneous | E6 |  | 0% | 0% | 0% | 0 | 0 | 0 | 0 | 0 | 0 | 0 | 0 | 0% | 0 | 0 | 0% | Normal | 0% | 0 | 0 | 0 | [17 empty] | Industrial_OR - Industrial_New_Miscellaneous_Miscellaneous_
Industrial_OR - Industrial_New_Miscellaneous_Natural Gas_Miscellaneous_E7 | Industrial | OR - Industrial | New | Miscellaneous | Natural Gas | Miscellaneous | E7 |  | 0% | 0% | 0% | 0 | 0 | 0 | 0 | 0 | 0 | 0 | 0 | 0% | 0 | 0 | 0% | Normal | 0% | 0 | 0 | 0 | [17 empty] | Industrial_OR - Industrial_New_Miscellaneous_Miscellaneous_
Industrial_OR - Industrial_New_Miscellaneous_Natural Gas_Miscellaneous_E8 | Industrial | OR - Industrial | New | Miscellaneous | Natural Gas | Miscellaneous | E8 |  | 0% | 0% | 0% | 0 | 0 | 0 | 0 | 0 | 0 | 0 | 0 | 0% | 0 | 0 | 0% | Normal | 0% | 0 | 0 | 0 | [17 empty] | Industrial_OR - Industrial_New_Miscellaneous_Miscellaneous_
Industrial_OR - Industrial_New_Miscellaneous_Natural Gas_Miscellaneous_E9 | Industrial | OR - Industrial | New | Miscellaneous | Natural Gas | Miscellaneous | E9 |  | 0% | 0% | 0% | 0 | 0 | 0 | 0 | 0 | 0 | 0 | 0 | 0% | 0 | 0 | 0% | Normal | 0% | 0 | 0 | 0 | [17 empty] | Industrial_OR - Industrial_New_Miscellaneous_Miscellaneous_
Industrial_OR - Industrial_New_Miscellaneous_Natural Gas_Miscellaneous_E10 | Industrial | OR - Industrial | New | Miscellaneous | Natural Gas | Miscellaneous | E10 |  | 0% | 0% | 0% | 0 | 0 | 0 | 0 | 0 | 0 | 0 | 0 | 0% | 0 | 0 | 0% | Normal | 0% | 0 | 0 | 0 | [17 empty] | Industrial_OR - Industrial_New_Miscellaneous_Miscellaneous_
Industrial_Interruptible - Industrial_Existing_Space Heating_Natural Gas_Furnace_E1 | Industrial | Interruptible - Industrial | Existing | Space Heating | Natural Gas | Furnace | E1 | AFUE 80% (Standard) | 100% | 0% | 0% | 281.2855 | 294.6801 | 45.5415 | 0 | 17 | 29 | 2021 | 2023 | 100% | 0 | 0 | 0% | Normal | 0% | 636.3164 | 0 | 0 | 400 kBtu/hr | 100000 | 0 | 0.25199 | 6.3129 | 1050 | 1100 | 170 |  | 2017 | 1.0631 | GFURN-Heating-EIA14-2014 Ref. Case-2 | GFURN-Heating-EIA14-2014 Ref. Case-2 | GFURN-Heating-EIA14-2014 Ref. Case-2 | 400 | kBtu/hr | 100.7962 | Industrial_Interruptible - Industrial_Existing_Space Heating_Furnace_AFUE 80% (Standard)
Industrial_Interruptible - Industrial_Existing_Space Heating_Natural Gas_Furnace_E2 | Industrial | Interruptible - Industrial | Existing | Space Heating | Natural Gas | Furnace | E2 | AFUE 90% | 88.89% | 0% | 0% | 468.8092 | 348.2583 | 46.8809 | 0 | 17 | 29 | 2021 | 2047 | 100% | 0 | 0 | 0% | Normal | 0% | 565.6145 | 0 | 0 | 400 kBtu/hr | 100000 | 0 | 0.25199 | 5.6115 | 1750 | 1300 | 175 |  | 2017 | 1.0631 | GFURN-Heating-EIA14-2014 Ref. Case-3 | GFURN-Heating-EIA14-2014 Ref. Case-3 | GFURN-Heating-EIA14-2014 Ref. Case-3 | 400 | kBtu/hr | 100.7962 | Industrial_Interruptible - Industrial_Existing_Space Heating_Furnace_AFUE 90%
Industrial_Interruptible - Industrial_Existing_Space Heating_Natural Gas_Furnace_E3 | Industrial | Interruptible - Industrial | Existing | Space Heating | Natural Gas | Furnace | E3 | AFUE 96% | 83.33% | 0% | 0% | 656.3329 | 401.8365 | 48.2204 | 0 | 17 | 29 | 2021 | 2047 | 100% | 0 | 0 | 0% | Normal | 0% | 530.2636 | 0 | 0 | 400 kBtu/hr | 100000 | 0 | 0.25199 | 5.2607 | 2450 | 1500 | 180 |  | 2017 | 1.0631 | GFURN-Heating-EIA14-2014 Ref. Case-3 | GFURN-Heating-ILTRM-v5.0-191 | AEG BEST | 400 | kBtu/hr | 100.7962 | Industrial_Interruptible - Industrial_Existing_Space Heating_Furnace_AFUE 96%
Industrial_Interruptible - Industrial_Existing_Space Heating_Natural Gas_Furnace_E4 | Industrial | Interruptible - Industrial | Existing | Space Heating | Natural Gas | Furnace | E4 |  | 0% | 0% | 0% | 0 | 0 | 0 | 0 | 0 | 0 | 0 | 0 | 0% | 0 | 0 | 0% | Normal | 0% | 0 | 0 | 0 | [17 empty] | Industrial_Interruptible - Industrial_Existing_Space Heating_Furnace_
Industrial_Interruptible - Industrial_Existing_Space Heating_Natural Gas_Furnace_E5 | Industrial | Interruptible - Industrial | Existing | Space Heating | Natural Gas | Furnace | E5 |  | 0% | 0% | 0% | 0 | 0 | 0 | 0 | 0 | 0 | 0 | 0 | 0% | 0 | 0 | 0% | Normal | 0% | 0 | 0 | 0 | [17 empty] | Industrial_Interruptible - Industrial_Existing_Space Heating_Furnace_
Industrial_Interruptible - Industrial_Existing_Space Heating_Natural Gas_Furnace_E6 | Industrial | Interruptible - Industrial | Existing | Space Heating | Natural Gas | Furnace | E6 |  | 0% | 0% | 0% | 0 | 0 | 0 | 0 | 0 | 0 | 0 | 0 | 0% | 0 | 0 | 0% | Normal | 0% | 0 | 0 | 0 | [17 empty] | Industrial_Interruptible - Industrial_Existing_Space Heating_Furnace_
Industrial_Interruptible - Industrial_Existing_Space Heating_Natural Gas_Furnace_E7 | Industrial | Interruptible - Industrial | Existing | Space Heating | Natural Gas | Furnace | E7 |  | 0% | 0% | 0% | 0 | 0 | 0 | 0 | 0 | 0 | 0 | 0 | 0% | 0 | 0 | 0% | Normal | 0% | 0 | 0 | 0 | [17 empty] | Industrial_Interruptible - Industrial_Existing_Space Heating_Furnace_
Industrial_Interruptible - Industrial_Existing_Space Heating_Natural Gas_Furnace_E8 | Industrial | Interruptible - Industrial | Existing | Space Heating | Natural Gas | Furnace | E8 |  | 0% | 0% | 0% | 0 | 0 | 0 | 0 | 0 | 0 | 0 | 0 | 0% | 0 | 0 | 0% | Normal | 0% | 0 | 0 | 0 | [17 empty] | Industrial_Interruptible - Industrial_Existing_Space Heating_Furnace_
Industrial_Interruptible - Industrial_Existing_Space Heating_Natural Gas_Furnace_E9 | Industrial | Interruptible - Industrial | Existing | Space Heating | Natural Gas | Furnace | E9 |  | 0% | 0% | 0% | 0 | 0 | 0 | 0 | 0 | 0 | 0 | 0 | 0% | 0 | 0 | 0% | Normal | 0% | 0 | 0 | 0 | [17 empty] | Industrial_Interruptible - Industrial_Existing_Space Heating_Furnace_
Industrial_Interruptible - Industrial_Existing_Space Heating_Natural Gas_Furnace_E10 | Industrial | Interruptible - Industrial | Existing | Space Heating | Natural Gas | Furnace | E10 |  | 0% | 0% | 0% | 0 | 0 | 0 | 0 | 0 | 0 | 0 | 0 | 0% | 0 | 0 | 0% | Normal | 0% | 0 | 0 | 0 | [17 empty] | Industrial_Interruptible - Industrial_Existing_Space Heating_Furnace_
Industrial_Interruptible - Industrial_Existing_Space Heating_Natural Gas_Boiler_E1 | Industrial | Interruptible - Industrial | Existing | Space Heating | Natural Gas | Boiler | E1 | AFUE 80% (Standard) | 100% | 0% | 0% | 2196.1749 | 1217.1572 | 238.1394 | 0 | 20 | 30 | 2021 | 2047 | 100% | 0 | 0 | 0% | Normal | 0% | 619.9852 | 0 | 0 | 800 kBtu/hr | 100000 | 0 | 0.126 | 6.1509 | 16600 | 9200 | 1800 |  | 2018 | 1.05 | GBLR-Heating-AEO15-3 | GBLR-Heating-AEO15-3 | GBLR-Heating-AEO15-3 | 800 | kBtu/hr | 100.7962 | Industrial_Interruptible - Industrial_Existing_Space Heating_Boiler_AFUE 80% (Standard)
Industrial_Interruptible - Industrial_Existing_Space Heating_Natural Gas_Boiler_E2 | Industrial | Interruptible - Industrial | Existing | Space Heating | Natural Gas | Boiler | E2 | AFUE 85% | 94.12% | 0% | 0% | 3003.203 | 1289.922 | 238.1394 | 0 | 20 | 30 | 2021 | 2047 | 100% | 0 | 0 | 0% | Normal | 0% | 583.5222 | 0 | 0 | 800 kBtu/hr | 100000 | 0 | 0.126 | 5.7891 | 22700 | 9750 | 1800 |  | 2018 | 1.05 | GBLR-Heating-AEO15-6 | GBLR-Heating-AEO15-6 | GBLR-Heating-AEO15-6 | 800 | kBtu/hr | 100.7962 | Industrial_Interruptible - Industrial_Existing_Space Heating_Boiler_AFUE 85%
Industrial_Interruptible - Industrial_Existing_Space Heating_Natural Gas_Boiler_E3 | Industrial | Interruptible - Industrial | Existing | Space Heating | Natural Gas | Boiler | E3 | AFUE 97% | 82.47% | 0% | 0% | 4861.0114 | 1199.0495 | 238.1394 | 0 | 20 | 30 | 2021 | 2047 | 100% | 0 | 0 | 0% | Normal | 0% | 511.3158 | 0 | 0 | 800 kBtu/hr | 100000 | 0 | 0.126 | 5.0728 | 36742.4242 | 9063.1313 | 1800 |  | 2018 | 1.05 | GBLR-Heating-AEO15-7 | GBLR-Heating-AEO15-7 | GBLR-Heating-AEO15-7 | 800 | kBtu/hr | 100.7962 | Industrial_Interruptible - Industrial_Existing_Space Heating_Boiler_AFUE 97%
Industrial_Interruptible - Industrial_Existing_Space Heating_Natural Gas_Boiler_E4 | Industrial | Interruptible - Industrial | Existing | Space Heating | Natural Gas | Boiler | E4 | Convert to NG Air Source Heat Pump | 57.14% | 0% | 0% | 21205.8149 | 1217.1572 | 398.4123 | 0 | 10 | 20 | 2021 | 2047 | 100% | 0 | 0 | 0% | Normal | 0% | 354.2772 | 0 | 0 | 800 kBtu/hr | 100000 | 0 | 0.126 | 3.5148 | 158316.7533 | 9086.959 | 2974.436 |  | 2017 | 1.0631 | HP_GAS-Heating-AEO17-1 | HP_GAS-Heating-AEO17-1 | HP_GAS-Heating-AEO17-1 | 800 | kBtu/hr | 100.7962 | Industrial_Interruptible - Industrial_Existing_Space Heating_Boiler_Convert to NG Air Source Heat Pump
Industrial_Interruptible - Industrial_Existing_Space Heating_Natural Gas_Boiler_E5 | Industrial | Interruptible - Industrial | Existing | Space Heating | Natural Gas | Boiler | E5 |  | 0% | 0% | 0% | 0 | 0 | 0 | 0 | 0 | 0 | 0 | 0 | 0% | 0 | 0 | 0% | Normal | 0% | 0 | 0 | 0 | [17 empty] | Industrial_Interruptible - Industrial_Existing_Space Heating_Boiler_
Industrial_Interruptible - Industrial_Existing_Space Heating_Natural Gas_Boiler_E6 | Industrial | Interruptible - Industrial | Existing | Space Heating | Natural Gas | Boiler | E6 |  | 0% | 0% | 0% | 0 | 0 | 0 | 0 | 0 | 0 | 0 | 0 | 0% | 0 | 0 | 0% | Normal | 0% | 0 | 0 | 0 | [17 empty] | Industrial_Interruptible - Industrial_Existing_Space Heating_Boiler_
Industrial_Interruptible - Industrial_Existing_Space Heating_Natural Gas_Boiler_E7 | Industrial | Interruptible - Industrial | Existing | Space Heating | Natural Gas | Boiler | E7 |  | 0% | 0% | 0% | 0 | 0 | 0 | 0 | 0 | 0 | 0 | 0 | 0% | 0 | 0 | 0% | Normal | 0% | 0 | 0 | 0 | [17 empty] | Industrial_Interruptible - Industrial_Existing_Space Heating_Boiler_
Industrial_Interruptible - Industrial_Existing_Space Heating_Natural Gas_Boiler_E8 | Industrial | Interruptible - Industrial | Existing | Space Heating | Natural Gas | Boiler | E8 |  | 0% | 0% | 0% | 0 | 0 | 0 | 0 | 0 | 0 | 0 | 0 | 0% | 0 | 0 | 0% | Normal | 0% | 0 | 0 | 0 | [17 empty] | Industrial_Interruptible - Industrial_Existing_Space Heating_Boiler_
Industrial_Interruptible - Industrial_Existing_Space Heating_Natural Gas_Boiler_E9 | Industrial | Interruptible - Industrial | Existing | Space Heating | Natural Gas | Boiler | E9 |  | 0% | 0% | 0% | 0 | 0 | 0 | 0 | 0 | 0 | 0 | 0 | 0% | 0 | 0 | 0% | Normal | 0% | 0 | 0 | 0 | [17 empty] | Industrial_Interruptible - Industrial_Existing_Space Heating_Boiler_
Industrial_Interruptible - Industrial_Existing_Space Heating_Natural Gas_Boiler_E10 | Industrial | Interruptible - Industrial | Existing | Space Heating | Natural Gas | Boiler | E10 |  | 0% | 0% | 0% | 0 | 0 | 0 | 0 | 0 | 0 | 0 | 0 | 0% | 0 | 0 | 0% | Normal | 0% | 0 | 0 | 0 | [17 empty] | Industrial_Interruptible - Industrial_Existing_Space Heating_Boiler_
Industrial_Interruptible - Industrial_Existing_Space Heating_Natural Gas_Unit Heater_E1 | Industrial | Interruptible - Industrial | Existing | Space Heating | Natural Gas | Unit Heater | E1 | Standard | 100% | 0% | 0% | 55.672 | 0 | 0 | 0 | 15 | 25 | 2021 | 2047 | 100% | 0 | 0 | 0% | Normal | 0% | 652.6159 | 0 | 0 | 120 unit | 100000 | 0 | 0.00042228 | 2080 | 1010.4 | 0 | 0 |  | 2015 | 1.0873 | Xcel CO 2021/22 DSM Plan/TRM p.424 | Xcel CO 2021/22 DSM Plan/TRM p.416 | Xcel CO 2021/22 DSM Plan/TRM p.416 | 120 | unit | 0.050673 | Industrial_Interruptible - Industrial_Existing_Space Heating_Unit Heater_Standard
Industrial_Interruptible - Industrial_Existing_Space Heating_Natural Gas_Unit Heater_E2 | Industrial | Interruptible - Industrial | Existing | Space Heating | Natural Gas | Unit Heater | E2 | Condensing | 88.94% | 0% | 0% | 66.3833 | 0 | 0 | 0 | 15 | 25 | 2021 | 2047 | 100% | 0 | 0 | 0% | Normal | 0% | 580.4517 | 0 | 0 | 120 unit | 100000 | 0 | 0.00042228 | 1850 | 1204.8 | 0 | 0 |  | 2015 | 1.0873 | Xcel CO 2021/22 DSM Plan/TRM p.424 | Xcel CO 2021/22 DSM Plan/TRM p.416 | Xcel CO 2021/22 DSM Plan/TRM p.416 | 120 | unit | 0.050673 | Industrial_Interruptible - Industrial_Existing_Space Heating_Unit Heater_Condensing
Industrial_Interruptible - Industrial_Existing_Space Heating_Natural Gas_Unit Heater_E3 | Industrial | Interruptible - Industrial | Existing | Space Heating | Natural Gas | Unit Heater | E3 | Infrared Radiant | 88.46% | 0% | 0% | 62.4823 | 0 | 0 | 0 | 10 | 20 | 2021 | 2047 | 100% | 0 | 0 | 0% | Normal | 0% | 577.3141 | 0 | 0 | 120 unit | 100000 | 0 | 0.00042228 | 1840 | 1134 | 0 | 0 |  | 2015 | 1.0873 | Xcel CO 2021/22 DSM Plan/TRM p.424 | Xcel CO 2021/22 DSM Plan/TRM p.416 | Xcel CO 2021/22 DSM Plan/TRM p.416 | 120 | unit | 0.050673 | Industrial_Interruptible - Industrial_Existing_Space Heating_Unit Heater_Infrared Radiant
Industrial_Interruptible - Industrial_Existing_Space Heating_Natural Gas_Unit Heater_E4 | Industrial | Interruptible - Industrial | Existing | Space Heating | Natural Gas | Unit Heater | E4 |  | 0% | 0% | 0% | 0 | 0 | 0 | 0 | 0 | 0 | 0 | 0 | 0% | 0 | 0 | 0% | Normal | 0% | 0 | 0 | 0 | [17 empty] | Industrial_Interruptible - Industrial_Existing_Space Heating_Unit Heater_
Industrial_Interruptible - Industrial_Existing_Space Heating_Natural Gas_Unit Heater_E5 | Industrial | Interruptible - Industrial | Existing | Space Heating | Natural Gas | Unit Heater | E5 |  | 0% | 0% | 0% | 0 | 0 | 0 | 0 | 0 | 0 | 0 | 0 | 0% | 0 | 0 | 0% | Normal | 0% | 0 | 0 | 0 | [17 empty] | Industrial_Interruptible - Industrial_Existing_Space Heating_Unit Heater_
Industrial_Interruptible - Industrial_Existing_Space Heating_Natural Gas_Unit Heater_E6 | Industrial | Interruptible - Industrial | Existing | Space Heating | Natural Gas | Unit Heater | E6 |  | 0% | 0% | 0% | 0 | 0 | 0 | 0 | 0 | 0 | 0 | 0 | 0% | 0 | 0 | 0% | Normal | 0% | 0 | 0 | 0 | [17 empty] | Industrial_Interruptible - Industrial_Existing_Space Heating_Unit Heater_
Industrial_Interruptible - Industrial_Existing_Space Heating_Natural Gas_Unit Heater_E7 | Industrial | Interruptible - Industrial | Existing | Space Heating | Natural Gas | Unit Heater | E7 |  | 0% | 0% | 0% | 0 | 0 | 0 | 0 | 0 | 0 | 0 | 0 | 0% | 0 | 0 | 0% | Normal | 0% | 0 | 0 | 0 | [17 empty] | Industrial_Interruptible - Industrial_Existing_Space Heating_Unit Heater_
Industrial_Interruptible - Industrial_Existing_Space Heating_Natural Gas_Unit Heater_E8 | Industrial | Interruptible - Industrial | Existing | Space Heating | Natural Gas | Unit Heater | E8 |  | 0% | 0% | 0% | 0 | 0 | 0 | 0 | 0 | 0 | 0 | 0 | 0% | 0 | 0 | 0% | Normal | 0% | 0 | 0 | 0 | [17 empty] | Industrial_Interruptible - Industrial_Existing_Space Heating_Unit Heater_
Industrial_Interruptible - Industrial_Existing_Space Heating_Natural Gas_Unit Heater_E9 | Industrial | Interruptible - Industrial | Existing | Space Heating | Natural Gas | Unit Heater | E9 |  | 0% | 0% | 0% | 0 | 0 | 0 | 0 | 0 | 0 | 0 | 0 | 0% | 0 | 0 | 0% | Normal | 0% | 0 | 0 | 0 | [17 empty] | Industrial_Interruptible - Industrial_Existing_Space Heating_Unit Heater_
Industrial_Interruptible - Industrial_Existing_Space Heating_Natural Gas_Unit Heater_E10 | Industrial | Interruptible - Industrial | Existing | Space Heating | Natural Gas | Unit Heater | E10 |  | 0% | 0% | 0% | 0 | 0 | 0 | 0 | 0 | 0 | 0 | 0 | 0% | 0 | 0 | 0% | Normal | 0% | 0 | 0 | 0 | [17 empty] | Industrial_Interruptible - Industrial_Existing_Space Heating_Unit Heater_
Industrial_Interruptible - Industrial_Existing_Process_Natural Gas_Process Boiler_E1 | Industrial | Interruptible - Industrial | Existing | Process | Natural Gas | Process Boiler | E1 | Standard | 100% | 0% | 0% | 5101.7664 | 0 | 0 | 0 | 2 | 8 | 2021 | 2047 | 100% | 0 | 0 | 0% | Normal | 0% | 4749.0091 | 0 | 0 | 1 unit | 100000 | 0 | 4749.0091 | 1 | 1 | 0 | 0 |  | 2016 | 1.0743 | N/A | N/A | N/A | 1 | unit | 4749.0091 | Industrial_Interruptible - Industrial_Existing_Process_Process Boiler_Standard
Industrial_Interruptible - Industrial_Existing_Process_Natural Gas_Process Boiler_E2 | Industrial | Interruptible - Industrial | Existing | Process | Natural Gas | Process Boiler | E2 |  | 0% | 0% | 0% | 0 | 0 | 0 | 0 | 0 | 0 | 0 | 0 | 0% | 0 | 0 | 0% | Normal | 0% | 0 | 0 | 0 | [17 empty] | Industrial_Interruptible - Industrial_Existing_Process_Process Boiler_
Industrial_Interruptible - Industrial_Existing_Process_Natural Gas_Process Boiler_E3 | Industrial | Interruptible - Industrial | Existing | Process | Natural Gas | Process Boiler | E3 |  | 0% | 0% | 0% | 0 | 0 | 0 | 0 | 0 | 0 | 0 | 0 | 0% | 0 | 0 | 0% | Normal | 0% | 0 | 0 | 0 | [17 empty] | Industrial_Interruptible - Industrial_Existing_Process_Process Boiler_
Industrial_Interruptible - Industrial_Existing_Process_Natural Gas_Process Boiler_E4 | Industrial | Interruptible - Industrial | Existing | Process | Natural Gas | Process Boiler | E4 |  | 0% | 0% | 0% | 0 | 0 | 0 | 0 | 0 | 0 | 0 | 0 | 0% | 0 | 0 | 0% | Normal | 0% | 0 | 0 | 0 | [17 empty] | Industrial_Interruptible - Industrial_Existing_Process_Process Boiler_
Industrial_Interruptible - Industrial_Existing_Process_Natural Gas_Process Boiler_E5 | Industrial | Interruptible - Industrial | Existing | Process | Natural Gas | Process Boiler | E5 |  | 0% | 0% | 0% | 0 | 0 | 0 | 0 | 0 | 0 | 0 | 0 | 0% | 0 | 0 | 0% | Normal | 0% | 0 | 0 | 0 | [17 empty] | Industrial_Interruptible - Industrial_Existing_Process_Process Boiler_
Industrial_Interruptible - Industrial_Existing_Process_Natural Gas_Process Boiler_E6 | Industrial | Interruptible - Industrial | Existing | Process | Natural Gas | Process Boiler | E6 |  | 0% | 0% | 0% | 0 | 0 | 0 | 0 | 0 | 0 | 0 | 0 | 0% | 0 | 0 | 0% | Normal | 0% | 0 | 0 | 0 | [17 empty] | Industrial_Interruptible - Industrial_Existing_Process_Process Boiler_
Industrial_Interruptible - Industrial_Existing_Process_Natural Gas_Process Boiler_E7 | Industrial | Interruptible - Industrial | Existing | Process | Natural Gas | Process Boiler | E7 |  | 0% | 0% | 0% | 0 | 0 | 0 | 0 | 0 | 0 | 0 | 0 | 0% | 0 | 0 | 0% | Normal | 0% | 0 | 0 | 0 | [17 empty] | Industrial_Interruptible - Industrial_Existing_Process_Process Boiler_
Industrial_Interruptible - Industrial_Existing_Process_Natural Gas_Process Boiler_E8 | Industrial | Interruptible - Industrial | Existing | Process | Natural Gas | Process Boiler | E8 |  | 0% | 0% | 0% | 0 | 0 | 0 | 0 | 0 | 0 | 0 | 0 | 0% | 0 | 0 | 0% | Normal | 0% | 0 | 0 | 0 | [17 empty] | Industrial_Interruptible - Industrial_Existing_Process_Process Boiler_
Industrial_Interruptible - Industrial_Existing_Process_Natural Gas_Process Boiler_E9 | Industrial | Interruptible - Industrial | Existing | Process | Natural Gas | Process Boiler | E9 |  | 0% | 0% | 0% | 0 | 0 | 0 | 0 | 0 | 0 | 0 | 0 | 0% | 0 | 0 | 0% | Normal | 0% | 0 | 0 | 0 | [17 empty] | Industrial_Interruptible - Industrial_Existing_Process_Process Boiler_
Industrial_Interruptible - Industrial_Existing_Process_Natural Gas_Process Boiler_E10 | Industrial | Interruptible - Industrial | Existing | Process | Natural Gas | Process Boiler | E10 |  | 0% | 0% | 0% | 0 | 0 | 0 | 0 | 0 | 0 | 0 | 0 | 0% | 0 | 0 | 0% | Normal | 0% | 0 | 0 | 0 | [17 empty] | Industrial_Interruptible - Industrial_Existing_Process_Process Boiler_
Industrial_Interruptible - Industrial_Existing_Process_Natural Gas_Process Heating_E1 | Industrial | Interruptible - Industrial | Existing | Process | Natural Gas | Process Heating | E1 | Standard | 100% | 0% | 0% | 4664.526 | 0 | 0 | 0 | 2 | 8 | 2021 | 2047 | 100% | 0 | 0 | 0% | Normal | 0% | 4342.0013 | 0 | 0 | 1 unit | 100000 | 0 | 4342.0013 | 1 | 1 | 0 | 0 |  | 2016 | 1.0743 | N/A | N/A | N/A | 1 | unit | 4342.0013 | Industrial_Interruptible - Industrial_Existing_Process_Process Heating_Standard
Industrial_Interruptible - Industrial_Existing_Process_Natural Gas_Process Heating_E2 | Industrial | Interruptible - Industrial | Existing | Process | Natural Gas | Process Heating | E2 |  | 0% | 0% | 0% | 0 | 0 | 0 | 0 | 0 | 0 | 0 | 0 | 0% | 0 | 0 | 0% | Normal | 0% | 0 | 0 | 0 | [17 empty] | Industrial_Interruptible - Industrial_Existing_Process_Process Heating_
Industrial_Interruptible - Industrial_Existing_Process_Natural Gas_Process Heating_E3 | Industrial | Interruptible - Industrial | Existing | Process | Natural Gas | Process Heating | E3 |  | 0% | 0% | 0% | 0 | 0 | 0 | 0 | 0 | 0 | 0 | 0 | 0% | 0 | 0 | 0% | Normal | 0% | 0 | 0 | 0 | [17 empty] | Industrial_Interruptible - Industrial_Existing_Process_Process Heating_
Industrial_Interruptible - Industrial_Existing_Process_Natural Gas_Process Heating_E4 | Industrial | Interruptible - Industrial | Existing | Process | Natural Gas | Process Heating | E4 |  | 0% | 0% | 0% | 0 | 0 | 0 | 0 | 0 | 0 | 0 | 0 | 0% | 0 | 0 | 0% | Normal | 0% | 0 | 0 | 0 | [17 empty] | Industrial_Interruptible - Industrial_Existing_Process_Process Heating_
Industrial_Interruptible - Industrial_Existing_Process_Natural Gas_Process Heating_E5 | Industrial | Interruptible - Industrial | Existing | Process | Natural Gas | Process Heating | E5 |  | 0% | 0% | 0% | 0 | 0 | 0 | 0 | 0 | 0 | 0 | 0 | 0% | 0 | 0 | 0% | Normal | 0% | 0 | 0 | 0 | [17 empty] | Industrial_Interruptible - Industrial_Existing_Process_Process Heating_
Industrial_Interruptible - Industrial_Existing_Process_Natural Gas_Process Heating_E6 | Industrial | Interruptible - Industrial | Existing | Process | Natural Gas | Process Heating | E6 |  | 0% | 0% | 0% | 0 | 0 | 0 | 0 | 0 | 0 | 0 | 0 | 0% | 0 | 0 | 0% | Normal | 0% | 0 | 0 | 0 | [17 empty] | Industrial_Interruptible - Industrial_Existing_Process_Process Heating_
Industrial_Interruptible - Industrial_Existing_Process_Natural Gas_Process Heating_E7 | Industrial | Interruptible - Industrial | Existing | Process | Natural Gas | Process Heating | E7 |  | 0% | 0% | 0% | 0 | 0 | 0 | 0 | 0 | 0 | 0 | 0 | 0% | 0 | 0 | 0% | Normal | 0% | 0 | 0 | 0 | [17 empty] | Industrial_Interruptible - Industrial_Existing_Process_Process Heating_
Industrial_Interruptible - Industrial_Existing_Process_Natural Gas_Process Heating_E8 | Industrial | Interruptible - Industrial | Existing | Process | Natural Gas | Process Heating | E8 |  | 0% | 0% | 0% | 0 | 0 | 0 | 0 | 0 | 0 | 0 | 0 | 0% | 0 | 0 | 0% | Normal | 0% | 0 | 0 | 0 | [17 empty] | Industrial_Interruptible - Industrial_Existing_Process_Process Heating_
Industrial_Interruptible - Industrial_Existing_Process_Natural Gas_Process Heating_E9 | Industrial | Interruptible - Industrial | Existing | Process | Natural Gas | Process Heating | E9 |  | 0% | 0% | 0% | 0 | 0 | 0 | 0 | 0 | 0 | 0 | 0 | 0% | 0 | 0 | 0% | Normal | 0% | 0 | 0 | 0 | [17 empty] | Industrial_Interruptible - Industrial_Existing_Process_Process Heating_
Industrial_Interruptible - Industrial_Existing_Process_Natural Gas_Process Heating_E10 | Industrial | Interruptible - Industrial | Existing | Process | Natural Gas | Process Heating | E10 |  | 0% | 0% | 0% | 0 | 0 | 0 | 0 | 0 | 0 | 0 | 0 | 0% | 0 | 0 | 0% | Normal | 0% | 0 | 0 | 0 | [17 empty] | Industrial_Interruptible - Industrial_Existing_Process_Process Heating_
Industrial_Interruptible - Industrial_Existing_Process_Natural Gas_Process Cooling_E1 | Industrial | Interruptible - Industrial | Existing | Process | Natural Gas | Process Cooling | E1 | Standard | 100% | 0% | 0% | 45.2318 | 0 | 0 | 0 | 2 | 8 | 2021 | 2047 | 100% | 0 | 0 | 0% | Normal | 0% | 42.1043 | 0 | 0 | 1 unit | 100000 | 0 | 42.1043 | 1 | 1 | 0 | 0 |  | 2016 | 1.0743 | N/A | N/A | N/A | 1 | unit | 42.1043 | Industrial_Interruptible - Industrial_Existing_Process_Process Cooling_Standard
Industrial_Interruptible - Industrial_Existing_Process_Natural Gas_Process Cooling_E2 | Industrial | Interruptible - Industrial | Existing | Process | Natural Gas | Process Cooling | E2 |  | 0% | 0% | 0% | 0 | 0 | 0 | 0 | 0 | 0 | 0 | 0 | 0% | 0 | 0 | 0% | Normal | 0% | 0 | 0 | 0 | [17 empty] | Industrial_Interruptible - Industrial_Existing_Process_Process Cooling_
Industrial_Interruptible - Industrial_Existing_Process_Natural Gas_Process Cooling_E3 | Industrial | Interruptible - Industrial | Existing | Process | Natural Gas | Process Cooling | E3 |  | 0% | 0% | 0% | 0 | 0 | 0 | 0 | 0 | 0 | 0 | 0 | 0% | 0 | 0 | 0% | Normal | 0% | 0 | 0 | 0 | [17 empty] | Industrial_Interruptible - Industrial_Existing_Process_Process Cooling_
Industrial_Interruptible - Industrial_Existing_Process_Natural Gas_Process Cooling_E4 | Industrial | Interruptible - Industrial | Existing | Process | Natural Gas | Process Cooling | E4 |  | 0% | 0% | 0% | 0 | 0 | 0 | 0 | 0 | 0 | 0 | 0 | 0% | 0 | 0 | 0% | Normal | 0% | 0 | 0 | 0 | [17 empty] | Industrial_Interruptible - Industrial_Existing_Process_Process Cooling_
Industrial_Interruptible - Industrial_Existing_Process_Natural Gas_Process Cooling_E5 | Industrial | Interruptible - Industrial | Existing | Process | Natural Gas | Process Cooling | E5 |  | 0% | 0% | 0% | 0 | 0 | 0 | 0 | 0 | 0 | 0 | 0 | 0% | 0 | 0 | 0% | Normal | 0% | 0 | 0 | 0 | [17 empty] | Industrial_Interruptible - Industrial_Existing_Process_Process Cooling_
Industrial_Interruptible - Industrial_Existing_Process_Natural Gas_Process Cooling_E6 | Industrial | Interruptible - Industrial | Existing | Process | Natural Gas | Process Cooling | E6 |  | 0% | 0% | 0% | 0 | 0 | 0 | 0 | 0 | 0 | 0 | 0 | 0% | 0 | 0 | 0% | Normal | 0% | 0 | 0 | 0 | [17 empty] | Industrial_Interruptible - Industrial_Existing_Process_Process Cooling_
Industrial_Interruptible - Industrial_Existing_Process_Natural Gas_Process Cooling_E7 | Industrial | Interruptible - Industrial | Existing | Process | Natural Gas | Process Cooling | E7 |  | 0% | 0% | 0% | 0 | 0 | 0 | 0 | 0 | 0 | 0 | 0 | 0% | 0 | 0 | 0% | Normal | 0% | 0 | 0 | 0 | [17 empty] | Industrial_Interruptible - Industrial_Existing_Process_Process Cooling_
Industrial_Interruptible - Industrial_Existing_Process_Natural Gas_Process Cooling_E8 | Industrial | Interruptible - Industrial | Existing | Process | Natural Gas | Process Cooling | E8 |  | 0% | 0% | 0% | 0 | 0 | 0 | 0 | 0 | 0 | 0 | 0 | 0% | 0 | 0 | 0% | Normal | 0% | 0 | 0 | 0 | [17 empty] | Industrial_Interruptible - Industrial_Existing_Process_Process Cooling_
Industrial_Interruptible - Industrial_Existing_Process_Natural Gas_Process Cooling_E9 | Industrial | Interruptible - Industrial | Existing | Process | Natural Gas | Process Cooling | E9 |  | 0% | 0% | 0% | 0 | 0 | 0 | 0 | 0 | 0 | 0 | 0 | 0% | 0 | 0 | 0% | Normal | 0% | 0 | 0 | 0 | [17 empty] | Industrial_Interruptible - Industrial_Existing_Process_Process Cooling_
Industrial_Interruptible - Industrial_Existing_Process_Natural Gas_Process Cooling_E10 | Industrial | Interruptible - Industrial | Existing | Process | Natural Gas | Process Cooling | E10 |  | 0% | 0% | 0% | 0 | 0 | 0 | 0 | 0 | 0 | 0 | 0 | 0% | 0 | 0 | 0% | Normal | 0% | 0 | 0 | 0 | [17 empty] | Industrial_Interruptible - Industrial_Existing_Process_Process Cooling_
Industrial_Interruptible - Industrial_Existing_Process_Natural Gas_Other Process_E1 | Industrial | Interruptible - Industrial | Existing | Process | Natural Gas | Other Process | E1 | Standard | 100% | 0% | 0% | 476.8182 | 0 | 0 | 0 | 2 | 8 | 2021 | 2047 | 100% | 0 | 0 | 0% | Normal | 0% | 443.849 | 0 | 0 | 1 unit | 100000 | 0 | 443.849 | 1 | 1 | 0 | 0 |  | 2016 | 1.0743 | N/A | N/A | N/A | 1 | unit | 443.849 | Industrial_Interruptible - Industrial_Existing_Process_Other Process_Standard
Industrial_Interruptible - Industrial_Existing_Process_Natural Gas_Other Process_E2 | Industrial | Interruptible - Industrial | Existing | Process | Natural Gas | Other Process | E2 |  | 0% | 0% | 0% | 0 | 0 | 0 | 0 | 0 | 0 | 0 | 0 | 0% | 0 | 0 | 0% | Normal | 0% | 0 | 0 | 0 | [17 empty] | Industrial_Interruptible - Industrial_Existing_Process_Other Process_
Industrial_Interruptible - Industrial_Existing_Process_Natural Gas_Other Process_E3 | Industrial | Interruptible - Industrial | Existing | Process | Natural Gas | Other Process | E3 |  | 0% | 0% | 0% | 0 | 0 | 0 | 0 | 0 | 0 | 0 | 0 | 0% | 0 | 0 | 0% | Normal | 0% | 0 | 0 | 0 | [17 empty] | Industrial_Interruptible - Industrial_Existing_Process_Other Process_
Industrial_Interruptible - Industrial_Existing_Process_Natural Gas_Other Process_E4 | Industrial | Interruptible - Industrial | Existing | Process | Natural Gas | Other Process | E4 |  | 0% | 0% | 0% | 0 | 0 | 0 | 0 | 0 | 0 | 0 | 0 | 0% | 0 | 0 | 0% | Normal | 0% | 0 | 0 | 0 | [17 empty] | Industrial_Interruptible - Industrial_Existing_Process_Other Process_
Industrial_Interruptible - Industrial_Existing_Process_Natural Gas_Other Process_E5 | Industrial | Interruptible - Industrial | Existing | Process | Natural Gas | Other Process | E5 |  | 0% | 0% | 0% | 0 | 0 | 0 | 0 | 0 | 0 | 0 | 0 | 0% | 0 | 0 | 0% | Normal | 0% | 0 | 0 | 0 | [17 empty] | Industrial_Interruptible - Industrial_Existing_Process_Other Process_
Industrial_Interruptible - Industrial_Existing_Process_Natural Gas_Other Process_E6 | Industrial | Interruptible - Industrial | Existing | Process | Natural Gas | Other Process | E6 |  | 0% | 0% | 0% | 0 | 0 | 0 | 0 | 0 | 0 | 0 | 0 | 0% | 0 | 0 | 0% | Normal | 0% | 0 | 0 | 0 | [17 empty] | Industrial_Interruptible - Industrial_Existing_Process_Other Process_
Industrial_Interruptible - Industrial_Existing_Process_Natural Gas_Other Process_E7 | Industrial | Interruptible - Industrial | Existing | Process | Natural Gas | Other Process | E7 |  | 0% | 0% | 0% | 0 | 0 | 0 | 0 | 0 | 0 | 0 | 0 | 0% | 0 | 0 | 0% | Normal | 0% | 0 | 0 | 0 | [17 empty] | Industrial_Interruptible - Industrial_Existing_Process_Other Process_
Industrial_Interruptible - Industrial_Existing_Process_Natural Gas_Other Process_E8 | Industrial | Interruptible - Industrial | Existing | Process | Natural Gas | Other Process | E8 |  | 0% | 0% | 0% | 0 | 0 | 0 | 0 | 0 | 0 | 0 | 0 | 0% | 0 | 0 | 0% | Normal | 0% | 0 | 0 | 0 | [17 empty] | Industrial_Interruptible - Industrial_Existing_Process_Other Process_
Industrial_Interruptible - Industrial_Existing_Process_Natural Gas_Other Process_E9 | Industrial | Interruptible - Industrial | Existing | Process | Natural Gas | Other Process | E9 |  | 0% | 0% | 0% | 0 | 0 | 0 | 0 | 0 | 0 | 0 | 0 | 0% | 0 | 0 | 0% | Normal | 0% | 0 | 0 | 0 | [17 empty] | Industrial_Interruptible - Industrial_Existing_Process_Other Process_
Industrial_Interruptible - Industrial_Existing_Process_Natural Gas_Other Process_E10 | Industrial | Interruptible - Industrial | Existing | Process | Natural Gas | Other Process | E10 |  | 0% | 0% | 0% | 0 | 0 | 0 | 0 | 0 | 0 | 0 | 0 | 0% | 0 | 0 | 0% | Normal | 0% | 0 | 0 | 0 | [17 empty] | Industrial_Interruptible - Industrial_Existing_Process_Other Process_
Industrial_Interruptible - Industrial_Existing_Miscellaneous_Natural Gas_Miscellaneous_E1 | Industrial | Interruptible - Industrial | Existing | Miscellaneous | Natural Gas | Miscellaneous | E1 | Standard | 100% | 0% | 0% | 561.6278 | 0 | 0 | 0 | 2 | 8 | 2021 | 2047 | 100% | 0 | 0 | 0% | Normal | 0% | 522.7945 | 0 | 0 | 1 unit | 100000 | 0 | 522.7945 | 1 | 1 | 0 | 0 |  | 2016 | 1.0743 | N/A | N/A | N/A | 1 | unit | 522.7945 | Industrial_Interruptible - Industrial_Existing_Miscellaneous_Miscellaneous_Standard
Industrial_Interruptible - Industrial_Existing_Miscellaneous_Natural Gas_Miscellaneous_E2 | Industrial | Interruptible - Industrial | Existing | Miscellaneous | Natural Gas | Miscellaneous | E2 |  | 0% | 0% | 0% | 0 | 0 | 0 | 0 | 0 | 0 | 0 | 0 | 0% | 0 | 0 | 0% | Normal | 0% | 0 | 0 | 0 | [17 empty] | Industrial_Interruptible - Industrial_Existing_Miscellaneous_Miscellaneous_
Industrial_Interruptible - Industrial_Existing_Miscellaneous_Natural Gas_Miscellaneous_E3 | Industrial | Interruptible - Industrial | Existing | Miscellaneous | Natural Gas | Miscellaneous | E3 |  | 0% | 0% | 0% | 0 | 0 | 0 | 0 | 0 | 0 | 0 | 0 | 0% | 0 | 0 | 0% | Normal | 0% | 0 | 0 | 0 | [17 empty] | Industrial_Interruptible - Industrial_Existing_Miscellaneous_Miscellaneous_
Industrial_Interruptible - Industrial_Existing_Miscellaneous_Natural Gas_Miscellaneous_E4 | Industrial | Interruptible - Industrial | Existing | Miscellaneous | Natural Gas | Miscellaneous | E4 |  | 0% | 0% | 0% | 0 | 0 | 0 | 0 | 0 | 0 | 0 | 0 | 0% | 0 | 0 | 0% | Normal | 0% | 0 | 0 | 0 | [17 empty] | Industrial_Interruptible - Industrial_Existing_Miscellaneous_Miscellaneous_
Industrial_Interruptible - Industrial_Existing_Miscellaneous_Natural Gas_Miscellaneous_E5 | Industrial | Interruptible - Industrial | Existing | Miscellaneous | Natural Gas | Miscellaneous | E5 |  | 0% | 0% | 0% | 0 | 0 | 0 | 0 | 0 | 0 | 0 | 0 | 0% | 0 | 0 | 0% | Normal | 0% | 0 | 0 | 0 | [17 empty] | Industrial_Interruptible - Industrial_Existing_Miscellaneous_Miscellaneous_
Industrial_Interruptible - Industrial_Existing_Miscellaneous_Natural Gas_Miscellaneous_E6 | Industrial | Interruptible - Industrial | Existing | Miscellaneous | Natural Gas | Miscellaneous | E6 |  | 0% | 0% | 0% | 0 | 0 | 0 | 0 | 0 | 0 | 0 | 0 | 0% | 0 | 0 | 0% | Normal | 0% | 0 | 0 | 0 | [17 empty] | Industrial_Interruptible - Industrial_Existing_Miscellaneous_Miscellaneous_
Industrial_Interruptible - Industrial_Existing_Miscellaneous_Natural Gas_Miscellaneous_E7 | Industrial | Interruptible - Industrial | Existing | Miscellaneous | Natural Gas | Miscellaneous | E7 |  | 0% | 0% | 0% | 0 | 0 | 0 | 0 | 0 | 0 | 0 | 0 | 0% | 0 | 0 | 0% | Normal | 0% | 0 | 0 | 0 | [17 empty] | Industrial_Interruptible - Industrial_Existing_Miscellaneous_Miscellaneous_
Industrial_Interruptible - Industrial_Existing_Miscellaneous_Natural Gas_Miscellaneous_E8 | Industrial | Interruptible - Industrial | Existing | Miscellaneous | Natural Gas | Miscellaneous | E8 |  | 0% | 0% | 0% | 0 | 0 | 0 | 0 | 0 | 0 | 0 | 0 | 0% | 0 | 0 | 0% | Normal | 0% | 0 | 0 | 0 | [17 empty] | Industrial_Interruptible - Industrial_Existing_Miscellaneous_Miscellaneous_
Industrial_Interruptible - Industrial_Existing_Miscellaneous_Natural Gas_Miscellaneous_E9 | Industrial | Interruptible - Industrial | Existing | Miscellaneous | Natural Gas | Miscellaneous | E9 |  | 0% | 0% | 0% | 0 | 0 | 0 | 0 | 0 | 0 | 0 | 0 | 0% | 0 | 0 | 0% | Normal | 0% | 0 | 0 | 0 | [17 empty] | Industrial_Interruptible - Industrial_Existing_Miscellaneous_Miscellaneous_
Industrial_Interruptible - Industrial_Existing_Miscellaneous_Natural Gas_Miscellaneous_E10 | Industrial | Interruptible - Industrial | Existing | Miscellaneous | Natural Gas | Miscellaneous | E10 |  | 0% | 0% | 0% | 0 | 0 | 0 | 0 | 0 | 0 | 0 | 0 | 0% | 0 | 0 | 0% | Normal | 0% | 0 | 0 | 0 | [17 empty] | Industrial_Interruptible - Industrial_Existing_Miscellaneous_Miscellaneous_
Industrial_Interruptible - Industrial_New_Space Heating_Natural Gas_Furnace_E1 | Industrial | Interruptible - Industrial | New | Space Heating | Natural Gas | Furnace | E1 | AFUE 80% (Standard) | 100% | 0% | 0% | 281.2855 | 294.6801 | 45.5415 | 0 | 17 | 29 | 2021 | 2023 | 100% | 0 | 0 | 0% | Normal | 0% | 487.8552 | 0 | 0 | 400 kBtu/hr | 100000 | 0 | 0.25199 | 4.84 | 1050 | 1100 | 170 |  | 2017 | 1.0631 | GFURN-Heating-EIA14-2014 Ref. Case-2 | GFURN-Heating-EIA14-2014 Ref. Case-2 | GFURN-Heating-EIA14-2014 Ref. Case-2 | 400 | kBtu/hr | 100.7962 | Industrial_Interruptible - Industrial_New_Space Heating_Furnace_AFUE 80% (Standard)
Industrial_Interruptible - Industrial_New_Space Heating_Natural Gas_Furnace_E2 | Industrial | Interruptible - Industrial | New | Space Heating | Natural Gas | Furnace | E2 | AFUE 90% | 88.88% | 0% | 0% | 468.8092 | 348.2583 | 46.8809 | 0 | 17 | 29 | 2021 | 2047 | 100% | 0 | 0 | 0% | Normal | 0% | 433.628 | 0 | 0 | 400 kBtu/hr | 100000 | 0 | 0.25199 | 4.302 | 1750 | 1300 | 175 |  | 2017 | 1.0631 | GFURN-Heating-EIA14-2014 Ref. Case-3 | GFURN-Heating-EIA14-2014 Ref. Case-3 | GFURN-Heating-EIA14-2014 Ref. Case-3 | 400 | kBtu/hr | 100.7962 | Industrial_Interruptible - Industrial_New_Space Heating_Furnace_AFUE 90%
Industrial_Interruptible - Industrial_New_Space Heating_Natural Gas_Furnace_E3 | Industrial | Interruptible - Industrial | New | Space Heating | Natural Gas | Furnace | E3 | AFUE 96% | 83.33% | 0% | 0% | 656.3329 | 401.8365 | 48.2204 | 0 | 17 | 29 | 2021 | 2047 | 100% | 0 | 0 | 0% | Normal | 0% | 406.5144 | 0 | 0 | 400 kBtu/hr | 100000 | 0 | 0.25199 | 4.033 | 2450 | 1500 | 180 |  | 2017 | 1.0631 | GFURN-Heating-EIA14-2014 Ref. Case-3 | GFURN-Heating-ILTRM-v5.0-191 | AEG BEST | 400 | kBtu/hr | 100.7962 | Industrial_Interruptible - Industrial_New_Space Heating_Furnace_AFUE 96%
Industrial_Interruptible - Industrial_New_Space Heating_Natural Gas_Furnace_E4 | Industrial | Interruptible - Industrial | New | Space Heating | Natural Gas | Furnace | E4 |  | 0% | 0% | 0% | 0 | 0 | 0 | 0 | 0 | 0 | 0 | 0 | 0% | 0 | 0 | 0% | Normal | 0% | 0 | 0 | 0 | [17 empty] | Industrial_Interruptible - Industrial_New_Space Heating_Furnace_
Industrial_Interruptible - Industrial_New_Space Heating_Natural Gas_Furnace_E5 | Industrial | Interruptible - Industrial | New | Space Heating | Natural Gas | Furnace | E5 |  | 0% | 0% | 0% | 0 | 0 | 0 | 0 | 0 | 0 | 0 | 0 | 0% | 0 | 0 | 0% | Normal | 0% | 0 | 0 | 0 | [17 empty] | Industrial_Interruptible - Industrial_New_Space Heating_Furnace_
Industrial_Interruptible - Industrial_New_Space Heating_Natural Gas_Furnace_E6 | Industrial | Interruptible - Industrial | New | Space Heating | Natural Gas | Furnace | E6 |  | 0% | 0% | 0% | 0 | 0 | 0 | 0 | 0 | 0 | 0 | 0 | 0% | 0 | 0 | 0% | Normal | 0% | 0 | 0 | 0 | [17 empty] | Industrial_Interruptible - Industrial_New_Space Heating_Furnace_
Industrial_Interruptible - Industrial_New_Space Heating_Natural Gas_Furnace_E7 | Industrial | Interruptible - Industrial | New | Space Heating | Natural Gas | Furnace | E7 |  | 0% | 0% | 0% | 0 | 0 | 0 | 0 | 0 | 0 | 0 | 0 | 0% | 0 | 0 | 0% | Normal | 0% | 0 | 0 | 0 | [17 empty] | Industrial_Interruptible - Industrial_New_Space Heating_Furnace_
Industrial_Interruptible - Industrial_New_Space Heating_Natural Gas_Furnace_E8 | Industrial | Interruptible - Industrial | New | Space Heating | Natural Gas | Furnace | E8 |  | 0% | 0% | 0% | 0 | 0 | 0 | 0 | 0 | 0 | 0 | 0 | 0% | 0 | 0 | 0% | Normal | 0% | 0 | 0 | 0 | [17 empty] | Industrial_Interruptible - Industrial_New_Space Heating_Furnace_
Industrial_Interruptible - Industrial_New_Space Heating_Natural Gas_Furnace_E9 | Industrial | Interruptible - Industrial | New | Space Heating | Natural Gas | Furnace | E9 |  | 0% | 0% | 0% | 0 | 0 | 0 | 0 | 0 | 0 | 0 | 0 | 0% | 0 | 0 | 0% | Normal | 0% | 0 | 0 | 0 | [17 empty] | Industrial_Interruptible - Industrial_New_Space Heating_Furnace_
Industrial_Interruptible - Industrial_New_Space Heating_Natural Gas_Furnace_E10 | Industrial | Interruptible - Industrial | New | Space Heating | Natural Gas | Furnace | E10 |  | 0% | 0% | 0% | 0 | 0 | 0 | 0 | 0 | 0 | 0 | 0 | 0% | 0 | 0 | 0% | Normal | 0% | 0 | 0 | 0 | [17 empty] | Industrial_Interruptible - Industrial_New_Space Heating_Furnace_
Industrial_Interruptible - Industrial_New_Space Heating_Natural Gas_Boiler_E1 | Industrial | Interruptible - Industrial | New | Space Heating | Natural Gas | Boiler | E1 | AFUE 80% (Standard) | 100% | 0% | 0% | 2196.1749 | 1217.1572 | 238.1394 | 0 | 20 | 30 | 2021 | 2047 | 100% | 0 | 0 | 0% | Normal | 0% | 555.4915 | 0 | 0 | 800 kBtu/hr | 100000 | 0 | 0.126 | 5.511 | 16600 | 9200 | 1800 |  | 2018 | 1.05 | GBLR-Heating-AEO15-3 | GBLR-Heating-AEO15-3 | GBLR-Heating-AEO15-3 | 800 | kBtu/hr | 100.7962 | Industrial_Interruptible - Industrial_New_Space Heating_Boiler_AFUE 80% (Standard)
Industrial_Interruptible - Industrial_New_Space Heating_Natural Gas_Boiler_E2 | Industrial | Interruptible - Industrial | New | Space Heating | Natural Gas | Boiler | E2 | AFUE 85% | 94.12% | 0% | 0% | 3003.203 | 1289.922 | 238.1394 | 0 | 20 | 30 | 2021 | 2047 | 100% | 0 | 0 | 0% | Normal | 0% | 522.813 | 0 | 0 | 800 kBtu/hr | 100000 | 0 | 0.126 | 5.1868 | 22700 | 9750 | 1800 |  | 2018 | 1.05 | GBLR-Heating-AEO15-6 | GBLR-Heating-AEO15-6 | GBLR-Heating-AEO15-6 | 800 | kBtu/hr | 100.7962 | Industrial_Interruptible - Industrial_New_Space Heating_Boiler_AFUE 85%
Industrial_Interruptible - Industrial_New_Space Heating_Natural Gas_Boiler_E3 | Industrial | Interruptible - Industrial | New | Space Heating | Natural Gas | Boiler | E3 | AFUE 97% | 82.48% | 0% | 0% | 4861.0114 | 1199.0495 | 238.1394 | 0 | 20 | 30 | 2021 | 2047 | 100% | 0 | 0 | 0% | Normal | 0% | 458.1467 | 0 | 0 | 800 kBtu/hr | 100000 | 0 | 0.126 | 4.5453 | 36742.4242 | 9063.1313 | 1800 |  | 2018 | 1.05 | GBLR-Heating-AEO15-7 | GBLR-Heating-AEO15-7 | GBLR-Heating-AEO15-7 | 800 | kBtu/hr | 100.7962 | Industrial_Interruptible - Industrial_New_Space Heating_Boiler_AFUE 97%
Industrial_Interruptible - Industrial_New_Space Heating_Natural Gas_Boiler_E4 | Industrial | Interruptible - Industrial | New | Space Heating | Natural Gas | Boiler | E4 | Convert to NG Air Source Heat Pump | 57.14% | 0% | 0% | 21205.8149 | 1217.1572 | 398.4123 | 0 | 10 | 20 | 2021 | 2047 | 100% | 0 | 0 | 0% | Normal | 0% | 317.4237 | 0 | 0 | 800 kBtu/hr | 100000 | 0 | 0.126 | 3.1492 | 158316.7533 | 9086.959 | 2974.436 |  | 2017 | 1.0631 | HP_GAS-Heating-AEO17-1 | HP_GAS-Heating-AEO17-1 | HP_GAS-Heating-AEO17-1 | 800 | kBtu/hr | 100.7962 | Industrial_Interruptible - Industrial_New_Space Heating_Boiler_Convert to NG Air Source Heat Pump
Industrial_Interruptible - Industrial_New_Space Heating_Natural Gas_Boiler_E5 | Industrial | Interruptible - Industrial | New | Space Heating | Natural Gas | Boiler | E5 |  | 0% | 0% | 0% | 0 | 0 | 0 | 0 | 0 | 0 | 0 | 0 | 0% | 0 | 0 | 0% | Normal | 0% | 0 | 0 | 0 | [17 empty] | Industrial_Interruptible - Industrial_New_Space Heating_Boiler_
Industrial_Interruptible - Industrial_New_Space Heating_Natural Gas_Boiler_E6 | Industrial | Interruptible - Industrial | New | Space Heating | Natural Gas | Boiler | E6 |  | 0% | 0% | 0% | 0 | 0 | 0 | 0 | 0 | 0 | 0 | 0 | 0% | 0 | 0 | 0% | Normal | 0% | 0 | 0 | 0 | [17 empty] | Industrial_Interruptible - Industrial_New_Space Heating_Boiler_
Industrial_Interruptible - Industrial_New_Space Heating_Natural Gas_Boiler_E7 | Industrial | Interruptible - Industrial | New | Space Heating | Natural Gas | Boiler | E7 |  | 0% | 0% | 0% | 0 | 0 | 0 | 0 | 0 | 0 | 0 | 0 | 0% | 0 | 0 | 0% | Normal | 0% | 0 | 0 | 0 | [17 empty] | Industrial_Interruptible - Industrial_New_Space Heating_Boiler_
Industrial_Interruptible - Industrial_New_Space Heating_Natural Gas_Boiler_E8 | Industrial | Interruptible - Industrial | New | Space Heating | Natural Gas | Boiler | E8 |  | 0% | 0% | 0% | 0 | 0 | 0 | 0 | 0 | 0 | 0 | 0 | 0% | 0 | 0 | 0% | Normal | 0% | 0 | 0 | 0 | [17 empty] | Industrial_Interruptible - Industrial_New_Space Heating_Boiler_
Industrial_Interruptible - Industrial_New_Space Heating_Natural Gas_Boiler_E9 | Industrial | Interruptible - Industrial | New | Space Heating | Natural Gas | Boiler | E9 |  | 0% | 0% | 0% | 0 | 0 | 0 | 0 | 0 | 0 | 0 | 0 | 0% | 0 | 0 | 0% | Normal | 0% | 0 | 0 | 0 | [17 empty] | Industrial_Interruptible - Industrial_New_Space Heating_Boiler_
Industrial_Interruptible - Industrial_New_Space Heating_Natural Gas_Boiler_E10 | Industrial | Interruptible - Industrial | New | Space Heating | Natural Gas | Boiler | E10 |  | 0% | 0% | 0% | 0 | 0 | 0 | 0 | 0 | 0 | 0 | 0 | 0% | 0 | 0 | 0% | Normal | 0% | 0 | 0 | 0 | [17 empty] | Industrial_Interruptible - Industrial_New_Space Heating_Boiler_
Industrial_Interruptible - Industrial_New_Space Heating_Natural Gas_Unit Heater_E1 | Industrial | Interruptible - Industrial | New | Space Heating | Natural Gas | Unit Heater | E1 | Standard | 100% | 0% | 0% | 55.672 | 0 | 0 | 0 | 15 | 25 | 2021 | 2047 | 100% | 0 | 0 | 0% | Normal | 0% | 652.6159 | 0 | 0 | 120 unit | 100000 | 0 | 0.00042228 | 2080 | 1010.4 | 0 | 0 |  | 2015 | 1.0873 | Xcel CO 2021/22 DSM Plan/TRM p.424 | Xcel CO 2021/22 DSM Plan/TRM p.416 | Xcel CO 2021/22 DSM Plan/TRM p.416 | 120 | unit | 0.050673 | Industrial_Interruptible - Industrial_New_Space Heating_Unit Heater_Standard
Industrial_Interruptible - Industrial_New_Space Heating_Natural Gas_Unit Heater_E2 | Industrial | Interruptible - Industrial | New | Space Heating | Natural Gas | Unit Heater | E2 | Condensing | 88.94% | 0% | 0% | 66.3833 | 0 | 0 | 0 | 15 | 25 | 2021 | 2047 | 100% | 0 | 0 | 0% | Normal | 0% | 580.4517 | 0 | 0 | 120 unit | 100000 | 0 | 0.00042228 | 1850 | 1204.8 | 0 | 0 |  | 2015 | 1.0873 | Xcel CO 2021/22 DSM Plan/TRM p.424 | Xcel CO 2021/22 DSM Plan/TRM p.416 | Xcel CO 2021/22 DSM Plan/TRM p.416 | 120 | unit | 0.050673 | Industrial_Interruptible - Industrial_New_Space Heating_Unit Heater_Condensing
Industrial_Interruptible - Industrial_New_Space Heating_Natural Gas_Unit Heater_E3 | Industrial | Interruptible - Industrial | New | Space Heating | Natural Gas | Unit Heater | E3 | Infrared Radiant | 88.46% | 0% | 0% | 62.4823 | 0 | 0 | 0 | 10 | 20 | 2021 | 2047 | 100% | 0 | 0 | 0% | Normal | 0% | 577.3141 | 0 | 0 | 120 unit | 100000 | 0 | 0.00042228 | 1840 | 1134 | 0 | 0 |  | 2015 | 1.0873 | Xcel CO 2021/22 DSM Plan/TRM p.424 | Xcel CO 2021/22 DSM Plan/TRM p.416 | Xcel CO 2021/22 DSM Plan/TRM p.416 | 120 | unit | 0.050673 | Industrial_Interruptible - Industrial_New_Space Heating_Unit Heater_Infrared Radiant
Industrial_Interruptible - Industrial_New_Space Heating_Natural Gas_Unit Heater_E4 | Industrial | Interruptible - Industrial | New | Space Heating | Natural Gas | Unit Heater | E4 |  | 0% | 0% | 0% | 0 | 0 | 0 | 0 | 0 | 0 | 0 | 0 | 0% | 0 | 0 | 0% | Normal | 0% | 0 | 0 | 0 | [17 empty] | Industrial_Interruptible - Industrial_New_Space Heating_Unit Heater_
Industrial_Interruptible - Industrial_New_Space Heating_Natural Gas_Unit Heater_E5 | Industrial | Interruptible - Industrial | New | Space Heating | Natural Gas | Unit Heater | E5 |  | 0% | 0% | 0% | 0 | 0 | 0 | 0 | 0 | 0 | 0 | 0 | 0% | 0 | 0 | 0% | Normal | 0% | 0 | 0 | 0 | [17 empty] | Industrial_Interruptible - Industrial_New_Space Heating_Unit Heater_
Industrial_Interruptible - Industrial_New_Space Heating_Natural Gas_Unit Heater_E6 | Industrial | Interruptible - Industrial | New | Space Heating | Natural Gas | Unit Heater | E6 |  | 0% | 0% | 0% | 0 | 0 | 0 | 0 | 0 | 0 | 0 | 0 | 0% | 0 | 0 | 0% | Normal | 0% | 0 | 0 | 0 | [17 empty] | Industrial_Interruptible - Industrial_New_Space Heating_Unit Heater_
Industrial_Interruptible - Industrial_New_Space Heating_Natural Gas_Unit Heater_E7 | Industrial | Interruptible - Industrial | New | Space Heating | Natural Gas | Unit Heater | E7 |  | 0% | 0% | 0% | 0 | 0 | 0 | 0 | 0 | 0 | 0 | 0 | 0% | 0 | 0 | 0% | Normal | 0% | 0 | 0 | 0 | [17 empty] | Industrial_Interruptible - Industrial_New_Space Heating_Unit Heater_
Industrial_Interruptible - Industrial_New_Space Heating_Natural Gas_Unit Heater_E8 | Industrial | Interruptible - Industrial | New | Space Heating | Natural Gas | Unit Heater | E8 |  | 0% | 0% | 0% | 0 | 0 | 0 | 0 | 0 | 0 | 0 | 0 | 0% | 0 | 0 | 0% | Normal | 0% | 0 | 0 | 0 | [17 empty] | Industrial_Interruptible - Industrial_New_Space Heating_Unit Heater_
Industrial_Interruptible - Industrial_New_Space Heating_Natural Gas_Unit Heater_E9 | Industrial | Interruptible - Industrial | New | Space Heating | Natural Gas | Unit Heater | E9 |  | 0% | 0% | 0% | 0 | 0 | 0 | 0 | 0 | 0 | 0 | 0 | 0% | 0 | 0 | 0% | Normal | 0% | 0 | 0 | 0 | [17 empty] | Industrial_Interruptible - Industrial_New_Space Heating_Unit Heater_
Industrial_Interruptible - Industrial_New_Space Heating_Natural Gas_Unit Heater_E10 | Industrial | Interruptible - Industrial | New | Space Heating | Natural Gas | Unit Heater | E10 |  | 0% | 0% | 0% | 0 | 0 | 0 | 0 | 0 | 0 | 0 | 0 | 0% | 0 | 0 | 0% | Normal | 0% | 0 | 0 | 0 | [17 empty] | Industrial_Interruptible - Industrial_New_Space Heating_Unit Heater_
Industrial_Interruptible - Industrial_New_Process_Natural Gas_Process Boiler_E1 | Industrial | Interruptible - Industrial | New | Process | Natural Gas | Process Boiler | E1 | Standard | 100% | 0% | 0% | 1.0743 | 0 | 0 | 0 | 2 | 8 | 2021 | 2047 | 100% | 0 | 0 | 0% | Normal | 0% | 4749.0091 | 0 | 0 | 1 unit | 100000 | 0 | 1 | 1 | 1 | 0 | 0 |  | 2016 | 1.0743 | N/A | N/A | N/A | 1 | unit | 1 | Industrial_Interruptible - Industrial_New_Process_Process Boiler_Standard
Industrial_Interruptible - Industrial_New_Process_Natural Gas_Process Boiler_E2 | Industrial | Interruptible - Industrial | New | Process | Natural Gas | Process Boiler | E2 |  | 0% | 0% | 0% | 0 | 0 | 0 | 0 | 0 | 0 | 0 | 0 | 0% | 0 | 0 | 0% | Normal | 0% | 0 | 0 | 0 | [17 empty] | Industrial_Interruptible - Industrial_New_Process_Process Boiler_
Industrial_Interruptible - Industrial_New_Process_Natural Gas_Process Boiler_E3 | Industrial | Interruptible - Industrial | New | Process | Natural Gas | Process Boiler | E3 |  | 0% | 0% | 0% | 0 | 0 | 0 | 0 | 0 | 0 | 0 | 0 | 0% | 0 | 0 | 0% | Normal | 0% | 0 | 0 | 0 | [17 empty] | Industrial_Interruptible - Industrial_New_Process_Process Boiler_
Industrial_Interruptible - Industrial_New_Process_Natural Gas_Process Boiler_E4 | Industrial | Interruptible - Industrial | New | Process | Natural Gas | Process Boiler | E4 |  | 0% | 0% | 0% | 0 | 0 | 0 | 0 | 0 | 0 | 0 | 0 | 0% | 0 | 0 | 0% | Normal | 0% | 0 | 0 | 0 | [17 empty] | Industrial_Interruptible - Industrial_New_Process_Process Boiler_
Industrial_Interruptible - Industrial_New_Process_Natural Gas_Process Boiler_E5 | Industrial | Interruptible - Industrial | New | Process | Natural Gas | Process Boiler | E5 |  | 0% | 0% | 0% | 0 | 0 | 0 | 0 | 0 | 0 | 0 | 0 | 0% | 0 | 0 | 0% | Normal | 0% | 0 | 0 | 0 | [17 empty] | Industrial_Interruptible - Industrial_New_Process_Process Boiler_
Industrial_Interruptible - Industrial_New_Process_Natural Gas_Process Boiler_E6 | Industrial | Interruptible - Industrial | New | Process | Natural Gas | Process Boiler | E6 |  | 0% | 0% | 0% | 0 | 0 | 0 | 0 | 0 | 0 | 0 | 0 | 0% | 0 | 0 | 0% | Normal | 0% | 0 | 0 | 0 | [17 empty] | Industrial_Interruptible - Industrial_New_Process_Process Boiler_
Industrial_Interruptible - Industrial_New_Process_Natural Gas_Process Boiler_E7 | Industrial | Interruptible - Industrial | New | Process | Natural Gas | Process Boiler | E7 |  | 0% | 0% | 0% | 0 | 0 | 0 | 0 | 0 | 0 | 0 | 0 | 0% | 0 | 0 | 0% | Normal | 0% | 0 | 0 | 0 | [17 empty] | Industrial_Interruptible - Industrial_New_Process_Process Boiler_
Industrial_Interruptible - Industrial_New_Process_Natural Gas_Process Boiler_E8 | Industrial | Interruptible - Industrial | New | Process | Natural Gas | Process Boiler | E8 |  | 0% | 0% | 0% | 0 | 0 | 0 | 0 | 0 | 0 | 0 | 0 | 0% | 0 | 0 | 0% | Normal | 0% | 0 | 0 | 0 | [17 empty] | Industrial_Interruptible - Industrial_New_Process_Process Boiler_
Industrial_Interruptible - Industrial_New_Process_Natural Gas_Process Boiler_E9 | Industrial | Interruptible - Industrial | New | Process | Natural Gas | Process Boiler | E9 |  | 0% | 0% | 0% | 0 | 0 | 0 | 0 | 0 | 0 | 0 | 0 | 0% | 0 | 0 | 0% | Normal | 0% | 0 | 0 | 0 | [17 empty] | Industrial_Interruptible - Industrial_New_Process_Process Boiler_
Industrial_Interruptible - Industrial_New_Process_Natural Gas_Process Boiler_E10 | Industrial | Interruptible - Industrial | New | Process | Natural Gas | Process Boiler | E10 |  | 0% | 0% | 0% | 0 | 0 | 0 | 0 | 0 | 0 | 0 | 0 | 0% | 0 | 0 | 0% | Normal | 0% | 0 | 0 | 0 | [17 empty] | Industrial_Interruptible - Industrial_New_Process_Process Boiler_
Industrial_Interruptible - Industrial_New_Process_Natural Gas_Process Heating_E1 | Industrial | Interruptible - Industrial | New | Process | Natural Gas | Process Heating | E1 | Standard | 100% | 0% | 0% | 1.0743 | 0 | 0 | 0 | 2 | 8 | 2021 | 2047 | 100% | 0 | 0 | 0% | Normal | 0% | 4342.0013 | 0 | 0 | 1 unit | 100000 | 0 | 1 | 1 | 1 | 0 | 0 |  | 2016 | 1.0743 | N/A | N/A | N/A | 1 | unit | 1 | Industrial_Interruptible - Industrial_New_Process_Process Heating_Standard
Industrial_Interruptible - Industrial_New_Process_Natural Gas_Process Heating_E2 | Industrial | Interruptible - Industrial | New | Process | Natural Gas | Process Heating | E2 |  | 0% | 0% | 0% | 0 | 0 | 0 | 0 | 0 | 0 | 0 | 0 | 0% | 0 | 0 | 0% | Normal | 0% | 0 | 0 | 0 | [17 empty] | Industrial_Interruptible - Industrial_New_Process_Process Heating_
Industrial_Interruptible - Industrial_New_Process_Natural Gas_Process Heating_E3 | Industrial | Interruptible - Industrial | New | Process | Natural Gas | Process Heating | E3 |  | 0% | 0% | 0% | 0 | 0 | 0 | 0 | 0 | 0 | 0 | 0 | 0% | 0 | 0 | 0% | Normal | 0% | 0 | 0 | 0 | [17 empty] | Industrial_Interruptible - Industrial_New_Process_Process Heating_
Industrial_Interruptible - Industrial_New_Process_Natural Gas_Process Heating_E4 | Industrial | Interruptible - Industrial | New | Process | Natural Gas | Process Heating | E4 |  | 0% | 0% | 0% | 0 | 0 | 0 | 0 | 0 | 0 | 0 | 0 | 0% | 0 | 0 | 0% | Normal | 0% | 0 | 0 | 0 | [17 empty] | Industrial_Interruptible - Industrial_New_Process_Process Heating_
Industrial_Interruptible - Industrial_New_Process_Natural Gas_Process Heating_E5 | Industrial | Interruptible - Industrial | New | Process | Natural Gas | Process Heating | E5 |  | 0% | 0% | 0% | 0 | 0 | 0 | 0 | 0 | 0 | 0 | 0 | 0% | 0 | 0 | 0% | Normal | 0% | 0 | 0 | 0 | [17 empty] | Industrial_Interruptible - Industrial_New_Process_Process Heating_
Industrial_Interruptible - Industrial_New_Process_Natural Gas_Process Heating_E6 | Industrial | Interruptible - Industrial | New | Process | Natural Gas | Process Heating | E6 |  | 0% | 0% | 0% | 0 | 0 | 0 | 0 | 0 | 0 | 0 | 0 | 0% | 0 | 0 | 0% | Normal | 0% | 0 | 0 | 0 | [17 empty] | Industrial_Interruptible - Industrial_New_Process_Process Heating_
Industrial_Interruptible - Industrial_New_Process_Natural Gas_Process Heating_E7 | Industrial | Interruptible - Industrial | New | Process | Natural Gas | Process Heating | E7 |  | 0% | 0% | 0% | 0 | 0 | 0 | 0 | 0 | 0 | 0 | 0 | 0% | 0 | 0 | 0% | Normal | 0% | 0 | 0 | 0 | [17 empty] | Industrial_Interruptible - Industrial_New_Process_Process Heating_
Industrial_Interruptible - Industrial_New_Process_Natural Gas_Process Heating_E8 | Industrial | Interruptible - Industrial | New | Process | Natural Gas | Process Heating | E8 |  | 0% | 0% | 0% | 0 | 0 | 0 | 0 | 0 | 0 | 0 | 0 | 0% | 0 | 0 | 0% | Normal | 0% | 0 | 0 | 0 | [17 empty] | Industrial_Interruptible - Industrial_New_Process_Process Heating_
Industrial_Interruptible - Industrial_New_Process_Natural Gas_Process Heating_E9 | Industrial | Interruptible - Industrial | New | Process | Natural Gas | Process Heating | E9 |  | 0% | 0% | 0% | 0 | 0 | 0 | 0 | 0 | 0 | 0 | 0 | 0% | 0 | 0 | 0% | Normal | 0% | 0 | 0 | 0 | [17 empty] | Industrial_Interruptible - Industrial_New_Process_Process Heating_
Industrial_Interruptible - Industrial_New_Process_Natural Gas_Process Heating_E10 | Industrial | Interruptible - Industrial | New | Process | Natural Gas | Process Heating | E10 |  | 0% | 0% | 0% | 0 | 0 | 0 | 0 | 0 | 0 | 0 | 0 | 0% | 0 | 0 | 0% | Normal | 0% | 0 | 0 | 0 | [17 empty] | Industrial_Interruptible - Industrial_New_Process_Process Heating_
Industrial_Interruptible - Industrial_New_Process_Natural Gas_Process Cooling_E1 | Industrial | Interruptible - Industrial | New | Process | Natural Gas | Process Cooling | E1 | Standard | 100% | 0% | 0% | 1.0743 | 0 | 0 | 0 | 2 | 8 | 2021 | 2047 | 100% | 0 | 0 | 0% | Normal | 0% | 42.1043 | 0 | 0 | 1 unit | 100000 | 0 | 1 | 1 | 1 | 0 | 0 |  | 2016 | 1.0743 | N/A | N/A | N/A | 1 | unit | 1 | Industrial_Interruptible - Industrial_New_Process_Process Cooling_Standard
Industrial_Interruptible - Industrial_New_Process_Natural Gas_Process Cooling_E2 | Industrial | Interruptible - Industrial | New | Process | Natural Gas | Process Cooling | E2 |  | 0% | 0% | 0% | 0 | 0 | 0 | 0 | 0 | 0 | 0 | 0 | 0% | 0 | 0 | 0% | Normal | 0% | 0 | 0 | 0 | [17 empty] | Industrial_Interruptible - Industrial_New_Process_Process Cooling_
Industrial_Interruptible - Industrial_New_Process_Natural Gas_Process Cooling_E3 | Industrial | Interruptible - Industrial | New | Process | Natural Gas | Process Cooling | E3 |  | 0% | 0% | 0% | 0 | 0 | 0 | 0 | 0 | 0 | 0 | 0 | 0% | 0 | 0 | 0% | Normal | 0% | 0 | 0 | 0 | [17 empty] | Industrial_Interruptible - Industrial_New_Process_Process Cooling_
Industrial_Interruptible - Industrial_New_Process_Natural Gas_Process Cooling_E4 | Industrial | Interruptible - Industrial | New | Process | Natural Gas | Process Cooling | E4 |  | 0% | 0% | 0% | 0 | 0 | 0 | 0 | 0 | 0 | 0 | 0 | 0% | 0 | 0 | 0% | Normal | 0% | 0 | 0 | 0 | [17 empty] | Industrial_Interruptible - Industrial_New_Process_Process Cooling_
Industrial_Interruptible - Industrial_New_Process_Natural Gas_Process Cooling_E5 | Industrial | Interruptible - Industrial | New | Process | Natural Gas | Process Cooling | E5 |  | 0% | 0% | 0% | 0 | 0 | 0 | 0 | 0 | 0 | 0 | 0 | 0% | 0 | 0 | 0% | Normal | 0% | 0 | 0 | 0 | [17 empty] | Industrial_Interruptible - Industrial_New_Process_Process Cooling_
Industrial_Interruptible - Industrial_New_Process_Natural Gas_Process Cooling_E6 | Industrial | Interruptible - Industrial | New | Process | Natural Gas | Process Cooling | E6 |  | 0% | 0% | 0% | 0 | 0 | 0 | 0 | 0 | 0 | 0 | 0 | 0% | 0 | 0 | 0% | Normal | 0% | 0 | 0 | 0 | [17 empty] | Industrial_Interruptible - Industrial_New_Process_Process Cooling_
Industrial_Interruptible - Industrial_New_Process_Natural Gas_Process Cooling_E7 | Industrial | Interruptible - Industrial | New | Process | Natural Gas | Process Cooling | E7 |  | 0% | 0% | 0% | 0 | 0 | 0 | 0 | 0 | 0 | 0 | 0 | 0% | 0 | 0 | 0% | Normal | 0% | 0 | 0 | 0 | [17 empty] | Industrial_Interruptible - Industrial_New_Process_Process Cooling_
Industrial_Interruptible - Industrial_New_Process_Natural Gas_Process Cooling_E8 | Industrial | Interruptible - Industrial | New | Process | Natural Gas | Process Cooling | E8 |  | 0% | 0% | 0% | 0 | 0 | 0 | 0 | 0 | 0 | 0 | 0 | 0% | 0 | 0 | 0% | Normal | 0% | 0 | 0 | 0 | [17 empty] | Industrial_Interruptible - Industrial_New_Process_Process Cooling_
Industrial_Interruptible - Industrial_New_Process_Natural Gas_Process Cooling_E9 | Industrial | Interruptible - Industrial | New | Process | Natural Gas | Process Cooling | E9 |  | 0% | 0% | 0% | 0 | 0 | 0 | 0 | 0 | 0 | 0 | 0 | 0% | 0 | 0 | 0% | Normal | 0% | 0 | 0 | 0 | [17 empty] | Industrial_Interruptible - Industrial_New_Process_Process Cooling_
Industrial_Interruptible - Industrial_New_Process_Natural Gas_Process Cooling_E10 | Industrial | Interruptible - Industrial | New | Process | Natural Gas | Process Cooling | E10 |  | 0% | 0% | 0% | 0 | 0 | 0 | 0 | 0 | 0 | 0 | 0 | 0% | 0 | 0 | 0% | Normal | 0% | 0 | 0 | 0 | [17 empty] | Industrial_Interruptible - Industrial_New_Process_Process Cooling_
Industrial_Interruptible - Industrial_New_Process_Natural Gas_Other Process_E1 | Industrial | Interruptible - Industrial | New | Process | Natural Gas | Other Process | E1 | Standard | 100% | 0% | 0% | 1.0743 | 0 | 0 | 0 | 2 | 8 | 2021 | 2047 | 100% | 0 | 0 | 0% | Normal | 0% | 443.849 | 0 | 0 | 1 unit | 100000 | 0 | 1 | 1 | 1 | 0 | 0 |  | 2016 | 1.0743 | N/A | N/A | N/A | 1 | unit | 1 | Industrial_Interruptible - Industrial_New_Process_Other Process_Standard
Industrial_Interruptible - Industrial_New_Process_Natural Gas_Other Process_E2 | Industrial | Interruptible - Industrial | New | Process | Natural Gas | Other Process | E2 |  | 0% | 0% | 0% | 0 | 0 | 0 | 0 | 0 | 0 | 0 | 0 | 0% | 0 | 0 | 0% | Normal | 0% | 0 | 0 | 0 | [17 empty] | Industrial_Interruptible - Industrial_New_Process_Other Process_
Industrial_Interruptible - Industrial_New_Process_Natural Gas_Other Process_E3 | Industrial | Interruptible - Industrial | New | Process | Natural Gas | Other Process | E3 |  | 0% | 0% | 0% | 0 | 0 | 0 | 0 | 0 | 0 | 0 | 0 | 0% | 0 | 0 | 0% | Normal | 0% | 0 | 0 | 0 | [17 empty] | Industrial_Interruptible - Industrial_New_Process_Other Process_
Industrial_Interruptible - Industrial_New_Process_Natural Gas_Other Process_E4 | Industrial | Interruptible - Industrial | New | Process | Natural Gas | Other Process | E4 |  | 0% | 0% | 0% | 0 | 0 | 0 | 0 | 0 | 0 | 0 | 0 | 0% | 0 | 0 | 0% | Normal | 0% | 0 | 0 | 0 | [17 empty] | Industrial_Interruptible - Industrial_New_Process_Other Process_
Industrial_Interruptible - Industrial_New_Process_Natural Gas_Other Process_E5 | Industrial | Interruptible - Industrial | New | Process | Natural Gas | Other Process | E5 |  | 0% | 0% | 0% | 0 | 0 | 0 | 0 | 0 | 0 | 0 | 0 | 0% | 0 | 0 | 0% | Normal | 0% | 0 | 0 | 0 | [17 empty] | Industrial_Interruptible - Industrial_New_Process_Other Process_
Industrial_Interruptible - Industrial_New_Process_Natural Gas_Other Process_E6 | Industrial | Interruptible - Industrial | New | Process | Natural Gas | Other Process | E6 |  | 0% | 0% | 0% | 0 | 0 | 0 | 0 | 0 | 0 | 0 | 0 | 0% | 0 | 0 | 0% | Normal | 0% | 0 | 0 | 0 | [17 empty] | Industrial_Interruptible - Industrial_New_Process_Other Process_
Industrial_Interruptible - Industrial_New_Process_Natural Gas_Other Process_E7 | Industrial | Interruptible - Industrial | New | Process | Natural Gas | Other Process | E7 |  | 0% | 0% | 0% | 0 | 0 | 0 | 0 | 0 | 0 | 0 | 0 | 0% | 0 | 0 | 0% | Normal | 0% | 0 | 0 | 0 | [17 empty] | Industrial_Interruptible - Industrial_New_Process_Other Process_
Industrial_Interruptible - Industrial_New_Process_Natural Gas_Other Process_E8 | Industrial | Interruptible - Industrial | New | Process | Natural Gas | Other Process | E8 |  | 0% | 0% | 0% | 0 | 0 | 0 | 0 | 0 | 0 | 0 | 0 | 0% | 0 | 0 | 0% | Normal | 0% | 0 | 0 | 0 | [17 empty] | Industrial_Interruptible - Industrial_New_Process_Other Process_
Industrial_Interruptible - Industrial_New_Process_Natural Gas_Other Process_E9 | Industrial | Interruptible - Industrial | New | Process | Natural Gas | Other Process | E9 |  | 0% | 0% | 0% | 0 | 0 | 0 | 0 | 0 | 0 | 0 | 0 | 0% | 0 | 0 | 0% | Normal | 0% | 0 | 0 | 0 | [17 empty] | Industrial_Interruptible - Industrial_New_Process_Other Process_
Industrial_Interruptible - Industrial_New_Process_Natural Gas_Other Process_E10 | Industrial | Interruptible - Industrial | New | Process | Natural Gas | Other Process | E10 |  | 0% | 0% | 0% | 0 | 0 | 0 | 0 | 0 | 0 | 0 | 0 | 0% | 0 | 0 | 0% | Normal | 0% | 0 | 0 | 0 | [17 empty] | Industrial_Interruptible - Industrial_New_Process_Other Process_
Industrial_Interruptible - Industrial_New_Miscellaneous_Natural Gas_Miscellaneous_E1 | Industrial | Interruptible - Industrial | New | Miscellaneous | Natural Gas | Miscellaneous | E1 | Standard | 100% | 0% | 0% | 1.0743 | 0 | 0 | 0 | 2 | 8 | 2021 | 2047 | 100% | 0 | 0 | 0% | Normal | 0% | 522.7945 | 0 | 0 | 1 unit | 100000 | 0 | 1 | 1 | 1 | 0 | 0 |  | 2016 | 1.0743 | N/A | N/A | N/A | 1 | unit | 1 | Industrial_Interruptible - Industrial_New_Miscellaneous_Miscellaneous_Standard
Industrial_Interruptible - Industrial_New_Miscellaneous_Natural Gas_Miscellaneous_E2 | Industrial | Interruptible - Industrial | New | Miscellaneous | Natural Gas | Miscellaneous | E2 |  | 0% | 0% | 0% | 0 | 0 | 0 | 0 | 0 | 0 | 0 | 0 | 0% | 0 | 0 | 0% | Normal | 0% | 0 | 0 | 0 | [17 empty] | Industrial_Interruptible - Industrial_New_Miscellaneous_Miscellaneous_
Industrial_Interruptible - Industrial_New_Miscellaneous_Natural Gas_Miscellaneous_E3 | Industrial | Interruptible - Industrial | New | Miscellaneous | Natural Gas | Miscellaneous | E3 |  | 0% | 0% | 0% | 0 | 0 | 0 | 0 | 0 | 0 | 0 | 0 | 0% | 0 | 0 | 0% | Normal | 0% | 0 | 0 | 0 | [17 empty] | Industrial_Interruptible - Industrial_New_Miscellaneous_Miscellaneous_
Industrial_Interruptible - Industrial_New_Miscellaneous_Natural Gas_Miscellaneous_E4 | Industrial | Interruptible - Industrial | New | Miscellaneous | Natural Gas | Miscellaneous | E4 |  | 0% | 0% | 0% | 0 | 0 | 0 | 0 | 0 | 0 | 0 | 0 | 0% | 0 | 0 | 0% | Normal | 0% | 0 | 0 | 0 | [17 empty] | Industrial_Interruptible - Industrial_New_Miscellaneous_Miscellaneous_
Industrial_Interruptible - Industrial_New_Miscellaneous_Natural Gas_Miscellaneous_E5 | Industrial | Interruptible - Industrial | New | Miscellaneous | Natural Gas | Miscellaneous | E5 |  | 0% | 0% | 0% | 0 | 0 | 0 | 0 | 0 | 0 | 0 | 0 | 0% | 0 | 0 | 0% | Normal | 0% | 0 | 0 | 0 | [17 empty] | Industrial_Interruptible - Industrial_New_Miscellaneous_Miscellaneous_
Industrial_Interruptible - Industrial_New_Miscellaneous_Natural Gas_Miscellaneous_E6 | Industrial | Interruptible - Industrial | New | Miscellaneous | Natural Gas | Miscellaneous | E6 |  | 0% | 0% | 0% | 0 | 0 | 0 | 0 | 0 | 0 | 0 | 0 | 0% | 0 | 0 | 0% | Normal | 0% | 0 | 0 | 0 | [17 empty] | Industrial_Interruptible - Industrial_New_Miscellaneous_Miscellaneous_
Industrial_Interruptible - Industrial_New_Miscellaneous_Natural Gas_Miscellaneous_E7 | Industrial | Interruptible - Industrial | New | Miscellaneous | Natural Gas | Miscellaneous | E7 |  | 0% | 0% | 0% | 0 | 0 | 0 | 0 | 0 | 0 | 0 | 0 | 0% | 0 | 0 | 0% | Normal | 0% | 0 | 0 | 0 | [17 empty] | Industrial_Interruptible - Industrial_New_Miscellaneous_Miscellaneous_
Industrial_Interruptible - Industrial_New_Miscellaneous_Natural Gas_Miscellaneous_E8 | Industrial | Interruptible - Industrial | New | Miscellaneous | Natural Gas | Miscellaneous | E8 |  | 0% | 0% | 0% | 0 | 0 | 0 | 0 | 0 | 0 | 0 | 0 | 0% | 0 | 0 | 0% | Normal | 0% | 0 | 0 | 0 | [17 empty] | Industrial_Interruptible - Industrial_New_Miscellaneous_Miscellaneous_
Industrial_Interruptible - Industrial_New_Miscellaneous_Natural Gas_Miscellaneous_E9 | Industrial | Interruptible - Industrial | New | Miscellaneous | Natural Gas | Miscellaneous | E9 |  | 0% | 0% | 0% | 0 | 0 | 0 | 0 | 0 | 0 | 0 | 0 | 0% | 0 | 0 | 0% | Normal | 0% | 0 | 0 | 0 | [17 empty] | Industrial_Interruptible - Industrial_New_Miscellaneous_Miscellaneous_
Industrial_Interruptible - Industrial_New_Miscellaneous_Natural Gas_Miscellaneous_E10 | Industrial | Interruptible - Industrial | New | Miscellaneous | Natural Gas | Miscellaneous | E10 |  | 0% | 0% | 0% | 0 | 0 | 0 | 0 | 0 | 0 | 0 | 0 | 0% | 0 | 0 | 0% | Normal | 0% | 0 | 0 | 0 | [17 empty] | Industrial_Interruptible - Industrial_New_Miscellaneous_Miscellaneous_

## Avoided Costs
Key | Field | Sector | Segment | Fuel | Value | Unit of Measure | 2021 | 2022 | 2023 | 2024 | 2025 | 2026 | 2027 | 2028 | 2029 | 2030 | 2031 | 2032 | 2033 | 2034 | 2035 | 2036 | 2037 | 2038 | 2039 | 2040 | 2041 | 2042 | 2043 | 2044 | 2045 | 2046 | 2047 | 2048 | 2049 | 2050 | 2051 | 2052 | 2053 | 2054 | 2055 | 2056 | 2057 | 2058 | 2059 | 2060 | 2061 | 2062 | 2063 | 2064 | 2065 | 2066 | 2067 | 2068 | 2069 | 2070 | 2071 | 2072 | 2073 | 2074 | 2075 | 2076 | 2077 | 2078 | 2079 | 2080
F1_Industrial_WA - Industrial_Natural Gas | F1 | Industrial | WA - Industrial | Natural Gas | Avoided Energy Cost | $ per Mtherm | 1143.6096 | 1143.6096 | 1143.6096 | 1014.5978 | 938.1327 | 1187.2803 | 1182.4524 | 1195.7741 | 1219.1943 | 1240.3808 | 1263.3617 | 1283.8057 | 1313.6385 | 1339.5791 | 1364.4675 | 1392.8394 | 1417.4409 | 1446.029 | 1478.237 | 1511.2814 | 1542.783 | 1471.9195 | 1322.6254 | 1176.7786 | 1035.4647 | 1040.5405 | 1045.6412 | 1050.7669 | 1055.9177 | 1061.0938 | 1066.2952 | 1071.5221 | 1076.7747 | 1082.053 | 1087.3572 | 1092.6874 | 1098.0437 | 1103.4263 | 1108.8352 | 1114.2707 | 1119.7328 | 1125.2217 | 1130.7375 | 1136.2803 | 1141.8503 | 1147.4476 | 1153.0723 | 1158.7247 | 1164.4047 | 1170.1125 | 1175.8484 | 1181.6124 | 1187.4046 | 1193.2252 | 1199.0743 | 1204.9521 | 1210.8588 | 1216.7944 | 1222.759 | 1228.7529
F2_Industrial_WA - Industrial_Natural Gas | F2 | Industrial | WA - Industrial | Natural Gas | Avoided Capacity Cost | $ per therm | 0 | 0 | 0 | 0 | 0 | 0 | 0 | 0 | 0 | 0 | 0 | 0 | 0 | 0 | 0 | 0 | 0 | 0 | 0 | 0 | 0 | 0 | 0 | 0 | 0 | 0 | 0 | 0 | 0 | 0 | 0 | 0 | 0 | 0 | 0 | 0 | 0 | 0 | 0 | 0 | 0 | 0 | 0 | 0 | 0 | 0 | 0 | 0 | 0 | 0 | 0 | 0 | 0 | 0 | 0 | 0 | 0 | 0 | 0 | 0
F3_Industrial_WA - Industrial_Natural Gas | F3 | Industrial | WA - Industrial | Natural Gas | Line Loss | % T&D Loss | bar: 2021 to 2080
F4_Industrial_WA - Industrial_Natural Gas | F4 | Industrial | WA - Industrial | Natural Gas | Peak Season | Winter/Summer | Winter | Winter | Winter | Winter | Winter | Winter | Winter | Winter | Winter | Winter | Winter | Winter | Winter | Winter | Winter | Winter | Winter | Winter | Winter | Winter | Winter | Winter | Winter | Winter | Winter | Winter | Winter | Winter | Winter | Winter | Winter | Winter | Winter | Winter | Winter | Winter | Winter | Winter | Winter | Winter | Winter | Winter | Winter | Winter | Winter | Winter | Winter | Winter | Winter | Winter | Winter | Winter | Winter | Winter | Winter | Winter | Winter | Winter | Winter | Winter
F5_Industrial_WA - Industrial_Natural Gas | F5 | Industrial | WA - Industrial | Natural Gas | RVT Energy Price | $ per Mtherm | 0 | 0 | 0 | 0 | 0 | 0 | 0 | 0 | 0 | 0 | 0 | 0 | 0 | 0 | 0 | 0 | 0 | 0 | 0 | 0 | 0 | 0 | 0 | 0 | 0 | 0 | 0 | 0 | 0 | 0 | 0 | 0 | 0 | 0 | 0 | 0 | 0 | 0 | 0 | 0 | 0 | 0 | 0 | 0 | 0 | 0 | 0 | 0 | 0 | 0 | 0 | 0 | 0 | 0 | 0 | 0 | 0 | 0 | 0 | 0
F6_Industrial_WA - Industrial_Natural Gas | F6 | Industrial | WA - Industrial | Natural Gas | RVT Peak Price | $ per therm | 0 | 0 | 0 | 0 | 0 | 0 | 0 | 0 | 0 | 0 | 0 | 0 | 0 | 0 | 0 | 0 | 0 | 0 | 0 | 0 | 0 | 0 | 0 | 0 | 0 | 0 | 0 | 0 | 0 | 0 | 0 | 0 | 0 | 0 | 0 | 0 | 0 | 0 | 0 | 0 | 0 | 0 | 0 | 0 | 0 | 0 | 0 | 0 | 0 | 0 | 0 | 0 | 0 | 0 | 0 | 0 | 0 | 0 | 0 | 0
F1_Industrial_OR - Industrial_Natural Gas | F1 | Industrial | OR - Industrial | Natural Gas | Avoided Energy Cost | $ per Mtherm | 397.5833 | 309.375 | 1200.0392 | 1351.1921 | 1488.7577 | 1549.7243 | 1592.2622 | 1632.9714 | 1660.4477 | 1659.4774 | 1655.4629 | 1653.8161 | 1647.8357 | 1649.1522 | 1645.2519 | 1638.7345 | 1638.4871 | 1638.4377 | 1636.6371 | 1637.0516 | 1636.5681 | 1637.0962 | 1632.2983 | 1633.4535 | 1641.4607 | 1649.507 | 1657.5928 | 1665.7183 | 1673.8836 | 1682.0889 | 1690.3344 | 1698.6204 | 1706.947 | 1715.3143 | 1723.7227 | 1732.1724 | 1740.6634 | 1749.1961 | 1757.7706 | 1766.3871 | 1775.0458 | 1783.7471 | 1792.4909 | 1801.2776 | 1810.1074 | 1818.9805 | 1827.8971 | 1836.8574 | 1845.8616 | 1854.9099 | 1864.0026 | 1873.1399 | 1882.3219 | 1891.549 | 1900.8213 | 1910.139 | 1919.5025 | 1928.9118 | 1938.3672 | 1311.5314
F2_Industrial_OR - Industrial_Natural Gas | F2 | Industrial | OR - Industrial | Natural Gas | Avoided Capacity Cost | $ per therm | 0 | 0 | 0 | 0 | 0 | 0 | 0 | 0 | 0 | 0 | 0 | 0 | 0 | 0 | 0 | 0 | 0 | 0 | 0 | 0 | 0 | 0 | 0 | 0 | 0 | 0 | 0 | 0 | 0 | 0 | 0 | 0 | 0 | 0 | 0 | 0 | 0 | 0 | 0 | 0 | 0 | 0 | 0 | 0 | 0 | 0 | 0 | 0 | 0 | 0 | 0 | 0 | 0 | 0 | 0 | 0 | 0 | 0 | 0 | 0
F3_Industrial_OR - Industrial_Natural Gas | F3 | Industrial | OR - Industrial | Natural Gas | Line Loss | % T&D Loss | bar: 2021 to 2080
F4_Industrial_OR - Industrial_Natural Gas | F4 | Industrial | OR - Industrial | Natural Gas | Peak Season | Winter/Summer | Winter | Winter | Winter | Winter | Winter | Winter | Winter | Winter | Winter | Winter | Winter | Winter | Winter | Winter | Winter | Winter | Winter | Winter | Winter | Winter | Winter | Winter | Winter | Winter | Winter | Winter | Winter | Winter | Winter | Winter | Winter | Winter | Winter | Winter | Winter | Winter | Winter | Winter | Winter | Winter | Winter | Winter | Winter | Winter | Winter | Winter | Winter | Winter | Winter | Winter | Winter | Winter | Winter | Winter | Winter | Winter | Winter | Winter | Winter | Winter
F5_Industrial_OR - Industrial_Natural Gas | F5 | Industrial | OR - Industrial | Natural Gas | RVT Energy Price | $ per Mtherm | 0 | 0 | 0 | 0 | 0 | 0 | 0 | 0 | 0 | 0 | 0 | 0 | 0 | 0 | 0 | 0 | 0 | 0 | 0 | 0 | 0 | 0 | 0 | 0 | 0 | 0 | 0 | 0 | 0 | 0 | 0 | 0 | 0 | 0 | 0 | 0 | 0 | 0 | 0 | 0 | 0 | 0 | 0 | 0 | 0 | 0 | 0 | 0 | 0 | 0 | 0 | 0 | 0 | 0 | 0 | 0 | 0 | 0 | 0 | 0
F6_Industrial_OR - Industrial_Natural Gas | F6 | Industrial | OR - Industrial | Natural Gas | RVT Peak Price | $ per therm | 0 | 0 | 0 | 0 | 0 | 0 | 0 | 0 | 0 | 0 | 0 | 0 | 0 | 0 | 0 | 0 | 0 | 0 | 0 | 0 | 0 | 0 | 0 | 0 | 0 | 0 | 0 | 0 | 0 | 0 | 0 | 0 | 0 | 0 | 0 | 0 | 0 | 0 | 0 | 0 | 0 | 0 | 0 | 0 | 0 | 0 | 0 | 0 | 0 | 0 | 0 | 0 | 0 | 0 | 0 | 0 | 0 | 0 | 0 | 0
F1_Industrial_Interruptible - Industrial_Natural Gas | F1 | Industrial | Interruptible - Industrial | Natural Gas | Avoided Energy Cost | $ per Mtherm | 828.779 | 828.779 | 703.1805 | 658.2434 | 628.4962 | 894.6294 | 909.6466 | 925.8796 | 947.8484 | 961.648 | 953.5954 | 977.7447 | 994.4105 | 1002.3196 | 1015.2563 | 1028.1131 | 1029.9189 | 1036.4483 | 1042.6656 | 1054.3815 | 1065.4358 | 1073.85 | 1088.9845 | 1091.5688 | 1105.2217 | 1110.6395 | 1116.0838 | 1121.5548 | 1127.0526 | 1132.5774 | 1138.1292 | 1143.7083 | 1149.3147 | 1154.9486 | 1160.6101 | 1166.2994 | 1172.0165 | 1177.7617 | 1183.5351 | 1189.3367 | 1195.1668 | 1201.0254 | 1206.9128 | 1212.8291 | 1218.7743 | 1224.7487 | 1230.7524 | 1236.7855 | 1242.8481 | 1248.9405 | 1255.0628 | 1261.2151 | 1267.3975 | 1273.6102 | 1279.8534 | 1286.1272 | 1292.4317 | 1298.7672 | 1305.1337 | 1311.5314
F2_Industrial_Interruptible - Industrial_Natural Gas | F2 | Industrial | Interruptible - Industrial | Natural Gas | Avoided Capacity Cost | $ per therm | 0 | 0 | 0 | 0 | 0 | 0 | 0 | 0 | 0 | 0 | 0 | 0 | 0 | 0 | 0 | 0 | 0 | 0 | 0 | 0 | 0 | 0 | 0 | 0 | 0 | 0 | 0 | 0 | 0 | 0 | 0 | 0 | 0 | 0 | 0 | 0 | 0 | 0 | 0 | 0 | 0 | 0 | 0 | 0 | 0 | 0 | 0 | 0 | 0 | 0 | 0 | 0 | 0 | 0 | 0 | 0 | 0 | 0 | 0 | 0
F3_Industrial_Interruptible - Industrial_Natural Gas | F3 | Industrial | Interruptible - Industrial | Natural Gas | Line Loss | % T&D Loss | bar: 2021 to 2080
F4_Industrial_Interruptible - Industrial_Natural Gas | F4 | Industrial | Interruptible - Industrial | Natural Gas | Peak Season | Winter/Summer | Winter | Winter | Winter | Winter | Winter | Winter | Winter | Winter | Winter | Winter | Winter | Winter | Winter | Winter | Winter | Winter | Winter | Winter | Winter | Winter | Winter | Winter | Winter | Winter | Winter | Winter | Winter | Winter | Winter | Winter | Winter | Winter | Winter | Winter | Winter | Winter | Winter | Winter | Winter | Winter | Winter | Winter | Winter | Winter | Winter | Winter | Winter | Winter | Winter | Winter | Winter | Winter | Winter | Winter | Winter | Winter | Winter | Winter | Winter | Winter
F5_Industrial_Interruptible - Industrial_Natural Gas | F5 | Industrial | Interruptible - Industrial | Natural Gas | RVT Energy Price | $ per Mtherm | 0 | 0 | 0 | 0 | 0 | 0 | 0 | 0 | 0 | 0 | 0 | 0 | 0 | 0 | 0 | 0 | 0 | 0 | 0 | 0 | 0 | 0 | 0 | 0 | 0 | 0 | 0 | 0 | 0 | 0 | 0 | 0 | 0 | 0 | 0 | 0 | 0 | 0 | 0 | 0 | 0 | 0 | 0 | 0 | 0 | 0 | 0 | 0 | 0 | 0 | 0 | 0 | 0 | 0 | 0 | 0 | 0 | 0 | 0 | 0
F6_Industrial_Interruptible - Industrial_Natural Gas | F6 | Industrial | Interruptible - Industrial | Natural Gas | RVT Peak Price | $ per therm | 0 | 0 | 0 | 0 | 0 | 0 | 0 | 0 | 0 | 0 | 0 | 0 | 0 | 0 | 0 | 0 | 0 | 0 | 0 | 0 | 0 | 0 | 0 | 0 | 0 | 0 | 0 | 0 | 0 | 0 | 0 | 0 | 0 | 0 | 0 | 0 | 0 | 0 | 0 | 0 | 0 | 0 | 0 | 0 | 0 | 0 | 0 | 0 | 0 | 0 | 0 | 0 | 0 | 0 | 0 | 0 | 0 | 0 | 0 | 0

## Purchase Shares
Key | Sector | Segment | Vintage | End Use | Fuel | Technology | Equipment | Label | Case | 2021 | 2022 | 2023 | 2024 | 2025 | 2026 | 2027 | 2028 | 2029 | 2030 | 2031 | 2032 | 2033 | 2034 | 2035 | 2036 | 2037 | 2038 | 2039 | 2040 | 2041 | 2042 | 2043 | 2044 | 2045 | 2046 | 2047
Industrial_WA - Industrial_Existing_Space Heating_Natural Gas_Furnace_E1_Baseline Forecast | Industrial | WA - Industrial | Existing | Space Heating | Natural Gas | Furnace | E1 | AFUE 80% (Standard) | Baseline Forecast | 100% | 100% | 100% | 0% | 0% | 0% | 0% | 0% | 0% | 0% | 0% | 0% | 0% | 0% | 0% | 0% | 0% | 0% | 0% | 0% | 0% | 0% | 0% | 0% | 0% | 0% | 0%
Industrial_WA - Industrial_Existing_Space Heating_Natural Gas_Furnace_E2_Baseline Forecast | Industrial | WA - Industrial | Existing | Space Heating | Natural Gas | Furnace | E2 | AFUE 90% | Baseline Forecast | 0% | 0% | 0% | 100% | 100% | 100% | 100% | 100% | 100% | 100% | 100% | 100% | 100% | 100% | 100% | 100% | 100% | 100% | 100% | 100% | 100% | 100% | 100% | 100% | 100% | 100% | 100%
Industrial_WA - Industrial_Existing_Space Heating_Natural Gas_Furnace_E3_Baseline Forecast | Industrial | WA - Industrial | Existing | Space Heating | Natural Gas | Furnace | E3 | AFUE 96% | Baseline Forecast | bar: 2021 to 2047
Industrial_WA - Industrial_Existing_Space Heating_Natural Gas_Furnace_E4_Baseline Forecast | Industrial | WA - Industrial | Existing | Space Heating | Natural Gas | Furnace | E4 |  | Baseline Forecast | bar: 2021 to 2047
Industrial_WA - Industrial_Existing_Space Heating_Natural Gas_Furnace_E5_Baseline Forecast | Industrial | WA - Industrial | Existing | Space Heating | Natural Gas | Furnace | E5 |  | Baseline Forecast | bar: 2021 to 2047
Industrial_WA - Industrial_Existing_Space Heating_Natural Gas_Furnace_E6_Baseline Forecast | Industrial | WA - Industrial | Existing | Space Heating | Natural Gas | Furnace | E6 |  | Baseline Forecast | bar: 2021 to 2047
Industrial_WA - Industrial_Existing_Space Heating_Natural Gas_Furnace_E7_Baseline Forecast | Industrial | WA - Industrial | Existing | Space Heating | Natural Gas | Furnace | E7 |  | Baseline Forecast | bar: 2021 to 2047
Industrial_WA - Industrial_Existing_Space Heating_Natural Gas_Furnace_E8_Baseline Forecast | Industrial | WA - Industrial | Existing | Space Heating | Natural Gas | Furnace | E8 |  | Baseline Forecast | bar: 2021 to 2047
Industrial_WA - Industrial_Existing_Space Heating_Natural Gas_Furnace_E9_Baseline Forecast | Industrial | WA - Industrial | Existing | Space Heating | Natural Gas | Furnace | E9 |  | Baseline Forecast | bar: 2021 to 2047
Industrial_WA - Industrial_Existing_Space Heating_Natural Gas_Furnace_E10_Baseline Forecast | Industrial | WA - Industrial | Existing | Space Heating | Natural Gas | Furnace | E10 |  | Baseline Forecast | bar: 2021 to 2047
Industrial_WA - Industrial_Existing_Space Heating_Natural Gas_Boiler_E1_Baseline Forecast | Industrial | WA - Industrial | Existing | Space Heating | Natural Gas | Boiler | E1 | AFUE 80% (Standard) | Baseline Forecast | 100% | 100% | 100% | 100% | 100% | 100% | 100% | 100% | 100% | 100% | 100% | 100% | 100% | 100% | 100% | 100% | 100% | 100% | 100% | 100% | 100% | 100% | 100% | 100% | 100% | 100% | 100%
Industrial_WA - Industrial_Existing_Space Heating_Natural Gas_Boiler_E2_Baseline Forecast | Industrial | WA - Industrial | Existing | Space Heating | Natural Gas | Boiler | E2 | AFUE 85% | Baseline Forecast | bar: 2021 to 2047
Industrial_WA - Industrial_Existing_Space Heating_Natural Gas_Boiler_E3_Baseline Forecast | Industrial | WA - Industrial | Existing | Space Heating | Natural Gas | Boiler | E3 | AFUE 97% | Baseline Forecast | bar: 2021 to 2047
Industrial_WA - Industrial_Existing_Space Heating_Natural Gas_Boiler_E4_Baseline Forecast | Industrial | WA - Industrial | Existing | Space Heating | Natural Gas | Boiler | E4 | Convert to NG Air Source Heat Pump | Baseline Forecast | bar: 2021 to 2047
Industrial_WA - Industrial_Existing_Space Heating_Natural Gas_Boiler_E5_Baseline Forecast | Industrial | WA - Industrial | Existing | Space Heating | Natural Gas | Boiler | E5 |  | Baseline Forecast | bar: 2021 to 2047
Industrial_WA - Industrial_Existing_Space Heating_Natural Gas_Boiler_E6_Baseline Forecast | Industrial | WA - Industrial | Existing | Space Heating | Natural Gas | Boiler | E6 |  | Baseline Forecast | bar: 2021 to 2047
Industrial_WA - Industrial_Existing_Space Heating_Natural Gas_Boiler_E7_Baseline Forecast | Industrial | WA - Industrial | Existing | Space Heating | Natural Gas | Boiler | E7 |  | Baseline Forecast | bar: 2021 to 2047
Industrial_WA - Industrial_Existing_Space Heating_Natural Gas_Boiler_E8_Baseline Forecast | Industrial | WA - Industrial | Existing | Space Heating | Natural Gas | Boiler | E8 |  | Baseline Forecast | bar: 2021 to 2047
Industrial_WA - Industrial_Existing_Space Heating_Natural Gas_Boiler_E9_Baseline Forecast | Industrial | WA - Industrial | Existing | Space Heating | Natural Gas | Boiler | E9 |  | Baseline Forecast | bar: 2021 to 2047
Industrial_WA - Industrial_Existing_Space Heating_Natural Gas_Boiler_E10_Baseline Forecast | Industrial | WA - Industrial | Existing | Space Heating | Natural Gas | Boiler | E10 |  | Baseline Forecast | bar: 2021 to 2047
Industrial_WA - Industrial_Existing_Space Heating_Natural Gas_Unit Heater_E1_Baseline Forecast | Industrial | WA - Industrial | Existing | Space Heating | Natural Gas | Unit Heater | E1 | Standard | Baseline Forecast | 100% | 100% | 100% | 100% | 100% | 100% | 100% | 100% | 100% | 100% | 100% | 100% | 100% | 100% | 100% | 100% | 100% | 100% | 100% | 100% | 100% | 100% | 100% | 100% | 100% | 100% | 100%
Industrial_WA - Industrial_Existing_Space Heating_Natural Gas_Unit Heater_E2_Baseline Forecast | Industrial | WA - Industrial | Existing | Space Heating | Natural Gas | Unit Heater | E2 | Condensing | Baseline Forecast | bar: 2021 to 2047
Industrial_WA - Industrial_Existing_Space Heating_Natural Gas_Unit Heater_E3_Baseline Forecast | Industrial | WA - Industrial | Existing | Space Heating | Natural Gas | Unit Heater | E3 | Infrared Radiant | Baseline Forecast | bar: 2021 to 2047
Industrial_WA - Industrial_Existing_Space Heating_Natural Gas_Unit Heater_E4_Baseline Forecast | Industrial | WA - Industrial | Existing | Space Heating | Natural Gas | Unit Heater | E4 |  | Baseline Forecast | bar: 2021 to 2047
Industrial_WA - Industrial_Existing_Space Heating_Natural Gas_Unit Heater_E5_Baseline Forecast | Industrial | WA - Industrial | Existing | Space Heating | Natural Gas | Unit Heater | E5 |  | Baseline Forecast | bar: 2021 to 2047
Industrial_WA - Industrial_Existing_Space Heating_Natural Gas_Unit Heater_E6_Baseline Forecast | Industrial | WA - Industrial | Existing | Space Heating | Natural Gas | Unit Heater | E6 |  | Baseline Forecast | bar: 2021 to 2047
Industrial_WA - Industrial_Existing_Space Heating_Natural Gas_Unit Heater_E7_Baseline Forecast | Industrial | WA - Industrial | Existing | Space Heating | Natural Gas | Unit Heater | E7 |  | Baseline Forecast | bar: 2021 to 2047
Industrial_WA - Industrial_Existing_Space Heating_Natural Gas_Unit Heater_E8_Baseline Forecast | Industrial | WA - Industrial | Existing | Space Heating | Natural Gas | Unit Heater | E8 |  | Baseline Forecast | bar: 2021 to 2047
Industrial_WA - Industrial_Existing_Space Heating_Natural Gas_Unit Heater_E9_Baseline Forecast | Industrial | WA - Industrial | Existing | Space Heating | Natural Gas | Unit Heater | E9 |  | Baseline Forecast | bar: 2021 to 2047
Industrial_WA - Industrial_Existing_Space Heating_Natural Gas_Unit Heater_E10_Baseline Forecast | Industrial | WA - Industrial | Existing | Space Heating | Natural Gas | Unit Heater | E10 |  | Baseline Forecast | bar: 2021 to 2047
Industrial_WA - Industrial_Existing_Process_Natural Gas_Process Boiler_E1_Baseline Forecast | Industrial | WA - Industrial | Existing | Process | Natural Gas | Process Boiler | E1 | Standard | Baseline Forecast | 100% | 100% | 100% | 100% | 100% | 100% | 100% | 100% | 100% | 100% | 100% | 100% | 100% | 100% | 100% | 100% | 100% | 100% | 100% | 100% | 100% | 100% | 100% | 100% | 100% | 100% | 100%
Industrial_WA - Industrial_Existing_Process_Natural Gas_Process Boiler_E2_Baseline Forecast | Industrial | WA - Industrial | Existing | Process | Natural Gas | Process Boiler | E2 |  | Baseline Forecast | bar: 2021 to 2047
Industrial_WA - Industrial_Existing_Process_Natural Gas_Process Boiler_E3_Baseline Forecast | Industrial | WA - Industrial | Existing | Process | Natural Gas | Process Boiler | E3 |  | Baseline Forecast | bar: 2021 to 2047
Industrial_WA - Industrial_Existing_Process_Natural Gas_Process Boiler_E4_Baseline Forecast | Industrial | WA - Industrial | Existing | Process | Natural Gas | Process Boiler | E4 |  | Baseline Forecast | bar: 2021 to 2047
Industrial_WA - Industrial_Existing_Process_Natural Gas_Process Boiler_E5_Baseline Forecast | Industrial | WA - Industrial | Existing | Process | Natural Gas | Process Boiler | E5 |  | Baseline Forecast | bar: 2021 to 2047
Industrial_WA - Industrial_Existing_Process_Natural Gas_Process Boiler_E6_Baseline Forecast | Industrial | WA - Industrial | Existing | Process | Natural Gas | Process Boiler | E6 |  | Baseline Forecast | bar: 2021 to 2047
Industrial_WA - Industrial_Existing_Process_Natural Gas_Process Boiler_E7_Baseline Forecast | Industrial | WA - Industrial | Existing | Process | Natural Gas | Process Boiler | E7 |  | Baseline Forecast | bar: 2021 to 2047
Industrial_WA - Industrial_Existing_Process_Natural Gas_Process Boiler_E8_Baseline Forecast | Industrial | WA - Industrial | Existing | Process | Natural Gas | Process Boiler | E8 |  | Baseline Forecast | bar: 2021 to 2047
Industrial_WA - Industrial_Existing_Process_Natural Gas_Process Boiler_E9_Baseline Forecast | Industrial | WA - Industrial | Existing | Process | Natural Gas | Process Boiler | E9 |  | Baseline Forecast | bar: 2021 to 2047
Industrial_WA - Industrial_Existing_Process_Natural Gas_Process Boiler_E10_Baseline Forecast | Industrial | WA - Industrial | Existing | Process | Natural Gas | Process Boiler | E10 |  | Baseline Forecast | bar: 2021 to 2047
Industrial_WA - Industrial_Existing_Process_Natural Gas_Process Heating_E1_Baseline Forecast | Industrial | WA - Industrial | Existing | Process | Natural Gas | Process Heating | E1 | Standard | Baseline Forecast | 100% | 100% | 100% | 100% | 100% | 100% | 100% | 100% | 100% | 100% | 100% | 100% | 100% | 100% | 100% | 100% | 100% | 100% | 100% | 100% | 100% | 100% | 100% | 100% | 100% | 100% | 100%
Industrial_WA - Industrial_Existing_Process_Natural Gas_Process Heating_E2_Baseline Forecast | Industrial | WA - Industrial | Existing | Process | Natural Gas | Process Heating | E2 |  | Baseline Forecast | bar: 2021 to 2047
Industrial_WA - Industrial_Existing_Process_Natural Gas_Process Heating_E3_Baseline Forecast | Industrial | WA - Industrial | Existing | Process | Natural Gas | Process Heating | E3 |  | Baseline Forecast | bar: 2021 to 2047
Industrial_WA - Industrial_Existing_Process_Natural Gas_Process Heating_E4_Baseline Forecast | Industrial | WA - Industrial | Existing | Process | Natural Gas | Process Heating | E4 |  | Baseline Forecast | bar: 2021 to 2047
Industrial_WA - Industrial_Existing_Process_Natural Gas_Process Heating_E5_Baseline Forecast | Industrial | WA - Industrial | Existing | Process | Natural Gas | Process Heating | E5 |  | Baseline Forecast | bar: 2021 to 2047
Industrial_WA - Industrial_Existing_Process_Natural Gas_Process Heating_E6_Baseline Forecast | Industrial | WA - Industrial | Existing | Process | Natural Gas | Process Heating | E6 |  | Baseline Forecast | bar: 2021 to 2047
Industrial_WA - Industrial_Existing_Process_Natural Gas_Process Heating_E7_Baseline Forecast | Industrial | WA - Industrial | Existing | Process | Natural Gas | Process Heating | E7 |  | Baseline Forecast | bar: 2021 to 2047
Industrial_WA - Industrial_Existing_Process_Natural Gas_Process Heating_E8_Baseline Forecast | Industrial | WA - Industrial | Existing | Process | Natural Gas | Process Heating | E8 |  | Baseline Forecast | bar: 2021 to 2047
Industrial_WA - Industrial_Existing_Process_Natural Gas_Process Heating_E9_Baseline Forecast | Industrial | WA - Industrial | Existing | Process | Natural Gas | Process Heating | E9 |  | Baseline Forecast | bar: 2021 to 2047
Industrial_WA - Industrial_Existing_Process_Natural Gas_Process Heating_E10_Baseline Forecast | Industrial | WA - Industrial | Existing | Process | Natural Gas | Process Heating | E10 |  | Baseline Forecast | bar: 2021 to 2047
Industrial_WA - Industrial_Existing_Process_Natural Gas_Process Cooling_E1_Baseline Forecast | Industrial | WA - Industrial | Existing | Process | Natural Gas | Process Cooling | E1 | Standard | Baseline Forecast | 100% | 100% | 100% | 100% | 100% | 100% | 100% | 100% | 100% | 100% | 100% | 100% | 100% | 100% | 100% | 100% | 100% | 100% | 100% | 100% | 100% | 100% | 100% | 100% | 100% | 100% | 100%
Industrial_WA - Industrial_Existing_Process_Natural Gas_Process Cooling_E2_Baseline Forecast | Industrial | WA - Industrial | Existing | Process | Natural Gas | Process Cooling | E2 |  | Baseline Forecast | bar: 2021 to 2047
Industrial_WA - Industrial_Existing_Process_Natural Gas_Process Cooling_E3_Baseline Forecast | Industrial | WA - Industrial | Existing | Process | Natural Gas | Process Cooling | E3 |  | Baseline Forecast | bar: 2021 to 2047
Industrial_WA - Industrial_Existing_Process_Natural Gas_Process Cooling_E4_Baseline Forecast | Industrial | WA - Industrial | Existing | Process | Natural Gas | Process Cooling | E4 |  | Baseline Forecast | bar: 2021 to 2047
Industrial_WA - Industrial_Existing_Process_Natural Gas_Process Cooling_E5_Baseline Forecast | Industrial | WA - Industrial | Existing | Process | Natural Gas | Process Cooling | E5 |  | Baseline Forecast | bar: 2021 to 2047
Industrial_WA - Industrial_Existing_Process_Natural Gas_Process Cooling_E6_Baseline Forecast | Industrial | WA - Industrial | Existing | Process | Natural Gas | Process Cooling | E6 |  | Baseline Forecast | bar: 2021 to 2047
Industrial_WA - Industrial_Existing_Process_Natural Gas_Process Cooling_E7_Baseline Forecast | Industrial | WA - Industrial | Existing | Process | Natural Gas | Process Cooling | E7 |  | Baseline Forecast | bar: 2021 to 2047
Industrial_WA - Industrial_Existing_Process_Natural Gas_Process Cooling_E8_Baseline Forecast | Industrial | WA - Industrial | Existing | Process | Natural Gas | Process Cooling | E8 |  | Baseline Forecast | bar: 2021 to 2047
Industrial_WA - Industrial_Existing_Process_Natural Gas_Process Cooling_E9_Baseline Forecast | Industrial | WA - Industrial | Existing | Process | Natural Gas | Process Cooling | E9 |  | Baseline Forecast | bar: 2021 to 2047
Industrial_WA - Industrial_Existing_Process_Natural Gas_Process Cooling_E10_Baseline Forecast | Industrial | WA - Industrial | Existing | Process | Natural Gas | Process Cooling | E10 |  | Baseline Forecast | bar: 2021 to 2047
Industrial_WA - Industrial_Existing_Process_Natural Gas_Other Process_E1_Baseline Forecast | Industrial | WA - Industrial | Existing | Process | Natural Gas | Other Process | E1 | Standard | Baseline Forecast | 100% | 100% | 100% | 100% | 100% | 100% | 100% | 100% | 100% | 100% | 100% | 100% | 100% | 100% | 100% | 100% | 100% | 100% | 100% | 100% | 100% | 100% | 100% | 100% | 100% | 100% | 100%
Industrial_WA - Industrial_Existing_Process_Natural Gas_Other Process_E2_Baseline Forecast | Industrial | WA - Industrial | Existing | Process | Natural Gas | Other Process | E2 |  | Baseline Forecast | bar: 2021 to 2047
Industrial_WA - Industrial_Existing_Process_Natural Gas_Other Process_E3_Baseline Forecast | Industrial | WA - Industrial | Existing | Process | Natural Gas | Other Process | E3 |  | Baseline Forecast | bar: 2021 to 2047
Industrial_WA - Industrial_Existing_Process_Natural Gas_Other Process_E4_Baseline Forecast | Industrial | WA - Industrial | Existing | Process | Natural Gas | Other Process | E4 |  | Baseline Forecast | bar: 2021 to 2047
Industrial_WA - Industrial_Existing_Process_Natural Gas_Other Process_E5_Baseline Forecast | Industrial | WA - Industrial | Existing | Process | Natural Gas | Other Process | E5 |  | Baseline Forecast | bar: 2021 to 2047
Industrial_WA - Industrial_Existing_Process_Natural Gas_Other Process_E6_Baseline Forecast | Industrial | WA - Industrial | Existing | Process | Natural Gas | Other Process | E6 |  | Baseline Forecast | bar: 2021 to 2047
Industrial_WA - Industrial_Existing_Process_Natural Gas_Other Process_E7_Baseline Forecast | Industrial | WA - Industrial | Existing | Process | Natural Gas | Other Process | E7 |  | Baseline Forecast | bar: 2021 to 2047
Industrial_WA - Industrial_Existing_Process_Natural Gas_Other Process_E8_Baseline Forecast | Industrial | WA - Industrial | Existing | Process | Natural Gas | Other Process | E8 |  | Baseline Forecast | bar: 2021 to 2047
Industrial_WA - Industrial_Existing_Process_Natural Gas_Other Process_E9_Baseline Forecast | Industrial | WA - Industrial | Existing | Process | Natural Gas | Other Process | E9 |  | Baseline Forecast | bar: 2021 to 2047
Industrial_WA - Industrial_Existing_Process_Natural Gas_Other Process_E10_Baseline Forecast | Industrial | WA - Industrial | Existing | Process | Natural Gas | Other Process | E10 |  | Baseline Forecast | bar: 2021 to 2047
Industrial_WA - Industrial_Existing_Miscellaneous_Natural Gas_Miscellaneous_E1_Baseline Forecast | Industrial | WA - Industrial | Existing | Miscellaneous | Natural Gas | Miscellaneous | E1 | Standard | Baseline Forecast | 100% | 100% | 100% | 100% | 100% | 100% | 100% | 100% | 100% | 100% | 100% | 100% | 100% | 100% | 100% | 100% | 100% | 100% | 100% | 100% | 100% | 100% | 100% | 100% | 100% | 100% | 100%
Industrial_WA - Industrial_Existing_Miscellaneous_Natural Gas_Miscellaneous_E2_Baseline Forecast | Industrial | WA - Industrial | Existing | Miscellaneous | Natural Gas | Miscellaneous | E2 |  | Baseline Forecast | bar: 2021 to 2047
Industrial_WA - Industrial_Existing_Miscellaneous_Natural Gas_Miscellaneous_E3_Baseline Forecast | Industrial | WA - Industrial | Existing | Miscellaneous | Natural Gas | Miscellaneous | E3 |  | Baseline Forecast | bar: 2021 to 2047
Industrial_WA - Industrial_Existing_Miscellaneous_Natural Gas_Miscellaneous_E4_Baseline Forecast | Industrial | WA - Industrial | Existing | Miscellaneous | Natural Gas | Miscellaneous | E4 |  | Baseline Forecast | bar: 2021 to 2047
Industrial_WA - Industrial_Existing_Miscellaneous_Natural Gas_Miscellaneous_E5_Baseline Forecast | Industrial | WA - Industrial | Existing | Miscellaneous | Natural Gas | Miscellaneous | E5 |  | Baseline Forecast | bar: 2021 to 2047
Industrial_WA - Industrial_Existing_Miscellaneous_Natural Gas_Miscellaneous_E6_Baseline Forecast | Industrial | WA - Industrial | Existing | Miscellaneous | Natural Gas | Miscellaneous | E6 |  | Baseline Forecast | bar: 2021 to 2047
Industrial_WA - Industrial_Existing_Miscellaneous_Natural Gas_Miscellaneous_E7_Baseline Forecast | Industrial | WA - Industrial | Existing | Miscellaneous | Natural Gas | Miscellaneous | E7 |  | Baseline Forecast | bar: 2021 to 2047
Industrial_WA - Industrial_Existing_Miscellaneous_Natural Gas_Miscellaneous_E8_Baseline Forecast | Industrial | WA - Industrial | Existing | Miscellaneous | Natural Gas | Miscellaneous | E8 |  | Baseline Forecast | bar: 2021 to 2047
Industrial_WA - Industrial_Existing_Miscellaneous_Natural Gas_Miscellaneous_E9_Baseline Forecast | Industrial | WA - Industrial | Existing | Miscellaneous | Natural Gas | Miscellaneous | E9 |  | Baseline Forecast | bar: 2021 to 2047
Industrial_WA - Industrial_Existing_Miscellaneous_Natural Gas_Miscellaneous_E10_Baseline Forecast | Industrial | WA - Industrial | Existing | Miscellaneous | Natural Gas | Miscellaneous | E10 |  | Baseline Forecast | bar: 2021 to 2047
Industrial_WA - Industrial_New_Space Heating_Natural Gas_Furnace_E1_Baseline Forecast | Industrial | WA - Industrial | New | Space Heating | Natural Gas | Furnace | E1 | AFUE 80% (Standard) | Baseline Forecast | 100% | 100% | 100% | 0% | 0% | 0% | 0% | 0% | 0% | 0% | 0% | 0% | 0% | 0% | 0% | 0% | 0% | 0% | 0% | 0% | 0% | 0% | 0% | 0% | 0% | 0% | 0%
Industrial_WA - Industrial_New_Space Heating_Natural Gas_Furnace_E2_Baseline Forecast | Industrial | WA - Industrial | New | Space Heating | Natural Gas | Furnace | E2 | AFUE 90% | Baseline Forecast | 0% | 0% | 0% | 100% | 100% | 100% | 100% | 100% | 100% | 100% | 100% | 100% | 100% | 100% | 100% | 100% | 100% | 100% | 100% | 100% | 100% | 100% | 100% | 100% | 100% | 100% | 100%
Industrial_WA - Industrial_New_Space Heating_Natural Gas_Furnace_E3_Baseline Forecast | Industrial | WA - Industrial | New | Space Heating | Natural Gas | Furnace | E3 | AFUE 96% | Baseline Forecast | bar: 2021 to 2047
Industrial_WA - Industrial_New_Space Heating_Natural Gas_Furnace_E4_Baseline Forecast | Industrial | WA - Industrial | New | Space Heating | Natural Gas | Furnace | E4 |  | Baseline Forecast | bar: 2021 to 2047
Industrial_WA - Industrial_New_Space Heating_Natural Gas_Furnace_E5_Baseline Forecast | Industrial | WA - Industrial | New | Space Heating | Natural Gas | Furnace | E5 |  | Baseline Forecast | bar: 2021 to 2047
Industrial_WA - Industrial_New_Space Heating_Natural Gas_Furnace_E6_Baseline Forecast | Industrial | WA - Industrial | New | Space Heating | Natural Gas | Furnace | E6 |  | Baseline Forecast | bar: 2021 to 2047
Industrial_WA - Industrial_New_Space Heating_Natural Gas_Furnace_E7_Baseline Forecast | Industrial | WA - Industrial | New | Space Heating | Natural Gas | Furnace | E7 |  | Baseline Forecast | bar: 2021 to 2047
Industrial_WA - Industrial_New_Space Heating_Natural Gas_Furnace_E8_Baseline Forecast | Industrial | WA - Industrial | New | Space Heating | Natural Gas | Furnace | E8 |  | Baseline Forecast | bar: 2021 to 2047
Industrial_WA - Industrial_New_Space Heating_Natural Gas_Furnace_E9_Baseline Forecast | Industrial | WA - Industrial | New | Space Heating | Natural Gas | Furnace | E9 |  | Baseline Forecast | bar: 2021 to 2047
Industrial_WA - Industrial_New_Space Heating_Natural Gas_Furnace_E10_Baseline Forecast | Industrial | WA - Industrial | New | Space Heating | Natural Gas | Furnace | E10 |  | Baseline Forecast | bar: 2021 to 2047
Industrial_WA - Industrial_New_Space Heating_Natural Gas_Boiler_E1_Baseline Forecast | Industrial | WA - Industrial | New | Space Heating | Natural Gas | Boiler | E1 | AFUE 80% (Standard) | Baseline Forecast | 100% | 100% | 100% | 100% | 100% | 100% | 100% | 100% | 100% | 100% | 100% | 100% | 100% | 100% | 100% | 100% | 100% | 100% | 100% | 100% | 100% | 100% | 100% | 100% | 100% | 100% | 100%
Industrial_WA - Industrial_New_Space Heating_Natural Gas_Boiler_E2_Baseline Forecast | Industrial | WA - Industrial | New | Space Heating | Natural Gas | Boiler | E2 | AFUE 85% | Baseline Forecast | bar: 2021 to 2047
Industrial_WA - Industrial_New_Space Heating_Natural Gas_Boiler_E3_Baseline Forecast | Industrial | WA - Industrial | New | Space Heating | Natural Gas | Boiler | E3 | AFUE 97% | Baseline Forecast | bar: 2021 to 2047
Industrial_WA - Industrial_New_Space Heating_Natural Gas_Boiler_E4_Baseline Forecast | Industrial | WA - Industrial | New | Space Heating | Natural Gas | Boiler | E4 | Convert to NG Air Source Heat Pump | Baseline Forecast | bar: 2021 to 2047
Industrial_WA - Industrial_New_Space Heating_Natural Gas_Boiler_E5_Baseline Forecast | Industrial | WA - Industrial | New | Space Heating | Natural Gas | Boiler | E5 |  | Baseline Forecast | bar: 2021 to 2047
Industrial_WA - Industrial_New_Space Heating_Natural Gas_Boiler_E6_Baseline Forecast | Industrial | WA - Industrial | New | Space Heating | Natural Gas | Boiler | E6 |  | Baseline Forecast | bar: 2021 to 2047
Industrial_WA - Industrial_New_Space Heating_Natural Gas_Boiler_E7_Baseline Forecast | Industrial | WA - Industrial | New | Space Heating | Natural Gas | Boiler | E7 |  | Baseline Forecast | bar: 2021 to 2047
Industrial_WA - Industrial_New_Space Heating_Natural Gas_Boiler_E8_Baseline Forecast | Industrial | WA - Industrial | New | Space Heating | Natural Gas | Boiler | E8 |  | Baseline Forecast | bar: 2021 to 2047
Industrial_WA - Industrial_New_Space Heating_Natural Gas_Boiler_E9_Baseline Forecast | Industrial | WA - Industrial | New | Space Heating | Natural Gas | Boiler | E9 |  | Baseline Forecast | bar: 2021 to 2047
Industrial_WA - Industrial_New_Space Heating_Natural Gas_Boiler_E10_Baseline Forecast | Industrial | WA - Industrial | New | Space Heating | Natural Gas | Boiler | E10 |  | Baseline Forecast | bar: 2021 to 2047
Industrial_WA - Industrial_New_Space Heating_Natural Gas_Unit Heater_E1_Baseline Forecast | Industrial | WA - Industrial | New | Space Heating | Natural Gas | Unit Heater | E1 | Standard | Baseline Forecast | 100% | 100% | 100% | 100% | 100% | 100% | 100% | 100% | 100% | 100% | 100% | 100% | 100% | 100% | 100% | 100% | 100% | 100% | 100% | 100% | 100% | 100% | 100% | 100% | 100% | 100% | 100%
Industrial_WA - Industrial_New_Space Heating_Natural Gas_Unit Heater_E2_Baseline Forecast | Industrial | WA - Industrial | New | Space Heating | Natural Gas | Unit Heater | E2 | Condensing | Baseline Forecast | bar: 2021 to 2047
Industrial_WA - Industrial_New_Space Heating_Natural Gas_Unit Heater_E3_Baseline Forecast | Industrial | WA - Industrial | New | Space Heating | Natural Gas | Unit Heater | E3 | Infrared Radiant | Baseline Forecast | bar: 2021 to 2047
Industrial_WA - Industrial_New_Space Heating_Natural Gas_Unit Heater_E4_Baseline Forecast | Industrial | WA - Industrial | New | Space Heating | Natural Gas | Unit Heater | E4 |  | Baseline Forecast | bar: 2021 to 2047
Industrial_WA - Industrial_New_Space Heating_Natural Gas_Unit Heater_E5_Baseline Forecast | Industrial | WA - Industrial | New | Space Heating | Natural Gas | Unit Heater | E5 |  | Baseline Forecast | bar: 2021 to 2047
Industrial_WA - Industrial_New_Space Heating_Natural Gas_Unit Heater_E6_Baseline Forecast | Industrial | WA - Industrial | New | Space Heating | Natural Gas | Unit Heater | E6 |  | Baseline Forecast | bar: 2021 to 2047
Industrial_WA - Industrial_New_Space Heating_Natural Gas_Unit Heater_E7_Baseline Forecast | Industrial | WA - Industrial | New | Space Heating | Natural Gas | Unit Heater | E7 |  | Baseline Forecast | bar: 2021 to 2047
Industrial_WA - Industrial_New_Space Heating_Natural Gas_Unit Heater_E8_Baseline Forecast | Industrial | WA - Industrial | New | Space Heating | Natural Gas | Unit Heater | E8 |  | Baseline Forecast | bar: 2021 to 2047
Industrial_WA - Industrial_New_Space Heating_Natural Gas_Unit Heater_E9_Baseline Forecast | Industrial | WA - Industrial | New | Space Heating | Natural Gas | Unit Heater | E9 |  | Baseline Forecast | bar: 2021 to 2047
Industrial_WA - Industrial_New_Space Heating_Natural Gas_Unit Heater_E10_Baseline Forecast | Industrial | WA - Industrial | New | Space Heating | Natural Gas | Unit Heater | E10 |  | Baseline Forecast | bar: 2021 to 2047
Industrial_WA - Industrial_New_Process_Natural Gas_Process Boiler_E1_Baseline Forecast | Industrial | WA - Industrial | New | Process | Natural Gas | Process Boiler | E1 | Standard | Baseline Forecast | 100% | 100% | 100% | 100% | 100% | 100% | 100% | 100% | 100% | 100% | 100% | 100% | 100% | 100% | 100% | 100% | 100% | 100% | 100% | 100% | 100% | 100% | 100% | 100% | 100% | 100% | 100%
Industrial_WA - Industrial_New_Process_Natural Gas_Process Boiler_E2_Baseline Forecast | Industrial | WA - Industrial | New | Process | Natural Gas | Process Boiler | E2 |  | Baseline Forecast | bar: 2021 to 2047
Industrial_WA - Industrial_New_Process_Natural Gas_Process Boiler_E3_Baseline Forecast | Industrial | WA - Industrial | New | Process | Natural Gas | Process Boiler | E3 |  | Baseline Forecast | bar: 2021 to 2047
Industrial_WA - Industrial_New_Process_Natural Gas_Process Boiler_E4_Baseline Forecast | Industrial | WA - Industrial | New | Process | Natural Gas | Process Boiler | E4 |  | Baseline Forecast | bar: 2021 to 2047
Industrial_WA - Industrial_New_Process_Natural Gas_Process Boiler_E5_Baseline Forecast | Industrial | WA - Industrial | New | Process | Natural Gas | Process Boiler | E5 |  | Baseline Forecast | bar: 2021 to 2047
Industrial_WA - Industrial_New_Process_Natural Gas_Process Boiler_E6_Baseline Forecast | Industrial | WA - Industrial | New | Process | Natural Gas | Process Boiler | E6 |  | Baseline Forecast | bar: 2021 to 2047
Industrial_WA - Industrial_New_Process_Natural Gas_Process Boiler_E7_Baseline Forecast | Industrial | WA - Industrial | New | Process | Natural Gas | Process Boiler | E7 |  | Baseline Forecast | bar: 2021 to 2047
Industrial_WA - Industrial_New_Process_Natural Gas_Process Boiler_E8_Baseline Forecast | Industrial | WA - Industrial | New | Process | Natural Gas | Process Boiler | E8 |  | Baseline Forecast | bar: 2021 to 2047
Industrial_WA - Industrial_New_Process_Natural Gas_Process Boiler_E9_Baseline Forecast | Industrial | WA - Industrial | New | Process | Natural Gas | Process Boiler | E9 |  | Baseline Forecast | bar: 2021 to 2047
Industrial_WA - Industrial_New_Process_Natural Gas_Process Boiler_E10_Baseline Forecast | Industrial | WA - Industrial | New | Process | Natural Gas | Process Boiler | E10 |  | Baseline Forecast | bar: 2021 to 2047
Industrial_WA - Industrial_New_Process_Natural Gas_Process Heating_E1_Baseline Forecast | Industrial | WA - Industrial | New | Process | Natural Gas | Process Heating | E1 | Standard | Baseline Forecast | 100% | 100% | 100% | 100% | 100% | 100% | 100% | 100% | 100% | 100% | 100% | 100% | 100% | 100% | 100% | 100% | 100% | 100% | 100% | 100% | 100% | 100% | 100% | 100% | 100% | 100% | 100%
Industrial_WA - Industrial_New_Process_Natural Gas_Process Heating_E2_Baseline Forecast | Industrial | WA - Industrial | New | Process | Natural Gas | Process Heating | E2 |  | Baseline Forecast | bar: 2021 to 2047
Industrial_WA - Industrial_New_Process_Natural Gas_Process Heating_E3_Baseline Forecast | Industrial | WA - Industrial | New | Process | Natural Gas | Process Heating | E3 |  | Baseline Forecast | bar: 2021 to 2047
Industrial_WA - Industrial_New_Process_Natural Gas_Process Heating_E4_Baseline Forecast | Industrial | WA - Industrial | New | Process | Natural Gas | Process Heating | E4 |  | Baseline Forecast | bar: 2021 to 2047
Industrial_WA - Industrial_New_Process_Natural Gas_Process Heating_E5_Baseline Forecast | Industrial | WA - Industrial | New | Process | Natural Gas | Process Heating | E5 |  | Baseline Forecast | bar: 2021 to 2047
Industrial_WA - Industrial_New_Process_Natural Gas_Process Heating_E6_Baseline Forecast | Industrial | WA - Industrial | New | Process | Natural Gas | Process Heating | E6 |  | Baseline Forecast | bar: 2021 to 2047
Industrial_WA - Industrial_New_Process_Natural Gas_Process Heating_E7_Baseline Forecast | Industrial | WA - Industrial | New | Process | Natural Gas | Process Heating | E7 |  | Baseline Forecast | bar: 2021 to 2047
Industrial_WA - Industrial_New_Process_Natural Gas_Process Heating_E8_Baseline Forecast | Industrial | WA - Industrial | New | Process | Natural Gas | Process Heating | E8 |  | Baseline Forecast | bar: 2021 to 2047
Industrial_WA - Industrial_New_Process_Natural Gas_Process Heating_E9_Baseline Forecast | Industrial | WA - Industrial | New | Process | Natural Gas | Process Heating | E9 |  | Baseline Forecast | bar: 2021 to 2047
Industrial_WA - Industrial_New_Process_Natural Gas_Process Heating_E10_Baseline Forecast | Industrial | WA - Industrial | New | Process | Natural Gas | Process Heating | E10 |  | Baseline Forecast | bar: 2021 to 2047
Industrial_WA - Industrial_New_Process_Natural Gas_Process Cooling_E1_Baseline Forecast | Industrial | WA - Industrial | New | Process | Natural Gas | Process Cooling | E1 | Standard | Baseline Forecast | 100% | 100% | 100% | 100% | 100% | 100% | 100% | 100% | 100% | 100% | 100% | 100% | 100% | 100% | 100% | 100% | 100% | 100% | 100% | 100% | 100% | 100% | 100% | 100% | 100% | 100% | 100%
Industrial_WA - Industrial_New_Process_Natural Gas_Process Cooling_E2_Baseline Forecast | Industrial | WA - Industrial | New | Process | Natural Gas | Process Cooling | E2 |  | Baseline Forecast | bar: 2021 to 2047
Industrial_WA - Industrial_New_Process_Natural Gas_Process Cooling_E3_Baseline Forecast | Industrial | WA - Industrial | New | Process | Natural Gas | Process Cooling | E3 |  | Baseline Forecast | bar: 2021 to 2047
Industrial_WA - Industrial_New_Process_Natural Gas_Process Cooling_E4_Baseline Forecast | Industrial | WA - Industrial | New | Process | Natural Gas | Process Cooling | E4 |  | Baseline Forecast | bar: 2021 to 2047
Industrial_WA - Industrial_New_Process_Natural Gas_Process Cooling_E5_Baseline Forecast | Industrial | WA - Industrial | New | Process | Natural Gas | Process Cooling | E5 |  | Baseline Forecast | bar: 2021 to 2047
Industrial_WA - Industrial_New_Process_Natural Gas_Process Cooling_E6_Baseline Forecast | Industrial | WA - Industrial | New | Process | Natural Gas | Process Cooling | E6 |  | Baseline Forecast | bar: 2021 to 2047
Industrial_WA - Industrial_New_Process_Natural Gas_Process Cooling_E7_Baseline Forecast | Industrial | WA - Industrial | New | Process | Natural Gas | Process Cooling | E7 |  | Baseline Forecast | bar: 2021 to 2047
Industrial_WA - Industrial_New_Process_Natural Gas_Process Cooling_E8_Baseline Forecast | Industrial | WA - Industrial | New | Process | Natural Gas | Process Cooling | E8 |  | Baseline Forecast | bar: 2021 to 2047
Industrial_WA - Industrial_New_Process_Natural Gas_Process Cooling_E9_Baseline Forecast | Industrial | WA - Industrial | New | Process | Natural Gas | Process Cooling | E9 |  | Baseline Forecast | bar: 2021 to 2047
Industrial_WA - Industrial_New_Process_Natural Gas_Process Cooling_E10_Baseline Forecast | Industrial | WA - Industrial | New | Process | Natural Gas | Process Cooling | E10 |  | Baseline Forecast | bar: 2021 to 2047
Industrial_WA - Industrial_New_Process_Natural Gas_Other Process_E1_Baseline Forecast | Industrial | WA - Industrial | New | Process | Natural Gas | Other Process | E1 | Standard | Baseline Forecast | 100% | 100% | 100% | 100% | 100% | 100% | 100% | 100% | 100% | 100% | 100% | 100% | 100% | 100% | 100% | 100% | 100% | 100% | 100% | 100% | 100% | 100% | 100% | 100% | 100% | 100% | 100%
Industrial_WA - Industrial_New_Process_Natural Gas_Other Process_E2_Baseline Forecast | Industrial | WA - Industrial | New | Process | Natural Gas | Other Process | E2 |  | Baseline Forecast | bar: 2021 to 2047
Industrial_WA - Industrial_New_Process_Natural Gas_Other Process_E3_Baseline Forecast | Industrial | WA - Industrial | New | Process | Natural Gas | Other Process | E3 |  | Baseline Forecast | bar: 2021 to 2047
Industrial_WA - Industrial_New_Process_Natural Gas_Other Process_E4_Baseline Forecast | Industrial | WA - Industrial | New | Process | Natural Gas | Other Process | E4 |  | Baseline Forecast | bar: 2021 to 2047
Industrial_WA - Industrial_New_Process_Natural Gas_Other Process_E5_Baseline Forecast | Industrial | WA - Industrial | New | Process | Natural Gas | Other Process | E5 |  | Baseline Forecast | bar: 2021 to 2047
Industrial_WA - Industrial_New_Process_Natural Gas_Other Process_E6_Baseline Forecast | Industrial | WA - Industrial | New | Process | Natural Gas | Other Process | E6 |  | Baseline Forecast | bar: 2021 to 2047
Industrial_WA - Industrial_New_Process_Natural Gas_Other Process_E7_Baseline Forecast | Industrial | WA - Industrial | New | Process | Natural Gas | Other Process | E7 |  | Baseline Forecast | bar: 2021 to 2047
Industrial_WA - Industrial_New_Process_Natural Gas_Other Process_E8_Baseline Forecast | Industrial | WA - Industrial | New | Process | Natural Gas | Other Process | E8 |  | Baseline Forecast | bar: 2021 to 2047
Industrial_WA - Industrial_New_Process_Natural Gas_Other Process_E9_Baseline Forecast | Industrial | WA - Industrial | New | Process | Natural Gas | Other Process | E9 |  | Baseline Forecast | bar: 2021 to 2047
Industrial_WA - Industrial_New_Process_Natural Gas_Other Process_E10_Baseline Forecast | Industrial | WA - Industrial | New | Process | Natural Gas | Other Process | E10 |  | Baseline Forecast | bar: 2021 to 2047
Industrial_WA - Industrial_New_Miscellaneous_Natural Gas_Miscellaneous_E1_Baseline Forecast | Industrial | WA - Industrial | New | Miscellaneous | Natural Gas | Miscellaneous | E1 | Standard | Baseline Forecast | 100% | 100% | 100% | 100% | 100% | 100% | 100% | 100% | 100% | 100% | 100% | 100% | 100% | 100% | 100% | 100% | 100% | 100% | 100% | 100% | 100% | 100% | 100% | 100% | 100% | 100% | 100%
Industrial_WA - Industrial_New_Miscellaneous_Natural Gas_Miscellaneous_E2_Baseline Forecast | Industrial | WA - Industrial | New | Miscellaneous | Natural Gas | Miscellaneous | E2 |  | Baseline Forecast | bar: 2021 to 2047
Industrial_WA - Industrial_New_Miscellaneous_Natural Gas_Miscellaneous_E3_Baseline Forecast | Industrial | WA - Industrial | New | Miscellaneous | Natural Gas | Miscellaneous | E3 |  | Baseline Forecast | bar: 2021 to 2047
Industrial_WA - Industrial_New_Miscellaneous_Natural Gas_Miscellaneous_E4_Baseline Forecast | Industrial | WA - Industrial | New | Miscellaneous | Natural Gas | Miscellaneous | E4 |  | Baseline Forecast | bar: 2021 to 2047
Industrial_WA - Industrial_New_Miscellaneous_Natural Gas_Miscellaneous_E5_Baseline Forecast | Industrial | WA - Industrial | New | Miscellaneous | Natural Gas | Miscellaneous | E5 |  | Baseline Forecast | bar: 2021 to 2047
Industrial_WA - Industrial_New_Miscellaneous_Natural Gas_Miscellaneous_E6_Baseline Forecast | Industrial | WA - Industrial | New | Miscellaneous | Natural Gas | Miscellaneous | E6 |  | Baseline Forecast | bar: 2021 to 2047
Industrial_WA - Industrial_New_Miscellaneous_Natural Gas_Miscellaneous_E7_Baseline Forecast | Industrial | WA - Industrial | New | Miscellaneous | Natural Gas | Miscellaneous | E7 |  | Baseline Forecast | bar: 2021 to 2047
Industrial_WA - Industrial_New_Miscellaneous_Natural Gas_Miscellaneous_E8_Baseline Forecast | Industrial | WA - Industrial | New | Miscellaneous | Natural Gas | Miscellaneous | E8 |  | Baseline Forecast | bar: 2021 to 2047
Industrial_WA - Industrial_New_Miscellaneous_Natural Gas_Miscellaneous_E9_Baseline Forecast | Industrial | WA - Industrial | New | Miscellaneous | Natural Gas | Miscellaneous | E9 |  | Baseline Forecast | bar: 2021 to 2047
Industrial_WA - Industrial_New_Miscellaneous_Natural Gas_Miscellaneous_E10_Baseline Forecast | Industrial | WA - Industrial | New | Miscellaneous | Natural Gas | Miscellaneous | E10 |  | Baseline Forecast | bar: 2021 to 2047
Industrial_OR - Industrial_Existing_Space Heating_Natural Gas_Furnace_E1_Baseline Forecast | Industrial | OR - Industrial | Existing | Space Heating | Natural Gas | Furnace | E1 | AFUE 80% (Standard) | Baseline Forecast | 100% | 100% | 100% | 0% | 0% | 0% | 0% | 0% | 0% | 0% | 0% | 0% | 0% | 0% | 0% | 0% | 0% | 0% | 0% | 0% | 0% | 0% | 0% | 0% | 0% | 0% | 0%
Industrial_OR - Industrial_Existing_Space Heating_Natural Gas_Furnace_E2_Baseline Forecast | Industrial | OR - Industrial | Existing | Space Heating | Natural Gas | Furnace | E2 | AFUE 90% | Baseline Forecast | 0% | 0% | 0% | 100% | 100% | 100% | 100% | 100% | 100% | 100% | 100% | 100% | 100% | 100% | 100% | 100% | 100% | 100% | 100% | 100% | 100% | 100% | 100% | 100% | 100% | 100% | 100%
Industrial_OR - Industrial_Existing_Space Heating_Natural Gas_Furnace_E3_Baseline Forecast | Industrial | OR - Industrial | Existing | Space Heating | Natural Gas | Furnace | E3 | AFUE 96% | Baseline Forecast | bar: 2021 to 2047
Industrial_OR - Industrial_Existing_Space Heating_Natural Gas_Furnace_E4_Baseline Forecast | Industrial | OR - Industrial | Existing | Space Heating | Natural Gas | Furnace | E4 |  | Baseline Forecast | bar: 2021 to 2047
Industrial_OR - Industrial_Existing_Space Heating_Natural Gas_Furnace_E5_Baseline Forecast | Industrial | OR - Industrial | Existing | Space Heating | Natural Gas | Furnace | E5 |  | Baseline Forecast | bar: 2021 to 2047
Industrial_OR - Industrial_Existing_Space Heating_Natural Gas_Furnace_E6_Baseline Forecast | Industrial | OR - Industrial | Existing | Space Heating | Natural Gas | Furnace | E6 |  | Baseline Forecast | bar: 2021 to 2047
Industrial_OR - Industrial_Existing_Space Heating_Natural Gas_Furnace_E7_Baseline Forecast | Industrial | OR - Industrial | Existing | Space Heating | Natural Gas | Furnace | E7 |  | Baseline Forecast | bar: 2021 to 2047
Industrial_OR - Industrial_Existing_Space Heating_Natural Gas_Furnace_E8_Baseline Forecast | Industrial | OR - Industrial | Existing | Space Heating | Natural Gas | Furnace | E8 |  | Baseline Forecast | bar: 2021 to 2047
Industrial_OR - Industrial_Existing_Space Heating_Natural Gas_Furnace_E9_Baseline Forecast | Industrial | OR - Industrial | Existing | Space Heating | Natural Gas | Furnace | E9 |  | Baseline Forecast | bar: 2021 to 2047
Industrial_OR - Industrial_Existing_Space Heating_Natural Gas_Furnace_E10_Baseline Forecast | Industrial | OR - Industrial | Existing | Space Heating | Natural Gas | Furnace | E10 |  | Baseline Forecast | bar: 2021 to 2047
Industrial_OR - Industrial_Existing_Space Heating_Natural Gas_Boiler_E1_Baseline Forecast | Industrial | OR - Industrial | Existing | Space Heating | Natural Gas | Boiler | E1 | AFUE 80% (Standard) | Baseline Forecast | 100% | 100% | 100% | 100% | 100% | 100% | 100% | 100% | 100% | 100% | 100% | 100% | 100% | 100% | 100% | 100% | 100% | 100% | 100% | 100% | 100% | 100% | 100% | 100% | 100% | 100% | 100%
Industrial_OR - Industrial_Existing_Space Heating_Natural Gas_Boiler_E2_Baseline Forecast | Industrial | OR - Industrial | Existing | Space Heating | Natural Gas | Boiler | E2 | AFUE 85% | Baseline Forecast | bar: 2021 to 2047
Industrial_OR - Industrial_Existing_Space Heating_Natural Gas_Boiler_E3_Baseline Forecast | Industrial | OR - Industrial | Existing | Space Heating | Natural Gas | Boiler | E3 | AFUE 97% | Baseline Forecast | bar: 2021 to 2047
Industrial_OR - Industrial_Existing_Space Heating_Natural Gas_Boiler_E4_Baseline Forecast | Industrial | OR - Industrial | Existing | Space Heating | Natural Gas | Boiler | E4 | Convert to NG Air Source Heat Pump | Baseline Forecast | bar: 2021 to 2047
Industrial_OR - Industrial_Existing_Space Heating_Natural Gas_Boiler_E5_Baseline Forecast | Industrial | OR - Industrial | Existing | Space Heating | Natural Gas | Boiler | E5 |  | Baseline Forecast | bar: 2021 to 2047
Industrial_OR - Industrial_Existing_Space Heating_Natural Gas_Boiler_E6_Baseline Forecast | Industrial | OR - Industrial | Existing | Space Heating | Natural Gas | Boiler | E6 |  | Baseline Forecast | bar: 2021 to 2047
Industrial_OR - Industrial_Existing_Space Heating_Natural Gas_Boiler_E7_Baseline Forecast | Industrial | OR - Industrial | Existing | Space Heating | Natural Gas | Boiler | E7 |  | Baseline Forecast | bar: 2021 to 2047
Industrial_OR - Industrial_Existing_Space Heating_Natural Gas_Boiler_E8_Baseline Forecast | Industrial | OR - Industrial | Existing | Space Heating | Natural Gas | Boiler | E8 |  | Baseline Forecast | bar: 2021 to 2047
Industrial_OR - Industrial_Existing_Space Heating_Natural Gas_Boiler_E9_Baseline Forecast | Industrial | OR - Industrial | Existing | Space Heating | Natural Gas | Boiler | E9 |  | Baseline Forecast | bar: 2021 to 2047
Industrial_OR - Industrial_Existing_Space Heating_Natural Gas_Boiler_E10_Baseline Forecast | Industrial | OR - Industrial | Existing | Space Heating | Natural Gas | Boiler | E10 |  | Baseline Forecast | bar: 2021 to 2047
Industrial_OR - Industrial_Existing_Space Heating_Natural Gas_Unit Heater_E1_Baseline Forecast | Industrial | OR - Industrial | Existing | Space Heating | Natural Gas | Unit Heater | E1 | Standard | Baseline Forecast | 100% | 100% | 100% | 100% | 100% | 100% | 100% | 100% | 100% | 100% | 100% | 100% | 100% | 100% | 100% | 100% | 100% | 100% | 100% | 100% | 100% | 100% | 100% | 100% | 100% | 100% | 100%
Industrial_OR - Industrial_Existing_Space Heating_Natural Gas_Unit Heater_E2_Baseline Forecast | Industrial | OR - Industrial | Existing | Space Heating | Natural Gas | Unit Heater | E2 | Condensing | Baseline Forecast | bar: 2021 to 2047
Industrial_OR - Industrial_Existing_Space Heating_Natural Gas_Unit Heater_E3_Baseline Forecast | Industrial | OR - Industrial | Existing | Space Heating | Natural Gas | Unit Heater | E3 | Infrared Radiant | Baseline Forecast | bar: 2021 to 2047
Industrial_OR - Industrial_Existing_Space Heating_Natural Gas_Unit Heater_E4_Baseline Forecast | Industrial | OR - Industrial | Existing | Space Heating | Natural Gas | Unit Heater | E4 |  | Baseline Forecast | bar: 2021 to 2047
Industrial_OR - Industrial_Existing_Space Heating_Natural Gas_Unit Heater_E5_Baseline Forecast | Industrial | OR - Industrial | Existing | Space Heating | Natural Gas | Unit Heater | E5 |  | Baseline Forecast | bar: 2021 to 2047
Industrial_OR - Industrial_Existing_Space Heating_Natural Gas_Unit Heater_E6_Baseline Forecast | Industrial | OR - Industrial | Existing | Space Heating | Natural Gas | Unit Heater | E6 |  | Baseline Forecast | bar: 2021 to 2047
Industrial_OR - Industrial_Existing_Space Heating_Natural Gas_Unit Heater_E7_Baseline Forecast | Industrial | OR - Industrial | Existing | Space Heating | Natural Gas | Unit Heater | E7 |  | Baseline Forecast | bar: 2021 to 2047
Industrial_OR - Industrial_Existing_Space Heating_Natural Gas_Unit Heater_E8_Baseline Forecast | Industrial | OR - Industrial | Existing | Space Heating | Natural Gas | Unit Heater | E8 |  | Baseline Forecast | bar: 2021 to 2047
Industrial_OR - Industrial_Existing_Space Heating_Natural Gas_Unit Heater_E9_Baseline Forecast | Industrial | OR - Industrial | Existing | Space Heating | Natural Gas | Unit Heater | E9 |  | Baseline Forecast | bar: 2021 to 2047
Industrial_OR - Industrial_Existing_Space Heating_Natural Gas_Unit Heater_E10_Baseline Forecast | Industrial | OR - Industrial | Existing | Space Heating | Natural Gas | Unit Heater | E10 |  | Baseline Forecast | bar: 2021 to 2047
Industrial_OR - Industrial_Existing_Process_Natural Gas_Process Boiler_E1_Baseline Forecast | Industrial | OR - Industrial | Existing | Process | Natural Gas | Process Boiler | E1 | Standard | Baseline Forecast | 100% | 100% | 100% | 100% | 100% | 100% | 100% | 100% | 100% | 100% | 100% | 100% | 100% | 100% | 100% | 100% | 100% | 100% | 100% | 100% | 100% | 100% | 100% | 100% | 100% | 100% | 100%
Industrial_OR - Industrial_Existing_Process_Natural Gas_Process Boiler_E2_Baseline Forecast | Industrial | OR - Industrial | Existing | Process | Natural Gas | Process Boiler | E2 |  | Baseline Forecast | bar: 2021 to 2047
Industrial_OR - Industrial_Existing_Process_Natural Gas_Process Boiler_E3_Baseline Forecast | Industrial | OR - Industrial | Existing | Process | Natural Gas | Process Boiler | E3 |  | Baseline Forecast | bar: 2021 to 2047
Industrial_OR - Industrial_Existing_Process_Natural Gas_Process Boiler_E4_Baseline Forecast | Industrial | OR - Industrial | Existing | Process | Natural Gas | Process Boiler | E4 |  | Baseline Forecast | bar: 2021 to 2047
Industrial_OR - Industrial_Existing_Process_Natural Gas_Process Boiler_E5_Baseline Forecast | Industrial | OR - Industrial | Existing | Process | Natural Gas | Process Boiler | E5 |  | Baseline Forecast | bar: 2021 to 2047
Industrial_OR - Industrial_Existing_Process_Natural Gas_Process Boiler_E6_Baseline Forecast | Industrial | OR - Industrial | Existing | Process | Natural Gas | Process Boiler | E6 |  | Baseline Forecast | bar: 2021 to 2047
Industrial_OR - Industrial_Existing_Process_Natural Gas_Process Boiler_E7_Baseline Forecast | Industrial | OR - Industrial | Existing | Process | Natural Gas | Process Boiler | E7 |  | Baseline Forecast | bar: 2021 to 2047
Industrial_OR - Industrial_Existing_Process_Natural Gas_Process Boiler_E8_Baseline Forecast | Industrial | OR - Industrial | Existing | Process | Natural Gas | Process Boiler | E8 |  | Baseline Forecast | bar: 2021 to 2047
Industrial_OR - Industrial_Existing_Process_Natural Gas_Process Boiler_E9_Baseline Forecast | Industrial | OR - Industrial | Existing | Process | Natural Gas | Process Boiler | E9 |  | Baseline Forecast | bar: 2021 to 2047
Industrial_OR - Industrial_Existing_Process_Natural Gas_Process Boiler_E10_Baseline Forecast | Industrial | OR - Industrial | Existing | Process | Natural Gas | Process Boiler | E10 |  | Baseline Forecast | bar: 2021 to 2047
Industrial_OR - Industrial_Existing_Process_Natural Gas_Process Heating_E1_Baseline Forecast | Industrial | OR - Industrial | Existing | Process | Natural Gas | Process Heating | E1 | Standard | Baseline Forecast | 100% | 100% | 100% | 100% | 100% | 100% | 100% | 100% | 100% | 100% | 100% | 100% | 100% | 100% | 100% | 100% | 100% | 100% | 100% | 100% | 100% | 100% | 100% | 100% | 100% | 100% | 100%
Industrial_OR - Industrial_Existing_Process_Natural Gas_Process Heating_E2_Baseline Forecast | Industrial | OR - Industrial | Existing | Process | Natural Gas | Process Heating | E2 |  | Baseline Forecast | bar: 2021 to 2047
Industrial_OR - Industrial_Existing_Process_Natural Gas_Process Heating_E3_Baseline Forecast | Industrial | OR - Industrial | Existing | Process | Natural Gas | Process Heating | E3 |  | Baseline Forecast | bar: 2021 to 2047
Industrial_OR - Industrial_Existing_Process_Natural Gas_Process Heating_E4_Baseline Forecast | Industrial | OR - Industrial | Existing | Process | Natural Gas | Process Heating | E4 |  | Baseline Forecast | bar: 2021 to 2047
Industrial_OR - Industrial_Existing_Process_Natural Gas_Process Heating_E5_Baseline Forecast | Industrial | OR - Industrial | Existing | Process | Natural Gas | Process Heating | E5 |  | Baseline Forecast | bar: 2021 to 2047
Industrial_OR - Industrial_Existing_Process_Natural Gas_Process Heating_E6_Baseline Forecast | Industrial | OR - Industrial | Existing | Process | Natural Gas | Process Heating | E6 |  | Baseline Forecast | bar: 2021 to 2047
Industrial_OR - Industrial_Existing_Process_Natural Gas_Process Heating_E7_Baseline Forecast | Industrial | OR - Industrial | Existing | Process | Natural Gas | Process Heating | E7 |  | Baseline Forecast | bar: 2021 to 2047
Industrial_OR - Industrial_Existing_Process_Natural Gas_Process Heating_E8_Baseline Forecast | Industrial | OR - Industrial | Existing | Process | Natural Gas | Process Heating | E8 |  | Baseline Forecast | bar: 2021 to 2047
Industrial_OR - Industrial_Existing_Process_Natural Gas_Process Heating_E9_Baseline Forecast | Industrial | OR - Industrial | Existing | Process | Natural Gas | Process Heating | E9 |  | Baseline Forecast | bar: 2021 to 2047
Industrial_OR - Industrial_Existing_Process_Natural Gas_Process Heating_E10_Baseline Forecast | Industrial | OR - Industrial | Existing | Process | Natural Gas | Process Heating | E10 |  | Baseline Forecast | bar: 2021 to 2047
Industrial_OR - Industrial_Existing_Process_Natural Gas_Process Cooling_E1_Baseline Forecast | Industrial | OR - Industrial | Existing | Process | Natural Gas | Process Cooling | E1 | Standard | Baseline Forecast | 100% | 100% | 100% | 100% | 100% | 100% | 100% | 100% | 100% | 100% | 100% | 100% | 100% | 100% | 100% | 100% | 100% | 100% | 100% | 100% | 100% | 100% | 100% | 100% | 100% | 100% | 100%
Industrial_OR - Industrial_Existing_Process_Natural Gas_Process Cooling_E2_Baseline Forecast | Industrial | OR - Industrial | Existing | Process | Natural Gas | Process Cooling | E2 |  | Baseline Forecast | bar: 2021 to 2047
Industrial_OR - Industrial_Existing_Process_Natural Gas_Process Cooling_E3_Baseline Forecast | Industrial | OR - Industrial | Existing | Process | Natural Gas | Process Cooling | E3 |  | Baseline Forecast | bar: 2021 to 2047
Industrial_OR - Industrial_Existing_Process_Natural Gas_Process Cooling_E4_Baseline Forecast | Industrial | OR - Industrial | Existing | Process | Natural Gas | Process Cooling | E4 |  | Baseline Forecast | bar: 2021 to 2047
Industrial_OR - Industrial_Existing_Process_Natural Gas_Process Cooling_E5_Baseline Forecast | Industrial | OR - Industrial | Existing | Process | Natural Gas | Process Cooling | E5 |  | Baseline Forecast | bar: 2021 to 2047
Industrial_OR - Industrial_Existing_Process_Natural Gas_Process Cooling_E6_Baseline Forecast | Industrial | OR - Industrial | Existing | Process | Natural Gas | Process Cooling | E6 |  | Baseline Forecast | bar: 2021 to 2047
Industrial_OR - Industrial_Existing_Process_Natural Gas_Process Cooling_E7_Baseline Forecast | Industrial | OR - Industrial | Existing | Process | Natural Gas | Process Cooling | E7 |  | Baseline Forecast | bar: 2021 to 2047
Industrial_OR - Industrial_Existing_Process_Natural Gas_Process Cooling_E8_Baseline Forecast | Industrial | OR - Industrial | Existing | Process | Natural Gas | Process Cooling | E8 |  | Baseline Forecast | bar: 2021 to 2047
Industrial_OR - Industrial_Existing_Process_Natural Gas_Process Cooling_E9_Baseline Forecast | Industrial | OR - Industrial | Existing | Process | Natural Gas | Process Cooling | E9 |  | Baseline Forecast | bar: 2021 to 2047
Industrial_OR - Industrial_Existing_Process_Natural Gas_Process Cooling_E10_Baseline Forecast | Industrial | OR - Industrial | Existing | Process | Natural Gas | Process Cooling | E10 |  | Baseline Forecast | bar: 2021 to 2047
Industrial_OR - Industrial_Existing_Process_Natural Gas_Other Process_E1_Baseline Forecast | Industrial | OR - Industrial | Existing | Process | Natural Gas | Other Process | E1 | Standard | Baseline Forecast | 100% | 100% | 100% | 100% | 100% | 100% | 100% | 100% | 100% | 100% | 100% | 100% | 100% | 100% | 100% | 100% | 100% | 100% | 100% | 100% | 100% | 100% | 100% | 100% | 100% | 100% | 100%
Industrial_OR - Industrial_Existing_Process_Natural Gas_Other Process_E2_Baseline Forecast | Industrial | OR - Industrial | Existing | Process | Natural Gas | Other Process | E2 |  | Baseline Forecast | bar: 2021 to 2047
Industrial_OR - Industrial_Existing_Process_Natural Gas_Other Process_E3_Baseline Forecast | Industrial | OR - Industrial | Existing | Process | Natural Gas | Other Process | E3 |  | Baseline Forecast | bar: 2021 to 2047
Industrial_OR - Industrial_Existing_Process_Natural Gas_Other Process_E4_Baseline Forecast | Industrial | OR - Industrial | Existing | Process | Natural Gas | Other Process | E4 |  | Baseline Forecast | bar: 2021 to 2047
Industrial_OR - Industrial_Existing_Process_Natural Gas_Other Process_E5_Baseline Forecast | Industrial | OR - Industrial | Existing | Process | Natural Gas | Other Process | E5 |  | Baseline Forecast | bar: 2021 to 2047
Industrial_OR - Industrial_Existing_Process_Natural Gas_Other Process_E6_Baseline Forecast | Industrial | OR - Industrial | Existing | Process | Natural Gas | Other Process | E6 |  | Baseline Forecast | bar: 2021 to 2047
Industrial_OR - Industrial_Existing_Process_Natural Gas_Other Process_E7_Baseline Forecast | Industrial | OR - Industrial | Existing | Process | Natural Gas | Other Process | E7 |  | Baseline Forecast | bar: 2021 to 2047
Industrial_OR - Industrial_Existing_Process_Natural Gas_Other Process_E8_Baseline Forecast | Industrial | OR - Industrial | Existing | Process | Natural Gas | Other Process | E8 |  | Baseline Forecast | bar: 2021 to 2047
Industrial_OR - Industrial_Existing_Process_Natural Gas_Other Process_E9_Baseline Forecast | Industrial | OR - Industrial | Existing | Process | Natural Gas | Other Process | E9 |  | Baseline Forecast | bar: 2021 to 2047
Industrial_OR - Industrial_Existing_Process_Natural Gas_Other Process_E10_Baseline Forecast | Industrial | OR - Industrial | Existing | Process | Natural Gas | Other Process | E10 |  | Baseline Forecast | bar: 2021 to 2047
Industrial_OR - Industrial_Existing_Miscellaneous_Natural Gas_Miscellaneous_E1_Baseline Forecast | Industrial | OR - Industrial | Existing | Miscellaneous | Natural Gas | Miscellaneous | E1 | Standard | Baseline Forecast | 100% | 100% | 100% | 100% | 100% | 100% | 100% | 100% | 100% | 100% | 100% | 100% | 100% | 100% | 100% | 100% | 100% | 100% | 100% | 100% | 100% | 100% | 100% | 100% | 100% | 100% | 100%
Industrial_OR - Industrial_Existing_Miscellaneous_Natural Gas_Miscellaneous_E2_Baseline Forecast | Industrial | OR - Industrial | Existing | Miscellaneous | Natural Gas | Miscellaneous | E2 |  | Baseline Forecast | bar: 2021 to 2047
Industrial_OR - Industrial_Existing_Miscellaneous_Natural Gas_Miscellaneous_E3_Baseline Forecast | Industrial | OR - Industrial | Existing | Miscellaneous | Natural Gas | Miscellaneous | E3 |  | Baseline Forecast | bar: 2021 to 2047
Industrial_OR - Industrial_Existing_Miscellaneous_Natural Gas_Miscellaneous_E4_Baseline Forecast | Industrial | OR - Industrial | Existing | Miscellaneous | Natural Gas | Miscellaneous | E4 |  | Baseline Forecast | bar: 2021 to 2047
Industrial_OR - Industrial_Existing_Miscellaneous_Natural Gas_Miscellaneous_E5_Baseline Forecast | Industrial | OR - Industrial | Existing | Miscellaneous | Natural Gas | Miscellaneous | E5 |  | Baseline Forecast | bar: 2021 to 2047
Industrial_OR - Industrial_Existing_Miscellaneous_Natural Gas_Miscellaneous_E6_Baseline Forecast | Industrial | OR - Industrial | Existing | Miscellaneous | Natural Gas | Miscellaneous | E6 |  | Baseline Forecast | bar: 2021 to 2047
Industrial_OR - Industrial_Existing_Miscellaneous_Natural Gas_Miscellaneous_E7_Baseline Forecast | Industrial | OR - Industrial | Existing | Miscellaneous | Natural Gas | Miscellaneous | E7 |  | Baseline Forecast | bar: 2021 to 2047
Industrial_OR - Industrial_Existing_Miscellaneous_Natural Gas_Miscellaneous_E8_Baseline Forecast | Industrial | OR - Industrial | Existing | Miscellaneous | Natural Gas | Miscellaneous | E8 |  | Baseline Forecast | bar: 2021 to 2047
Industrial_OR - Industrial_Existing_Miscellaneous_Natural Gas_Miscellaneous_E9_Baseline Forecast | Industrial | OR - Industrial | Existing | Miscellaneous | Natural Gas | Miscellaneous | E9 |  | Baseline Forecast | bar: 2021 to 2047
Industrial_OR - Industrial_Existing_Miscellaneous_Natural Gas_Miscellaneous_E10_Baseline Forecast | Industrial | OR - Industrial | Existing | Miscellaneous | Natural Gas | Miscellaneous | E10 |  | Baseline Forecast | bar: 2021 to 2047
Industrial_OR - Industrial_New_Space Heating_Natural Gas_Furnace_E1_Baseline Forecast | Industrial | OR - Industrial | New | Space Heating | Natural Gas | Furnace | E1 | AFUE 80% (Standard) | Baseline Forecast | 100% | 100% | 100% | 0% | 0% | 0% | 0% | 0% | 0% | 0% | 0% | 0% | 0% | 0% | 0% | 0% | 0% | 0% | 0% | 0% | 0% | 0% | 0% | 0% | 0% | 0% | 0%
Industrial_OR - Industrial_New_Space Heating_Natural Gas_Furnace_E2_Baseline Forecast | Industrial | OR - Industrial | New | Space Heating | Natural Gas | Furnace | E2 | AFUE 90% | Baseline Forecast | 0% | 0% | 0% | 100% | 100% | 100% | 100% | 100% | 100% | 100% | 100% | 100% | 100% | 100% | 100% | 100% | 100% | 100% | 100% | 100% | 100% | 100% | 100% | 100% | 100% | 100% | 100%
Industrial_OR - Industrial_New_Space Heating_Natural Gas_Furnace_E3_Baseline Forecast | Industrial | OR - Industrial | New | Space Heating | Natural Gas | Furnace | E3 | AFUE 96% | Baseline Forecast | bar: 2021 to 2047
Industrial_OR - Industrial_New_Space Heating_Natural Gas_Furnace_E4_Baseline Forecast | Industrial | OR - Industrial | New | Space Heating | Natural Gas | Furnace | E4 |  | Baseline Forecast | bar: 2021 to 2047
Industrial_OR - Industrial_New_Space Heating_Natural Gas_Furnace_E5_Baseline Forecast | Industrial | OR - Industrial | New | Space Heating | Natural Gas | Furnace | E5 |  | Baseline Forecast | bar: 2021 to 2047
Industrial_OR - Industrial_New_Space Heating_Natural Gas_Furnace_E6_Baseline Forecast | Industrial | OR - Industrial | New | Space Heating | Natural Gas | Furnace | E6 |  | Baseline Forecast | bar: 2021 to 2047
Industrial_OR - Industrial_New_Space Heating_Natural Gas_Furnace_E7_Baseline Forecast | Industrial | OR - Industrial | New | Space Heating | Natural Gas | Furnace | E7 |  | Baseline Forecast | bar: 2021 to 2047
Industrial_OR - Industrial_New_Space Heating_Natural Gas_Furnace_E8_Baseline Forecast | Industrial | OR - Industrial | New | Space Heating | Natural Gas | Furnace | E8 |  | Baseline Forecast | bar: 2021 to 2047
Industrial_OR - Industrial_New_Space Heating_Natural Gas_Furnace_E9_Baseline Forecast | Industrial | OR - Industrial | New | Space Heating | Natural Gas | Furnace | E9 |  | Baseline Forecast | bar: 2021 to 2047
Industrial_OR - Industrial_New_Space Heating_Natural Gas_Furnace_E10_Baseline Forecast | Industrial | OR - Industrial | New | Space Heating | Natural Gas | Furnace | E10 |  | Baseline Forecast | bar: 2021 to 2047
Industrial_OR - Industrial_New_Space Heating_Natural Gas_Boiler_E1_Baseline Forecast | Industrial | OR - Industrial | New | Space Heating | Natural Gas | Boiler | E1 | AFUE 80% (Standard) | Baseline Forecast | 100% | 100% | 100% | 100% | 100% | 100% | 100% | 100% | 100% | 100% | 100% | 100% | 100% | 100% | 100% | 100% | 100% | 100% | 100% | 100% | 100% | 100% | 100% | 100% | 100% | 100% | 100%
Industrial_OR - Industrial_New_Space Heating_Natural Gas_Boiler_E2_Baseline Forecast | Industrial | OR - Industrial | New | Space Heating | Natural Gas | Boiler | E2 | AFUE 85% | Baseline Forecast | bar: 2021 to 2047
Industrial_OR - Industrial_New_Space Heating_Natural Gas_Boiler_E3_Baseline Forecast | Industrial | OR - Industrial | New | Space Heating | Natural Gas | Boiler | E3 | AFUE 97% | Baseline Forecast | bar: 2021 to 2047
Industrial_OR - Industrial_New_Space Heating_Natural Gas_Boiler_E4_Baseline Forecast | Industrial | OR - Industrial | New | Space Heating | Natural Gas | Boiler | E4 | Convert to NG Air Source Heat Pump | Baseline Forecast | bar: 2021 to 2047
Industrial_OR - Industrial_New_Space Heating_Natural Gas_Boiler_E5_Baseline Forecast | Industrial | OR - Industrial | New | Space Heating | Natural Gas | Boiler | E5 |  | Baseline Forecast | bar: 2021 to 2047
Industrial_OR - Industrial_New_Space Heating_Natural Gas_Boiler_E6_Baseline Forecast | Industrial | OR - Industrial | New | Space Heating | Natural Gas | Boiler | E6 |  | Baseline Forecast | bar: 2021 to 2047
Industrial_OR - Industrial_New_Space Heating_Natural Gas_Boiler_E7_Baseline Forecast | Industrial | OR - Industrial | New | Space Heating | Natural Gas | Boiler | E7 |  | Baseline Forecast | bar: 2021 to 2047
Industrial_OR - Industrial_New_Space Heating_Natural Gas_Boiler_E8_Baseline Forecast | Industrial | OR - Industrial | New | Space Heating | Natural Gas | Boiler | E8 |  | Baseline Forecast | bar: 2021 to 2047
Industrial_OR - Industrial_New_Space Heating_Natural Gas_Boiler_E9_Baseline Forecast | Industrial | OR - Industrial | New | Space Heating | Natural Gas | Boiler | E9 |  | Baseline Forecast | bar: 2021 to 2047
Industrial_OR - Industrial_New_Space Heating_Natural Gas_Boiler_E10_Baseline Forecast | Industrial | OR - Industrial | New | Space Heating | Natural Gas | Boiler | E10 |  | Baseline Forecast | bar: 2021 to 2047
Industrial_OR - Industrial_New_Space Heating_Natural Gas_Unit Heater_E1_Baseline Forecast | Industrial | OR - Industrial | New | Space Heating | Natural Gas | Unit Heater | E1 | Standard | Baseline Forecast | 100% | 100% | 100% | 100% | 100% | 100% | 100% | 100% | 100% | 100% | 100% | 100% | 100% | 100% | 100% | 100% | 100% | 100% | 100% | 100% | 100% | 100% | 100% | 100% | 100% | 100% | 100%
Industrial_OR - Industrial_New_Space Heating_Natural Gas_Unit Heater_E2_Baseline Forecast | Industrial | OR - Industrial | New | Space Heating | Natural Gas | Unit Heater | E2 | Condensing | Baseline Forecast | bar: 2021 to 2047
Industrial_OR - Industrial_New_Space Heating_Natural Gas_Unit Heater_E3_Baseline Forecast | Industrial | OR - Industrial | New | Space Heating | Natural Gas | Unit Heater | E3 | Infrared Radiant | Baseline Forecast | bar: 2021 to 2047
Industrial_OR - Industrial_New_Space Heating_Natural Gas_Unit Heater_E4_Baseline Forecast | Industrial | OR - Industrial | New | Space Heating | Natural Gas | Unit Heater | E4 |  | Baseline Forecast | bar: 2021 to 2047
Industrial_OR - Industrial_New_Space Heating_Natural Gas_Unit Heater_E5_Baseline Forecast | Industrial | OR - Industrial | New | Space Heating | Natural Gas | Unit Heater | E5 |  | Baseline Forecast | bar: 2021 to 2047
Industrial_OR - Industrial_New_Space Heating_Natural Gas_Unit Heater_E6_Baseline Forecast | Industrial | OR - Industrial | New | Space Heating | Natural Gas | Unit Heater | E6 |  | Baseline Forecast | bar: 2021 to 2047
Industrial_OR - Industrial_New_Space Heating_Natural Gas_Unit Heater_E7_Baseline Forecast | Industrial | OR - Industrial | New | Space Heating | Natural Gas | Unit Heater | E7 |  | Baseline Forecast | bar: 2021 to 2047
Industrial_OR - Industrial_New_Space Heating_Natural Gas_Unit Heater_E8_Baseline Forecast | Industrial | OR - Industrial | New | Space Heating | Natural Gas | Unit Heater | E8 |  | Baseline Forecast | bar: 2021 to 2047
Industrial_OR - Industrial_New_Space Heating_Natural Gas_Unit Heater_E9_Baseline Forecast | Industrial | OR - Industrial | New | Space Heating | Natural Gas | Unit Heater | E9 |  | Baseline Forecast | bar: 2021 to 2047
Industrial_OR - Industrial_New_Space Heating_Natural Gas_Unit Heater_E10_Baseline Forecast | Industrial | OR - Industrial | New | Space Heating | Natural Gas | Unit Heater | E10 |  | Baseline Forecast | bar: 2021 to 2047
Industrial_OR - Industrial_New_Process_Natural Gas_Process Boiler_E1_Baseline Forecast | Industrial | OR - Industrial | New | Process | Natural Gas | Process Boiler | E1 | Standard | Baseline Forecast | 100% | 100% | 100% | 100% | 100% | 100% | 100% | 100% | 100% | 100% | 100% | 100% | 100% | 100% | 100% | 100% | 100% | 100% | 100% | 100% | 100% | 100% | 100% | 100% | 100% | 100% | 100%
Industrial_OR - Industrial_New_Process_Natural Gas_Process Boiler_E2_Baseline Forecast | Industrial | OR - Industrial | New | Process | Natural Gas | Process Boiler | E2 |  | Baseline Forecast | bar: 2021 to 2047
Industrial_OR - Industrial_New_Process_Natural Gas_Process Boiler_E3_Baseline Forecast | Industrial | OR - Industrial | New | Process | Natural Gas | Process Boiler | E3 |  | Baseline Forecast | bar: 2021 to 2047
Industrial_OR - Industrial_New_Process_Natural Gas_Process Boiler_E4_Baseline Forecast | Industrial | OR - Industrial | New | Process | Natural Gas | Process Boiler | E4 |  | Baseline Forecast | bar: 2021 to 2047
Industrial_OR - Industrial_New_Process_Natural Gas_Process Boiler_E5_Baseline Forecast | Industrial | OR - Industrial | New | Process | Natural Gas | Process Boiler | E5 |  | Baseline Forecast | bar: 2021 to 2047
Industrial_OR - Industrial_New_Process_Natural Gas_Process Boiler_E6_Baseline Forecast | Industrial | OR - Industrial | New | Process | Natural Gas | Process Boiler | E6 |  | Baseline Forecast | bar: 2021 to 2047
Industrial_OR - Industrial_New_Process_Natural Gas_Process Boiler_E7_Baseline Forecast | Industrial | OR - Industrial | New | Process | Natural Gas | Process Boiler | E7 |  | Baseline Forecast | bar: 2021 to 2047
Industrial_OR - Industrial_New_Process_Natural Gas_Process Boiler_E8_Baseline Forecast | Industrial | OR - Industrial | New | Process | Natural Gas | Process Boiler | E8 |  | Baseline Forecast | bar: 2021 to 2047
Industrial_OR - Industrial_New_Process_Natural Gas_Process Boiler_E9_Baseline Forecast | Industrial | OR - Industrial | New | Process | Natural Gas | Process Boiler | E9 |  | Baseline Forecast | bar: 2021 to 2047
Industrial_OR - Industrial_New_Process_Natural Gas_Process Boiler_E10_Baseline Forecast | Industrial | OR - Industrial | New | Process | Natural Gas | Process Boiler | E10 |  | Baseline Forecast | bar: 2021 to 2047
Industrial_OR - Industrial_New_Process_Natural Gas_Process Heating_E1_Baseline Forecast | Industrial | OR - Industrial | New | Process | Natural Gas | Process Heating | E1 | Standard | Baseline Forecast | 100% | 100% | 100% | 100% | 100% | 100% | 100% | 100% | 100% | 100% | 100% | 100% | 100% | 100% | 100% | 100% | 100% | 100% | 100% | 100% | 100% | 100% | 100% | 100% | 100% | 100% | 100%
Industrial_OR - Industrial_New_Process_Natural Gas_Process Heating_E2_Baseline Forecast | Industrial | OR - Industrial | New | Process | Natural Gas | Process Heating | E2 |  | Baseline Forecast | bar: 2021 to 2047
Industrial_OR - Industrial_New_Process_Natural Gas_Process Heating_E3_Baseline Forecast | Industrial | OR - Industrial | New | Process | Natural Gas | Process Heating | E3 |  | Baseline Forecast | bar: 2021 to 2047
Industrial_OR - Industrial_New_Process_Natural Gas_Process Heating_E4_Baseline Forecast | Industrial | OR - Industrial | New | Process | Natural Gas | Process Heating | E4 |  | Baseline Forecast | bar: 2021 to 2047
Industrial_OR - Industrial_New_Process_Natural Gas_Process Heating_E5_Baseline Forecast | Industrial | OR - Industrial | New | Process | Natural Gas | Process Heating | E5 |  | Baseline Forecast | bar: 2021 to 2047
Industrial_OR - Industrial_New_Process_Natural Gas_Process Heating_E6_Baseline Forecast | Industrial | OR - Industrial | New | Process | Natural Gas | Process Heating | E6 |  | Baseline Forecast | bar: 2021 to 2047
Industrial_OR - Industrial_New_Process_Natural Gas_Process Heating_E7_Baseline Forecast | Industrial | OR - Industrial | New | Process | Natural Gas | Process Heating | E7 |  | Baseline Forecast | bar: 2021 to 2047
Industrial_OR - Industrial_New_Process_Natural Gas_Process Heating_E8_Baseline Forecast | Industrial | OR - Industrial | New | Process | Natural Gas | Process Heating | E8 |  | Baseline Forecast | bar: 2021 to 2047
Industrial_OR - Industrial_New_Process_Natural Gas_Process Heating_E9_Baseline Forecast | Industrial | OR - Industrial | New | Process | Natural Gas | Process Heating | E9 |  | Baseline Forecast | bar: 2021 to 2047
Industrial_OR - Industrial_New_Process_Natural Gas_Process Heating_E10_Baseline Forecast | Industrial | OR - Industrial | New | Process | Natural Gas | Process Heating | E10 |  | Baseline Forecast | bar: 2021 to 2047
Industrial_OR - Industrial_New_Process_Natural Gas_Process Cooling_E1_Baseline Forecast | Industrial | OR - Industrial | New | Process | Natural Gas | Process Cooling | E1 | Standard | Baseline Forecast | 100% | 100% | 100% | 100% | 100% | 100% | 100% | 100% | 100% | 100% | 100% | 100% | 100% | 100% | 100% | 100% | 100% | 100% | 100% | 100% | 100% | 100% | 100% | 100% | 100% | 100% | 100%
Industrial_OR - Industrial_New_Process_Natural Gas_Process Cooling_E2_Baseline Forecast | Industrial | OR - Industrial | New | Process | Natural Gas | Process Cooling | E2 |  | Baseline Forecast | bar: 2021 to 2047
Industrial_OR - Industrial_New_Process_Natural Gas_Process Cooling_E3_Baseline Forecast | Industrial | OR - Industrial | New | Process | Natural Gas | Process Cooling | E3 |  | Baseline Forecast | bar: 2021 to 2047
Industrial_OR - Industrial_New_Process_Natural Gas_Process Cooling_E4_Baseline Forecast | Industrial | OR - Industrial | New | Process | Natural Gas | Process Cooling | E4 |  | Baseline Forecast | bar: 2021 to 2047
Industrial_OR - Industrial_New_Process_Natural Gas_Process Cooling_E5_Baseline Forecast | Industrial | OR - Industrial | New | Process | Natural Gas | Process Cooling | E5 |  | Baseline Forecast | bar: 2021 to 2047
Industrial_OR - Industrial_New_Process_Natural Gas_Process Cooling_E6_Baseline Forecast | Industrial | OR - Industrial | New | Process | Natural Gas | Process Cooling | E6 |  | Baseline Forecast | bar: 2021 to 2047
Industrial_OR - Industrial_New_Process_Natural Gas_Process Cooling_E7_Baseline Forecast | Industrial | OR - Industrial | New | Process | Natural Gas | Process Cooling | E7 |  | Baseline Forecast | bar: 2021 to 2047
Industrial_OR - Industrial_New_Process_Natural Gas_Process Cooling_E8_Baseline Forecast | Industrial | OR - Industrial | New | Process | Natural Gas | Process Cooling | E8 |  | Baseline Forecast | bar: 2021 to 2047
Industrial_OR - Industrial_New_Process_Natural Gas_Process Cooling_E9_Baseline Forecast | Industrial | OR - Industrial | New | Process | Natural Gas | Process Cooling | E9 |  | Baseline Forecast | bar: 2021 to 2047
Industrial_OR - Industrial_New_Process_Natural Gas_Process Cooling_E10_Baseline Forecast | Industrial | OR - Industrial | New | Process | Natural Gas | Process Cooling | E10 |  | Baseline Forecast | bar: 2021 to 2047
Industrial_OR - Industrial_New_Process_Natural Gas_Other Process_E1_Baseline Forecast | Industrial | OR - Industrial | New | Process | Natural Gas | Other Process | E1 | Standard | Baseline Forecast | 100% | 100% | 100% | 100% | 100% | 100% | 100% | 100% | 100% | 100% | 100% | 100% | 100% | 100% | 100% | 100% | 100% | 100% | 100% | 100% | 100% | 100% | 100% | 100% | 100% | 100% | 100%
Industrial_OR - Industrial_New_Process_Natural Gas_Other Process_E2_Baseline Forecast | Industrial | OR - Industrial | New | Process | Natural Gas | Other Process | E2 |  | Baseline Forecast | bar: 2021 to 2047
Industrial_OR - Industrial_New_Process_Natural Gas_Other Process_E3_Baseline Forecast | Industrial | OR - Industrial | New | Process | Natural Gas | Other Process | E3 |  | Baseline Forecast | bar: 2021 to 2047
Industrial_OR - Industrial_New_Process_Natural Gas_Other Process_E4_Baseline Forecast | Industrial | OR - Industrial | New | Process | Natural Gas | Other Process | E4 |  | Baseline Forecast | bar: 2021 to 2047
Industrial_OR - Industrial_New_Process_Natural Gas_Other Process_E5_Baseline Forecast | Industrial | OR - Industrial | New | Process | Natural Gas | Other Process | E5 |  | Baseline Forecast | bar: 2021 to 2047
Industrial_OR - Industrial_New_Process_Natural Gas_Other Process_E6_Baseline Forecast | Industrial | OR - Industrial | New | Process | Natural Gas | Other Process | E6 |  | Baseline Forecast | bar: 2021 to 2047
Industrial_OR - Industrial_New_Process_Natural Gas_Other Process_E7_Baseline Forecast | Industrial | OR - Industrial | New | Process | Natural Gas | Other Process | E7 |  | Baseline Forecast | bar: 2021 to 2047
Industrial_OR - Industrial_New_Process_Natural Gas_Other Process_E8_Baseline Forecast | Industrial | OR - Industrial | New | Process | Natural Gas | Other Process | E8 |  | Baseline Forecast | bar: 2021 to 2047
Industrial_OR - Industrial_New_Process_Natural Gas_Other Process_E9_Baseline Forecast | Industrial | OR - Industrial | New | Process | Natural Gas | Other Process | E9 |  | Baseline Forecast | bar: 2021 to 2047
Industrial_OR - Industrial_New_Process_Natural Gas_Other Process_E10_Baseline Forecast | Industrial | OR - Industrial | New | Process | Natural Gas | Other Process | E10 |  | Baseline Forecast | bar: 2021 to 2047
Industrial_OR - Industrial_New_Miscellaneous_Natural Gas_Miscellaneous_E1_Baseline Forecast | Industrial | OR - Industrial | New | Miscellaneous | Natural Gas | Miscellaneous | E1 | Standard | Baseline Forecast | 100% | 100% | 100% | 100% | 100% | 100% | 100% | 100% | 100% | 100% | 100% | 100% | 100% | 100% | 100% | 100% | 100% | 100% | 100% | 100% | 100% | 100% | 100% | 100% | 100% | 100% | 100%
Industrial_OR - Industrial_New_Miscellaneous_Natural Gas_Miscellaneous_E2_Baseline Forecast | Industrial | OR - Industrial | New | Miscellaneous | Natural Gas | Miscellaneous | E2 |  | Baseline Forecast | bar: 2021 to 2047
Industrial_OR - Industrial_New_Miscellaneous_Natural Gas_Miscellaneous_E3_Baseline Forecast | Industrial | OR - Industrial | New | Miscellaneous | Natural Gas | Miscellaneous | E3 |  | Baseline Forecast | bar: 2021 to 2047
Industrial_OR - Industrial_New_Miscellaneous_Natural Gas_Miscellaneous_E4_Baseline Forecast | Industrial | OR - Industrial | New | Miscellaneous | Natural Gas | Miscellaneous | E4 |  | Baseline Forecast | bar: 2021 to 2047
Industrial_OR - Industrial_New_Miscellaneous_Natural Gas_Miscellaneous_E5_Baseline Forecast | Industrial | OR - Industrial | New | Miscellaneous | Natural Gas | Miscellaneous | E5 |  | Baseline Forecast | bar: 2021 to 2047
Industrial_OR - Industrial_New_Miscellaneous_Natural Gas_Miscellaneous_E6_Baseline Forecast | Industrial | OR - Industrial | New | Miscellaneous | Natural Gas | Miscellaneous | E6 |  | Baseline Forecast | bar: 2021 to 2047
Industrial_OR - Industrial_New_Miscellaneous_Natural Gas_Miscellaneous_E7_Baseline Forecast | Industrial | OR - Industrial | New | Miscellaneous | Natural Gas | Miscellaneous | E7 |  | Baseline Forecast | bar: 2021 to 2047
Industrial_OR - Industrial_New_Miscellaneous_Natural Gas_Miscellaneous_E8_Baseline Forecast | Industrial | OR - Industrial | New | Miscellaneous | Natural Gas | Miscellaneous | E8 |  | Baseline Forecast | bar: 2021 to 2047
Industrial_OR - Industrial_New_Miscellaneous_Natural Gas_Miscellaneous_E9_Baseline Forecast | Industrial | OR - Industrial | New | Miscellaneous | Natural Gas | Miscellaneous | E9 |  | Baseline Forecast | bar: 2021 to 2047
Industrial_OR - Industrial_New_Miscellaneous_Natural Gas_Miscellaneous_E10_Baseline Forecast | Industrial | OR - Industrial | New | Miscellaneous | Natural Gas | Miscellaneous | E10 |  | Baseline Forecast | bar: 2021 to 2047
Industrial_Interruptible - Industrial_Existing_Space Heating_Natural Gas_Furnace_E1_Baseline Forecast | Industrial | Interruptible - Industrial | Existing | Space Heating | Natural Gas | Furnace | E1 | AFUE 80% (Standard) | Baseline Forecast | 100% | 100% | 100% | 0% | 0% | 0% | 0% | 0% | 0% | 0% | 0% | 0% | 0% | 0% | 0% | 0% | 0% | 0% | 0% | 0% | 0% | 0% | 0% | 0% | 0% | 0% | 0%
Industrial_Interruptible - Industrial_Existing_Space Heating_Natural Gas_Furnace_E2_Baseline Forecast | Industrial | Interruptible - Industrial | Existing | Space Heating | Natural Gas | Furnace | E2 | AFUE 90% | Baseline Forecast | 0% | 0% | 0% | 100% | 100% | 100% | 100% | 100% | 100% | 100% | 100% | 100% | 100% | 100% | 100% | 100% | 100% | 100% | 100% | 100% | 100% | 100% | 100% | 100% | 100% | 100% | 100%
Industrial_Interruptible - Industrial_Existing_Space Heating_Natural Gas_Furnace_E3_Baseline Forecast | Industrial | Interruptible - Industrial | Existing | Space Heating | Natural Gas | Furnace | E3 | AFUE 96% | Baseline Forecast | bar: 2021 to 2047
Industrial_Interruptible - Industrial_Existing_Space Heating_Natural Gas_Furnace_E4_Baseline Forecast | Industrial | Interruptible - Industrial | Existing | Space Heating | Natural Gas | Furnace | E4 |  | Baseline Forecast | bar: 2021 to 2047
Industrial_Interruptible - Industrial_Existing_Space Heating_Natural Gas_Furnace_E5_Baseline Forecast | Industrial | Interruptible - Industrial | Existing | Space Heating | Natural Gas | Furnace | E5 |  | Baseline Forecast | bar: 2021 to 2047
Industrial_Interruptible - Industrial_Existing_Space Heating_Natural Gas_Furnace_E6_Baseline Forecast | Industrial | Interruptible - Industrial | Existing | Space Heating | Natural Gas | Furnace | E6 |  | Baseline Forecast | bar: 2021 to 2047
Industrial_Interruptible - Industrial_Existing_Space Heating_Natural Gas_Furnace_E7_Baseline Forecast | Industrial | Interruptible - Industrial | Existing | Space Heating | Natural Gas | Furnace | E7 |  | Baseline Forecast | bar: 2021 to 2047
Industrial_Interruptible - Industrial_Existing_Space Heating_Natural Gas_Furnace_E8_Baseline Forecast | Industrial | Interruptible - Industrial | Existing | Space Heating | Natural Gas | Furnace | E8 |  | Baseline Forecast | bar: 2021 to 2047
Industrial_Interruptible - Industrial_Existing_Space Heating_Natural Gas_Furnace_E9_Baseline Forecast | Industrial | Interruptible - Industrial | Existing | Space Heating | Natural Gas | Furnace | E9 |  | Baseline Forecast | bar: 2021 to 2047
Industrial_Interruptible - Industrial_Existing_Space Heating_Natural Gas_Furnace_E10_Baseline Forecast | Industrial | Interruptible - Industrial | Existing | Space Heating | Natural Gas | Furnace | E10 |  | Baseline Forecast | bar: 2021 to 2047
Industrial_Interruptible - Industrial_Existing_Space Heating_Natural Gas_Boiler_E1_Baseline Forecast | Industrial | Interruptible - Industrial | Existing | Space Heating | Natural Gas | Boiler | E1 | AFUE 80% (Standard) | Baseline Forecast | 100% | 100% | 100% | 100% | 100% | 100% | 100% | 100% | 100% | 100% | 100% | 100% | 100% | 100% | 100% | 100% | 100% | 100% | 100% | 100% | 100% | 100% | 100% | 100% | 100% | 100% | 100%
Industrial_Interruptible - Industrial_Existing_Space Heating_Natural Gas_Boiler_E2_Baseline Forecast | Industrial | Interruptible - Industrial | Existing | Space Heating | Natural Gas | Boiler | E2 | AFUE 85% | Baseline Forecast | bar: 2021 to 2047
Industrial_Interruptible - Industrial_Existing_Space Heating_Natural Gas_Boiler_E3_Baseline Forecast | Industrial | Interruptible - Industrial | Existing | Space Heating | Natural Gas | Boiler | E3 | AFUE 97% | Baseline Forecast | bar: 2021 to 2047
Industrial_Interruptible - Industrial_Existing_Space Heating_Natural Gas_Boiler_E4_Baseline Forecast | Industrial | Interruptible - Industrial | Existing | Space Heating | Natural Gas | Boiler | E4 | Convert to NG Air Source Heat Pump | Baseline Forecast | bar: 2021 to 2047
Industrial_Interruptible - Industrial_Existing_Space Heating_Natural Gas_Boiler_E5_Baseline Forecast | Industrial | Interruptible - Industrial | Existing | Space Heating | Natural Gas | Boiler | E5 |  | Baseline Forecast | bar: 2021 to 2047
Industrial_Interruptible - Industrial_Existing_Space Heating_Natural Gas_Boiler_E6_Baseline Forecast | Industrial | Interruptible - Industrial | Existing | Space Heating | Natural Gas | Boiler | E6 |  | Baseline Forecast | bar: 2021 to 2047
Industrial_Interruptible - Industrial_Existing_Space Heating_Natural Gas_Boiler_E7_Baseline Forecast | Industrial | Interruptible - Industrial | Existing | Space Heating | Natural Gas | Boiler | E7 |  | Baseline Forecast | bar: 2021 to 2047
Industrial_Interruptible - Industrial_Existing_Space Heating_Natural Gas_Boiler_E8_Baseline Forecast | Industrial | Interruptible - Industrial | Existing | Space Heating | Natural Gas | Boiler | E8 |  | Baseline Forecast | bar: 2021 to 2047
Industrial_Interruptible - Industrial_Existing_Space Heating_Natural Gas_Boiler_E9_Baseline Forecast | Industrial | Interruptible - Industrial | Existing | Space Heating | Natural Gas | Boiler | E9 |  | Baseline Forecast | bar: 2021 to 2047
Industrial_Interruptible - Industrial_Existing_Space Heating_Natural Gas_Boiler_E10_Baseline Forecast | Industrial | Interruptible - Industrial | Existing | Space Heating | Natural Gas | Boiler | E10 |  | Baseline Forecast | bar: 2021 to 2047
Industrial_Interruptible - Industrial_Existing_Space Heating_Natural Gas_Unit Heater_E1_Baseline Forecast | Industrial | Interruptible - Industrial | Existing | Space Heating | Natural Gas | Unit Heater | E1 | Standard | Baseline Forecast | 100% | 100% | 100% | 100% | 100% | 100% | 100% | 100% | 100% | 100% | 100% | 100% | 100% | 100% | 100% | 100% | 100% | 100% | 100% | 100% | 100% | 100% | 100% | 100% | 100% | 100% | 100%
Industrial_Interruptible - Industrial_Existing_Space Heating_Natural Gas_Unit Heater_E2_Baseline Forecast | Industrial | Interruptible - Industrial | Existing | Space Heating | Natural Gas | Unit Heater | E2 | Condensing | Baseline Forecast | bar: 2021 to 2047
Industrial_Interruptible - Industrial_Existing_Space Heating_Natural Gas_Unit Heater_E3_Baseline Forecast | Industrial | Interruptible - Industrial | Existing | Space Heating | Natural Gas | Unit Heater | E3 | Infrared Radiant | Baseline Forecast | bar: 2021 to 2047
Industrial_Interruptible - Industrial_Existing_Space Heating_Natural Gas_Unit Heater_E4_Baseline Forecast | Industrial | Interruptible - Industrial | Existing | Space Heating | Natural Gas | Unit Heater | E4 |  | Baseline Forecast | bar: 2021 to 2047
Industrial_Interruptible - Industrial_Existing_Space Heating_Natural Gas_Unit Heater_E5_Baseline Forecast | Industrial | Interruptible - Industrial | Existing | Space Heating | Natural Gas | Unit Heater | E5 |  | Baseline Forecast | bar: 2021 to 2047
Industrial_Interruptible - Industrial_Existing_Space Heating_Natural Gas_Unit Heater_E6_Baseline Forecast | Industrial | Interruptible - Industrial | Existing | Space Heating | Natural Gas | Unit Heater | E6 |  | Baseline Forecast | bar: 2021 to 2047
Industrial_Interruptible - Industrial_Existing_Space Heating_Natural Gas_Unit Heater_E7_Baseline Forecast | Industrial | Interruptible - Industrial | Existing | Space Heating | Natural Gas | Unit Heater | E7 |  | Baseline Forecast | bar: 2021 to 2047
Industrial_Interruptible - Industrial_Existing_Space Heating_Natural Gas_Unit Heater_E8_Baseline Forecast | Industrial | Interruptible - Industrial | Existing | Space Heating | Natural Gas | Unit Heater | E8 |  | Baseline Forecast | bar: 2021 to 2047
Industrial_Interruptible - Industrial_Existing_Space Heating_Natural Gas_Unit Heater_E9_Baseline Forecast | Industrial | Interruptible - Industrial | Existing | Space Heating | Natural Gas | Unit Heater | E9 |  | Baseline Forecast | bar: 2021 to 2047
Industrial_Interruptible - Industrial_Existing_Space Heating_Natural Gas_Unit Heater_E10_Baseline Forecast | Industrial | Interruptible - Industrial | Existing | Space Heating | Natural Gas | Unit Heater | E10 |  | Baseline Forecast | bar: 2021 to 2047
Industrial_Interruptible - Industrial_Existing_Process_Natural Gas_Process Boiler_E1_Baseline Forecast | Industrial | Interruptible - Industrial | Existing | Process | Natural Gas | Process Boiler | E1 | Standard | Baseline Forecast | 100% | 100% | 100% | 100% | 100% | 100% | 100% | 100% | 100% | 100% | 100% | 100% | 100% | 100% | 100% | 100% | 100% | 100% | 100% | 100% | 100% | 100% | 100% | 100% | 100% | 100% | 100%
Industrial_Interruptible - Industrial_Existing_Process_Natural Gas_Process Boiler_E2_Baseline Forecast | Industrial | Interruptible - Industrial | Existing | Process | Natural Gas | Process Boiler | E2 |  | Baseline Forecast | bar: 2021 to 2047
Industrial_Interruptible - Industrial_Existing_Process_Natural Gas_Process Boiler_E3_Baseline Forecast | Industrial | Interruptible - Industrial | Existing | Process | Natural Gas | Process Boiler | E3 |  | Baseline Forecast | bar: 2021 to 2047
Industrial_Interruptible - Industrial_Existing_Process_Natural Gas_Process Boiler_E4_Baseline Forecast | Industrial | Interruptible - Industrial | Existing | Process | Natural Gas | Process Boiler | E4 |  | Baseline Forecast | bar: 2021 to 2047
Industrial_Interruptible - Industrial_Existing_Process_Natural Gas_Process Boiler_E5_Baseline Forecast | Industrial | Interruptible - Industrial | Existing | Process | Natural Gas | Process Boiler | E5 |  | Baseline Forecast | bar: 2021 to 2047
Industrial_Interruptible - Industrial_Existing_Process_Natural Gas_Process Boiler_E6_Baseline Forecast | Industrial | Interruptible - Industrial | Existing | Process | Natural Gas | Process Boiler | E6 |  | Baseline Forecast | bar: 2021 to 2047
Industrial_Interruptible - Industrial_Existing_Process_Natural Gas_Process Boiler_E7_Baseline Forecast | Industrial | Interruptible - Industrial | Existing | Process | Natural Gas | Process Boiler | E7 |  | Baseline Forecast | bar: 2021 to 2047
Industrial_Interruptible - Industrial_Existing_Process_Natural Gas_Process Boiler_E8_Baseline Forecast | Industrial | Interruptible - Industrial | Existing | Process | Natural Gas | Process Boiler | E8 |  | Baseline Forecast | bar: 2021 to 2047
Industrial_Interruptible - Industrial_Existing_Process_Natural Gas_Process Boiler_E9_Baseline Forecast | Industrial | Interruptible - Industrial | Existing | Process | Natural Gas | Process Boiler | E9 |  | Baseline Forecast | bar: 2021 to 2047
Industrial_Interruptible - Industrial_Existing_Process_Natural Gas_Process Boiler_E10_Baseline Forecast | Industrial | Interruptible - Industrial | Existing | Process | Natural Gas | Process Boiler | E10 |  | Baseline Forecast | bar: 2021 to 2047
Industrial_Interruptible - Industrial_Existing_Process_Natural Gas_Process Heating_E1_Baseline Forecast | Industrial | Interruptible - Industrial | Existing | Process | Natural Gas | Process Heating | E1 | Standard | Baseline Forecast | 100% | 100% | 100% | 100% | 100% | 100% | 100% | 100% | 100% | 100% | 100% | 100% | 100% | 100% | 100% | 100% | 100% | 100% | 100% | 100% | 100% | 100% | 100% | 100% | 100% | 100% | 100%
Industrial_Interruptible - Industrial_Existing_Process_Natural Gas_Process Heating_E2_Baseline Forecast | Industrial | Interruptible - Industrial | Existing | Process | Natural Gas | Process Heating | E2 |  | Baseline Forecast | bar: 2021 to 2047
Industrial_Interruptible - Industrial_Existing_Process_Natural Gas_Process Heating_E3_Baseline Forecast | Industrial | Interruptible - Industrial | Existing | Process | Natural Gas | Process Heating | E3 |  | Baseline Forecast | bar: 2021 to 2047
Industrial_Interruptible - Industrial_Existing_Process_Natural Gas_Process Heating_E4_Baseline Forecast | Industrial | Interruptible - Industrial | Existing | Process | Natural Gas | Process Heating | E4 |  | Baseline Forecast | bar: 2021 to 2047
Industrial_Interruptible - Industrial_Existing_Process_Natural Gas_Process Heating_E5_Baseline Forecast | Industrial | Interruptible - Industrial | Existing | Process | Natural Gas | Process Heating | E5 |  | Baseline Forecast | bar: 2021 to 2047
Industrial_Interruptible - Industrial_Existing_Process_Natural Gas_Process Heating_E6_Baseline Forecast | Industrial | Interruptible - Industrial | Existing | Process | Natural Gas | Process Heating | E6 |  | Baseline Forecast | bar: 2021 to 2047
Industrial_Interruptible - Industrial_Existing_Process_Natural Gas_Process Heating_E7_Baseline Forecast | Industrial | Interruptible - Industrial | Existing | Process | Natural Gas | Process Heating | E7 |  | Baseline Forecast | bar: 2021 to 2047
Industrial_Interruptible - Industrial_Existing_Process_Natural Gas_Process Heating_E8_Baseline Forecast | Industrial | Interruptible - Industrial | Existing | Process | Natural Gas | Process Heating | E8 |  | Baseline Forecast | bar: 2021 to 2047
Industrial_Interruptible - Industrial_Existing_Process_Natural Gas_Process Heating_E9_Baseline Forecast | Industrial | Interruptible - Industrial | Existing | Process | Natural Gas | Process Heating | E9 |  | Baseline Forecast | bar: 2021 to 2047
Industrial_Interruptible - Industrial_Existing_Process_Natural Gas_Process Heating_E10_Baseline Forecast | Industrial | Interruptible - Industrial | Existing | Process | Natural Gas | Process Heating | E10 |  | Baseline Forecast | bar: 2021 to 2047
Industrial_Interruptible - Industrial_Existing_Process_Natural Gas_Process Cooling_E1_Baseline Forecast | Industrial | Interruptible - Industrial | Existing | Process | Natural Gas | Process Cooling | E1 | Standard | Baseline Forecast | 100% | 100% | 100% | 100% | 100% | 100% | 100% | 100% | 100% | 100% | 100% | 100% | 100% | 100% | 100% | 100% | 100% | 100% | 100% | 100% | 100% | 100% | 100% | 100% | 100% | 100% | 100%
Industrial_Interruptible - Industrial_Existing_Process_Natural Gas_Process Cooling_E2_Baseline Forecast | Industrial | Interruptible - Industrial | Existing | Process | Natural Gas | Process Cooling | E2 |  | Baseline Forecast | bar: 2021 to 2047
Industrial_Interruptible - Industrial_Existing_Process_Natural Gas_Process Cooling_E3_Baseline Forecast | Industrial | Interruptible - Industrial | Existing | Process | Natural Gas | Process Cooling | E3 |  | Baseline Forecast | bar: 2021 to 2047
Industrial_Interruptible - Industrial_Existing_Process_Natural Gas_Process Cooling_E4_Baseline Forecast | Industrial | Interruptible - Industrial | Existing | Process | Natural Gas | Process Cooling | E4 |  | Baseline Forecast | bar: 2021 to 2047
Industrial_Interruptible - Industrial_Existing_Process_Natural Gas_Process Cooling_E5_Baseline Forecast | Industrial | Interruptible - Industrial | Existing | Process | Natural Gas | Process Cooling | E5 |  | Baseline Forecast | bar: 2021 to 2047
Industrial_Interruptible - Industrial_Existing_Process_Natural Gas_Process Cooling_E6_Baseline Forecast | Industrial | Interruptible - Industrial | Existing | Process | Natural Gas | Process Cooling | E6 |  | Baseline Forecast | bar: 2021 to 2047
Industrial_Interruptible - Industrial_Existing_Process_Natural Gas_Process Cooling_E7_Baseline Forecast | Industrial | Interruptible - Industrial | Existing | Process | Natural Gas | Process Cooling | E7 |  | Baseline Forecast | bar: 2021 to 2047
Industrial_Interruptible - Industrial_Existing_Process_Natural Gas_Process Cooling_E8_Baseline Forecast | Industrial | Interruptible - Industrial | Existing | Process | Natural Gas | Process Cooling | E8 |  | Baseline Forecast | bar: 2021 to 2047
Industrial_Interruptible - Industrial_Existing_Process_Natural Gas_Process Cooling_E9_Baseline Forecast | Industrial | Interruptible - Industrial | Existing | Process | Natural Gas | Process Cooling | E9 |  | Baseline Forecast | bar: 2021 to 2047
Industrial_Interruptible - Industrial_Existing_Process_Natural Gas_Process Cooling_E10_Baseline Forecast | Industrial | Interruptible - Industrial | Existing | Process | Natural Gas | Process Cooling | E10 |  | Baseline Forecast | bar: 2021 to 2047
Industrial_Interruptible - Industrial_Existing_Process_Natural Gas_Other Process_E1_Baseline Forecast | Industrial | Interruptible - Industrial | Existing | Process | Natural Gas | Other Process | E1 | Standard | Baseline Forecast | 100% | 100% | 100% | 100% | 100% | 100% | 100% | 100% | 100% | 100% | 100% | 100% | 100% | 100% | 100% | 100% | 100% | 100% | 100% | 100% | 100% | 100% | 100% | 100% | 100% | 100% | 100%
Industrial_Interruptible - Industrial_Existing_Process_Natural Gas_Other Process_E2_Baseline Forecast | Industrial | Interruptible - Industrial | Existing | Process | Natural Gas | Other Process | E2 |  | Baseline Forecast | bar: 2021 to 2047
Industrial_Interruptible - Industrial_Existing_Process_Natural Gas_Other Process_E3_Baseline Forecast | Industrial | Interruptible - Industrial | Existing | Process | Natural Gas | Other Process | E3 |  | Baseline Forecast | bar: 2021 to 2047
Industrial_Interruptible - Industrial_Existing_Process_Natural Gas_Other Process_E4_Baseline Forecast | Industrial | Interruptible - Industrial | Existing | Process | Natural Gas | Other Process | E4 |  | Baseline Forecast | bar: 2021 to 2047
Industrial_Interruptible - Industrial_Existing_Process_Natural Gas_Other Process_E5_Baseline Forecast | Industrial | Interruptible - Industrial | Existing | Process | Natural Gas | Other Process | E5 |  | Baseline Forecast | bar: 2021 to 2047
Industrial_Interruptible - Industrial_Existing_Process_Natural Gas_Other Process_E6_Baseline Forecast | Industrial | Interruptible - Industrial | Existing | Process | Natural Gas | Other Process | E6 |  | Baseline Forecast | bar: 2021 to 2047
Industrial_Interruptible - Industrial_Existing_Process_Natural Gas_Other Process_E7_Baseline Forecast | Industrial | Interruptible - Industrial | Existing | Process | Natural Gas | Other Process | E7 |  | Baseline Forecast | bar: 2021 to 2047
Industrial_Interruptible - Industrial_Existing_Process_Natural Gas_Other Process_E8_Baseline Forecast | Industrial | Interruptible - Industrial | Existing | Process | Natural Gas | Other Process | E8 |  | Baseline Forecast | bar: 2021 to 2047
Industrial_Interruptible - Industrial_Existing_Process_Natural Gas_Other Process_E9_Baseline Forecast | Industrial | Interruptible - Industrial | Existing | Process | Natural Gas | Other Process | E9 |  | Baseline Forecast | bar: 2021 to 2047
Industrial_Interruptible - Industrial_Existing_Process_Natural Gas_Other Process_E10_Baseline Forecast | Industrial | Interruptible - Industrial | Existing | Process | Natural Gas | Other Process | E10 |  | Baseline Forecast | bar: 2021 to 2047
Industrial_Interruptible - Industrial_Existing_Miscellaneous_Natural Gas_Miscellaneous_E1_Baseline Forecast | Industrial | Interruptible - Industrial | Existing | Miscellaneous | Natural Gas | Miscellaneous | E1 | Standard | Baseline Forecast | 100% | 100% | 100% | 100% | 100% | 100% | 100% | 100% | 100% | 100% | 100% | 100% | 100% | 100% | 100% | 100% | 100% | 100% | 100% | 100% | 100% | 100% | 100% | 100% | 100% | 100% | 100%
Industrial_Interruptible - Industrial_Existing_Miscellaneous_Natural Gas_Miscellaneous_E2_Baseline Forecast | Industrial | Interruptible - Industrial | Existing | Miscellaneous | Natural Gas | Miscellaneous | E2 |  | Baseline Forecast | bar: 2021 to 2047
Industrial_Interruptible - Industrial_Existing_Miscellaneous_Natural Gas_Miscellaneous_E3_Baseline Forecast | Industrial | Interruptible - Industrial | Existing | Miscellaneous | Natural Gas | Miscellaneous | E3 |  | Baseline Forecast | bar: 2021 to 2047
Industrial_Interruptible - Industrial_Existing_Miscellaneous_Natural Gas_Miscellaneous_E4_Baseline Forecast | Industrial | Interruptible - Industrial | Existing | Miscellaneous | Natural Gas | Miscellaneous | E4 |  | Baseline Forecast | bar: 2021 to 2047
Industrial_Interruptible - Industrial_Existing_Miscellaneous_Natural Gas_Miscellaneous_E5_Baseline Forecast | Industrial | Interruptible - Industrial | Existing | Miscellaneous | Natural Gas | Miscellaneous | E5 |  | Baseline Forecast | bar: 2021 to 2047
Industrial_Interruptible - Industrial_Existing_Miscellaneous_Natural Gas_Miscellaneous_E6_Baseline Forecast | Industrial | Interruptible - Industrial | Existing | Miscellaneous | Natural Gas | Miscellaneous | E6 |  | Baseline Forecast | bar: 2021 to 2047
Industrial_Interruptible - Industrial_Existing_Miscellaneous_Natural Gas_Miscellaneous_E7_Baseline Forecast | Industrial | Interruptible - Industrial | Existing | Miscellaneous | Natural Gas | Miscellaneous | E7 |  | Baseline Forecast | bar: 2021 to 2047
Industrial_Interruptible - Industrial_Existing_Miscellaneous_Natural Gas_Miscellaneous_E8_Baseline Forecast | Industrial | Interruptible - Industrial | Existing | Miscellaneous | Natural Gas | Miscellaneous | E8 |  | Baseline Forecast | bar: 2021 to 2047
Industrial_Interruptible - Industrial_Existing_Miscellaneous_Natural Gas_Miscellaneous_E9_Baseline Forecast | Industrial | Interruptible - Industrial | Existing | Miscellaneous | Natural Gas | Miscellaneous | E9 |  | Baseline Forecast | bar: 2021 to 2047
Industrial_Interruptible - Industrial_Existing_Miscellaneous_Natural Gas_Miscellaneous_E10_Baseline Forecast | Industrial | Interruptible - Industrial | Existing | Miscellaneous | Natural Gas | Miscellaneous | E10 |  | Baseline Forecast | bar: 2021 to 2047
Industrial_Interruptible - Industrial_New_Space Heating_Natural Gas_Furnace_E1_Baseline Forecast | Industrial | Interruptible - Industrial | New | Space Heating | Natural Gas | Furnace | E1 | AFUE 80% (Standard) | Baseline Forecast | 100% | 100% | 100% | 0% | 0% | 0% | 0% | 0% | 0% | 0% | 0% | 0% | 0% | 0% | 0% | 0% | 0% | 0% | 0% | 0% | 0% | 0% | 0% | 0% | 0% | 0% | 0%
Industrial_Interruptible - Industrial_New_Space Heating_Natural Gas_Furnace_E2_Baseline Forecast | Industrial | Interruptible - Industrial | New | Space Heating | Natural Gas | Furnace | E2 | AFUE 90% | Baseline Forecast | 0% | 0% | 0% | 100% | 100% | 100% | 100% | 100% | 100% | 100% | 100% | 100% | 100% | 100% | 100% | 100% | 100% | 100% | 100% | 100% | 100% | 100% | 100% | 100% | 100% | 100% | 100%
Industrial_Interruptible - Industrial_New_Space Heating_Natural Gas_Furnace_E3_Baseline Forecast | Industrial | Interruptible - Industrial | New | Space Heating | Natural Gas | Furnace | E3 | AFUE 96% | Baseline Forecast | bar: 2021 to 2047
Industrial_Interruptible - Industrial_New_Space Heating_Natural Gas_Furnace_E4_Baseline Forecast | Industrial | Interruptible - Industrial | New | Space Heating | Natural Gas | Furnace | E4 |  | Baseline Forecast | bar: 2021 to 2047
Industrial_Interruptible - Industrial_New_Space Heating_Natural Gas_Furnace_E5_Baseline Forecast | Industrial | Interruptible - Industrial | New | Space Heating | Natural Gas | Furnace | E5 |  | Baseline Forecast | bar: 2021 to 2047
Industrial_Interruptible - Industrial_New_Space Heating_Natural Gas_Furnace_E6_Baseline Forecast | Industrial | Interruptible - Industrial | New | Space Heating | Natural Gas | Furnace | E6 |  | Baseline Forecast | bar: 2021 to 2047
Industrial_Interruptible - Industrial_New_Space Heating_Natural Gas_Furnace_E7_Baseline Forecast | Industrial | Interruptible - Industrial | New | Space Heating | Natural Gas | Furnace | E7 |  | Baseline Forecast | bar: 2021 to 2047
Industrial_Interruptible - Industrial_New_Space Heating_Natural Gas_Furnace_E8_Baseline Forecast | Industrial | Interruptible - Industrial | New | Space Heating | Natural Gas | Furnace | E8 |  | Baseline Forecast | bar: 2021 to 2047
Industrial_Interruptible - Industrial_New_Space Heating_Natural Gas_Furnace_E9_Baseline Forecast | Industrial | Interruptible - Industrial | New | Space Heating | Natural Gas | Furnace | E9 |  | Baseline Forecast | bar: 2021 to 2047
Industrial_Interruptible - Industrial_New_Space Heating_Natural Gas_Furnace_E10_Baseline Forecast | Industrial | Interruptible - Industrial | New | Space Heating | Natural Gas | Furnace | E10 |  | Baseline Forecast | bar: 2021 to 2047
Industrial_Interruptible - Industrial_New_Space Heating_Natural Gas_Boiler_E1_Baseline Forecast | Industrial | Interruptible - Industrial | New | Space Heating | Natural Gas | Boiler | E1 | AFUE 80% (Standard) | Baseline Forecast | 100% | 100% | 100% | 100% | 100% | 100% | 100% | 100% | 100% | 100% | 100% | 100% | 100% | 100% | 100% | 100% | 100% | 100% | 100% | 100% | 100% | 100% | 100% | 100% | 100% | 100% | 100%
Industrial_Interruptible - Industrial_New_Space Heating_Natural Gas_Boiler_E2_Baseline Forecast | Industrial | Interruptible - Industrial | New | Space Heating | Natural Gas | Boiler | E2 | AFUE 85% | Baseline Forecast | bar: 2021 to 2047
Industrial_Interruptible - Industrial_New_Space Heating_Natural Gas_Boiler_E3_Baseline Forecast | Industrial | Interruptible - Industrial | New | Space Heating | Natural Gas | Boiler | E3 | AFUE 97% | Baseline Forecast | bar: 2021 to 2047
Industrial_Interruptible - Industrial_New_Space Heating_Natural Gas_Boiler_E4_Baseline Forecast | Industrial | Interruptible - Industrial | New | Space Heating | Natural Gas | Boiler | E4 | Convert to NG Air Source Heat Pump | Baseline Forecast | bar: 2021 to 2047
Industrial_Interruptible - Industrial_New_Space Heating_Natural Gas_Boiler_E5_Baseline Forecast | Industrial | Interruptible - Industrial | New | Space Heating | Natural Gas | Boiler | E5 |  | Baseline Forecast | bar: 2021 to 2047
Industrial_Interruptible - Industrial_New_Space Heating_Natural Gas_Boiler_E6_Baseline Forecast | Industrial | Interruptible - Industrial | New | Space Heating | Natural Gas | Boiler | E6 |  | Baseline Forecast | bar: 2021 to 2047
Industrial_Interruptible - Industrial_New_Space Heating_Natural Gas_Boiler_E7_Baseline Forecast | Industrial | Interruptible - Industrial | New | Space Heating | Natural Gas | Boiler | E7 |  | Baseline Forecast | bar: 2021 to 2047
Industrial_Interruptible - Industrial_New_Space Heating_Natural Gas_Boiler_E8_Baseline Forecast | Industrial | Interruptible - Industrial | New | Space Heating | Natural Gas | Boiler | E8 |  | Baseline Forecast | bar: 2021 to 2047
Industrial_Interruptible - Industrial_New_Space Heating_Natural Gas_Boiler_E9_Baseline Forecast | Industrial | Interruptible - Industrial | New | Space Heating | Natural Gas | Boiler | E9 |  | Baseline Forecast | bar: 2021 to 2047
Industrial_Interruptible - Industrial_New_Space Heating_Natural Gas_Boiler_E10_Baseline Forecast | Industrial | Interruptible - Industrial | New | Space Heating | Natural Gas | Boiler | E10 |  | Baseline Forecast | bar: 2021 to 2047
Industrial_Interruptible - Industrial_New_Space Heating_Natural Gas_Unit Heater_E1_Baseline Forecast | Industrial | Interruptible - Industrial | New | Space Heating | Natural Gas | Unit Heater | E1 | Standard | Baseline Forecast | 100% | 100% | 100% | 100% | 100% | 100% | 100% | 100% | 100% | 100% | 100% | 100% | 100% | 100% | 100% | 100% | 100% | 100% | 100% | 100% | 100% | 100% | 100% | 100% | 100% | 100% | 100%
Industrial_Interruptible - Industrial_New_Space Heating_Natural Gas_Unit Heater_E2_Baseline Forecast | Industrial | Interruptible - Industrial | New | Space Heating | Natural Gas | Unit Heater | E2 | Condensing | Baseline Forecast | bar: 2021 to 2047
Industrial_Interruptible - Industrial_New_Space Heating_Natural Gas_Unit Heater_E3_Baseline Forecast | Industrial | Interruptible - Industrial | New | Space Heating | Natural Gas | Unit Heater | E3 | Infrared Radiant | Baseline Forecast | bar: 2021 to 2047
Industrial_Interruptible - Industrial_New_Space Heating_Natural Gas_Unit Heater_E4_Baseline Forecast | Industrial | Interruptible - Industrial | New | Space Heating | Natural Gas | Unit Heater | E4 |  | Baseline Forecast | bar: 2021 to 2047
Industrial_Interruptible - Industrial_New_Space Heating_Natural Gas_Unit Heater_E5_Baseline Forecast | Industrial | Interruptible - Industrial | New | Space Heating | Natural Gas | Unit Heater | E5 |  | Baseline Forecast | bar: 2021 to 2047
Industrial_Interruptible - Industrial_New_Space Heating_Natural Gas_Unit Heater_E6_Baseline Forecast | Industrial | Interruptible - Industrial | New | Space Heating | Natural Gas | Unit Heater | E6 |  | Baseline Forecast | bar: 2021 to 2047
Industrial_Interruptible - Industrial_New_Space Heating_Natural Gas_Unit Heater_E7_Baseline Forecast | Industrial | Interruptible - Industrial | New | Space Heating | Natural Gas | Unit Heater | E7 |  | Baseline Forecast | bar: 2021 to 2047
Industrial_Interruptible - Industrial_New_Space Heating_Natural Gas_Unit Heater_E8_Baseline Forecast | Industrial | Interruptible - Industrial | New | Space Heating | Natural Gas | Unit Heater | E8 |  | Baseline Forecast | bar: 2021 to 2047
Industrial_Interruptible - Industrial_New_Space Heating_Natural Gas_Unit Heater_E9_Baseline Forecast | Industrial | Interruptible - Industrial | New | Space Heating | Natural Gas | Unit Heater | E9 |  | Baseline Forecast | bar: 2021 to 2047
Industrial_Interruptible - Industrial_New_Space Heating_Natural Gas_Unit Heater_E10_Baseline Forecast | Industrial | Interruptible - Industrial | New | Space Heating | Natural Gas | Unit Heater | E10 |  | Baseline Forecast | bar: 2021 to 2047
Industrial_Interruptible - Industrial_New_Process_Natural Gas_Process Boiler_E1_Baseline Forecast | Industrial | Interruptible - Industrial | New | Process | Natural Gas | Process Boiler | E1 | Standard | Baseline Forecast | 100% | 100% | 100% | 100% | 100% | 100% | 100% | 100% | 100% | 100% | 100% | 100% | 100% | 100% | 100% | 100% | 100% | 100% | 100% | 100% | 100% | 100% | 100% | 100% | 100% | 100% | 100%
Industrial_Interruptible - Industrial_New_Process_Natural Gas_Process Boiler_E2_Baseline Forecast | Industrial | Interruptible - Industrial | New | Process | Natural Gas | Process Boiler | E2 |  | Baseline Forecast | bar: 2021 to 2047
Industrial_Interruptible - Industrial_New_Process_Natural Gas_Process Boiler_E3_Baseline Forecast | Industrial | Interruptible - Industrial | New | Process | Natural Gas | Process Boiler | E3 |  | Baseline Forecast | bar: 2021 to 2047
Industrial_Interruptible - Industrial_New_Process_Natural Gas_Process Boiler_E4_Baseline Forecast | Industrial | Interruptible - Industrial | New | Process | Natural Gas | Process Boiler | E4 |  | Baseline Forecast | bar: 2021 to 2047
Industrial_Interruptible - Industrial_New_Process_Natural Gas_Process Boiler_E5_Baseline Forecast | Industrial | Interruptible - Industrial | New | Process | Natural Gas | Process Boiler | E5 |  | Baseline Forecast | bar: 2021 to 2047
Industrial_Interruptible - Industrial_New_Process_Natural Gas_Process Boiler_E6_Baseline Forecast | Industrial | Interruptible - Industrial | New | Process | Natural Gas | Process Boiler | E6 |  | Baseline Forecast | bar: 2021 to 2047
Industrial_Interruptible - Industrial_New_Process_Natural Gas_Process Boiler_E7_Baseline Forecast | Industrial | Interruptible - Industrial | New | Process | Natural Gas | Process Boiler | E7 |  | Baseline Forecast | bar: 2021 to 2047
Industrial_Interruptible - Industrial_New_Process_Natural Gas_Process Boiler_E8_Baseline Forecast | Industrial | Interruptible - Industrial | New | Process | Natural Gas | Process Boiler | E8 |  | Baseline Forecast | bar: 2021 to 2047
Industrial_Interruptible - Industrial_New_Process_Natural Gas_Process Boiler_E9_Baseline Forecast | Industrial | Interruptible - Industrial | New | Process | Natural Gas | Process Boiler | E9 |  | Baseline Forecast | bar: 2021 to 2047
Industrial_Interruptible - Industrial_New_Process_Natural Gas_Process Boiler_E10_Baseline Forecast | Industrial | Interruptible - Industrial | New | Process | Natural Gas | Process Boiler | E10 |  | Baseline Forecast | bar: 2021 to 2047
Industrial_Interruptible - Industrial_New_Process_Natural Gas_Process Heating_E1_Baseline Forecast | Industrial | Interruptible - Industrial | New | Process | Natural Gas | Process Heating | E1 | Standard | Baseline Forecast | 100% | 100% | 100% | 100% | 100% | 100% | 100% | 100% | 100% | 100% | 100% | 100% | 100% | 100% | 100% | 100% | 100% | 100% | 100% | 100% | 100% | 100% | 100% | 100% | 100% | 100% | 100%
Industrial_Interruptible - Industrial_New_Process_Natural Gas_Process Heating_E2_Baseline Forecast | Industrial | Interruptible - Industrial | New | Process | Natural Gas | Process Heating | E2 |  | Baseline Forecast | bar: 2021 to 2047
Industrial_Interruptible - Industrial_New_Process_Natural Gas_Process Heating_E3_Baseline Forecast | Industrial | Interruptible - Industrial | New | Process | Natural Gas | Process Heating | E3 |  | Baseline Forecast | bar: 2021 to 2047
Industrial_Interruptible - Industrial_New_Process_Natural Gas_Process Heating_E4_Baseline Forecast | Industrial | Interruptible - Industrial | New | Process | Natural Gas | Process Heating | E4 |  | Baseline Forecast | bar: 2021 to 2047
Industrial_Interruptible - Industrial_New_Process_Natural Gas_Process Heating_E5_Baseline Forecast | Industrial | Interruptible - Industrial | New | Process | Natural Gas | Process Heating | E5 |  | Baseline Forecast | bar: 2021 to 2047
Industrial_Interruptible - Industrial_New_Process_Natural Gas_Process Heating_E6_Baseline Forecast | Industrial | Interruptible - Industrial | New | Process | Natural Gas | Process Heating | E6 |  | Baseline Forecast | bar: 2021 to 2047
Industrial_Interruptible - Industrial_New_Process_Natural Gas_Process Heating_E7_Baseline Forecast | Industrial | Interruptible - Industrial | New | Process | Natural Gas | Process Heating | E7 |  | Baseline Forecast | bar: 2021 to 2047
Industrial_Interruptible - Industrial_New_Process_Natural Gas_Process Heating_E8_Baseline Forecast | Industrial | Interruptible - Industrial | New | Process | Natural Gas | Process Heating | E8 |  | Baseline Forecast | bar: 2021 to 2047
Industrial_Interruptible - Industrial_New_Process_Natural Gas_Process Heating_E9_Baseline Forecast | Industrial | Interruptible - Industrial | New | Process | Natural Gas | Process Heating | E9 |  | Baseline Forecast | bar: 2021 to 2047
Industrial_Interruptible - Industrial_New_Process_Natural Gas_Process Heating_E10_Baseline Forecast | Industrial | Interruptible - Industrial | New | Process | Natural Gas | Process Heating | E10 |  | Baseline Forecast | bar: 2021 to 2047
Industrial_Interruptible - Industrial_New_Process_Natural Gas_Process Cooling_E1_Baseline Forecast | Industrial | Interruptible - Industrial | New | Process | Natural Gas | Process Cooling | E1 | Standard | Baseline Forecast | 100% | 100% | 100% | 100% | 100% | 100% | 100% | 100% | 100% | 100% | 100% | 100% | 100% | 100% | 100% | 100% | 100% | 100% | 100% | 100% | 100% | 100% | 100% | 100% | 100% | 100% | 100%
Industrial_Interruptible - Industrial_New_Process_Natural Gas_Process Cooling_E2_Baseline Forecast | Industrial | Interruptible - Industrial | New | Process | Natural Gas | Process Cooling | E2 |  | Baseline Forecast | bar: 2021 to 2047
Industrial_Interruptible - Industrial_New_Process_Natural Gas_Process Cooling_E3_Baseline Forecast | Industrial | Interruptible - Industrial | New | Process | Natural Gas | Process Cooling | E3 |  | Baseline Forecast | bar: 2021 to 2047
Industrial_Interruptible - Industrial_New_Process_Natural Gas_Process Cooling_E4_Baseline Forecast | Industrial | Interruptible - Industrial | New | Process | Natural Gas | Process Cooling | E4 |  | Baseline Forecast | bar: 2021 to 2047
Industrial_Interruptible - Industrial_New_Process_Natural Gas_Process Cooling_E5_Baseline Forecast | Industrial | Interruptible - Industrial | New | Process | Natural Gas | Process Cooling | E5 |  | Baseline Forecast | bar: 2021 to 2047
Industrial_Interruptible - Industrial_New_Process_Natural Gas_Process Cooling_E6_Baseline Forecast | Industrial | Interruptible - Industrial | New | Process | Natural Gas | Process Cooling | E6 |  | Baseline Forecast | bar: 2021 to 2047
Industrial_Interruptible - Industrial_New_Process_Natural Gas_Process Cooling_E7_Baseline Forecast | Industrial | Interruptible - Industrial | New | Process | Natural Gas | Process Cooling | E7 |  | Baseline Forecast | bar: 2021 to 2047
Industrial_Interruptible - Industrial_New_Process_Natural Gas_Process Cooling_E8_Baseline Forecast | Industrial | Interruptible - Industrial | New | Process | Natural Gas | Process Cooling | E8 |  | Baseline Forecast | bar: 2021 to 2047
Industrial_Interruptible - Industrial_New_Process_Natural Gas_Process Cooling_E9_Baseline Forecast | Industrial | Interruptible - Industrial | New | Process | Natural Gas | Process Cooling | E9 |  | Baseline Forecast | bar: 2021 to 2047
Industrial_Interruptible - Industrial_New_Process_Natural Gas_Process Cooling_E10_Baseline Forecast | Industrial | Interruptible - Industrial | New | Process | Natural Gas | Process Cooling | E10 |  | Baseline Forecast | bar: 2021 to 2047
Industrial_Interruptible - Industrial_New_Process_Natural Gas_Other Process_E1_Baseline Forecast | Industrial | Interruptible - Industrial | New | Process | Natural Gas | Other Process | E1 | Standard | Baseline Forecast | 100% | 100% | 100% | 100% | 100% | 100% | 100% | 100% | 100% | 100% | 100% | 100% | 100% | 100% | 100% | 100% | 100% | 100% | 100% | 100% | 100% | 100% | 100% | 100% | 100% | 100% | 100%
Industrial_Interruptible - Industrial_New_Process_Natural Gas_Other Process_E2_Baseline Forecast | Industrial | Interruptible - Industrial | New | Process | Natural Gas | Other Process | E2 |  | Baseline Forecast | bar: 2021 to 2047
Industrial_Interruptible - Industrial_New_Process_Natural Gas_Other Process_E3_Baseline Forecast | Industrial | Interruptible - Industrial | New | Process | Natural Gas | Other Process | E3 |  | Baseline Forecast | bar: 2021 to 2047
Industrial_Interruptible - Industrial_New_Process_Natural Gas_Other Process_E4_Baseline Forecast | Industrial | Interruptible - Industrial | New | Process | Natural Gas | Other Process | E4 |  | Baseline Forecast | bar: 2021 to 2047
Industrial_Interruptible - Industrial_New_Process_Natural Gas_Other Process_E5_Baseline Forecast | Industrial | Interruptible - Industrial | New | Process | Natural Gas | Other Process | E5 |  | Baseline Forecast | bar: 2021 to 2047
Industrial_Interruptible - Industrial_New_Process_Natural Gas_Other Process_E6_Baseline Forecast | Industrial | Interruptible - Industrial | New | Process | Natural Gas | Other Process | E6 |  | Baseline Forecast | bar: 2021 to 2047
Industrial_Interruptible - Industrial_New_Process_Natural Gas_Other Process_E7_Baseline Forecast | Industrial | Interruptible - Industrial | New | Process | Natural Gas | Other Process | E7 |  | Baseline Forecast | bar: 2021 to 2047
Industrial_Interruptible - Industrial_New_Process_Natural Gas_Other Process_E8_Baseline Forecast | Industrial | Interruptible - Industrial | New | Process | Natural Gas | Other Process | E8 |  | Baseline Forecast | bar: 2021 to 2047
Industrial_Interruptible - Industrial_New_Process_Natural Gas_Other Process_E9_Baseline Forecast | Industrial | Interruptible - Industrial | New | Process | Natural Gas | Other Process | E9 |  | Baseline Forecast | bar: 2021 to 2047
Industrial_Interruptible - Industrial_New_Process_Natural Gas_Other Process_E10_Baseline Forecast | Industrial | Interruptible - Industrial | New | Process | Natural Gas | Other Process | E10 |  | Baseline Forecast | bar: 2021 to 2047
Industrial_Interruptible - Industrial_New_Miscellaneous_Natural Gas_Miscellaneous_E1_Baseline Forecast | Industrial | Interruptible - Industrial | New | Miscellaneous | Natural Gas | Miscellaneous | E1 | Standard | Baseline Forecast | 100% | 100% | 100% | 100% | 100% | 100% | 100% | 100% | 100% | 100% | 100% | 100% | 100% | 100% | 100% | 100% | 100% | 100% | 100% | 100% | 100% | 100% | 100% | 100% | 100% | 100% | 100%
Industrial_Interruptible - Industrial_New_Miscellaneous_Natural Gas_Miscellaneous_E2_Baseline Forecast | Industrial | Interruptible - Industrial | New | Miscellaneous | Natural Gas | Miscellaneous | E2 |  | Baseline Forecast | bar: 2021 to 2047
Industrial_Interruptible - Industrial_New_Miscellaneous_Natural Gas_Miscellaneous_E3_Baseline Forecast | Industrial | Interruptible - Industrial | New | Miscellaneous | Natural Gas | Miscellaneous | E3 |  | Baseline Forecast | bar: 2021 to 2047
Industrial_Interruptible - Industrial_New_Miscellaneous_Natural Gas_Miscellaneous_E4_Baseline Forecast | Industrial | Interruptible - Industrial | New | Miscellaneous | Natural Gas | Miscellaneous | E4 |  | Baseline Forecast | bar: 2021 to 2047
Industrial_Interruptible - Industrial_New_Miscellaneous_Natural Gas_Miscellaneous_E5_Baseline Forecast | Industrial | Interruptible - Industrial | New | Miscellaneous | Natural Gas | Miscellaneous | E5 |  | Baseline Forecast | bar: 2021 to 2047
Industrial_Interruptible - Industrial_New_Miscellaneous_Natural Gas_Miscellaneous_E6_Baseline Forecast | Industrial | Interruptible - Industrial | New | Miscellaneous | Natural Gas | Miscellaneous | E6 |  | Baseline Forecast | bar: 2021 to 2047
Industrial_Interruptible - Industrial_New_Miscellaneous_Natural Gas_Miscellaneous_E7_Baseline Forecast | Industrial | Interruptible - Industrial | New | Miscellaneous | Natural Gas | Miscellaneous | E7 |  | Baseline Forecast | bar: 2021 to 2047
Industrial_Interruptible - Industrial_New_Miscellaneous_Natural Gas_Miscellaneous_E8_Baseline Forecast | Industrial | Interruptible - Industrial | New | Miscellaneous | Natural Gas | Miscellaneous | E8 |  | Baseline Forecast | bar: 2021 to 2047
Industrial_Interruptible - Industrial_New_Miscellaneous_Natural Gas_Miscellaneous_E9_Baseline Forecast | Industrial | Interruptible - Industrial | New | Miscellaneous | Natural Gas | Miscellaneous | E9 |  | Baseline Forecast | bar: 2021 to 2047
Industrial_Interruptible - Industrial_New_Miscellaneous_Natural Gas_Miscellaneous_E10_Baseline Forecast | Industrial | Interruptible - Industrial | New | Miscellaneous | Natural Gas | Miscellaneous | E10 |  | Baseline Forecast | bar: 2021 to 2047

## Vintage Data
Key | Sector | Segment | End Use | Fuel | Technology | Type | New | 1 | 2 | 3 | 4 | 5 | 6 | 7 | 8 | 9 | 10 | 11 | 12 | 13 | 14 | 15 | 16 | 17 | 18 | 19 | 20 | 21 | 22 | 23 | 24 | 25 | 26 | 27 | 28 | 29 | 30 | 31 | 32 | 33 | 34 | 35 | Min | Max
Industrial_WA - Industrial_Space Heating_Natural Gas_Furnace_Distribution | Industrial | WA - Industrial | Space Heating | Natural Gas | Furnace | Distribution | 5.556% | 5.556% | 5.556% | 5.556% | 5.556% | 5.556% | 5.556% | 5.556% | 5.556% | 5.556% | 5.556% | 5.556% | 5.556% | 5.556% | 5.556% | 5.556% | 5.556% | 5.556% | 0% | 0% | 0% | 0% | 0% | 0% | 0% | 0% | 0% | 0% | 0% | 0% | 0% | 0% | 0% | 0% | 0% | 0% | 10 | 26
Industrial_WA - Industrial_Space Heating_Natural Gas_Boiler_Distribution | Industrial | WA - Industrial | Space Heating | Natural Gas | Boiler | Distribution | 3.333% | 3.333% | 3.333% | 3.333% | 3.333% | 3.333% | 3.333% | 3.333% | 3.333% | 3.333% | 3.333% | 3.333% | 3.333% | 3.333% | 3.333% | 3.333% | 3.333% | 3.333% | 3.333% | 3.333% | 3.333% | 3.333% | 3.333% | 3.333% | 3.333% | 3.333% | 3.333% | 3.333% | 3.333% | 3.333% | 1.11e-14% | 0% | 0% | 0% | 0% | 0% | 25 | 35
Industrial_WA - Industrial_Space Heating_Natural Gas_Unit Heater_Distribution | Industrial | WA - Industrial | Space Heating | Natural Gas | Unit Heater | Distribution | 5% | [35 empty] | 15 | 25 | bar: 1 to 35
Industrial_WA - Industrial_Process_Natural Gas_Process Boiler_Distribution | Industrial | WA - Industrial | Process | Natural Gas | Process Boiler | Distribution | 20% | 20% | 20% | 20% | 20% | 0% | 0% | 0% | 0% | 0% | 0% | 0% | 0% | 0% | 0% | 0% | 0% | 0% | 0% | 0% | 0% | 0% | 0% | 0% | 0% | 0% | 0% | 0% | 0% | 0% | 0% | 0% | 0% | 0% | 0% | 0% | 2 | 8
Industrial_WA - Industrial_Process_Natural Gas_Process Heating_Distribution | Industrial | WA - Industrial | Process | Natural Gas | Process Heating | Distribution | 20% | 20% | 20% | 20% | 20% | 0% | 0% | 0% | 0% | 0% | 0% | 0% | 0% | 0% | 0% | 0% | 0% | 0% | 0% | 0% | 0% | 0% | 0% | 0% | 0% | 0% | 0% | 0% | 0% | 0% | 0% | 0% | 0% | 0% | 0% | 0% | 2 | 8
Industrial_WA - Industrial_Process_Natural Gas_Process Cooling_Distribution | Industrial | WA - Industrial | Process | Natural Gas | Process Cooling | Distribution | 20% | 20% | 20% | 20% | 20% | 0% | 0% | 0% | 0% | 0% | 0% | 0% | 0% | 0% | 0% | 0% | 0% | 0% | 0% | 0% | 0% | 0% | 0% | 0% | 0% | 0% | 0% | 0% | 0% | 0% | 0% | 0% | 0% | 0% | 0% | 0% | 2 | 8
Industrial_WA - Industrial_Process_Natural Gas_Other Process_Distribution | Industrial | WA - Industrial | Process | Natural Gas | Other Process | Distribution | 20% | 20% | 20% | 20% | 20% | 0% | 0% | 0% | 0% | 0% | 0% | 0% | 0% | 0% | 0% | 0% | 0% | 0% | 0% | 0% | 0% | 0% | 0% | 0% | 0% | 0% | 0% | 0% | 0% | 0% | 0% | 0% | 0% | 0% | 0% | 0% | 2 | 8
Industrial_WA - Industrial_Miscellaneous_Natural Gas_Miscellaneous_Distribution | Industrial | WA - Industrial | Miscellaneous | Natural Gas | Miscellaneous | Distribution | 20% | 20% | 20% | 20% | 20% | 0% | 0% | 0% | 0% | 0% | 0% | 0% | 0% | 0% | 0% | 0% | 0% | 0% | 0% | 0% | 0% | 0% | 0% | 0% | 0% | 0% | 0% | 0% | 0% | 0% | 0% | 0% | 0% | 0% | 0% | 0% | 2 | 8
Industrial_OR - Industrial_Space Heating_Natural Gas_Furnace_Distribution | Industrial | OR - Industrial | Space Heating | Natural Gas | Furnace | Distribution | 5.556% | 5.556% | 5.556% | 5.556% | 5.556% | 5.556% | 5.556% | 5.556% | 5.556% | 5.556% | 5.556% | 5.556% | 5.556% | 5.556% | 5.556% | 5.556% | 5.556% | 5.556% | 0% | 0% | 0% | 0% | 0% | 0% | 0% | 0% | 0% | 0% | 0% | 0% | 0% | 0% | 0% | 0% | 0% | 0% | 10 | 26
Industrial_OR - Industrial_Space Heating_Natural Gas_Boiler_Distribution | Industrial | OR - Industrial | Space Heating | Natural Gas | Boiler | Distribution | 3.333% | 3.333% | 3.333% | 3.333% | 3.333% | 3.333% | 3.333% | 3.333% | 3.333% | 3.333% | 3.333% | 3.333% | 3.333% | 3.333% | 3.333% | 3.333% | 3.333% | 3.333% | 3.333% | 3.333% | 3.333% | 3.333% | 3.333% | 3.333% | 3.333% | 3.333% | 3.333% | 3.333% | 3.333% | 3.333% | 1.11e-14% | 0% | 0% | 0% | 0% | 0% | 25 | 35
Industrial_OR - Industrial_Space Heating_Natural Gas_Unit Heater_Distribution | Industrial | OR - Industrial | Space Heating | Natural Gas | Unit Heater | Distribution | 5% | [35 empty] | 15 | 25 | bar: 1 to 35
Industrial_OR - Industrial_Process_Natural Gas_Process Boiler_Distribution | Industrial | OR - Industrial | Process | Natural Gas | Process Boiler | Distribution | 20% | 20% | 20% | 20% | 20% | 0% | 0% | 0% | 0% | 0% | 0% | 0% | 0% | 0% | 0% | 0% | 0% | 0% | 0% | 0% | 0% | 0% | 0% | 0% | 0% | 0% | 0% | 0% | 0% | 0% | 0% | 0% | 0% | 0% | 0% | 0% | 2 | 8
Industrial_OR - Industrial_Process_Natural Gas_Process Heating_Distribution | Industrial | OR - Industrial | Process | Natural Gas | Process Heating | Distribution | 20% | 20% | 20% | 20% | 20% | 0% | 0% | 0% | 0% | 0% | 0% | 0% | 0% | 0% | 0% | 0% | 0% | 0% | 0% | 0% | 0% | 0% | 0% | 0% | 0% | 0% | 0% | 0% | 0% | 0% | 0% | 0% | 0% | 0% | 0% | 0% | 2 | 8
Industrial_OR - Industrial_Process_Natural Gas_Process Cooling_Distribution | Industrial | OR - Industrial | Process | Natural Gas | Process Cooling | Distribution | 20% | 20% | 20% | 20% | 20% | 0% | 0% | 0% | 0% | 0% | 0% | 0% | 0% | 0% | 0% | 0% | 0% | 0% | 0% | 0% | 0% | 0% | 0% | 0% | 0% | 0% | 0% | 0% | 0% | 0% | 0% | 0% | 0% | 0% | 0% | 0% | 2 | 8
Industrial_OR - Industrial_Process_Natural Gas_Other Process_Distribution | Industrial | OR - Industrial | Process | Natural Gas | Other Process | Distribution | 20% | 20% | 20% | 20% | 20% | 0% | 0% | 0% | 0% | 0% | 0% | 0% | 0% | 0% | 0% | 0% | 0% | 0% | 0% | 0% | 0% | 0% | 0% | 0% | 0% | 0% | 0% | 0% | 0% | 0% | 0% | 0% | 0% | 0% | 0% | 0% | 2 | 8
Industrial_OR - Industrial_Miscellaneous_Natural Gas_Miscellaneous_Distribution | Industrial | OR - Industrial | Miscellaneous | Natural Gas | Miscellaneous | Distribution | 20% | 20% | 20% | 20% | 20% | 0% | 0% | 0% | 0% | 0% | 0% | 0% | 0% | 0% | 0% | 0% | 0% | 0% | 0% | 0% | 0% | 0% | 0% | 0% | 0% | 0% | 0% | 0% | 0% | 0% | 0% | 0% | 0% | 0% | 0% | 0% | 2 | 8
Industrial_Interruptible - Industrial_Space Heating_Natural Gas_Furnace_Distribution | Industrial | Interruptible - Industrial | Space Heating | Natural Gas | Furnace | Distribution | 5.556% | 5.556% | 5.556% | 5.556% | 5.556% | 5.556% | 5.556% | 5.556% | 5.556% | 5.556% | 5.556% | 5.556% | 5.556% | 5.556% | 5.556% | 5.556% | 5.556% | 5.556% | 0% | 0% | 0% | 0% | 0% | 0% | 0% | 0% | 0% | 0% | 0% | 0% | 0% | 0% | 0% | 0% | 0% | 0% | 10 | 26
Industrial_Interruptible - Industrial_Space Heating_Natural Gas_Boiler_Distribution | Industrial | Interruptible - Industrial | Space Heating | Natural Gas | Boiler | Distribution | 3.333% | 3.333% | 3.333% | 3.333% | 3.333% | 3.333% | 3.333% | 3.333% | 3.333% | 3.333% | 3.333% | 3.333% | 3.333% | 3.333% | 3.333% | 3.333% | 3.333% | 3.333% | 3.333% | 3.333% | 3.333% | 3.333% | 3.333% | 3.333% | 3.333% | 3.333% | 3.333% | 3.333% | 3.333% | 3.333% | 1.11e-14% | 0% | 0% | 0% | 0% | 0% | 25 | 35
Industrial_Interruptible - Industrial_Space Heating_Natural Gas_Unit Heater_Distribution | Industrial | Interruptible - Industrial | Space Heating | Natural Gas | Unit Heater | Distribution | 5% | [35 empty] | 15 | 25 | bar: 1 to 35
Industrial_Interruptible - Industrial_Process_Natural Gas_Process Boiler_Distribution | Industrial | Interruptible - Industrial | Process | Natural Gas | Process Boiler | Distribution | 20% | 20% | 20% | 20% | 20% | 0% | 0% | 0% | 0% | 0% | 0% | 0% | 0% | 0% | 0% | 0% | 0% | 0% | 0% | 0% | 0% | 0% | 0% | 0% | 0% | 0% | 0% | 0% | 0% | 0% | 0% | 0% | 0% | 0% | 0% | 0% | 2 | 8
Industrial_Interruptible - Industrial_Process_Natural Gas_Process Heating_Distribution | Industrial | Interruptible - Industrial | Process | Natural Gas | Process Heating | Distribution | 20% | 20% | 20% | 20% | 20% | 0% | 0% | 0% | 0% | 0% | 0% | 0% | 0% | 0% | 0% | 0% | 0% | 0% | 0% | 0% | 0% | 0% | 0% | 0% | 0% | 0% | 0% | 0% | 0% | 0% | 0% | 0% | 0% | 0% | 0% | 0% | 2 | 8
Industrial_Interruptible - Industrial_Process_Natural Gas_Process Cooling_Distribution | Industrial | Interruptible - Industrial | Process | Natural Gas | Process Cooling | Distribution | 20% | 20% | 20% | 20% | 20% | 0% | 0% | 0% | 0% | 0% | 0% | 0% | 0% | 0% | 0% | 0% | 0% | 0% | 0% | 0% | 0% | 0% | 0% | 0% | 0% | 0% | 0% | 0% | 0% | 0% | 0% | 0% | 0% | 0% | 0% | 0% | 2 | 8
Industrial_Interruptible - Industrial_Process_Natural Gas_Other Process_Distribution | Industrial | Interruptible - Industrial | Process | Natural Gas | Other Process | Distribution | 20% | 20% | 20% | 20% | 20% | 0% | 0% | 0% | 0% | 0% | 0% | 0% | 0% | 0% | 0% | 0% | 0% | 0% | 0% | 0% | 0% | 0% | 0% | 0% | 0% | 0% | 0% | 0% | 0% | 0% | 0% | 0% | 0% | 0% | 0% | 0% | 2 | 8
Industrial_Interruptible - Industrial_Miscellaneous_Natural Gas_Miscellaneous_Distribution | Industrial | Interruptible - Industrial | Miscellaneous | Natural Gas | Miscellaneous | Distribution | 20% | 20% | 20% | 20% | 20% | 0% | 0% | 0% | 0% | 0% | 0% | 0% | 0% | 0% | 0% | 0% | 0% | 0% | 0% | 0% | 0% | 0% | 0% | 0% | 0% | 0% | 0% | 0% | 0% | 0% | 0% | 0% | 0% | 0% | 0% | 0% | 2 | 8
Industrial_WA - Industrial_Space Heating_Natural Gas_Furnace_Usage | Industrial | WA - Industrial | Space Heating | Natural Gas | Furnace | Usage | 2424.8347 | 2432.1422 | 2439.4496 | 2446.7571 | 2454.0646 | 2461.3721 | 2468.6795 | 2475.987 | 2483.2945 | 2490.6019 | 2497.9094 | 2505.2169 | 2512.5243 | 2519.8318 | 2527.1393 | 2534.4468 | 2541.7542 | 2549.0617 | 0 | 0 | 0 | 0 | 0 | 0 | 0 | 0 | 0 | 0 | 0 | 0 | 0 | 0 | 0 | 0 | 0 | 0
Industrial_WA - Industrial_Space Heating_Natural Gas_Boiler_Usage | Industrial | WA - Industrial | Space Heating | Natural Gas | Boiler | Usage | 2362.6008 | 2371.1765 | 2379.7522 | 2388.3278 | 2396.9035 | 2405.4792 | 2414.0549 | 2422.6306 | 2431.2063 | 2439.7819 | 2448.3576 | 2456.9333 | 2465.509 | 2474.0847 | 2482.6604 | 2491.236 | 2499.8117 | 2508.3874 | 2516.9631 | 2525.5388 | 2534.1145 | 2542.6901 | 2551.2658 | 2559.8415 | 2568.4172 | 2576.9929 | 2585.5686 | 2594.1442 | 2602.7199 | 2611.2956 | 2619.8713 | 0 | 0 | 0 | 0 | 0
Industrial_WA - Industrial_Space Heating_Natural Gas_Unit Heater_Usage | Industrial | WA - Industrial | Space Heating | Natural Gas | Unit Heater | Usage | 2486.9482 | 2486.9482 | 2486.9482 | 2486.9482 | 2486.9482 | 2486.9482 | 2486.9482 | 2486.9482 | 2486.9482 | 2486.9482 | 2486.9482 | 2486.9482 | 2486.9482 | 2486.9482 | 2486.9482 | 2486.9482 | 2486.9482 | 2486.9482 | 2486.9482 | 2486.9482 | 0 | 0 | 0 | 0 | 0 | 0 | 0 | 0 | 0 | 0 | 0 | 0 | 0 | 0 | 0 | 0
Industrial_WA - Industrial_Process_Natural Gas_Process Boiler_Usage | Industrial | WA - Industrial | Process | Natural Gas | Process Boiler | Usage | 18097.2279 | 18097.2279 | 18097.2279 | 18097.2279 | 18097.2279 | 0 | 0 | 0 | 0 | 0 | 0 | 0 | 0 | 0 | 0 | 0 | 0 | 0 | 0 | 0 | 0 | 0 | 0 | 0 | 0 | 0 | 0 | 0 | 0 | 0 | 0 | 0 | 0 | 0 | 0 | 0
Industrial_WA - Industrial_Process_Natural Gas_Process Heating_Usage | Industrial | WA - Industrial | Process | Natural Gas | Process Heating | Usage | 16546.2279 | 16546.2279 | 16546.2279 | 16546.2279 | 16546.2279 | 0 | 0 | 0 | 0 | 0 | 0 | 0 | 0 | 0 | 0 | 0 | 0 | 0 | 0 | 0 | 0 | 0 | 0 | 0 | 0 | 0 | 0 | 0 | 0 | 0 | 0 | 0 | 0 | 0 | 0 | 0
Industrial_WA - Industrial_Process_Natural Gas_Process Cooling_Usage | Industrial | WA - Industrial | Process | Natural Gas | Process Cooling | Usage | 160.4483 | 160.4483 | 160.4483 | 160.4483 | 160.4483 | 0 | 0 | 0 | 0 | 0 | 0 | 0 | 0 | 0 | 0 | 0 | 0 | 0 | 0 | 0 | 0 | 0 | 0 | 0 | 0 | 0 | 0 | 0 | 0 | 0 | 0 | 0 | 0 | 0 | 0 | 0
Industrial_WA - Industrial_Process_Natural Gas_Other Process_Usage | Industrial | WA - Industrial | Process | Natural Gas | Other Process | Usage | 1691.3922 | 1691.3922 | 1691.3922 | 1691.3922 | 1691.3922 | 0 | 0 | 0 | 0 | 0 | 0 | 0 | 0 | 0 | 0 | 0 | 0 | 0 | 0 | 0 | 0 | 0 | 0 | 0 | 0 | 0 | 0 | 0 | 0 | 0 | 0 | 0 | 0 | 0 | 0 | 0
Industrial_WA - Industrial_Miscellaneous_Natural Gas_Miscellaneous_Usage | Industrial | WA - Industrial | Miscellaneous | Natural Gas | Miscellaneous | Usage | 1992.2327 | 1992.2327 | 1992.2327 | 1992.2327 | 1992.2327 | 0 | 0 | 0 | 0 | 0 | 0 | 0 | 0 | 0 | 0 | 0 | 0 | 0 | 0 | 0 | 0 | 0 | 0 | 0 | 0 | 0 | 0 | 0 | 0 | 0 | 0 | 0 | 0 | 0 | 0 | 0
Industrial_OR - Industrial_Space Heating_Natural Gas_Furnace_Usage | Industrial | OR - Industrial | Space Heating | Natural Gas | Furnace | Usage | 1213.9284 | 1217.5867 | 1221.2449 | 1224.9032 | 1228.5615 | 1232.2198 | 1235.8781 | 1239.5364 | 1243.1947 | 1246.853 | 1250.5113 | 1254.1695 | 1257.8278 | 1261.4861 | 1265.1444 | 1268.8027 | 1272.461 | 1276.1193 | 0 | 0 | 0 | 0 | 0 | 0 | 0 | 0 | 0 | 0 | 0 | 0 | 0 | 0 | 0 | 0 | 0 | 0
Industrial_OR - Industrial_Space Heating_Natural Gas_Boiler_Usage | Industrial | OR - Industrial | Space Heating | Natural Gas | Boiler | Usage | 1182.7726 | 1187.0658 | 1191.359 | 1195.6522 | 1199.9454 | 1204.2386 | 1208.5317 | 1212.8249 | 1217.1181 | 1221.4113 | 1225.7045 | 1229.9977 | 1234.2909 | 1238.584 | 1242.8772 | 1247.1704 | 1251.4636 | 1255.7568 | 1260.05 | 1264.3432 | 1268.6363 | 1272.9295 | 1277.2227 | 1281.5159 | 1285.8091 | 1290.1023 | 1294.3955 | 1298.6886 | 1302.9818 | 1307.275 | 1311.5682 | 0 | 0 | 0 | 0 | 0
Industrial_OR - Industrial_Space Heating_Natural Gas_Unit Heater_Usage | Industrial | OR - Industrial | Space Heating | Natural Gas | Unit Heater | Usage | 1245.0238 | 1245.0238 | 1245.0238 | 1245.0238 | 1245.0238 | 1245.0238 | 1245.0238 | 1245.0238 | 1245.0238 | 1245.0238 | 1245.0238 | 1245.0238 | 1245.0238 | 1245.0238 | 1245.0238 | 1245.0238 | 1245.0238 | 1245.0238 | 1245.0238 | 1245.0238 | 0 | 0 | 0 | 0 | 0 | 0 | 0 | 0 | 0 | 0 | 0 | 0 | 0 | 0 | 0 | 0
Industrial_OR - Industrial_Process_Natural Gas_Process Boiler_Usage | Industrial | OR - Industrial | Process | Natural Gas | Process Boiler | Usage | 9059.8911 | 9059.8911 | 9059.8911 | 9059.8911 | 9059.8911 | 0 | 0 | 0 | 0 | 0 | 0 | 0 | 0 | 0 | 0 | 0 | 0 | 0 | 0 | 0 | 0 | 0 | 0 | 0 | 0 | 0 | 0 | 0 | 0 | 0 | 0 | 0 | 0 | 0 | 0 | 0
Industrial_OR - Industrial_Process_Natural Gas_Process Heating_Usage | Industrial | OR - Industrial | Process | Natural Gas | Process Heating | Usage | 8283.4246 | 8283.4246 | 8283.4246 | 8283.4246 | 8283.4246 | 0 | 0 | 0 | 0 | 0 | 0 | 0 | 0 | 0 | 0 | 0 | 0 | 0 | 0 | 0 | 0 | 0 | 0 | 0 | 0 | 0 | 0 | 0 | 0 | 0 | 0 | 0 | 0 | 0 | 0 | 0
Industrial_OR - Industrial_Process_Natural Gas_Process Cooling_Usage | Industrial | OR - Industrial | Process | Natural Gas | Process Cooling | Usage | 80.3241 | 80.3241 | 80.3241 | 80.3241 | 80.3241 | 0 | 0 | 0 | 0 | 0 | 0 | 0 | 0 | 0 | 0 | 0 | 0 | 0 | 0 | 0 | 0 | 0 | 0 | 0 | 0 | 0 | 0 | 0 | 0 | 0 | 0 | 0 | 0 | 0 | 0 | 0
Industrial_OR - Industrial_Process_Natural Gas_Other Process_Usage | Industrial | OR - Industrial | Process | Natural Gas | Other Process | Usage | 846.7501 | 846.7501 | 846.7501 | 846.7501 | 846.7501 | 0 | 0 | 0 | 0 | 0 | 0 | 0 | 0 | 0 | 0 | 0 | 0 | 0 | 0 | 0 | 0 | 0 | 0 | 0 | 0 | 0 | 0 | 0 | 0 | 0 | 0 | 0 | 0 | 0 | 0 | 0
Industrial_OR - Industrial_Miscellaneous_Natural Gas_Miscellaneous_Usage | Industrial | OR - Industrial | Miscellaneous | Natural Gas | Miscellaneous | Usage | 997.3578 | 997.3578 | 997.3578 | 997.3578 | 997.3578 | 0 | 0 | 0 | 0 | 0 | 0 | 0 | 0 | 0 | 0 | 0 | 0 | 0 | 0 | 0 | 0 | 0 | 0 | 0 | 0 | 0 | 0 | 0 | 0 | 0 | 0 | 0 | 0 | 0 | 0 | 0
Industrial_Interruptible - Industrial_Space Heating_Natural Gas_Furnace_Usage | Industrial | Interruptible - Industrial | Space Heating | Natural Gas | Furnace | Usage | 636.3164 | 638.234 | 640.1516 | 642.0692 | 643.9867 | 645.9043 | 647.8219 | 649.7395 | 651.6571 | 653.5747 | 655.4923 | 657.4099 | 659.3275 | 661.2451 | 663.1627 | 665.0803 | 666.9979 | 668.9155 | 0 | 0 | 0 | 0 | 0 | 0 | 0 | 0 | 0 | 0 | 0 | 0 | 0 | 0 | 0 | 0 | 0 | 0
Industrial_Interruptible - Industrial_Space Heating_Natural Gas_Boiler_Usage | Industrial | Interruptible - Industrial | Space Heating | Natural Gas | Boiler | Usage | 619.9852 | 622.2356 | 624.486 | 626.7364 | 628.9868 | 631.2372 | 633.4876 | 635.738 | 637.9884 | 640.2387 | 642.4891 | 644.7395 | 646.9899 | 649.2403 | 651.4907 | 653.7411 | 655.9915 | 658.2419 | 660.4923 | 662.7427 | 664.9931 | 667.2435 | 669.4939 | 671.7443 | 673.9947 | 676.2451 | 678.4955 | 680.7459 | 682.9963 | 685.2467 | 687.4971 | 0 | 0 | 0 | 0 | 0
Industrial_Interruptible - Industrial_Space Heating_Natural Gas_Unit Heater_Usage | Industrial | Interruptible - Industrial | Space Heating | Natural Gas | Unit Heater | Usage | 652.6159 | 652.6159 | 652.6159 | 652.6159 | 652.6159 | 652.6159 | 652.6159 | 652.6159 | 652.6159 | 652.6159 | 652.6159 | 652.6159 | 652.6159 | 652.6159 | 652.6159 | 652.6159 | 652.6159 | 652.6159 | 652.6159 | 652.6159 | 0 | 0 | 0 | 0 | 0 | 0 | 0 | 0 | 0 | 0 | 0 | 0 | 0 | 0 | 0 | 0
Industrial_Interruptible - Industrial_Process_Natural Gas_Process Boiler_Usage | Industrial | Interruptible - Industrial | Process | Natural Gas | Process Boiler | Usage | 4749.0091 | 4749.0091 | 4749.0091 | 4749.0091 | 4749.0091 | 0 | 0 | 0 | 0 | 0 | 0 | 0 | 0 | 0 | 0 | 0 | 0 | 0 | 0 | 0 | 0 | 0 | 0 | 0 | 0 | 0 | 0 | 0 | 0 | 0 | 0 | 0 | 0 | 0 | 0 | 0
Industrial_Interruptible - Industrial_Process_Natural Gas_Process Heating_Usage | Industrial | Interruptible - Industrial | Process | Natural Gas | Process Heating | Usage | 4342.0013 | 4342.0013 | 4342.0013 | 4342.0013 | 4342.0013 | 0 | 0 | 0 | 0 | 0 | 0 | 0 | 0 | 0 | 0 | 0 | 0 | 0 | 0 | 0 | 0 | 0 | 0 | 0 | 0 | 0 | 0 | 0 | 0 | 0 | 0 | 0 | 0 | 0 | 0 | 0
Industrial_Interruptible - Industrial_Process_Natural Gas_Process Cooling_Usage | Industrial | Interruptible - Industrial | Process | Natural Gas | Process Cooling | Usage | 42.1043 | 42.1043 | 42.1043 | 42.1043 | 42.1043 | 0 | 0 | 0 | 0 | 0 | 0 | 0 | 0 | 0 | 0 | 0 | 0 | 0 | 0 | 0 | 0 | 0 | 0 | 0 | 0 | 0 | 0 | 0 | 0 | 0 | 0 | 0 | 0 | 0 | 0 | 0
Industrial_Interruptible - Industrial_Process_Natural Gas_Other Process_Usage | Industrial | Interruptible - Industrial | Process | Natural Gas | Other Process | Usage | 443.849 | 443.849 | 443.849 | 443.849 | 443.849 | 0 | 0 | 0 | 0 | 0 | 0 | 0 | 0 | 0 | 0 | 0 | 0 | 0 | 0 | 0 | 0 | 0 | 0 | 0 | 0 | 0 | 0 | 0 | 0 | 0 | 0 | 0 | 0 | 0 | 0 | 0
Industrial_Interruptible - Industrial_Miscellaneous_Natural Gas_Miscellaneous_Usage | Industrial | Interruptible - Industrial | Miscellaneous | Natural Gas | Miscellaneous | Usage | 522.7945 | 522.7945 | 522.7945 | 522.7945 | 522.7945 | 0 | 0 | 0 | 0 | 0 | 0 | 0 | 0 | 0 | 0 | 0 | 0 | 0 | 0 | 0 | 0 | 0 | 0 | 0 | 0 | 0 | 0 | 0 | 0 | 0 | 0 | 0 | 0 | 0 | 0 | 0

## Utilization
|  |  |  | Exogenous Variables Affecting Energy Usage | [11 empty] | 2021 | 2022 | 2023 | 2024 | 2025 | 2026 | 2027 | 2028 | 2029 | 2030 | 2031 | 2032 | 2033 | 2034 | 2035 | 2036 | 2037 | 2038 | 2039 | 2040 | 2041 | 2042 | 2043 | 2044 | 2045 | 2046 | 2047 | 2048 | 2049 | 2050 | 2051 | 2052 | 2053 | 2054 | 2055 | 2056 | 2057 | 2058 | 2059 | 2060 | 2061 | 2062 | 2063 | 2064 | 2065 | 2066 | 2067 | 2068 | 2069 | 2070 | 2071 | 2072 | 2073 | 2074 | 2075 | 2076 | 2077 | 2078 | 2079 | 2080 | 2081 | 2082 | 2083 | 2084 | 2085 | 2086 | 2087
|  |  |  | Data Set 1 |  | WA HDD | [9 empty] | 6043.75 | 6501.9017 | 6476.6893 | 6476.6893 | 6476.6893 | 6476.6893 | 6476.6893 | 6476.6893 | 6476.6893 | 6476.6893 | 6476.6893 | 6476.6893 | 6476.6893 | 6476.6893 | 6476.6893 | 6476.6893 | 6476.6893 | 6476.6893 | 6476.6893 | 6476.6893 | 6476.6893 | 6476.6893 | 6476.6893 | 6476.6893 | 6476.6893 | 6476.6893 | 6476.6893 | 6476.6893 | 6476.6893 | 6476.6893 | 6476.6893 | 6476.6893 | 6476.6893 | 6476.6893 | 6476.6893 | 6476.6893 | 6476.6893 | 6476.6893 | 6476.6893 | 6476.6893 | 6476.6893 | 6476.6893 | 6476.6893 | 6476.6893 | 6476.6893 | 6476.6893 | 6476.6893 | 6476.6893 | 6476.6893 | 6476.6893 | 6476.6893 | 6476.6893 | 6476.6893 | 6476.6893 | 6476.6893 | 6476.6893 | 6476.6893 | 6476.6893 | 6476.6893 | 6476.6893 | 6476.6893 | 6476.6893 | 6476.6893 | 6476.6893 | 6476.6893 | 6476.6893 | 6476.6893
|  |  |  | Data Set 2 |  | ID HDD | [9 empty] | 6043.75 | 6501.9017 | 6476.6893 | 6476.6893 | 6476.6893 | 6476.6893 | 6476.6893 | 6476.6893 | 6476.6893 | 6476.6893 | 6476.6893 | 6476.6893 | 6476.6893 | 6476.6893 | 6476.6893 | 6476.6893 | 6476.6893 | 6476.6893 | 6476.6893 | 6476.6893 | 6476.6893 | 6476.6893 | 6476.6893 | 6476.6893 | 6476.6893 | 6476.6893 | 6476.6893 | 6476.6893 | 6476.6893 | 6476.6893 | 6476.6893 | 6476.6893 | 6476.6893 | 6476.6893 | 6476.6893 | 6476.6893 | 6476.6893 | 6476.6893 | 6476.6893 | 6476.6893 | 6476.6893 | 6476.6893 | 6476.6893 | 6476.6893 | 6476.6893 | 6476.6893 | 6476.6893 | 6476.6893 | 6476.6893 | 6476.6893 | 6476.6893 | 6476.6893 | 6476.6893 | 6476.6893 | 6476.6893 | 6476.6893 | 6476.6893 | 6476.6893 | 6476.6893 | 6476.6893 | 6476.6893 | 6476.6893 | 6476.6893 | 6476.6893 | 6476.6893 | 6476.6893 | 6476.6893
|  |  |  | Data Set 3 |  | Retail Price of Natural Gas $/therm | bar: 2021 to 2087
Data Set 4 | bar: 2021 to 2087
Data Set 5 | bar: 2021 to 2087
Data Set 6 | bar: 2021 to 2087
Data Set 7 | bar: 2021 to 2087
Data Set 8 | bar: 2021 to 2087
Data Set 9 | bar: 2021 to 2087
Data Set 10 | bar: 2021 to 2087
Elasticities for each Data Set
Key | Sector | Segment | Vintage | End Use | Fuel | 1 | 2 | 3 | 4 | 5 | 6 | 7 | 8 | 9 | 10 | 2021 | 2022 | 2023 | 2024 | 2025 | 2026 | 2027 | 2028 | 2029 | 2030 | 2031 | 2032 | 2033 | 2034 | 2035 | 2036 | 2037 | 2038 | 2039 | 2040 | 2041 | 2042 | 2043 | 2044 | 2045 | 2046 | 2047 | 2048 | 2049 | 2050 | 2051 | 2052 | 2053 | 2054 | 2055 | 2056 | 2057 | 2058 | 2059 | 2060 | 2061 | 2062 | 2063 | 2064 | 2065 | 2066 | 2067 | 2068 | 2069 | 2070 | 2071 | 2072 | 2073 | 2074 | 2075 | 2076 | 2077 | 2078 | 2079 | 2080 | 2081 | 2082 | 2083 | 2084 | 2085 | 2086 | 2087
Industrial_WA - Industrial_Existing_Space Heating_Natural Gas | Industrial | WA - Industrial | Existing | Space Heating | Natural Gas | 100% | 0% | 0% | 0% | 0% | 0% | 0% | 0% | 0% | 0% | 1 | 1.0758 | 1.0716 | 1.0716 | 1.0716 | 1.0716 | 1.0716 | 1.0716 | 1.0716 | 1.0716 | 1.0716 | 1.0716 | 1.0716 | 1.0716 | 1.0716 | 1.0716 | 1.0716 | 1.0716 | 1.0716 | 1.0716 | 1.0716 | 1.0716 | 1.0716 | 1.0716 | 1.0716 | 1.0716 | 1.0716 | 1.0716 | 1.0716 | 1.0716 | 1.0716 | 1.0716 | 1.0716 | 1.0716 | 1.0716 | 1.0716 | 1.0716 | 1.0716 | 1.0716 | 1.0716 | 1.0716 | 1.0716 | 1.0716 | 1.0716 | 1.0716 | 1.0716 | 1.0716 | 1.0716 | 1.0716 | 1.0716 | 1.0716 | 1.0716 | 1.0716 | 1.0716 | 1.0716 | 1.0716 | 1.0716 | 1.0716 | 1.0716 | 1.0716 | 1.0716 | 1.0716 | 1.0716 | 1.0716 | 1.0716 | 1.0716 | 1.0716
Industrial_WA - Industrial_Existing_Process_Natural Gas | Industrial | WA - Industrial | Existing | Process | Natural Gas | bar: Elasticities for each Data Set 1 to Elasticities for each Data Set 2087
Industrial_WA - Industrial_Existing_Miscellaneous_Natural Gas | Industrial | WA - Industrial | Existing | Miscellaneous | Natural Gas | bar: Elasticities for each Data Set 1 to Elasticities for each Data Set 2087
Industrial_WA - Industrial_New_Space Heating_Natural Gas | Industrial | WA - Industrial | New | Space Heating | Natural Gas | 100% | 0% | 0% | 0% | 0% | 0% | 0% | 0% | 0% | 0% | 1 | 1.0758 | 1.0716 | 1.0716 | 1.0716 | 1.0716 | 1.0716 | 1.0716 | 1.0716 | 1.0716 | 1.0716 | 1.0716 | 1.0716 | 1.0716 | 1.0716 | 1.0716 | 1.0716 | 1.0716 | 1.0716 | 1.0716 | 1.0716 | 1.0716 | 1.0716 | 1.0716 | 1.0716 | 1.0716 | 1.0716 | 1.0716 | 1.0716 | 1.0716 | 1.0716 | 1.0716 | 1.0716 | 1.0716 | 1.0716 | 1.0716 | 1.0716 | 1.0716 | 1.0716 | 1.0716 | 1.0716 | 1.0716 | 1.0716 | 1.0716 | 1.0716 | 1.0716 | 1.0716 | 1.0716 | 1.0716 | 1.0716 | 1.0716 | 1.0716 | 1.0716 | 1.0716 | 1.0716 | 1.0716 | 1.0716 | 1.0716 | 1.0716 | 1.0716 | 1.0716 | 1.0716 | 1.0716 | 1.0716 | 1.0716 | 1.0716 | 1.0716
Industrial_WA - Industrial_New_Process_Natural Gas | Industrial | WA - Industrial | New | Process | Natural Gas | bar: Elasticities for each Data Set 1 to Elasticities for each Data Set 2087
Industrial_WA - Industrial_New_Miscellaneous_Natural Gas | Industrial | WA - Industrial | New | Miscellaneous | Natural Gas | bar: Elasticities for each Data Set 1 to Elasticities for each Data Set 2087
Industrial_OR - Industrial_Existing_Space Heating_Natural Gas | Industrial | OR - Industrial | Existing | Space Heating | Natural Gas | 100% | 0% | 0% | 0% | 0% | 0% | 0% | 0% | 0% | 0% | 1 | 1.0758 | 1.0716 | 1.0716 | 1.0716 | 1.0716 | 1.0716 | 1.0716 | 1.0716 | 1.0716 | 1.0716 | 1.0716 | 1.0716 | 1.0716 | 1.0716 | 1.0716 | 1.0716 | 1.0716 | 1.0716 | 1.0716 | 1.0716 | 1.0716 | 1.0716 | 1.0716 | 1.0716 | 1.0716 | 1.0716 | 1.0716 | 1.0716 | 1.0716 | 1.0716 | 1.0716 | 1.0716 | 1.0716 | 1.0716 | 1.0716 | 1.0716 | 1.0716 | 1.0716 | 1.0716 | 1.0716 | 1.0716 | 1.0716 | 1.0716 | 1.0716 | 1.0716 | 1.0716 | 1.0716 | 1.0716 | 1.0716 | 1.0716 | 1.0716 | 1.0716 | 1.0716 | 1.0716 | 1.0716 | 1.0716 | 1.0716 | 1.0716 | 1.0716 | 1.0716 | 1.0716 | 1.0716 | 1.0716 | 1.0716 | 1.0716 | 1.0716
Industrial_OR - Industrial_Existing_Process_Natural Gas | Industrial | OR - Industrial | Existing | Process | Natural Gas | bar: Elasticities for each Data Set 1 to Elasticities for each Data Set 2087
Industrial_OR - Industrial_Existing_Miscellaneous_Natural Gas | Industrial | OR - Industrial | Existing | Miscellaneous | Natural Gas | bar: Elasticities for each Data Set 1 to Elasticities for each Data Set 2087
Industrial_OR - Industrial_New_Space Heating_Natural Gas | Industrial | OR - Industrial | New | Space Heating | Natural Gas | 100% | 0% | 0% | 0% | 0% | 0% | 0% | 0% | 0% | 0% | 1 | 1.0758 | 1.0716 | 1.0716 | 1.0716 | 1.0716 | 1.0716 | 1.0716 | 1.0716 | 1.0716 | 1.0716 | 1.0716 | 1.0716 | 1.0716 | 1.0716 | 1.0716 | 1.0716 | 1.0716 | 1.0716 | 1.0716 | 1.0716 | 1.0716 | 1.0716 | 1.0716 | 1.0716 | 1.0716 | 1.0716 | 1.0716 | 1.0716 | 1.0716 | 1.0716 | 1.0716 | 1.0716 | 1.0716 | 1.0716 | 1.0716 | 1.0716 | 1.0716 | 1.0716 | 1.0716 | 1.0716 | 1.0716 | 1.0716 | 1.0716 | 1.0716 | 1.0716 | 1.0716 | 1.0716 | 1.0716 | 1.0716 | 1.0716 | 1.0716 | 1.0716 | 1.0716 | 1.0716 | 1.0716 | 1.0716 | 1.0716 | 1.0716 | 1.0716 | 1.0716 | 1.0716 | 1.0716 | 1.0716 | 1.0716 | 1.0716 | 1.0716
Industrial_OR - Industrial_New_Process_Natural Gas | Industrial | OR - Industrial | New | Process | Natural Gas | bar: Elasticities for each Data Set 1 to Elasticities for each Data Set 2087
Industrial_OR - Industrial_New_Miscellaneous_Natural Gas | Industrial | OR - Industrial | New | Miscellaneous | Natural Gas | bar: Elasticities for each Data Set 1 to Elasticities for each Data Set 2087
Industrial_Interruptible - Industrial_Existing_Space Heating_Natural Gas | Industrial | Interruptible - Industrial | Existing | Space Heating | Natural Gas | 100% | 0% | 0% | 0% | 0% | 0% | 0% | 0% | 0% | 0% | 1 | 1.0758 | 1.0716 | 1.0716 | 1.0716 | 1.0716 | 1.0716 | 1.0716 | 1.0716 | 1.0716 | 1.0716 | 1.0716 | 1.0716 | 1.0716 | 1.0716 | 1.0716 | 1.0716 | 1.0716 | 1.0716 | 1.0716 | 1.0716 | 1.0716 | 1.0716 | 1.0716 | 1.0716 | 1.0716 | 1.0716 | 1.0716 | 1.0716 | 1.0716 | 1.0716 | 1.0716 | 1.0716 | 1.0716 | 1.0716 | 1.0716 | 1.0716 | 1.0716 | 1.0716 | 1.0716 | 1.0716 | 1.0716 | 1.0716 | 1.0716 | 1.0716 | 1.0716 | 1.0716 | 1.0716 | 1.0716 | 1.0716 | 1.0716 | 1.0716 | 1.0716 | 1.0716 | 1.0716 | 1.0716 | 1.0716 | 1.0716 | 1.0716 | 1.0716 | 1.0716 | 1.0716 | 1.0716 | 1.0716 | 1.0716 | 1.0716 | 1.0716
Industrial_Interruptible - Industrial_Existing_Process_Natural Gas | Industrial | Interruptible - Industrial | Existing | Process | Natural Gas | bar: Elasticities for each Data Set 1 to Elasticities for each Data Set 2087
Industrial_Interruptible - Industrial_Existing_Miscellaneous_Natural Gas | Industrial | Interruptible - Industrial | Existing | Miscellaneous | Natural Gas | bar: Elasticities for each Data Set 1 to Elasticities for each Data Set 2087
Industrial_Interruptible - Industrial_New_Space Heating_Natural Gas | Industrial | Interruptible - Industrial | New | Space Heating | Natural Gas | 100% | 0% | 0% | 0% | 0% | 0% | 0% | 0% | 0% | 0% | 1 | 1.0758 | 1.0716 | 1.0716 | 1.0716 | 1.0716 | 1.0716 | 1.0716 | 1.0716 | 1.0716 | 1.0716 | 1.0716 | 1.0716 | 1.0716 | 1.0716 | 1.0716 | 1.0716 | 1.0716 | 1.0716 | 1.0716 | 1.0716 | 1.0716 | 1.0716 | 1.0716 | 1.0716 | 1.0716 | 1.0716 | 1.0716 | 1.0716 | 1.0716 | 1.0716 | 1.0716 | 1.0716 | 1.0716 | 1.0716 | 1.0716 | 1.0716 | 1.0716 | 1.0716 | 1.0716 | 1.0716 | 1.0716 | 1.0716 | 1.0716 | 1.0716 | 1.0716 | 1.0716 | 1.0716 | 1.0716 | 1.0716 | 1.0716 | 1.0716 | 1.0716 | 1.0716 | 1.0716 | 1.0716 | 1.0716 | 1.0716 | 1.0716 | 1.0716 | 1.0716 | 1.0716 | 1.0716 | 1.0716 | 1.0716 | 1.0716 | 1.0716
Industrial_Interruptible - Industrial_New_Process_Natural Gas | Industrial | Interruptible - Industrial | New | Process | Natural Gas | bar: Elasticities for each Data Set 1 to Elasticities for each Data Set 2087
Industrial_Interruptible - Industrial_New_Miscellaneous_Natural Gas | Industrial | Interruptible - Industrial | New | Miscellaneous | Natural Gas | bar: Elasticities for each Data Set 1 to Elasticities for each Data Set 2087
Note on Q2: Chen, Stephanie: Source: Gas Data and Forecasts Spring 2022 "WA-ID SAS Forecasting Data"
Note on Q3: Chen, Stephanie: Source: Gas Data and Forecasts Spring 2022 "WA-ID SAS Forecasting Data"

## Program Costs
Key | Sector | Segment | Vintage | End Use | Fuel | Technology | Incentive Rate | Administrative Adder
Industrial_WA - Industrial_Existing_Space Heating_Natural Gas_Furnace | Industrial | WA - Industrial | Existing | Space Heating | Natural Gas | Furnace | 0.5 | 0.2
Industrial_WA - Industrial_Existing_Space Heating_Natural Gas_Boiler | Industrial | WA - Industrial | Existing | Space Heating | Natural Gas | Boiler | 0.5 | 0.2
Industrial_WA - Industrial_Existing_Space Heating_Natural Gas_Unit Heater | Industrial | WA - Industrial | Existing | Space Heating | Natural Gas | Unit Heater | 0.5 | 0.2
Industrial_WA - Industrial_Existing_Process_Natural Gas_Process Boiler | Industrial | WA - Industrial | Existing | Process | Natural Gas | Process Boiler | 0.5 | 0.2
Industrial_WA - Industrial_Existing_Process_Natural Gas_Process Heating | Industrial | WA - Industrial | Existing | Process | Natural Gas | Process Heating | 0.5 | 0.2
Industrial_WA - Industrial_Existing_Process_Natural Gas_Process Cooling | Industrial | WA - Industrial | Existing | Process | Natural Gas | Process Cooling | 0.5 | 0.2
Industrial_WA - Industrial_Existing_Process_Natural Gas_Other Process | Industrial | WA - Industrial | Existing | Process | Natural Gas | Other Process | 0.5 | 0.2
Industrial_WA - Industrial_Existing_Miscellaneous_Natural Gas_Miscellaneous | Industrial | WA - Industrial | Existing | Miscellaneous | Natural Gas | Miscellaneous | 0.5 | 0.2
Industrial_WA - Industrial_New_Space Heating_Natural Gas_Furnace | Industrial | WA - Industrial | New | Space Heating | Natural Gas | Furnace | 0.5 | 0.2
Industrial_WA - Industrial_New_Space Heating_Natural Gas_Boiler | Industrial | WA - Industrial | New | Space Heating | Natural Gas | Boiler | 0.5 | 0.2
Industrial_WA - Industrial_New_Space Heating_Natural Gas_Unit Heater | Industrial | WA - Industrial | New | Space Heating | Natural Gas | Unit Heater | 0.5 | 0.2
Industrial_WA - Industrial_New_Process_Natural Gas_Process Boiler | Industrial | WA - Industrial | New | Process | Natural Gas | Process Boiler | 0.5 | 0.2
Industrial_WA - Industrial_New_Process_Natural Gas_Process Heating | Industrial | WA - Industrial | New | Process | Natural Gas | Process Heating | 0.5 | 0.2
Industrial_WA - Industrial_New_Process_Natural Gas_Process Cooling | Industrial | WA - Industrial | New | Process | Natural Gas | Process Cooling | 0.5 | 0.2
Industrial_WA - Industrial_New_Process_Natural Gas_Other Process | Industrial | WA - Industrial | New | Process | Natural Gas | Other Process | 0.5 | 0.2
Industrial_WA - Industrial_New_Miscellaneous_Natural Gas_Miscellaneous | Industrial | WA - Industrial | New | Miscellaneous | Natural Gas | Miscellaneous | 0.5 | 0.2
Industrial_OR - Industrial_Existing_Space Heating_Natural Gas_Furnace | Industrial | OR - Industrial | Existing | Space Heating | Natural Gas | Furnace | 0.5 | 0.2
Industrial_OR - Industrial_Existing_Space Heating_Natural Gas_Boiler | Industrial | OR - Industrial | Existing | Space Heating | Natural Gas | Boiler | 0.5 | 0.2
Industrial_OR - Industrial_Existing_Space Heating_Natural Gas_Unit Heater | Industrial | OR - Industrial | Existing | Space Heating | Natural Gas | Unit Heater | 0.5 | 0.2
Industrial_OR - Industrial_Existing_Process_Natural Gas_Process Boiler | Industrial | OR - Industrial | Existing | Process | Natural Gas | Process Boiler | 0.5 | 0.2
Industrial_OR - Industrial_Existing_Process_Natural Gas_Process Heating | Industrial | OR - Industrial | Existing | Process | Natural Gas | Process Heating | 0.5 | 0.2
Industrial_OR - Industrial_Existing_Process_Natural Gas_Process Cooling | Industrial | OR - Industrial | Existing | Process | Natural Gas | Process Cooling | 0.5 | 0.2
Industrial_OR - Industrial_Existing_Process_Natural Gas_Other Process | Industrial | OR - Industrial | Existing | Process | Natural Gas | Other Process | 0.5 | 0.2
Industrial_OR - Industrial_Existing_Miscellaneous_Natural Gas_Miscellaneous | Industrial | OR - Industrial | Existing | Miscellaneous | Natural Gas | Miscellaneous | 0.5 | 0.2
Industrial_OR - Industrial_New_Space Heating_Natural Gas_Furnace | Industrial | OR - Industrial | New | Space Heating | Natural Gas | Furnace | 0.5 | 0.2
Industrial_OR - Industrial_New_Space Heating_Natural Gas_Boiler | Industrial | OR - Industrial | New | Space Heating | Natural Gas | Boiler | 0.5 | 0.2
Industrial_OR - Industrial_New_Space Heating_Natural Gas_Unit Heater | Industrial | OR - Industrial | New | Space Heating | Natural Gas | Unit Heater | 0.5 | 0.2
Industrial_OR - Industrial_New_Process_Natural Gas_Process Boiler | Industrial | OR - Industrial | New | Process | Natural Gas | Process Boiler | 0.5 | 0.2
Industrial_OR - Industrial_New_Process_Natural Gas_Process Heating | Industrial | OR - Industrial | New | Process | Natural Gas | Process Heating | 0.5 | 0.2
Industrial_OR - Industrial_New_Process_Natural Gas_Process Cooling | Industrial | OR - Industrial | New | Process | Natural Gas | Process Cooling | 0.5 | 0.2
Industrial_OR - Industrial_New_Process_Natural Gas_Other Process | Industrial | OR - Industrial | New | Process | Natural Gas | Other Process | 0.5 | 0.2
Industrial_OR - Industrial_New_Miscellaneous_Natural Gas_Miscellaneous | Industrial | OR - Industrial | New | Miscellaneous | Natural Gas | Miscellaneous | 0.5 | 0.2
Industrial_Interruptible - Industrial_Existing_Space Heating_Natural Gas_Furnace | Industrial | Interruptible - Industrial | Existing | Space Heating | Natural Gas | Furnace | 0.5 | 0.2
Industrial_Interruptible - Industrial_Existing_Space Heating_Natural Gas_Boiler | Industrial | Interruptible - Industrial | Existing | Space Heating | Natural Gas | Boiler | 0.5 | 0.2
Industrial_Interruptible - Industrial_Existing_Space Heating_Natural Gas_Unit Heater | Industrial | Interruptible - Industrial | Existing | Space Heating | Natural Gas | Unit Heater | 0.5 | 0.2
Industrial_Interruptible - Industrial_Existing_Process_Natural Gas_Process Boiler | Industrial | Interruptible - Industrial | Existing | Process | Natural Gas | Process Boiler | 0.5 | 0.2
Industrial_Interruptible - Industrial_Existing_Process_Natural Gas_Process Heating | Industrial | Interruptible - Industrial | Existing | Process | Natural Gas | Process Heating | 0.5 | 0.2
Industrial_Interruptible - Industrial_Existing_Process_Natural Gas_Process Cooling | Industrial | Interruptible - Industrial | Existing | Process | Natural Gas | Process Cooling | 0.5 | 0.2
Industrial_Interruptible - Industrial_Existing_Process_Natural Gas_Other Process | Industrial | Interruptible - Industrial | Existing | Process | Natural Gas | Other Process | 0.5 | 0.2
Industrial_Interruptible - Industrial_Existing_Miscellaneous_Natural Gas_Miscellaneous | Industrial | Interruptible - Industrial | Existing | Miscellaneous | Natural Gas | Miscellaneous | 0.5 | 0.2
Industrial_Interruptible - Industrial_New_Space Heating_Natural Gas_Furnace | Industrial | Interruptible - Industrial | New | Space Heating | Natural Gas | Furnace | 0.5 | 0.2
Industrial_Interruptible - Industrial_New_Space Heating_Natural Gas_Boiler | Industrial | Interruptible - Industrial | New | Space Heating | Natural Gas | Boiler | 0.5 | 0.2
Industrial_Interruptible - Industrial_New_Space Heating_Natural Gas_Unit Heater | Industrial | Interruptible - Industrial | New | Space Heating | Natural Gas | Unit Heater | 0.5 | 0.2
Industrial_Interruptible - Industrial_New_Process_Natural Gas_Process Boiler | Industrial | Interruptible - Industrial | New | Process | Natural Gas | Process Boiler | 0.5 | 0.2
Industrial_Interruptible - Industrial_New_Process_Natural Gas_Process Heating | Industrial | Interruptible - Industrial | New | Process | Natural Gas | Process Heating | 0.5 | 0.2
Industrial_Interruptible - Industrial_New_Process_Natural Gas_Process Cooling | Industrial | Interruptible - Industrial | New | Process | Natural Gas | Process Cooling | 0.5 | 0.2
Industrial_Interruptible - Industrial_New_Process_Natural Gas_Other Process | Industrial | Interruptible - Industrial | New | Process | Natural Gas | Other Process | 0.5 | 0.2
Industrial_Interruptible - Industrial_New_Miscellaneous_Natural Gas_Miscellaneous | Industrial | Interruptible - Industrial | New | Miscellaneous | Natural Gas | Miscellaneous | 0.5 | 0.2

## Building Systems (hidden)
Key | Sector | Segment | Vintage | System | Label | Conversion Cost | Applicability | Base Year Saturation | Growth Rate | First Year On Market | Last Year On Market | Use Logit Model | Allow Purchase Share Growth | Allow Purchase Share Decline

## System Data (hidden)
Key | Sector | Segment | Vintage | System | Label | Component | System Enduse | System Fuel | System Technology | Enduse Required

## Sys Program Costs (hidden)
Key | Sector | Segment | Vintage | System | Label | Incentive Rate | Administrative Adder

## System Potential Factors (hidden)
Key | Sector | Segment | System | Label | Type | 2013 | 2014 | 2015 | 2016 | 2017 | 2018 | 2019 | 2020 | 2021 | 2022 | 2023 | 2024 | 2025 | 2026 | 2027 | 2028 | 2029 | 2030 | 2031 | 2032 | 2033 | 2034 | 2035

## System Purchase Shares (hidden)
Key | Sector | Segment | Vintage | System | Label | Potential | 2013 | 2014 | 2015 | 2016 | 2017 | 2018 | 2019 | 2020 | 2021 | 2022 | 2023 | 2024 | 2025 | 2026 | 2027 | 2028 | 2029 | 2030 | 2031 | 2032 | 2033 | 2034 | 2035
Note on H1: kwalter: Must input base year shares

## Special Market Def
Market | End Use | Fuel | Technology
All | Space Heating | Natural Gas | *
All | Process | Natural Gas | *
All | Miscellaneous | Natural Gas | *
Market | Space Heating | Natural Gas | *
Market | Process | Natural Gas | *
Market | Miscellaneous | Natural Gas | *
Method
1. Define special markets on this tab. Listing individual technologies is only necessary when not all are included
2. For each sector/segment/vintage:
2a. VBA parses each Special market line and builds an array of references to the baseline technologies that are appropriate
2b. VBA steps through the defined array and adds together all technologies in the list using the Engine tab as a worksheet tracking the running total.
3. VBA checks to see if this is a "Market" special market and overrides the Units with the market size if needed
4. Output to special markets tab

## Sheet2 (hidden)
Field | Sector | Market | Segment | Vintage | End Use | Fuel
F1 | Residential | All | Single Family - Elec | Existing | Cooling | Electric
F2 | Residential | All | Single Family - Elec | Existing | Cooling | Electric
F3 | Residential | All | Single Family - Elec | Existing | Cooling | Electric
F4 | Residential | All | Single Family - Elec | Existing | Cooling | Electric
F1 | Residential | All | Single Family - Elec | Existing | Space Heating | Electric
F2 | Residential | All | Single Family - Elec | Existing | Space Heating | Electric
F3 | Residential | All | Single Family - Elec | Existing | Space Heating | Electric
F4 | Residential | All | Single Family - Elec | Existing | Space Heating | Electric
F1 | Residential | All | Single Family - Elec | Existing | Water Heating | Electric
F2 | Residential | All | Single Family - Elec | Existing | Water Heating | Electric
F3 | Residential | All | Single Family - Elec | Existing | Water Heating | Electric
F4 | Residential | All | Single Family - Elec | Existing | Water Heating | Electric
F1 | Residential | All | Single Family - Elec | Existing | Interior Lighting | Electric
F2 | Residential | All | Single Family - Elec | Existing | Interior Lighting | Electric
F3 | Residential | All | Single Family - Elec | Existing | Interior Lighting | Electric
F4 | Residential | All | Single Family - Elec | Existing | Interior Lighting | Electric
F1 | Residential | All | Single Family - Elec | Existing | Exterior Lighting | Electric
F2 | Residential | All | Single Family - Elec | Existing | Exterior Lighting | Electric
F3 | Residential | All | Single Family - Elec | Existing | Exterior Lighting | Electric
F4 | Residential | All | Single Family - Elec | Existing | Exterior Lighting | Electric
F1 | Residential | All | Single Family - Elec | Existing | Appliances | Electric
F2 | Residential | All | Single Family - Elec | Existing | Appliances | Electric
F3 | Residential | All | Single Family - Elec | Existing | Appliances | Electric
F4 | Residential | All | Single Family - Elec | Existing | Appliances | Electric
F1 | Residential | All | Single Family - Elec | Existing | Electronics | Electric
F2 | Residential | All | Single Family - Elec | Existing | Electronics | Electric
F3 | Residential | All | Single Family - Elec | Existing | Electronics | Electric
F4 | Residential | All | Single Family - Elec | Existing | Electronics | Electric
F1 | Residential | All | Single Family - Elec | Existing | Miscellaneous | Electric
F2 | Residential | All | Single Family - Elec | Existing | Miscellaneous | Electric
F3 | Residential | All | Single Family - Elec | Existing | Miscellaneous | Electric
F4 | Residential | All | Single Family - Elec | Existing | Miscellaneous | Electric
F1 | Residential | All | Single Family - Elec | Existing | Generation | Electric
F2 | Residential | All | Single Family - Elec | Existing | Generation | Electric
F3 | Residential | All | Single Family - Elec | Existing | Generation | Electric
F4 | Residential | All | Single Family - Elec | Existing | Generation | Electric
F1 | Residential | All | Single Family - Elec | Existing | Space Heating | Natural Gas
F2 | Residential | All | Single Family - Elec | Existing | Space Heating | Natural Gas
F3 | Residential | All | Single Family - Elec | Existing | Space Heating | Natural Gas
F4 | Residential | All | Single Family - Elec | Existing | Space Heating | Natural Gas
F1 | Residential | All | Single Family - Elec | Existing | Water Heating | Natural Gas
F2 | Residential | All | Single Family - Elec | Existing | Water Heating | Natural Gas
F3 | Residential | All | Single Family - Elec | Existing | Water Heating | Natural Gas
F4 | Residential | All | Single Family - Elec | Existing | Water Heating | Natural Gas
F1 | Residential | All | Single Family - Elec | Existing | Appliances | Natural Gas
F2 | Residential | All | Single Family - Elec | Existing | Appliances | Natural Gas
F3 | Residential | All | Single Family - Elec | Existing | Appliances | Natural Gas
F4 | Residential | All | Single Family - Elec | Existing | Appliances | Natural Gas
F1 | Residential | All | Single Family - Elec | Existing | Miscellaneous | Natural Gas
F2 | Residential | All | Single Family - Elec | Existing | Miscellaneous | Natural Gas
F3 | Residential | All | Single Family - Elec | Existing | Miscellaneous | Natural Gas
F4 | Residential | All | Single Family - Elec | Existing | Miscellaneous | Natural Gas
F1 | Residential | Market | Single Family - Elec | Existing | Cooling | Electric
F2 | Residential | Market | Single Family - Elec | Existing | Cooling | Electric
F3 | Residential | Market | Single Family - Elec | Existing | Cooling | Electric
F4 | Residential | Market | Single Family - Elec | Existing | Cooling | Electric
F1 | Residential | Market | Single Family - Elec | Existing | Space Heating | Electric
F2 | Residential | Market | Single Family - Elec | Existing | Space Heating | Electric
F3 | Residential | Market | Single Family - Elec | Existing | Space Heating | Electric
F4 | Residential | Market | Single Family - Elec | Existing | Space Heating | Electric
F1 | Residential | Market | Single Family - Elec | Existing | Water Heating | Electric
F2 | Residential | Market | Single Family - Elec | Existing | Water Heating | Electric
F3 | Residential | Market | Single Family - Elec | Existing | Water Heating | Electric
F4 | Residential | Market | Single Family - Elec | Existing | Water Heating | Electric
F1 | Residential | Market | Single Family - Elec | Existing | Interior Lighting | Electric
F2 | Residential | Market | Single Family - Elec | Existing | Interior Lighting | Electric
F3 | Residential | Market | Single Family - Elec | Existing | Interior Lighting | Electric
F4 | Residential | Market | Single Family - Elec | Existing | Interior Lighting | Electric
F1 | Residential | Market | Single Family - Elec | Existing | Exterior Lighting | Electric
F2 | Residential | Market | Single Family - Elec | Existing | Exterior Lighting | Electric
F3 | Residential | Market | Single Family - Elec | Existing | Exterior Lighting | Electric
F4 | Residential | Market | Single Family - Elec | Existing | Exterior Lighting | Electric
F1 | Residential | Market | Single Family - Elec | Existing | Appliances | Electric
F2 | Residential | Market | Single Family - Elec | Existing | Appliances | Electric
F3 | Residential | Market | Single Family - Elec | Existing | Appliances | Electric
F4 | Residential | Market | Single Family - Elec | Existing | Appliances | Electric
F1 | Residential | Market | Single Family - Elec | Existing | Electronics | Electric
F2 | Residential | Market | Single Family - Elec | Existing | Electronics | Electric
F3 | Residential | Market | Single Family - Elec | Existing | Electronics | Electric
F4 | Residential | Market | Single Family - Elec | Existing | Electronics | Electric
F1 | Residential | Market | Single Family - Elec | Existing | Miscellaneous | Electric
F2 | Residential | Market | Single Family - Elec | Existing | Miscellaneous | Electric
F3 | Residential | Market | Single Family - Elec | Existing | Miscellaneous | Electric
F4 | Residential | Market | Single Family - Elec | Existing | Miscellaneous | Electric
F1 | Residential | Market | Single Family - Elec | Existing | Generation | Electric
F2 | Residential | Market | Single Family - Elec | Existing | Generation | Electric
F3 | Residential | Market | Single Family - Elec | Existing | Generation | Electric
F4 | Residential | Market | Single Family - Elec | Existing | Generation | Electric
F1 | Residential | Market | Single Family - Elec | Existing | Space Heating | Natural Gas
F2 | Residential | Market | Single Family - Elec | Existing | Space Heating | Natural Gas
F3 | Residential | Market | Single Family - Elec | Existing | Space Heating | Natural Gas
F4 | Residential | Market | Single Family - Elec | Existing | Space Heating | Natural Gas
F1 | Residential | Market | Single Family - Elec | Existing | Water Heating | Natural Gas
F2 | Residential | Market | Single Family - Elec | Existing | Water Heating | Natural Gas
F3 | Residential | Market | Single Family - Elec | Existing | Water Heating | Natural Gas
F4 | Residential | Market | Single Family - Elec | Existing | Water Heating | Natural Gas
F1 | Residential | Market | Single Family - Elec | Existing | Appliances | Natural Gas
F2 | Residential | Market | Single Family - Elec | Existing | Appliances | Natural Gas
F3 | Residential | Market | Single Family - Elec | Existing | Appliances | Natural Gas
F4 | Residential | Market | Single Family - Elec | Existing | Appliances | Natural Gas
F1 | Residential | Market | Single Family - Elec | Existing | Miscellaneous | Natural Gas
F2 | Residential | Market | Single Family - Elec | Existing | Miscellaneous | Natural Gas
F3 | Residential | Market | Single Family - Elec | Existing | Miscellaneous | Natural Gas
F4 | Residential | Market | Single Family - Elec | Existing | Miscellaneous | Natural Gas
F1 | Residential | Central System | Single Family - Elec | Existing | Cooling | Electric
F2 | Residential | Central System | Single Family - Elec | Existing | Cooling | Electric
F3 | Residential | Central System | Single Family - Elec | Existing | Cooling | Electric
F4 | Residential | Central System | Single Family - Elec | Existing | Cooling | Electric
F1 | Residential | Central System | Single Family - Elec | Existing | Space Heating | Electric
F2 | Residential | Central System | Single Family - Elec | Existing | Space Heating | Electric
F3 | Residential | Central System | Single Family - Elec | Existing | Space Heating | Electric
F4 | Residential | Central System | Single Family - Elec | Existing | Space Heating | Electric
F1 | Residential | Central System | Single Family - Elec | Existing | Space Heating | Natural Gas
F2 | Residential | Central System | Single Family - Elec | Existing | Space Heating | Natural Gas
F3 | Residential | Central System | Single Family - Elec | Existing | Space Heating | Natural Gas
F4 | Residential | Central System | Single Family - Elec | Existing | Space Heating | Natural Gas
F1 | Residential | Resistance | Single Family - Elec | Existing | Cooling | Electric
F2 | Residential | Resistance | Single Family - Elec | Existing | Cooling | Electric
F3 | Residential | Resistance | Single Family - Elec | Existing | Cooling | Electric
F4 | Residential | Resistance | Single Family - Elec | Existing | Cooling | Electric
F1 | Residential | Resistance | Single Family - Elec | Existing | Space Heating | Electric
F2 | Residential | Resistance | Single Family - Elec | Existing | Space Heating | Electric
F3 | Residential | Resistance | Single Family - Elec | Existing | Space Heating | Electric
F4 | Residential | Resistance | Single Family - Elec | Existing | Space Heating | Electric
F1 | Residential | Heat Pump | Single Family - Elec | Existing | Cooling | Electric
F2 | Residential | Heat Pump | Single Family - Elec | Existing | Cooling | Electric
F3 | Residential | Heat Pump | Single Family - Elec | Existing | Cooling | Electric
F4 | Residential | Heat Pump | Single Family - Elec | Existing | Cooling | Electric
F1 | Residential | Heat Pump | Single Family - Elec | Existing | Space Heating | Electric
F2 | Residential | Heat Pump | Single Family - Elec | Existing | Space Heating | Electric
F3 | Residential | Heat Pump | Single Family - Elec | Existing | Space Heating | Electric
F4 | Residential | Heat Pump | Single Family - Elec | Existing | Space Heating | Electric
F1 | Residential | All | Single Family - Elec | New | Cooling | Electric
F2 | Residential | All | Single Family - Elec | New | Cooling | Electric
F3 | Residential | All | Single Family - Elec | New | Cooling | Electric
F4 | Residential | All | Single Family - Elec | New | Cooling | Electric
F1 | Residential | All | Single Family - Elec | New | Space Heating | Electric
F2 | Residential | All | Single Family - Elec | New | Space Heating | Electric
F3 | Residential | All | Single Family - Elec | New | Space Heating | Electric
F4 | Residential | All | Single Family - Elec | New | Space Heating | Electric
F1 | Residential | All | Single Family - Elec | New | Water Heating | Electric
F2 | Residential | All | Single Family - Elec | New | Water Heating | Electric
F3 | Residential | All | Single Family - Elec | New | Water Heating | Electric
F4 | Residential | All | Single Family - Elec | New | Water Heating | Electric
F1 | Residential | All | Single Family - Elec | New | Interior Lighting | Electric
F2 | Residential | All | Single Family - Elec | New | Interior Lighting | Electric
F3 | Residential | All | Single Family - Elec | New | Interior Lighting | Electric
F4 | Residential | All | Single Family - Elec | New | Interior Lighting | Electric
F1 | Residential | All | Single Family - Elec | New | Exterior Lighting | Electric
F2 | Residential | All | Single Family - Elec | New | Exterior Lighting | Electric
F3 | Residential | All | Single Family - Elec | New | Exterior Lighting | Electric
F4 | Residential | All | Single Family - Elec | New | Exterior Lighting | Electric
F1 | Residential | All | Single Family - Elec | New | Appliances | Electric
F2 | Residential | All | Single Family - Elec | New | Appliances | Electric
F3 | Residential | All | Single Family - Elec | New | Appliances | Electric
F4 | Residential | All | Single Family - Elec | New | Appliances | Electric
F1 | Residential | All | Single Family - Elec | New | Electronics | Electric
F2 | Residential | All | Single Family - Elec | New | Electronics | Electric
F3 | Residential | All | Single Family - Elec | New | Electronics | Electric
F4 | Residential | All | Single Family - Elec | New | Electronics | Electric
F1 | Residential | All | Single Family - Elec | New | Miscellaneous | Electric
F2 | Residential | All | Single Family - Elec | New | Miscellaneous | Electric
F3 | Residential | All | Single Family - Elec | New | Miscellaneous | Electric
F4 | Residential | All | Single Family - Elec | New | Miscellaneous | Electric
F1 | Residential | All | Single Family - Elec | New | Generation | Electric
F2 | Residential | All | Single Family - Elec | New | Generation | Electric
F3 | Residential | All | Single Family - Elec | New | Generation | Electric
F4 | Residential | All | Single Family - Elec | New | Generation | Electric
F1 | Residential | All | Single Family - Elec | New | Space Heating | Natural Gas
F2 | Residential | All | Single Family - Elec | New | Space Heating | Natural Gas
F3 | Residential | All | Single Family - Elec | New | Space Heating | Natural Gas
F4 | Residential | All | Single Family - Elec | New | Space Heating | Natural Gas
F1 | Residential | All | Single Family - Elec | New | Water Heating | Natural Gas
F2 | Residential | All | Single Family - Elec | New | Water Heating | Natural Gas
F3 | Residential | All | Single Family - Elec | New | Water Heating | Natural Gas
F4 | Residential | All | Single Family - Elec | New | Water Heating | Natural Gas
F1 | Residential | All | Single Family - Elec | New | Appliances | Natural Gas
F2 | Residential | All | Single Family - Elec | New | Appliances | Natural Gas
F3 | Residential | All | Single Family - Elec | New | Appliances | Natural Gas
F4 | Residential | All | Single Family - Elec | New | Appliances | Natural Gas
F1 | Residential | All | Single Family - Elec | New | Miscellaneous | Natural Gas
F2 | Residential | All | Single Family - Elec | New | Miscellaneous | Natural Gas
F3 | Residential | All | Single Family - Elec | New | Miscellaneous | Natural Gas
F4 | Residential | All | Single Family - Elec | New | Miscellaneous | Natural Gas
F1 | Residential | Market | Single Family - Elec | New | Cooling | Electric
F2 | Residential | Market | Single Family - Elec | New | Cooling | Electric
F3 | Residential | Market | Single Family - Elec | New | Cooling | Electric
F4 | Residential | Market | Single Family - Elec | New | Cooling | Electric
F1 | Residential | Market | Single Family - Elec | New | Space Heating | Electric
F2 | Residential | Market | Single Family - Elec | New | Space Heating | Electric
F3 | Residential | Market | Single Family - Elec | New | Space Heating | Electric
F4 | Residential | Market | Single Family - Elec | New | Space Heating | Electric
F1 | Residential | Market | Single Family - Elec | New | Water Heating | Electric
F2 | Residential | Market | Single Family - Elec | New | Water Heating | Electric
F3 | Residential | Market | Single Family - Elec | New | Water Heating | Electric
F4 | Residential | Market | Single Family - Elec | New | Water Heating | Electric
F1 | Residential | Market | Single Family - Elec | New | Interior Lighting | Electric
F2 | Residential | Market | Single Family - Elec | New | Interior Lighting | Electric
F3 | Residential | Market | Single Family - Elec | New | Interior Lighting | Electric
F4 | Residential | Market | Single Family - Elec | New | Interior Lighting | Electric
F1 | Residential | Market | Single Family - Elec | New | Exterior Lighting | Electric
F2 | Residential | Market | Single Family - Elec | New | Exterior Lighting | Electric
F3 | Residential | Market | Single Family - Elec | New | Exterior Lighting | Electric
F4 | Residential | Market | Single Family - Elec | New | Exterior Lighting | Electric
F1 | Residential | Market | Single Family - Elec | New | Appliances | Electric
F2 | Residential | Market | Single Family - Elec | New | Appliances | Electric
F3 | Residential | Market | Single Family - Elec | New | Appliances | Electric
F4 | Residential | Market | Single Family - Elec | New | Appliances | Electric
F1 | Residential | Market | Single Family - Elec | New | Electronics | Electric
F2 | Residential | Market | Single Family - Elec | New | Electronics | Electric
F3 | Residential | Market | Single Family - Elec | New | Electronics | Electric
F4 | Residential | Market | Single Family - Elec | New | Electronics | Electric
F1 | Residential | Market | Single Family - Elec | New | Miscellaneous | Electric
F2 | Residential | Market | Single Family - Elec | New | Miscellaneous | Electric
F3 | Residential | Market | Single Family - Elec | New | Miscellaneous | Electric
F4 | Residential | Market | Single Family - Elec | New | Miscellaneous | Electric
F1 | Residential | Market | Single Family - Elec | New | Generation | Electric
F2 | Residential | Market | Single Family - Elec | New | Generation | Electric
F3 | Residential | Market | Single Family - Elec | New | Generation | Electric
F4 | Residential | Market | Single Family - Elec | New | Generation | Electric
F1 | Residential | Market | Single Family - Elec | New | Space Heating | Natural Gas
F2 | Residential | Market | Single Family - Elec | New | Space Heating | Natural Gas
F3 | Residential | Market | Single Family - Elec | New | Space Heating | Natural Gas
F4 | Residential | Market | Single Family - Elec | New | Space Heating | Natural Gas
F1 | Residential | Market | Single Family - Elec | New | Water Heating | Natural Gas
F2 | Residential | Market | Single Family - Elec | New | Water Heating | Natural Gas
F3 | Residential | Market | Single Family - Elec | New | Water Heating | Natural Gas
F4 | Residential | Market | Single Family - Elec | New | Water Heating | Natural Gas
F1 | Residential | Market | Single Family - Elec | New | Appliances | Natural Gas
F2 | Residential | Market | Single Family - Elec | New | Appliances | Natural Gas
F3 | Residential | Market | Single Family - Elec | New | Appliances | Natural Gas
F4 | Residential | Market | Single Family - Elec | New | Appliances | Natural Gas
F1 | Residential | Market | Single Family - Elec | New | Miscellaneous | Natural Gas
F2 | Residential | Market | Single Family - Elec | New | Miscellaneous | Natural Gas
F3 | Residential | Market | Single Family - Elec | New | Miscellaneous | Natural Gas
F4 | Residential | Market | Single Family - Elec | New | Miscellaneous | Natural Gas
F1 | Residential | Central System | Single Family - Elec | New | Cooling | Electric
F2 | Residential | Central System | Single Family - Elec | New | Cooling | Electric
F3 | Residential | Central System | Single Family - Elec | New | Cooling | Electric
F4 | Residential | Central System | Single Family - Elec | New | Cooling | Electric
F1 | Residential | Central System | Single Family - Elec | New | Space Heating | Electric
F2 | Residential | Central System | Single Family - Elec | New | Space Heating | Electric
F3 | Residential | Central System | Single Family - Elec | New | Space Heating | Electric
F4 | Residential | Central System | Single Family - Elec | New | Space Heating | Electric
F1 | Residential | Central System | Single Family - Elec | New | Space Heating | Natural Gas
F2 | Residential | Central System | Single Family - Elec | New | Space Heating | Natural Gas
F3 | Residential | Central System | Single Family - Elec | New | Space Heating | Natural Gas
F4 | Residential | Central System | Single Family - Elec | New | Space Heating | Natural Gas
F1 | Residential | Resistance | Single Family - Elec | New | Cooling | Electric
F2 | Residential | Resistance | Single Family - Elec | New | Cooling | Electric
F3 | Residential | Resistance | Single Family - Elec | New | Cooling | Electric
F4 | Residential | Resistance | Single Family - Elec | New | Cooling | Electric
F1 | Residential | Resistance | Single Family - Elec | New | Space Heating | Electric
F2 | Residential | Resistance | Single Family - Elec | New | Space Heating | Electric
F3 | Residential | Resistance | Single Family - Elec | New | Space Heating | Electric
F4 | Residential | Resistance | Single Family - Elec | New | Space Heating | Electric
F1 | Residential | Heat Pump | Single Family - Elec | New | Cooling | Electric
F2 | Residential | Heat Pump | Single Family - Elec | New | Cooling | Electric
F3 | Residential | Heat Pump | Single Family - Elec | New | Cooling | Electric
F4 | Residential | Heat Pump | Single Family - Elec | New | Cooling | Electric
F1 | Residential | Heat Pump | Single Family - Elec | New | Space Heating | Electric
F2 | Residential | Heat Pump | Single Family - Elec | New | Space Heating | Electric
F3 | Residential | Heat Pump | Single Family - Elec | New | Space Heating | Electric
F4 | Residential | Heat Pump | Single Family - Elec | New | Space Heating | Electric
F1 | Residential | All | Single Family - LI - Elec | Existing | Cooling | Electric
F2 | Residential | All | Single Family - LI - Elec | Existing | Cooling | Electric
F3 | Residential | All | Single Family - LI - Elec | Existing | Cooling | Electric
F4 | Residential | All | Single Family - LI - Elec | Existing | Cooling | Electric
F1 | Residential | All | Single Family - LI - Elec | Existing | Space Heating | Electric
F2 | Residential | All | Single Family - LI - Elec | Existing | Space Heating | Electric
F3 | Residential | All | Single Family - LI - Elec | Existing | Space Heating | Electric
F4 | Residential | All | Single Family - LI - Elec | Existing | Space Heating | Electric
F1 | Residential | All | Single Family - LI - Elec | Existing | Water Heating | Electric
F2 | Residential | All | Single Family - LI - Elec | Existing | Water Heating | Electric
F3 | Residential | All | Single Family - LI - Elec | Existing | Water Heating | Electric
F4 | Residential | All | Single Family - LI - Elec | Existing | Water Heating | Electric
F1 | Residential | All | Single Family - LI - Elec | Existing | Interior Lighting | Electric
F2 | Residential | All | Single Family - LI - Elec | Existing | Interior Lighting | Electric
F3 | Residential | All | Single Family - LI - Elec | Existing | Interior Lighting | Electric
F4 | Residential | All | Single Family - LI - Elec | Existing | Interior Lighting | Electric
F1 | Residential | All | Single Family - LI - Elec | Existing | Exterior Lighting | Electric
F2 | Residential | All | Single Family - LI - Elec | Existing | Exterior Lighting | Electric
F3 | Residential | All | Single Family - LI - Elec | Existing | Exterior Lighting | Electric
F4 | Residential | All | Single Family - LI - Elec | Existing | Exterior Lighting | Electric
F1 | Residential | All | Single Family - LI - Elec | Existing | Appliances | Electric
F2 | Residential | All | Single Family - LI - Elec | Existing | Appliances | Electric
F3 | Residential | All | Single Family - LI - Elec | Existing | Appliances | Electric
F4 | Residential | All | Single Family - LI - Elec | Existing | Appliances | Electric
F1 | Residential | All | Single Family - LI - Elec | Existing | Electronics | Electric
F2 | Residential | All | Single Family - LI - Elec | Existing | Electronics | Electric
F3 | Residential | All | Single Family - LI - Elec | Existing | Electronics | Electric
F4 | Residential | All | Single Family - LI - Elec | Existing | Electronics | Electric
F1 | Residential | All | Single Family - LI - Elec | Existing | Miscellaneous | Electric
F2 | Residential | All | Single Family - LI - Elec | Existing | Miscellaneous | Electric
F3 | Residential | All | Single Family - LI - Elec | Existing | Miscellaneous | Electric
F4 | Residential | All | Single Family - LI - Elec | Existing | Miscellaneous | Electric
F1 | Residential | All | Single Family - LI - Elec | Existing | Generation | Electric
F2 | Residential | All | Single Family - LI - Elec | Existing | Generation | Electric
F3 | Residential | All | Single Family - LI - Elec | Existing | Generation | Electric
F4 | Residential | All | Single Family - LI - Elec | Existing | Generation | Electric
F1 | Residential | All | Single Family - LI - Elec | Existing | Space Heating | Natural Gas
F2 | Residential | All | Single Family - LI - Elec | Existing | Space Heating | Natural Gas
F3 | Residential | All | Single Family - LI - Elec | Existing | Space Heating | Natural Gas
F4 | Residential | All | Single Family - LI - Elec | Existing | Space Heating | Natural Gas
F1 | Residential | All | Single Family - LI - Elec | Existing | Water Heating | Natural Gas
F2 | Residential | All | Single Family - LI - Elec | Existing | Water Heating | Natural Gas
F3 | Residential | All | Single Family - LI - Elec | Existing | Water Heating | Natural Gas
F4 | Residential | All | Single Family - LI - Elec | Existing | Water Heating | Natural Gas
F1 | Residential | All | Single Family - LI - Elec | Existing | Appliances | Natural Gas
F2 | Residential | All | Single Family - LI - Elec | Existing | Appliances | Natural Gas
F3 | Residential | All | Single Family - LI - Elec | Existing | Appliances | Natural Gas
F4 | Residential | All | Single Family - LI - Elec | Existing | Appliances | Natural Gas
F1 | Residential | All | Single Family - LI - Elec | Existing | Miscellaneous | Natural Gas
F2 | Residential | All | Single Family - LI - Elec | Existing | Miscellaneous | Natural Gas
F3 | Residential | All | Single Family - LI - Elec | Existing | Miscellaneous | Natural Gas
F4 | Residential | All | Single Family - LI - Elec | Existing | Miscellaneous | Natural Gas
F1 | Residential | Market | Single Family - LI - Elec | Existing | Cooling | Electric
F2 | Residential | Market | Single Family - LI - Elec | Existing | Cooling | Electric
F3 | Residential | Market | Single Family - LI - Elec | Existing | Cooling | Electric
F4 | Residential | Market | Single Family - LI - Elec | Existing | Cooling | Electric
F1 | Residential | Market | Single Family - LI - Elec | Existing | Space Heating | Electric
F2 | Residential | Market | Single Family - LI - Elec | Existing | Space Heating | Electric
F3 | Residential | Market | Single Family - LI - Elec | Existing | Space Heating | Electric
F4 | Residential | Market | Single Family - LI - Elec | Existing | Space Heating | Electric
F1 | Residential | Market | Single Family - LI - Elec | Existing | Water Heating | Electric
F2 | Residential | Market | Single Family - LI - Elec | Existing | Water Heating | Electric
F3 | Residential | Market | Single Family - LI - Elec | Existing | Water Heating | Electric
F4 | Residential | Market | Single Family - LI - Elec | Existing | Water Heating | Electric
F1 | Residential | Market | Single Family - LI - Elec | Existing | Interior Lighting | Electric
F2 | Residential | Market | Single Family - LI - Elec | Existing | Interior Lighting | Electric
F3 | Residential | Market | Single Family - LI - Elec | Existing | Interior Lighting | Electric
F4 | Residential | Market | Single Family - LI - Elec | Existing | Interior Lighting | Electric
F1 | Residential | Market | Single Family - LI - Elec | Existing | Exterior Lighting | Electric
F2 | Residential | Market | Single Family - LI - Elec | Existing | Exterior Lighting | Electric
F3 | Residential | Market | Single Family - LI - Elec | Existing | Exterior Lighting | Electric
F4 | Residential | Market | Single Family - LI - Elec | Existing | Exterior Lighting | Electric
F1 | Residential | Market | Single Family - LI - Elec | Existing | Appliances | Electric
F2 | Residential | Market | Single Family - LI - Elec | Existing | Appliances | Electric
F3 | Residential | Market | Single Family - LI - Elec | Existing | Appliances | Electric
F4 | Residential | Market | Single Family - LI - Elec | Existing | Appliances | Electric
F1 | Residential | Market | Single Family - LI - Elec | Existing | Electronics | Electric
F2 | Residential | Market | Single Family - LI - Elec | Existing | Electronics | Electric
F3 | Residential | Market | Single Family - LI - Elec | Existing | Electronics | Electric
F4 | Residential | Market | Single Family - LI - Elec | Existing | Electronics | Electric
F1 | Residential | Market | Single Family - LI - Elec | Existing | Miscellaneous | Electric
F2 | Residential | Market | Single Family - LI - Elec | Existing | Miscellaneous | Electric
F3 | Residential | Market | Single Family - LI - Elec | Existing | Miscellaneous | Electric
F4 | Residential | Market | Single Family - LI - Elec | Existing | Miscellaneous | Electric
F1 | Residential | Market | Single Family - LI - Elec | Existing | Generation | Electric
F2 | Residential | Market | Single Family - LI - Elec | Existing | Generation | Electric
F3 | Residential | Market | Single Family - LI - Elec | Existing | Generation | Electric
F4 | Residential | Market | Single Family - LI - Elec | Existing | Generation | Electric
F1 | Residential | Market | Single Family - LI - Elec | Existing | Space Heating | Natural Gas
F2 | Residential | Market | Single Family - LI - Elec | Existing | Space Heating | Natural Gas
F3 | Residential | Market | Single Family - LI - Elec | Existing | Space Heating | Natural Gas
F4 | Residential | Market | Single Family - LI - Elec | Existing | Space Heating | Natural Gas
F1 | Residential | Market | Single Family - LI - Elec | Existing | Water Heating | Natural Gas
F2 | Residential | Market | Single Family - LI - Elec | Existing | Water Heating | Natural Gas
F3 | Residential | Market | Single Family - LI - Elec | Existing | Water Heating | Natural Gas
F4 | Residential | Market | Single Family - LI - Elec | Existing | Water Heating | Natural Gas
F1 | Residential | Market | Single Family - LI - Elec | Existing | Appliances | Natural Gas
F2 | Residential | Market | Single Family - LI - Elec | Existing | Appliances | Natural Gas
F3 | Residential | Market | Single Family - LI - Elec | Existing | Appliances | Natural Gas
F4 | Residential | Market | Single Family - LI - Elec | Existing | Appliances | Natural Gas
F1 | Residential | Market | Single Family - LI - Elec | Existing | Miscellaneous | Natural Gas
F2 | Residential | Market | Single Family - LI - Elec | Existing | Miscellaneous | Natural Gas
F3 | Residential | Market | Single Family - LI - Elec | Existing | Miscellaneous | Natural Gas
F4 | Residential | Market | Single Family - LI - Elec | Existing | Miscellaneous | Natural Gas
F1 | Residential | Central System | Single Family - LI - Elec | Existing | Cooling | Electric
F2 | Residential | Central System | Single Family - LI - Elec | Existing | Cooling | Electric
F3 | Residential | Central System | Single Family - LI - Elec | Existing | Cooling | Electric
F4 | Residential | Central System | Single Family - LI - Elec | Existing | Cooling | Electric
F1 | Residential | Central System | Single Family - LI - Elec | Existing | Space Heating | Electric
F2 | Residential | Central System | Single Family - LI - Elec | Existing | Space Heating | Electric
F3 | Residential | Central System | Single Family - LI - Elec | Existing | Space Heating | Electric
F4 | Residential | Central System | Single Family - LI - Elec | Existing | Space Heating | Electric
F1 | Residential | Central System | Single Family - LI - Elec | Existing | Space Heating | Natural Gas
F2 | Residential | Central System | Single Family - LI - Elec | Existing | Space Heating | Natural Gas
F3 | Residential | Central System | Single Family - LI - Elec | Existing | Space Heating | Natural Gas
F4 | Residential | Central System | Single Family - LI - Elec | Existing | Space Heating | Natural Gas
F1 | Residential | Resistance | Single Family - LI - Elec | Existing | Cooling | Electric
F2 | Residential | Resistance | Single Family - LI - Elec | Existing | Cooling | Electric
F3 | Residential | Resistance | Single Family - LI - Elec | Existing | Cooling | Electric
F4 | Residential | Resistance | Single Family - LI - Elec | Existing | Cooling | Electric
F1 | Residential | Resistance | Single Family - LI - Elec | Existing | Space Heating | Electric
F2 | Residential | Resistance | Single Family - LI - Elec | Existing | Space Heating | Electric
F3 | Residential | Resistance | Single Family - LI - Elec | Existing | Space Heating | Electric
F4 | Residential | Resistance | Single Family - LI - Elec | Existing | Space Heating | Electric
F1 | Residential | Heat Pump | Single Family - LI - Elec | Existing | Cooling | Electric
F2 | Residential | Heat Pump | Single Family - LI - Elec | Existing | Cooling | Electric
F3 | Residential | Heat Pump | Single Family - LI - Elec | Existing | Cooling | Electric
F4 | Residential | Heat Pump | Single Family - LI - Elec | Existing | Cooling | Electric
F1 | Residential | Heat Pump | Single Family - LI - Elec | Existing | Space Heating | Electric
F2 | Residential | Heat Pump | Single Family - LI - Elec | Existing | Space Heating | Electric
F3 | Residential | Heat Pump | Single Family - LI - Elec | Existing | Space Heating | Electric
F4 | Residential | Heat Pump | Single Family - LI - Elec | Existing | Space Heating | Electric
F1 | Residential | All | Single Family - LI - Elec | New | Cooling | Electric
F2 | Residential | All | Single Family - LI - Elec | New | Cooling | Electric
F3 | Residential | All | Single Family - LI - Elec | New | Cooling | Electric
F4 | Residential | All | Single Family - LI - Elec | New | Cooling | Electric
F1 | Residential | All | Single Family - LI - Elec | New | Space Heating | Electric
F2 | Residential | All | Single Family - LI - Elec | New | Space Heating | Electric
F3 | Residential | All | Single Family - LI - Elec | New | Space Heating | Electric
F4 | Residential | All | Single Family - LI - Elec | New | Space Heating | Electric
F1 | Residential | All | Single Family - LI - Elec | New | Water Heating | Electric
F2 | Residential | All | Single Family - LI - Elec | New | Water Heating | Electric
F3 | Residential | All | Single Family - LI - Elec | New | Water Heating | Electric
F4 | Residential | All | Single Family - LI - Elec | New | Water Heating | Electric
F1 | Residential | All | Single Family - LI - Elec | New | Interior Lighting | Electric
F2 | Residential | All | Single Family - LI - Elec | New | Interior Lighting | Electric
F3 | Residential | All | Single Family - LI - Elec | New | Interior Lighting | Electric
F4 | Residential | All | Single Family - LI - Elec | New | Interior Lighting | Electric
F1 | Residential | All | Single Family - LI - Elec | New | Exterior Lighting | Electric
F2 | Residential | All | Single Family - LI - Elec | New | Exterior Lighting | Electric
F3 | Residential | All | Single Family - LI - Elec | New | Exterior Lighting | Electric
F4 | Residential | All | Single Family - LI - Elec | New | Exterior Lighting | Electric
F1 | Residential | All | Single Family - LI - Elec | New | Appliances | Electric
F2 | Residential | All | Single Family - LI - Elec | New | Appliances | Electric
F3 | Residential | All | Single Family - LI - Elec | New | Appliances | Electric
F4 | Residential | All | Single Family - LI - Elec | New | Appliances | Electric
F1 | Residential | All | Single Family - LI - Elec | New | Electronics | Electric
F2 | Residential | All | Single Family - LI - Elec | New | Electronics | Electric
F3 | Residential | All | Single Family - LI - Elec | New | Electronics | Electric
F4 | Residential | All | Single Family - LI - Elec | New | Electronics | Electric
F1 | Residential | All | Single Family - LI - Elec | New | Miscellaneous | Electric
F2 | Residential | All | Single Family - LI - Elec | New | Miscellaneous | Electric
F3 | Residential | All | Single Family - LI - Elec | New | Miscellaneous | Electric
F4 | Residential | All | Single Family - LI - Elec | New | Miscellaneous | Electric
F1 | Residential | All | Single Family - LI - Elec | New | Generation | Electric
F2 | Residential | All | Single Family - LI - Elec | New | Generation | Electric
F3 | Residential | All | Single Family - LI - Elec | New | Generation | Electric
F4 | Residential | All | Single Family - LI - Elec | New | Generation | Electric
F1 | Residential | All | Single Family - LI - Elec | New | Space Heating | Natural Gas
F2 | Residential | All | Single Family - LI - Elec | New | Space Heating | Natural Gas
F3 | Residential | All | Single Family - LI - Elec | New | Space Heating | Natural Gas
F4 | Residential | All | Single Family - LI - Elec | New | Space Heating | Natural Gas
F1 | Residential | All | Single Family - LI - Elec | New | Water Heating | Natural Gas
F2 | Residential | All | Single Family - LI - Elec | New | Water Heating | Natural Gas
F3 | Residential | All | Single Family - LI - Elec | New | Water Heating | Natural Gas
F4 | Residential | All | Single Family - LI - Elec | New | Water Heating | Natural Gas
F1 | Residential | All | Single Family - LI - Elec | New | Appliances | Natural Gas
F2 | Residential | All | Single Family - LI - Elec | New | Appliances | Natural Gas
F3 | Residential | All | Single Family - LI - Elec | New | Appliances | Natural Gas
F4 | Residential | All | Single Family - LI - Elec | New | Appliances | Natural Gas
F1 | Residential | All | Single Family - LI - Elec | New | Miscellaneous | Natural Gas
F2 | Residential | All | Single Family - LI - Elec | New | Miscellaneous | Natural Gas
F3 | Residential | All | Single Family - LI - Elec | New | Miscellaneous | Natural Gas
F4 | Residential | All | Single Family - LI - Elec | New | Miscellaneous | Natural Gas
F1 | Residential | Market | Single Family - LI - Elec | New | Cooling | Electric
F2 | Residential | Market | Single Family - LI - Elec | New | Cooling | Electric
F3 | Residential | Market | Single Family - LI - Elec | New | Cooling | Electric
F4 | Residential | Market | Single Family - LI - Elec | New | Cooling | Electric
F1 | Residential | Market | Single Family - LI - Elec | New | Space Heating | Electric
F2 | Residential | Market | Single Family - LI - Elec | New | Space Heating | Electric
F3 | Residential | Market | Single Family - LI - Elec | New | Space Heating | Electric
F4 | Residential | Market | Single Family - LI - Elec | New | Space Heating | Electric
F1 | Residential | Market | Single Family - LI - Elec | New | Water Heating | Electric
F2 | Residential | Market | Single Family - LI - Elec | New | Water Heating | Electric
F3 | Residential | Market | Single Family - LI - Elec | New | Water Heating | Electric
F4 | Residential | Market | Single Family - LI - Elec | New | Water Heating | Electric
F1 | Residential | Market | Single Family - LI - Elec | New | Interior Lighting | Electric
F2 | Residential | Market | Single Family - LI - Elec | New | Interior Lighting | Electric
F3 | Residential | Market | Single Family - LI - Elec | New | Interior Lighting | Electric
F4 | Residential | Market | Single Family - LI - Elec | New | Interior Lighting | Electric
F1 | Residential | Market | Single Family - LI - Elec | New | Exterior Lighting | Electric
F2 | Residential | Market | Single Family - LI - Elec | New | Exterior Lighting | Electric
F3 | Residential | Market | Single Family - LI - Elec | New | Exterior Lighting | Electric
F4 | Residential | Market | Single Family - LI - Elec | New | Exterior Lighting | Electric
F1 | Residential | Market | Single Family - LI - Elec | New | Appliances | Electric
F2 | Residential | Market | Single Family - LI - Elec | New | Appliances | Electric
F3 | Residential | Market | Single Family - LI - Elec | New | Appliances | Electric
F4 | Residential | Market | Single Family - LI - Elec | New | Appliances | Electric
F1 | Residential | Market | Single Family - LI - Elec | New | Electronics | Electric
F2 | Residential | Market | Single Family - LI - Elec | New | Electronics | Electric
F3 | Residential | Market | Single Family - LI - Elec | New | Electronics | Electric
F4 | Residential | Market | Single Family - LI - Elec | New | Electronics | Electric
F1 | Residential | Market | Single Family - LI - Elec | New | Miscellaneous | Electric
F2 | Residential | Market | Single Family - LI - Elec | New | Miscellaneous | Electric
F3 | Residential | Market | Single Family - LI - Elec | New | Miscellaneous | Electric
F4 | Residential | Market | Single Family - LI - Elec | New | Miscellaneous | Electric
F1 | Residential | Market | Single Family - LI - Elec | New | Generation | Electric
F2 | Residential | Market | Single Family - LI - Elec | New | Generation | Electric
F3 | Residential | Market | Single Family - LI - Elec | New | Generation | Electric
F4 | Residential | Market | Single Family - LI - Elec | New | Generation | Electric
F1 | Residential | Market | Single Family - LI - Elec | New | Space Heating | Natural Gas
F2 | Residential | Market | Single Family - LI - Elec | New | Space Heating | Natural Gas
F3 | Residential | Market | Single Family - LI - Elec | New | Space Heating | Natural Gas
F4 | Residential | Market | Single Family - LI - Elec | New | Space Heating | Natural Gas
F1 | Residential | Market | Single Family - LI - Elec | New | Water Heating | Natural Gas
F2 | Residential | Market | Single Family - LI - Elec | New | Water Heating | Natural Gas
F3 | Residential | Market | Single Family - LI - Elec | New | Water Heating | Natural Gas
F4 | Residential | Market | Single Family - LI - Elec | New | Water Heating | Natural Gas
F1 | Residential | Market | Single Family - LI - Elec | New | Appliances | Natural Gas
F2 | Residential | Market | Single Family - LI - Elec | New | Appliances | Natural Gas
F3 | Residential | Market | Single Family - LI - Elec | New | Appliances | Natural Gas
F4 | Residential | Market | Single Family - LI - Elec | New | Appliances | Natural Gas
F1 | Residential | Market | Single Family - LI - Elec | New | Miscellaneous | Natural Gas
F2 | Residential | Market | Single Family - LI - Elec | New | Miscellaneous | Natural Gas
F3 | Residential | Market | Single Family - LI - Elec | New | Miscellaneous | Natural Gas
F4 | Residential | Market | Single Family - LI - Elec | New | Miscellaneous | Natural Gas
F1 | Residential | Central System | Single Family - LI - Elec | New | Cooling | Electric
F2 | Residential | Central System | Single Family - LI - Elec | New | Cooling | Electric
F3 | Residential | Central System | Single Family - LI - Elec | New | Cooling | Electric
F4 | Residential | Central System | Single Family - LI - Elec | New | Cooling | Electric
F1 | Residential | Central System | Single Family - LI - Elec | New | Space Heating | Electric
F2 | Residential | Central System | Single Family - LI - Elec | New | Space Heating | Electric
F3 | Residential | Central System | Single Family - LI - Elec | New | Space Heating | Electric
F4 | Residential | Central System | Single Family - LI - Elec | New | Space Heating | Electric
F1 | Residential | Central System | Single Family - LI - Elec | New | Space Heating | Natural Gas
F2 | Residential | Central System | Single Family - LI - Elec | New | Space Heating | Natural Gas
F3 | Residential | Central System | Single Family - LI - Elec | New | Space Heating | Natural Gas
F4 | Residential | Central System | Single Family - LI - Elec | New | Space Heating | Natural Gas
F1 | Residential | Resistance | Single Family - LI - Elec | New | Cooling | Electric
F2 | Residential | Resistance | Single Family - LI - Elec | New | Cooling | Electric
F3 | Residential | Resistance | Single Family - LI - Elec | New | Cooling | Electric
F4 | Residential | Resistance | Single Family - LI - Elec | New | Cooling | Electric
F1 | Residential | Resistance | Single Family - LI - Elec | New | Space Heating | Electric
F2 | Residential | Resistance | Single Family - LI - Elec | New | Space Heating | Electric
F3 | Residential | Resistance | Single Family - LI - Elec | New | Space Heating | Electric
F4 | Residential | Resistance | Single Family - LI - Elec | New | Space Heating | Electric
F1 | Residential | Heat Pump | Single Family - LI - Elec | New | Cooling | Electric
F2 | Residential | Heat Pump | Single Family - LI - Elec | New | Cooling | Electric
F3 | Residential | Heat Pump | Single Family - LI - Elec | New | Cooling | Electric
F4 | Residential | Heat Pump | Single Family - LI - Elec | New | Cooling | Electric
F1 | Residential | Heat Pump | Single Family - LI - Elec | New | Space Heating | Electric
F2 | Residential | Heat Pump | Single Family - LI - Elec | New | Space Heating | Electric
F3 | Residential | Heat Pump | Single Family - LI - Elec | New | Space Heating | Electric
F4 | Residential | Heat Pump | Single Family - LI - Elec | New | Space Heating | Electric
F1 | Residential | All | Multifamily - Elec | Existing | Cooling | Electric
F2 | Residential | All | Multifamily - Elec | Existing | Cooling | Electric
F3 | Residential | All | Multifamily - Elec | Existing | Cooling | Electric
F4 | Residential | All | Multifamily - Elec | Existing | Cooling | Electric
F1 | Residential | All | Multifamily - Elec | Existing | Space Heating | Electric
F2 | Residential | All | Multifamily - Elec | Existing | Space Heating | Electric
F3 | Residential | All | Multifamily - Elec | Existing | Space Heating | Electric
F4 | Residential | All | Multifamily - Elec | Existing | Space Heating | Electric
F1 | Residential | All | Multifamily - Elec | Existing | Water Heating | Electric
F2 | Residential | All | Multifamily - Elec | Existing | Water Heating | Electric
F3 | Residential | All | Multifamily - Elec | Existing | Water Heating | Electric
F4 | Residential | All | Multifamily - Elec | Existing | Water Heating | Electric
F1 | Residential | All | Multifamily - Elec | Existing | Interior Lighting | Electric
F2 | Residential | All | Multifamily - Elec | Existing | Interior Lighting | Electric
F3 | Residential | All | Multifamily - Elec | Existing | Interior Lighting | Electric
F4 | Residential | All | Multifamily - Elec | Existing | Interior Lighting | Electric
F1 | Residential | All | Multifamily - Elec | Existing | Exterior Lighting | Electric
F2 | Residential | All | Multifamily - Elec | Existing | Exterior Lighting | Electric
F3 | Residential | All | Multifamily - Elec | Existing | Exterior Lighting | Electric
F4 | Residential | All | Multifamily - Elec | Existing | Exterior Lighting | Electric
F1 | Residential | All | Multifamily - Elec | Existing | Appliances | Electric
F2 | Residential | All | Multifamily - Elec | Existing | Appliances | Electric
F3 | Residential | All | Multifamily - Elec | Existing | Appliances | Electric
F4 | Residential | All | Multifamily - Elec | Existing | Appliances | Electric
F1 | Residential | All | Multifamily - Elec | Existing | Electronics | Electric
F2 | Residential | All | Multifamily - Elec | Existing | Electronics | Electric
F3 | Residential | All | Multifamily - Elec | Existing | Electronics | Electric
F4 | Residential | All | Multifamily - Elec | Existing | Electronics | Electric
F1 | Residential | All | Multifamily - Elec | Existing | Miscellaneous | Electric
F2 | Residential | All | Multifamily - Elec | Existing | Miscellaneous | Electric
F3 | Residential | All | Multifamily - Elec | Existing | Miscellaneous | Electric
F4 | Residential | All | Multifamily - Elec | Existing | Miscellaneous | Electric
F1 | Residential | All | Multifamily - Elec | Existing | Generation | Electric
F2 | Residential | All | Multifamily - Elec | Existing | Generation | Electric
F3 | Residential | All | Multifamily - Elec | Existing | Generation | Electric
F4 | Residential | All | Multifamily - Elec | Existing | Generation | Electric
F1 | Residential | All | Multifamily - Elec | Existing | Space Heating | Natural Gas
F2 | Residential | All | Multifamily - Elec | Existing | Space Heating | Natural Gas
F3 | Residential | All | Multifamily - Elec | Existing | Space Heating | Natural Gas
F4 | Residential | All | Multifamily - Elec | Existing | Space Heating | Natural Gas
F1 | Residential | All | Multifamily - Elec | Existing | Water Heating | Natural Gas
F2 | Residential | All | Multifamily - Elec | Existing | Water Heating | Natural Gas
F3 | Residential | All | Multifamily - Elec | Existing | Water Heating | Natural Gas
F4 | Residential | All | Multifamily - Elec | Existing | Water Heating | Natural Gas
F1 | Residential | All | Multifamily - Elec | Existing | Appliances | Natural Gas
F2 | Residential | All | Multifamily - Elec | Existing | Appliances | Natural Gas
F3 | Residential | All | Multifamily - Elec | Existing | Appliances | Natural Gas
F4 | Residential | All | Multifamily - Elec | Existing | Appliances | Natural Gas
F1 | Residential | All | Multifamily - Elec | Existing | Miscellaneous | Natural Gas
F2 | Residential | All | Multifamily - Elec | Existing | Miscellaneous | Natural Gas
F3 | Residential | All | Multifamily - Elec | Existing | Miscellaneous | Natural Gas
F4 | Residential | All | Multifamily - Elec | Existing | Miscellaneous | Natural Gas
F1 | Residential | Market | Multifamily - Elec | Existing | Cooling | Electric
F2 | Residential | Market | Multifamily - Elec | Existing | Cooling | Electric
F3 | Residential | Market | Multifamily - Elec | Existing | Cooling | Electric
F4 | Residential | Market | Multifamily - Elec | Existing | Cooling | Electric
F1 | Residential | Market | Multifamily - Elec | Existing | Space Heating | Electric
F2 | Residential | Market | Multifamily - Elec | Existing | Space Heating | Electric
F3 | Residential | Market | Multifamily - Elec | Existing | Space Heating | Electric
F4 | Residential | Market | Multifamily - Elec | Existing | Space Heating | Electric
F1 | Residential | Market | Multifamily - Elec | Existing | Water Heating | Electric
F2 | Residential | Market | Multifamily - Elec | Existing | Water Heating | Electric
F3 | Residential | Market | Multifamily - Elec | Existing | Water Heating | Electric
F4 | Residential | Market | Multifamily - Elec | Existing | Water Heating | Electric
F1 | Residential | Market | Multifamily - Elec | Existing | Interior Lighting | Electric
F2 | Residential | Market | Multifamily - Elec | Existing | Interior Lighting | Electric
F3 | Residential | Market | Multifamily - Elec | Existing | Interior Lighting | Electric
F4 | Residential | Market | Multifamily - Elec | Existing | Interior Lighting | Electric
F1 | Residential | Market | Multifamily - Elec | Existing | Exterior Lighting | Electric
F2 | Residential | Market | Multifamily - Elec | Existing | Exterior Lighting | Electric
F3 | Residential | Market | Multifamily - Elec | Existing | Exterior Lighting | Electric
F4 | Residential | Market | Multifamily - Elec | Existing | Exterior Lighting | Electric
F1 | Residential | Market | Multifamily - Elec | Existing | Appliances | Electric
F2 | Residential | Market | Multifamily - Elec | Existing | Appliances | Electric
F3 | Residential | Market | Multifamily - Elec | Existing | Appliances | Electric
F4 | Residential | Market | Multifamily - Elec | Existing | Appliances | Electric
F1 | Residential | Market | Multifamily - Elec | Existing | Electronics | Electric
F2 | Residential | Market | Multifamily - Elec | Existing | Electronics | Electric
F3 | Residential | Market | Multifamily - Elec | Existing | Electronics | Electric
F4 | Residential | Market | Multifamily - Elec | Existing | Electronics | Electric
F1 | Residential | Market | Multifamily - Elec | Existing | Miscellaneous | Electric
F2 | Residential | Market | Multifamily - Elec | Existing | Miscellaneous | Electric
F3 | Residential | Market | Multifamily - Elec | Existing | Miscellaneous | Electric
F4 | Residential | Market | Multifamily - Elec | Existing | Miscellaneous | Electric
F1 | Residential | Market | Multifamily - Elec | Existing | Generation | Electric
F2 | Residential | Market | Multifamily - Elec | Existing | Generation | Electric
F3 | Residential | Market | Multifamily - Elec | Existing | Generation | Electric
F4 | Residential | Market | Multifamily - Elec | Existing | Generation | Electric
F1 | Residential | Market | Multifamily - Elec | Existing | Space Heating | Natural Gas
F2 | Residential | Market | Multifamily - Elec | Existing | Space Heating | Natural Gas
F3 | Residential | Market | Multifamily - Elec | Existing | Space Heating | Natural Gas
F4 | Residential | Market | Multifamily - Elec | Existing | Space Heating | Natural Gas
F1 | Residential | Market | Multifamily - Elec | Existing | Water Heating | Natural Gas
F2 | Residential | Market | Multifamily - Elec | Existing | Water Heating | Natural Gas
F3 | Residential | Market | Multifamily - Elec | Existing | Water Heating | Natural Gas
F4 | Residential | Market | Multifamily - Elec | Existing | Water Heating | Natural Gas
F1 | Residential | Market | Multifamily - Elec | Existing | Appliances | Natural Gas
F2 | Residential | Market | Multifamily - Elec | Existing | Appliances | Natural Gas
F3 | Residential | Market | Multifamily - Elec | Existing | Appliances | Natural Gas
F4 | Residential | Market | Multifamily - Elec | Existing | Appliances | Natural Gas
F1 | Residential | Market | Multifamily - Elec | Existing | Miscellaneous | Natural Gas
F2 | Residential | Market | Multifamily - Elec | Existing | Miscellaneous | Natural Gas
F3 | Residential | Market | Multifamily - Elec | Existing | Miscellaneous | Natural Gas
F4 | Residential | Market | Multifamily - Elec | Existing | Miscellaneous | Natural Gas
F1 | Residential | Central System | Multifamily - Elec | Existing | Cooling | Electric
F2 | Residential | Central System | Multifamily - Elec | Existing | Cooling | Electric
F3 | Residential | Central System | Multifamily - Elec | Existing | Cooling | Electric
F4 | Residential | Central System | Multifamily - Elec | Existing | Cooling | Electric
F1 | Residential | Central System | Multifamily - Elec | Existing | Space Heating | Electric
F2 | Residential | Central System | Multifamily - Elec | Existing | Space Heating | Electric
F3 | Residential | Central System | Multifamily - Elec | Existing | Space Heating | Electric
F4 | Residential | Central System | Multifamily - Elec | Existing | Space Heating | Electric
F1 | Residential | Central System | Multifamily - Elec | Existing | Space Heating | Natural Gas
F2 | Residential | Central System | Multifamily - Elec | Existing | Space Heating | Natural Gas
F3 | Residential | Central System | Multifamily - Elec | Existing | Space Heating | Natural Gas
F4 | Residential | Central System | Multifamily - Elec | Existing | Space Heating | Natural Gas
F1 | Residential | Resistance | Multifamily - Elec | Existing | Cooling | Electric
F2 | Residential | Resistance | Multifamily - Elec | Existing | Cooling | Electric
F3 | Residential | Resistance | Multifamily - Elec | Existing | Cooling | Electric
F4 | Residential | Resistance | Multifamily - Elec | Existing | Cooling | Electric
F1 | Residential | Resistance | Multifamily - Elec | Existing | Space Heating | Electric
F2 | Residential | Resistance | Multifamily - Elec | Existing | Space Heating | Electric
F3 | Residential | Resistance | Multifamily - Elec | Existing | Space Heating | Electric
F4 | Residential | Resistance | Multifamily - Elec | Existing | Space Heating | Electric
F1 | Residential | Heat Pump | Multifamily - Elec | Existing | Cooling | Electric
F2 | Residential | Heat Pump | Multifamily - Elec | Existing | Cooling | Electric
F3 | Residential | Heat Pump | Multifamily - Elec | Existing | Cooling | Electric
F4 | Residential | Heat Pump | Multifamily - Elec | Existing | Cooling | Electric
F1 | Residential | Heat Pump | Multifamily - Elec | Existing | Space Heating | Electric
F2 | Residential | Heat Pump | Multifamily - Elec | Existing | Space Heating | Electric
F3 | Residential | Heat Pump | Multifamily - Elec | Existing | Space Heating | Electric
F4 | Residential | Heat Pump | Multifamily - Elec | Existing | Space Heating | Electric
F1 | Residential | All | Multifamily - Elec | New | Cooling | Electric
F2 | Residential | All | Multifamily - Elec | New | Cooling | Electric
F3 | Residential | All | Multifamily - Elec | New | Cooling | Electric
F4 | Residential | All | Multifamily - Elec | New | Cooling | Electric
F1 | Residential | All | Multifamily - Elec | New | Space Heating | Electric
F2 | Residential | All | Multifamily - Elec | New | Space Heating | Electric
F3 | Residential | All | Multifamily - Elec | New | Space Heating | Electric
F4 | Residential | All | Multifamily - Elec | New | Space Heating | Electric
F1 | Residential | All | Multifamily - Elec | New | Water Heating | Electric
F2 | Residential | All | Multifamily - Elec | New | Water Heating | Electric
F3 | Residential | All | Multifamily - Elec | New | Water Heating | Electric
F4 | Residential | All | Multifamily - Elec | New | Water Heating | Electric
F1 | Residential | All | Multifamily - Elec | New | Interior Lighting | Electric
F2 | Residential | All | Multifamily - Elec | New | Interior Lighting | Electric
F3 | Residential | All | Multifamily - Elec | New | Interior Lighting | Electric
F4 | Residential | All | Multifamily - Elec | New | Interior Lighting | Electric
F1 | Residential | All | Multifamily - Elec | New | Exterior Lighting | Electric
F2 | Residential | All | Multifamily - Elec | New | Exterior Lighting | Electric
F3 | Residential | All | Multifamily - Elec | New | Exterior Lighting | Electric
F4 | Residential | All | Multifamily - Elec | New | Exterior Lighting | Electric
F1 | Residential | All | Multifamily - Elec | New | Appliances | Electric
F2 | Residential | All | Multifamily - Elec | New | Appliances | Electric
F3 | Residential | All | Multifamily - Elec | New | Appliances | Electric
F4 | Residential | All | Multifamily - Elec | New | Appliances | Electric
F1 | Residential | All | Multifamily - Elec | New | Electronics | Electric
F2 | Residential | All | Multifamily - Elec | New | Electronics | Electric
F3 | Residential | All | Multifamily - Elec | New | Electronics | Electric
F4 | Residential | All | Multifamily - Elec | New | Electronics | Electric
F1 | Residential | All | Multifamily - Elec | New | Miscellaneous | Electric
F2 | Residential | All | Multifamily - Elec | New | Miscellaneous | Electric
F3 | Residential | All | Multifamily - Elec | New | Miscellaneous | Electric
F4 | Residential | All | Multifamily - Elec | New | Miscellaneous | Electric
F1 | Residential | All | Multifamily - Elec | New | Generation | Electric
F2 | Residential | All | Multifamily - Elec | New | Generation | Electric
F3 | Residential | All | Multifamily - Elec | New | Generation | Electric
F4 | Residential | All | Multifamily - Elec | New | Generation | Electric
F1 | Residential | All | Multifamily - Elec | New | Space Heating | Natural Gas
F2 | Residential | All | Multifamily - Elec | New | Space Heating | Natural Gas
F3 | Residential | All | Multifamily - Elec | New | Space Heating | Natural Gas
F4 | Residential | All | Multifamily - Elec | New | Space Heating | Natural Gas
F1 | Residential | All | Multifamily - Elec | New | Water Heating | Natural Gas
F2 | Residential | All | Multifamily - Elec | New | Water Heating | Natural Gas
F3 | Residential | All | Multifamily - Elec | New | Water Heating | Natural Gas
F4 | Residential | All | Multifamily - Elec | New | Water Heating | Natural Gas
F1 | Residential | All | Multifamily - Elec | New | Appliances | Natural Gas
F2 | Residential | All | Multifamily - Elec | New | Appliances | Natural Gas
F3 | Residential | All | Multifamily - Elec | New | Appliances | Natural Gas
F4 | Residential | All | Multifamily - Elec | New | Appliances | Natural Gas
F1 | Residential | All | Multifamily - Elec | New | Miscellaneous | Natural Gas
F2 | Residential | All | Multifamily - Elec | New | Miscellaneous | Natural Gas
F3 | Residential | All | Multifamily - Elec | New | Miscellaneous | Natural Gas
F4 | Residential | All | Multifamily - Elec | New | Miscellaneous | Natural Gas
F1 | Residential | Market | Multifamily - Elec | New | Cooling | Electric
F2 | Residential | Market | Multifamily - Elec | New | Cooling | Electric
F3 | Residential | Market | Multifamily - Elec | New | Cooling | Electric
F4 | Residential | Market | Multifamily - Elec | New | Cooling | Electric
F1 | Residential | Market | Multifamily - Elec | New | Space Heating | Electric
F2 | Residential | Market | Multifamily - Elec | New | Space Heating | Electric
F3 | Residential | Market | Multifamily - Elec | New | Space Heating | Electric
F4 | Residential | Market | Multifamily - Elec | New | Space Heating | Electric
F1 | Residential | Market | Multifamily - Elec | New | Water Heating | Electric
F2 | Residential | Market | Multifamily - Elec | New | Water Heating | Electric
F3 | Residential | Market | Multifamily - Elec | New | Water Heating | Electric
F4 | Residential | Market | Multifamily - Elec | New | Water Heating | Electric
F1 | Residential | Market | Multifamily - Elec | New | Interior Lighting | Electric
F2 | Residential | Market | Multifamily - Elec | New | Interior Lighting | Electric
F3 | Residential | Market | Multifamily - Elec | New | Interior Lighting | Electric
F4 | Residential | Market | Multifamily - Elec | New | Interior Lighting | Electric
F1 | Residential | Market | Multifamily - Elec | New | Exterior Lighting | Electric
F2 | Residential | Market | Multifamily - Elec | New | Exterior Lighting | Electric
F3 | Residential | Market | Multifamily - Elec | New | Exterior Lighting | Electric
F4 | Residential | Market | Multifamily - Elec | New | Exterior Lighting | Electric
F1 | Residential | Market | Multifamily - Elec | New | Appliances | Electric
F2 | Residential | Market | Multifamily - Elec | New | Appliances | Electric
F3 | Residential | Market | Multifamily - Elec | New | Appliances | Electric
F4 | Residential | Market | Multifamily - Elec | New | Appliances | Electric
F1 | Residential | Market | Multifamily - Elec | New | Electronics | Electric
F2 | Residential | Market | Multifamily - Elec | New | Electronics | Electric
F3 | Residential | Market | Multifamily - Elec | New | Electronics | Electric
F4 | Residential | Market | Multifamily - Elec | New | Electronics | Electric
F1 | Residential | Market | Multifamily - Elec | New | Miscellaneous | Electric
F2 | Residential | Market | Multifamily - Elec | New | Miscellaneous | Electric
F3 | Residential | Market | Multifamily - Elec | New | Miscellaneous | Electric
F4 | Residential | Market | Multifamily - Elec | New | Miscellaneous | Electric
F1 | Residential | Market | Multifamily - Elec | New | Generation | Electric
F2 | Residential | Market | Multifamily - Elec | New | Generation | Electric
F3 | Residential | Market | Multifamily - Elec | New | Generation | Electric
F4 | Residential | Market | Multifamily - Elec | New | Generation | Electric
F1 | Residential | Market | Multifamily - Elec | New | Space Heating | Natural Gas
F2 | Residential | Market | Multifamily - Elec | New | Space Heating | Natural Gas
F3 | Residential | Market | Multifamily - Elec | New | Space Heating | Natural Gas
F4 | Residential | Market | Multifamily - Elec | New | Space Heating | Natural Gas
F1 | Residential | Market | Multifamily - Elec | New | Water Heating | Natural Gas
F2 | Residential | Market | Multifamily - Elec | New | Water Heating | Natural Gas
F3 | Residential | Market | Multifamily - Elec | New | Water Heating | Natural Gas
F4 | Residential | Market | Multifamily - Elec | New | Water Heating | Natural Gas
F1 | Residential | Market | Multifamily - Elec | New | Appliances | Natural Gas
F2 | Residential | Market | Multifamily - Elec | New | Appliances | Natural Gas
F3 | Residential | Market | Multifamily - Elec | New | Appliances | Natural Gas
F4 | Residential | Market | Multifamily - Elec | New | Appliances | Natural Gas
F1 | Residential | Market | Multifamily - Elec | New | Miscellaneous | Natural Gas
F2 | Residential | Market | Multifamily - Elec | New | Miscellaneous | Natural Gas
F3 | Residential | Market | Multifamily - Elec | New | Miscellaneous | Natural Gas
F4 | Residential | Market | Multifamily - Elec | New | Miscellaneous | Natural Gas
F1 | Residential | Central System | Multifamily - Elec | New | Cooling | Electric
F2 | Residential | Central System | Multifamily - Elec | New | Cooling | Electric
F3 | Residential | Central System | Multifamily - Elec | New | Cooling | Electric
F4 | Residential | Central System | Multifamily - Elec | New | Cooling | Electric
F1 | Residential | Central System | Multifamily - Elec | New | Space Heating | Electric
F2 | Residential | Central System | Multifamily - Elec | New | Space Heating | Electric
F3 | Residential | Central System | Multifamily - Elec | New | Space Heating | Electric
F4 | Residential | Central System | Multifamily - Elec | New | Space Heating | Electric
F1 | Residential | Central System | Multifamily - Elec | New | Space Heating | Natural Gas
F2 | Residential | Central System | Multifamily - Elec | New | Space Heating | Natural Gas
F3 | Residential | Central System | Multifamily - Elec | New | Space Heating | Natural Gas
F4 | Residential | Central System | Multifamily - Elec | New | Space Heating | Natural Gas
F1 | Residential | Resistance | Multifamily - Elec | New | Cooling | Electric
F2 | Residential | Resistance | Multifamily - Elec | New | Cooling | Electric
F3 | Residential | Resistance | Multifamily - Elec | New | Cooling | Electric
F4 | Residential | Resistance | Multifamily - Elec | New | Cooling | Electric
F1 | Residential | Resistance | Multifamily - Elec | New | Space Heating | Electric
F2 | Residential | Resistance | Multifamily - Elec | New | Space Heating | Electric
F3 | Residential | Resistance | Multifamily - Elec | New | Space Heating | Electric
F4 | Residential | Resistance | Multifamily - Elec | New | Space Heating | Electric
F1 | Residential | Heat Pump | Multifamily - Elec | New | Cooling | Electric
F2 | Residential | Heat Pump | Multifamily - Elec | New | Cooling | Electric
F3 | Residential | Heat Pump | Multifamily - Elec | New | Cooling | Electric
F4 | Residential | Heat Pump | Multifamily - Elec | New | Cooling | Electric
F1 | Residential | Heat Pump | Multifamily - Elec | New | Space Heating | Electric
F2 | Residential | Heat Pump | Multifamily - Elec | New | Space Heating | Electric
F3 | Residential | Heat Pump | Multifamily - Elec | New | Space Heating | Electric
F4 | Residential | Heat Pump | Multifamily - Elec | New | Space Heating | Electric
F1 | Residential | All | Multifamily - LI - Elec | Existing | Cooling | Electric
F2 | Residential | All | Multifamily - LI - Elec | Existing | Cooling | Electric
F3 | Residential | All | Multifamily - LI - Elec | Existing | Cooling | Electric
F4 | Residential | All | Multifamily - LI - Elec | Existing | Cooling | Electric
F1 | Residential | All | Multifamily - LI - Elec | Existing | Space Heating | Electric
F2 | Residential | All | Multifamily - LI - Elec | Existing | Space Heating | Electric
F3 | Residential | All | Multifamily - LI - Elec | Existing | Space Heating | Electric
F4 | Residential | All | Multifamily - LI - Elec | Existing | Space Heating | Electric
F1 | Residential | All | Multifamily - LI - Elec | Existing | Water Heating | Electric
F2 | Residential | All | Multifamily - LI - Elec | Existing | Water Heating | Electric
F3 | Residential | All | Multifamily - LI - Elec | Existing | Water Heating | Electric
F4 | Residential | All | Multifamily - LI - Elec | Existing | Water Heating | Electric
F1 | Residential | All | Multifamily - LI - Elec | Existing | Interior Lighting | Electric
F2 | Residential | All | Multifamily - LI - Elec | Existing | Interior Lighting | Electric
F3 | Residential | All | Multifamily - LI - Elec | Existing | Interior Lighting | Electric
F4 | Residential | All | Multifamily - LI - Elec | Existing | Interior Lighting | Electric
F1 | Residential | All | Multifamily - LI - Elec | Existing | Exterior Lighting | Electric
F2 | Residential | All | Multifamily - LI - Elec | Existing | Exterior Lighting | Electric
F3 | Residential | All | Multifamily - LI - Elec | Existing | Exterior Lighting | Electric
F4 | Residential | All | Multifamily - LI - Elec | Existing | Exterior Lighting | Electric
F1 | Residential | All | Multifamily - LI - Elec | Existing | Appliances | Electric
F2 | Residential | All | Multifamily - LI - Elec | Existing | Appliances | Electric
F3 | Residential | All | Multifamily - LI - Elec | Existing | Appliances | Electric
F4 | Residential | All | Multifamily - LI - Elec | Existing | Appliances | Electric
F1 | Residential | All | Multifamily - LI - Elec | Existing | Electronics | Electric
F2 | Residential | All | Multifamily - LI - Elec | Existing | Electronics | Electric
F3 | Residential | All | Multifamily - LI - Elec | Existing | Electronics | Electric
F4 | Residential | All | Multifamily - LI - Elec | Existing | Electronics | Electric
F1 | Residential | All | Multifamily - LI - Elec | Existing | Miscellaneous | Electric
F2 | Residential | All | Multifamily - LI - Elec | Existing | Miscellaneous | Electric
F3 | Residential | All | Multifamily - LI - Elec | Existing | Miscellaneous | Electric
F4 | Residential | All | Multifamily - LI - Elec | Existing | Miscellaneous | Electric
F1 | Residential | All | Multifamily - LI - Elec | Existing | Generation | Electric
F2 | Residential | All | Multifamily - LI - Elec | Existing | Generation | Electric
F3 | Residential | All | Multifamily - LI - Elec | Existing | Generation | Electric
F4 | Residential | All | Multifamily - LI - Elec | Existing | Generation | Electric
F1 | Residential | All | Multifamily - LI - Elec | Existing | Space Heating | Natural Gas
F2 | Residential | All | Multifamily - LI - Elec | Existing | Space Heating | Natural Gas
F3 | Residential | All | Multifamily - LI - Elec | Existing | Space Heating | Natural Gas
F4 | Residential | All | Multifamily - LI - Elec | Existing | Space Heating | Natural Gas
F1 | Residential | All | Multifamily - LI - Elec | Existing | Water Heating | Natural Gas
F2 | Residential | All | Multifamily - LI - Elec | Existing | Water Heating | Natural Gas
F3 | Residential | All | Multifamily - LI - Elec | Existing | Water Heating | Natural Gas
F4 | Residential | All | Multifamily - LI - Elec | Existing | Water Heating | Natural Gas
F1 | Residential | All | Multifamily - LI - Elec | Existing | Appliances | Natural Gas
F2 | Residential | All | Multifamily - LI - Elec | Existing | Appliances | Natural Gas
F3 | Residential | All | Multifamily - LI - Elec | Existing | Appliances | Natural Gas
F4 | Residential | All | Multifamily - LI - Elec | Existing | Appliances | Natural Gas
F1 | Residential | All | Multifamily - LI - Elec | Existing | Miscellaneous | Natural Gas
F2 | Residential | All | Multifamily - LI - Elec | Existing | Miscellaneous | Natural Gas
F3 | Residential | All | Multifamily - LI - Elec | Existing | Miscellaneous | Natural Gas
F4 | Residential | All | Multifamily - LI - Elec | Existing | Miscellaneous | Natural Gas
F1 | Residential | Market | Multifamily - LI - Elec | Existing | Cooling | Electric
F2 | Residential | Market | Multifamily - LI - Elec | Existing | Cooling | Electric
F3 | Residential | Market | Multifamily - LI - Elec | Existing | Cooling | Electric
F4 | Residential | Market | Multifamily - LI - Elec | Existing | Cooling | Electric
F1 | Residential | Market | Multifamily - LI - Elec | Existing | Space Heating | Electric
F2 | Residential | Market | Multifamily - LI - Elec | Existing | Space Heating | Electric
F3 | Residential | Market | Multifamily - LI - Elec | Existing | Space Heating | Electric
F4 | Residential | Market | Multifamily - LI - Elec | Existing | Space Heating | Electric
F1 | Residential | Market | Multifamily - LI - Elec | Existing | Water Heating | Electric
F2 | Residential | Market | Multifamily - LI - Elec | Existing | Water Heating | Electric
F3 | Residential | Market | Multifamily - LI - Elec | Existing | Water Heating | Electric
F4 | Residential | Market | Multifamily - LI - Elec | Existing | Water Heating | Electric
F1 | Residential | Market | Multifamily - LI - Elec | Existing | Interior Lighting | Electric
F2 | Residential | Market | Multifamily - LI - Elec | Existing | Interior Lighting | Electric
F3 | Residential | Market | Multifamily - LI - Elec | Existing | Interior Lighting | Electric
F4 | Residential | Market | Multifamily - LI - Elec | Existing | Interior Lighting | Electric
F1 | Residential | Market | Multifamily - LI - Elec | Existing | Exterior Lighting | Electric
F2 | Residential | Market | Multifamily - LI - Elec | Existing | Exterior Lighting | Electric
F3 | Residential | Market | Multifamily - LI - Elec | Existing | Exterior Lighting | Electric
F4 | Residential | Market | Multifamily - LI - Elec | Existing | Exterior Lighting | Electric
F1 | Residential | Market | Multifamily - LI - Elec | Existing | Appliances | Electric
F2 | Residential | Market | Multifamily - LI - Elec | Existing | Appliances | Electric
F3 | Residential | Market | Multifamily - LI - Elec | Existing | Appliances | Electric
F4 | Residential | Market | Multifamily - LI - Elec | Existing | Appliances | Electric
F1 | Residential | Market | Multifamily - LI - Elec | Existing | Electronics | Electric
F2 | Residential | Market | Multifamily - LI - Elec | Existing | Electronics | Electric
F3 | Residential | Market | Multifamily - LI - Elec | Existing | Electronics | Electric
F4 | Residential | Market | Multifamily - LI - Elec | Existing | Electronics | Electric
F1 | Residential | Market | Multifamily - LI - Elec | Existing | Miscellaneous | Electric
F2 | Residential | Market | Multifamily - LI - Elec | Existing | Miscellaneous | Electric
F3 | Residential | Market | Multifamily - LI - Elec | Existing | Miscellaneous | Electric
F4 | Residential | Market | Multifamily - LI - Elec | Existing | Miscellaneous | Electric
F1 | Residential | Market | Multifamily - LI - Elec | Existing | Generation | Electric
F2 | Residential | Market | Multifamily - LI - Elec | Existing | Generation | Electric
F3 | Residential | Market | Multifamily - LI - Elec | Existing | Generation | Electric
F4 | Residential | Market | Multifamily - LI - Elec | Existing | Generation | Electric
F1 | Residential | Market | Multifamily - LI - Elec | Existing | Space Heating | Natural Gas
F2 | Residential | Market | Multifamily - LI - Elec | Existing | Space Heating | Natural Gas
F3 | Residential | Market | Multifamily - LI - Elec | Existing | Space Heating | Natural Gas
F4 | Residential | Market | Multifamily - LI - Elec | Existing | Space Heating | Natural Gas
F1 | Residential | Market | Multifamily - LI - Elec | Existing | Water Heating | Natural Gas
F2 | Residential | Market | Multifamily - LI - Elec | Existing | Water Heating | Natural Gas
F3 | Residential | Market | Multifamily - LI - Elec | Existing | Water Heating | Natural Gas
F4 | Residential | Market | Multifamily - LI - Elec | Existing | Water Heating | Natural Gas
F1 | Residential | Market | Multifamily - LI - Elec | Existing | Appliances | Natural Gas
F2 | Residential | Market | Multifamily - LI - Elec | Existing | Appliances | Natural Gas
F3 | Residential | Market | Multifamily - LI - Elec | Existing | Appliances | Natural Gas
F4 | Residential | Market | Multifamily - LI - Elec | Existing | Appliances | Natural Gas
F1 | Residential | Market | Multifamily - LI - Elec | Existing | Miscellaneous | Natural Gas
F2 | Residential | Market | Multifamily - LI - Elec | Existing | Miscellaneous | Natural Gas
F3 | Residential | Market | Multifamily - LI - Elec | Existing | Miscellaneous | Natural Gas
F4 | Residential | Market | Multifamily - LI - Elec | Existing | Miscellaneous | Natural Gas
F1 | Residential | Central System | Multifamily - LI - Elec | Existing | Cooling | Electric
F2 | Residential | Central System | Multifamily - LI - Elec | Existing | Cooling | Electric
F3 | Residential | Central System | Multifamily - LI - Elec | Existing | Cooling | Electric
F4 | Residential | Central System | Multifamily - LI - Elec | Existing | Cooling | Electric
F1 | Residential | Central System | Multifamily - LI - Elec | Existing | Space Heating | Electric
F2 | Residential | Central System | Multifamily - LI - Elec | Existing | Space Heating | Electric
F3 | Residential | Central System | Multifamily - LI - Elec | Existing | Space Heating | Electric
F4 | Residential | Central System | Multifamily - LI - Elec | Existing | Space Heating | Electric
F1 | Residential | Central System | Multifamily - LI - Elec | Existing | Space Heating | Natural Gas
F2 | Residential | Central System | Multifamily - LI - Elec | Existing | Space Heating | Natural Gas
F3 | Residential | Central System | Multifamily - LI - Elec | Existing | Space Heating | Natural Gas
F4 | Residential | Central System | Multifamily - LI - Elec | Existing | Space Heating | Natural Gas
F1 | Residential | Resistance | Multifamily - LI - Elec | Existing | Cooling | Electric
F2 | Residential | Resistance | Multifamily - LI - Elec | Existing | Cooling | Electric
F3 | Residential | Resistance | Multifamily - LI - Elec | Existing | Cooling | Electric
F4 | Residential | Resistance | Multifamily - LI - Elec | Existing | Cooling | Electric
F1 | Residential | Resistance | Multifamily - LI - Elec | Existing | Space Heating | Electric
F2 | Residential | Resistance | Multifamily - LI - Elec | Existing | Space Heating | Electric
F3 | Residential | Resistance | Multifamily - LI - Elec | Existing | Space Heating | Electric
F4 | Residential | Resistance | Multifamily - LI - Elec | Existing | Space Heating | Electric
F1 | Residential | Heat Pump | Multifamily - LI - Elec | Existing | Cooling | Electric
F2 | Residential | Heat Pump | Multifamily - LI - Elec | Existing | Cooling | Electric
F3 | Residential | Heat Pump | Multifamily - LI - Elec | Existing | Cooling | Electric
F4 | Residential | Heat Pump | Multifamily - LI - Elec | Existing | Cooling | Electric
F1 | Residential | Heat Pump | Multifamily - LI - Elec | Existing | Space Heating | Electric
F2 | Residential | Heat Pump | Multifamily - LI - Elec | Existing | Space Heating | Electric
F3 | Residential | Heat Pump | Multifamily - LI - Elec | Existing | Space Heating | Electric
F4 | Residential | Heat Pump | Multifamily - LI - Elec | Existing | Space Heating | Electric
F1 | Residential | All | Multifamily - LI - Elec | New | Cooling | Electric
F2 | Residential | All | Multifamily - LI - Elec | New | Cooling | Electric
F3 | Residential | All | Multifamily - LI - Elec | New | Cooling | Electric
F4 | Residential | All | Multifamily - LI - Elec | New | Cooling | Electric
F1 | Residential | All | Multifamily - LI - Elec | New | Space Heating | Electric
F2 | Residential | All | Multifamily - LI - Elec | New | Space Heating | Electric
F3 | Residential | All | Multifamily - LI - Elec | New | Space Heating | Electric
F4 | Residential | All | Multifamily - LI - Elec | New | Space Heating | Electric
F1 | Residential | All | Multifamily - LI - Elec | New | Water Heating | Electric
F2 | Residential | All | Multifamily - LI - Elec | New | Water Heating | Electric
F3 | Residential | All | Multifamily - LI - Elec | New | Water Heating | Electric
F4 | Residential | All | Multifamily - LI - Elec | New | Water Heating | Electric
F1 | Residential | All | Multifamily - LI - Elec | New | Interior Lighting | Electric
F2 | Residential | All | Multifamily - LI - Elec | New | Interior Lighting | Electric
F3 | Residential | All | Multifamily - LI - Elec | New | Interior Lighting | Electric
F4 | Residential | All | Multifamily - LI - Elec | New | Interior Lighting | Electric
F1 | Residential | All | Multifamily - LI - Elec | New | Exterior Lighting | Electric
F2 | Residential | All | Multifamily - LI - Elec | New | Exterior Lighting | Electric
F3 | Residential | All | Multifamily - LI - Elec | New | Exterior Lighting | Electric
F4 | Residential | All | Multifamily - LI - Elec | New | Exterior Lighting | Electric
F1 | Residential | All | Multifamily - LI - Elec | New | Appliances | Electric
F2 | Residential | All | Multifamily - LI - Elec | New | Appliances | Electric
F3 | Residential | All | Multifamily - LI - Elec | New | Appliances | Electric
F4 | Residential | All | Multifamily - LI - Elec | New | Appliances | Electric
F1 | Residential | All | Multifamily - LI - Elec | New | Electronics | Electric
F2 | Residential | All | Multifamily - LI - Elec | New | Electronics | Electric
F3 | Residential | All | Multifamily - LI - Elec | New | Electronics | Electric
F4 | Residential | All | Multifamily - LI - Elec | New | Electronics | Electric
F1 | Residential | All | Multifamily - LI - Elec | New | Miscellaneous | Electric
F2 | Residential | All | Multifamily - LI - Elec | New | Miscellaneous | Electric
F3 | Residential | All | Multifamily - LI - Elec | New | Miscellaneous | Electric
F4 | Residential | All | Multifamily - LI - Elec | New | Miscellaneous | Electric
F1 | Residential | All | Multifamily - LI - Elec | New | Generation | Electric
F2 | Residential | All | Multifamily - LI - Elec | New | Generation | Electric
F3 | Residential | All | Multifamily - LI - Elec | New | Generation | Electric
F4 | Residential | All | Multifamily - LI - Elec | New | Generation | Electric
F1 | Residential | All | Multifamily - LI - Elec | New | Space Heating | Natural Gas
F2 | Residential | All | Multifamily - LI - Elec | New | Space Heating | Natural Gas
F3 | Residential | All | Multifamily - LI - Elec | New | Space Heating | Natural Gas
F4 | Residential | All | Multifamily - LI - Elec | New | Space Heating | Natural Gas
F1 | Residential | All | Multifamily - LI - Elec | New | Water Heating | Natural Gas
F2 | Residential | All | Multifamily - LI - Elec | New | Water Heating | Natural Gas
F3 | Residential | All | Multifamily - LI - Elec | New | Water Heating | Natural Gas
F4 | Residential | All | Multifamily - LI - Elec | New | Water Heating | Natural Gas
F1 | Residential | All | Multifamily - LI - Elec | New | Appliances | Natural Gas
F2 | Residential | All | Multifamily - LI - Elec | New | Appliances | Natural Gas
F3 | Residential | All | Multifamily - LI - Elec | New | Appliances | Natural Gas
F4 | Residential | All | Multifamily - LI - Elec | New | Appliances | Natural Gas
F1 | Residential | All | Multifamily - LI - Elec | New | Miscellaneous | Natural Gas
F2 | Residential | All | Multifamily - LI - Elec | New | Miscellaneous | Natural Gas
F3 | Residential | All | Multifamily - LI - Elec | New | Miscellaneous | Natural Gas
F4 | Residential | All | Multifamily - LI - Elec | New | Miscellaneous | Natural Gas
F1 | Residential | Market | Multifamily - LI - Elec | New | Cooling | Electric
F2 | Residential | Market | Multifamily - LI - Elec | New | Cooling | Electric
F3 | Residential | Market | Multifamily - LI - Elec | New | Cooling | Electric
F4 | Residential | Market | Multifamily - LI - Elec | New | Cooling | Electric
F1 | Residential | Market | Multifamily - LI - Elec | New | Space Heating | Electric
F2 | Residential | Market | Multifamily - LI - Elec | New | Space Heating | Electric
F3 | Residential | Market | Multifamily - LI - Elec | New | Space Heating | Electric
F4 | Residential | Market | Multifamily - LI - Elec | New | Space Heating | Electric
F1 | Residential | Market | Multifamily - LI - Elec | New | Water Heating | Electric
F2 | Residential | Market | Multifamily - LI - Elec | New | Water Heating | Electric
F3 | Residential | Market | Multifamily - LI - Elec | New | Water Heating | Electric
F4 | Residential | Market | Multifamily - LI - Elec | New | Water Heating | Electric
F1 | Residential | Market | Multifamily - LI - Elec | New | Interior Lighting | Electric
F2 | Residential | Market | Multifamily - LI - Elec | New | Interior Lighting | Electric
F3 | Residential | Market | Multifamily - LI - Elec | New | Interior Lighting | Electric
F4 | Residential | Market | Multifamily - LI - Elec | New | Interior Lighting | Electric
F1 | Residential | Market | Multifamily - LI - Elec | New | Exterior Lighting | Electric
F2 | Residential | Market | Multifamily - LI - Elec | New | Exterior Lighting | Electric
F3 | Residential | Market | Multifamily - LI - Elec | New | Exterior Lighting | Electric
F4 | Residential | Market | Multifamily - LI - Elec | New | Exterior Lighting | Electric
F1 | Residential | Market | Multifamily - LI - Elec | New | Appliances | Electric
F2 | Residential | Market | Multifamily - LI - Elec | New | Appliances | Electric
F3 | Residential | Market | Multifamily - LI - Elec | New | Appliances | Electric
F4 | Residential | Market | Multifamily - LI - Elec | New | Appliances | Electric
F1 | Residential | Market | Multifamily - LI - Elec | New | Electronics | Electric
F2 | Residential | Market | Multifamily - LI - Elec | New | Electronics | Electric
F3 | Residential | Market | Multifamily - LI - Elec | New | Electronics | Electric
F4 | Residential | Market | Multifamily - LI - Elec | New | Electronics | Electric
F1 | Residential | Market | Multifamily - LI - Elec | New | Miscellaneous | Electric
F2 | Residential | Market | Multifamily - LI - Elec | New | Miscellaneous | Electric
F3 | Residential | Market | Multifamily - LI - Elec | New | Miscellaneous | Electric
F4 | Residential | Market | Multifamily - LI - Elec | New | Miscellaneous | Electric
F1 | Residential | Market | Multifamily - LI - Elec | New | Generation | Electric
F2 | Residential | Market | Multifamily - LI - Elec | New | Generation | Electric
F3 | Residential | Market | Multifamily - LI - Elec | New | Generation | Electric
F4 | Residential | Market | Multifamily - LI - Elec | New | Generation | Electric
F1 | Residential | Market | Multifamily - LI - Elec | New | Space Heating | Natural Gas
F2 | Residential | Market | Multifamily - LI - Elec | New | Space Heating | Natural Gas
F3 | Residential | Market | Multifamily - LI - Elec | New | Space Heating | Natural Gas
F4 | Residential | Market | Multifamily - LI - Elec | New | Space Heating | Natural Gas
F1 | Residential | Market | Multifamily - LI - Elec | New | Water Heating | Natural Gas
F2 | Residential | Market | Multifamily - LI - Elec | New | Water Heating | Natural Gas
F3 | Residential | Market | Multifamily - LI - Elec | New | Water Heating | Natural Gas
F4 | Residential | Market | Multifamily - LI - Elec | New | Water Heating | Natural Gas
F1 | Residential | Market | Multifamily - LI - Elec | New | Appliances | Natural Gas
F2 | Residential | Market | Multifamily - LI - Elec | New | Appliances | Natural Gas
F3 | Residential | Market | Multifamily - LI - Elec | New | Appliances | Natural Gas
F4 | Residential | Market | Multifamily - LI - Elec | New | Appliances | Natural Gas
F1 | Residential | Market | Multifamily - LI - Elec | New | Miscellaneous | Natural Gas
F2 | Residential | Market | Multifamily - LI - Elec | New | Miscellaneous | Natural Gas
F3 | Residential | Market | Multifamily - LI - Elec | New | Miscellaneous | Natural Gas
F4 | Residential | Market | Multifamily - LI - Elec | New | Miscellaneous | Natural Gas
F1 | Residential | Central System | Multifamily - LI - Elec | New | Cooling | Electric
F2 | Residential | Central System | Multifamily - LI - Elec | New | Cooling | Electric
F3 | Residential | Central System | Multifamily - LI - Elec | New | Cooling | Electric
F4 | Residential | Central System | Multifamily - LI - Elec | New | Cooling | Electric
F1 | Residential | Central System | Multifamily - LI - Elec | New | Space Heating | Electric
F2 | Residential | Central System | Multifamily - LI - Elec | New | Space Heating | Electric
F3 | Residential | Central System | Multifamily - LI - Elec | New | Space Heating | Electric
F4 | Residential | Central System | Multifamily - LI - Elec | New | Space Heating | Electric
F1 | Residential | Central System | Multifamily - LI - Elec | New | Space Heating | Natural Gas
F2 | Residential | Central System | Multifamily - LI - Elec | New | Space Heating | Natural Gas
F3 | Residential | Central System | Multifamily - LI - Elec | New | Space Heating | Natural Gas
F4 | Residential | Central System | Multifamily - LI - Elec | New | Space Heating | Natural Gas
F1 | Residential | Resistance | Multifamily - LI - Elec | New | Cooling | Electric
F2 | Residential | Resistance | Multifamily - LI - Elec | New | Cooling | Electric
F3 | Residential | Resistance | Multifamily - LI - Elec | New | Cooling | Electric
F4 | Residential | Resistance | Multifamily - LI - Elec | New | Cooling | Electric
F1 | Residential | Resistance | Multifamily - LI - Elec | New | Space Heating | Electric
F2 | Residential | Resistance | Multifamily - LI - Elec | New | Space Heating | Electric
F3 | Residential | Resistance | Multifamily - LI - Elec | New | Space Heating | Electric
F4 | Residential | Resistance | Multifamily - LI - Elec | New | Space Heating | Electric
F1 | Residential | Heat Pump | Multifamily - LI - Elec | New | Cooling | Electric
F2 | Residential | Heat Pump | Multifamily - LI - Elec | New | Cooling | Electric
F3 | Residential | Heat Pump | Multifamily - LI - Elec | New | Cooling | Electric
F4 | Residential | Heat Pump | Multifamily - LI - Elec | New | Cooling | Electric
F1 | Residential | Heat Pump | Multifamily - LI - Elec | New | Space Heating | Electric
F2 | Residential | Heat Pump | Multifamily - LI - Elec | New | Space Heating | Electric
F3 | Residential | Heat Pump | Multifamily - LI - Elec | New | Space Heating | Electric
F4 | Residential | Heat Pump | Multifamily - LI - Elec | New | Space Heating | Electric
F1 | Residential | All | Single Family - Gas | Existing | Cooling | Electric
F2 | Residential | All | Single Family - Gas | Existing | Cooling | Electric
F3 | Residential | All | Single Family - Gas | Existing | Cooling | Electric
F4 | Residential | All | Single Family - Gas | Existing | Cooling | Electric
F1 | Residential | All | Single Family - Gas | Existing | Space Heating | Electric
F2 | Residential | All | Single Family - Gas | Existing | Space Heating | Electric
F3 | Residential | All | Single Family - Gas | Existing | Space Heating | Electric
F4 | Residential | All | Single Family - Gas | Existing | Space Heating | Electric
F1 | Residential | All | Single Family - Gas | Existing | Water Heating | Electric
F2 | Residential | All | Single Family - Gas | Existing | Water Heating | Electric
F3 | Residential | All | Single Family - Gas | Existing | Water Heating | Electric
F4 | Residential | All | Single Family - Gas | Existing | Water Heating | Electric
F1 | Residential | All | Single Family - Gas | Existing | Interior Lighting | Electric
F2 | Residential | All | Single Family - Gas | Existing | Interior Lighting | Electric
F3 | Residential | All | Single Family - Gas | Existing | Interior Lighting | Electric
F4 | Residential | All | Single Family - Gas | Existing | Interior Lighting | Electric
F1 | Residential | All | Single Family - Gas | Existing | Exterior Lighting | Electric
F2 | Residential | All | Single Family - Gas | Existing | Exterior Lighting | Electric
F3 | Residential | All | Single Family - Gas | Existing | Exterior Lighting | Electric
F4 | Residential | All | Single Family - Gas | Existing | Exterior Lighting | Electric
F1 | Residential | All | Single Family - Gas | Existing | Appliances | Electric
F2 | Residential | All | Single Family - Gas | Existing | Appliances | Electric
F3 | Residential | All | Single Family - Gas | Existing | Appliances | Electric
F4 | Residential | All | Single Family - Gas | Existing | Appliances | Electric
F1 | Residential | All | Single Family - Gas | Existing | Electronics | Electric
F2 | Residential | All | Single Family - Gas | Existing | Electronics | Electric
F3 | Residential | All | Single Family - Gas | Existing | Electronics | Electric
F4 | Residential | All | Single Family - Gas | Existing | Electronics | Electric
F1 | Residential | All | Single Family - Gas | Existing | Miscellaneous | Electric
F2 | Residential | All | Single Family - Gas | Existing | Miscellaneous | Electric
F3 | Residential | All | Single Family - Gas | Existing | Miscellaneous | Electric
F4 | Residential | All | Single Family - Gas | Existing | Miscellaneous | Electric
F1 | Residential | All | Single Family - Gas | Existing | Generation | Electric
F2 | Residential | All | Single Family - Gas | Existing | Generation | Electric
F3 | Residential | All | Single Family - Gas | Existing | Generation | Electric
F4 | Residential | All | Single Family - Gas | Existing | Generation | Electric
F1 | Residential | All | Single Family - Gas | Existing | Space Heating | Natural Gas
F2 | Residential | All | Single Family - Gas | Existing | Space Heating | Natural Gas
F3 | Residential | All | Single Family - Gas | Existing | Space Heating | Natural Gas
F4 | Residential | All | Single Family - Gas | Existing | Space Heating | Natural Gas
F1 | Residential | All | Single Family - Gas | Existing | Water Heating | Natural Gas
F2 | Residential | All | Single Family - Gas | Existing | Water Heating | Natural Gas
F3 | Residential | All | Single Family - Gas | Existing | Water Heating | Natural Gas
F4 | Residential | All | Single Family - Gas | Existing | Water Heating | Natural Gas
F1 | Residential | All | Single Family - Gas | Existing | Appliances | Natural Gas
F2 | Residential | All | Single Family - Gas | Existing | Appliances | Natural Gas
F3 | Residential | All | Single Family - Gas | Existing | Appliances | Natural Gas
F4 | Residential | All | Single Family - Gas | Existing | Appliances | Natural Gas
F1 | Residential | All | Single Family - Gas | Existing | Miscellaneous | Natural Gas
F2 | Residential | All | Single Family - Gas | Existing | Miscellaneous | Natural Gas
F3 | Residential | All | Single Family - Gas | Existing | Miscellaneous | Natural Gas
F4 | Residential | All | Single Family - Gas | Existing | Miscellaneous | Natural Gas
F1 | Residential | Market | Single Family - Gas | Existing | Cooling | Electric
F2 | Residential | Market | Single Family - Gas | Existing | Cooling | Electric
F3 | Residential | Market | Single Family - Gas | Existing | Cooling | Electric
F4 | Residential | Market | Single Family - Gas | Existing | Cooling | Electric
F1 | Residential | Market | Single Family - Gas | Existing | Space Heating | Electric
F2 | Residential | Market | Single Family - Gas | Existing | Space Heating | Electric
F3 | Residential | Market | Single Family - Gas | Existing | Space Heating | Electric
F4 | Residential | Market | Single Family - Gas | Existing | Space Heating | Electric
F1 | Residential | Market | Single Family - Gas | Existing | Water Heating | Electric
F2 | Residential | Market | Single Family - Gas | Existing | Water Heating | Electric
F3 | Residential | Market | Single Family - Gas | Existing | Water Heating | Electric
F4 | Residential | Market | Single Family - Gas | Existing | Water Heating | Electric
F1 | Residential | Market | Single Family - Gas | Existing | Interior Lighting | Electric
F2 | Residential | Market | Single Family - Gas | Existing | Interior Lighting | Electric
F3 | Residential | Market | Single Family - Gas | Existing | Interior Lighting | Electric
F4 | Residential | Market | Single Family - Gas | Existing | Interior Lighting | Electric
F1 | Residential | Market | Single Family - Gas | Existing | Exterior Lighting | Electric
F2 | Residential | Market | Single Family - Gas | Existing | Exterior Lighting | Electric
F3 | Residential | Market | Single Family - Gas | Existing | Exterior Lighting | Electric
F4 | Residential | Market | Single Family - Gas | Existing | Exterior Lighting | Electric
F1 | Residential | Market | Single Family - Gas | Existing | Appliances | Electric
F2 | Residential | Market | Single Family - Gas | Existing | Appliances | Electric
F3 | Residential | Market | Single Family - Gas | Existing | Appliances | Electric
F4 | Residential | Market | Single Family - Gas | Existing | Appliances | Electric
F1 | Residential | Market | Single Family - Gas | Existing | Electronics | Electric
F2 | Residential | Market | Single Family - Gas | Existing | Electronics | Electric
F3 | Residential | Market | Single Family - Gas | Existing | Electronics | Electric
F4 | Residential | Market | Single Family - Gas | Existing | Electronics | Electric
F1 | Residential | Market | Single Family - Gas | Existing | Miscellaneous | Electric
F2 | Residential | Market | Single Family - Gas | Existing | Miscellaneous | Electric
F3 | Residential | Market | Single Family - Gas | Existing | Miscellaneous | Electric
F4 | Residential | Market | Single Family - Gas | Existing | Miscellaneous | Electric
F1 | Residential | Market | Single Family - Gas | Existing | Generation | Electric
F2 | Residential | Market | Single Family - Gas | Existing | Generation | Electric
F3 | Residential | Market | Single Family - Gas | Existing | Generation | Electric
F4 | Residential | Market | Single Family - Gas | Existing | Generation | Electric
F1 | Residential | Market | Single Family - Gas | Existing | Space Heating | Natural Gas
F2 | Residential | Market | Single Family - Gas | Existing | Space Heating | Natural Gas
F3 | Residential | Market | Single Family - Gas | Existing | Space Heating | Natural Gas
F4 | Residential | Market | Single Family - Gas | Existing | Space Heating | Natural Gas
F1 | Residential | Market | Single Family - Gas | Existing | Water Heating | Natural Gas
F2 | Residential | Market | Single Family - Gas | Existing | Water Heating | Natural Gas
F3 | Residential | Market | Single Family - Gas | Existing | Water Heating | Natural Gas
F4 | Residential | Market | Single Family - Gas | Existing | Water Heating | Natural Gas
F1 | Residential | Market | Single Family - Gas | Existing | Appliances | Natural Gas
F2 | Residential | Market | Single Family - Gas | Existing | Appliances | Natural Gas
F3 | Residential | Market | Single Family - Gas | Existing | Appliances | Natural Gas
F4 | Residential | Market | Single Family - Gas | Existing | Appliances | Natural Gas
F1 | Residential | Market | Single Family - Gas | Existing | Miscellaneous | Natural Gas
F2 | Residential | Market | Single Family - Gas | Existing | Miscellaneous | Natural Gas
F3 | Residential | Market | Single Family - Gas | Existing | Miscellaneous | Natural Gas
F4 | Residential | Market | Single Family - Gas | Existing | Miscellaneous | Natural Gas
F1 | Residential | Central System | Single Family - Gas | Existing | Cooling | Electric
F2 | Residential | Central System | Single Family - Gas | Existing | Cooling | Electric
F3 | Residential | Central System | Single Family - Gas | Existing | Cooling | Electric
F4 | Residential | Central System | Single Family - Gas | Existing | Cooling | Electric
F1 | Residential | Central System | Single Family - Gas | Existing | Space Heating | Electric
F2 | Residential | Central System | Single Family - Gas | Existing | Space Heating | Electric
F3 | Residential | Central System | Single Family - Gas | Existing | Space Heating | Electric
F4 | Residential | Central System | Single Family - Gas | Existing | Space Heating | Electric
F1 | Residential | Central System | Single Family - Gas | Existing | Space Heating | Natural Gas
F2 | Residential | Central System | Single Family - Gas | Existing | Space Heating | Natural Gas
F3 | Residential | Central System | Single Family - Gas | Existing | Space Heating | Natural Gas
F4 | Residential | Central System | Single Family - Gas | Existing | Space Heating | Natural Gas
F1 | Residential | Resistance | Single Family - Gas | Existing | Cooling | Electric
F2 | Residential | Resistance | Single Family - Gas | Existing | Cooling | Electric
F3 | Residential | Resistance | Single Family - Gas | Existing | Cooling | Electric
F4 | Residential | Resistance | Single Family - Gas | Existing | Cooling | Electric
F1 | Residential | Resistance | Single Family - Gas | Existing | Space Heating | Electric
F2 | Residential | Resistance | Single Family - Gas | Existing | Space Heating | Electric
F3 | Residential | Resistance | Single Family - Gas | Existing | Space Heating | Electric
F4 | Residential | Resistance | Single Family - Gas | Existing | Space Heating | Electric
F1 | Residential | Heat Pump | Single Family - Gas | Existing | Cooling | Electric
F2 | Residential | Heat Pump | Single Family - Gas | Existing | Cooling | Electric
F3 | Residential | Heat Pump | Single Family - Gas | Existing | Cooling | Electric
F4 | Residential | Heat Pump | Single Family - Gas | Existing | Cooling | Electric
F1 | Residential | Heat Pump | Single Family - Gas | Existing | Space Heating | Electric
F2 | Residential | Heat Pump | Single Family - Gas | Existing | Space Heating | Electric
F3 | Residential | Heat Pump | Single Family - Gas | Existing | Space Heating | Electric
F4 | Residential | Heat Pump | Single Family - Gas | Existing | Space Heating | Electric
F1 | Residential | All | Single Family - Gas | New | Cooling | Electric
F2 | Residential | All | Single Family - Gas | New | Cooling | Electric
F3 | Residential | All | Single Family - Gas | New | Cooling | Electric
F4 | Residential | All | Single Family - Gas | New | Cooling | Electric
F1 | Residential | All | Single Family - Gas | New | Space Heating | Electric
F2 | Residential | All | Single Family - Gas | New | Space Heating | Electric
F3 | Residential | All | Single Family - Gas | New | Space Heating | Electric
F4 | Residential | All | Single Family - Gas | New | Space Heating | Electric
F1 | Residential | All | Single Family - Gas | New | Water Heating | Electric
F2 | Residential | All | Single Family - Gas | New | Water Heating | Electric
F3 | Residential | All | Single Family - Gas | New | Water Heating | Electric
F4 | Residential | All | Single Family - Gas | New | Water Heating | Electric
F1 | Residential | All | Single Family - Gas | New | Interior Lighting | Electric
F2 | Residential | All | Single Family - Gas | New | Interior Lighting | Electric
F3 | Residential | All | Single Family - Gas | New | Interior Lighting | Electric
F4 | Residential | All | Single Family - Gas | New | Interior Lighting | Electric
F1 | Residential | All | Single Family - Gas | New | Exterior Lighting | Electric
F2 | Residential | All | Single Family - Gas | New | Exterior Lighting | Electric
F3 | Residential | All | Single Family - Gas | New | Exterior Lighting | Electric
F4 | Residential | All | Single Family - Gas | New | Exterior Lighting | Electric
F1 | Residential | All | Single Family - Gas | New | Appliances | Electric
F2 | Residential | All | Single Family - Gas | New | Appliances | Electric
F3 | Residential | All | Single Family - Gas | New | Appliances | Electric
F4 | Residential | All | Single Family - Gas | New | Appliances | Electric
F1 | Residential | All | Single Family - Gas | New | Electronics | Electric
F2 | Residential | All | Single Family - Gas | New | Electronics | Electric
F3 | Residential | All | Single Family - Gas | New | Electronics | Electric
F4 | Residential | All | Single Family - Gas | New | Electronics | Electric
F1 | Residential | All | Single Family - Gas | New | Miscellaneous | Electric
F2 | Residential | All | Single Family - Gas | New | Miscellaneous | Electric
F3 | Residential | All | Single Family - Gas | New | Miscellaneous | Electric
F4 | Residential | All | Single Family - Gas | New | Miscellaneous | Electric
F1 | Residential | All | Single Family - Gas | New | Generation | Electric
F2 | Residential | All | Single Family - Gas | New | Generation | Electric
F3 | Residential | All | Single Family - Gas | New | Generation | Electric
F4 | Residential | All | Single Family - Gas | New | Generation | Electric
F1 | Residential | All | Single Family - Gas | New | Space Heating | Natural Gas
F2 | Residential | All | Single Family - Gas | New | Space Heating | Natural Gas
F3 | Residential | All | Single Family - Gas | New | Space Heating | Natural Gas
F4 | Residential | All | Single Family - Gas | New | Space Heating | Natural Gas
F1 | Residential | All | Single Family - Gas | New | Water Heating | Natural Gas
F2 | Residential | All | Single Family - Gas | New | Water Heating | Natural Gas
F3 | Residential | All | Single Family - Gas | New | Water Heating | Natural Gas
F4 | Residential | All | Single Family - Gas | New | Water Heating | Natural Gas
F1 | Residential | All | Single Family - Gas | New | Appliances | Natural Gas
F2 | Residential | All | Single Family - Gas | New | Appliances | Natural Gas
F3 | Residential | All | Single Family - Gas | New | Appliances | Natural Gas
F4 | Residential | All | Single Family - Gas | New | Appliances | Natural Gas
F1 | Residential | All | Single Family - Gas | New | Miscellaneous | Natural Gas
F2 | Residential | All | Single Family - Gas | New | Miscellaneous | Natural Gas
F3 | Residential | All | Single Family - Gas | New | Miscellaneous | Natural Gas
F4 | Residential | All | Single Family - Gas | New | Miscellaneous | Natural Gas
F1 | Residential | Market | Single Family - Gas | New | Cooling | Electric
F2 | Residential | Market | Single Family - Gas | New | Cooling | Electric
F3 | Residential | Market | Single Family - Gas | New | Cooling | Electric
F4 | Residential | Market | Single Family - Gas | New | Cooling | Electric
F1 | Residential | Market | Single Family - Gas | New | Space Heating | Electric
F2 | Residential | Market | Single Family - Gas | New | Space Heating | Electric
F3 | Residential | Market | Single Family - Gas | New | Space Heating | Electric
F4 | Residential | Market | Single Family - Gas | New | Space Heating | Electric
F1 | Residential | Market | Single Family - Gas | New | Water Heating | Electric
F2 | Residential | Market | Single Family - Gas | New | Water Heating | Electric
F3 | Residential | Market | Single Family - Gas | New | Water Heating | Electric
F4 | Residential | Market | Single Family - Gas | New | Water Heating | Electric
F1 | Residential | Market | Single Family - Gas | New | Interior Lighting | Electric
F2 | Residential | Market | Single Family - Gas | New | Interior Lighting | Electric
F3 | Residential | Market | Single Family - Gas | New | Interior Lighting | Electric
F4 | Residential | Market | Single Family - Gas | New | Interior Lighting | Electric
F1 | Residential | Market | Single Family - Gas | New | Exterior Lighting | Electric
F2 | Residential | Market | Single Family - Gas | New | Exterior Lighting | Electric
F3 | Residential | Market | Single Family - Gas | New | Exterior Lighting | Electric
F4 | Residential | Market | Single Family - Gas | New | Exterior Lighting | Electric
F1 | Residential | Market | Single Family - Gas | New | Appliances | Electric
F2 | Residential | Market | Single Family - Gas | New | Appliances | Electric
F3 | Residential | Market | Single Family - Gas | New | Appliances | Electric
F4 | Residential | Market | Single Family - Gas | New | Appliances | Electric
F1 | Residential | Market | Single Family - Gas | New | Electronics | Electric
F2 | Residential | Market | Single Family - Gas | New | Electronics | Electric
F3 | Residential | Market | Single Family - Gas | New | Electronics | Electric
F4 | Residential | Market | Single Family - Gas | New | Electronics | Electric
F1 | Residential | Market | Single Family - Gas | New | Miscellaneous | Electric
F2 | Residential | Market | Single Family - Gas | New | Miscellaneous | Electric
F3 | Residential | Market | Single Family - Gas | New | Miscellaneous | Electric
F4 | Residential | Market | Single Family - Gas | New | Miscellaneous | Electric
F1 | Residential | Market | Single Family - Gas | New | Generation | Electric
F2 | Residential | Market | Single Family - Gas | New | Generation | Electric
F3 | Residential | Market | Single Family - Gas | New | Generation | Electric
F4 | Residential | Market | Single Family - Gas | New | Generation | Electric
F1 | Residential | Market | Single Family - Gas | New | Space Heating | Natural Gas
F2 | Residential | Market | Single Family - Gas | New | Space Heating | Natural Gas
F3 | Residential | Market | Single Family - Gas | New | Space Heating | Natural Gas
F4 | Residential | Market | Single Family - Gas | New | Space Heating | Natural Gas
F1 | Residential | Market | Single Family - Gas | New | Water Heating | Natural Gas
F2 | Residential | Market | Single Family - Gas | New | Water Heating | Natural Gas
F3 | Residential | Market | Single Family - Gas | New | Water Heating | Natural Gas
F4 | Residential | Market | Single Family - Gas | New | Water Heating | Natural Gas
F1 | Residential | Market | Single Family - Gas | New | Appliances | Natural Gas
F2 | Residential | Market | Single Family - Gas | New | Appliances | Natural Gas
F3 | Residential | Market | Single Family - Gas | New | Appliances | Natural Gas
F4 | Residential | Market | Single Family - Gas | New | Appliances | Natural Gas
F1 | Residential | Market | Single Family - Gas | New | Miscellaneous | Natural Gas
F2 | Residential | Market | Single Family - Gas | New | Miscellaneous | Natural Gas
F3 | Residential | Market | Single Family - Gas | New | Miscellaneous | Natural Gas
F4 | Residential | Market | Single Family - Gas | New | Miscellaneous | Natural Gas
F1 | Residential | Central System | Single Family - Gas | New | Cooling | Electric
F2 | Residential | Central System | Single Family - Gas | New | Cooling | Electric
F3 | Residential | Central System | Single Family - Gas | New | Cooling | Electric
F4 | Residential | Central System | Single Family - Gas | New | Cooling | Electric
F1 | Residential | Central System | Single Family - Gas | New | Space Heating | Electric
F2 | Residential | Central System | Single Family - Gas | New | Space Heating | Electric
F3 | Residential | Central System | Single Family - Gas | New | Space Heating | Electric
F4 | Residential | Central System | Single Family - Gas | New | Space Heating | Electric
F1 | Residential | Central System | Single Family - Gas | New | Space Heating | Natural Gas
F2 | Residential | Central System | Single Family - Gas | New | Space Heating | Natural Gas
F3 | Residential | Central System | Single Family - Gas | New | Space Heating | Natural Gas
F4 | Residential | Central System | Single Family - Gas | New | Space Heating | Natural Gas
F1 | Residential | Resistance | Single Family - Gas | New | Cooling | Electric
F2 | Residential | Resistance | Single Family - Gas | New | Cooling | Electric
F3 | Residential | Resistance | Single Family - Gas | New | Cooling | Electric
F4 | Residential | Resistance | Single Family - Gas | New | Cooling | Electric
F1 | Residential | Resistance | Single Family - Gas | New | Space Heating | Electric
F2 | Residential | Resistance | Single Family - Gas | New | Space Heating | Electric
F3 | Residential | Resistance | Single Family - Gas | New | Space Heating | Electric
F4 | Residential | Resistance | Single Family - Gas | New | Space Heating | Electric
F1 | Residential | Heat Pump | Single Family - Gas | New | Cooling | Electric
F2 | Residential | Heat Pump | Single Family - Gas | New | Cooling | Electric
F3 | Residential | Heat Pump | Single Family - Gas | New | Cooling | Electric
F4 | Residential | Heat Pump | Single Family - Gas | New | Cooling | Electric
F1 | Residential | Heat Pump | Single Family - Gas | New | Space Heating | Electric
F2 | Residential | Heat Pump | Single Family - Gas | New | Space Heating | Electric
F3 | Residential | Heat Pump | Single Family - Gas | New | Space Heating | Electric
F4 | Residential | Heat Pump | Single Family - Gas | New | Space Heating | Electric
F1 | Residential | All | Single Family - LI - Gas | Existing | Cooling | Electric
F2 | Residential | All | Single Family - LI - Gas | Existing | Cooling | Electric
F3 | Residential | All | Single Family - LI - Gas | Existing | Cooling | Electric
F4 | Residential | All | Single Family - LI - Gas | Existing | Cooling | Electric
F1 | Residential | All | Single Family - LI - Gas | Existing | Space Heating | Electric
F2 | Residential | All | Single Family - LI - Gas | Existing | Space Heating | Electric
F3 | Residential | All | Single Family - LI - Gas | Existing | Space Heating | Electric
F4 | Residential | All | Single Family - LI - Gas | Existing | Space Heating | Electric
F1 | Residential | All | Single Family - LI - Gas | Existing | Water Heating | Electric
F2 | Residential | All | Single Family - LI - Gas | Existing | Water Heating | Electric
F3 | Residential | All | Single Family - LI - Gas | Existing | Water Heating | Electric
F4 | Residential | All | Single Family - LI - Gas | Existing | Water Heating | Electric
F1 | Residential | All | Single Family - LI - Gas | Existing | Interior Lighting | Electric
F2 | Residential | All | Single Family - LI - Gas | Existing | Interior Lighting | Electric
F3 | Residential | All | Single Family - LI - Gas | Existing | Interior Lighting | Electric
F4 | Residential | All | Single Family - LI - Gas | Existing | Interior Lighting | Electric
F1 | Residential | All | Single Family - LI - Gas | Existing | Exterior Lighting | Electric
F2 | Residential | All | Single Family - LI - Gas | Existing | Exterior Lighting | Electric
F3 | Residential | All | Single Family - LI - Gas | Existing | Exterior Lighting | Electric
F4 | Residential | All | Single Family - LI - Gas | Existing | Exterior Lighting | Electric
F1 | Residential | All | Single Family - LI - Gas | Existing | Appliances | Electric
F2 | Residential | All | Single Family - LI - Gas | Existing | Appliances | Electric
F3 | Residential | All | Single Family - LI - Gas | Existing | Appliances | Electric
F4 | Residential | All | Single Family - LI - Gas | Existing | Appliances | Electric
F1 | Residential | All | Single Family - LI - Gas | Existing | Electronics | Electric
F2 | Residential | All | Single Family - LI - Gas | Existing | Electronics | Electric
F3 | Residential | All | Single Family - LI - Gas | Existing | Electronics | Electric
F4 | Residential | All | Single Family - LI - Gas | Existing | Electronics | Electric
F1 | Residential | All | Single Family - LI - Gas | Existing | Miscellaneous | Electric
F2 | Residential | All | Single Family - LI - Gas | Existing | Miscellaneous | Electric
F3 | Residential | All | Single Family - LI - Gas | Existing | Miscellaneous | Electric
F4 | Residential | All | Single Family - LI - Gas | Existing | Miscellaneous | Electric
F1 | Residential | All | Single Family - LI - Gas | Existing | Generation | Electric
F2 | Residential | All | Single Family - LI - Gas | Existing | Generation | Electric
F3 | Residential | All | Single Family - LI - Gas | Existing | Generation | Electric
F4 | Residential | All | Single Family - LI - Gas | Existing | Generation | Electric
F1 | Residential | All | Single Family - LI - Gas | Existing | Space Heating | Natural Gas
F2 | Residential | All | Single Family - LI - Gas | Existing | Space Heating | Natural Gas
F3 | Residential | All | Single Family - LI - Gas | Existing | Space Heating | Natural Gas
F4 | Residential | All | Single Family - LI - Gas | Existing | Space Heating | Natural Gas
F1 | Residential | All | Single Family - LI - Gas | Existing | Water Heating | Natural Gas
F2 | Residential | All | Single Family - LI - Gas | Existing | Water Heating | Natural Gas
F3 | Residential | All | Single Family - LI - Gas | Existing | Water Heating | Natural Gas
F4 | Residential | All | Single Family - LI - Gas | Existing | Water Heating | Natural Gas
F1 | Residential | All | Single Family - LI - Gas | Existing | Appliances | Natural Gas
F2 | Residential | All | Single Family - LI - Gas | Existing | Appliances | Natural Gas
F3 | Residential | All | Single Family - LI - Gas | Existing | Appliances | Natural Gas
F4 | Residential | All | Single Family - LI - Gas | Existing | Appliances | Natural Gas
F1 | Residential | All | Single Family - LI - Gas | Existing | Miscellaneous | Natural Gas
F2 | Residential | All | Single Family - LI - Gas | Existing | Miscellaneous | Natural Gas
F3 | Residential | All | Single Family - LI - Gas | Existing | Miscellaneous | Natural Gas
F4 | Residential | All | Single Family - LI - Gas | Existing | Miscellaneous | Natural Gas
F1 | Residential | Market | Single Family - LI - Gas | Existing | Cooling | Electric
F2 | Residential | Market | Single Family - LI - Gas | Existing | Cooling | Electric
F3 | Residential | Market | Single Family - LI - Gas | Existing | Cooling | Electric
F4 | Residential | Market | Single Family - LI - Gas | Existing | Cooling | Electric
F1 | Residential | Market | Single Family - LI - Gas | Existing | Space Heating | Electric
F2 | Residential | Market | Single Family - LI - Gas | Existing | Space Heating | Electric
F3 | Residential | Market | Single Family - LI - Gas | Existing | Space Heating | Electric
F4 | Residential | Market | Single Family - LI - Gas | Existing | Space Heating | Electric
F1 | Residential | Market | Single Family - LI - Gas | Existing | Water Heating | Electric
F2 | Residential | Market | Single Family - LI - Gas | Existing | Water Heating | Electric
F3 | Residential | Market | Single Family - LI - Gas | Existing | Water Heating | Electric
F4 | Residential | Market | Single Family - LI - Gas | Existing | Water Heating | Electric
F1 | Residential | Market | Single Family - LI - Gas | Existing | Interior Lighting | Electric
F2 | Residential | Market | Single Family - LI - Gas | Existing | Interior Lighting | Electric
F3 | Residential | Market | Single Family - LI - Gas | Existing | Interior Lighting | Electric
F4 | Residential | Market | Single Family - LI - Gas | Existing | Interior Lighting | Electric
F1 | Residential | Market | Single Family - LI - Gas | Existing | Exterior Lighting | Electric
F2 | Residential | Market | Single Family - LI - Gas | Existing | Exterior Lighting | Electric
F3 | Residential | Market | Single Family - LI - Gas | Existing | Exterior Lighting | Electric
F4 | Residential | Market | Single Family - LI - Gas | Existing | Exterior Lighting | Electric
F1 | Residential | Market | Single Family - LI - Gas | Existing | Appliances | Electric
F2 | Residential | Market | Single Family - LI - Gas | Existing | Appliances | Electric
F3 | Residential | Market | Single Family - LI - Gas | Existing | Appliances | Electric
F4 | Residential | Market | Single Family - LI - Gas | Existing | Appliances | Electric
F1 | Residential | Market | Single Family - LI - Gas | Existing | Electronics | Electric
F2 | Residential | Market | Single Family - LI - Gas | Existing | Electronics | Electric
F3 | Residential | Market | Single Family - LI - Gas | Existing | Electronics | Electric
F4 | Residential | Market | Single Family - LI - Gas | Existing | Electronics | Electric
F1 | Residential | Market | Single Family - LI - Gas | Existing | Miscellaneous | Electric
F2 | Residential | Market | Single Family - LI - Gas | Existing | Miscellaneous | Electric
F3 | Residential | Market | Single Family - LI - Gas | Existing | Miscellaneous | Electric
F4 | Residential | Market | Single Family - LI - Gas | Existing | Miscellaneous | Electric
F1 | Residential | Market | Single Family - LI - Gas | Existing | Generation | Electric
F2 | Residential | Market | Single Family - LI - Gas | Existing | Generation | Electric
F3 | Residential | Market | Single Family - LI - Gas | Existing | Generation | Electric
F4 | Residential | Market | Single Family - LI - Gas | Existing | Generation | Electric
F1 | Residential | Market | Single Family - LI - Gas | Existing | Space Heating | Natural Gas
F2 | Residential | Market | Single Family - LI - Gas | Existing | Space Heating | Natural Gas
F3 | Residential | Market | Single Family - LI - Gas | Existing | Space Heating | Natural Gas
F4 | Residential | Market | Single Family - LI - Gas | Existing | Space Heating | Natural Gas
F1 | Residential | Market | Single Family - LI - Gas | Existing | Water Heating | Natural Gas
F2 | Residential | Market | Single Family - LI - Gas | Existing | Water Heating | Natural Gas
F3 | Residential | Market | Single Family - LI - Gas | Existing | Water Heating | Natural Gas
F4 | Residential | Market | Single Family - LI - Gas | Existing | Water Heating | Natural Gas
F1 | Residential | Market | Single Family - LI - Gas | Existing | Appliances | Natural Gas
F2 | Residential | Market | Single Family - LI - Gas | Existing | Appliances | Natural Gas
F3 | Residential | Market | Single Family - LI - Gas | Existing | Appliances | Natural Gas
F4 | Residential | Market | Single Family - LI - Gas | Existing | Appliances | Natural Gas
F1 | Residential | Market | Single Family - LI - Gas | Existing | Miscellaneous | Natural Gas
F2 | Residential | Market | Single Family - LI - Gas | Existing | Miscellaneous | Natural Gas
F3 | Residential | Market | Single Family - LI - Gas | Existing | Miscellaneous | Natural Gas
F4 | Residential | Market | Single Family - LI - Gas | Existing | Miscellaneous | Natural Gas
F1 | Residential | Central System | Single Family - LI - Gas | Existing | Cooling | Electric
F2 | Residential | Central System | Single Family - LI - Gas | Existing | Cooling | Electric
F3 | Residential | Central System | Single Family - LI - Gas | Existing | Cooling | Electric
F4 | Residential | Central System | Single Family - LI - Gas | Existing | Cooling | Electric
F1 | Residential | Central System | Single Family - LI - Gas | Existing | Space Heating | Electric
F2 | Residential | Central System | Single Family - LI - Gas | Existing | Space Heating | Electric
F3 | Residential | Central System | Single Family - LI - Gas | Existing | Space Heating | Electric
F4 | Residential | Central System | Single Family - LI - Gas | Existing | Space Heating | Electric
F1 | Residential | Central System | Single Family - LI - Gas | Existing | Space Heating | Natural Gas
F2 | Residential | Central System | Single Family - LI - Gas | Existing | Space Heating | Natural Gas
F3 | Residential | Central System | Single Family - LI - Gas | Existing | Space Heating | Natural Gas
F4 | Residential | Central System | Single Family - LI - Gas | Existing | Space Heating | Natural Gas
F1 | Residential | Resistance | Single Family - LI - Gas | Existing | Cooling | Electric
F2 | Residential | Resistance | Single Family - LI - Gas | Existing | Cooling | Electric
F3 | Residential | Resistance | Single Family - LI - Gas | Existing | Cooling | Electric
F4 | Residential | Resistance | Single Family - LI - Gas | Existing | Cooling | Electric
F1 | Residential | Resistance | Single Family - LI - Gas | Existing | Space Heating | Electric
F2 | Residential | Resistance | Single Family - LI - Gas | Existing | Space Heating | Electric
F3 | Residential | Resistance | Single Family - LI - Gas | Existing | Space Heating | Electric
F4 | Residential | Resistance | Single Family - LI - Gas | Existing | Space Heating | Electric
F1 | Residential | Heat Pump | Single Family - LI - Gas | Existing | Cooling | Electric
F2 | Residential | Heat Pump | Single Family - LI - Gas | Existing | Cooling | Electric
F3 | Residential | Heat Pump | Single Family - LI - Gas | Existing | Cooling | Electric
F4 | Residential | Heat Pump | Single Family - LI - Gas | Existing | Cooling | Electric
F1 | Residential | Heat Pump | Single Family - LI - Gas | Existing | Space Heating | Electric
F2 | Residential | Heat Pump | Single Family - LI - Gas | Existing | Space Heating | Electric
F3 | Residential | Heat Pump | Single Family - LI - Gas | Existing | Space Heating | Electric
F4 | Residential | Heat Pump | Single Family - LI - Gas | Existing | Space Heating | Electric
F1 | Residential | All | Single Family - LI - Gas | New | Cooling | Electric
F2 | Residential | All | Single Family - LI - Gas | New | Cooling | Electric
F3 | Residential | All | Single Family - LI - Gas | New | Cooling | Electric
F4 | Residential | All | Single Family - LI - Gas | New | Cooling | Electric
F1 | Residential | All | Single Family - LI - Gas | New | Space Heating | Electric
F2 | Residential | All | Single Family - LI - Gas | New | Space Heating | Electric
F3 | Residential | All | Single Family - LI - Gas | New | Space Heating | Electric
F4 | Residential | All | Single Family - LI - Gas | New | Space Heating | Electric
F1 | Residential | All | Single Family - LI - Gas | New | Water Heating | Electric
F2 | Residential | All | Single Family - LI - Gas | New | Water Heating | Electric
F3 | Residential | All | Single Family - LI - Gas | New | Water Heating | Electric
F4 | Residential | All | Single Family - LI - Gas | New | Water Heating | Electric
F1 | Residential | All | Single Family - LI - Gas | New | Interior Lighting | Electric
F2 | Residential | All | Single Family - LI - Gas | New | Interior Lighting | Electric
F3 | Residential | All | Single Family - LI - Gas | New | Interior Lighting | Electric
F4 | Residential | All | Single Family - LI - Gas | New | Interior Lighting | Electric
F1 | Residential | All | Single Family - LI - Gas | New | Exterior Lighting | Electric
F2 | Residential | All | Single Family - LI - Gas | New | Exterior Lighting | Electric
F3 | Residential | All | Single Family - LI - Gas | New | Exterior Lighting | Electric
F4 | Residential | All | Single Family - LI - Gas | New | Exterior Lighting | Electric
F1 | Residential | All | Single Family - LI - Gas | New | Appliances | Electric
F2 | Residential | All | Single Family - LI - Gas | New | Appliances | Electric
F3 | Residential | All | Single Family - LI - Gas | New | Appliances | Electric
F4 | Residential | All | Single Family - LI - Gas | New | Appliances | Electric
F1 | Residential | All | Single Family - LI - Gas | New | Electronics | Electric
F2 | Residential | All | Single Family - LI - Gas | New | Electronics | Electric
F3 | Residential | All | Single Family - LI - Gas | New | Electronics | Electric
F4 | Residential | All | Single Family - LI - Gas | New | Electronics | Electric
F1 | Residential | All | Single Family - LI - Gas | New | Miscellaneous | Electric
F2 | Residential | All | Single Family - LI - Gas | New | Miscellaneous | Electric
F3 | Residential | All | Single Family - LI - Gas | New | Miscellaneous | Electric
F4 | Residential | All | Single Family - LI - Gas | New | Miscellaneous | Electric
F1 | Residential | All | Single Family - LI - Gas | New | Generation | Electric
F2 | Residential | All | Single Family - LI - Gas | New | Generation | Electric
F3 | Residential | All | Single Family - LI - Gas | New | Generation | Electric
F4 | Residential | All | Single Family - LI - Gas | New | Generation | Electric
F1 | Residential | All | Single Family - LI - Gas | New | Space Heating | Natural Gas
F2 | Residential | All | Single Family - LI - Gas | New | Space Heating | Natural Gas
F3 | Residential | All | Single Family - LI - Gas | New | Space Heating | Natural Gas
F4 | Residential | All | Single Family - LI - Gas | New | Space Heating | Natural Gas
F1 | Residential | All | Single Family - LI - Gas | New | Water Heating | Natural Gas
F2 | Residential | All | Single Family - LI - Gas | New | Water Heating | Natural Gas
F3 | Residential | All | Single Family - LI - Gas | New | Water Heating | Natural Gas
F4 | Residential | All | Single Family - LI - Gas | New | Water Heating | Natural Gas
F1 | Residential | All | Single Family - LI - Gas | New | Appliances | Natural Gas
F2 | Residential | All | Single Family - LI - Gas | New | Appliances | Natural Gas
F3 | Residential | All | Single Family - LI - Gas | New | Appliances | Natural Gas
F4 | Residential | All | Single Family - LI - Gas | New | Appliances | Natural Gas
F1 | Residential | All | Single Family - LI - Gas | New | Miscellaneous | Natural Gas
F2 | Residential | All | Single Family - LI - Gas | New | Miscellaneous | Natural Gas
F3 | Residential | All | Single Family - LI - Gas | New | Miscellaneous | Natural Gas
F4 | Residential | All | Single Family - LI - Gas | New | Miscellaneous | Natural Gas
F1 | Residential | Market | Single Family - LI - Gas | New | Cooling | Electric
F2 | Residential | Market | Single Family - LI - Gas | New | Cooling | Electric
F3 | Residential | Market | Single Family - LI - Gas | New | Cooling | Electric
F4 | Residential | Market | Single Family - LI - Gas | New | Cooling | Electric
F1 | Residential | Market | Single Family - LI - Gas | New | Space Heating | Electric
F2 | Residential | Market | Single Family - LI - Gas | New | Space Heating | Electric
F3 | Residential | Market | Single Family - LI - Gas | New | Space Heating | Electric
F4 | Residential | Market | Single Family - LI - Gas | New | Space Heating | Electric
F1 | Residential | Market | Single Family - LI - Gas | New | Water Heating | Electric
F2 | Residential | Market | Single Family - LI - Gas | New | Water Heating | Electric
F3 | Residential | Market | Single Family - LI - Gas | New | Water Heating | Electric
F4 | Residential | Market | Single Family - LI - Gas | New | Water Heating | Electric
F1 | Residential | Market | Single Family - LI - Gas | New | Interior Lighting | Electric
F2 | Residential | Market | Single Family - LI - Gas | New | Interior Lighting | Electric
F3 | Residential | Market | Single Family - LI - Gas | New | Interior Lighting | Electric
F4 | Residential | Market | Single Family - LI - Gas | New | Interior Lighting | Electric
F1 | Residential | Market | Single Family - LI - Gas | New | Exterior Lighting | Electric
F2 | Residential | Market | Single Family - LI - Gas | New | Exterior Lighting | Electric
F3 | Residential | Market | Single Family - LI - Gas | New | Exterior Lighting | Electric
F4 | Residential | Market | Single Family - LI - Gas | New | Exterior Lighting | Electric
F1 | Residential | Market | Single Family - LI - Gas | New | Appliances | Electric
F2 | Residential | Market | Single Family - LI - Gas | New | Appliances | Electric
F3 | Residential | Market | Single Family - LI - Gas | New | Appliances | Electric
F4 | Residential | Market | Single Family - LI - Gas | New | Appliances | Electric
F1 | Residential | Market | Single Family - LI - Gas | New | Electronics | Electric
F2 | Residential | Market | Single Family - LI - Gas | New | Electronics | Electric
F3 | Residential | Market | Single Family - LI - Gas | New | Electronics | Electric
F4 | Residential | Market | Single Family - LI - Gas | New | Electronics | Electric
F1 | Residential | Market | Single Family - LI - Gas | New | Miscellaneous | Electric
F2 | Residential | Market | Single Family - LI - Gas | New | Miscellaneous | Electric
F3 | Residential | Market | Single Family - LI - Gas | New | Miscellaneous | Electric
F4 | Residential | Market | Single Family - LI - Gas | New | Miscellaneous | Electric
F1 | Residential | Market | Single Family - LI - Gas | New | Generation | Electric
F2 | Residential | Market | Single Family - LI - Gas | New | Generation | Electric
F3 | Residential | Market | Single Family - LI - Gas | New | Generation | Electric
F4 | Residential | Market | Single Family - LI - Gas | New | Generation | Electric
F1 | Residential | Market | Single Family - LI - Gas | New | Space Heating | Natural Gas
F2 | Residential | Market | Single Family - LI - Gas | New | Space Heating | Natural Gas
F3 | Residential | Market | Single Family - LI - Gas | New | Space Heating | Natural Gas
F4 | Residential | Market | Single Family - LI - Gas | New | Space Heating | Natural Gas
F1 | Residential | Market | Single Family - LI - Gas | New | Water Heating | Natural Gas
F2 | Residential | Market | Single Family - LI - Gas | New | Water Heating | Natural Gas
F3 | Residential | Market | Single Family - LI - Gas | New | Water Heating | Natural Gas
F4 | Residential | Market | Single Family - LI - Gas | New | Water Heating | Natural Gas
F1 | Residential | Market | Single Family - LI - Gas | New | Appliances | Natural Gas
F2 | Residential | Market | Single Family - LI - Gas | New | Appliances | Natural Gas
F3 | Residential | Market | Single Family - LI - Gas | New | Appliances | Natural Gas
F4 | Residential | Market | Single Family - LI - Gas | New | Appliances | Natural Gas
F1 | Residential | Market | Single Family - LI - Gas | New | Miscellaneous | Natural Gas
F2 | Residential | Market | Single Family - LI - Gas | New | Miscellaneous | Natural Gas
F3 | Residential | Market | Single Family - LI - Gas | New | Miscellaneous | Natural Gas
F4 | Residential | Market | Single Family - LI - Gas | New | Miscellaneous | Natural Gas
F1 | Residential | Central System | Single Family - LI - Gas | New | Cooling | Electric
F2 | Residential | Central System | Single Family - LI - Gas | New | Cooling | Electric
F3 | Residential | Central System | Single Family - LI - Gas | New | Cooling | Electric
F4 | Residential | Central System | Single Family - LI - Gas | New | Cooling | Electric
F1 | Residential | Central System | Single Family - LI - Gas | New | Space Heating | Electric
F2 | Residential | Central System | Single Family - LI - Gas | New | Space Heating | Electric
F3 | Residential | Central System | Single Family - LI - Gas | New | Space Heating | Electric
F4 | Residential | Central System | Single Family - LI - Gas | New | Space Heating | Electric
F1 | Residential | Central System | Single Family - LI - Gas | New | Space Heating | Natural Gas
F2 | Residential | Central System | Single Family - LI - Gas | New | Space Heating | Natural Gas
F3 | Residential | Central System | Single Family - LI - Gas | New | Space Heating | Natural Gas
F4 | Residential | Central System | Single Family - LI - Gas | New | Space Heating | Natural Gas
F1 | Residential | Resistance | Single Family - LI - Gas | New | Cooling | Electric
F2 | Residential | Resistance | Single Family - LI - Gas | New | Cooling | Electric
F3 | Residential | Resistance | Single Family - LI - Gas | New | Cooling | Electric
F4 | Residential | Resistance | Single Family - LI - Gas | New | Cooling | Electric
F1 | Residential | Resistance | Single Family - LI - Gas | New | Space Heating | Electric
F2 | Residential | Resistance | Single Family - LI - Gas | New | Space Heating | Electric
F3 | Residential | Resistance | Single Family - LI - Gas | New | Space Heating | Electric
F4 | Residential | Resistance | Single Family - LI - Gas | New | Space Heating | Electric
F1 | Residential | Heat Pump | Single Family - LI - Gas | New | Cooling | Electric
F2 | Residential | Heat Pump | Single Family - LI - Gas | New | Cooling | Electric
F3 | Residential | Heat Pump | Single Family - LI - Gas | New | Cooling | Electric
F4 | Residential | Heat Pump | Single Family - LI - Gas | New | Cooling | Electric
F1 | Residential | Heat Pump | Single Family - LI - Gas | New | Space Heating | Electric
F2 | Residential | Heat Pump | Single Family - LI - Gas | New | Space Heating | Electric
F3 | Residential | Heat Pump | Single Family - LI - Gas | New | Space Heating | Electric
F4 | Residential | Heat Pump | Single Family - LI - Gas | New | Space Heating | Electric
F1 | Residential | All | Multifamily - Gas | Existing | Cooling | Electric
F2 | Residential | All | Multifamily - Gas | Existing | Cooling | Electric
F3 | Residential | All | Multifamily - Gas | Existing | Cooling | Electric
F4 | Residential | All | Multifamily - Gas | Existing | Cooling | Electric
F1 | Residential | All | Multifamily - Gas | Existing | Space Heating | Electric
F2 | Residential | All | Multifamily - Gas | Existing | Space Heating | Electric
F3 | Residential | All | Multifamily - Gas | Existing | Space Heating | Electric
F4 | Residential | All | Multifamily - Gas | Existing | Space Heating | Electric
F1 | Residential | All | Multifamily - Gas | Existing | Water Heating | Electric
F2 | Residential | All | Multifamily - Gas | Existing | Water Heating | Electric
F3 | Residential | All | Multifamily - Gas | Existing | Water Heating | Electric
F4 | Residential | All | Multifamily - Gas | Existing | Water Heating | Electric
F1 | Residential | All | Multifamily - Gas | Existing | Interior Lighting | Electric
F2 | Residential | All | Multifamily - Gas | Existing | Interior Lighting | Electric
F3 | Residential | All | Multifamily - Gas | Existing | Interior Lighting | Electric
F4 | Residential | All | Multifamily - Gas | Existing | Interior Lighting | Electric
F1 | Residential | All | Multifamily - Gas | Existing | Exterior Lighting | Electric
F2 | Residential | All | Multifamily - Gas | Existing | Exterior Lighting | Electric
F3 | Residential | All | Multifamily - Gas | Existing | Exterior Lighting | Electric
F4 | Residential | All | Multifamily - Gas | Existing | Exterior Lighting | Electric
F1 | Residential | All | Multifamily - Gas | Existing | Appliances | Electric
F2 | Residential | All | Multifamily - Gas | Existing | Appliances | Electric
F3 | Residential | All | Multifamily - Gas | Existing | Appliances | Electric
F4 | Residential | All | Multifamily - Gas | Existing | Appliances | Electric
F1 | Residential | All | Multifamily - Gas | Existing | Electronics | Electric
F2 | Residential | All | Multifamily - Gas | Existing | Electronics | Electric
F3 | Residential | All | Multifamily - Gas | Existing | Electronics | Electric
F4 | Residential | All | Multifamily - Gas | Existing | Electronics | Electric
F1 | Residential | All | Multifamily - Gas | Existing | Miscellaneous | Electric
F2 | Residential | All | Multifamily - Gas | Existing | Miscellaneous | Electric
F3 | Residential | All | Multifamily - Gas | Existing | Miscellaneous | Electric
F4 | Residential | All | Multifamily - Gas | Existing | Miscellaneous | Electric
F1 | Residential | All | Multifamily - Gas | Existing | Generation | Electric
F2 | Residential | All | Multifamily - Gas | Existing | Generation | Electric
F3 | Residential | All | Multifamily - Gas | Existing | Generation | Electric
F4 | Residential | All | Multifamily - Gas | Existing | Generation | Electric
F1 | Residential | All | Multifamily - Gas | Existing | Space Heating | Natural Gas
F2 | Residential | All | Multifamily - Gas | Existing | Space Heating | Natural Gas
F3 | Residential | All | Multifamily - Gas | Existing | Space Heating | Natural Gas
F4 | Residential | All | Multifamily - Gas | Existing | Space Heating | Natural Gas
F1 | Residential | All | Multifamily - Gas | Existing | Water Heating | Natural Gas
F2 | Residential | All | Multifamily - Gas | Existing | Water Heating | Natural Gas
F3 | Residential | All | Multifamily - Gas | Existing | Water Heating | Natural Gas
F4 | Residential | All | Multifamily - Gas | Existing | Water Heating | Natural Gas
F1 | Residential | All | Multifamily - Gas | Existing | Appliances | Natural Gas
F2 | Residential | All | Multifamily - Gas | Existing | Appliances | Natural Gas
F3 | Residential | All | Multifamily - Gas | Existing | Appliances | Natural Gas
F4 | Residential | All | Multifamily - Gas | Existing | Appliances | Natural Gas
F1 | Residential | All | Multifamily - Gas | Existing | Miscellaneous | Natural Gas
F2 | Residential | All | Multifamily - Gas | Existing | Miscellaneous | Natural Gas
F3 | Residential | All | Multifamily - Gas | Existing | Miscellaneous | Natural Gas
F4 | Residential | All | Multifamily - Gas | Existing | Miscellaneous | Natural Gas
F1 | Residential | Market | Multifamily - Gas | Existing | Cooling | Electric
F2 | Residential | Market | Multifamily - Gas | Existing | Cooling | Electric
F3 | Residential | Market | Multifamily - Gas | Existing | Cooling | Electric
F4 | Residential | Market | Multifamily - Gas | Existing | Cooling | Electric
F1 | Residential | Market | Multifamily - Gas | Existing | Space Heating | Electric
F2 | Residential | Market | Multifamily - Gas | Existing | Space Heating | Electric
F3 | Residential | Market | Multifamily - Gas | Existing | Space Heating | Electric
F4 | Residential | Market | Multifamily - Gas | Existing | Space Heating | Electric
F1 | Residential | Market | Multifamily - Gas | Existing | Water Heating | Electric
F2 | Residential | Market | Multifamily - Gas | Existing | Water Heating | Electric
F3 | Residential | Market | Multifamily - Gas | Existing | Water Heating | Electric
F4 | Residential | Market | Multifamily - Gas | Existing | Water Heating | Electric
F1 | Residential | Market | Multifamily - Gas | Existing | Interior Lighting | Electric
F2 | Residential | Market | Multifamily - Gas | Existing | Interior Lighting | Electric
F3 | Residential | Market | Multifamily - Gas | Existing | Interior Lighting | Electric
F4 | Residential | Market | Multifamily - Gas | Existing | Interior Lighting | Electric
F1 | Residential | Market | Multifamily - Gas | Existing | Exterior Lighting | Electric
F2 | Residential | Market | Multifamily - Gas | Existing | Exterior Lighting | Electric
F3 | Residential | Market | Multifamily - Gas | Existing | Exterior Lighting | Electric
F4 | Residential | Market | Multifamily - Gas | Existing | Exterior Lighting | Electric
F1 | Residential | Market | Multifamily - Gas | Existing | Appliances | Electric
F2 | Residential | Market | Multifamily - Gas | Existing | Appliances | Electric
F3 | Residential | Market | Multifamily - Gas | Existing | Appliances | Electric
F4 | Residential | Market | Multifamily - Gas | Existing | Appliances | Electric
F1 | Residential | Market | Multifamily - Gas | Existing | Electronics | Electric
F2 | Residential | Market | Multifamily - Gas | Existing | Electronics | Electric
F3 | Residential | Market | Multifamily - Gas | Existing | Electronics | Electric
F4 | Residential | Market | Multifamily - Gas | Existing | Electronics | Electric
F1 | Residential | Market | Multifamily - Gas | Existing | Miscellaneous | Electric
F2 | Residential | Market | Multifamily - Gas | Existing | Miscellaneous | Electric
F3 | Residential | Market | Multifamily - Gas | Existing | Miscellaneous | Electric
F4 | Residential | Market | Multifamily - Gas | Existing | Miscellaneous | Electric
F1 | Residential | Market | Multifamily - Gas | Existing | Generation | Electric
F2 | Residential | Market | Multifamily - Gas | Existing | Generation | Electric
F3 | Residential | Market | Multifamily - Gas | Existing | Generation | Electric
F4 | Residential | Market | Multifamily - Gas | Existing | Generation | Electric
F1 | Residential | Market | Multifamily - Gas | Existing | Space Heating | Natural Gas
F2 | Residential | Market | Multifamily - Gas | Existing | Space Heating | Natural Gas
F3 | Residential | Market | Multifamily - Gas | Existing | Space Heating | Natural Gas
F4 | Residential | Market | Multifamily - Gas | Existing | Space Heating | Natural Gas
F1 | Residential | Market | Multifamily - Gas | Existing | Water Heating | Natural Gas
F2 | Residential | Market | Multifamily - Gas | Existing | Water Heating | Natural Gas
F3 | Residential | Market | Multifamily - Gas | Existing | Water Heating | Natural Gas
F4 | Residential | Market | Multifamily - Gas | Existing | Water Heating | Natural Gas
F1 | Residential | Market | Multifamily - Gas | Existing | Appliances | Natural Gas
F2 | Residential | Market | Multifamily - Gas | Existing | Appliances | Natural Gas
F3 | Residential | Market | Multifamily - Gas | Existing | Appliances | Natural Gas
F4 | Residential | Market | Multifamily - Gas | Existing | Appliances | Natural Gas
F1 | Residential | Market | Multifamily - Gas | Existing | Miscellaneous | Natural Gas
F2 | Residential | Market | Multifamily - Gas | Existing | Miscellaneous | Natural Gas
F3 | Residential | Market | Multifamily - Gas | Existing | Miscellaneous | Natural Gas
F4 | Residential | Market | Multifamily - Gas | Existing | Miscellaneous | Natural Gas
F1 | Residential | Central System | Multifamily - Gas | Existing | Cooling | Electric
F2 | Residential | Central System | Multifamily - Gas | Existing | Cooling | Electric
F3 | Residential | Central System | Multifamily - Gas | Existing | Cooling | Electric
F4 | Residential | Central System | Multifamily - Gas | Existing | Cooling | Electric
F1 | Residential | Central System | Multifamily - Gas | Existing | Space Heating | Electric
F2 | Residential | Central System | Multifamily - Gas | Existing | Space Heating | Electric
F3 | Residential | Central System | Multifamily - Gas | Existing | Space Heating | Electric
F4 | Residential | Central System | Multifamily - Gas | Existing | Space Heating | Electric
F1 | Residential | Central System | Multifamily - Gas | Existing | Space Heating | Natural Gas
F2 | Residential | Central System | Multifamily - Gas | Existing | Space Heating | Natural Gas
F3 | Residential | Central System | Multifamily - Gas | Existing | Space Heating | Natural Gas
F4 | Residential | Central System | Multifamily - Gas | Existing | Space Heating | Natural Gas
F1 | Residential | Resistance | Multifamily - Gas | Existing | Cooling | Electric
F2 | Residential | Resistance | Multifamily - Gas | Existing | Cooling | Electric
F3 | Residential | Resistance | Multifamily - Gas | Existing | Cooling | Electric
F4 | Residential | Resistance | Multifamily - Gas | Existing | Cooling | Electric
F1 | Residential | Resistance | Multifamily - Gas | Existing | Space Heating | Electric
F2 | Residential | Resistance | Multifamily - Gas | Existing | Space Heating | Electric
F3 | Residential | Resistance | Multifamily - Gas | Existing | Space Heating | Electric
F4 | Residential | Resistance | Multifamily - Gas | Existing | Space Heating | Electric
F1 | Residential | Heat Pump | Multifamily - Gas | Existing | Cooling | Electric
F2 | Residential | Heat Pump | Multifamily - Gas | Existing | Cooling | Electric
F3 | Residential | Heat Pump | Multifamily - Gas | Existing | Cooling | Electric
F4 | Residential | Heat Pump | Multifamily - Gas | Existing | Cooling | Electric
F1 | Residential | Heat Pump | Multifamily - Gas | Existing | Space Heating | Electric
F2 | Residential | Heat Pump | Multifamily - Gas | Existing | Space Heating | Electric
F3 | Residential | Heat Pump | Multifamily - Gas | Existing | Space Heating | Electric
F4 | Residential | Heat Pump | Multifamily - Gas | Existing | Space Heating | Electric
F1 | Residential | All | Multifamily - Gas | New | Cooling | Electric
F2 | Residential | All | Multifamily - Gas | New | Cooling | Electric
F3 | Residential | All | Multifamily - Gas | New | Cooling | Electric
F4 | Residential | All | Multifamily - Gas | New | Cooling | Electric
F1 | Residential | All | Multifamily - Gas | New | Space Heating | Electric
F2 | Residential | All | Multifamily - Gas | New | Space Heating | Electric
F3 | Residential | All | Multifamily - Gas | New | Space Heating | Electric
F4 | Residential | All | Multifamily - Gas | New | Space Heating | Electric
F1 | Residential | All | Multifamily - Gas | New | Water Heating | Electric
F2 | Residential | All | Multifamily - Gas | New | Water Heating | Electric
F3 | Residential | All | Multifamily - Gas | New | Water Heating | Electric
F4 | Residential | All | Multifamily - Gas | New | Water Heating | Electric
F1 | Residential | All | Multifamily - Gas | New | Interior Lighting | Electric
F2 | Residential | All | Multifamily - Gas | New | Interior Lighting | Electric
F3 | Residential | All | Multifamily - Gas | New | Interior Lighting | Electric
F4 | Residential | All | Multifamily - Gas | New | Interior Lighting | Electric
F1 | Residential | All | Multifamily - Gas | New | Exterior Lighting | Electric
F2 | Residential | All | Multifamily - Gas | New | Exterior Lighting | Electric
F3 | Residential | All | Multifamily - Gas | New | Exterior Lighting | Electric
F4 | Residential | All | Multifamily - Gas | New | Exterior Lighting | Electric
F1 | Residential | All | Multifamily - Gas | New | Appliances | Electric
F2 | Residential | All | Multifamily - Gas | New | Appliances | Electric
F3 | Residential | All | Multifamily - Gas | New | Appliances | Electric
F4 | Residential | All | Multifamily - Gas | New | Appliances | Electric
F1 | Residential | All | Multifamily - Gas | New | Electronics | Electric
F2 | Residential | All | Multifamily - Gas | New | Electronics | Electric
F3 | Residential | All | Multifamily - Gas | New | Electronics | Electric
F4 | Residential | All | Multifamily - Gas | New | Electronics | Electric
F1 | Residential | All | Multifamily - Gas | New | Miscellaneous | Electric
F2 | Residential | All | Multifamily - Gas | New | Miscellaneous | Electric
F3 | Residential | All | Multifamily - Gas | New | Miscellaneous | Electric
F4 | Residential | All | Multifamily - Gas | New | Miscellaneous | Electric
F1 | Residential | All | Multifamily - Gas | New | Generation | Electric
F2 | Residential | All | Multifamily - Gas | New | Generation | Electric
F3 | Residential | All | Multifamily - Gas | New | Generation | Electric
F4 | Residential | All | Multifamily - Gas | New | Generation | Electric
F1 | Residential | All | Multifamily - Gas | New | Space Heating | Natural Gas
F2 | Residential | All | Multifamily - Gas | New | Space Heating | Natural Gas
F3 | Residential | All | Multifamily - Gas | New | Space Heating | Natural Gas
F4 | Residential | All | Multifamily - Gas | New | Space Heating | Natural Gas
F1 | Residential | All | Multifamily - Gas | New | Water Heating | Natural Gas
F2 | Residential | All | Multifamily - Gas | New | Water Heating | Natural Gas
F3 | Residential | All | Multifamily - Gas | New | Water Heating | Natural Gas
F4 | Residential | All | Multifamily - Gas | New | Water Heating | Natural Gas
F1 | Residential | All | Multifamily - Gas | New | Appliances | Natural Gas
F2 | Residential | All | Multifamily - Gas | New | Appliances | Natural Gas
F3 | Residential | All | Multifamily - Gas | New | Appliances | Natural Gas
F4 | Residential | All | Multifamily - Gas | New | Appliances | Natural Gas
F1 | Residential | All | Multifamily - Gas | New | Miscellaneous | Natural Gas
F2 | Residential | All | Multifamily - Gas | New | Miscellaneous | Natural Gas
F3 | Residential | All | Multifamily - Gas | New | Miscellaneous | Natural Gas
F4 | Residential | All | Multifamily - Gas | New | Miscellaneous | Natural Gas
F1 | Residential | Market | Multifamily - Gas | New | Cooling | Electric
F2 | Residential | Market | Multifamily - Gas | New | Cooling | Electric
F3 | Residential | Market | Multifamily - Gas | New | Cooling | Electric
F4 | Residential | Market | Multifamily - Gas | New | Cooling | Electric
F1 | Residential | Market | Multifamily - Gas | New | Space Heating | Electric
F2 | Residential | Market | Multifamily - Gas | New | Space Heating | Electric
F3 | Residential | Market | Multifamily - Gas | New | Space Heating | Electric
F4 | Residential | Market | Multifamily - Gas | New | Space Heating | Electric
F1 | Residential | Market | Multifamily - Gas | New | Water Heating | Electric
F2 | Residential | Market | Multifamily - Gas | New | Water Heating | Electric
F3 | Residential | Market | Multifamily - Gas | New | Water Heating | Electric
F4 | Residential | Market | Multifamily - Gas | New | Water Heating | Electric
F1 | Residential | Market | Multifamily - Gas | New | Interior Lighting | Electric
F2 | Residential | Market | Multifamily - Gas | New | Interior Lighting | Electric
F3 | Residential | Market | Multifamily - Gas | New | Interior Lighting | Electric
F4 | Residential | Market | Multifamily - Gas | New | Interior Lighting | Electric
F1 | Residential | Market | Multifamily - Gas | New | Exterior Lighting | Electric
F2 | Residential | Market | Multifamily - Gas | New | Exterior Lighting | Electric
F3 | Residential | Market | Multifamily - Gas | New | Exterior Lighting | Electric
F4 | Residential | Market | Multifamily - Gas | New | Exterior Lighting | Electric
F1 | Residential | Market | Multifamily - Gas | New | Appliances | Electric
F2 | Residential | Market | Multifamily - Gas | New | Appliances | Electric
F3 | Residential | Market | Multifamily - Gas | New | Appliances | Electric
F4 | Residential | Market | Multifamily - Gas | New | Appliances | Electric
F1 | Residential | Market | Multifamily - Gas | New | Electronics | Electric
F2 | Residential | Market | Multifamily - Gas | New | Electronics | Electric
F3 | Residential | Market | Multifamily - Gas | New | Electronics | Electric
F4 | Residential | Market | Multifamily - Gas | New | Electronics | Electric
F1 | Residential | Market | Multifamily - Gas | New | Miscellaneous | Electric
F2 | Residential | Market | Multifamily - Gas | New | Miscellaneous | Electric
F3 | Residential | Market | Multifamily - Gas | New | Miscellaneous | Electric
F4 | Residential | Market | Multifamily - Gas | New | Miscellaneous | Electric
F1 | Residential | Market | Multifamily - Gas | New | Generation | Electric
F2 | Residential | Market | Multifamily - Gas | New | Generation | Electric
F3 | Residential | Market | Multifamily - Gas | New | Generation | Electric
F4 | Residential | Market | Multifamily - Gas | New | Generation | Electric
F1 | Residential | Market | Multifamily - Gas | New | Space Heating | Natural Gas
F2 | Residential | Market | Multifamily - Gas | New | Space Heating | Natural Gas
F3 | Residential | Market | Multifamily - Gas | New | Space Heating | Natural Gas
F4 | Residential | Market | Multifamily - Gas | New | Space Heating | Natural Gas
F1 | Residential | Market | Multifamily - Gas | New | Water Heating | Natural Gas
F2 | Residential | Market | Multifamily - Gas | New | Water Heating | Natural Gas
F3 | Residential | Market | Multifamily - Gas | New | Water Heating | Natural Gas
F4 | Residential | Market | Multifamily - Gas | New | Water Heating | Natural Gas
F1 | Residential | Market | Multifamily - Gas | New | Appliances | Natural Gas
F2 | Residential | Market | Multifamily - Gas | New | Appliances | Natural Gas
F3 | Residential | Market | Multifamily - Gas | New | Appliances | Natural Gas
F4 | Residential | Market | Multifamily - Gas | New | Appliances | Natural Gas
F1 | Residential | Market | Multifamily - Gas | New | Miscellaneous | Natural Gas
F2 | Residential | Market | Multifamily - Gas | New | Miscellaneous | Natural Gas
F3 | Residential | Market | Multifamily - Gas | New | Miscellaneous | Natural Gas
F4 | Residential | Market | Multifamily - Gas | New | Miscellaneous | Natural Gas
F1 | Residential | Central System | Multifamily - Gas | New | Cooling | Electric
F2 | Residential | Central System | Multifamily - Gas | New | Cooling | Electric
F3 | Residential | Central System | Multifamily - Gas | New | Cooling | Electric
F4 | Residential | Central System | Multifamily - Gas | New | Cooling | Electric
F1 | Residential | Central System | Multifamily - Gas | New | Space Heating | Electric
F2 | Residential | Central System | Multifamily - Gas | New | Space Heating | Electric
F3 | Residential | Central System | Multifamily - Gas | New | Space Heating | Electric
F4 | Residential | Central System | Multifamily - Gas | New | Space Heating | Electric
F1 | Residential | Central System | Multifamily - Gas | New | Space Heating | Natural Gas
F2 | Residential | Central System | Multifamily - Gas | New | Space Heating | Natural Gas
F3 | Residential | Central System | Multifamily - Gas | New | Space Heating | Natural Gas
F4 | Residential | Central System | Multifamily - Gas | New | Space Heating | Natural Gas
F1 | Residential | Resistance | Multifamily - Gas | New | Cooling | Electric
F2 | Residential | Resistance | Multifamily - Gas | New | Cooling | Electric
F3 | Residential | Resistance | Multifamily - Gas | New | Cooling | Electric
F4 | Residential | Resistance | Multifamily - Gas | New | Cooling | Electric
F1 | Residential | Resistance | Multifamily - Gas | New | Space Heating | Electric
F2 | Residential | Resistance | Multifamily - Gas | New | Space Heating | Electric
F3 | Residential | Resistance | Multifamily - Gas | New | Space Heating | Electric
F4 | Residential | Resistance | Multifamily - Gas | New | Space Heating | Electric
F1 | Residential | Heat Pump | Multifamily - Gas | New | Cooling | Electric
F2 | Residential | Heat Pump | Multifamily - Gas | New | Cooling | Electric
F3 | Residential | Heat Pump | Multifamily - Gas | New | Cooling | Electric
F4 | Residential | Heat Pump | Multifamily - Gas | New | Cooling | Electric
F1 | Residential | Heat Pump | Multifamily - Gas | New | Space Heating | Electric
F2 | Residential | Heat Pump | Multifamily - Gas | New | Space Heating | Electric
F3 | Residential | Heat Pump | Multifamily - Gas | New | Space Heating | Electric
F4 | Residential | Heat Pump | Multifamily - Gas | New | Space Heating | Electric
F1 | Residential | All | Multifamily - LI - Gas | Existing | Cooling | Electric
F2 | Residential | All | Multifamily - LI - Gas | Existing | Cooling | Electric
F3 | Residential | All | Multifamily - LI - Gas | Existing | Cooling | Electric
F4 | Residential | All | Multifamily - LI - Gas | Existing | Cooling | Electric
F1 | Residential | All | Multifamily - LI - Gas | Existing | Space Heating | Electric
F2 | Residential | All | Multifamily - LI - Gas | Existing | Space Heating | Electric
F3 | Residential | All | Multifamily - LI - Gas | Existing | Space Heating | Electric
F4 | Residential | All | Multifamily - LI - Gas | Existing | Space Heating | Electric
F1 | Residential | All | Multifamily - LI - Gas | Existing | Water Heating | Electric
F2 | Residential | All | Multifamily - LI - Gas | Existing | Water Heating | Electric
F3 | Residential | All | Multifamily - LI - Gas | Existing | Water Heating | Electric
F4 | Residential | All | Multifamily - LI - Gas | Existing | Water Heating | Electric
F1 | Residential | All | Multifamily - LI - Gas | Existing | Interior Lighting | Electric
F2 | Residential | All | Multifamily - LI - Gas | Existing | Interior Lighting | Electric
F3 | Residential | All | Multifamily - LI - Gas | Existing | Interior Lighting | Electric
F4 | Residential | All | Multifamily - LI - Gas | Existing | Interior Lighting | Electric
F1 | Residential | All | Multifamily - LI - Gas | Existing | Exterior Lighting | Electric
F2 | Residential | All | Multifamily - LI - Gas | Existing | Exterior Lighting | Electric
F3 | Residential | All | Multifamily - LI - Gas | Existing | Exterior Lighting | Electric
F4 | Residential | All | Multifamily - LI - Gas | Existing | Exterior Lighting | Electric
F1 | Residential | All | Multifamily - LI - Gas | Existing | Appliances | Electric
F2 | Residential | All | Multifamily - LI - Gas | Existing | Appliances | Electric
F3 | Residential | All | Multifamily - LI - Gas | Existing | Appliances | Electric
F4 | Residential | All | Multifamily - LI - Gas | Existing | Appliances | Electric
F1 | Residential | All | Multifamily - LI - Gas | Existing | Electronics | Electric
F2 | Residential | All | Multifamily - LI - Gas | Existing | Electronics | Electric
F3 | Residential | All | Multifamily - LI - Gas | Existing | Electronics | Electric
F4 | Residential | All | Multifamily - LI - Gas | Existing | Electronics | Electric
F1 | Residential | All | Multifamily - LI - Gas | Existing | Miscellaneous | Electric
F2 | Residential | All | Multifamily - LI - Gas | Existing | Miscellaneous | Electric
F3 | Residential | All | Multifamily - LI - Gas | Existing | Miscellaneous | Electric
F4 | Residential | All | Multifamily - LI - Gas | Existing | Miscellaneous | Electric
F1 | Residential | All | Multifamily - LI - Gas | Existing | Generation | Electric
F2 | Residential | All | Multifamily - LI - Gas | Existing | Generation | Electric
F3 | Residential | All | Multifamily - LI - Gas | Existing | Generation | Electric
F4 | Residential | All | Multifamily - LI - Gas | Existing | Generation | Electric
F1 | Residential | All | Multifamily - LI - Gas | Existing | Space Heating | Natural Gas
F2 | Residential | All | Multifamily - LI - Gas | Existing | Space Heating | Natural Gas
F3 | Residential | All | Multifamily - LI - Gas | Existing | Space Heating | Natural Gas
F4 | Residential | All | Multifamily - LI - Gas | Existing | Space Heating | Natural Gas
F1 | Residential | All | Multifamily - LI - Gas | Existing | Water Heating | Natural Gas
F2 | Residential | All | Multifamily - LI - Gas | Existing | Water Heating | Natural Gas
F3 | Residential | All | Multifamily - LI - Gas | Existing | Water Heating | Natural Gas
F4 | Residential | All | Multifamily - LI - Gas | Existing | Water Heating | Natural Gas
F1 | Residential | All | Multifamily - LI - Gas | Existing | Appliances | Natural Gas
F2 | Residential | All | Multifamily - LI - Gas | Existing | Appliances | Natural Gas
F3 | Residential | All | Multifamily - LI - Gas | Existing | Appliances | Natural Gas
F4 | Residential | All | Multifamily - LI - Gas | Existing | Appliances | Natural Gas
F1 | Residential | All | Multifamily - LI - Gas | Existing | Miscellaneous | Natural Gas
F2 | Residential | All | Multifamily - LI - Gas | Existing | Miscellaneous | Natural Gas
F3 | Residential | All | Multifamily - LI - Gas | Existing | Miscellaneous | Natural Gas
F4 | Residential | All | Multifamily - LI - Gas | Existing | Miscellaneous | Natural Gas
F1 | Residential | Market | Multifamily - LI - Gas | Existing | Cooling | Electric
F2 | Residential | Market | Multifamily - LI - Gas | Existing | Cooling | Electric
F3 | Residential | Market | Multifamily - LI - Gas | Existing | Cooling | Electric
F4 | Residential | Market | Multifamily - LI - Gas | Existing | Cooling | Electric
F1 | Residential | Market | Multifamily - LI - Gas | Existing | Space Heating | Electric
F2 | Residential | Market | Multifamily - LI - Gas | Existing | Space Heating | Electric
F3 | Residential | Market | Multifamily - LI - Gas | Existing | Space Heating | Electric
F4 | Residential | Market | Multifamily - LI - Gas | Existing | Space Heating | Electric
F1 | Residential | Market | Multifamily - LI - Gas | Existing | Water Heating | Electric
F2 | Residential | Market | Multifamily - LI - Gas | Existing | Water Heating | Electric
F3 | Residential | Market | Multifamily - LI - Gas | Existing | Water Heating | Electric
F4 | Residential | Market | Multifamily - LI - Gas | Existing | Water Heating | Electric
F1 | Residential | Market | Multifamily - LI - Gas | Existing | Interior Lighting | Electric
F2 | Residential | Market | Multifamily - LI - Gas | Existing | Interior Lighting | Electric
F3 | Residential | Market | Multifamily - LI - Gas | Existing | Interior Lighting | Electric
F4 | Residential | Market | Multifamily - LI - Gas | Existing | Interior Lighting | Electric
F1 | Residential | Market | Multifamily - LI - Gas | Existing | Exterior Lighting | Electric
F2 | Residential | Market | Multifamily - LI - Gas | Existing | Exterior Lighting | Electric
F3 | Residential | Market | Multifamily - LI - Gas | Existing | Exterior Lighting | Electric
F4 | Residential | Market | Multifamily - LI - Gas | Existing | Exterior Lighting | Electric
F1 | Residential | Market | Multifamily - LI - Gas | Existing | Appliances | Electric
F2 | Residential | Market | Multifamily - LI - Gas | Existing | Appliances | Electric
F3 | Residential | Market | Multifamily - LI - Gas | Existing | Appliances | Electric
F4 | Residential | Market | Multifamily - LI - Gas | Existing | Appliances | Electric
F1 | Residential | Market | Multifamily - LI - Gas | Existing | Electronics | Electric
F2 | Residential | Market | Multifamily - LI - Gas | Existing | Electronics | Electric
F3 | Residential | Market | Multifamily - LI - Gas | Existing | Electronics | Electric
F4 | Residential | Market | Multifamily - LI - Gas | Existing | Electronics | Electric
F1 | Residential | Market | Multifamily - LI - Gas | Existing | Miscellaneous | Electric
F2 | Residential | Market | Multifamily - LI - Gas | Existing | Miscellaneous | Electric
F3 | Residential | Market | Multifamily - LI - Gas | Existing | Miscellaneous | Electric
F4 | Residential | Market | Multifamily - LI - Gas | Existing | Miscellaneous | Electric
F1 | Residential | Market | Multifamily - LI - Gas | Existing | Generation | Electric
F2 | Residential | Market | Multifamily - LI - Gas | Existing | Generation | Electric
F3 | Residential | Market | Multifamily - LI - Gas | Existing | Generation | Electric
F4 | Residential | Market | Multifamily - LI - Gas | Existing | Generation | Electric
F1 | Residential | Market | Multifamily - LI - Gas | Existing | Space Heating | Natural Gas
F2 | Residential | Market | Multifamily - LI - Gas | Existing | Space Heating | Natural Gas
F3 | Residential | Market | Multifamily - LI - Gas | Existing | Space Heating | Natural Gas
F4 | Residential | Market | Multifamily - LI - Gas | Existing | Space Heating | Natural Gas
F1 | Residential | Market | Multifamily - LI - Gas | Existing | Water Heating | Natural Gas
F2 | Residential | Market | Multifamily - LI - Gas | Existing | Water Heating | Natural Gas
F3 | Residential | Market | Multifamily - LI - Gas | Existing | Water Heating | Natural Gas
F4 | Residential | Market | Multifamily - LI - Gas | Existing | Water Heating | Natural Gas
F1 | Residential | Market | Multifamily - LI - Gas | Existing | Appliances | Natural Gas
F2 | Residential | Market | Multifamily - LI - Gas | Existing | Appliances | Natural Gas
F3 | Residential | Market | Multifamily - LI - Gas | Existing | Appliances | Natural Gas
F4 | Residential | Market | Multifamily - LI - Gas | Existing | Appliances | Natural Gas
F1 | Residential | Market | Multifamily - LI - Gas | Existing | Miscellaneous | Natural Gas
F2 | Residential | Market | Multifamily - LI - Gas | Existing | Miscellaneous | Natural Gas
F3 | Residential | Market | Multifamily - LI - Gas | Existing | Miscellaneous | Natural Gas
F4 | Residential | Market | Multifamily - LI - Gas | Existing | Miscellaneous | Natural Gas
F1 | Residential | Central System | Multifamily - LI - Gas | Existing | Cooling | Electric
F2 | Residential | Central System | Multifamily - LI - Gas | Existing | Cooling | Electric
F3 | Residential | Central System | Multifamily - LI - Gas | Existing | Cooling | Electric
F4 | Residential | Central System | Multifamily - LI - Gas | Existing | Cooling | Electric
F1 | Residential | Central System | Multifamily - LI - Gas | Existing | Space Heating | Electric
F2 | Residential | Central System | Multifamily - LI - Gas | Existing | Space Heating | Electric
F3 | Residential | Central System | Multifamily - LI - Gas | Existing | Space Heating | Electric
F4 | Residential | Central System | Multifamily - LI - Gas | Existing | Space Heating | Electric
F1 | Residential | Central System | Multifamily - LI - Gas | Existing | Space Heating | Natural Gas
F2 | Residential | Central System | Multifamily - LI - Gas | Existing | Space Heating | Natural Gas
F3 | Residential | Central System | Multifamily - LI - Gas | Existing | Space Heating | Natural Gas
F4 | Residential | Central System | Multifamily - LI - Gas | Existing | Space Heating | Natural Gas
F1 | Residential | Resistance | Multifamily - LI - Gas | Existing | Cooling | Electric
F2 | Residential | Resistance | Multifamily - LI - Gas | Existing | Cooling | Electric
F3 | Residential | Resistance | Multifamily - LI - Gas | Existing | Cooling | Electric
F4 | Residential | Resistance | Multifamily - LI - Gas | Existing | Cooling | Electric
F1 | Residential | Resistance | Multifamily - LI - Gas | Existing | Space Heating | Electric
F2 | Residential | Resistance | Multifamily - LI - Gas | Existing | Space Heating | Electric
F3 | Residential | Resistance | Multifamily - LI - Gas | Existing | Space Heating | Electric
F4 | Residential | Resistance | Multifamily - LI - Gas | Existing | Space Heating | Electric
F1 | Residential | Heat Pump | Multifamily - LI - Gas | Existing | Cooling | Electric
F2 | Residential | Heat Pump | Multifamily - LI - Gas | Existing | Cooling | Electric
F3 | Residential | Heat Pump | Multifamily - LI - Gas | Existing | Cooling | Electric
F4 | Residential | Heat Pump | Multifamily - LI - Gas | Existing | Cooling | Electric
F1 | Residential | Heat Pump | Multifamily - LI - Gas | Existing | Space Heating | Electric
F2 | Residential | Heat Pump | Multifamily - LI - Gas | Existing | Space Heating | Electric
F3 | Residential | Heat Pump | Multifamily - LI - Gas | Existing | Space Heating | Electric
F4 | Residential | Heat Pump | Multifamily - LI - Gas | Existing | Space Heating | Electric
F1 | Residential | All | Multifamily - LI - Gas | New | Cooling | Electric
F2 | Residential | All | Multifamily - LI - Gas | New | Cooling | Electric
F3 | Residential | All | Multifamily - LI - Gas | New | Cooling | Electric
F4 | Residential | All | Multifamily - LI - Gas | New | Cooling | Electric
F1 | Residential | All | Multifamily - LI - Gas | New | Space Heating | Electric
F2 | Residential | All | Multifamily - LI - Gas | New | Space Heating | Electric
F3 | Residential | All | Multifamily - LI - Gas | New | Space Heating | Electric
F4 | Residential | All | Multifamily - LI - Gas | New | Space Heating | Electric
F1 | Residential | All | Multifamily - LI - Gas | New | Water Heating | Electric
F2 | Residential | All | Multifamily - LI - Gas | New | Water Heating | Electric
F3 | Residential | All | Multifamily - LI - Gas | New | Water Heating | Electric
F4 | Residential | All | Multifamily - LI - Gas | New | Water Heating | Electric
F1 | Residential | All | Multifamily - LI - Gas | New | Interior Lighting | Electric
F2 | Residential | All | Multifamily - LI - Gas | New | Interior Lighting | Electric
F3 | Residential | All | Multifamily - LI - Gas | New | Interior Lighting | Electric
F4 | Residential | All | Multifamily - LI - Gas | New | Interior Lighting | Electric
F1 | Residential | All | Multifamily - LI - Gas | New | Exterior Lighting | Electric
F2 | Residential | All | Multifamily - LI - Gas | New | Exterior Lighting | Electric
F3 | Residential | All | Multifamily - LI - Gas | New | Exterior Lighting | Electric
F4 | Residential | All | Multifamily - LI - Gas | New | Exterior Lighting | Electric
F1 | Residential | All | Multifamily - LI - Gas | New | Appliances | Electric
F2 | Residential | All | Multifamily - LI - Gas | New | Appliances | Electric
F3 | Residential | All | Multifamily - LI - Gas | New | Appliances | Electric
F4 | Residential | All | Multifamily - LI - Gas | New | Appliances | Electric
F1 | Residential | All | Multifamily - LI - Gas | New | Electronics | Electric
F2 | Residential | All | Multifamily - LI - Gas | New | Electronics | Electric
F3 | Residential | All | Multifamily - LI - Gas | New | Electronics | Electric
F4 | Residential | All | Multifamily - LI - Gas | New | Electronics | Electric
F1 | Residential | All | Multifamily - LI - Gas | New | Miscellaneous | Electric
F2 | Residential | All | Multifamily - LI - Gas | New | Miscellaneous | Electric
F3 | Residential | All | Multifamily - LI - Gas | New | Miscellaneous | Electric
F4 | Residential | All | Multifamily - LI - Gas | New | Miscellaneous | Electric
F1 | Residential | All | Multifamily - LI - Gas | New | Generation | Electric
F2 | Residential | All | Multifamily - LI - Gas | New | Generation | Electric
F3 | Residential | All | Multifamily - LI - Gas | New | Generation | Electric
F4 | Residential | All | Multifamily - LI - Gas | New | Generation | Electric
F1 | Residential | All | Multifamily - LI - Gas | New | Space Heating | Natural Gas
F2 | Residential | All | Multifamily - LI - Gas | New | Space Heating | Natural Gas
F3 | Residential | All | Multifamily - LI - Gas | New | Space Heating | Natural Gas
F4 | Residential | All | Multifamily - LI - Gas | New | Space Heating | Natural Gas
F1 | Residential | All | Multifamily - LI - Gas | New | Water Heating | Natural Gas
F2 | Residential | All | Multifamily - LI - Gas | New | Water Heating | Natural Gas
F3 | Residential | All | Multifamily - LI - Gas | New | Water Heating | Natural Gas
F4 | Residential | All | Multifamily - LI - Gas | New | Water Heating | Natural Gas
F1 | Residential | All | Multifamily - LI - Gas | New | Appliances | Natural Gas
F2 | Residential | All | Multifamily - LI - Gas | New | Appliances | Natural Gas
F3 | Residential | All | Multifamily - LI - Gas | New | Appliances | Natural Gas
F4 | Residential | All | Multifamily - LI - Gas | New | Appliances | Natural Gas
F1 | Residential | All | Multifamily - LI - Gas | New | Miscellaneous | Natural Gas
F2 | Residential | All | Multifamily - LI - Gas | New | Miscellaneous | Natural Gas
F3 | Residential | All | Multifamily - LI - Gas | New | Miscellaneous | Natural Gas
F4 | Residential | All | Multifamily - LI - Gas | New | Miscellaneous | Natural Gas
F1 | Residential | Market | Multifamily - LI - Gas | New | Cooling | Electric
F2 | Residential | Market | Multifamily - LI - Gas | New | Cooling | Electric
F3 | Residential | Market | Multifamily - LI - Gas | New | Cooling | Electric
F4 | Residential | Market | Multifamily - LI - Gas | New | Cooling | Electric
F1 | Residential | Market | Multifamily - LI - Gas | New | Space Heating | Electric
F2 | Residential | Market | Multifamily - LI - Gas | New | Space Heating | Electric
F3 | Residential | Market | Multifamily - LI - Gas | New | Space Heating | Electric
F4 | Residential | Market | Multifamily - LI - Gas | New | Space Heating | Electric
F1 | Residential | Market | Multifamily - LI - Gas | New | Water Heating | Electric
F2 | Residential | Market | Multifamily - LI - Gas | New | Water Heating | Electric
F3 | Residential | Market | Multifamily - LI - Gas | New | Water Heating | Electric
F4 | Residential | Market | Multifamily - LI - Gas | New | Water Heating | Electric
F1 | Residential | Market | Multifamily - LI - Gas | New | Interior Lighting | Electric
F2 | Residential | Market | Multifamily - LI - Gas | New | Interior Lighting | Electric
F3 | Residential | Market | Multifamily - LI - Gas | New | Interior Lighting | Electric
F4 | Residential | Market | Multifamily - LI - Gas | New | Interior Lighting | Electric
F1 | Residential | Market | Multifamily - LI - Gas | New | Exterior Lighting | Electric
F2 | Residential | Market | Multifamily - LI - Gas | New | Exterior Lighting | Electric
F3 | Residential | Market | Multifamily - LI - Gas | New | Exterior Lighting | Electric
F4 | Residential | Market | Multifamily - LI - Gas | New | Exterior Lighting | Electric
F1 | Residential | Market | Multifamily - LI - Gas | New | Appliances | Electric
F2 | Residential | Market | Multifamily - LI - Gas | New | Appliances | Electric
F3 | Residential | Market | Multifamily - LI - Gas | New | Appliances | Electric
F4 | Residential | Market | Multifamily - LI - Gas | New | Appliances | Electric
F1 | Residential | Market | Multifamily - LI - Gas | New | Electronics | Electric
F2 | Residential | Market | Multifamily - LI - Gas | New | Electronics | Electric
F3 | Residential | Market | Multifamily - LI - Gas | New | Electronics | Electric
F4 | Residential | Market | Multifamily - LI - Gas | New | Electronics | Electric
F1 | Residential | Market | Multifamily - LI - Gas | New | Miscellaneous | Electric
F2 | Residential | Market | Multifamily - LI - Gas | New | Miscellaneous | Electric
F3 | Residential | Market | Multifamily - LI - Gas | New | Miscellaneous | Electric
F4 | Residential | Market | Multifamily - LI - Gas | New | Miscellaneous | Electric
F1 | Residential | Market | Multifamily - LI - Gas | New | Generation | Electric
F2 | Residential | Market | Multifamily - LI - Gas | New | Generation | Electric
F3 | Residential | Market | Multifamily - LI - Gas | New | Generation | Electric
F4 | Residential | Market | Multifamily - LI - Gas | New | Generation | Electric
F1 | Residential | Market | Multifamily - LI - Gas | New | Space Heating | Natural Gas
F2 | Residential | Market | Multifamily - LI - Gas | New | Space Heating | Natural Gas
F3 | Residential | Market | Multifamily - LI - Gas | New | Space Heating | Natural Gas
F4 | Residential | Market | Multifamily - LI - Gas | New | Space Heating | Natural Gas
F1 | Residential | Market | Multifamily - LI - Gas | New | Water Heating | Natural Gas
F2 | Residential | Market | Multifamily - LI - Gas | New | Water Heating | Natural Gas
F3 | Residential | Market | Multifamily - LI - Gas | New | Water Heating | Natural Gas
F4 | Residential | Market | Multifamily - LI - Gas | New | Water Heating | Natural Gas
F1 | Residential | Market | Multifamily - LI - Gas | New | Appliances | Natural Gas
F2 | Residential | Market | Multifamily - LI - Gas | New | Appliances | Natural Gas
F3 | Residential | Market | Multifamily - LI - Gas | New | Appliances | Natural Gas
F4 | Residential | Market | Multifamily - LI - Gas | New | Appliances | Natural Gas
F1 | Residential | Market | Multifamily - LI - Gas | New | Miscellaneous | Natural Gas
F2 | Residential | Market | Multifamily - LI - Gas | New | Miscellaneous | Natural Gas
F3 | Residential | Market | Multifamily - LI - Gas | New | Miscellaneous | Natural Gas
F4 | Residential | Market | Multifamily - LI - Gas | New | Miscellaneous | Natural Gas
F1 | Residential | Central System | Multifamily - LI - Gas | New | Cooling | Electric
F2 | Residential | Central System | Multifamily - LI - Gas | New | Cooling | Electric
F3 | Residential | Central System | Multifamily - LI - Gas | New | Cooling | Electric
F4 | Residential | Central System | Multifamily - LI - Gas | New | Cooling | Electric
F1 | Residential | Central System | Multifamily - LI - Gas | New | Space Heating | Electric
F2 | Residential | Central System | Multifamily - LI - Gas | New | Space Heating | Electric
F3 | Residential | Central System | Multifamily - LI - Gas | New | Space Heating | Electric
F4 | Residential | Central System | Multifamily - LI - Gas | New | Space Heating | Electric
F1 | Residential | Central System | Multifamily - LI - Gas | New | Space Heating | Natural Gas
F2 | Residential | Central System | Multifamily - LI - Gas | New | Space Heating | Natural Gas
F3 | Residential | Central System | Multifamily - LI - Gas | New | Space Heating | Natural Gas
F4 | Residential | Central System | Multifamily - LI - Gas | New | Space Heating | Natural Gas
F1 | Residential | Resistance | Multifamily - LI - Gas | New | Cooling | Electric
F2 | Residential | Resistance | Multifamily - LI - Gas | New | Cooling | Electric
F3 | Residential | Resistance | Multifamily - LI - Gas | New | Cooling | Electric
F4 | Residential | Resistance | Multifamily - LI - Gas | New | Cooling | Electric
F1 | Residential | Resistance | Multifamily - LI - Gas | New | Space Heating | Electric
F2 | Residential | Resistance | Multifamily - LI - Gas | New | Space Heating | Electric
F3 | Residential | Resistance | Multifamily - LI - Gas | New | Space Heating | Electric
F4 | Residential | Resistance | Multifamily - LI - Gas | New | Space Heating | Electric
F1 | Residential | Heat Pump | Multifamily - LI - Gas | New | Cooling | Electric
F2 | Residential | Heat Pump | Multifamily - LI - Gas | New | Cooling | Electric
F3 | Residential | Heat Pump | Multifamily - LI - Gas | New | Cooling | Electric
F4 | Residential | Heat Pump | Multifamily - LI - Gas | New | Cooling | Electric
F1 | Residential | Heat Pump | Multifamily - LI - Gas | New | Space Heating | Electric
F2 | Residential | Heat Pump | Multifamily - LI - Gas | New | Space Heating | Electric
F3 | Residential | Heat Pump | Multifamily - LI - Gas | New | Space Heating | Electric
F4 | Residential | Heat Pump | Multifamily - LI - Gas | New | Space Heating | Electric
F1 | Residential | All | Single Family - Dual | Existing | Cooling | Electric
F2 | Residential | All | Single Family - Dual | Existing | Cooling | Electric
F3 | Residential | All | Single Family - Dual | Existing | Cooling | Electric
F4 | Residential | All | Single Family - Dual | Existing | Cooling | Electric
F1 | Residential | All | Single Family - Dual | Existing | Space Heating | Electric
F2 | Residential | All | Single Family - Dual | Existing | Space Heating | Electric
F3 | Residential | All | Single Family - Dual | Existing | Space Heating | Electric
F4 | Residential | All | Single Family - Dual | Existing | Space Heating | Electric
F1 | Residential | All | Single Family - Dual | Existing | Water Heating | Electric
F2 | Residential | All | Single Family - Dual | Existing | Water Heating | Electric
F3 | Residential | All | Single Family - Dual | Existing | Water Heating | Electric
F4 | Residential | All | Single Family - Dual | Existing | Water Heating | Electric
F1 | Residential | All | Single Family - Dual | Existing | Interior Lighting | Electric
F2 | Residential | All | Single Family - Dual | Existing | Interior Lighting | Electric
F3 | Residential | All | Single Family - Dual | Existing | Interior Lighting | Electric
F4 | Residential | All | Single Family - Dual | Existing | Interior Lighting | Electric
F1 | Residential | All | Single Family - Dual | Existing | Exterior Lighting | Electric
F2 | Residential | All | Single Family - Dual | Existing | Exterior Lighting | Electric
F3 | Residential | All | Single Family - Dual | Existing | Exterior Lighting | Electric
F4 | Residential | All | Single Family - Dual | Existing | Exterior Lighting | Electric
F1 | Residential | All | Single Family - Dual | Existing | Appliances | Electric
F2 | Residential | All | Single Family - Dual | Existing | Appliances | Electric
F3 | Residential | All | Single Family - Dual | Existing | Appliances | Electric
F4 | Residential | All | Single Family - Dual | Existing | Appliances | Electric
F1 | Residential | All | Single Family - Dual | Existing | Electronics | Electric
F2 | Residential | All | Single Family - Dual | Existing | Electronics | Electric
F3 | Residential | All | Single Family - Dual | Existing | Electronics | Electric
F4 | Residential | All | Single Family - Dual | Existing | Electronics | Electric
F1 | Residential | All | Single Family - Dual | Existing | Miscellaneous | Electric
F2 | Residential | All | Single Family - Dual | Existing | Miscellaneous | Electric
F3 | Residential | All | Single Family - Dual | Existing | Miscellaneous | Electric
F4 | Residential | All | Single Family - Dual | Existing | Miscellaneous | Electric
F1 | Residential | All | Single Family - Dual | Existing | Generation | Electric
F2 | Residential | All | Single Family - Dual | Existing | Generation | Electric
F3 | Residential | All | Single Family - Dual | Existing | Generation | Electric
F4 | Residential | All | Single Family - Dual | Existing | Generation | Electric
F1 | Residential | All | Single Family - Dual | Existing | Space Heating | Natural Gas
F2 | Residential | All | Single Family - Dual | Existing | Space Heating | Natural Gas
F3 | Residential | All | Single Family - Dual | Existing | Space Heating | Natural Gas
F4 | Residential | All | Single Family - Dual | Existing | Space Heating | Natural Gas
F1 | Residential | All | Single Family - Dual | Existing | Water Heating | Natural Gas
F2 | Residential | All | Single Family - Dual | Existing | Water Heating | Natural Gas
F3 | Residential | All | Single Family - Dual | Existing | Water Heating | Natural Gas
F4 | Residential | All | Single Family - Dual | Existing | Water Heating | Natural Gas
F1 | Residential | All | Single Family - Dual | Existing | Appliances | Natural Gas
F2 | Residential | All | Single Family - Dual | Existing | Appliances | Natural Gas
F3 | Residential | All | Single Family - Dual | Existing | Appliances | Natural Gas
F4 | Residential | All | Single Family - Dual | Existing | Appliances | Natural Gas
F1 | Residential | All | Single Family - Dual | Existing | Miscellaneous | Natural Gas
F2 | Residential | All | Single Family - Dual | Existing | Miscellaneous | Natural Gas
F3 | Residential | All | Single Family - Dual | Existing | Miscellaneous | Natural Gas
F4 | Residential | All | Single Family - Dual | Existing | Miscellaneous | Natural Gas
F1 | Residential | Market | Single Family - Dual | Existing | Cooling | Electric
F2 | Residential | Market | Single Family - Dual | Existing | Cooling | Electric
F3 | Residential | Market | Single Family - Dual | Existing | Cooling | Electric
F4 | Residential | Market | Single Family - Dual | Existing | Cooling | Electric
F1 | Residential | Market | Single Family - Dual | Existing | Space Heating | Electric
F2 | Residential | Market | Single Family - Dual | Existing | Space Heating | Electric
F3 | Residential | Market | Single Family - Dual | Existing | Space Heating | Electric
F4 | Residential | Market | Single Family - Dual | Existing | Space Heating | Electric
F1 | Residential | Market | Single Family - Dual | Existing | Water Heating | Electric
F2 | Residential | Market | Single Family - Dual | Existing | Water Heating | Electric
F3 | Residential | Market | Single Family - Dual | Existing | Water Heating | Electric
F4 | Residential | Market | Single Family - Dual | Existing | Water Heating | Electric
F1 | Residential | Market | Single Family - Dual | Existing | Interior Lighting | Electric
F2 | Residential | Market | Single Family - Dual | Existing | Interior Lighting | Electric
F3 | Residential | Market | Single Family - Dual | Existing | Interior Lighting | Electric
F4 | Residential | Market | Single Family - Dual | Existing | Interior Lighting | Electric
F1 | Residential | Market | Single Family - Dual | Existing | Exterior Lighting | Electric
F2 | Residential | Market | Single Family - Dual | Existing | Exterior Lighting | Electric
F3 | Residential | Market | Single Family - Dual | Existing | Exterior Lighting | Electric
F4 | Residential | Market | Single Family - Dual | Existing | Exterior Lighting | Electric
F1 | Residential | Market | Single Family - Dual | Existing | Appliances | Electric
F2 | Residential | Market | Single Family - Dual | Existing | Appliances | Electric
F3 | Residential | Market | Single Family - Dual | Existing | Appliances | Electric
F4 | Residential | Market | Single Family - Dual | Existing | Appliances | Electric
F1 | Residential | Market | Single Family - Dual | Existing | Electronics | Electric
F2 | Residential | Market | Single Family - Dual | Existing | Electronics | Electric
F3 | Residential | Market | Single Family - Dual | Existing | Electronics | Electric
F4 | Residential | Market | Single Family - Dual | Existing | Electronics | Electric
F1 | Residential | Market | Single Family - Dual | Existing | Miscellaneous | Electric
F2 | Residential | Market | Single Family - Dual | Existing | Miscellaneous | Electric
F3 | Residential | Market | Single Family - Dual | Existing | Miscellaneous | Electric
F4 | Residential | Market | Single Family - Dual | Existing | Miscellaneous | Electric
F1 | Residential | Market | Single Family - Dual | Existing | Generation | Electric
F2 | Residential | Market | Single Family - Dual | Existing | Generation | Electric
F3 | Residential | Market | Single Family - Dual | Existing | Generation | Electric
F4 | Residential | Market | Single Family - Dual | Existing | Generation | Electric
F1 | Residential | Market | Single Family - Dual | Existing | Space Heating | Natural Gas
F2 | Residential | Market | Single Family - Dual | Existing | Space Heating | Natural Gas
F3 | Residential | Market | Single Family - Dual | Existing | Space Heating | Natural Gas
F4 | Residential | Market | Single Family - Dual | Existing | Space Heating | Natural Gas
F1 | Residential | Market | Single Family - Dual | Existing | Water Heating | Natural Gas
F2 | Residential | Market | Single Family - Dual | Existing | Water Heating | Natural Gas
F3 | Residential | Market | Single Family - Dual | Existing | Water Heating | Natural Gas
F4 | Residential | Market | Single Family - Dual | Existing | Water Heating | Natural Gas
F1 | Residential | Market | Single Family - Dual | Existing | Appliances | Natural Gas
F2 | Residential | Market | Single Family - Dual | Existing | Appliances | Natural Gas
F3 | Residential | Market | Single Family - Dual | Existing | Appliances | Natural Gas
F4 | Residential | Market | Single Family - Dual | Existing | Appliances | Natural Gas
F1 | Residential | Market | Single Family - Dual | Existing | Miscellaneous | Natural Gas
F2 | Residential | Market | Single Family - Dual | Existing | Miscellaneous | Natural Gas
F3 | Residential | Market | Single Family - Dual | Existing | Miscellaneous | Natural Gas
F4 | Residential | Market | Single Family - Dual | Existing | Miscellaneous | Natural Gas
F1 | Residential | Central System | Single Family - Dual | Existing | Cooling | Electric
F2 | Residential | Central System | Single Family - Dual | Existing | Cooling | Electric
F3 | Residential | Central System | Single Family - Dual | Existing | Cooling | Electric
F4 | Residential | Central System | Single Family - Dual | Existing | Cooling | Electric
F1 | Residential | Central System | Single Family - Dual | Existing | Space Heating | Electric
F2 | Residential | Central System | Single Family - Dual | Existing | Space Heating | Electric
F3 | Residential | Central System | Single Family - Dual | Existing | Space Heating | Electric
F4 | Residential | Central System | Single Family - Dual | Existing | Space Heating | Electric
F1 | Residential | Central System | Single Family - Dual | Existing | Space Heating | Natural Gas
F2 | Residential | Central System | Single Family - Dual | Existing | Space Heating | Natural Gas
F3 | Residential | Central System | Single Family - Dual | Existing | Space Heating | Natural Gas
F4 | Residential | Central System | Single Family - Dual | Existing | Space Heating | Natural Gas
F1 | Residential | Resistance | Single Family - Dual | Existing | Cooling | Electric
F2 | Residential | Resistance | Single Family - Dual | Existing | Cooling | Electric
F3 | Residential | Resistance | Single Family - Dual | Existing | Cooling | Electric
F4 | Residential | Resistance | Single Family - Dual | Existing | Cooling | Electric
F1 | Residential | Resistance | Single Family - Dual | Existing | Space Heating | Electric
F2 | Residential | Resistance | Single Family - Dual | Existing | Space Heating | Electric
F3 | Residential | Resistance | Single Family - Dual | Existing | Space Heating | Electric
F4 | Residential | Resistance | Single Family - Dual | Existing | Space Heating | Electric
F1 | Residential | Heat Pump | Single Family - Dual | Existing | Cooling | Electric
F2 | Residential | Heat Pump | Single Family - Dual | Existing | Cooling | Electric
F3 | Residential | Heat Pump | Single Family - Dual | Existing | Cooling | Electric
F4 | Residential | Heat Pump | Single Family - Dual | Existing | Cooling | Electric
F1 | Residential | Heat Pump | Single Family - Dual | Existing | Space Heating | Electric
F2 | Residential | Heat Pump | Single Family - Dual | Existing | Space Heating | Electric
F3 | Residential | Heat Pump | Single Family - Dual | Existing | Space Heating | Electric
F4 | Residential | Heat Pump | Single Family - Dual | Existing | Space Heating | Electric
F1 | Residential | All | Single Family - Dual | New | Cooling | Electric
F2 | Residential | All | Single Family - Dual | New | Cooling | Electric
F3 | Residential | All | Single Family - Dual | New | Cooling | Electric
F4 | Residential | All | Single Family - Dual | New | Cooling | Electric
F1 | Residential | All | Single Family - Dual | New | Space Heating | Electric
F2 | Residential | All | Single Family - Dual | New | Space Heating | Electric
F3 | Residential | All | Single Family - Dual | New | Space Heating | Electric
F4 | Residential | All | Single Family - Dual | New | Space Heating | Electric
F1 | Residential | All | Single Family - Dual | New | Water Heating | Electric
F2 | Residential | All | Single Family - Dual | New | Water Heating | Electric
F3 | Residential | All | Single Family - Dual | New | Water Heating | Electric
F4 | Residential | All | Single Family - Dual | New | Water Heating | Electric
F1 | Residential | All | Single Family - Dual | New | Interior Lighting | Electric
F2 | Residential | All | Single Family - Dual | New | Interior Lighting | Electric
F3 | Residential | All | Single Family - Dual | New | Interior Lighting | Electric
F4 | Residential | All | Single Family - Dual | New | Interior Lighting | Electric
F1 | Residential | All | Single Family - Dual | New | Exterior Lighting | Electric
F2 | Residential | All | Single Family - Dual | New | Exterior Lighting | Electric
F3 | Residential | All | Single Family - Dual | New | Exterior Lighting | Electric
F4 | Residential | All | Single Family - Dual | New | Exterior Lighting | Electric
F1 | Residential | All | Single Family - Dual | New | Appliances | Electric
F2 | Residential | All | Single Family - Dual | New | Appliances | Electric
F3 | Residential | All | Single Family - Dual | New | Appliances | Electric
F4 | Residential | All | Single Family - Dual | New | Appliances | Electric
F1 | Residential | All | Single Family - Dual | New | Electronics | Electric
F2 | Residential | All | Single Family - Dual | New | Electronics | Electric
F3 | Residential | All | Single Family - Dual | New | Electronics | Electric
F4 | Residential | All | Single Family - Dual | New | Electronics | Electric
F1 | Residential | All | Single Family - Dual | New | Miscellaneous | Electric
F2 | Residential | All | Single Family - Dual | New | Miscellaneous | Electric
F3 | Residential | All | Single Family - Dual | New | Miscellaneous | Electric
F4 | Residential | All | Single Family - Dual | New | Miscellaneous | Electric
F1 | Residential | All | Single Family - Dual | New | Generation | Electric
F2 | Residential | All | Single Family - Dual | New | Generation | Electric
F3 | Residential | All | Single Family - Dual | New | Generation | Electric
F4 | Residential | All | Single Family - Dual | New | Generation | Electric
F1 | Residential | All | Single Family - Dual | New | Space Heating | Natural Gas
F2 | Residential | All | Single Family - Dual | New | Space Heating | Natural Gas
F3 | Residential | All | Single Family - Dual | New | Space Heating | Natural Gas
F4 | Residential | All | Single Family - Dual | New | Space Heating | Natural Gas
F1 | Residential | All | Single Family - Dual | New | Water Heating | Natural Gas
F2 | Residential | All | Single Family - Dual | New | Water Heating | Natural Gas
F3 | Residential | All | Single Family - Dual | New | Water Heating | Natural Gas
F4 | Residential | All | Single Family - Dual | New | Water Heating | Natural Gas
F1 | Residential | All | Single Family - Dual | New | Appliances | Natural Gas
F2 | Residential | All | Single Family - Dual | New | Appliances | Natural Gas
F3 | Residential | All | Single Family - Dual | New | Appliances | Natural Gas
F4 | Residential | All | Single Family - Dual | New | Appliances | Natural Gas
F1 | Residential | All | Single Family - Dual | New | Miscellaneous | Natural Gas
F2 | Residential | All | Single Family - Dual | New | Miscellaneous | Natural Gas
F3 | Residential | All | Single Family - Dual | New | Miscellaneous | Natural Gas
F4 | Residential | All | Single Family - Dual | New | Miscellaneous | Natural Gas
F1 | Residential | Market | Single Family - Dual | New | Cooling | Electric
F2 | Residential | Market | Single Family - Dual | New | Cooling | Electric
F3 | Residential | Market | Single Family - Dual | New | Cooling | Electric
F4 | Residential | Market | Single Family - Dual | New | Cooling | Electric
F1 | Residential | Market | Single Family - Dual | New | Space Heating | Electric
F2 | Residential | Market | Single Family - Dual | New | Space Heating | Electric
F3 | Residential | Market | Single Family - Dual | New | Space Heating | Electric
F4 | Residential | Market | Single Family - Dual | New | Space Heating | Electric
F1 | Residential | Market | Single Family - Dual | New | Water Heating | Electric
F2 | Residential | Market | Single Family - Dual | New | Water Heating | Electric
F3 | Residential | Market | Single Family - Dual | New | Water Heating | Electric
F4 | Residential | Market | Single Family - Dual | New | Water Heating | Electric
F1 | Residential | Market | Single Family - Dual | New | Interior Lighting | Electric
F2 | Residential | Market | Single Family - Dual | New | Interior Lighting | Electric
F3 | Residential | Market | Single Family - Dual | New | Interior Lighting | Electric
F4 | Residential | Market | Single Family - Dual | New | Interior Lighting | Electric
F1 | Residential | Market | Single Family - Dual | New | Exterior Lighting | Electric
F2 | Residential | Market | Single Family - Dual | New | Exterior Lighting | Electric
F3 | Residential | Market | Single Family - Dual | New | Exterior Lighting | Electric
F4 | Residential | Market | Single Family - Dual | New | Exterior Lighting | Electric
F1 | Residential | Market | Single Family - Dual | New | Appliances | Electric
F2 | Residential | Market | Single Family - Dual | New | Appliances | Electric
F3 | Residential | Market | Single Family - Dual | New | Appliances | Electric
F4 | Residential | Market | Single Family - Dual | New | Appliances | Electric
F1 | Residential | Market | Single Family - Dual | New | Electronics | Electric
F2 | Residential | Market | Single Family - Dual | New | Electronics | Electric
F3 | Residential | Market | Single Family - Dual | New | Electronics | Electric
F4 | Residential | Market | Single Family - Dual | New | Electronics | Electric
F1 | Residential | Market | Single Family - Dual | New | Miscellaneous | Electric
F2 | Residential | Market | Single Family - Dual | New | Miscellaneous | Electric
F3 | Residential | Market | Single Family - Dual | New | Miscellaneous | Electric
F4 | Residential | Market | Single Family - Dual | New | Miscellaneous | Electric
F1 | Residential | Market | Single Family - Dual | New | Generation | Electric
F2 | Residential | Market | Single Family - Dual | New | Generation | Electric
F3 | Residential | Market | Single Family - Dual | New | Generation | Electric
F4 | Residential | Market | Single Family - Dual | New | Generation | Electric
F1 | Residential | Market | Single Family - Dual | New | Space Heating | Natural Gas
F2 | Residential | Market | Single Family - Dual | New | Space Heating | Natural Gas
F3 | Residential | Market | Single Family - Dual | New | Space Heating | Natural Gas
F4 | Residential | Market | Single Family - Dual | New | Space Heating | Natural Gas
F1 | Residential | Market | Single Family - Dual | New | Water Heating | Natural Gas
F2 | Residential | Market | Single Family - Dual | New | Water Heating | Natural Gas
F3 | Residential | Market | Single Family - Dual | New | Water Heating | Natural Gas
F4 | Residential | Market | Single Family - Dual | New | Water Heating | Natural Gas
F1 | Residential | Market | Single Family - Dual | New | Appliances | Natural Gas
F2 | Residential | Market | Single Family - Dual | New | Appliances | Natural Gas
F3 | Residential | Market | Single Family - Dual | New | Appliances | Natural Gas
F4 | Residential | Market | Single Family - Dual | New | Appliances | Natural Gas
F1 | Residential | Market | Single Family - Dual | New | Miscellaneous | Natural Gas
F2 | Residential | Market | Single Family - Dual | New | Miscellaneous | Natural Gas
F3 | Residential | Market | Single Family - Dual | New | Miscellaneous | Natural Gas
F4 | Residential | Market | Single Family - Dual | New | Miscellaneous | Natural Gas
F1 | Residential | Central System | Single Family - Dual | New | Cooling | Electric
F2 | Residential | Central System | Single Family - Dual | New | Cooling | Electric
F3 | Residential | Central System | Single Family - Dual | New | Cooling | Electric
F4 | Residential | Central System | Single Family - Dual | New | Cooling | Electric
F1 | Residential | Central System | Single Family - Dual | New | Space Heating | Electric
F2 | Residential | Central System | Single Family - Dual | New | Space Heating | Electric
F3 | Residential | Central System | Single Family - Dual | New | Space Heating | Electric
F4 | Residential | Central System | Single Family - Dual | New | Space Heating | Electric
F1 | Residential | Central System | Single Family - Dual | New | Space Heating | Natural Gas
F2 | Residential | Central System | Single Family - Dual | New | Space Heating | Natural Gas
F3 | Residential | Central System | Single Family - Dual | New | Space Heating | Natural Gas
F4 | Residential | Central System | Single Family - Dual | New | Space Heating | Natural Gas
F1 | Residential | Resistance | Single Family - Dual | New | Cooling | Electric
F2 | Residential | Resistance | Single Family - Dual | New | Cooling | Electric
F3 | Residential | Resistance | Single Family - Dual | New | Cooling | Electric
F4 | Residential | Resistance | Single Family - Dual | New | Cooling | Electric
F1 | Residential | Resistance | Single Family - Dual | New | Space Heating | Electric
F2 | Residential | Resistance | Single Family - Dual | New | Space Heating | Electric
F3 | Residential | Resistance | Single Family - Dual | New | Space Heating | Electric
F4 | Residential | Resistance | Single Family - Dual | New | Space Heating | Electric
F1 | Residential | Heat Pump | Single Family - Dual | New | Cooling | Electric
F2 | Residential | Heat Pump | Single Family - Dual | New | Cooling | Electric
F3 | Residential | Heat Pump | Single Family - Dual | New | Cooling | Electric
F4 | Residential | Heat Pump | Single Family - Dual | New | Cooling | Electric
F1 | Residential | Heat Pump | Single Family - Dual | New | Space Heating | Electric
F2 | Residential | Heat Pump | Single Family - Dual | New | Space Heating | Electric
F3 | Residential | Heat Pump | Single Family - Dual | New | Space Heating | Electric
F4 | Residential | Heat Pump | Single Family - Dual | New | Space Heating | Electric
F1 | Residential | All | Single Family - LI - Dual | Existing | Cooling | Electric
F2 | Residential | All | Single Family - LI - Dual | Existing | Cooling | Electric
F3 | Residential | All | Single Family - LI - Dual | Existing | Cooling | Electric
F4 | Residential | All | Single Family - LI - Dual | Existing | Cooling | Electric
F1 | Residential | All | Single Family - LI - Dual | Existing | Space Heating | Electric
F2 | Residential | All | Single Family - LI - Dual | Existing | Space Heating | Electric
F3 | Residential | All | Single Family - LI - Dual | Existing | Space Heating | Electric
F4 | Residential | All | Single Family - LI - Dual | Existing | Space Heating | Electric
F1 | Residential | All | Single Family - LI - Dual | Existing | Water Heating | Electric
F2 | Residential | All | Single Family - LI - Dual | Existing | Water Heating | Electric
F3 | Residential | All | Single Family - LI - Dual | Existing | Water Heating | Electric
F4 | Residential | All | Single Family - LI - Dual | Existing | Water Heating | Electric
F1 | Residential | All | Single Family - LI - Dual | Existing | Interior Lighting | Electric
F2 | Residential | All | Single Family - LI - Dual | Existing | Interior Lighting | Electric
F3 | Residential | All | Single Family - LI - Dual | Existing | Interior Lighting | Electric
F4 | Residential | All | Single Family - LI - Dual | Existing | Interior Lighting | Electric
F1 | Residential | All | Single Family - LI - Dual | Existing | Exterior Lighting | Electric
F2 | Residential | All | Single Family - LI - Dual | Existing | Exterior Lighting | Electric
F3 | Residential | All | Single Family - LI - Dual | Existing | Exterior Lighting | Electric
F4 | Residential | All | Single Family - LI - Dual | Existing | Exterior Lighting | Electric
F1 | Residential | All | Single Family - LI - Dual | Existing | Appliances | Electric
F2 | Residential | All | Single Family - LI - Dual | Existing | Appliances | Electric
F3 | Residential | All | Single Family - LI - Dual | Existing | Appliances | Electric
F4 | Residential | All | Single Family - LI - Dual | Existing | Appliances | Electric
F1 | Residential | All | Single Family - LI - Dual | Existing | Electronics | Electric
F2 | Residential | All | Single Family - LI - Dual | Existing | Electronics | Electric
F3 | Residential | All | Single Family - LI - Dual | Existing | Electronics | Electric
F4 | Residential | All | Single Family - LI - Dual | Existing | Electronics | Electric
F1 | Residential | All | Single Family - LI - Dual | Existing | Miscellaneous | Electric
F2 | Residential | All | Single Family - LI - Dual | Existing | Miscellaneous | Electric
F3 | Residential | All | Single Family - LI - Dual | Existing | Miscellaneous | Electric
F4 | Residential | All | Single Family - LI - Dual | Existing | Miscellaneous | Electric
F1 | Residential | All | Single Family - LI - Dual | Existing | Generation | Electric
F2 | Residential | All | Single Family - LI - Dual | Existing | Generation | Electric
F3 | Residential | All | Single Family - LI - Dual | Existing | Generation | Electric
F4 | Residential | All | Single Family - LI - Dual | Existing | Generation | Electric
F1 | Residential | All | Single Family - LI - Dual | Existing | Space Heating | Natural Gas
F2 | Residential | All | Single Family - LI - Dual | Existing | Space Heating | Natural Gas
F3 | Residential | All | Single Family - LI - Dual | Existing | Space Heating | Natural Gas
F4 | Residential | All | Single Family - LI - Dual | Existing | Space Heating | Natural Gas
F1 | Residential | All | Single Family - LI - Dual | Existing | Water Heating | Natural Gas
F2 | Residential | All | Single Family - LI - Dual | Existing | Water Heating | Natural Gas
F3 | Residential | All | Single Family - LI - Dual | Existing | Water Heating | Natural Gas
F4 | Residential | All | Single Family - LI - Dual | Existing | Water Heating | Natural Gas
F1 | Residential | All | Single Family - LI - Dual | Existing | Appliances | Natural Gas
F2 | Residential | All | Single Family - LI - Dual | Existing | Appliances | Natural Gas
F3 | Residential | All | Single Family - LI - Dual | Existing | Appliances | Natural Gas
F4 | Residential | All | Single Family - LI - Dual | Existing | Appliances | Natural Gas
F1 | Residential | All | Single Family - LI - Dual | Existing | Miscellaneous | Natural Gas
F2 | Residential | All | Single Family - LI - Dual | Existing | Miscellaneous | Natural Gas
F3 | Residential | All | Single Family - LI - Dual | Existing | Miscellaneous | Natural Gas
F4 | Residential | All | Single Family - LI - Dual | Existing | Miscellaneous | Natural Gas
F1 | Residential | Market | Single Family - LI - Dual | Existing | Cooling | Electric
F2 | Residential | Market | Single Family - LI - Dual | Existing | Cooling | Electric
F3 | Residential | Market | Single Family - LI - Dual | Existing | Cooling | Electric
F4 | Residential | Market | Single Family - LI - Dual | Existing | Cooling | Electric
F1 | Residential | Market | Single Family - LI - Dual | Existing | Space Heating | Electric
F2 | Residential | Market | Single Family - LI - Dual | Existing | Space Heating | Electric
F3 | Residential | Market | Single Family - LI - Dual | Existing | Space Heating | Electric
F4 | Residential | Market | Single Family - LI - Dual | Existing | Space Heating | Electric
F1 | Residential | Market | Single Family - LI - Dual | Existing | Water Heating | Electric
F2 | Residential | Market | Single Family - LI - Dual | Existing | Water Heating | Electric
F3 | Residential | Market | Single Family - LI - Dual | Existing | Water Heating | Electric
F4 | Residential | Market | Single Family - LI - Dual | Existing | Water Heating | Electric
F1 | Residential | Market | Single Family - LI - Dual | Existing | Interior Lighting | Electric
F2 | Residential | Market | Single Family - LI - Dual | Existing | Interior Lighting | Electric
F3 | Residential | Market | Single Family - LI - Dual | Existing | Interior Lighting | Electric
F4 | Residential | Market | Single Family - LI - Dual | Existing | Interior Lighting | Electric
F1 | Residential | Market | Single Family - LI - Dual | Existing | Exterior Lighting | Electric
F2 | Residential | Market | Single Family - LI - Dual | Existing | Exterior Lighting | Electric
F3 | Residential | Market | Single Family - LI - Dual | Existing | Exterior Lighting | Electric
F4 | Residential | Market | Single Family - LI - Dual | Existing | Exterior Lighting | Electric
F1 | Residential | Market | Single Family - LI - Dual | Existing | Appliances | Electric
F2 | Residential | Market | Single Family - LI - Dual | Existing | Appliances | Electric
F3 | Residential | Market | Single Family - LI - Dual | Existing | Appliances | Electric
F4 | Residential | Market | Single Family - LI - Dual | Existing | Appliances | Electric
F1 | Residential | Market | Single Family - LI - Dual | Existing | Electronics | Electric
F2 | Residential | Market | Single Family - LI - Dual | Existing | Electronics | Electric
F3 | Residential | Market | Single Family - LI - Dual | Existing | Electronics | Electric
F4 | Residential | Market | Single Family - LI - Dual | Existing | Electronics | Electric
F1 | Residential | Market | Single Family - LI - Dual | Existing | Miscellaneous | Electric
F2 | Residential | Market | Single Family - LI - Dual | Existing | Miscellaneous | Electric
F3 | Residential | Market | Single Family - LI - Dual | Existing | Miscellaneous | Electric
F4 | Residential | Market | Single Family - LI - Dual | Existing | Miscellaneous | Electric
F1 | Residential | Market | Single Family - LI - Dual | Existing | Generation | Electric
F2 | Residential | Market | Single Family - LI - Dual | Existing | Generation | Electric
F3 | Residential | Market | Single Family - LI - Dual | Existing | Generation | Electric
F4 | Residential | Market | Single Family - LI - Dual | Existing | Generation | Electric
F1 | Residential | Market | Single Family - LI - Dual | Existing | Space Heating | Natural Gas
F2 | Residential | Market | Single Family - LI - Dual | Existing | Space Heating | Natural Gas
F3 | Residential | Market | Single Family - LI - Dual | Existing | Space Heating | Natural Gas
F4 | Residential | Market | Single Family - LI - Dual | Existing | Space Heating | Natural Gas
F1 | Residential | Market | Single Family - LI - Dual | Existing | Water Heating | Natural Gas
F2 | Residential | Market | Single Family - LI - Dual | Existing | Water Heating | Natural Gas
F3 | Residential | Market | Single Family - LI - Dual | Existing | Water Heating | Natural Gas
F4 | Residential | Market | Single Family - LI - Dual | Existing | Water Heating | Natural Gas
F1 | Residential | Market | Single Family - LI - Dual | Existing | Appliances | Natural Gas
F2 | Residential | Market | Single Family - LI - Dual | Existing | Appliances | Natural Gas
F3 | Residential | Market | Single Family - LI - Dual | Existing | Appliances | Natural Gas
F4 | Residential | Market | Single Family - LI - Dual | Existing | Appliances | Natural Gas
F1 | Residential | Market | Single Family - LI - Dual | Existing | Miscellaneous | Natural Gas
F2 | Residential | Market | Single Family - LI - Dual | Existing | Miscellaneous | Natural Gas
F3 | Residential | Market | Single Family - LI - Dual | Existing | Miscellaneous | Natural Gas
F4 | Residential | Market | Single Family - LI - Dual | Existing | Miscellaneous | Natural Gas
F1 | Residential | Central System | Single Family - LI - Dual | Existing | Cooling | Electric
F2 | Residential | Central System | Single Family - LI - Dual | Existing | Cooling | Electric
F3 | Residential | Central System | Single Family - LI - Dual | Existing | Cooling | Electric
F4 | Residential | Central System | Single Family - LI - Dual | Existing | Cooling | Electric
F1 | Residential | Central System | Single Family - LI - Dual | Existing | Space Heating | Electric
F2 | Residential | Central System | Single Family - LI - Dual | Existing | Space Heating | Electric
F3 | Residential | Central System | Single Family - LI - Dual | Existing | Space Heating | Electric
F4 | Residential | Central System | Single Family - LI - Dual | Existing | Space Heating | Electric
F1 | Residential | Central System | Single Family - LI - Dual | Existing | Space Heating | Natural Gas
F2 | Residential | Central System | Single Family - LI - Dual | Existing | Space Heating | Natural Gas
F3 | Residential | Central System | Single Family - LI - Dual | Existing | Space Heating | Natural Gas
F4 | Residential | Central System | Single Family - LI - Dual | Existing | Space Heating | Natural Gas
F1 | Residential | Resistance | Single Family - LI - Dual | Existing | Cooling | Electric
F2 | Residential | Resistance | Single Family - LI - Dual | Existing | Cooling | Electric
F3 | Residential | Resistance | Single Family - LI - Dual | Existing | Cooling | Electric
F4 | Residential | Resistance | Single Family - LI - Dual | Existing | Cooling | Electric
F1 | Residential | Resistance | Single Family - LI - Dual | Existing | Space Heating | Electric
F2 | Residential | Resistance | Single Family - LI - Dual | Existing | Space Heating | Electric
F3 | Residential | Resistance | Single Family - LI - Dual | Existing | Space Heating | Electric
F4 | Residential | Resistance | Single Family - LI - Dual | Existing | Space Heating | Electric
F1 | Residential | Heat Pump | Single Family - LI - Dual | Existing | Cooling | Electric
F2 | Residential | Heat Pump | Single Family - LI - Dual | Existing | Cooling | Electric
F3 | Residential | Heat Pump | Single Family - LI - Dual | Existing | Cooling | Electric
F4 | Residential | Heat Pump | Single Family - LI - Dual | Existing | Cooling | Electric
F1 | Residential | Heat Pump | Single Family - LI - Dual | Existing | Space Heating | Electric
F2 | Residential | Heat Pump | Single Family - LI - Dual | Existing | Space Heating | Electric
F3 | Residential | Heat Pump | Single Family - LI - Dual | Existing | Space Heating | Electric
F4 | Residential | Heat Pump | Single Family - LI - Dual | Existing | Space Heating | Electric
F1 | Residential | All | Single Family - LI - Dual | New | Cooling | Electric
F2 | Residential | All | Single Family - LI - Dual | New | Cooling | Electric
F3 | Residential | All | Single Family - LI - Dual | New | Cooling | Electric
F4 | Residential | All | Single Family - LI - Dual | New | Cooling | Electric
F1 | Residential | All | Single Family - LI - Dual | New | Space Heating | Electric
F2 | Residential | All | Single Family - LI - Dual | New | Space Heating | Electric
F3 | Residential | All | Single Family - LI - Dual | New | Space Heating | Electric
F4 | Residential | All | Single Family - LI - Dual | New | Space Heating | Electric
F1 | Residential | All | Single Family - LI - Dual | New | Water Heating | Electric
F2 | Residential | All | Single Family - LI - Dual | New | Water Heating | Electric
F3 | Residential | All | Single Family - LI - Dual | New | Water Heating | Electric
F4 | Residential | All | Single Family - LI - Dual | New | Water Heating | Electric
F1 | Residential | All | Single Family - LI - Dual | New | Interior Lighting | Electric
F2 | Residential | All | Single Family - LI - Dual | New | Interior Lighting | Electric
F3 | Residential | All | Single Family - LI - Dual | New | Interior Lighting | Electric
F4 | Residential | All | Single Family - LI - Dual | New | Interior Lighting | Electric
F1 | Residential | All | Single Family - LI - Dual | New | Exterior Lighting | Electric
F2 | Residential | All | Single Family - LI - Dual | New | Exterior Lighting | Electric
F3 | Residential | All | Single Family - LI - Dual | New | Exterior Lighting | Electric
F4 | Residential | All | Single Family - LI - Dual | New | Exterior Lighting | Electric
F1 | Residential | All | Single Family - LI - Dual | New | Appliances | Electric
F2 | Residential | All | Single Family - LI - Dual | New | Appliances | Electric
F3 | Residential | All | Single Family - LI - Dual | New | Appliances | Electric
F4 | Residential | All | Single Family - LI - Dual | New | Appliances | Electric
F1 | Residential | All | Single Family - LI - Dual | New | Electronics | Electric
F2 | Residential | All | Single Family - LI - Dual | New | Electronics | Electric
F3 | Residential | All | Single Family - LI - Dual | New | Electronics | Electric
F4 | Residential | All | Single Family - LI - Dual | New | Electronics | Electric
F1 | Residential | All | Single Family - LI - Dual | New | Miscellaneous | Electric
F2 | Residential | All | Single Family - LI - Dual | New | Miscellaneous | Electric
F3 | Residential | All | Single Family - LI - Dual | New | Miscellaneous | Electric
F4 | Residential | All | Single Family - LI - Dual | New | Miscellaneous | Electric
F1 | Residential | All | Single Family - LI - Dual | New | Generation | Electric
F2 | Residential | All | Single Family - LI - Dual | New | Generation | Electric
F3 | Residential | All | Single Family - LI - Dual | New | Generation | Electric
F4 | Residential | All | Single Family - LI - Dual | New | Generation | Electric
F1 | Residential | All | Single Family - LI - Dual | New | Space Heating | Natural Gas
F2 | Residential | All | Single Family - LI - Dual | New | Space Heating | Natural Gas
F3 | Residential | All | Single Family - LI - Dual | New | Space Heating | Natural Gas
F4 | Residential | All | Single Family - LI - Dual | New | Space Heating | Natural Gas
F1 | Residential | All | Single Family - LI - Dual | New | Water Heating | Natural Gas
F2 | Residential | All | Single Family - LI - Dual | New | Water Heating | Natural Gas
F3 | Residential | All | Single Family - LI - Dual | New | Water Heating | Natural Gas
F4 | Residential | All | Single Family - LI - Dual | New | Water Heating | Natural Gas
F1 | Residential | All | Single Family - LI - Dual | New | Appliances | Natural Gas
F2 | Residential | All | Single Family - LI - Dual | New | Appliances | Natural Gas
F3 | Residential | All | Single Family - LI - Dual | New | Appliances | Natural Gas
F4 | Residential | All | Single Family - LI - Dual | New | Appliances | Natural Gas
F1 | Residential | All | Single Family - LI - Dual | New | Miscellaneous | Natural Gas
F2 | Residential | All | Single Family - LI - Dual | New | Miscellaneous | Natural Gas
F3 | Residential | All | Single Family - LI - Dual | New | Miscellaneous | Natural Gas
F4 | Residential | All | Single Family - LI - Dual | New | Miscellaneous | Natural Gas
F1 | Residential | Market | Single Family - LI - Dual | New | Cooling | Electric
F2 | Residential | Market | Single Family - LI - Dual | New | Cooling | Electric
F3 | Residential | Market | Single Family - LI - Dual | New | Cooling | Electric
F4 | Residential | Market | Single Family - LI - Dual | New | Cooling | Electric
F1 | Residential | Market | Single Family - LI - Dual | New | Space Heating | Electric
F2 | Residential | Market | Single Family - LI - Dual | New | Space Heating | Electric
F3 | Residential | Market | Single Family - LI - Dual | New | Space Heating | Electric
F4 | Residential | Market | Single Family - LI - Dual | New | Space Heating | Electric
F1 | Residential | Market | Single Family - LI - Dual | New | Water Heating | Electric
F2 | Residential | Market | Single Family - LI - Dual | New | Water Heating | Electric
F3 | Residential | Market | Single Family - LI - Dual | New | Water Heating | Electric
F4 | Residential | Market | Single Family - LI - Dual | New | Water Heating | Electric
F1 | Residential | Market | Single Family - LI - Dual | New | Interior Lighting | Electric
F2 | Residential | Market | Single Family - LI - Dual | New | Interior Lighting | Electric
F3 | Residential | Market | Single Family - LI - Dual | New | Interior Lighting | Electric
F4 | Residential | Market | Single Family - LI - Dual | New | Interior Lighting | Electric
F1 | Residential | Market | Single Family - LI - Dual | New | Exterior Lighting | Electric
F2 | Residential | Market | Single Family - LI - Dual | New | Exterior Lighting | Electric
F3 | Residential | Market | Single Family - LI - Dual | New | Exterior Lighting | Electric
F4 | Residential | Market | Single Family - LI - Dual | New | Exterior Lighting | Electric
F1 | Residential | Market | Single Family - LI - Dual | New | Appliances | Electric
F2 | Residential | Market | Single Family - LI - Dual | New | Appliances | Electric
F3 | Residential | Market | Single Family - LI - Dual | New | Appliances | Electric
F4 | Residential | Market | Single Family - LI - Dual | New | Appliances | Electric
F1 | Residential | Market | Single Family - LI - Dual | New | Electronics | Electric
F2 | Residential | Market | Single Family - LI - Dual | New | Electronics | Electric
F3 | Residential | Market | Single Family - LI - Dual | New | Electronics | Electric
F4 | Residential | Market | Single Family - LI - Dual | New | Electronics | Electric
F1 | Residential | Market | Single Family - LI - Dual | New | Miscellaneous | Electric
F2 | Residential | Market | Single Family - LI - Dual | New | Miscellaneous | Electric
F3 | Residential | Market | Single Family - LI - Dual | New | Miscellaneous | Electric
F4 | Residential | Market | Single Family - LI - Dual | New | Miscellaneous | Electric
F1 | Residential | Market | Single Family - LI - Dual | New | Generation | Electric
F2 | Residential | Market | Single Family - LI - Dual | New | Generation | Electric
F3 | Residential | Market | Single Family - LI - Dual | New | Generation | Electric
F4 | Residential | Market | Single Family - LI - Dual | New | Generation | Electric
F1 | Residential | Market | Single Family - LI - Dual | New | Space Heating | Natural Gas
F2 | Residential | Market | Single Family - LI - Dual | New | Space Heating | Natural Gas
F3 | Residential | Market | Single Family - LI - Dual | New | Space Heating | Natural Gas
F4 | Residential | Market | Single Family - LI - Dual | New | Space Heating | Natural Gas
F1 | Residential | Market | Single Family - LI - Dual | New | Water Heating | Natural Gas
F2 | Residential | Market | Single Family - LI - Dual | New | Water Heating | Natural Gas
F3 | Residential | Market | Single Family - LI - Dual | New | Water Heating | Natural Gas
F4 | Residential | Market | Single Family - LI - Dual | New | Water Heating | Natural Gas
F1 | Residential | Market | Single Family - LI - Dual | New | Appliances | Natural Gas
F2 | Residential | Market | Single Family - LI - Dual | New | Appliances | Natural Gas
F3 | Residential | Market | Single Family - LI - Dual | New | Appliances | Natural Gas
F4 | Residential | Market | Single Family - LI - Dual | New | Appliances | Natural Gas
F1 | Residential | Market | Single Family - LI - Dual | New | Miscellaneous | Natural Gas
F2 | Residential | Market | Single Family - LI - Dual | New | Miscellaneous | Natural Gas
F3 | Residential | Market | Single Family - LI - Dual | New | Miscellaneous | Natural Gas
F4 | Residential | Market | Single Family - LI - Dual | New | Miscellaneous | Natural Gas
F1 | Residential | Central System | Single Family - LI - Dual | New | Cooling | Electric
F2 | Residential | Central System | Single Family - LI - Dual | New | Cooling | Electric
F3 | Residential | Central System | Single Family - LI - Dual | New | Cooling | Electric
F4 | Residential | Central System | Single Family - LI - Dual | New | Cooling | Electric
F1 | Residential | Central System | Single Family - LI - Dual | New | Space Heating | Electric
F2 | Residential | Central System | Single Family - LI - Dual | New | Space Heating | Electric
F3 | Residential | Central System | Single Family - LI - Dual | New | Space Heating | Electric
F4 | Residential | Central System | Single Family - LI - Dual | New | Space Heating | Electric
F1 | Residential | Central System | Single Family - LI - Dual | New | Space Heating | Natural Gas
F2 | Residential | Central System | Single Family - LI - Dual | New | Space Heating | Natural Gas
F3 | Residential | Central System | Single Family - LI - Dual | New | Space Heating | Natural Gas
F4 | Residential | Central System | Single Family - LI - Dual | New | Space Heating | Natural Gas
F1 | Residential | Resistance | Single Family - LI - Dual | New | Cooling | Electric
F2 | Residential | Resistance | Single Family - LI - Dual | New | Cooling | Electric
F3 | Residential | Resistance | Single Family - LI - Dual | New | Cooling | Electric
F4 | Residential | Resistance | Single Family - LI - Dual | New | Cooling | Electric
F1 | Residential | Resistance | Single Family - LI - Dual | New | Space Heating | Electric
F2 | Residential | Resistance | Single Family - LI - Dual | New | Space Heating | Electric
F3 | Residential | Resistance | Single Family - LI - Dual | New | Space Heating | Electric
F4 | Residential | Resistance | Single Family - LI - Dual | New | Space Heating | Electric
F1 | Residential | Heat Pump | Single Family - LI - Dual | New | Cooling | Electric
F2 | Residential | Heat Pump | Single Family - LI - Dual | New | Cooling | Electric
F3 | Residential | Heat Pump | Single Family - LI - Dual | New | Cooling | Electric
F4 | Residential | Heat Pump | Single Family - LI - Dual | New | Cooling | Electric
F1 | Residential | Heat Pump | Single Family - LI - Dual | New | Space Heating | Electric
F2 | Residential | Heat Pump | Single Family - LI - Dual | New | Space Heating | Electric
F3 | Residential | Heat Pump | Single Family - LI - Dual | New | Space Heating | Electric
F4 | Residential | Heat Pump | Single Family - LI - Dual | New | Space Heating | Electric
F1 | Residential | All | Multifamily - Dual | Existing | Cooling | Electric
F2 | Residential | All | Multifamily - Dual | Existing | Cooling | Electric
F3 | Residential | All | Multifamily - Dual | Existing | Cooling | Electric
F4 | Residential | All | Multifamily - Dual | Existing | Cooling | Electric
F1 | Residential | All | Multifamily - Dual | Existing | Space Heating | Electric
F2 | Residential | All | Multifamily - Dual | Existing | Space Heating | Electric
F3 | Residential | All | Multifamily - Dual | Existing | Space Heating | Electric
F4 | Residential | All | Multifamily - Dual | Existing | Space Heating | Electric
F1 | Residential | All | Multifamily - Dual | Existing | Water Heating | Electric
F2 | Residential | All | Multifamily - Dual | Existing | Water Heating | Electric
F3 | Residential | All | Multifamily - Dual | Existing | Water Heating | Electric
F4 | Residential | All | Multifamily - Dual | Existing | Water Heating | Electric
F1 | Residential | All | Multifamily - Dual | Existing | Interior Lighting | Electric
F2 | Residential | All | Multifamily - Dual | Existing | Interior Lighting | Electric
F3 | Residential | All | Multifamily - Dual | Existing | Interior Lighting | Electric
F4 | Residential | All | Multifamily - Dual | Existing | Interior Lighting | Electric
F1 | Residential | All | Multifamily - Dual | Existing | Exterior Lighting | Electric
F2 | Residential | All | Multifamily - Dual | Existing | Exterior Lighting | Electric
F3 | Residential | All | Multifamily - Dual | Existing | Exterior Lighting | Electric
F4 | Residential | All | Multifamily - Dual | Existing | Exterior Lighting | Electric
F1 | Residential | All | Multifamily - Dual | Existing | Appliances | Electric
F2 | Residential | All | Multifamily - Dual | Existing | Appliances | Electric
F3 | Residential | All | Multifamily - Dual | Existing | Appliances | Electric
F4 | Residential | All | Multifamily - Dual | Existing | Appliances | Electric
F1 | Residential | All | Multifamily - Dual | Existing | Electronics | Electric
F2 | Residential | All | Multifamily - Dual | Existing | Electronics | Electric
F3 | Residential | All | Multifamily - Dual | Existing | Electronics | Electric
F4 | Residential | All | Multifamily - Dual | Existing | Electronics | Electric
F1 | Residential | All | Multifamily - Dual | Existing | Miscellaneous | Electric
F2 | Residential | All | Multifamily - Dual | Existing | Miscellaneous | Electric
F3 | Residential | All | Multifamily - Dual | Existing | Miscellaneous | Electric
F4 | Residential | All | Multifamily - Dual | Existing | Miscellaneous | Electric
F1 | Residential | All | Multifamily - Dual | Existing | Generation | Electric
F2 | Residential | All | Multifamily - Dual | Existing | Generation | Electric
F3 | Residential | All | Multifamily - Dual | Existing | Generation | Electric
F4 | Residential | All | Multifamily - Dual | Existing | Generation | Electric
F1 | Residential | All | Multifamily - Dual | Existing | Space Heating | Natural Gas
F2 | Residential | All | Multifamily - Dual | Existing | Space Heating | Natural Gas
F3 | Residential | All | Multifamily - Dual | Existing | Space Heating | Natural Gas
F4 | Residential | All | Multifamily - Dual | Existing | Space Heating | Natural Gas
F1 | Residential | All | Multifamily - Dual | Existing | Water Heating | Natural Gas
F2 | Residential | All | Multifamily - Dual | Existing | Water Heating | Natural Gas
F3 | Residential | All | Multifamily - Dual | Existing | Water Heating | Natural Gas
F4 | Residential | All | Multifamily - Dual | Existing | Water Heating | Natural Gas
F1 | Residential | All | Multifamily - Dual | Existing | Appliances | Natural Gas
F2 | Residential | All | Multifamily - Dual | Existing | Appliances | Natural Gas
F3 | Residential | All | Multifamily - Dual | Existing | Appliances | Natural Gas
F4 | Residential | All | Multifamily - Dual | Existing | Appliances | Natural Gas
F1 | Residential | All | Multifamily - Dual | Existing | Miscellaneous | Natural Gas
F2 | Residential | All | Multifamily - Dual | Existing | Miscellaneous | Natural Gas
F3 | Residential | All | Multifamily - Dual | Existing | Miscellaneous | Natural Gas
F4 | Residential | All | Multifamily - Dual | Existing | Miscellaneous | Natural Gas
F1 | Residential | Market | Multifamily - Dual | Existing | Cooling | Electric
F2 | Residential | Market | Multifamily - Dual | Existing | Cooling | Electric
F3 | Residential | Market | Multifamily - Dual | Existing | Cooling | Electric
F4 | Residential | Market | Multifamily - Dual | Existing | Cooling | Electric
F1 | Residential | Market | Multifamily - Dual | Existing | Space Heating | Electric
F2 | Residential | Market | Multifamily - Dual | Existing | Space Heating | Electric
F3 | Residential | Market | Multifamily - Dual | Existing | Space Heating | Electric
F4 | Residential | Market | Multifamily - Dual | Existing | Space Heating | Electric
F1 | Residential | Market | Multifamily - Dual | Existing | Water Heating | Electric
F2 | Residential | Market | Multifamily - Dual | Existing | Water Heating | Electric
F3 | Residential | Market | Multifamily - Dual | Existing | Water Heating | Electric
F4 | Residential | Market | Multifamily - Dual | Existing | Water Heating | Electric
F1 | Residential | Market | Multifamily - Dual | Existing | Interior Lighting | Electric
F2 | Residential | Market | Multifamily - Dual | Existing | Interior Lighting | Electric
F3 | Residential | Market | Multifamily - Dual | Existing | Interior Lighting | Electric
F4 | Residential | Market | Multifamily - Dual | Existing | Interior Lighting | Electric
F1 | Residential | Market | Multifamily - Dual | Existing | Exterior Lighting | Electric
F2 | Residential | Market | Multifamily - Dual | Existing | Exterior Lighting | Electric
F3 | Residential | Market | Multifamily - Dual | Existing | Exterior Lighting | Electric
F4 | Residential | Market | Multifamily - Dual | Existing | Exterior Lighting | Electric
F1 | Residential | Market | Multifamily - Dual | Existing | Appliances | Electric
F2 | Residential | Market | Multifamily - Dual | Existing | Appliances | Electric
F3 | Residential | Market | Multifamily - Dual | Existing | Appliances | Electric
F4 | Residential | Market | Multifamily - Dual | Existing | Appliances | Electric
F1 | Residential | Market | Multifamily - Dual | Existing | Electronics | Electric
F2 | Residential | Market | Multifamily - Dual | Existing | Electronics | Electric
F3 | Residential | Market | Multifamily - Dual | Existing | Electronics | Electric
F4 | Residential | Market | Multifamily - Dual | Existing | Electronics | Electric
F1 | Residential | Market | Multifamily - Dual | Existing | Miscellaneous | Electric
F2 | Residential | Market | Multifamily - Dual | Existing | Miscellaneous | Electric
F3 | Residential | Market | Multifamily - Dual | Existing | Miscellaneous | Electric
F4 | Residential | Market | Multifamily - Dual | Existing | Miscellaneous | Electric
F1 | Residential | Market | Multifamily - Dual | Existing | Generation | Electric
F2 | Residential | Market | Multifamily - Dual | Existing | Generation | Electric
F3 | Residential | Market | Multifamily - Dual | Existing | Generation | Electric
F4 | Residential | Market | Multifamily - Dual | Existing | Generation | Electric
F1 | Residential | Market | Multifamily - Dual | Existing | Space Heating | Natural Gas
F2 | Residential | Market | Multifamily - Dual | Existing | Space Heating | Natural Gas
F3 | Residential | Market | Multifamily - Dual | Existing | Space Heating | Natural Gas
F4 | Residential | Market | Multifamily - Dual | Existing | Space Heating | Natural Gas
F1 | Residential | Market | Multifamily - Dual | Existing | Water Heating | Natural Gas
F2 | Residential | Market | Multifamily - Dual | Existing | Water Heating | Natural Gas
F3 | Residential | Market | Multifamily - Dual | Existing | Water Heating | Natural Gas
F4 | Residential | Market | Multifamily - Dual | Existing | Water Heating | Natural Gas
F1 | Residential | Market | Multifamily - Dual | Existing | Appliances | Natural Gas
F2 | Residential | Market | Multifamily - Dual | Existing | Appliances | Natural Gas
F3 | Residential | Market | Multifamily - Dual | Existing | Appliances | Natural Gas
F4 | Residential | Market | Multifamily - Dual | Existing | Appliances | Natural Gas
F1 | Residential | Market | Multifamily - Dual | Existing | Miscellaneous | Natural Gas
F2 | Residential | Market | Multifamily - Dual | Existing | Miscellaneous | Natural Gas
F3 | Residential | Market | Multifamily - Dual | Existing | Miscellaneous | Natural Gas
F4 | Residential | Market | Multifamily - Dual | Existing | Miscellaneous | Natural Gas
F1 | Residential | Central System | Multifamily - Dual | Existing | Cooling | Electric
F2 | Residential | Central System | Multifamily - Dual | Existing | Cooling | Electric
F3 | Residential | Central System | Multifamily - Dual | Existing | Cooling | Electric
F4 | Residential | Central System | Multifamily - Dual | Existing | Cooling | Electric
F1 | Residential | Central System | Multifamily - Dual | Existing | Space Heating | Electric
F2 | Residential | Central System | Multifamily - Dual | Existing | Space Heating | Electric
F3 | Residential | Central System | Multifamily - Dual | Existing | Space Heating | Electric
F4 | Residential | Central System | Multifamily - Dual | Existing | Space Heating | Electric
F1 | Residential | Central System | Multifamily - Dual | Existing | Space Heating | Natural Gas
F2 | Residential | Central System | Multifamily - Dual | Existing | Space Heating | Natural Gas
F3 | Residential | Central System | Multifamily - Dual | Existing | Space Heating | Natural Gas
F4 | Residential | Central System | Multifamily - Dual | Existing | Space Heating | Natural Gas
F1 | Residential | Resistance | Multifamily - Dual | Existing | Cooling | Electric
F2 | Residential | Resistance | Multifamily - Dual | Existing | Cooling | Electric
F3 | Residential | Resistance | Multifamily - Dual | Existing | Cooling | Electric
F4 | Residential | Resistance | Multifamily - Dual | Existing | Cooling | Electric
F1 | Residential | Resistance | Multifamily - Dual | Existing | Space Heating | Electric
F2 | Residential | Resistance | Multifamily - Dual | Existing | Space Heating | Electric
F3 | Residential | Resistance | Multifamily - Dual | Existing | Space Heating | Electric
F4 | Residential | Resistance | Multifamily - Dual | Existing | Space Heating | Electric
F1 | Residential | Heat Pump | Multifamily - Dual | Existing | Cooling | Electric
F2 | Residential | Heat Pump | Multifamily - Dual | Existing | Cooling | Electric
F3 | Residential | Heat Pump | Multifamily - Dual | Existing | Cooling | Electric
F4 | Residential | Heat Pump | Multifamily - Dual | Existing | Cooling | Electric
F1 | Residential | Heat Pump | Multifamily - Dual | Existing | Space Heating | Electric
F2 | Residential | Heat Pump | Multifamily - Dual | Existing | Space Heating | Electric
F3 | Residential | Heat Pump | Multifamily - Dual | Existing | Space Heating | Electric
F4 | Residential | Heat Pump | Multifamily - Dual | Existing | Space Heating | Electric
F1 | Residential | All | Multifamily - Dual | New | Cooling | Electric
F2 | Residential | All | Multifamily - Dual | New | Cooling | Electric
F3 | Residential | All | Multifamily - Dual | New | Cooling | Electric
F4 | Residential | All | Multifamily - Dual | New | Cooling | Electric
F1 | Residential | All | Multifamily - Dual | New | Space Heating | Electric
F2 | Residential | All | Multifamily - Dual | New | Space Heating | Electric
F3 | Residential | All | Multifamily - Dual | New | Space Heating | Electric
F4 | Residential | All | Multifamily - Dual | New | Space Heating | Electric
F1 | Residential | All | Multifamily - Dual | New | Water Heating | Electric
F2 | Residential | All | Multifamily - Dual | New | Water Heating | Electric
F3 | Residential | All | Multifamily - Dual | New | Water Heating | Electric
F4 | Residential | All | Multifamily - Dual | New | Water Heating | Electric
F1 | Residential | All | Multifamily - Dual | New | Interior Lighting | Electric
F2 | Residential | All | Multifamily - Dual | New | Interior Lighting | Electric
F3 | Residential | All | Multifamily - Dual | New | Interior Lighting | Electric
F4 | Residential | All | Multifamily - Dual | New | Interior Lighting | Electric
F1 | Residential | All | Multifamily - Dual | New | Exterior Lighting | Electric
F2 | Residential | All | Multifamily - Dual | New | Exterior Lighting | Electric
F3 | Residential | All | Multifamily - Dual | New | Exterior Lighting | Electric
F4 | Residential | All | Multifamily - Dual | New | Exterior Lighting | Electric
F1 | Residential | All | Multifamily - Dual | New | Appliances | Electric
F2 | Residential | All | Multifamily - Dual | New | Appliances | Electric
F3 | Residential | All | Multifamily - Dual | New | Appliances | Electric
F4 | Residential | All | Multifamily - Dual | New | Appliances | Electric
F1 | Residential | All | Multifamily - Dual | New | Electronics | Electric
F2 | Residential | All | Multifamily - Dual | New | Electronics | Electric
F3 | Residential | All | Multifamily - Dual | New | Electronics | Electric
F4 | Residential | All | Multifamily - Dual | New | Electronics | Electric
F1 | Residential | All | Multifamily - Dual | New | Miscellaneous | Electric
F2 | Residential | All | Multifamily - Dual | New | Miscellaneous | Electric
F3 | Residential | All | Multifamily - Dual | New | Miscellaneous | Electric
F4 | Residential | All | Multifamily - Dual | New | Miscellaneous | Electric
F1 | Residential | All | Multifamily - Dual | New | Generation | Electric
F2 | Residential | All | Multifamily - Dual | New | Generation | Electric
F3 | Residential | All | Multifamily - Dual | New | Generation | Electric
F4 | Residential | All | Multifamily - Dual | New | Generation | Electric
F1 | Residential | All | Multifamily - Dual | New | Space Heating | Natural Gas
F2 | Residential | All | Multifamily - Dual | New | Space Heating | Natural Gas
F3 | Residential | All | Multifamily - Dual | New | Space Heating | Natural Gas
F4 | Residential | All | Multifamily - Dual | New | Space Heating | Natural Gas
F1 | Residential | All | Multifamily - Dual | New | Water Heating | Natural Gas
F2 | Residential | All | Multifamily - Dual | New | Water Heating | Natural Gas
F3 | Residential | All | Multifamily - Dual | New | Water Heating | Natural Gas
F4 | Residential | All | Multifamily - Dual | New | Water Heating | Natural Gas
F1 | Residential | All | Multifamily - Dual | New | Appliances | Natural Gas
F2 | Residential | All | Multifamily - Dual | New | Appliances | Natural Gas
F3 | Residential | All | Multifamily - Dual | New | Appliances | Natural Gas
F4 | Residential | All | Multifamily - Dual | New | Appliances | Natural Gas
F1 | Residential | All | Multifamily - Dual | New | Miscellaneous | Natural Gas
F2 | Residential | All | Multifamily - Dual | New | Miscellaneous | Natural Gas
F3 | Residential | All | Multifamily - Dual | New | Miscellaneous | Natural Gas
F4 | Residential | All | Multifamily - Dual | New | Miscellaneous | Natural Gas
F1 | Residential | Market | Multifamily - Dual | New | Cooling | Electric
F2 | Residential | Market | Multifamily - Dual | New | Cooling | Electric
F3 | Residential | Market | Multifamily - Dual | New | Cooling | Electric
F4 | Residential | Market | Multifamily - Dual | New | Cooling | Electric
F1 | Residential | Market | Multifamily - Dual | New | Space Heating | Electric
F2 | Residential | Market | Multifamily - Dual | New | Space Heating | Electric
F3 | Residential | Market | Multifamily - Dual | New | Space Heating | Electric
F4 | Residential | Market | Multifamily - Dual | New | Space Heating | Electric
F1 | Residential | Market | Multifamily - Dual | New | Water Heating | Electric
F2 | Residential | Market | Multifamily - Dual | New | Water Heating | Electric
F3 | Residential | Market | Multifamily - Dual | New | Water Heating | Electric
F4 | Residential | Market | Multifamily - Dual | New | Water Heating | Electric
F1 | Residential | Market | Multifamily - Dual | New | Interior Lighting | Electric
F2 | Residential | Market | Multifamily - Dual | New | Interior Lighting | Electric
F3 | Residential | Market | Multifamily - Dual | New | Interior Lighting | Electric
F4 | Residential | Market | Multifamily - Dual | New | Interior Lighting | Electric
F1 | Residential | Market | Multifamily - Dual | New | Exterior Lighting | Electric
F2 | Residential | Market | Multifamily - Dual | New | Exterior Lighting | Electric
F3 | Residential | Market | Multifamily - Dual | New | Exterior Lighting | Electric
F4 | Residential | Market | Multifamily - Dual | New | Exterior Lighting | Electric
F1 | Residential | Market | Multifamily - Dual | New | Appliances | Electric
F2 | Residential | Market | Multifamily - Dual | New | Appliances | Electric
F3 | Residential | Market | Multifamily - Dual | New | Appliances | Electric
F4 | Residential | Market | Multifamily - Dual | New | Appliances | Electric
F1 | Residential | Market | Multifamily - Dual | New | Electronics | Electric
F2 | Residential | Market | Multifamily - Dual | New | Electronics | Electric
F3 | Residential | Market | Multifamily - Dual | New | Electronics | Electric
F4 | Residential | Market | Multifamily - Dual | New | Electronics | Electric
F1 | Residential | Market | Multifamily - Dual | New | Miscellaneous | Electric
F2 | Residential | Market | Multifamily - Dual | New | Miscellaneous | Electric
F3 | Residential | Market | Multifamily - Dual | New | Miscellaneous | Electric
F4 | Residential | Market | Multifamily - Dual | New | Miscellaneous | Electric
F1 | Residential | Market | Multifamily - Dual | New | Generation | Electric
F2 | Residential | Market | Multifamily - Dual | New | Generation | Electric
F3 | Residential | Market | Multifamily - Dual | New | Generation | Electric
F4 | Residential | Market | Multifamily - Dual | New | Generation | Electric
F1 | Residential | Market | Multifamily - Dual | New | Space Heating | Natural Gas
F2 | Residential | Market | Multifamily - Dual | New | Space Heating | Natural Gas
F3 | Residential | Market | Multifamily - Dual | New | Space Heating | Natural Gas
F4 | Residential | Market | Multifamily - Dual | New | Space Heating | Natural Gas
F1 | Residential | Market | Multifamily - Dual | New | Water Heating | Natural Gas
F2 | Residential | Market | Multifamily - Dual | New | Water Heating | Natural Gas
F3 | Residential | Market | Multifamily - Dual | New | Water Heating | Natural Gas
F4 | Residential | Market | Multifamily - Dual | New | Water Heating | Natural Gas
F1 | Residential | Market | Multifamily - Dual | New | Appliances | Natural Gas
F2 | Residential | Market | Multifamily - Dual | New | Appliances | Natural Gas
F3 | Residential | Market | Multifamily - Dual | New | Appliances | Natural Gas
F4 | Residential | Market | Multifamily - Dual | New | Appliances | Natural Gas
F1 | Residential | Market | Multifamily - Dual | New | Miscellaneous | Natural Gas
F2 | Residential | Market | Multifamily - Dual | New | Miscellaneous | Natural Gas
F3 | Residential | Market | Multifamily - Dual | New | Miscellaneous | Natural Gas
F4 | Residential | Market | Multifamily - Dual | New | Miscellaneous | Natural Gas
F1 | Residential | Central System | Multifamily - Dual | New | Cooling | Electric
F2 | Residential | Central System | Multifamily - Dual | New | Cooling | Electric
F3 | Residential | Central System | Multifamily - Dual | New | Cooling | Electric
F4 | Residential | Central System | Multifamily - Dual | New | Cooling | Electric
F1 | Residential | Central System | Multifamily - Dual | New | Space Heating | Electric
F2 | Residential | Central System | Multifamily - Dual | New | Space Heating | Electric
F3 | Residential | Central System | Multifamily - Dual | New | Space Heating | Electric
F4 | Residential | Central System | Multifamily - Dual | New | Space Heating | Electric
F1 | Residential | Central System | Multifamily - Dual | New | Space Heating | Natural Gas
F2 | Residential | Central System | Multifamily - Dual | New | Space Heating | Natural Gas
F3 | Residential | Central System | Multifamily - Dual | New | Space Heating | Natural Gas
F4 | Residential | Central System | Multifamily - Dual | New | Space Heating | Natural Gas
F1 | Residential | Resistance | Multifamily - Dual | New | Cooling | Electric
F2 | Residential | Resistance | Multifamily - Dual | New | Cooling | Electric
F3 | Residential | Resistance | Multifamily - Dual | New | Cooling | Electric
F4 | Residential | Resistance | Multifamily - Dual | New | Cooling | Electric
F1 | Residential | Resistance | Multifamily - Dual | New | Space Heating | Electric
F2 | Residential | Resistance | Multifamily - Dual | New | Space Heating | Electric
F3 | Residential | Resistance | Multifamily - Dual | New | Space Heating | Electric
F4 | Residential | Resistance | Multifamily - Dual | New | Space Heating | Electric
F1 | Residential | Heat Pump | Multifamily - Dual | New | Cooling | Electric
F2 | Residential | Heat Pump | Multifamily - Dual | New | Cooling | Electric
F3 | Residential | Heat Pump | Multifamily - Dual | New | Cooling | Electric
F4 | Residential | Heat Pump | Multifamily - Dual | New | Cooling | Electric
F1 | Residential | Heat Pump | Multifamily - Dual | New | Space Heating | Electric
F2 | Residential | Heat Pump | Multifamily - Dual | New | Space Heating | Electric
F3 | Residential | Heat Pump | Multifamily - Dual | New | Space Heating | Electric
F4 | Residential | Heat Pump | Multifamily - Dual | New | Space Heating | Electric
F1 | Residential | All | Multifamily - LI - Dual | Existing | Cooling | Electric
F2 | Residential | All | Multifamily - LI - Dual | Existing | Cooling | Electric
F3 | Residential | All | Multifamily - LI - Dual | Existing | Cooling | Electric
F4 | Residential | All | Multifamily - LI - Dual | Existing | Cooling | Electric
F1 | Residential | All | Multifamily - LI - Dual | Existing | Space Heating | Electric
F2 | Residential | All | Multifamily - LI - Dual | Existing | Space Heating | Electric
F3 | Residential | All | Multifamily - LI - Dual | Existing | Space Heating | Electric
F4 | Residential | All | Multifamily - LI - Dual | Existing | Space Heating | Electric
F1 | Residential | All | Multifamily - LI - Dual | Existing | Water Heating | Electric
F2 | Residential | All | Multifamily - LI - Dual | Existing | Water Heating | Electric
F3 | Residential | All | Multifamily - LI - Dual | Existing | Water Heating | Electric
F4 | Residential | All | Multifamily - LI - Dual | Existing | Water Heating | Electric
F1 | Residential | All | Multifamily - LI - Dual | Existing | Interior Lighting | Electric
F2 | Residential | All | Multifamily - LI - Dual | Existing | Interior Lighting | Electric
F3 | Residential | All | Multifamily - LI - Dual | Existing | Interior Lighting | Electric
F4 | Residential | All | Multifamily - LI - Dual | Existing | Interior Lighting | Electric
F1 | Residential | All | Multifamily - LI - Dual | Existing | Exterior Lighting | Electric
F2 | Residential | All | Multifamily - LI - Dual | Existing | Exterior Lighting | Electric
F3 | Residential | All | Multifamily - LI - Dual | Existing | Exterior Lighting | Electric
F4 | Residential | All | Multifamily - LI - Dual | Existing | Exterior Lighting | Electric
F1 | Residential | All | Multifamily - LI - Dual | Existing | Appliances | Electric
F2 | Residential | All | Multifamily - LI - Dual | Existing | Appliances | Electric
F3 | Residential | All | Multifamily - LI - Dual | Existing | Appliances | Electric
F4 | Residential | All | Multifamily - LI - Dual | Existing | Appliances | Electric
F1 | Residential | All | Multifamily - LI - Dual | Existing | Electronics | Electric
F2 | Residential | All | Multifamily - LI - Dual | Existing | Electronics | Electric
F3 | Residential | All | Multifamily - LI - Dual | Existing | Electronics | Electric
F4 | Residential | All | Multifamily - LI - Dual | Existing | Electronics | Electric
F1 | Residential | All | Multifamily - LI - Dual | Existing | Miscellaneous | Electric
F2 | Residential | All | Multifamily - LI - Dual | Existing | Miscellaneous | Electric
F3 | Residential | All | Multifamily - LI - Dual | Existing | Miscellaneous | Electric
F4 | Residential | All | Multifamily - LI - Dual | Existing | Miscellaneous | Electric
F1 | Residential | All | Multifamily - LI - Dual | Existing | Generation | Electric
F2 | Residential | All | Multifamily - LI - Dual | Existing | Generation | Electric
F3 | Residential | All | Multifamily - LI - Dual | Existing | Generation | Electric
F4 | Residential | All | Multifamily - LI - Dual | Existing | Generation | Electric
F1 | Residential | All | Multifamily - LI - Dual | Existing | Space Heating | Natural Gas
F2 | Residential | All | Multifamily - LI - Dual | Existing | Space Heating | Natural Gas
F3 | Residential | All | Multifamily - LI - Dual | Existing | Space Heating | Natural Gas
F4 | Residential | All | Multifamily - LI - Dual | Existing | Space Heating | Natural Gas
F1 | Residential | All | Multifamily - LI - Dual | Existing | Water Heating | Natural Gas
F2 | Residential | All | Multifamily - LI - Dual | Existing | Water Heating | Natural Gas
F3 | Residential | All | Multifamily - LI - Dual | Existing | Water Heating | Natural Gas
F4 | Residential | All | Multifamily - LI - Dual | Existing | Water Heating | Natural Gas
F1 | Residential | All | Multifamily - LI - Dual | Existing | Appliances | Natural Gas
F2 | Residential | All | Multifamily - LI - Dual | Existing | Appliances | Natural Gas
F3 | Residential | All | Multifamily - LI - Dual | Existing | Appliances | Natural Gas
F4 | Residential | All | Multifamily - LI - Dual | Existing | Appliances | Natural Gas
F1 | Residential | All | Multifamily - LI - Dual | Existing | Miscellaneous | Natural Gas
F2 | Residential | All | Multifamily - LI - Dual | Existing | Miscellaneous | Natural Gas
F3 | Residential | All | Multifamily - LI - Dual | Existing | Miscellaneous | Natural Gas
F4 | Residential | All | Multifamily - LI - Dual | Existing | Miscellaneous | Natural Gas
F1 | Residential | Market | Multifamily - LI - Dual | Existing | Cooling | Electric
F2 | Residential | Market | Multifamily - LI - Dual | Existing | Cooling | Electric
F3 | Residential | Market | Multifamily - LI - Dual | Existing | Cooling | Electric
F4 | Residential | Market | Multifamily - LI - Dual | Existing | Cooling | Electric
F1 | Residential | Market | Multifamily - LI - Dual | Existing | Space Heating | Electric
F2 | Residential | Market | Multifamily - LI - Dual | Existing | Space Heating | Electric
F3 | Residential | Market | Multifamily - LI - Dual | Existing | Space Heating | Electric
F4 | Residential | Market | Multifamily - LI - Dual | Existing | Space Heating | Electric
F1 | Residential | Market | Multifamily - LI - Dual | Existing | Water Heating | Electric
F2 | Residential | Market | Multifamily - LI - Dual | Existing | Water Heating | Electric
F3 | Residential | Market | Multifamily - LI - Dual | Existing | Water Heating | Electric
F4 | Residential | Market | Multifamily - LI - Dual | Existing | Water Heating | Electric
F1 | Residential | Market | Multifamily - LI - Dual | Existing | Interior Lighting | Electric
F2 | Residential | Market | Multifamily - LI - Dual | Existing | Interior Lighting | Electric
F3 | Residential | Market | Multifamily - LI - Dual | Existing | Interior Lighting | Electric
F4 | Residential | Market | Multifamily - LI - Dual | Existing | Interior Lighting | Electric
F1 | Residential | Market | Multifamily - LI - Dual | Existing | Exterior Lighting | Electric
F2 | Residential | Market | Multifamily - LI - Dual | Existing | Exterior Lighting | Electric
F3 | Residential | Market | Multifamily - LI - Dual | Existing | Exterior Lighting | Electric
F4 | Residential | Market | Multifamily - LI - Dual | Existing | Exterior Lighting | Electric
F1 | Residential | Market | Multifamily - LI - Dual | Existing | Appliances | Electric
F2 | Residential | Market | Multifamily - LI - Dual | Existing | Appliances | Electric
F3 | Residential | Market | Multifamily - LI - Dual | Existing | Appliances | Electric
F4 | Residential | Market | Multifamily - LI - Dual | Existing | Appliances | Electric
F1 | Residential | Market | Multifamily - LI - Dual | Existing | Electronics | Electric
F2 | Residential | Market | Multifamily - LI - Dual | Existing | Electronics | Electric
F3 | Residential | Market | Multifamily - LI - Dual | Existing | Electronics | Electric
F4 | Residential | Market | Multifamily - LI - Dual | Existing | Electronics | Electric
F1 | Residential | Market | Multifamily - LI - Dual | Existing | Miscellaneous | Electric
F2 | Residential | Market | Multifamily - LI - Dual | Existing | Miscellaneous | Electric
F3 | Residential | Market | Multifamily - LI - Dual | Existing | Miscellaneous | Electric
F4 | Residential | Market | Multifamily - LI - Dual | Existing | Miscellaneous | Electric
F1 | Residential | Market | Multifamily - LI - Dual | Existing | Generation | Electric
F2 | Residential | Market | Multifamily - LI - Dual | Existing | Generation | Electric
F3 | Residential | Market | Multifamily - LI - Dual | Existing | Generation | Electric
F4 | Residential | Market | Multifamily - LI - Dual | Existing | Generation | Electric
F1 | Residential | Market | Multifamily - LI - Dual | Existing | Space Heating | Natural Gas
F2 | Residential | Market | Multifamily - LI - Dual | Existing | Space Heating | Natural Gas
F3 | Residential | Market | Multifamily - LI - Dual | Existing | Space Heating | Natural Gas
F4 | Residential | Market | Multifamily - LI - Dual | Existing | Space Heating | Natural Gas
F1 | Residential | Market | Multifamily - LI - Dual | Existing | Water Heating | Natural Gas
F2 | Residential | Market | Multifamily - LI - Dual | Existing | Water Heating | Natural Gas
F3 | Residential | Market | Multifamily - LI - Dual | Existing | Water Heating | Natural Gas
F4 | Residential | Market | Multifamily - LI - Dual | Existing | Water Heating | Natural Gas
F1 | Residential | Market | Multifamily - LI - Dual | Existing | Appliances | Natural Gas
F2 | Residential | Market | Multifamily - LI - Dual | Existing | Appliances | Natural Gas
F3 | Residential | Market | Multifamily - LI - Dual | Existing | Appliances | Natural Gas
F4 | Residential | Market | Multifamily - LI - Dual | Existing | Appliances | Natural Gas
F1 | Residential | Market | Multifamily - LI - Dual | Existing | Miscellaneous | Natural Gas
F2 | Residential | Market | Multifamily - LI - Dual | Existing | Miscellaneous | Natural Gas
F3 | Residential | Market | Multifamily - LI - Dual | Existing | Miscellaneous | Natural Gas
F4 | Residential | Market | Multifamily - LI - Dual | Existing | Miscellaneous | Natural Gas
F1 | Residential | Central System | Multifamily - LI - Dual | Existing | Cooling | Electric
F2 | Residential | Central System | Multifamily - LI - Dual | Existing | Cooling | Electric
F3 | Residential | Central System | Multifamily - LI - Dual | Existing | Cooling | Electric
F4 | Residential | Central System | Multifamily - LI - Dual | Existing | Cooling | Electric
F1 | Residential | Central System | Multifamily - LI - Dual | Existing | Space Heating | Electric
F2 | Residential | Central System | Multifamily - LI - Dual | Existing | Space Heating | Electric
F3 | Residential | Central System | Multifamily - LI - Dual | Existing | Space Heating | Electric
F4 | Residential | Central System | Multifamily - LI - Dual | Existing | Space Heating | Electric
F1 | Residential | Central System | Multifamily - LI - Dual | Existing | Space Heating | Natural Gas
F2 | Residential | Central System | Multifamily - LI - Dual | Existing | Space Heating | Natural Gas
F3 | Residential | Central System | Multifamily - LI - Dual | Existing | Space Heating | Natural Gas
F4 | Residential | Central System | Multifamily - LI - Dual | Existing | Space Heating | Natural Gas
F1 | Residential | Resistance | Multifamily - LI - Dual | Existing | Cooling | Electric
F2 | Residential | Resistance | Multifamily - LI - Dual | Existing | Cooling | Electric
F3 | Residential | Resistance | Multifamily - LI - Dual | Existing | Cooling | Electric
F4 | Residential | Resistance | Multifamily - LI - Dual | Existing | Cooling | Electric
F1 | Residential | Resistance | Multifamily - LI - Dual | Existing | Space Heating | Electric
F2 | Residential | Resistance | Multifamily - LI - Dual | Existing | Space Heating | Electric
F3 | Residential | Resistance | Multifamily - LI - Dual | Existing | Space Heating | Electric
F4 | Residential | Resistance | Multifamily - LI - Dual | Existing | Space Heating | Electric
F1 | Residential | Heat Pump | Multifamily - LI - Dual | Existing | Cooling | Electric
F2 | Residential | Heat Pump | Multifamily - LI - Dual | Existing | Cooling | Electric
F3 | Residential | Heat Pump | Multifamily - LI - Dual | Existing | Cooling | Electric
F4 | Residential | Heat Pump | Multifamily - LI - Dual | Existing | Cooling | Electric
F1 | Residential | Heat Pump | Multifamily - LI - Dual | Existing | Space Heating | Electric
F2 | Residential | Heat Pump | Multifamily - LI - Dual | Existing | Space Heating | Electric
F3 | Residential | Heat Pump | Multifamily - LI - Dual | Existing | Space Heating | Electric
F4 | Residential | Heat Pump | Multifamily - LI - Dual | Existing | Space Heating | Electric
F1 | Residential | All | Multifamily - LI - Dual | New | Cooling | Electric
F2 | Residential | All | Multifamily - LI - Dual | New | Cooling | Electric
F3 | Residential | All | Multifamily - LI - Dual | New | Cooling | Electric
F4 | Residential | All | Multifamily - LI - Dual | New | Cooling | Electric
F1 | Residential | All | Multifamily - LI - Dual | New | Space Heating | Electric
F2 | Residential | All | Multifamily - LI - Dual | New | Space Heating | Electric
F3 | Residential | All | Multifamily - LI - Dual | New | Space Heating | Electric
F4 | Residential | All | Multifamily - LI - Dual | New | Space Heating | Electric
F1 | Residential | All | Multifamily - LI - Dual | New | Water Heating | Electric
F2 | Residential | All | Multifamily - LI - Dual | New | Water Heating | Electric
F3 | Residential | All | Multifamily - LI - Dual | New | Water Heating | Electric
F4 | Residential | All | Multifamily - LI - Dual | New | Water Heating | Electric
F1 | Residential | All | Multifamily - LI - Dual | New | Interior Lighting | Electric
F2 | Residential | All | Multifamily - LI - Dual | New | Interior Lighting | Electric
F3 | Residential | All | Multifamily - LI - Dual | New | Interior Lighting | Electric
F4 | Residential | All | Multifamily - LI - Dual | New | Interior Lighting | Electric
F1 | Residential | All | Multifamily - LI - Dual | New | Exterior Lighting | Electric
F2 | Residential | All | Multifamily - LI - Dual | New | Exterior Lighting | Electric
F3 | Residential | All | Multifamily - LI - Dual | New | Exterior Lighting | Electric
F4 | Residential | All | Multifamily - LI - Dual | New | Exterior Lighting | Electric
F1 | Residential | All | Multifamily - LI - Dual | New | Appliances | Electric
F2 | Residential | All | Multifamily - LI - Dual | New | Appliances | Electric
F3 | Residential | All | Multifamily - LI - Dual | New | Appliances | Electric
F4 | Residential | All | Multifamily - LI - Dual | New | Appliances | Electric
F1 | Residential | All | Multifamily - LI - Dual | New | Electronics | Electric
F2 | Residential | All | Multifamily - LI - Dual | New | Electronics | Electric
F3 | Residential | All | Multifamily - LI - Dual | New | Electronics | Electric
F4 | Residential | All | Multifamily - LI - Dual | New | Electronics | Electric
F1 | Residential | All | Multifamily - LI - Dual | New | Miscellaneous | Electric
F2 | Residential | All | Multifamily - LI - Dual | New | Miscellaneous | Electric
F3 | Residential | All | Multifamily - LI - Dual | New | Miscellaneous | Electric
F4 | Residential | All | Multifamily - LI - Dual | New | Miscellaneous | Electric
F1 | Residential | All | Multifamily - LI - Dual | New | Generation | Electric
F2 | Residential | All | Multifamily - LI - Dual | New | Generation | Electric
F3 | Residential | All | Multifamily - LI - Dual | New | Generation | Electric
F4 | Residential | All | Multifamily - LI - Dual | New | Generation | Electric
F1 | Residential | All | Multifamily - LI - Dual | New | Space Heating | Natural Gas
F2 | Residential | All | Multifamily - LI - Dual | New | Space Heating | Natural Gas
F3 | Residential | All | Multifamily - LI - Dual | New | Space Heating | Natural Gas
F4 | Residential | All | Multifamily - LI - Dual | New | Space Heating | Natural Gas
F1 | Residential | All | Multifamily - LI - Dual | New | Water Heating | Natural Gas
F2 | Residential | All | Multifamily - LI - Dual | New | Water Heating | Natural Gas
F3 | Residential | All | Multifamily - LI - Dual | New | Water Heating | Natural Gas
F4 | Residential | All | Multifamily - LI - Dual | New | Water Heating | Natural Gas
F1 | Residential | All | Multifamily - LI - Dual | New | Appliances | Natural Gas
F2 | Residential | All | Multifamily - LI - Dual | New | Appliances | Natural Gas
F3 | Residential | All | Multifamily - LI - Dual | New | Appliances | Natural Gas
F4 | Residential | All | Multifamily - LI - Dual | New | Appliances | Natural Gas
F1 | Residential | All | Multifamily - LI - Dual | New | Miscellaneous | Natural Gas
F2 | Residential | All | Multifamily - LI - Dual | New | Miscellaneous | Natural Gas
F3 | Residential | All | Multifamily - LI - Dual | New | Miscellaneous | Natural Gas
F4 | Residential | All | Multifamily - LI - Dual | New | Miscellaneous | Natural Gas
F1 | Residential | Market | Multifamily - LI - Dual | New | Cooling | Electric
F2 | Residential | Market | Multifamily - LI - Dual | New | Cooling | Electric
F3 | Residential | Market | Multifamily - LI - Dual | New | Cooling | Electric
F4 | Residential | Market | Multifamily - LI - Dual | New | Cooling | Electric
F1 | Residential | Market | Multifamily - LI - Dual | New | Space Heating | Electric
F2 | Residential | Market | Multifamily - LI - Dual | New | Space Heating | Electric
F3 | Residential | Market | Multifamily - LI - Dual | New | Space Heating | Electric
F4 | Residential | Market | Multifamily - LI - Dual | New | Space Heating | Electric
F1 | Residential | Market | Multifamily - LI - Dual | New | Water Heating | Electric
F2 | Residential | Market | Multifamily - LI - Dual | New | Water Heating | Electric
F3 | Residential | Market | Multifamily - LI - Dual | New | Water Heating | Electric
F4 | Residential | Market | Multifamily - LI - Dual | New | Water Heating | Electric
F1 | Residential | Market | Multifamily - LI - Dual | New | Interior Lighting | Electric
F2 | Residential | Market | Multifamily - LI - Dual | New | Interior Lighting | Electric
F3 | Residential | Market | Multifamily - LI - Dual | New | Interior Lighting | Electric
F4 | Residential | Market | Multifamily - LI - Dual | New | Interior Lighting | Electric
F1 | Residential | Market | Multifamily - LI - Dual | New | Exterior Lighting | Electric
F2 | Residential | Market | Multifamily - LI - Dual | New | Exterior Lighting | Electric
F3 | Residential | Market | Multifamily - LI - Dual | New | Exterior Lighting | Electric
F4 | Residential | Market | Multifamily - LI - Dual | New | Exterior Lighting | Electric
F1 | Residential | Market | Multifamily - LI - Dual | New | Appliances | Electric
F2 | Residential | Market | Multifamily - LI - Dual | New | Appliances | Electric
F3 | Residential | Market | Multifamily - LI - Dual | New | Appliances | Electric
F4 | Residential | Market | Multifamily - LI - Dual | New | Appliances | Electric
F1 | Residential | Market | Multifamily - LI - Dual | New | Electronics | Electric
F2 | Residential | Market | Multifamily - LI - Dual | New | Electronics | Electric
F3 | Residential | Market | Multifamily - LI - Dual | New | Electronics | Electric
F4 | Residential | Market | Multifamily - LI - Dual | New | Electronics | Electric
F1 | Residential | Market | Multifamily - LI - Dual | New | Miscellaneous | Electric
F2 | Residential | Market | Multifamily - LI - Dual | New | Miscellaneous | Electric
F3 | Residential | Market | Multifamily - LI - Dual | New | Miscellaneous | Electric
F4 | Residential | Market | Multifamily - LI - Dual | New | Miscellaneous | Electric
F1 | Residential | Market | Multifamily - LI - Dual | New | Generation | Electric
F2 | Residential | Market | Multifamily - LI - Dual | New | Generation | Electric
F3 | Residential | Market | Multifamily - LI - Dual | New | Generation | Electric
F4 | Residential | Market | Multifamily - LI - Dual | New | Generation | Electric
F1 | Residential | Market | Multifamily - LI - Dual | New | Space Heating | Natural Gas
F2 | Residential | Market | Multifamily - LI - Dual | New | Space Heating | Natural Gas
F3 | Residential | Market | Multifamily - LI - Dual | New | Space Heating | Natural Gas
F4 | Residential | Market | Multifamily - LI - Dual | New | Space Heating | Natural Gas
F1 | Residential | Market | Multifamily - LI - Dual | New | Water Heating | Natural Gas
F2 | Residential | Market | Multifamily - LI - Dual | New | Water Heating | Natural Gas
F3 | Residential | Market | Multifamily - LI - Dual | New | Water Heating | Natural Gas
F4 | Residential | Market | Multifamily - LI - Dual | New | Water Heating | Natural Gas
F1 | Residential | Market | Multifamily - LI - Dual | New | Appliances | Natural Gas
F2 | Residential | Market | Multifamily - LI - Dual | New | Appliances | Natural Gas
F3 | Residential | Market | Multifamily - LI - Dual | New | Appliances | Natural Gas
F4 | Residential | Market | Multifamily - LI - Dual | New | Appliances | Natural Gas
F1 | Residential | Market | Multifamily - LI - Dual | New | Miscellaneous | Natural Gas
F2 | Residential | Market | Multifamily - LI - Dual | New | Miscellaneous | Natural Gas
F3 | Residential | Market | Multifamily - LI - Dual | New | Miscellaneous | Natural Gas
F4 | Residential | Market | Multifamily - LI - Dual | New | Miscellaneous | Natural Gas
F1 | Residential | Central System | Multifamily - LI - Dual | New | Cooling | Electric
F2 | Residential | Central System | Multifamily - LI - Dual | New | Cooling | Electric
F3 | Residential | Central System | Multifamily - LI - Dual | New | Cooling | Electric
F4 | Residential | Central System | Multifamily - LI - Dual | New | Cooling | Electric
F1 | Residential | Central System | Multifamily - LI - Dual | New | Space Heating | Electric
F2 | Residential | Central System | Multifamily - LI - Dual | New | Space Heating | Electric
F3 | Residential | Central System | Multifamily - LI - Dual | New | Space Heating | Electric
F4 | Residential | Central System | Multifamily - LI - Dual | New | Space Heating | Electric
F1 | Residential | Central System | Multifamily - LI - Dual | New | Space Heating | Natural Gas
F2 | Residential | Central System | Multifamily - LI - Dual | New | Space Heating | Natural Gas
F3 | Residential | Central System | Multifamily - LI - Dual | New | Space Heating | Natural Gas
F4 | Residential | Central System | Multifamily - LI - Dual | New | Space Heating | Natural Gas
F1 | Residential | Resistance | Multifamily - LI - Dual | New | Cooling | Electric
F2 | Residential | Resistance | Multifamily - LI - Dual | New | Cooling | Electric
F3 | Residential | Resistance | Multifamily - LI - Dual | New | Cooling | Electric
F4 | Residential | Resistance | Multifamily - LI - Dual | New | Cooling | Electric
F1 | Residential | Resistance | Multifamily - LI - Dual | New | Space Heating | Electric
F2 | Residential | Resistance | Multifamily - LI - Dual | New | Space Heating | Electric
F3 | Residential | Resistance | Multifamily - LI - Dual | New | Space Heating | Electric
F4 | Residential | Resistance | Multifamily - LI - Dual | New | Space Heating | Electric
F1 | Residential | Heat Pump | Multifamily - LI - Dual | New | Cooling | Electric
F2 | Residential | Heat Pump | Multifamily - LI - Dual | New | Cooling | Electric
F3 | Residential | Heat Pump | Multifamily - LI - Dual | New | Cooling | Electric
F4 | Residential | Heat Pump | Multifamily - LI - Dual | New | Cooling | Electric
F1 | Residential | Heat Pump | Multifamily - LI - Dual | New | Space Heating | Electric
F2 | Residential | Heat Pump | Multifamily - LI - Dual | New | Space Heating | Electric
F3 | Residential | Heat Pump | Multifamily - LI - Dual | New | Space Heating | Electric
F4 | Residential | Heat Pump | Multifamily - LI - Dual | New | Space Heating | Electric

## Sys Costs (hidden)
Forecast
Base Year | 2018
Forecast End | 2040
Utility Economics
Utility Discount Rate | 3%
Participant Discount Rate | 6.742%
System Cost |  |  | System Vintage
Cost
Year
Year | 2018 | 2019 | 2020 | 2021 | 2022 | 2023 | 2024 | 2025 | 2026 | 2027 | 2028 | 2029 | 2030 | 2031 | 2032 | 2033 | 2034 | 2035 | 2036 | 2037 | 2038 | 2039 | 2040 | 2041 | 2042 | 2043 | 2044 | 2045 | 2046 | 2047 | 2048
Equipment Options - Component 1
Equipment | Label | Min. Lifetime | Max. Lifetime | On Market | Off Market | Available | On Date | Off Date
1 | [5 empty] | 0:00 | 0 | 0
2 | [5 empty] | 0:00 | 0 | 0
3 | [5 empty] | 0:00 | 0 | 0
4 | [5 empty] | 0:00 | 0 | 0
5 | [5 empty] | 0:00 | 0 | 0
6 | [5 empty] | 0:00 | 0 | 0
7 | [5 empty] | 0:00 | 0 | 0
8 | [5 empty] | 0:00 | 0 | 0
9 | [5 empty] | 0:00 | 0 | 0
10 | [5 empty] | 0:00 | 0 | 0
Purchase Shares - Component 1
Equipment | Year 0 | Year 1 | Year 2 | Year 3 | Year 4 | Year 5 | Year 6 | Year 7 | Year 8 | Year 9 | Year 10 | Year 11 | Year 12 | Year 13 | Year 14 | Year 15 | Year 16 | Year 17 | Year 18 | Year 19 | Year 20 | Year 21 | Year 22 | Year 23 | Year 24 | Year 25 | Year 26 | Year 27 | Year 28 | Year 29 | Year 30
1 | bar: Year 0 to Year 30
2 | bar: Year 0 to Year 30
3 | bar: Year 0 to Year 30
4 | bar: Year 0 to Year 30
5 | bar: Year 0 to Year 30
6 | bar: Year 0 to Year 30
7 | bar: Year 0 to Year 30
8 | bar: Year 0 to Year 30
9 | bar: Year 0 to Year 30
10 | bar: Year 0 to Year 30
Annualized Cost of Operation - Utility - Component 1
Equipment | Year 0 | Year 1 | Year 2 | Year 3 | Year 4 | Year 5 | Year 6 | Year 7 | Year 8 | Year 9 | Year 10 | Year 11 | Year 12 | Year 13 | Year 14 | Year 15 | Year 16 | Year 17 | Year 18 | Year 19 | Year 20 | Year 21 | Year 22 | Year 23 | Year 24 | Year 25 | Year 26 | Year 27 | Year 28 | Year 29 | Year 30
1 | 0 | 0 | 0 | 0 | 0 | 0 | 0 | 0 | 0 | 0 | 0 | 0 | 0 | 0 | 0 | 0 | 0 | 0 | 0 | 0 | 0 | 0 | 0 | 0 | 0 | 0 | 0 | 0 | 0 | 0 | 0
2 | 0 | 0 | 0 | 0 | 0 | 0 | 0 | 0 | 0 | 0 | 0 | 0 | 0 | 0 | 0 | 0 | 0 | 0 | 0 | 0 | 0 | 0 | 0 | 0 | 0 | 0 | 0 | 0 | 0 | 0 | 0
3 | 0 | 0 | 0 | 0 | 0 | 0 | 0 | 0 | 0 | 0 | 0 | 0 | 0 | 0 | 0 | 0 | 0 | 0 | 0 | 0 | 0 | 0 | 0 | 0 | 0 | 0 | 0 | 0 | 0 | 0 | 0
4 | 0 | 0 | 0 | 0 | 0 | 0 | 0 | 0 | 0 | 0 | 0 | 0 | 0 | 0 | 0 | 0 | 0 | 0 | 0 | 0 | 0 | 0 | 0 | 0 | 0 | 0 | 0 | 0 | 0 | 0 | 0
5 | 0 | 0 | 0 | 0 | 0 | 0 | 0 | 0 | 0 | 0 | 0 | 0 | 0 | 0 | 0 | 0 | 0 | 0 | 0 | 0 | 0 | 0 | 0 | 0 | 0 | 0 | 0 | 0 | 0 | 0 | 0
6 | 0 | 0 | 0 | 0 | 0 | 0 | 0 | 0 | 0 | 0 | 0 | 0 | 0 | 0 | 0 | 0 | 0 | 0 | 0 | 0 | 0 | 0 | 0 | 0 | 0 | 0 | 0 | 0 | 0 | 0 | 0
7 | 0 | 0 | 0 | 0 | 0 | 0 | 0 | 0 | 0 | 0 | 0 | 0 | 0 | 0 | 0 | 0 | 0 | 0 | 0 | 0 | 0 | 0 | 0 | 0 | 0 | 0 | 0 | 0 | 0 | 0 | 0
8 | 0 | 0 | 0 | 0 | 0 | 0 | 0 | 0 | 0 | 0 | 0 | 0 | 0 | 0 | 0 | 0 | 0 | 0 | 0 | 0 | 0 | 0 | 0 | 0 | 0 | 0 | 0 | 0 | 0 | 0 | 0
9 | 0 | 0 | 0 | 0 | 0 | 0 | 0 | 0 | 0 | 0 | 0 | 0 | 0 | 0 | 0 | 0 | 0 | 0 | 0 | 0 | 0 | 0 | 0 | 0 | 0 | 0 | 0 | 0 | 0 | 0 | 0
10 | 0 | 0 | 0 | 0 | 0 | 0 | 0 | 0 | 0 | 0 | 0 | 0 | 0 | 0 | 0 | 0 | 0 | 0 | 0 | 0 | 0 | 0 | 0 | 0 | 0 | 0 | 0 | 0 | 0 | 0 | 0
Annualized Sales from Operation - Utility - Component 1
Equipment | Year 0 | Year 1 | Year 2 | Year 3 | Year 4 | Year 5 | Year 6 | Year 7 | Year 8 | Year 9 | Year 10 | Year 11 | Year 12 | Year 13 | Year 14 | Year 15 | Year 16 | Year 17 | Year 18 | Year 19 | Year 20 | Year 21 | Year 22 | Year 23 | Year 24 | Year 25 | Year 26 | Year 27 | Year 28 | Year 29 | Year 30
1 | 0 | 0 | 0 | 0 | 0 | 0 | 0 | 0 | 0 | 0 | 0 | 0 | 0 | 0 | 0 | 0 | 0 | 0 | 0 | 0 | 0 | 0 | 0 | 0 | 0 | 0 | 0 | 0 | 0 | 0 | 0
2 | 0 | 0 | 0 | 0 | 0 | 0 | 0 | 0 | 0 | 0 | 0 | 0 | 0 | 0 | 0 | 0 | 0 | 0 | 0 | 0 | 0 | 0 | 0 | 0 | 0 | 0 | 0 | 0 | 0 | 0 | 0
3 | 0 | 0 | 0 | 0 | 0 | 0 | 0 | 0 | 0 | 0 | 0 | 0 | 0 | 0 | 0 | 0 | 0 | 0 | 0 | 0 | 0 | 0 | 0 | 0 | 0 | 0 | 0 | 0 | 0 | 0 | 0
4 | 0 | 0 | 0 | 0 | 0 | 0 | 0 | 0 | 0 | 0 | 0 | 0 | 0 | 0 | 0 | 0 | 0 | 0 | 0 | 0 | 0 | 0 | 0 | 0 | 0 | 0 | 0 | 0 | 0 | 0 | 0
5 | 0 | 0 | 0 | 0 | 0 | 0 | 0 | 0 | 0 | 0 | 0 | 0 | 0 | 0 | 0 | 0 | 0 | 0 | 0 | 0 | 0 | 0 | 0 | 0 | 0 | 0 | 0 | 0 | 0 | 0 | 0
6 | 0 | 0 | 0 | 0 | 0 | 0 | 0 | 0 | 0 | 0 | 0 | 0 | 0 | 0 | 0 | 0 | 0 | 0 | 0 | 0 | 0 | 0 | 0 | 0 | 0 | 0 | 0 | 0 | 0 | 0 | 0
7 | 0 | 0 | 0 | 0 | 0 | 0 | 0 | 0 | 0 | 0 | 0 | 0 | 0 | 0 | 0 | 0 | 0 | 0 | 0 | 0 | 0 | 0 | 0 | 0 | 0 | 0 | 0 | 0 | 0 | 0 | 0
8 | 0 | 0 | 0 | 0 | 0 | 0 | 0 | 0 | 0 | 0 | 0 | 0 | 0 | 0 | 0 | 0 | 0 | 0 | 0 | 0 | 0 | 0 | 0 | 0 | 0 | 0 | 0 | 0 | 0 | 0 | 0
9 | 0 | 0 | 0 | 0 | 0 | 0 | 0 | 0 | 0 | 0 | 0 | 0 | 0 | 0 | 0 | 0 | 0 | 0 | 0 | 0 | 0 | 0 | 0 | 0 | 0 | 0 | 0 | 0 | 0 | 0 | 0
10 | 0 | 0 | 0 | 0 | 0 | 0 | 0 | 0 | 0 | 0 | 0 | 0 | 0 | 0 | 0 | 0 | 0 | 0 | 0 | 0 | 0 | 0 | 0 | 0 | 0 | 0 | 0 | 0 | 0 | 0 | 0
Annualized Cost of Equipment - Utility - Component 1
Equipment | Year 0 | Year 1 | Year 2 | Year 3 | Year 4 | Year 5 | Year 6 | Year 7 | Year 8 | Year 9 | Year 10 | Year 11 | Year 12 | Year 13 | Year 14 | Year 15 | Year 16 | Year 17 | Year 18 | Year 19 | Year 20 | Year 21 | Year 22 | Year 23 | Year 24 | Year 25 | Year 26 | Year 27 | Year 28 | Year 29 | Year 30
1 | 0 | 0 | 0 | 0 | 0 | 0 | 0 | 0 | 0 | 0 | 0 | 0 | 0 | 0 | 0 | 0 | 0 | 0 | 0 | 0 | 0 | 0 | 0 | 0 | 0 | 0 | 0 | 0 | 0 | 0 | 0
2 | 0 | 0 | 0 | 0 | 0 | 0 | 0 | 0 | 0 | 0 | 0 | 0 | 0 | 0 | 0 | 0 | 0 | 0 | 0 | 0 | 0 | 0 | 0 | 0 | 0 | 0 | 0 | 0 | 0 | 0 | 0
3 | 0 | 0 | 0 | 0 | 0 | 0 | 0 | 0 | 0 | 0 | 0 | 0 | 0 | 0 | 0 | 0 | 0 | 0 | 0 | 0 | 0 | 0 | 0 | 0 | 0 | 0 | 0 | 0 | 0 | 0 | 0
4 | 0 | 0 | 0 | 0 | 0 | 0 | 0 | 0 | 0 | 0 | 0 | 0 | 0 | 0 | 0 | 0 | 0 | 0 | 0 | 0 | 0 | 0 | 0 | 0 | 0 | 0 | 0 | 0 | 0 | 0 | 0
5 | 0 | 0 | 0 | 0 | 0 | 0 | 0 | 0 | 0 | 0 | 0 | 0 | 0 | 0 | 0 | 0 | 0 | 0 | 0 | 0 | 0 | 0 | 0 | 0 | 0 | 0 | 0 | 0 | 0 | 0 | 0
6 | 0 | 0 | 0 | 0 | 0 | 0 | 0 | 0 | 0 | 0 | 0 | 0 | 0 | 0 | 0 | 0 | 0 | 0 | 0 | 0 | 0 | 0 | 0 | 0 | 0 | 0 | 0 | 0 | 0 | 0 | 0
7 | 0 | 0 | 0 | 0 | 0 | 0 | 0 | 0 | 0 | 0 | 0 | 0 | 0 | 0 | 0 | 0 | 0 | 0 | 0 | 0 | 0 | 0 | 0 | 0 | 0 | 0 | 0 | 0 | 0 | 0 | 0
8 | 0 | 0 | 0 | 0 | 0 | 0 | 0 | 0 | 0 | 0 | 0 | 0 | 0 | 0 | 0 | 0 | 0 | 0 | 0 | 0 | 0 | 0 | 0 | 0 | 0 | 0 | 0 | 0 | 0 | 0 | 0
9 | 0 | 0 | 0 | 0 | 0 | 0 | 0 | 0 | 0 | 0 | 0 | 0 | 0 | 0 | 0 | 0 | 0 | 0 | 0 | 0 | 0 | 0 | 0 | 0 | 0 | 0 | 0 | 0 | 0 | 0 | 0
10 | 0 | 0 | 0 | 0 | 0 | 0 | 0 | 0 | 0 | 0 | 0 | 0 | 0 | 0 | 0 | 0 | 0 | 0 | 0 | 0 | 0 | 0 | 0 | 0 | 0 | 0 | 0 | 0 | 0 | 0 | 0
Annualized Cost of Operation - Participant - Component 1
Equipment | Year 0 | Year 1 | Year 2 | Year 3 | Year 4 | Year 5 | Year 6 | Year 7 | Year 8 | Year 9 | Year 10 | Year 11 | Year 12 | Year 13 | Year 14 | Year 15 | Year 16 | Year 17 | Year 18 | Year 19 | Year 20 | Year 21 | Year 22 | Year 23 | Year 24 | Year 25 | Year 26 | Year 27 | Year 28 | Year 29 | Year 30
1 | 0 | 0 | 0 | 0 | 0 | 0 | 0 | 0 | 0 | 0 | 0 | 0 | 0 | 0 | 0 | 0 | 0 | 0 | 0 | 0 | 0 | 0 | 0 | 0 | 0 | 0 | 0 | 0 | 0 | 0 | 0
2 | 0 | 0 | 0 | 0 | 0 | 0 | 0 | 0 | 0 | 0 | 0 | 0 | 0 | 0 | 0 | 0 | 0 | 0 | 0 | 0 | 0 | 0 | 0 | 0 | 0 | 0 | 0 | 0 | 0 | 0 | 0
3 | 0 | 0 | 0 | 0 | 0 | 0 | 0 | 0 | 0 | 0 | 0 | 0 | 0 | 0 | 0 | 0 | 0 | 0 | 0 | 0 | 0 | 0 | 0 | 0 | 0 | 0 | 0 | 0 | 0 | 0 | 0
4 | 0 | 0 | 0 | 0 | 0 | 0 | 0 | 0 | 0 | 0 | 0 | 0 | 0 | 0 | 0 | 0 | 0 | 0 | 0 | 0 | 0 | 0 | 0 | 0 | 0 | 0 | 0 | 0 | 0 | 0 | 0
5 | 0 | 0 | 0 | 0 | 0 | 0 | 0 | 0 | 0 | 0 | 0 | 0 | 0 | 0 | 0 | 0 | 0 | 0 | 0 | 0 | 0 | 0 | 0 | 0 | 0 | 0 | 0 | 0 | 0 | 0 | 0
6 | 0 | 0 | 0 | 0 | 0 | 0 | 0 | 0 | 0 | 0 | 0 | 0 | 0 | 0 | 0 | 0 | 0 | 0 | 0 | 0 | 0 | 0 | 0 | 0 | 0 | 0 | 0 | 0 | 0 | 0 | 0
7 | 0 | 0 | 0 | 0 | 0 | 0 | 0 | 0 | 0 | 0 | 0 | 0 | 0 | 0 | 0 | 0 | 0 | 0 | 0 | 0 | 0 | 0 | 0 | 0 | 0 | 0 | 0 | 0 | 0 | 0 | 0
8 | 0 | 0 | 0 | 0 | 0 | 0 | 0 | 0 | 0 | 0 | 0 | 0 | 0 | 0 | 0 | 0 | 0 | 0 | 0 | 0 | 0 | 0 | 0 | 0 | 0 | 0 | 0 | 0 | 0 | 0 | 0
9 | 0 | 0 | 0 | 0 | 0 | 0 | 0 | 0 | 0 | 0 | 0 | 0 | 0 | 0 | 0 | 0 | 0 | 0 | 0 | 0 | 0 | 0 | 0 | 0 | 0 | 0 | 0 | 0 | 0 | 0 | 0
10 | 0 | 0 | 0 | 0 | 0 | 0 | 0 | 0 | 0 | 0 | 0 | 0 | 0 | 0 | 0 | 0 | 0 | 0 | 0 | 0 | 0 | 0 | 0 | 0 | 0 | 0 | 0 | 0 | 0 | 0 | 0
Annualized Cost of Equipment - Participant - Component 1
Equipment | Year 0 | Year 1 | Year 2 | Year 3 | Year 4 | Year 5 | Year 6 | Year 7 | Year 8 | Year 9 | Year 10 | Year 11 | Year 12 | Year 13 | Year 14 | Year 15 | Year 16 | Year 17 | Year 18 | Year 19 | Year 20 | Year 21 | Year 22 | Year 23 | Year 24 | Year 25 | Year 26 | Year 27 | Year 28 | Year 29 | Year 30
1 | 0 | 0 | 0 | 0 | 0 | 0 | 0 | 0 | 0 | 0 | 0 | 0 | 0 | 0 | 0 | 0 | 0 | 0 | 0 | 0 | 0 | 0 | 0 | 0 | 0 | 0 | 0 | 0 | 0 | 0 | 0
2 | 0 | 0 | 0 | 0 | 0 | 0 | 0 | 0 | 0 | 0 | 0 | 0 | 0 | 0 | 0 | 0 | 0 | 0 | 0 | 0 | 0 | 0 | 0 | 0 | 0 | 0 | 0 | 0 | 0 | 0 | 0
3 | 0 | 0 | 0 | 0 | 0 | 0 | 0 | 0 | 0 | 0 | 0 | 0 | 0 | 0 | 0 | 0 | 0 | 0 | 0 | 0 | 0 | 0 | 0 | 0 | 0 | 0 | 0 | 0 | 0 | 0 | 0
4 | 0 | 0 | 0 | 0 | 0 | 0 | 0 | 0 | 0 | 0 | 0 | 0 | 0 | 0 | 0 | 0 | 0 | 0 | 0 | 0 | 0 | 0 | 0 | 0 | 0 | 0 | 0 | 0 | 0 | 0 | 0
5 | 0 | 0 | 0 | 0 | 0 | 0 | 0 | 0 | 0 | 0 | 0 | 0 | 0 | 0 | 0 | 0 | 0 | 0 | 0 | 0 | 0 | 0 | 0 | 0 | 0 | 0 | 0 | 0 | 0 | 0 | 0
6 | 0 | 0 | 0 | 0 | 0 | 0 | 0 | 0 | 0 | 0 | 0 | 0 | 0 | 0 | 0 | 0 | 0 | 0 | 0 | 0 | 0 | 0 | 0 | 0 | 0 | 0 | 0 | 0 | 0 | 0 | 0
7 | 0 | 0 | 0 | 0 | 0 | 0 | 0 | 0 | 0 | 0 | 0 | 0 | 0 | 0 | 0 | 0 | 0 | 0 | 0 | 0 | 0 | 0 | 0 | 0 | 0 | 0 | 0 | 0 | 0 | 0 | 0
8 | 0 | 0 | 0 | 0 | 0 | 0 | 0 | 0 | 0 | 0 | 0 | 0 | 0 | 0 | 0 | 0 | 0 | 0 | 0 | 0 | 0 | 0 | 0 | 0 | 0 | 0 | 0 | 0 | 0 | 0 | 0
9 | 0 | 0 | 0 | 0 | 0 | 0 | 0 | 0 | 0 | 0 | 0 | 0 | 0 | 0 | 0 | 0 | 0 | 0 | 0 | 0 | 0 | 0 | 0 | 0 | 0 | 0 | 0 | 0 | 0 | 0 | 0
10 | 0 | 0 | 0 | 0 | 0 | 0 | 0 | 0 | 0 | 0 | 0 | 0 | 0 | 0 | 0 | 0 | 0 | 0 | 0 | 0 | 0 | 0 | 0 | 0 | 0 | 0 | 0 | 0 | 0 | 0 | 0
Annualized kBTUs - Component 1
Equipment | Year 0 | Year 1 | Year 2 | Year 3 | Year 4 | Year 5 | Year 6 | Year 7 | Year 8 | Year 9 | Year 10 | Year 11 | Year 12 | Year 13 | Year 14 | Year 15 | Year 16 | Year 17 | Year 18 | Year 19 | Year 20 | Year 21 | Year 22 | Year 23 | Year 24 | Year 25 | Year 26 | Year 27 | Year 28 | Year 29 | Year 30
1 | 0 | 0 | 0 | 0 | 0 | 0 | 0 | 0 | 0 | 0 | 0 | 0 | 0 | 0 | 0 | 0 | 0 | 0 | 0 | 0 | 0 | 0 | 0 | 0 | 0 | 0 | 0 | 0 | 0 | 0 | 0
2 | 0 | 0 | 0 | 0 | 0 | 0 | 0 | 0 | 0 | 0 | 0 | 0 | 0 | 0 | 0 | 0 | 0 | 0 | 0 | 0 | 0 | 0 | 0 | 0 | 0 | 0 | 0 | 0 | 0 | 0 | 0
3 | 0 | 0 | 0 | 0 | 0 | 0 | 0 | 0 | 0 | 0 | 0 | 0 | 0 | 0 | 0 | 0 | 0 | 0 | 0 | 0 | 0 | 0 | 0 | 0 | 0 | 0 | 0 | 0 | 0 | 0 | 0
4 | 0 | 0 | 0 | 0 | 0 | 0 | 0 | 0 | 0 | 0 | 0 | 0 | 0 | 0 | 0 | 0 | 0 | 0 | 0 | 0 | 0 | 0 | 0 | 0 | 0 | 0 | 0 | 0 | 0 | 0 | 0
5 | 0 | 0 | 0 | 0 | 0 | 0 | 0 | 0 | 0 | 0 | 0 | 0 | 0 | 0 | 0 | 0 | 0 | 0 | 0 | 0 | 0 | 0 | 0 | 0 | 0 | 0 | 0 | 0 | 0 | 0 | 0
6 | 0 | 0 | 0 | 0 | 0 | 0 | 0 | 0 | 0 | 0 | 0 | 0 | 0 | 0 | 0 | 0 | 0 | 0 | 0 | 0 | 0 | 0 | 0 | 0 | 0 | 0 | 0 | 0 | 0 | 0 | 0
7 | 0 | 0 | 0 | 0 | 0 | 0 | 0 | 0 | 0 | 0 | 0 | 0 | 0 | 0 | 0 | 0 | 0 | 0 | 0 | 0 | 0 | 0 | 0 | 0 | 0 | 0 | 0 | 0 | 0 | 0 | 0
8 | 0 | 0 | 0 | 0 | 0 | 0 | 0 | 0 | 0 | 0 | 0 | 0 | 0 | 0 | 0 | 0 | 0 | 0 | 0 | 0 | 0 | 0 | 0 | 0 | 0 | 0 | 0 | 0 | 0 | 0 | 0
9 | 0 | 0 | 0 | 0 | 0 | 0 | 0 | 0 | 0 | 0 | 0 | 0 | 0 | 0 | 0 | 0 | 0 | 0 | 0 | 0 | 0 | 0 | 0 | 0 | 0 | 0 | 0 | 0 | 0 | 0 | 0
10 | 0 | 0 | 0 | 0 | 0 | 0 | 0 | 0 | 0 | 0 | 0 | 0 | 0 | 0 | 0 | 0 | 0 | 0 | 0 | 0 | 0 | 0 | 0 | 0 | 0 | 0 | 0 | 0 | 0 | 0 | 0
On Market - Component 1
Equipment | Year 0 | Year 1 | Year 2 | Year 3 | Year 4 | Year 5 | Year 6 | Year 7 | Year 8 | Year 9 | Year 10 | Year 11 | Year 12 | Year 13 | Year 14 | Year 15 | Year 16 | Year 17 | Year 18 | Year 19 | Year 20 | Year 21 | Year 22 | Year 23 | Year 24 | Year 25 | Year 26 | Year 27 | Year 28 | Year 29 | Year 30
1 | 0 | 0 | 0 | 0 | 0 | 0 | 0 | 0 | 0 | 0 | 0 | 0 | 0 | 0 | 0 | 0 | 0 | 0 | 0 | 0 | 0 | 0 | 0 | 0 | 0 | 0 | 0 | 0 | 0 | 0 | 0
2 | 0 | 0 | 0 | 0 | 0 | 0 | 0 | 0 | 0 | 0 | 0 | 0 | 0 | 0 | 0 | 0 | 0 | 0 | 0 | 0 | 0 | 0 | 0 | 0 | 0 | 0 | 0 | 0 | 0 | 0 | 0
3 | 0 | 0 | 0 | 0 | 0 | 0 | 0 | 0 | 0 | 0 | 0 | 0 | 0 | 0 | 0 | 0 | 0 | 0 | 0 | 0 | 0 | 0 | 0 | 0 | 0 | 0 | 0 | 0 | 0 | 0 | 0
4 | 0 | 0 | 0 | 0 | 0 | 0 | 0 | 0 | 0 | 0 | 0 | 0 | 0 | 0 | 0 | 0 | 0 | 0 | 0 | 0 | 0 | 0 | 0 | 0 | 0 | 0 | 0 | 0 | 0 | 0 | 0
5 | 0 | 0 | 0 | 0 | 0 | 0 | 0 | 0 | 0 | 0 | 0 | 0 | 0 | 0 | 0 | 0 | 0 | 0 | 0 | 0 | 0 | 0 | 0 | 0 | 0 | 0 | 0 | 0 | 0 | 0 | 0
6 | 0 | 0 | 0 | 0 | 0 | 0 | 0 | 0 | 0 | 0 | 0 | 0 | 0 | 0 | 0 | 0 | 0 | 0 | 0 | 0 | 0 | 0 | 0 | 0 | 0 | 0 | 0 | 0 | 0 | 0 | 0
7 | 0 | 0 | 0 | 0 | 0 | 0 | 0 | 0 | 0 | 0 | 0 | 0 | 0 | 0 | 0 | 0 | 0 | 0 | 0 | 0 | 0 | 0 | 0 | 0 | 0 | 0 | 0 | 0 | 0 | 0 | 0
8 | 0 | 0 | 0 | 0 | 0 | 0 | 0 | 0 | 0 | 0 | 0 | 0 | 0 | 0 | 0 | 0 | 0 | 0 | 0 | 0 | 0 | 0 | 0 | 0 | 0 | 0 | 0 | 0 | 0 | 0 | 0
9 | 0 | 0 | 0 | 0 | 0 | 0 | 0 | 0 | 0 | 0 | 0 | 0 | 0 | 0 | 0 | 0 | 0 | 0 | 0 | 0 | 0 | 0 | 0 | 0 | 0 | 0 | 0 | 0 | 0 | 0 | 0
10 | 0 | 0 | 0 | 0 | 0 | 0 | 0 | 0 | 0 | 0 | 0 | 0 | 0 | 0 | 0 | 0 | 0 | 0 | 0 | 0 | 0 | 0 | 0 | 0 | 0 | 0 | 0 | 0 | 0 | 0 | 0
Technical kBTUs - Component 1
Value | Year 0 | Year 1 | Year 2 | Year 3 | Year 4 | Year 5 | Year 6 | Year 7 | Year 8 | Year 9 | Year 10 | Year 11 | Year 12 | Year 13 | Year 14 | Year 15 | Year 16 | Year 17 | Year 18 | Year 19 | Year 20 | Year 21 | Year 22 | Year 23 | Year 24 | Year 25 | Year 26 | Year 27 | Year 28 | Year 29 | Year 30
Annualized kBTUs | 0 | 0 | 0 | 0 | 0 | 0 | 0 | 0 | 0 | 0 | 0 | 0 | 0 | 0 | 0 | 0 | 0 | 0 | 0 | 0 | 0 | 0 | 0 | 0 | 0 | 0 | 0 | 0 | 0 | 0 | 0
Lifetimes - Component 1
Scenario | Year 0 | Year 1 | Year 2 | Year 3 | Year 4 | Year 5 | Year 6 | Year 7 | Year 8 | Year 9 | Year 10 | Year 11 | Year 12 | Year 13 | Year 14 | Year 15 | Year 16 | Year 17 | Year 18 | Year 19 | Year 20 | Year 21 | Year 22 | Year 23 | Year 24 | Year 25 | Year 26 | Year 27 | Year 28 | Year 29 | Year 30
NC - Min. Lifetime | 0 | 0 | 0 | 0 | 0 | 0 | 0 | 0 | 0 | 0 | 0 | 0 | 0 | 0 | 0 | 0 | 0 | 0 | 0 | 0 | 0 | 0 | 0 | 0 | 0 | 0 | 0 | 0 | 0 | 0 | 0
NC - Max. Lifetime | 0 | 0 | 0 | 0 | 0 | 0 | 0 | 0 | 0 | 0 | 0 | 0 | 0 | 0 | 0 | 0 | 0 | 0 | 0 | 0 | 0 | 0 | 0 | 0 | 0 | 0 | 0 | 0 | 0 | 0 | 0
Equipment Options - Component 2
Equipment | Year 0: Label; Year 1: Min. Lifetime; Year 2: Max. Lifetime; Year 3: On Market; Year 4: Off Market; Year 5: Available; Year 6: On Date; Year 7: Off Date
1 | Year 5: 0:00; Year 6: 0; Year 7: 0
2 | Year 5: 0:00; Year 6: 0; Year 7: 0
3 | Year 5: 0:00; Year 6: 0; Year 7: 0
4 | Year 5: 0:00; Year 6: 0; Year 7: 0
5 | Year 5: 0:00; Year 6: 0; Year 7: 0
6 | Year 5: 0:00; Year 6: 0; Year 7: 0
7 | Year 5: 0:00; Year 6: 0; Year 7: 0
8 | Year 5: 0:00; Year 6: 0; Year 7: 0
9 | Year 5: 0:00; Year 6: 0; Year 7: 0
10 | Year 5: 0:00; Year 6: 0; Year 7: 0
Purchase Shares - Component 2
Equipment | Year 0 | Year 1 | Year 2 | Year 3 | Year 4 | Year 5 | Year 6 | Year 7 | Year 8 | Year 9 | Year 10 | Year 11 | Year 12 | Year 13 | Year 14 | Year 15 | Year 16 | Year 17 | Year 18 | Year 19 | Year 20 | Year 21 | Year 22 | Year 23 | Year 24 | Year 25 | Year 26 | Year 27 | Year 28 | Year 29 | Year 30
1 | bar: Year 0 to Year 30
2 | bar: Year 0 to Year 30
3 | bar: Year 0 to Year 30
4 | bar: Year 0 to Year 30
5 | bar: Year 0 to Year 30
6 | bar: Year 0 to Year 30
7 | bar: Year 0 to Year 30
8 | bar: Year 0 to Year 30
9 | bar: Year 0 to Year 30
10 | bar: Year 0 to Year 30
Annualized Cost of Operation - Utility - Component 2
Equipment | Year 0 | Year 1 | Year 2 | Year 3 | Year 4 | Year 5 | Year 6 | Year 7 | Year 8 | Year 9 | Year 10 | Year 11 | Year 12 | Year 13 | Year 14 | Year 15 | Year 16 | Year 17 | Year 18 | Year 19 | Year 20 | Year 21 | Year 22 | Year 23 | Year 24 | Year 25 | Year 26 | Year 27 | Year 28 | Year 29 | Year 30
1 | 0 | 0 | 0 | 0 | 0 | 0 | 0 | 0 | 0 | 0 | 0 | 0 | 0 | 0 | 0 | 0 | 0 | 0 | 0 | 0 | 0 | 0 | 0 | 0 | 0 | 0 | 0 | 0 | 0 | 0 | 0
2 | 0 | 0 | 0 | 0 | 0 | 0 | 0 | 0 | 0 | 0 | 0 | 0 | 0 | 0 | 0 | 0 | 0 | 0 | 0 | 0 | 0 | 0 | 0 | 0 | 0 | 0 | 0 | 0 | 0 | 0 | 0
3 | 0 | 0 | 0 | 0 | 0 | 0 | 0 | 0 | 0 | 0 | 0 | 0 | 0 | 0 | 0 | 0 | 0 | 0 | 0 | 0 | 0 | 0 | 0 | 0 | 0 | 0 | 0 | 0 | 0 | 0 | 0
4 | 0 | 0 | 0 | 0 | 0 | 0 | 0 | 0 | 0 | 0 | 0 | 0 | 0 | 0 | 0 | 0 | 0 | 0 | 0 | 0 | 0 | 0 | 0 | 0 | 0 | 0 | 0 | 0 | 0 | 0 | 0
5 | 0 | 0 | 0 | 0 | 0 | 0 | 0 | 0 | 0 | 0 | 0 | 0 | 0 | 0 | 0 | 0 | 0 | 0 | 0 | 0 | 0 | 0 | 0 | 0 | 0 | 0 | 0 | 0 | 0 | 0 | 0
6 | 0 | 0 | 0 | 0 | 0 | 0 | 0 | 0 | 0 | 0 | 0 | 0 | 0 | 0 | 0 | 0 | 0 | 0 | 0 | 0 | 0 | 0 | 0 | 0 | 0 | 0 | 0 | 0 | 0 | 0 | 0
7 | 0 | 0 | 0 | 0 | 0 | 0 | 0 | 0 | 0 | 0 | 0 | 0 | 0 | 0 | 0 | 0 | 0 | 0 | 0 | 0 | 0 | 0 | 0 | 0 | 0 | 0 | 0 | 0 | 0 | 0 | 0
8 | 0 | 0 | 0 | 0 | 0 | 0 | 0 | 0 | 0 | 0 | 0 | 0 | 0 | 0 | 0 | 0 | 0 | 0 | 0 | 0 | 0 | 0 | 0 | 0 | 0 | 0 | 0 | 0 | 0 | 0 | 0
9 | 0 | 0 | 0 | 0 | 0 | 0 | 0 | 0 | 0 | 0 | 0 | 0 | 0 | 0 | 0 | 0 | 0 | 0 | 0 | 0 | 0 | 0 | 0 | 0 | 0 | 0 | 0 | 0 | 0 | 0 | 0
10 | 0 | 0 | 0 | 0 | 0 | 0 | 0 | 0 | 0 | 0 | 0 | 0 | 0 | 0 | 0 | 0 | 0 | 0 | 0 | 0 | 0 | 0 | 0 | 0 | 0 | 0 | 0 | 0 | 0 | 0 | 0
Annualized Sales from Operation - Utility - Component 2
Equipment | Year 0 | Year 1 | Year 2 | Year 3 | Year 4 | Year 5 | Year 6 | Year 7 | Year 8 | Year 9 | Year 10 | Year 11 | Year 12 | Year 13 | Year 14 | Year 15 | Year 16 | Year 17 | Year 18 | Year 19 | Year 20 | Year 21 | Year 22 | Year 23 | Year 24 | Year 25 | Year 26 | Year 27 | Year 28 | Year 29 | Year 30
1 | 0 | 0 | 0 | 0 | 0 | 0 | 0 | 0 | 0 | 0 | 0 | 0 | 0 | 0 | 0 | 0 | 0 | 0 | 0 | 0 | 0 | 0 | 0 | 0 | 0 | 0 | 0 | 0 | 0 | 0 | 0
2 | 0 | 0 | 0 | 0 | 0 | 0 | 0 | 0 | 0 | 0 | 0 | 0 | 0 | 0 | 0 | 0 | 0 | 0 | 0 | 0 | 0 | 0 | 0 | 0 | 0 | 0 | 0 | 0 | 0 | 0 | 0
3 | 0 | 0 | 0 | 0 | 0 | 0 | 0 | 0 | 0 | 0 | 0 | 0 | 0 | 0 | 0 | 0 | 0 | 0 | 0 | 0 | 0 | 0 | 0 | 0 | 0 | 0 | 0 | 0 | 0 | 0 | 0
4 | 0 | 0 | 0 | 0 | 0 | 0 | 0 | 0 | 0 | 0 | 0 | 0 | 0 | 0 | 0 | 0 | 0 | 0 | 0 | 0 | 0 | 0 | 0 | 0 | 0 | 0 | 0 | 0 | 0 | 0 | 0
5 | 0 | 0 | 0 | 0 | 0 | 0 | 0 | 0 | 0 | 0 | 0 | 0 | 0 | 0 | 0 | 0 | 0 | 0 | 0 | 0 | 0 | 0 | 0 | 0 | 0 | 0 | 0 | 0 | 0 | 0 | 0
6 | 0 | 0 | 0 | 0 | 0 | 0 | 0 | 0 | 0 | 0 | 0 | 0 | 0 | 0 | 0 | 0 | 0 | 0 | 0 | 0 | 0 | 0 | 0 | 0 | 0 | 0 | 0 | 0 | 0 | 0 | 0
7 | 0 | 0 | 0 | 0 | 0 | 0 | 0 | 0 | 0 | 0 | 0 | 0 | 0 | 0 | 0 | 0 | 0 | 0 | 0 | 0 | 0 | 0 | 0 | 0 | 0 | 0 | 0 | 0 | 0 | 0 | 0
8 | 0 | 0 | 0 | 0 | 0 | 0 | 0 | 0 | 0 | 0 | 0 | 0 | 0 | 0 | 0 | 0 | 0 | 0 | 0 | 0 | 0 | 0 | 0 | 0 | 0 | 0 | 0 | 0 | 0 | 0 | 0
9 | 0 | 0 | 0 | 0 | 0 | 0 | 0 | 0 | 0 | 0 | 0 | 0 | 0 | 0 | 0 | 0 | 0 | 0 | 0 | 0 | 0 | 0 | 0 | 0 | 0 | 0 | 0 | 0 | 0 | 0 | 0
10 | 0 | 0 | 0 | 0 | 0 | 0 | 0 | 0 | 0 | 0 | 0 | 0 | 0 | 0 | 0 | 0 | 0 | 0 | 0 | 0 | 0 | 0 | 0 | 0 | 0 | 0 | 0 | 0 | 0 | 0 | 0
Annualized Cost of Equipment - Utility - Component 2
Equipment | Year 0 | Year 1 | Year 2 | Year 3 | Year 4 | Year 5 | Year 6 | Year 7 | Year 8 | Year 9 | Year 10 | Year 11 | Year 12 | Year 13 | Year 14 | Year 15 | Year 16 | Year 17 | Year 18 | Year 19 | Year 20 | Year 21 | Year 22 | Year 23 | Year 24 | Year 25 | Year 26 | Year 27 | Year 28 | Year 29 | Year 30
1 | 0 | 0 | 0 | 0 | 0 | 0 | 0 | 0 | 0 | 0 | 0 | 0 | 0 | 0 | 0 | 0 | 0 | 0 | 0 | 0 | 0 | 0 | 0 | 0 | 0 | 0 | 0 | 0 | 0 | 0 | 0
2 | 0 | 0 | 0 | 0 | 0 | 0 | 0 | 0 | 0 | 0 | 0 | 0 | 0 | 0 | 0 | 0 | 0 | 0 | 0 | 0 | 0 | 0 | 0 | 0 | 0 | 0 | 0 | 0 | 0 | 0 | 0
3 | 0 | 0 | 0 | 0 | 0 | 0 | 0 | 0 | 0 | 0 | 0 | 0 | 0 | 0 | 0 | 0 | 0 | 0 | 0 | 0 | 0 | 0 | 0 | 0 | 0 | 0 | 0 | 0 | 0 | 0 | 0
4 | 0 | 0 | 0 | 0 | 0 | 0 | 0 | 0 | 0 | 0 | 0 | 0 | 0 | 0 | 0 | 0 | 0 | 0 | 0 | 0 | 0 | 0 | 0 | 0 | 0 | 0 | 0 | 0 | 0 | 0 | 0
5 | 0 | 0 | 0 | 0 | 0 | 0 | 0 | 0 | 0 | 0 | 0 | 0 | 0 | 0 | 0 | 0 | 0 | 0 | 0 | 0 | 0 | 0 | 0 | 0 | 0 | 0 | 0 | 0 | 0 | 0 | 0
6 | 0 | 0 | 0 | 0 | 0 | 0 | 0 | 0 | 0 | 0 | 0 | 0 | 0 | 0 | 0 | 0 | 0 | 0 | 0 | 0 | 0 | 0 | 0 | 0 | 0 | 0 | 0 | 0 | 0 | 0 | 0
7 | 0 | 0 | 0 | 0 | 0 | 0 | 0 | 0 | 0 | 0 | 0 | 0 | 0 | 0 | 0 | 0 | 0 | 0 | 0 | 0 | 0 | 0 | 0 | 0 | 0 | 0 | 0 | 0 | 0 | 0 | 0
8 | 0 | 0 | 0 | 0 | 0 | 0 | 0 | 0 | 0 | 0 | 0 | 0 | 0 | 0 | 0 | 0 | 0 | 0 | 0 | 0 | 0 | 0 | 0 | 0 | 0 | 0 | 0 | 0 | 0 | 0 | 0
9 | 0 | 0 | 0 | 0 | 0 | 0 | 0 | 0 | 0 | 0 | 0 | 0 | 0 | 0 | 0 | 0 | 0 | 0 | 0 | 0 | 0 | 0 | 0 | 0 | 0 | 0 | 0 | 0 | 0 | 0 | 0
10 | 0 | 0 | 0 | 0 | 0 | 0 | 0 | 0 | 0 | 0 | 0 | 0 | 0 | 0 | 0 | 0 | 0 | 0 | 0 | 0 | 0 | 0 | 0 | 0 | 0 | 0 | 0 | 0 | 0 | 0 | 0
Annualized Cost of Operation - Participant - Component 2
Equipment | Year 0 | Year 1 | Year 2 | Year 3 | Year 4 | Year 5 | Year 6 | Year 7 | Year 8 | Year 9 | Year 10 | Year 11 | Year 12 | Year 13 | Year 14 | Year 15 | Year 16 | Year 17 | Year 18 | Year 19 | Year 20 | Year 21 | Year 22 | Year 23 | Year 24 | Year 25 | Year 26 | Year 27 | Year 28 | Year 29 | Year 30
1 | 0 | 0 | 0 | 0 | 0 | 0 | 0 | 0 | 0 | 0 | 0 | 0 | 0 | 0 | 0 | 0 | 0 | 0 | 0 | 0 | 0 | 0 | 0 | 0 | 0 | 0 | 0 | 0 | 0 | 0 | 0
2 | 0 | 0 | 0 | 0 | 0 | 0 | 0 | 0 | 0 | 0 | 0 | 0 | 0 | 0 | 0 | 0 | 0 | 0 | 0 | 0 | 0 | 0 | 0 | 0 | 0 | 0 | 0 | 0 | 0 | 0 | 0
3 | 0 | 0 | 0 | 0 | 0 | 0 | 0 | 0 | 0 | 0 | 0 | 0 | 0 | 0 | 0 | 0 | 0 | 0 | 0 | 0 | 0 | 0 | 0 | 0 | 0 | 0 | 0 | 0 | 0 | 0 | 0
4 | 0 | 0 | 0 | 0 | 0 | 0 | 0 | 0 | 0 | 0 | 0 | 0 | 0 | 0 | 0 | 0 | 0 | 0 | 0 | 0 | 0 | 0 | 0 | 0 | 0 | 0 | 0 | 0 | 0 | 0 | 0
5 | 0 | 0 | 0 | 0 | 0 | 0 | 0 | 0 | 0 | 0 | 0 | 0 | 0 | 0 | 0 | 0 | 0 | 0 | 0 | 0 | 0 | 0 | 0 | 0 | 0 | 0 | 0 | 0 | 0 | 0 | 0
6 | 0 | 0 | 0 | 0 | 0 | 0 | 0 | 0 | 0 | 0 | 0 | 0 | 0 | 0 | 0 | 0 | 0 | 0 | 0 | 0 | 0 | 0 | 0 | 0 | 0 | 0 | 0 | 0 | 0 | 0 | 0
7 | 0 | 0 | 0 | 0 | 0 | 0 | 0 | 0 | 0 | 0 | 0 | 0 | 0 | 0 | 0 | 0 | 0 | 0 | 0 | 0 | 0 | 0 | 0 | 0 | 0 | 0 | 0 | 0 | 0 | 0 | 0
8 | 0 | 0 | 0 | 0 | 0 | 0 | 0 | 0 | 0 | 0 | 0 | 0 | 0 | 0 | 0 | 0 | 0 | 0 | 0 | 0 | 0 | 0 | 0 | 0 | 0 | 0 | 0 | 0 | 0 | 0 | 0
9 | 0 | 0 | 0 | 0 | 0 | 0 | 0 | 0 | 0 | 0 | 0 | 0 | 0 | 0 | 0 | 0 | 0 | 0 | 0 | 0 | 0 | 0 | 0 | 0 | 0 | 0 | 0 | 0 | 0 | 0 | 0
10 | 0 | 0 | 0 | 0 | 0 | 0 | 0 | 0 | 0 | 0 | 0 | 0 | 0 | 0 | 0 | 0 | 0 | 0 | 0 | 0 | 0 | 0 | 0 | 0 | 0 | 0 | 0 | 0 | 0 | 0 | 0
Annualized Cost of Equipment - Participant - Component 2
Equipment | Year 0 | Year 1 | Year 2 | Year 3 | Year 4 | Year 5 | Year 6 | Year 7 | Year 8 | Year 9 | Year 10 | Year 11 | Year 12 | Year 13 | Year 14 | Year 15 | Year 16 | Year 17 | Year 18 | Year 19 | Year 20 | Year 21 | Year 22 | Year 23 | Year 24 | Year 25 | Year 26 | Year 27 | Year 28 | Year 29 | Year 30
1 | 0 | 0 | 0 | 0 | 0 | 0 | 0 | 0 | 0 | 0 | 0 | 0 | 0 | 0 | 0 | 0 | 0 | 0 | 0 | 0 | 0 | 0 | 0 | 0 | 0 | 0 | 0 | 0 | 0 | 0 | 0
2 | 0 | 0 | 0 | 0 | 0 | 0 | 0 | 0 | 0 | 0 | 0 | 0 | 0 | 0 | 0 | 0 | 0 | 0 | 0 | 0 | 0 | 0 | 0 | 0 | 0 | 0 | 0 | 0 | 0 | 0 | 0
3 | 0 | 0 | 0 | 0 | 0 | 0 | 0 | 0 | 0 | 0 | 0 | 0 | 0 | 0 | 0 | 0 | 0 | 0 | 0 | 0 | 0 | 0 | 0 | 0 | 0 | 0 | 0 | 0 | 0 | 0 | 0
4 | 0 | 0 | 0 | 0 | 0 | 0 | 0 | 0 | 0 | 0 | 0 | 0 | 0 | 0 | 0 | 0 | 0 | 0 | 0 | 0 | 0 | 0 | 0 | 0 | 0 | 0 | 0 | 0 | 0 | 0 | 0
5 | 0 | 0 | 0 | 0 | 0 | 0 | 0 | 0 | 0 | 0 | 0 | 0 | 0 | 0 | 0 | 0 | 0 | 0 | 0 | 0 | 0 | 0 | 0 | 0 | 0 | 0 | 0 | 0 | 0 | 0 | 0
6 | 0 | 0 | 0 | 0 | 0 | 0 | 0 | 0 | 0 | 0 | 0 | 0 | 0 | 0 | 0 | 0 | 0 | 0 | 0 | 0 | 0 | 0 | 0 | 0 | 0 | 0 | 0 | 0 | 0 | 0 | 0
7 | 0 | 0 | 0 | 0 | 0 | 0 | 0 | 0 | 0 | 0 | 0 | 0 | 0 | 0 | 0 | 0 | 0 | 0 | 0 | 0 | 0 | 0 | 0 | 0 | 0 | 0 | 0 | 0 | 0 | 0 | 0
8 | 0 | 0 | 0 | 0 | 0 | 0 | 0 | 0 | 0 | 0 | 0 | 0 | 0 | 0 | 0 | 0 | 0 | 0 | 0 | 0 | 0 | 0 | 0 | 0 | 0 | 0 | 0 | 0 | 0 | 0 | 0
9 | 0 | 0 | 0 | 0 | 0 | 0 | 0 | 0 | 0 | 0 | 0 | 0 | 0 | 0 | 0 | 0 | 0 | 0 | 0 | 0 | 0 | 0 | 0 | 0 | 0 | 0 | 0 | 0 | 0 | 0 | 0
10 | 0 | 0 | 0 | 0 | 0 | 0 | 0 | 0 | 0 | 0 | 0 | 0 | 0 | 0 | 0 | 0 | 0 | 0 | 0 | 0 | 0 | 0 | 0 | 0 | 0 | 0 | 0 | 0 | 0 | 0 | 0
Annualized kBTUs - Component 2
Equipment | Year 0 | Year 1 | Year 2 | Year 3 | Year 4 | Year 5 | Year 6 | Year 7 | Year 8 | Year 9 | Year 10 | Year 11 | Year 12 | Year 13 | Year 14 | Year 15 | Year 16 | Year 17 | Year 18 | Year 19 | Year 20 | Year 21 | Year 22 | Year 23 | Year 24 | Year 25 | Year 26 | Year 27 | Year 28 | Year 29 | Year 30
1 | 0 | 0 | 0 | 0 | 0 | 0 | 0 | 0 | 0 | 0 | 0 | 0 | 0 | 0 | 0 | 0 | 0 | 0 | 0 | 0 | 0 | 0 | 0 | 0 | 0 | 0 | 0 | 0 | 0 | 0 | 0
2 | 0 | 0 | 0 | 0 | 0 | 0 | 0 | 0 | 0 | 0 | 0 | 0 | 0 | 0 | 0 | 0 | 0 | 0 | 0 | 0 | 0 | 0 | 0 | 0 | 0 | 0 | 0 | 0 | 0 | 0 | 0
3 | 0 | 0 | 0 | 0 | 0 | 0 | 0 | 0 | 0 | 0 | 0 | 0 | 0 | 0 | 0 | 0 | 0 | 0 | 0 | 0 | 0 | 0 | 0 | 0 | 0 | 0 | 0 | 0 | 0 | 0 | 0
4 | 0 | 0 | 0 | 0 | 0 | 0 | 0 | 0 | 0 | 0 | 0 | 0 | 0 | 0 | 0 | 0 | 0 | 0 | 0 | 0 | 0 | 0 | 0 | 0 | 0 | 0 | 0 | 0 | 0 | 0 | 0
5 | 0 | 0 | 0 | 0 | 0 | 0 | 0 | 0 | 0 | 0 | 0 | 0 | 0 | 0 | 0 | 0 | 0 | 0 | 0 | 0 | 0 | 0 | 0 | 0 | 0 | 0 | 0 | 0 | 0 | 0 | 0
6 | 0 | 0 | 0 | 0 | 0 | 0 | 0 | 0 | 0 | 0 | 0 | 0 | 0 | 0 | 0 | 0 | 0 | 0 | 0 | 0 | 0 | 0 | 0 | 0 | 0 | 0 | 0 | 0 | 0 | 0 | 0
7 | 0 | 0 | 0 | 0 | 0 | 0 | 0 | 0 | 0 | 0 | 0 | 0 | 0 | 0 | 0 | 0 | 0 | 0 | 0 | 0 | 0 | 0 | 0 | 0 | 0 | 0 | 0 | 0 | 0 | 0 | 0
8 | 0 | 0 | 0 | 0 | 0 | 0 | 0 | 0 | 0 | 0 | 0 | 0 | 0 | 0 | 0 | 0 | 0 | 0 | 0 | 0 | 0 | 0 | 0 | 0 | 0 | 0 | 0 | 0 | 0 | 0 | 0
9 | 0 | 0 | 0 | 0 | 0 | 0 | 0 | 0 | 0 | 0 | 0 | 0 | 0 | 0 | 0 | 0 | 0 | 0 | 0 | 0 | 0 | 0 | 0 | 0 | 0 | 0 | 0 | 0 | 0 | 0 | 0
10 | 0 | 0 | 0 | 0 | 0 | 0 | 0 | 0 | 0 | 0 | 0 | 0 | 0 | 0 | 0 | 0 | 0 | 0 | 0 | 0 | 0 | 0 | 0 | 0 | 0 | 0 | 0 | 0 | 0 | 0 | 0
On Market - Component 2
Equipment | Year 0 | Year 1 | Year 2 | Year 3 | Year 4 | Year 5 | Year 6 | Year 7 | Year 8 | Year 9 | Year 10 | Year 11 | Year 12 | Year 13 | Year 14 | Year 15 | Year 16 | Year 17 | Year 18 | Year 19 | Year 20 | Year 21 | Year 22 | Year 23 | Year 24 | Year 25 | Year 26 | Year 27 | Year 28 | Year 29 | Year 30
1 | 0 | 0 | 0 | 0 | 0 | 0 | 0 | 0 | 0 | 0 | 0 | 0 | 0 | 0 | 0 | 0 | 0 | 0 | 0 | 0 | 0 | 0 | 0 | 0 | 0 | 0 | 0 | 0 | 0 | 0 | 0
2 | 0 | 0 | 0 | 0 | 0 | 0 | 0 | 0 | 0 | 0 | 0 | 0 | 0 | 0 | 0 | 0 | 0 | 0 | 0 | 0 | 0 | 0 | 0 | 0 | 0 | 0 | 0 | 0 | 0 | 0 | 0
3 | 0 | 0 | 0 | 0 | 0 | 0 | 0 | 0 | 0 | 0 | 0 | 0 | 0 | 0 | 0 | 0 | 0 | 0 | 0 | 0 | 0 | 0 | 0 | 0 | 0 | 0 | 0 | 0 | 0 | 0 | 0
4 | 0 | 0 | 0 | 0 | 0 | 0 | 0 | 0 | 0 | 0 | 0 | 0 | 0 | 0 | 0 | 0 | 0 | 0 | 0 | 0 | 0 | 0 | 0 | 0 | 0 | 0 | 0 | 0 | 0 | 0 | 0
5 | 0 | 0 | 0 | 0 | 0 | 0 | 0 | 0 | 0 | 0 | 0 | 0 | 0 | 0 | 0 | 0 | 0 | 0 | 0 | 0 | 0 | 0 | 0 | 0 | 0 | 0 | 0 | 0 | 0 | 0 | 0
6 | 0 | 0 | 0 | 0 | 0 | 0 | 0 | 0 | 0 | 0 | 0 | 0 | 0 | 0 | 0 | 0 | 0 | 0 | 0 | 0 | 0 | 0 | 0 | 0 | 0 | 0 | 0 | 0 | 0 | 0 | 0
7 | 0 | 0 | 0 | 0 | 0 | 0 | 0 | 0 | 0 | 0 | 0 | 0 | 0 | 0 | 0 | 0 | 0 | 0 | 0 | 0 | 0 | 0 | 0 | 0 | 0 | 0 | 0 | 0 | 0 | 0 | 0
8 | 0 | 0 | 0 | 0 | 0 | 0 | 0 | 0 | 0 | 0 | 0 | 0 | 0 | 0 | 0 | 0 | 0 | 0 | 0 | 0 | 0 | 0 | 0 | 0 | 0 | 0 | 0 | 0 | 0 | 0 | 0
9 | 0 | 0 | 0 | 0 | 0 | 0 | 0 | 0 | 0 | 0 | 0 | 0 | 0 | 0 | 0 | 0 | 0 | 0 | 0 | 0 | 0 | 0 | 0 | 0 | 0 | 0 | 0 | 0 | 0 | 0 | 0
10 | 0 | 0 | 0 | 0 | 0 | 0 | 0 | 0 | 0 | 0 | 0 | 0 | 0 | 0 | 0 | 0 | 0 | 0 | 0 | 0 | 0 | 0 | 0 | 0 | 0 | 0 | 0 | 0 | 0 | 0 | 0
Technical kBTUs - Component 2
Value | Year 0 | Year 1 | Year 2 | Year 3 | Year 4 | Year 5 | Year 6 | Year 7 | Year 8 | Year 9 | Year 10 | Year 11 | Year 12 | Year 13 | Year 14 | Year 15 | Year 16 | Year 17 | Year 18 | Year 19 | Year 20 | Year 21 | Year 22 | Year 23 | Year 24 | Year 25 | Year 26 | Year 27 | Year 28 | Year 29 | Year 30
Annualized kBTUs | 0 | 0 | 0 | 0 | 0 | 0 | 0 | 0 | 0 | 0 | 0 | 0 | 0 | 0 | 0 | 0 | 0 | 0 | 0 | 0 | 0 | 0 | 0 | 0 | 0 | 0 | 0 | 0 | 0 | 0 | 0
Lifetimes - Component 2
Scenario | Year 0 | Year 1 | Year 2 | Year 3 | Year 4 | Year 5 | Year 6 | Year 7 | Year 8 | Year 9 | Year 10 | Year 11 | Year 12 | Year 13 | Year 14 | Year 15 | Year 16 | Year 17 | Year 18 | Year 19 | Year 20 | Year 21 | Year 22 | Year 23 | Year 24 | Year 25 | Year 26 | Year 27 | Year 28 | Year 29 | Year 30
NC - Min. Lifetime | 0 | 0 | 0 | 0 | 0 | 0 | 0 | 0 | 0 | 0 | 0 | 0 | 0 | 0 | 0 | 0 | 0 | 0 | 0 | 0 | 0 | 0 | 0 | 0 | 0 | 0 | 0 | 0 | 0 | 0 | 0
NC - Max. Lifetime | 0 | 0 | 0 | 0 | 0 | 0 | 0 | 0 | 0 | 0 | 0 | 0 | 0 | 0 | 0 | 0 | 0 | 0 | 0 | 0 | 0 | 0 | 0 | 0 | 0 | 0 | 0 | 0 | 0 | 0 | 0
Equipment Options - Component 3
Equipment | Year 0: Label; Year 1: Min. Lifetime; Year 2: Max. Lifetime; Year 3: On Market; Year 4: Off Market; Year 5: Available; Year 6: On Date; Year 7: Off Date
1 | Year 5: 0:00; Year 6: 0; Year 7: 0
2 | Year 5: 0:00; Year 6: 0; Year 7: 0
3 | Year 5: 0:00; Year 6: 0; Year 7: 0
4 | Year 5: 0:00; Year 6: 0; Year 7: 0
5 | Year 5: 0:00; Year 6: 0; Year 7: 0
6 | Year 5: 0:00; Year 6: 0; Year 7: 0
7 | Year 5: 0:00; Year 6: 0; Year 7: 0
8 | Year 5: 0:00; Year 6: 0; Year 7: 0
9 | Year 5: 0:00; Year 6: 0; Year 7: 0
10 | Year 5: 0:00; Year 6: 0; Year 7: 0
Purchase Shares - Component 3
Equipment | Year 0 | Year 1 | Year 2 | Year 3 | Year 4 | Year 5 | Year 6 | Year 7 | Year 8 | Year 9 | Year 10 | Year 11 | Year 12 | Year 13 | Year 14 | Year 15 | Year 16 | Year 17 | Year 18 | Year 19 | Year 20 | Year 21 | Year 22 | Year 23 | Year 24 | Year 25 | Year 26 | Year 27 | Year 28 | Year 29 | Year 30
1 | bar: Year 0 to Year 30
2 | bar: Year 0 to Year 30
3 | bar: Year 0 to Year 30
4 | bar: Year 0 to Year 30
5 | bar: Year 0 to Year 30
6 | bar: Year 0 to Year 30
7 | bar: Year 0 to Year 30
8 | bar: Year 0 to Year 30
9 | bar: Year 0 to Year 30
10 | bar: Year 0 to Year 30
Annualized Cost of Operation - Utility - Component 3
Equipment | Year 0 | Year 1 | Year 2 | Year 3 | Year 4 | Year 5 | Year 6 | Year 7 | Year 8 | Year 9 | Year 10 | Year 11 | Year 12 | Year 13 | Year 14 | Year 15 | Year 16 | Year 17 | Year 18 | Year 19 | Year 20 | Year 21 | Year 22 | Year 23 | Year 24 | Year 25 | Year 26 | Year 27 | Year 28 | Year 29 | Year 30
1 | 0 | 0 | 0 | 0 | 0 | 0 | 0 | 0 | 0 | 0 | 0 | 0 | 0 | 0 | 0 | 0 | 0 | 0 | 0 | 0 | 0 | 0 | 0 | 0 | 0 | 0 | 0 | 0 | 0 | 0 | 0
2 | 0 | 0 | 0 | 0 | 0 | 0 | 0 | 0 | 0 | 0 | 0 | 0 | 0 | 0 | 0 | 0 | 0 | 0 | 0 | 0 | 0 | 0 | 0 | 0 | 0 | 0 | 0 | 0 | 0 | 0 | 0
3 | 0 | 0 | 0 | 0 | 0 | 0 | 0 | 0 | 0 | 0 | 0 | 0 | 0 | 0 | 0 | 0 | 0 | 0 | 0 | 0 | 0 | 0 | 0 | 0 | 0 | 0 | 0 | 0 | 0 | 0 | 0
4 | 0 | 0 | 0 | 0 | 0 | 0 | 0 | 0 | 0 | 0 | 0 | 0 | 0 | 0 | 0 | 0 | 0 | 0 | 0 | 0 | 0 | 0 | 0 | 0 | 0 | 0 | 0 | 0 | 0 | 0 | 0
5 | 0 | 0 | 0 | 0 | 0 | 0 | 0 | 0 | 0 | 0 | 0 | 0 | 0 | 0 | 0 | 0 | 0 | 0 | 0 | 0 | 0 | 0 | 0 | 0 | 0 | 0 | 0 | 0 | 0 | 0 | 0
6 | 0 | 0 | 0 | 0 | 0 | 0 | 0 | 0 | 0 | 0 | 0 | 0 | 0 | 0 | 0 | 0 | 0 | 0 | 0 | 0 | 0 | 0 | 0 | 0 | 0 | 0 | 0 | 0 | 0 | 0 | 0
7 | 0 | 0 | 0 | 0 | 0 | 0 | 0 | 0 | 0 | 0 | 0 | 0 | 0 | 0 | 0 | 0 | 0 | 0 | 0 | 0 | 0 | 0 | 0 | 0 | 0 | 0 | 0 | 0 | 0 | 0 | 0
8 | 0 | 0 | 0 | 0 | 0 | 0 | 0 | 0 | 0 | 0 | 0 | 0 | 0 | 0 | 0 | 0 | 0 | 0 | 0 | 0 | 0 | 0 | 0 | 0 | 0 | 0 | 0 | 0 | 0 | 0 | 0
9 | 0 | 0 | 0 | 0 | 0 | 0 | 0 | 0 | 0 | 0 | 0 | 0 | 0 | 0 | 0 | 0 | 0 | 0 | 0 | 0 | 0 | 0 | 0 | 0 | 0 | 0 | 0 | 0 | 0 | 0 | 0
10 | 0 | 0 | 0 | 0 | 0 | 0 | 0 | 0 | 0 | 0 | 0 | 0 | 0 | 0 | 0 | 0 | 0 | 0 | 0 | 0 | 0 | 0 | 0 | 0 | 0 | 0 | 0 | 0 | 0 | 0 | 0
Annualized Sales from Operation - Utility - Component 3
Equipment | Year 0 | Year 1 | Year 2 | Year 3 | Year 4 | Year 5 | Year 6 | Year 7 | Year 8 | Year 9 | Year 10 | Year 11 | Year 12 | Year 13 | Year 14 | Year 15 | Year 16 | Year 17 | Year 18 | Year 19 | Year 20 | Year 21 | Year 22 | Year 23 | Year 24 | Year 25 | Year 26 | Year 27 | Year 28 | Year 29 | Year 30
1 | 0 | 0 | 0 | 0 | 0 | 0 | 0 | 0 | 0 | 0 | 0 | 0 | 0 | 0 | 0 | 0 | 0 | 0 | 0 | 0 | 0 | 0 | 0 | 0 | 0 | 0 | 0 | 0 | 0 | 0 | 0
2 | 0 | 0 | 0 | 0 | 0 | 0 | 0 | 0 | 0 | 0 | 0 | 0 | 0 | 0 | 0 | 0 | 0 | 0 | 0 | 0 | 0 | 0 | 0 | 0 | 0 | 0 | 0 | 0 | 0 | 0 | 0
3 | 0 | 0 | 0 | 0 | 0 | 0 | 0 | 0 | 0 | 0 | 0 | 0 | 0 | 0 | 0 | 0 | 0 | 0 | 0 | 0 | 0 | 0 | 0 | 0 | 0 | 0 | 0 | 0 | 0 | 0 | 0
4 | 0 | 0 | 0 | 0 | 0 | 0 | 0 | 0 | 0 | 0 | 0 | 0 | 0 | 0 | 0 | 0 | 0 | 0 | 0 | 0 | 0 | 0 | 0 | 0 | 0 | 0 | 0 | 0 | 0 | 0 | 0
5 | 0 | 0 | 0 | 0 | 0 | 0 | 0 | 0 | 0 | 0 | 0 | 0 | 0 | 0 | 0 | 0 | 0 | 0 | 0 | 0 | 0 | 0 | 0 | 0 | 0 | 0 | 0 | 0 | 0 | 0 | 0
6 | 0 | 0 | 0 | 0 | 0 | 0 | 0 | 0 | 0 | 0 | 0 | 0 | 0 | 0 | 0 | 0 | 0 | 0 | 0 | 0 | 0 | 0 | 0 | 0 | 0 | 0 | 0 | 0 | 0 | 0 | 0
7 | 0 | 0 | 0 | 0 | 0 | 0 | 0 | 0 | 0 | 0 | 0 | 0 | 0 | 0 | 0 | 0 | 0 | 0 | 0 | 0 | 0 | 0 | 0 | 0 | 0 | 0 | 0 | 0 | 0 | 0 | 0
8 | 0 | 0 | 0 | 0 | 0 | 0 | 0 | 0 | 0 | 0 | 0 | 0 | 0 | 0 | 0 | 0 | 0 | 0 | 0 | 0 | 0 | 0 | 0 | 0 | 0 | 0 | 0 | 0 | 0 | 0 | 0
9 | 0 | 0 | 0 | 0 | 0 | 0 | 0 | 0 | 0 | 0 | 0 | 0 | 0 | 0 | 0 | 0 | 0 | 0 | 0 | 0 | 0 | 0 | 0 | 0 | 0 | 0 | 0 | 0 | 0 | 0 | 0
10 | 0 | 0 | 0 | 0 | 0 | 0 | 0 | 0 | 0 | 0 | 0 | 0 | 0 | 0 | 0 | 0 | 0 | 0 | 0 | 0 | 0 | 0 | 0 | 0 | 0 | 0 | 0 | 0 | 0 | 0 | 0
Annualized Cost of Equipment - Utility - Component 3
Equipment | Year 0 | Year 1 | Year 2 | Year 3 | Year 4 | Year 5 | Year 6 | Year 7 | Year 8 | Year 9 | Year 10 | Year 11 | Year 12 | Year 13 | Year 14 | Year 15 | Year 16 | Year 17 | Year 18 | Year 19 | Year 20 | Year 21 | Year 22 | Year 23 | Year 24 | Year 25 | Year 26 | Year 27 | Year 28 | Year 29 | Year 30
1 | 0 | 0 | 0 | 0 | 0 | 0 | 0 | 0 | 0 | 0 | 0 | 0 | 0 | 0 | 0 | 0 | 0 | 0 | 0 | 0 | 0 | 0 | 0 | 0 | 0 | 0 | 0 | 0 | 0 | 0 | 0
2 | 0 | 0 | 0 | 0 | 0 | 0 | 0 | 0 | 0 | 0 | 0 | 0 | 0 | 0 | 0 | 0 | 0 | 0 | 0 | 0 | 0 | 0 | 0 | 0 | 0 | 0 | 0 | 0 | 0 | 0 | 0
3 | 0 | 0 | 0 | 0 | 0 | 0 | 0 | 0 | 0 | 0 | 0 | 0 | 0 | 0 | 0 | 0 | 0 | 0 | 0 | 0 | 0 | 0 | 0 | 0 | 0 | 0 | 0 | 0 | 0 | 0 | 0
4 | 0 | 0 | 0 | 0 | 0 | 0 | 0 | 0 | 0 | 0 | 0 | 0 | 0 | 0 | 0 | 0 | 0 | 0 | 0 | 0 | 0 | 0 | 0 | 0 | 0 | 0 | 0 | 0 | 0 | 0 | 0
5 | 0 | 0 | 0 | 0 | 0 | 0 | 0 | 0 | 0 | 0 | 0 | 0 | 0 | 0 | 0 | 0 | 0 | 0 | 0 | 0 | 0 | 0 | 0 | 0 | 0 | 0 | 0 | 0 | 0 | 0 | 0
6 | 0 | 0 | 0 | 0 | 0 | 0 | 0 | 0 | 0 | 0 | 0 | 0 | 0 | 0 | 0 | 0 | 0 | 0 | 0 | 0 | 0 | 0 | 0 | 0 | 0 | 0 | 0 | 0 | 0 | 0 | 0
7 | 0 | 0 | 0 | 0 | 0 | 0 | 0 | 0 | 0 | 0 | 0 | 0 | 0 | 0 | 0 | 0 | 0 | 0 | 0 | 0 | 0 | 0 | 0 | 0 | 0 | 0 | 0 | 0 | 0 | 0 | 0
8 | 0 | 0 | 0 | 0 | 0 | 0 | 0 | 0 | 0 | 0 | 0 | 0 | 0 | 0 | 0 | 0 | 0 | 0 | 0 | 0 | 0 | 0 | 0 | 0 | 0 | 0 | 0 | 0 | 0 | 0 | 0
9 | 0 | 0 | 0 | 0 | 0 | 0 | 0 | 0 | 0 | 0 | 0 | 0 | 0 | 0 | 0 | 0 | 0 | 0 | 0 | 0 | 0 | 0 | 0 | 0 | 0 | 0 | 0 | 0 | 0 | 0 | 0
10 | 0 | 0 | 0 | 0 | 0 | 0 | 0 | 0 | 0 | 0 | 0 | 0 | 0 | 0 | 0 | 0 | 0 | 0 | 0 | 0 | 0 | 0 | 0 | 0 | 0 | 0 | 0 | 0 | 0 | 0 | 0
Annualized Cost of Operation - Participant - Component 3
Equipment | Year 0 | Year 1 | Year 2 | Year 3 | Year 4 | Year 5 | Year 6 | Year 7 | Year 8 | Year 9 | Year 10 | Year 11 | Year 12 | Year 13 | Year 14 | Year 15 | Year 16 | Year 17 | Year 18 | Year 19 | Year 20 | Year 21 | Year 22 | Year 23 | Year 24 | Year 25 | Year 26 | Year 27 | Year 28 | Year 29 | Year 30
1 | 0 | 0 | 0 | 0 | 0 | 0 | 0 | 0 | 0 | 0 | 0 | 0 | 0 | 0 | 0 | 0 | 0 | 0 | 0 | 0 | 0 | 0 | 0 | 0 | 0 | 0 | 0 | 0 | 0 | 0 | 0
2 | 0 | 0 | 0 | 0 | 0 | 0 | 0 | 0 | 0 | 0 | 0 | 0 | 0 | 0 | 0 | 0 | 0 | 0 | 0 | 0 | 0 | 0 | 0 | 0 | 0 | 0 | 0 | 0 | 0 | 0 | 0
3 | 0 | 0 | 0 | 0 | 0 | 0 | 0 | 0 | 0 | 0 | 0 | 0 | 0 | 0 | 0 | 0 | 0 | 0 | 0 | 0 | 0 | 0 | 0 | 0 | 0 | 0 | 0 | 0 | 0 | 0 | 0
4 | 0 | 0 | 0 | 0 | 0 | 0 | 0 | 0 | 0 | 0 | 0 | 0 | 0 | 0 | 0 | 0 | 0 | 0 | 0 | 0 | 0 | 0 | 0 | 0 | 0 | 0 | 0 | 0 | 0 | 0 | 0
5 | 0 | 0 | 0 | 0 | 0 | 0 | 0 | 0 | 0 | 0 | 0 | 0 | 0 | 0 | 0 | 0 | 0 | 0 | 0 | 0 | 0 | 0 | 0 | 0 | 0 | 0 | 0 | 0 | 0 | 0 | 0
6 | 0 | 0 | 0 | 0 | 0 | 0 | 0 | 0 | 0 | 0 | 0 | 0 | 0 | 0 | 0 | 0 | 0 | 0 | 0 | 0 | 0 | 0 | 0 | 0 | 0 | 0 | 0 | 0 | 0 | 0 | 0
7 | 0 | 0 | 0 | 0 | 0 | 0 | 0 | 0 | 0 | 0 | 0 | 0 | 0 | 0 | 0 | 0 | 0 | 0 | 0 | 0 | 0 | 0 | 0 | 0 | 0 | 0 | 0 | 0 | 0 | 0 | 0
8 | 0 | 0 | 0 | 0 | 0 | 0 | 0 | 0 | 0 | 0 | 0 | 0 | 0 | 0 | 0 | 0 | 0 | 0 | 0 | 0 | 0 | 0 | 0 | 0 | 0 | 0 | 0 | 0 | 0 | 0 | 0
9 | 0 | 0 | 0 | 0 | 0 | 0 | 0 | 0 | 0 | 0 | 0 | 0 | 0 | 0 | 0 | 0 | 0 | 0 | 0 | 0 | 0 | 0 | 0 | 0 | 0 | 0 | 0 | 0 | 0 | 0 | 0
10 | 0 | 0 | 0 | 0 | 0 | 0 | 0 | 0 | 0 | 0 | 0 | 0 | 0 | 0 | 0 | 0 | 0 | 0 | 0 | 0 | 0 | 0 | 0 | 0 | 0 | 0 | 0 | 0 | 0 | 0 | 0
Annualized Cost of Equipment - Participant - Component 3
Equipment | Year 0 | Year 1 | Year 2 | Year 3 | Year 4 | Year 5 | Year 6 | Year 7 | Year 8 | Year 9 | Year 10 | Year 11 | Year 12 | Year 13 | Year 14 | Year 15 | Year 16 | Year 17 | Year 18 | Year 19 | Year 20 | Year 21 | Year 22 | Year 23 | Year 24 | Year 25 | Year 26 | Year 27 | Year 28 | Year 29 | Year 30
1 | 0 | 0 | 0 | 0 | 0 | 0 | 0 | 0 | 0 | 0 | 0 | 0 | 0 | 0 | 0 | 0 | 0 | 0 | 0 | 0 | 0 | 0 | 0 | 0 | 0 | 0 | 0 | 0 | 0 | 0 | 0
2 | 0 | 0 | 0 | 0 | 0 | 0 | 0 | 0 | 0 | 0 | 0 | 0 | 0 | 0 | 0 | 0 | 0 | 0 | 0 | 0 | 0 | 0 | 0 | 0 | 0 | 0 | 0 | 0 | 0 | 0 | 0
3 | 0 | 0 | 0 | 0 | 0 | 0 | 0 | 0 | 0 | 0 | 0 | 0 | 0 | 0 | 0 | 0 | 0 | 0 | 0 | 0 | 0 | 0 | 0 | 0 | 0 | 0 | 0 | 0 | 0 | 0 | 0
4 | 0 | 0 | 0 | 0 | 0 | 0 | 0 | 0 | 0 | 0 | 0 | 0 | 0 | 0 | 0 | 0 | 0 | 0 | 0 | 0 | 0 | 0 | 0 | 0 | 0 | 0 | 0 | 0 | 0 | 0 | 0
5 | 0 | 0 | 0 | 0 | 0 | 0 | 0 | 0 | 0 | 0 | 0 | 0 | 0 | 0 | 0 | 0 | 0 | 0 | 0 | 0 | 0 | 0 | 0 | 0 | 0 | 0 | 0 | 0 | 0 | 0 | 0
6 | 0 | 0 | 0 | 0 | 0 | 0 | 0 | 0 | 0 | 0 | 0 | 0 | 0 | 0 | 0 | 0 | 0 | 0 | 0 | 0 | 0 | 0 | 0 | 0 | 0 | 0 | 0 | 0 | 0 | 0 | 0
7 | 0 | 0 | 0 | 0 | 0 | 0 | 0 | 0 | 0 | 0 | 0 | 0 | 0 | 0 | 0 | 0 | 0 | 0 | 0 | 0 | 0 | 0 | 0 | 0 | 0 | 0 | 0 | 0 | 0 | 0 | 0
8 | 0 | 0 | 0 | 0 | 0 | 0 | 0 | 0 | 0 | 0 | 0 | 0 | 0 | 0 | 0 | 0 | 0 | 0 | 0 | 0 | 0 | 0 | 0 | 0 | 0 | 0 | 0 | 0 | 0 | 0 | 0
9 | 0 | 0 | 0 | 0 | 0 | 0 | 0 | 0 | 0 | 0 | 0 | 0 | 0 | 0 | 0 | 0 | 0 | 0 | 0 | 0 | 0 | 0 | 0 | 0 | 0 | 0 | 0 | 0 | 0 | 0 | 0
10 | 0 | 0 | 0 | 0 | 0 | 0 | 0 | 0 | 0 | 0 | 0 | 0 | 0 | 0 | 0 | 0 | 0 | 0 | 0 | 0 | 0 | 0 | 0 | 0 | 0 | 0 | 0 | 0 | 0 | 0 | 0
Annualized kBTUs - Component 3
Equipment | Year 0 | Year 1 | Year 2 | Year 3 | Year 4 | Year 5 | Year 6 | Year 7 | Year 8 | Year 9 | Year 10 | Year 11 | Year 12 | Year 13 | Year 14 | Year 15 | Year 16 | Year 17 | Year 18 | Year 19 | Year 20 | Year 21 | Year 22 | Year 23 | Year 24 | Year 25 | Year 26 | Year 27 | Year 28 | Year 29 | Year 30
1 | 0 | 0 | 0 | 0 | 0 | 0 | 0 | 0 | 0 | 0 | 0 | 0 | 0 | 0 | 0 | 0 | 0 | 0 | 0 | 0 | 0 | 0 | 0 | 0 | 0 | 0 | 0 | 0 | 0 | 0 | 0
2 | 0 | 0 | 0 | 0 | 0 | 0 | 0 | 0 | 0 | 0 | 0 | 0 | 0 | 0 | 0 | 0 | 0 | 0 | 0 | 0 | 0 | 0 | 0 | 0 | 0 | 0 | 0 | 0 | 0 | 0 | 0
3 | 0 | 0 | 0 | 0 | 0 | 0 | 0 | 0 | 0 | 0 | 0 | 0 | 0 | 0 | 0 | 0 | 0 | 0 | 0 | 0 | 0 | 0 | 0 | 0 | 0 | 0 | 0 | 0 | 0 | 0 | 0
4 | 0 | 0 | 0 | 0 | 0 | 0 | 0 | 0 | 0 | 0 | 0 | 0 | 0 | 0 | 0 | 0 | 0 | 0 | 0 | 0 | 0 | 0 | 0 | 0 | 0 | 0 | 0 | 0 | 0 | 0 | 0
5 | 0 | 0 | 0 | 0 | 0 | 0 | 0 | 0 | 0 | 0 | 0 | 0 | 0 | 0 | 0 | 0 | 0 | 0 | 0 | 0 | 0 | 0 | 0 | 0 | 0 | 0 | 0 | 0 | 0 | 0 | 0
6 | 0 | 0 | 0 | 0 | 0 | 0 | 0 | 0 | 0 | 0 | 0 | 0 | 0 | 0 | 0 | 0 | 0 | 0 | 0 | 0 | 0 | 0 | 0 | 0 | 0 | 0 | 0 | 0 | 0 | 0 | 0
7 | 0 | 0 | 0 | 0 | 0 | 0 | 0 | 0 | 0 | 0 | 0 | 0 | 0 | 0 | 0 | 0 | 0 | 0 | 0 | 0 | 0 | 0 | 0 | 0 | 0 | 0 | 0 | 0 | 0 | 0 | 0
8 | 0 | 0 | 0 | 0 | 0 | 0 | 0 | 0 | 0 | 0 | 0 | 0 | 0 | 0 | 0 | 0 | 0 | 0 | 0 | 0 | 0 | 0 | 0 | 0 | 0 | 0 | 0 | 0 | 0 | 0 | 0
9 | 0 | 0 | 0 | 0 | 0 | 0 | 0 | 0 | 0 | 0 | 0 | 0 | 0 | 0 | 0 | 0 | 0 | 0 | 0 | 0 | 0 | 0 | 0 | 0 | 0 | 0 | 0 | 0 | 0 | 0 | 0
10 | 0 | 0 | 0 | 0 | 0 | 0 | 0 | 0 | 0 | 0 | 0 | 0 | 0 | 0 | 0 | 0 | 0 | 0 | 0 | 0 | 0 | 0 | 0 | 0 | 0 | 0 | 0 | 0 | 0 | 0 | 0
On Market - Component 3
Equipment | Year 0 | Year 1 | Year 2 | Year 3 | Year 4 | Year 5 | Year 6 | Year 7 | Year 8 | Year 9 | Year 10 | Year 11 | Year 12 | Year 13 | Year 14 | Year 15 | Year 16 | Year 17 | Year 18 | Year 19 | Year 20 | Year 21 | Year 22 | Year 23 | Year 24 | Year 25 | Year 26 | Year 27 | Year 28 | Year 29 | Year 30
1 | 0 | 0 | 0 | 0 | 0 | 0 | 0 | 0 | 0 | 0 | 0 | 0 | 0 | 0 | 0 | 0 | 0 | 0 | 0 | 0 | 0 | 0 | 0 | 0 | 0 | 0 | 0 | 0 | 0 | 0 | 0
2 | 0 | 0 | 0 | 0 | 0 | 0 | 0 | 0 | 0 | 0 | 0 | 0 | 0 | 0 | 0 | 0 | 0 | 0 | 0 | 0 | 0 | 0 | 0 | 0 | 0 | 0 | 0 | 0 | 0 | 0 | 0
3 | 0 | 0 | 0 | 0 | 0 | 0 | 0 | 0 | 0 | 0 | 0 | 0 | 0 | 0 | 0 | 0 | 0 | 0 | 0 | 0 | 0 | 0 | 0 | 0 | 0 | 0 | 0 | 0 | 0 | 0 | 0
4 | 0 | 0 | 0 | 0 | 0 | 0 | 0 | 0 | 0 | 0 | 0 | 0 | 0 | 0 | 0 | 0 | 0 | 0 | 0 | 0 | 0 | 0 | 0 | 0 | 0 | 0 | 0 | 0 | 0 | 0 | 0
5 | 0 | 0 | 0 | 0 | 0 | 0 | 0 | 0 | 0 | 0 | 0 | 0 | 0 | 0 | 0 | 0 | 0 | 0 | 0 | 0 | 0 | 0 | 0 | 0 | 0 | 0 | 0 | 0 | 0 | 0 | 0
6 | 0 | 0 | 0 | 0 | 0 | 0 | 0 | 0 | 0 | 0 | 0 | 0 | 0 | 0 | 0 | 0 | 0 | 0 | 0 | 0 | 0 | 0 | 0 | 0 | 0 | 0 | 0 | 0 | 0 | 0 | 0
7 | 0 | 0 | 0 | 0 | 0 | 0 | 0 | 0 | 0 | 0 | 0 | 0 | 0 | 0 | 0 | 0 | 0 | 0 | 0 | 0 | 0 | 0 | 0 | 0 | 0 | 0 | 0 | 0 | 0 | 0 | 0
8 | 0 | 0 | 0 | 0 | 0 | 0 | 0 | 0 | 0 | 0 | 0 | 0 | 0 | 0 | 0 | 0 | 0 | 0 | 0 | 0 | 0 | 0 | 0 | 0 | 0 | 0 | 0 | 0 | 0 | 0 | 0
9 | 0 | 0 | 0 | 0 | 0 | 0 | 0 | 0 | 0 | 0 | 0 | 0 | 0 | 0 | 0 | 0 | 0 | 0 | 0 | 0 | 0 | 0 | 0 | 0 | 0 | 0 | 0 | 0 | 0 | 0 | 0
10 | 0 | 0 | 0 | 0 | 0 | 0 | 0 | 0 | 0 | 0 | 0 | 0 | 0 | 0 | 0 | 0 | 0 | 0 | 0 | 0 | 0 | 0 | 0 | 0 | 0 | 0 | 0 | 0 | 0 | 0 | 0
Technical kBTUs - Component 3
Value | Year 0 | Year 1 | Year 2 | Year 3 | Year 4 | Year 5 | Year 6 | Year 7 | Year 8 | Year 9 | Year 10 | Year 11 | Year 12 | Year 13 | Year 14 | Year 15 | Year 16 | Year 17 | Year 18 | Year 19 | Year 20 | Year 21 | Year 22 | Year 23 | Year 24 | Year 25 | Year 26 | Year 27 | Year 28 | Year 29 | Year 30
Annualized kBTUs | 0 | 0 | 0 | 0 | 0 | 0 | 0 | 0 | 0 | 0 | 0 | 0 | 0 | 0 | 0 | 0 | 0 | 0 | 0 | 0 | 0 | 0 | 0 | 0 | 0 | 0 | 0 | 0 | 0 | 0 | 0
Lifetimes - Component 3
Scenario | Year 0 | Year 1 | Year 2 | Year 3 | Year 4 | Year 5 | Year 6 | Year 7 | Year 8 | Year 9 | Year 10 | Year 11 | Year 12 | Year 13 | Year 14 | Year 15 | Year 16 | Year 17 | Year 18 | Year 19 | Year 20 | Year 21 | Year 22 | Year 23 | Year 24 | Year 25 | Year 26 | Year 27 | Year 28 | Year 29 | Year 30
NC - Min. Lifetime | 0 | 0 | 0 | 0 | 0 | 0 | 0 | 0 | 0 | 0 | 0 | 0 | 0 | 0 | 0 | 0 | 0 | 0 | 0 | 0 | 0 | 0 | 0 | 0 | 0 | 0 | 0 | 0 | 0 | 0 | 0
NC - Max. Lifetime | 0 | 0 | 0 | 0 | 0 | 0 | 0 | 0 | 0 | 0 | 0 | 0 | 0 | 0 | 0 | 0 | 0 | 0 | 0 | 0 | 0 | 0 | 0 | 0 | 0 | 0 | 0 | 0 | 0 | 0 | 0
Equipment Options - Component 4
Equipment | Year 0: Label; Year 1: Min. Lifetime; Year 2: Max. Lifetime; Year 3: On Market; Year 4: Off Market; Year 5: Available; Year 6: On Date; Year 7: Off Date
1 | Year 5: 0:00; Year 6: 0; Year 7: 0
2 | Year 5: 0:00; Year 6: 0; Year 7: 0
3 | Year 5: 0:00; Year 6: 0; Year 7: 0
4 | Year 5: 0:00; Year 6: 0; Year 7: 0
5 | Year 5: 0:00; Year 6: 0; Year 7: 0
6 | Year 5: 0:00; Year 6: 0; Year 7: 0
7 | Year 5: 0:00; Year 6: 0; Year 7: 0
8 | Year 5: 0:00; Year 6: 0; Year 7: 0
9 | Year 5: 0:00; Year 6: 0; Year 7: 0
10 | Year 5: 0:00; Year 6: 0; Year 7: 0
Purchase Shares - Component 4
Equipment | Year 0 | Year 1 | Year 2 | Year 3 | Year 4 | Year 5 | Year 6 | Year 7 | Year 8 | Year 9 | Year 10 | Year 11 | Year 12 | Year 13 | Year 14 | Year 15 | Year 16 | Year 17 | Year 18 | Year 19 | Year 20 | Year 21 | Year 22 | Year 23 | Year 24 | Year 25 | Year 26 | Year 27 | Year 28 | Year 29 | Year 30
1 | bar: Year 0 to Year 30
2 | bar: Year 0 to Year 30
3 | bar: Year 0 to Year 30
4 | bar: Year 0 to Year 30
5 | bar: Year 0 to Year 30
6 | bar: Year 0 to Year 30
7 | bar: Year 0 to Year 30
8 | bar: Year 0 to Year 30
9 | bar: Year 0 to Year 30
10 | bar: Year 0 to Year 30
Annualized Cost of Operation - Utility - Component 4
Equipment | Year 0 | Year 1 | Year 2 | Year 3 | Year 4 | Year 5 | Year 6 | Year 7 | Year 8 | Year 9 | Year 10 | Year 11 | Year 12 | Year 13 | Year 14 | Year 15 | Year 16 | Year 17 | Year 18 | Year 19 | Year 20 | Year 21 | Year 22 | Year 23 | Year 24 | Year 25 | Year 26 | Year 27 | Year 28 | Year 29 | Year 30
1 | 0 | 0 | 0 | 0 | 0 | 0 | 0 | 0 | 0 | 0 | 0 | 0 | 0 | 0 | 0 | 0 | 0 | 0 | 0 | 0 | 0 | 0 | 0 | 0 | 0 | 0 | 0 | 0 | 0 | 0 | 0
2 | 0 | 0 | 0 | 0 | 0 | 0 | 0 | 0 | 0 | 0 | 0 | 0 | 0 | 0 | 0 | 0 | 0 | 0 | 0 | 0 | 0 | 0 | 0 | 0 | 0 | 0 | 0 | 0 | 0 | 0 | 0
3 | 0 | 0 | 0 | 0 | 0 | 0 | 0 | 0 | 0 | 0 | 0 | 0 | 0 | 0 | 0 | 0 | 0 | 0 | 0 | 0 | 0 | 0 | 0 | 0 | 0 | 0 | 0 | 0 | 0 | 0 | 0
4 | 0 | 0 | 0 | 0 | 0 | 0 | 0 | 0 | 0 | 0 | 0 | 0 | 0 | 0 | 0 | 0 | 0 | 0 | 0 | 0 | 0 | 0 | 0 | 0 | 0 | 0 | 0 | 0 | 0 | 0 | 0
5 | 0 | 0 | 0 | 0 | 0 | 0 | 0 | 0 | 0 | 0 | 0 | 0 | 0 | 0 | 0 | 0 | 0 | 0 | 0 | 0 | 0 | 0 | 0 | 0 | 0 | 0 | 0 | 0 | 0 | 0 | 0
6 | 0 | 0 | 0 | 0 | 0 | 0 | 0 | 0 | 0 | 0 | 0 | 0 | 0 | 0 | 0 | 0 | 0 | 0 | 0 | 0 | 0 | 0 | 0 | 0 | 0 | 0 | 0 | 0 | 0 | 0 | 0
7 | 0 | 0 | 0 | 0 | 0 | 0 | 0 | 0 | 0 | 0 | 0 | 0 | 0 | 0 | 0 | 0 | 0 | 0 | 0 | 0 | 0 | 0 | 0 | 0 | 0 | 0 | 0 | 0 | 0 | 0 | 0
8 | 0 | 0 | 0 | 0 | 0 | 0 | 0 | 0 | 0 | 0 | 0 | 0 | 0 | 0 | 0 | 0 | 0 | 0 | 0 | 0 | 0 | 0 | 0 | 0 | 0 | 0 | 0 | 0 | 0 | 0 | 0
9 | 0 | 0 | 0 | 0 | 0 | 0 | 0 | 0 | 0 | 0 | 0 | 0 | 0 | 0 | 0 | 0 | 0 | 0 | 0 | 0 | 0 | 0 | 0 | 0 | 0 | 0 | 0 | 0 | 0 | 0 | 0
10 | 0 | 0 | 0 | 0 | 0 | 0 | 0 | 0 | 0 | 0 | 0 | 0 | 0 | 0 | 0 | 0 | 0 | 0 | 0 | 0 | 0 | 0 | 0 | 0 | 0 | 0 | 0 | 0 | 0 | 0 | 0
Annualized Sales from Operation - Utility - Component 4
Equipment | Year 0 | Year 1 | Year 2 | Year 3 | Year 4 | Year 5 | Year 6 | Year 7 | Year 8 | Year 9 | Year 10 | Year 11 | Year 12 | Year 13 | Year 14 | Year 15 | Year 16 | Year 17 | Year 18 | Year 19 | Year 20 | Year 21 | Year 22 | Year 23 | Year 24 | Year 25 | Year 26 | Year 27 | Year 28 | Year 29 | Year 30
1 | 0 | 0 | 0 | 0 | 0 | 0 | 0 | 0 | 0 | 0 | 0 | 0 | 0 | 0 | 0 | 0 | 0 | 0 | 0 | 0 | 0 | 0 | 0 | 0 | 0 | 0 | 0 | 0 | 0 | 0 | 0
2 | 0 | 0 | 0 | 0 | 0 | 0 | 0 | 0 | 0 | 0 | 0 | 0 | 0 | 0 | 0 | 0 | 0 | 0 | 0 | 0 | 0 | 0 | 0 | 0 | 0 | 0 | 0 | 0 | 0 | 0 | 0
3 | 0 | 0 | 0 | 0 | 0 | 0 | 0 | 0 | 0 | 0 | 0 | 0 | 0 | 0 | 0 | 0 | 0 | 0 | 0 | 0 | 0 | 0 | 0 | 0 | 0 | 0 | 0 | 0 | 0 | 0 | 0
4 | 0 | 0 | 0 | 0 | 0 | 0 | 0 | 0 | 0 | 0 | 0 | 0 | 0 | 0 | 0 | 0 | 0 | 0 | 0 | 0 | 0 | 0 | 0 | 0 | 0 | 0 | 0 | 0 | 0 | 0 | 0
5 | 0 | 0 | 0 | 0 | 0 | 0 | 0 | 0 | 0 | 0 | 0 | 0 | 0 | 0 | 0 | 0 | 0 | 0 | 0 | 0 | 0 | 0 | 0 | 0 | 0 | 0 | 0 | 0 | 0 | 0 | 0
6 | 0 | 0 | 0 | 0 | 0 | 0 | 0 | 0 | 0 | 0 | 0 | 0 | 0 | 0 | 0 | 0 | 0 | 0 | 0 | 0 | 0 | 0 | 0 | 0 | 0 | 0 | 0 | 0 | 0 | 0 | 0
7 | 0 | 0 | 0 | 0 | 0 | 0 | 0 | 0 | 0 | 0 | 0 | 0 | 0 | 0 | 0 | 0 | 0 | 0 | 0 | 0 | 0 | 0 | 0 | 0 | 0 | 0 | 0 | 0 | 0 | 0 | 0
8 | 0 | 0 | 0 | 0 | 0 | 0 | 0 | 0 | 0 | 0 | 0 | 0 | 0 | 0 | 0 | 0 | 0 | 0 | 0 | 0 | 0 | 0 | 0 | 0 | 0 | 0 | 0 | 0 | 0 | 0 | 0
9 | 0 | 0 | 0 | 0 | 0 | 0 | 0 | 0 | 0 | 0 | 0 | 0 | 0 | 0 | 0 | 0 | 0 | 0 | 0 | 0 | 0 | 0 | 0 | 0 | 0 | 0 | 0 | 0 | 0 | 0 | 0
10 | 0 | 0 | 0 | 0 | 0 | 0 | 0 | 0 | 0 | 0 | 0 | 0 | 0 | 0 | 0 | 0 | 0 | 0 | 0 | 0 | 0 | 0 | 0 | 0 | 0 | 0 | 0 | 0 | 0 | 0 | 0
Annualized Cost of Equipment - Utility - Component 4
Equipment | Year 0 | Year 1 | Year 2 | Year 3 | Year 4 | Year 5 | Year 6 | Year 7 | Year 8 | Year 9 | Year 10 | Year 11 | Year 12 | Year 13 | Year 14 | Year 15 | Year 16 | Year 17 | Year 18 | Year 19 | Year 20 | Year 21 | Year 22 | Year 23 | Year 24 | Year 25 | Year 26 | Year 27 | Year 28 | Year 29 | Year 30
1 | 0 | 0 | 0 | 0 | 0 | 0 | 0 | 0 | 0 | 0 | 0 | 0 | 0 | 0 | 0 | 0 | 0 | 0 | 0 | 0 | 0 | 0 | 0 | 0 | 0 | 0 | 0 | 0 | 0 | 0 | 0
2 | 0 | 0 | 0 | 0 | 0 | 0 | 0 | 0 | 0 | 0 | 0 | 0 | 0 | 0 | 0 | 0 | 0 | 0 | 0 | 0 | 0 | 0 | 0 | 0 | 0 | 0 | 0 | 0 | 0 | 0 | 0
3 | 0 | 0 | 0 | 0 | 0 | 0 | 0 | 0 | 0 | 0 | 0 | 0 | 0 | 0 | 0 | 0 | 0 | 0 | 0 | 0 | 0 | 0 | 0 | 0 | 0 | 0 | 0 | 0 | 0 | 0 | 0
4 | 0 | 0 | 0 | 0 | 0 | 0 | 0 | 0 | 0 | 0 | 0 | 0 | 0 | 0 | 0 | 0 | 0 | 0 | 0 | 0 | 0 | 0 | 0 | 0 | 0 | 0 | 0 | 0 | 0 | 0 | 0
5 | 0 | 0 | 0 | 0 | 0 | 0 | 0 | 0 | 0 | 0 | 0 | 0 | 0 | 0 | 0 | 0 | 0 | 0 | 0 | 0 | 0 | 0 | 0 | 0 | 0 | 0 | 0 | 0 | 0 | 0 | 0
6 | 0 | 0 | 0 | 0 | 0 | 0 | 0 | 0 | 0 | 0 | 0 | 0 | 0 | 0 | 0 | 0 | 0 | 0 | 0 | 0 | 0 | 0 | 0 | 0 | 0 | 0 | 0 | 0 | 0 | 0 | 0
7 | 0 | 0 | 0 | 0 | 0 | 0 | 0 | 0 | 0 | 0 | 0 | 0 | 0 | 0 | 0 | 0 | 0 | 0 | 0 | 0 | 0 | 0 | 0 | 0 | 0 | 0 | 0 | 0 | 0 | 0 | 0
8 | 0 | 0 | 0 | 0 | 0 | 0 | 0 | 0 | 0 | 0 | 0 | 0 | 0 | 0 | 0 | 0 | 0 | 0 | 0 | 0 | 0 | 0 | 0 | 0 | 0 | 0 | 0 | 0 | 0 | 0 | 0
9 | 0 | 0 | 0 | 0 | 0 | 0 | 0 | 0 | 0 | 0 | 0 | 0 | 0 | 0 | 0 | 0 | 0 | 0 | 0 | 0 | 0 | 0 | 0 | 0 | 0 | 0 | 0 | 0 | 0 | 0 | 0
10 | 0 | 0 | 0 | 0 | 0 | 0 | 0 | 0 | 0 | 0 | 0 | 0 | 0 | 0 | 0 | 0 | 0 | 0 | 0 | 0 | 0 | 0 | 0 | 0 | 0 | 0 | 0 | 0 | 0 | 0 | 0
Annualized Cost of Operation - Participant - Component 4
Equipment | Year 0 | Year 1 | Year 2 | Year 3 | Year 4 | Year 5 | Year 6 | Year 7 | Year 8 | Year 9 | Year 10 | Year 11 | Year 12 | Year 13 | Year 14 | Year 15 | Year 16 | Year 17 | Year 18 | Year 19 | Year 20 | Year 21 | Year 22 | Year 23 | Year 24 | Year 25 | Year 26 | Year 27 | Year 28 | Year 29 | Year 30
1 | 0 | 0 | 0 | 0 | 0 | 0 | 0 | 0 | 0 | 0 | 0 | 0 | 0 | 0 | 0 | 0 | 0 | 0 | 0 | 0 | 0 | 0 | 0 | 0 | 0 | 0 | 0 | 0 | 0 | 0 | 0
2 | 0 | 0 | 0 | 0 | 0 | 0 | 0 | 0 | 0 | 0 | 0 | 0 | 0 | 0 | 0 | 0 | 0 | 0 | 0 | 0 | 0 | 0 | 0 | 0 | 0 | 0 | 0 | 0 | 0 | 0 | 0
3 | 0 | 0 | 0 | 0 | 0 | 0 | 0 | 0 | 0 | 0 | 0 | 0 | 0 | 0 | 0 | 0 | 0 | 0 | 0 | 0 | 0 | 0 | 0 | 0 | 0 | 0 | 0 | 0 | 0 | 0 | 0
4 | 0 | 0 | 0 | 0 | 0 | 0 | 0 | 0 | 0 | 0 | 0 | 0 | 0 | 0 | 0 | 0 | 0 | 0 | 0 | 0 | 0 | 0 | 0 | 0 | 0 | 0 | 0 | 0 | 0 | 0 | 0
5 | 0 | 0 | 0 | 0 | 0 | 0 | 0 | 0 | 0 | 0 | 0 | 0 | 0 | 0 | 0 | 0 | 0 | 0 | 0 | 0 | 0 | 0 | 0 | 0 | 0 | 0 | 0 | 0 | 0 | 0 | 0
6 | 0 | 0 | 0 | 0 | 0 | 0 | 0 | 0 | 0 | 0 | 0 | 0 | 0 | 0 | 0 | 0 | 0 | 0 | 0 | 0 | 0 | 0 | 0 | 0 | 0 | 0 | 0 | 0 | 0 | 0 | 0
7 | 0 | 0 | 0 | 0 | 0 | 0 | 0 | 0 | 0 | 0 | 0 | 0 | 0 | 0 | 0 | 0 | 0 | 0 | 0 | 0 | 0 | 0 | 0 | 0 | 0 | 0 | 0 | 0 | 0 | 0 | 0
8 | 0 | 0 | 0 | 0 | 0 | 0 | 0 | 0 | 0 | 0 | 0 | 0 | 0 | 0 | 0 | 0 | 0 | 0 | 0 | 0 | 0 | 0 | 0 | 0 | 0 | 0 | 0 | 0 | 0 | 0 | 0
9 | 0 | 0 | 0 | 0 | 0 | 0 | 0 | 0 | 0 | 0 | 0 | 0 | 0 | 0 | 0 | 0 | 0 | 0 | 0 | 0 | 0 | 0 | 0 | 0 | 0 | 0 | 0 | 0 | 0 | 0 | 0
10 | 0 | 0 | 0 | 0 | 0 | 0 | 0 | 0 | 0 | 0 | 0 | 0 | 0 | 0 | 0 | 0 | 0 | 0 | 0 | 0 | 0 | 0 | 0 | 0 | 0 | 0 | 0 | 0 | 0 | 0 | 0
Annualized Cost of Equipment - Participant - Component 4
Equipment | Year 0 | Year 1 | Year 2 | Year 3 | Year 4 | Year 5 | Year 6 | Year 7 | Year 8 | Year 9 | Year 10 | Year 11 | Year 12 | Year 13 | Year 14 | Year 15 | Year 16 | Year 17 | Year 18 | Year 19 | Year 20 | Year 21 | Year 22 | Year 23 | Year 24 | Year 25 | Year 26 | Year 27 | Year 28 | Year 29 | Year 30
1 | 0 | 0 | 0 | 0 | 0 | 0 | 0 | 0 | 0 | 0 | 0 | 0 | 0 | 0 | 0 | 0 | 0 | 0 | 0 | 0 | 0 | 0 | 0 | 0 | 0 | 0 | 0 | 0 | 0 | 0 | 0
2 | 0 | 0 | 0 | 0 | 0 | 0 | 0 | 0 | 0 | 0 | 0 | 0 | 0 | 0 | 0 | 0 | 0 | 0 | 0 | 0 | 0 | 0 | 0 | 0 | 0 | 0 | 0 | 0 | 0 | 0 | 0
3 | 0 | 0 | 0 | 0 | 0 | 0 | 0 | 0 | 0 | 0 | 0 | 0 | 0 | 0 | 0 | 0 | 0 | 0 | 0 | 0 | 0 | 0 | 0 | 0 | 0 | 0 | 0 | 0 | 0 | 0 | 0
4 | 0 | 0 | 0 | 0 | 0 | 0 | 0 | 0 | 0 | 0 | 0 | 0 | 0 | 0 | 0 | 0 | 0 | 0 | 0 | 0 | 0 | 0 | 0 | 0 | 0 | 0 | 0 | 0 | 0 | 0 | 0
5 | 0 | 0 | 0 | 0 | 0 | 0 | 0 | 0 | 0 | 0 | 0 | 0 | 0 | 0 | 0 | 0 | 0 | 0 | 0 | 0 | 0 | 0 | 0 | 0 | 0 | 0 | 0 | 0 | 0 | 0 | 0
6 | 0 | 0 | 0 | 0 | 0 | 0 | 0 | 0 | 0 | 0 | 0 | 0 | 0 | 0 | 0 | 0 | 0 | 0 | 0 | 0 | 0 | 0 | 0 | 0 | 0 | 0 | 0 | 0 | 0 | 0 | 0
7 | 0 | 0 | 0 | 0 | 0 | 0 | 0 | 0 | 0 | 0 | 0 | 0 | 0 | 0 | 0 | 0 | 0 | 0 | 0 | 0 | 0 | 0 | 0 | 0 | 0 | 0 | 0 | 0 | 0 | 0 | 0
8 | 0 | 0 | 0 | 0 | 0 | 0 | 0 | 0 | 0 | 0 | 0 | 0 | 0 | 0 | 0 | 0 | 0 | 0 | 0 | 0 | 0 | 0 | 0 | 0 | 0 | 0 | 0 | 0 | 0 | 0 | 0
9 | 0 | 0 | 0 | 0 | 0 | 0 | 0 | 0 | 0 | 0 | 0 | 0 | 0 | 0 | 0 | 0 | 0 | 0 | 0 | 0 | 0 | 0 | 0 | 0 | 0 | 0 | 0 | 0 | 0 | 0 | 0
10 | 0 | 0 | 0 | 0 | 0 | 0 | 0 | 0 | 0 | 0 | 0 | 0 | 0 | 0 | 0 | 0 | 0 | 0 | 0 | 0 | 0 | 0 | 0 | 0 | 0 | 0 | 0 | 0 | 0 | 0 | 0
Annualized kBTUs - Component 4
Equipment | Year 0 | Year 1 | Year 2 | Year 3 | Year 4 | Year 5 | Year 6 | Year 7 | Year 8 | Year 9 | Year 10 | Year 11 | Year 12 | Year 13 | Year 14 | Year 15 | Year 16 | Year 17 | Year 18 | Year 19 | Year 20 | Year 21 | Year 22 | Year 23 | Year 24 | Year 25 | Year 26 | Year 27 | Year 28 | Year 29 | Year 30
1 | 0 | 0 | 0 | 0 | 0 | 0 | 0 | 0 | 0 | 0 | 0 | 0 | 0 | 0 | 0 | 0 | 0 | 0 | 0 | 0 | 0 | 0 | 0 | 0 | 0 | 0 | 0 | 0 | 0 | 0 | 0
2 | 0 | 0 | 0 | 0 | 0 | 0 | 0 | 0 | 0 | 0 | 0 | 0 | 0 | 0 | 0 | 0 | 0 | 0 | 0 | 0 | 0 | 0 | 0 | 0 | 0 | 0 | 0 | 0 | 0 | 0 | 0
3 | 0 | 0 | 0 | 0 | 0 | 0 | 0 | 0 | 0 | 0 | 0 | 0 | 0 | 0 | 0 | 0 | 0 | 0 | 0 | 0 | 0 | 0 | 0 | 0 | 0 | 0 | 0 | 0 | 0 | 0 | 0
4 | 0 | 0 | 0 | 0 | 0 | 0 | 0 | 0 | 0 | 0 | 0 | 0 | 0 | 0 | 0 | 0 | 0 | 0 | 0 | 0 | 0 | 0 | 0 | 0 | 0 | 0 | 0 | 0 | 0 | 0 | 0
5 | 0 | 0 | 0 | 0 | 0 | 0 | 0 | 0 | 0 | 0 | 0 | 0 | 0 | 0 | 0 | 0 | 0 | 0 | 0 | 0 | 0 | 0 | 0 | 0 | 0 | 0 | 0 | 0 | 0 | 0 | 0
6 | 0 | 0 | 0 | 0 | 0 | 0 | 0 | 0 | 0 | 0 | 0 | 0 | 0 | 0 | 0 | 0 | 0 | 0 | 0 | 0 | 0 | 0 | 0 | 0 | 0 | 0 | 0 | 0 | 0 | 0 | 0
7 | 0 | 0 | 0 | 0 | 0 | 0 | 0 | 0 | 0 | 0 | 0 | 0 | 0 | 0 | 0 | 0 | 0 | 0 | 0 | 0 | 0 | 0 | 0 | 0 | 0 | 0 | 0 | 0 | 0 | 0 | 0
8 | 0 | 0 | 0 | 0 | 0 | 0 | 0 | 0 | 0 | 0 | 0 | 0 | 0 | 0 | 0 | 0 | 0 | 0 | 0 | 0 | 0 | 0 | 0 | 0 | 0 | 0 | 0 | 0 | 0 | 0 | 0
9 | 0 | 0 | 0 | 0 | 0 | 0 | 0 | 0 | 0 | 0 | 0 | 0 | 0 | 0 | 0 | 0 | 0 | 0 | 0 | 0 | 0 | 0 | 0 | 0 | 0 | 0 | 0 | 0 | 0 | 0 | 0
10 | 0 | 0 | 0 | 0 | 0 | 0 | 0 | 0 | 0 | 0 | 0 | 0 | 0 | 0 | 0 | 0 | 0 | 0 | 0 | 0 | 0 | 0 | 0 | 0 | 0 | 0 | 0 | 0 | 0 | 0 | 0
On Market - Component 4
Equipment | Year 0 | Year 1 | Year 2 | Year 3 | Year 4 | Year 5 | Year 6 | Year 7 | Year 8 | Year 9 | Year 10 | Year 11 | Year 12 | Year 13 | Year 14 | Year 15 | Year 16 | Year 17 | Year 18 | Year 19 | Year 20 | Year 21 | Year 22 | Year 23 | Year 24 | Year 25 | Year 26 | Year 27 | Year 28 | Year 29 | Year 30
1 | 0 | 0 | 0 | 0 | 0 | 0 | 0 | 0 | 0 | 0 | 0 | 0 | 0 | 0 | 0 | 0 | 0 | 0 | 0 | 0 | 0 | 0 | 0 | 0 | 0 | 0 | 0 | 0 | 0 | 0 | 0
2 | 0 | 0 | 0 | 0 | 0 | 0 | 0 | 0 | 0 | 0 | 0 | 0 | 0 | 0 | 0 | 0 | 0 | 0 | 0 | 0 | 0 | 0 | 0 | 0 | 0 | 0 | 0 | 0 | 0 | 0 | 0
3 | 0 | 0 | 0 | 0 | 0 | 0 | 0 | 0 | 0 | 0 | 0 | 0 | 0 | 0 | 0 | 0 | 0 | 0 | 0 | 0 | 0 | 0 | 0 | 0 | 0 | 0 | 0 | 0 | 0 | 0 | 0
4 | 0 | 0 | 0 | 0 | 0 | 0 | 0 | 0 | 0 | 0 | 0 | 0 | 0 | 0 | 0 | 0 | 0 | 0 | 0 | 0 | 0 | 0 | 0 | 0 | 0 | 0 | 0 | 0 | 0 | 0 | 0
5 | 0 | 0 | 0 | 0 | 0 | 0 | 0 | 0 | 0 | 0 | 0 | 0 | 0 | 0 | 0 | 0 | 0 | 0 | 0 | 0 | 0 | 0 | 0 | 0 | 0 | 0 | 0 | 0 | 0 | 0 | 0
6 | 0 | 0 | 0 | 0 | 0 | 0 | 0 | 0 | 0 | 0 | 0 | 0 | 0 | 0 | 0 | 0 | 0 | 0 | 0 | 0 | 0 | 0 | 0 | 0 | 0 | 0 | 0 | 0 | 0 | 0 | 0
7 | 0 | 0 | 0 | 0 | 0 | 0 | 0 | 0 | 0 | 0 | 0 | 0 | 0 | 0 | 0 | 0 | 0 | 0 | 0 | 0 | 0 | 0 | 0 | 0 | 0 | 0 | 0 | 0 | 0 | 0 | 0
8 | 0 | 0 | 0 | 0 | 0 | 0 | 0 | 0 | 0 | 0 | 0 | 0 | 0 | 0 | 0 | 0 | 0 | 0 | 0 | 0 | 0 | 0 | 0 | 0 | 0 | 0 | 0 | 0 | 0 | 0 | 0
9 | 0 | 0 | 0 | 0 | 0 | 0 | 0 | 0 | 0 | 0 | 0 | 0 | 0 | 0 | 0 | 0 | 0 | 0 | 0 | 0 | 0 | 0 | 0 | 0 | 0 | 0 | 0 | 0 | 0 | 0 | 0
10 | 0 | 0 | 0 | 0 | 0 | 0 | 0 | 0 | 0 | 0 | 0 | 0 | 0 | 0 | 0 | 0 | 0 | 0 | 0 | 0 | 0 | 0 | 0 | 0 | 0 | 0 | 0 | 0 | 0 | 0 | 0
Technical kBTUs - Component 4
Value | Year 0 | Year 1 | Year 2 | Year 3 | Year 4 | Year 5 | Year 6 | Year 7 | Year 8 | Year 9 | Year 10 | Year 11 | Year 12 | Year 13 | Year 14 | Year 15 | Year 16 | Year 17 | Year 18 | Year 19 | Year 20 | Year 21 | Year 22 | Year 23 | Year 24 | Year 25 | Year 26 | Year 27 | Year 28 | Year 29 | Year 30
Annualized kBTUs | 0 | 0 | 0 | 0 | 0 | 0 | 0 | 0 | 0 | 0 | 0 | 0 | 0 | 0 | 0 | 0 | 0 | 0 | 0 | 0 | 0 | 0 | 0 | 0 | 0 | 0 | 0 | 0 | 0 | 0 | 0
Lifetimes - Component 4
Scenario | Year 0 | Year 1 | Year 2 | Year 3 | Year 4 | Year 5 | Year 6 | Year 7 | Year 8 | Year 9 | Year 10 | Year 11 | Year 12 | Year 13 | Year 14 | Year 15 | Year 16 | Year 17 | Year 18 | Year 19 | Year 20 | Year 21 | Year 22 | Year 23 | Year 24 | Year 25 | Year 26 | Year 27 | Year 28 | Year 29 | Year 30
NC - Min. Lifetime | 0 | 0 | 0 | 0 | 0 | 0 | 0 | 0 | 0 | 0 | 0 | 0 | 0 | 0 | 0 | 0 | 0 | 0 | 0 | 0 | 0 | 0 | 0 | 0 | 0 | 0 | 0 | 0 | 0 | 0 | 0
NC - Max. Lifetime | 0 | 0 | 0 | 0 | 0 | 0 | 0 | 0 | 0 | 0 | 0 | 0 | 0 | 0 | 0 | 0 | 0 | 0 | 0 | 0 | 0 | 0 | 0 | 0 | 0 | 0 | 0 | 0 | 0 | 0 | 0
Equipment Options - Component 5
Equipment | Year 0: Label; Year 1: Min. Lifetime; Year 2: Max. Lifetime; Year 3: On Market; Year 4: Off Market; Year 5: Available; Year 6: On Date; Year 7: Off Date
1 | Year 5: 0:00; Year 6: 0; Year 7: 0
2 | Year 5: 0:00; Year 6: 0; Year 7: 0
3 | Year 5: 0:00; Year 6: 0; Year 7: 0
4 | Year 5: 0:00; Year 6: 0; Year 7: 0
5 | Year 5: 0:00; Year 6: 0; Year 7: 0
6 | Year 5: 0:00; Year 6: 0; Year 7: 0
7 | Year 5: 0:00; Year 6: 0; Year 7: 0
8 | Year 5: 0:00; Year 6: 0; Year 7: 0
9 | Year 5: 0:00; Year 6: 0; Year 7: 0
10 | Year 5: 0:00; Year 6: 0; Year 7: 0
Purchase Shares - Component 5
Equipment | Year 0 | Year 1 | Year 2 | Year 3 | Year 4 | Year 5 | Year 6 | Year 7 | Year 8 | Year 9 | Year 10 | Year 11 | Year 12 | Year 13 | Year 14 | Year 15 | Year 16 | Year 17 | Year 18 | Year 19 | Year 20 | Year 21 | Year 22 | Year 23 | Year 24 | Year 25 | Year 26 | Year 27 | Year 28 | Year 29 | Year 30
1 | bar: Year 0 to Year 30
2 | bar: Year 0 to Year 30
3 | bar: Year 0 to Year 30
4 | bar: Year 0 to Year 30
5 | bar: Year 0 to Year 30
6 | bar: Year 0 to Year 30
7 | bar: Year 0 to Year 30
8 | bar: Year 0 to Year 30
9 | bar: Year 0 to Year 30
10 | bar: Year 0 to Year 30
Annualized Cost of Operation - Utility - Component 5
Equipment | Year 0 | Year 1 | Year 2 | Year 3 | Year 4 | Year 5 | Year 6 | Year 7 | Year 8 | Year 9 | Year 10 | Year 11 | Year 12 | Year 13 | Year 14 | Year 15 | Year 16 | Year 17 | Year 18 | Year 19 | Year 20 | Year 21 | Year 22 | Year 23 | Year 24 | Year 25 | Year 26 | Year 27 | Year 28 | Year 29 | Year 30
1 | 0 | 0 | 0 | 0 | 0 | 0 | 0 | 0 | 0 | 0 | 0 | 0 | 0 | 0 | 0 | 0 | 0 | 0 | 0 | 0 | 0 | 0 | 0 | 0 | 0 | 0 | 0 | 0 | 0 | 0 | 0
2 | 0 | 0 | 0 | 0 | 0 | 0 | 0 | 0 | 0 | 0 | 0 | 0 | 0 | 0 | 0 | 0 | 0 | 0 | 0 | 0 | 0 | 0 | 0 | 0 | 0 | 0 | 0 | 0 | 0 | 0 | 0
3 | 0 | 0 | 0 | 0 | 0 | 0 | 0 | 0 | 0 | 0 | 0 | 0 | 0 | 0 | 0 | 0 | 0 | 0 | 0 | 0 | 0 | 0 | 0 | 0 | 0 | 0 | 0 | 0 | 0 | 0 | 0
4 | 0 | 0 | 0 | 0 | 0 | 0 | 0 | 0 | 0 | 0 | 0 | 0 | 0 | 0 | 0 | 0 | 0 | 0 | 0 | 0 | 0 | 0 | 0 | 0 | 0 | 0 | 0 | 0 | 0 | 0 | 0
5 | 0 | 0 | 0 | 0 | 0 | 0 | 0 | 0 | 0 | 0 | 0 | 0 | 0 | 0 | 0 | 0 | 0 | 0 | 0 | 0 | 0 | 0 | 0 | 0 | 0 | 0 | 0 | 0 | 0 | 0 | 0
6 | 0 | 0 | 0 | 0 | 0 | 0 | 0 | 0 | 0 | 0 | 0 | 0 | 0 | 0 | 0 | 0 | 0 | 0 | 0 | 0 | 0 | 0 | 0 | 0 | 0 | 0 | 0 | 0 | 0 | 0 | 0
7 | 0 | 0 | 0 | 0 | 0 | 0 | 0 | 0 | 0 | 0 | 0 | 0 | 0 | 0 | 0 | 0 | 0 | 0 | 0 | 0 | 0 | 0 | 0 | 0 | 0 | 0 | 0 | 0 | 0 | 0 | 0
8 | 0 | 0 | 0 | 0 | 0 | 0 | 0 | 0 | 0 | 0 | 0 | 0 | 0 | 0 | 0 | 0 | 0 | 0 | 0 | 0 | 0 | 0 | 0 | 0 | 0 | 0 | 0 | 0 | 0 | 0 | 0
9 | 0 | 0 | 0 | 0 | 0 | 0 | 0 | 0 | 0 | 0 | 0 | 0 | 0 | 0 | 0 | 0 | 0 | 0 | 0 | 0 | 0 | 0 | 0 | 0 | 0 | 0 | 0 | 0 | 0 | 0 | 0
10 | 0 | 0 | 0 | 0 | 0 | 0 | 0 | 0 | 0 | 0 | 0 | 0 | 0 | 0 | 0 | 0 | 0 | 0 | 0 | 0 | 0 | 0 | 0 | 0 | 0 | 0 | 0 | 0 | 0 | 0 | 0
Annualized Sales from Operation - Utility - Component 5
Equipment | Year 0 | Year 1 | Year 2 | Year 3 | Year 4 | Year 5 | Year 6 | Year 7 | Year 8 | Year 9 | Year 10 | Year 11 | Year 12 | Year 13 | Year 14 | Year 15 | Year 16 | Year 17 | Year 18 | Year 19 | Year 20 | Year 21 | Year 22 | Year 23 | Year 24 | Year 25 | Year 26 | Year 27 | Year 28 | Year 29 | Year 30
1 | 0 | 0 | 0 | 0 | 0 | 0 | 0 | 0 | 0 | 0 | 0 | 0 | 0 | 0 | 0 | 0 | 0 | 0 | 0 | 0 | 0 | 0 | 0 | 0 | 0 | 0 | 0 | 0 | 0 | 0 | 0
2 | 0 | 0 | 0 | 0 | 0 | 0 | 0 | 0 | 0 | 0 | 0 | 0 | 0 | 0 | 0 | 0 | 0 | 0 | 0 | 0 | 0 | 0 | 0 | 0 | 0 | 0 | 0 | 0 | 0 | 0 | 0
3 | 0 | 0 | 0 | 0 | 0 | 0 | 0 | 0 | 0 | 0 | 0 | 0 | 0 | 0 | 0 | 0 | 0 | 0 | 0 | 0 | 0 | 0 | 0 | 0 | 0 | 0 | 0 | 0 | 0 | 0 | 0
4 | 0 | 0 | 0 | 0 | 0 | 0 | 0 | 0 | 0 | 0 | 0 | 0 | 0 | 0 | 0 | 0 | 0 | 0 | 0 | 0 | 0 | 0 | 0 | 0 | 0 | 0 | 0 | 0 | 0 | 0 | 0
5 | 0 | 0 | 0 | 0 | 0 | 0 | 0 | 0 | 0 | 0 | 0 | 0 | 0 | 0 | 0 | 0 | 0 | 0 | 0 | 0 | 0 | 0 | 0 | 0 | 0 | 0 | 0 | 0 | 0 | 0 | 0
6 | 0 | 0 | 0 | 0 | 0 | 0 | 0 | 0 | 0 | 0 | 0 | 0 | 0 | 0 | 0 | 0 | 0 | 0 | 0 | 0 | 0 | 0 | 0 | 0 | 0 | 0 | 0 | 0 | 0 | 0 | 0
7 | 0 | 0 | 0 | 0 | 0 | 0 | 0 | 0 | 0 | 0 | 0 | 0 | 0 | 0 | 0 | 0 | 0 | 0 | 0 | 0 | 0 | 0 | 0 | 0 | 0 | 0 | 0 | 0 | 0 | 0 | 0
8 | 0 | 0 | 0 | 0 | 0 | 0 | 0 | 0 | 0 | 0 | 0 | 0 | 0 | 0 | 0 | 0 | 0 | 0 | 0 | 0 | 0 | 0 | 0 | 0 | 0 | 0 | 0 | 0 | 0 | 0 | 0
9 | 0 | 0 | 0 | 0 | 0 | 0 | 0 | 0 | 0 | 0 | 0 | 0 | 0 | 0 | 0 | 0 | 0 | 0 | 0 | 0 | 0 | 0 | 0 | 0 | 0 | 0 | 0 | 0 | 0 | 0 | 0
10 | 0 | 0 | 0 | 0 | 0 | 0 | 0 | 0 | 0 | 0 | 0 | 0 | 0 | 0 | 0 | 0 | 0 | 0 | 0 | 0 | 0 | 0 | 0 | 0 | 0 | 0 | 0 | 0 | 0 | 0 | 0
Annualized Cost of Equipment - Utility - Component 5
Equipment | Year 0 | Year 1 | Year 2 | Year 3 | Year 4 | Year 5 | Year 6 | Year 7 | Year 8 | Year 9 | Year 10 | Year 11 | Year 12 | Year 13 | Year 14 | Year 15 | Year 16 | Year 17 | Year 18 | Year 19 | Year 20 | Year 21 | Year 22 | Year 23 | Year 24 | Year 25 | Year 26 | Year 27 | Year 28 | Year 29 | Year 30
1 | 0 | 0 | 0 | 0 | 0 | 0 | 0 | 0 | 0 | 0 | 0 | 0 | 0 | 0 | 0 | 0 | 0 | 0 | 0 | 0 | 0 | 0 | 0 | 0 | 0 | 0 | 0 | 0 | 0 | 0 | 0
2 | 0 | 0 | 0 | 0 | 0 | 0 | 0 | 0 | 0 | 0 | 0 | 0 | 0 | 0 | 0 | 0 | 0 | 0 | 0 | 0 | 0 | 0 | 0 | 0 | 0 | 0 | 0 | 0 | 0 | 0 | 0
3 | 0 | 0 | 0 | 0 | 0 | 0 | 0 | 0 | 0 | 0 | 0 | 0 | 0 | 0 | 0 | 0 | 0 | 0 | 0 | 0 | 0 | 0 | 0 | 0 | 0 | 0 | 0 | 0 | 0 | 0 | 0
4 | 0 | 0 | 0 | 0 | 0 | 0 | 0 | 0 | 0 | 0 | 0 | 0 | 0 | 0 | 0 | 0 | 0 | 0 | 0 | 0 | 0 | 0 | 0 | 0 | 0 | 0 | 0 | 0 | 0 | 0 | 0
5 | 0 | 0 | 0 | 0 | 0 | 0 | 0 | 0 | 0 | 0 | 0 | 0 | 0 | 0 | 0 | 0 | 0 | 0 | 0 | 0 | 0 | 0 | 0 | 0 | 0 | 0 | 0 | 0 | 0 | 0 | 0
6 | 0 | 0 | 0 | 0 | 0 | 0 | 0 | 0 | 0 | 0 | 0 | 0 | 0 | 0 | 0 | 0 | 0 | 0 | 0 | 0 | 0 | 0 | 0 | 0 | 0 | 0 | 0 | 0 | 0 | 0 | 0
7 | 0 | 0 | 0 | 0 | 0 | 0 | 0 | 0 | 0 | 0 | 0 | 0 | 0 | 0 | 0 | 0 | 0 | 0 | 0 | 0 | 0 | 0 | 0 | 0 | 0 | 0 | 0 | 0 | 0 | 0 | 0
8 | 0 | 0 | 0 | 0 | 0 | 0 | 0 | 0 | 0 | 0 | 0 | 0 | 0 | 0 | 0 | 0 | 0 | 0 | 0 | 0 | 0 | 0 | 0 | 0 | 0 | 0 | 0 | 0 | 0 | 0 | 0
9 | 0 | 0 | 0 | 0 | 0 | 0 | 0 | 0 | 0 | 0 | 0 | 0 | 0 | 0 | 0 | 0 | 0 | 0 | 0 | 0 | 0 | 0 | 0 | 0 | 0 | 0 | 0 | 0 | 0 | 0 | 0
10 | 0 | 0 | 0 | 0 | 0 | 0 | 0 | 0 | 0 | 0 | 0 | 0 | 0 | 0 | 0 | 0 | 0 | 0 | 0 | 0 | 0 | 0 | 0 | 0 | 0 | 0 | 0 | 0 | 0 | 0 | 0
Annualized Cost of Operation - Participant - Component 5
Equipment | Year 0 | Year 1 | Year 2 | Year 3 | Year 4 | Year 5 | Year 6 | Year 7 | Year 8 | Year 9 | Year 10 | Year 11 | Year 12 | Year 13 | Year 14 | Year 15 | Year 16 | Year 17 | Year 18 | Year 19 | Year 20 | Year 21 | Year 22 | Year 23 | Year 24 | Year 25 | Year 26 | Year 27 | Year 28 | Year 29 | Year 30
1 | 0 | 0 | 0 | 0 | 0 | 0 | 0 | 0 | 0 | 0 | 0 | 0 | 0 | 0 | 0 | 0 | 0 | 0 | 0 | 0 | 0 | 0 | 0 | 0 | 0 | 0 | 0 | 0 | 0 | 0 | 0
2 | 0 | 0 | 0 | 0 | 0 | 0 | 0 | 0 | 0 | 0 | 0 | 0 | 0 | 0 | 0 | 0 | 0 | 0 | 0 | 0 | 0 | 0 | 0 | 0 | 0 | 0 | 0 | 0 | 0 | 0 | 0
3 | 0 | 0 | 0 | 0 | 0 | 0 | 0 | 0 | 0 | 0 | 0 | 0 | 0 | 0 | 0 | 0 | 0 | 0 | 0 | 0 | 0 | 0 | 0 | 0 | 0 | 0 | 0 | 0 | 0 | 0 | 0
4 | 0 | 0 | 0 | 0 | 0 | 0 | 0 | 0 | 0 | 0 | 0 | 0 | 0 | 0 | 0 | 0 | 0 | 0 | 0 | 0 | 0 | 0 | 0 | 0 | 0 | 0 | 0 | 0 | 0 | 0 | 0
5 | 0 | 0 | 0 | 0 | 0 | 0 | 0 | 0 | 0 | 0 | 0 | 0 | 0 | 0 | 0 | 0 | 0 | 0 | 0 | 0 | 0 | 0 | 0 | 0 | 0 | 0 | 0 | 0 | 0 | 0 | 0
6 | 0 | 0 | 0 | 0 | 0 | 0 | 0 | 0 | 0 | 0 | 0 | 0 | 0 | 0 | 0 | 0 | 0 | 0 | 0 | 0 | 0 | 0 | 0 | 0 | 0 | 0 | 0 | 0 | 0 | 0 | 0
7 | 0 | 0 | 0 | 0 | 0 | 0 | 0 | 0 | 0 | 0 | 0 | 0 | 0 | 0 | 0 | 0 | 0 | 0 | 0 | 0 | 0 | 0 | 0 | 0 | 0 | 0 | 0 | 0 | 0 | 0 | 0
8 | 0 | 0 | 0 | 0 | 0 | 0 | 0 | 0 | 0 | 0 | 0 | 0 | 0 | 0 | 0 | 0 | 0 | 0 | 0 | 0 | 0 | 0 | 0 | 0 | 0 | 0 | 0 | 0 | 0 | 0 | 0
9 | 0 | 0 | 0 | 0 | 0 | 0 | 0 | 0 | 0 | 0 | 0 | 0 | 0 | 0 | 0 | 0 | 0 | 0 | 0 | 0 | 0 | 0 | 0 | 0 | 0 | 0 | 0 | 0 | 0 | 0 | 0
10 | 0 | 0 | 0 | 0 | 0 | 0 | 0 | 0 | 0 | 0 | 0 | 0 | 0 | 0 | 0 | 0 | 0 | 0 | 0 | 0 | 0 | 0 | 0 | 0 | 0 | 0 | 0 | 0 | 0 | 0 | 0
Annualized Cost of Equipment - Participant - Component 5
Equipment | Year 0 | Year 1 | Year 2 | Year 3 | Year 4 | Year 5 | Year 6 | Year 7 | Year 8 | Year 9 | Year 10 | Year 11 | Year 12 | Year 13 | Year 14 | Year 15 | Year 16 | Year 17 | Year 18 | Year 19 | Year 20 | Year 21 | Year 22 | Year 23 | Year 24 | Year 25 | Year 26 | Year 27 | Year 28 | Year 29 | Year 30
1 | 0 | 0 | 0 | 0 | 0 | 0 | 0 | 0 | 0 | 0 | 0 | 0 | 0 | 0 | 0 | 0 | 0 | 0 | 0 | 0 | 0 | 0 | 0 | 0 | 0 | 0 | 0 | 0 | 0 | 0 | 0
2 | 0 | 0 | 0 | 0 | 0 | 0 | 0 | 0 | 0 | 0 | 0 | 0 | 0 | 0 | 0 | 0 | 0 | 0 | 0 | 0 | 0 | 0 | 0 | 0 | 0 | 0 | 0 | 0 | 0 | 0 | 0
3 | 0 | 0 | 0 | 0 | 0 | 0 | 0 | 0 | 0 | 0 | 0 | 0 | 0 | 0 | 0 | 0 | 0 | 0 | 0 | 0 | 0 | 0 | 0 | 0 | 0 | 0 | 0 | 0 | 0 | 0 | 0
4 | 0 | 0 | 0 | 0 | 0 | 0 | 0 | 0 | 0 | 0 | 0 | 0 | 0 | 0 | 0 | 0 | 0 | 0 | 0 | 0 | 0 | 0 | 0 | 0 | 0 | 0 | 0 | 0 | 0 | 0 | 0
5 | 0 | 0 | 0 | 0 | 0 | 0 | 0 | 0 | 0 | 0 | 0 | 0 | 0 | 0 | 0 | 0 | 0 | 0 | 0 | 0 | 0 | 0 | 0 | 0 | 0 | 0 | 0 | 0 | 0 | 0 | 0
6 | 0 | 0 | 0 | 0 | 0 | 0 | 0 | 0 | 0 | 0 | 0 | 0 | 0 | 0 | 0 | 0 | 0 | 0 | 0 | 0 | 0 | 0 | 0 | 0 | 0 | 0 | 0 | 0 | 0 | 0 | 0
7 | 0 | 0 | 0 | 0 | 0 | 0 | 0 | 0 | 0 | 0 | 0 | 0 | 0 | 0 | 0 | 0 | 0 | 0 | 0 | 0 | 0 | 0 | 0 | 0 | 0 | 0 | 0 | 0 | 0 | 0 | 0
8 | 0 | 0 | 0 | 0 | 0 | 0 | 0 | 0 | 0 | 0 | 0 | 0 | 0 | 0 | 0 | 0 | 0 | 0 | 0 | 0 | 0 | 0 | 0 | 0 | 0 | 0 | 0 | 0 | 0 | 0 | 0
9 | 0 | 0 | 0 | 0 | 0 | 0 | 0 | 0 | 0 | 0 | 0 | 0 | 0 | 0 | 0 | 0 | 0 | 0 | 0 | 0 | 0 | 0 | 0 | 0 | 0 | 0 | 0 | 0 | 0 | 0 | 0
10 | 0 | 0 | 0 | 0 | 0 | 0 | 0 | 0 | 0 | 0 | 0 | 0 | 0 | 0 | 0 | 0 | 0 | 0 | 0 | 0 | 0 | 0 | 0 | 0 | 0 | 0 | 0 | 0 | 0 | 0 | 0
Annualized kBTUs - Component 5
Equipment | Year 0 | Year 1 | Year 2 | Year 3 | Year 4 | Year 5 | Year 6 | Year 7 | Year 8 | Year 9 | Year 10 | Year 11 | Year 12 | Year 13 | Year 14 | Year 15 | Year 16 | Year 17 | Year 18 | Year 19 | Year 20 | Year 21 | Year 22 | Year 23 | Year 24 | Year 25 | Year 26 | Year 27 | Year 28 | Year 29 | Year 30
1 | 0 | 0 | 0 | 0 | 0 | 0 | 0 | 0 | 0 | 0 | 0 | 0 | 0 | 0 | 0 | 0 | 0 | 0 | 0 | 0 | 0 | 0 | 0 | 0 | 0 | 0 | 0 | 0 | 0 | 0 | 0
2 | 0 | 0 | 0 | 0 | 0 | 0 | 0 | 0 | 0 | 0 | 0 | 0 | 0 | 0 | 0 | 0 | 0 | 0 | 0 | 0 | 0 | 0 | 0 | 0 | 0 | 0 | 0 | 0 | 0 | 0 | 0
3 | 0 | 0 | 0 | 0 | 0 | 0 | 0 | 0 | 0 | 0 | 0 | 0 | 0 | 0 | 0 | 0 | 0 | 0 | 0 | 0 | 0 | 0 | 0 | 0 | 0 | 0 | 0 | 0 | 0 | 0 | 0
4 | 0 | 0 | 0 | 0 | 0 | 0 | 0 | 0 | 0 | 0 | 0 | 0 | 0 | 0 | 0 | 0 | 0 | 0 | 0 | 0 | 0 | 0 | 0 | 0 | 0 | 0 | 0 | 0 | 0 | 0 | 0
5 | 0 | 0 | 0 | 0 | 0 | 0 | 0 | 0 | 0 | 0 | 0 | 0 | 0 | 0 | 0 | 0 | 0 | 0 | 0 | 0 | 0 | 0 | 0 | 0 | 0 | 0 | 0 | 0 | 0 | 0 | 0
6 | 0 | 0 | 0 | 0 | 0 | 0 | 0 | 0 | 0 | 0 | 0 | 0 | 0 | 0 | 0 | 0 | 0 | 0 | 0 | 0 | 0 | 0 | 0 | 0 | 0 | 0 | 0 | 0 | 0 | 0 | 0
7 | 0 | 0 | 0 | 0 | 0 | 0 | 0 | 0 | 0 | 0 | 0 | 0 | 0 | 0 | 0 | 0 | 0 | 0 | 0 | 0 | 0 | 0 | 0 | 0 | 0 | 0 | 0 | 0 | 0 | 0 | 0
8 | 0 | 0 | 0 | 0 | 0 | 0 | 0 | 0 | 0 | 0 | 0 | 0 | 0 | 0 | 0 | 0 | 0 | 0 | 0 | 0 | 0 | 0 | 0 | 0 | 0 | 0 | 0 | 0 | 0 | 0 | 0
9 | 0 | 0 | 0 | 0 | 0 | 0 | 0 | 0 | 0 | 0 | 0 | 0 | 0 | 0 | 0 | 0 | 0 | 0 | 0 | 0 | 0 | 0 | 0 | 0 | 0 | 0 | 0 | 0 | 0 | 0 | 0
10 | 0 | 0 | 0 | 0 | 0 | 0 | 0 | 0 | 0 | 0 | 0 | 0 | 0 | 0 | 0 | 0 | 0 | 0 | 0 | 0 | 0 | 0 | 0 | 0 | 0 | 0 | 0 | 0 | 0 | 0 | 0
On Market - Component 5
Equipment | Year 0 | Year 1 | Year 2 | Year 3 | Year 4 | Year 5 | Year 6 | Year 7 | Year 8 | Year 9 | Year 10 | Year 11 | Year 12 | Year 13 | Year 14 | Year 15 | Year 16 | Year 17 | Year 18 | Year 19 | Year 20 | Year 21 | Year 22 | Year 23 | Year 24 | Year 25 | Year 26 | Year 27 | Year 28 | Year 29 | Year 30
1 | 0 | 0 | 0 | 0 | 0 | 0 | 0 | 0 | 0 | 0 | 0 | 0 | 0 | 0 | 0 | 0 | 0 | 0 | 0 | 0 | 0 | 0 | 0 | 0 | 0 | 0 | 0 | 0 | 0 | 0 | 0
2 | 0 | 0 | 0 | 0 | 0 | 0 | 0 | 0 | 0 | 0 | 0 | 0 | 0 | 0 | 0 | 0 | 0 | 0 | 0 | 0 | 0 | 0 | 0 | 0 | 0 | 0 | 0 | 0 | 0 | 0 | 0
3 | 0 | 0 | 0 | 0 | 0 | 0 | 0 | 0 | 0 | 0 | 0 | 0 | 0 | 0 | 0 | 0 | 0 | 0 | 0 | 0 | 0 | 0 | 0 | 0 | 0 | 0 | 0 | 0 | 0 | 0 | 0
4 | 0 | 0 | 0 | 0 | 0 | 0 | 0 | 0 | 0 | 0 | 0 | 0 | 0 | 0 | 0 | 0 | 0 | 0 | 0 | 0 | 0 | 0 | 0 | 0 | 0 | 0 | 0 | 0 | 0 | 0 | 0
5 | 0 | 0 | 0 | 0 | 0 | 0 | 0 | 0 | 0 | 0 | 0 | 0 | 0 | 0 | 0 | 0 | 0 | 0 | 0 | 0 | 0 | 0 | 0 | 0 | 0 | 0 | 0 | 0 | 0 | 0 | 0
6 | 0 | 0 | 0 | 0 | 0 | 0 | 0 | 0 | 0 | 0 | 0 | 0 | 0 | 0 | 0 | 0 | 0 | 0 | 0 | 0 | 0 | 0 | 0 | 0 | 0 | 0 | 0 | 0 | 0 | 0 | 0
7 | 0 | 0 | 0 | 0 | 0 | 0 | 0 | 0 | 0 | 0 | 0 | 0 | 0 | 0 | 0 | 0 | 0 | 0 | 0 | 0 | 0 | 0 | 0 | 0 | 0 | 0 | 0 | 0 | 0 | 0 | 0
8 | 0 | 0 | 0 | 0 | 0 | 0 | 0 | 0 | 0 | 0 | 0 | 0 | 0 | 0 | 0 | 0 | 0 | 0 | 0 | 0 | 0 | 0 | 0 | 0 | 0 | 0 | 0 | 0 | 0 | 0 | 0
9 | 0 | 0 | 0 | 0 | 0 | 0 | 0 | 0 | 0 | 0 | 0 | 0 | 0 | 0 | 0 | 0 | 0 | 0 | 0 | 0 | 0 | 0 | 0 | 0 | 0 | 0 | 0 | 0 | 0 | 0 | 0
10 | 0 | 0 | 0 | 0 | 0 | 0 | 0 | 0 | 0 | 0 | 0 | 0 | 0 | 0 | 0 | 0 | 0 | 0 | 0 | 0 | 0 | 0 | 0 | 0 | 0 | 0 | 0 | 0 | 0 | 0 | 0
Technical kBTUs - Component 5
Value | Year 0 | Year 1 | Year 2 | Year 3 | Year 4 | Year 5 | Year 6 | Year 7 | Year 8 | Year 9 | Year 10 | Year 11 | Year 12 | Year 13 | Year 14 | Year 15 | Year 16 | Year 17 | Year 18 | Year 19 | Year 20 | Year 21 | Year 22 | Year 23 | Year 24 | Year 25 | Year 26 | Year 27 | Year 28 | Year 29 | Year 30
Annualized kBTUs | 0 | 0 | 0 | 0 | 0 | 0 | 0 | 0 | 0 | 0 | 0 | 0 | 0 | 0 | 0 | 0 | 0 | 0 | 0 | 0 | 0 | 0 | 0 | 0 | 0 | 0 | 0 | 0 | 0 | 0 | 0
Lifetimes - Component 5
Scenario | Year 0 | Year 1 | Year 2 | Year 3 | Year 4 | Year 5 | Year 6 | Year 7 | Year 8 | Year 9 | Year 10 | Year 11 | Year 12 | Year 13 | Year 14 | Year 15 | Year 16 | Year 17 | Year 18 | Year 19 | Year 20 | Year 21 | Year 22 | Year 23 | Year 24 | Year 25 | Year 26 | Year 27 | Year 28 | Year 29 | Year 30
NC - Min. Lifetime | 0 | 0 | 0 | 0 | 0 | 0 | 0 | 0 | 0 | 0 | 0 | 0 | 0 | 0 | 0 | 0 | 0 | 0 | 0 | 0 | 0 | 0 | 0 | 0 | 0 | 0 | 0 | 0 | 0 | 0 | 0
NC - Max. Lifetime | 0 | 0 | 0 | 0 | 0 | 0 | 0 | 0 | 0 | 0 | 0 | 0 | 0 | 0 | 0 | 0 | 0 | 0 | 0 | 0 | 0 | 0 | 0 | 0 | 0 | 0 | 0 | 0 | 0 | 0 | 0
New Construction Costs
Scenario | Year 0 | Year 1 | Year 2 | Year 3 | Year 4 | Year 5 | Year 6 | Year 7 | Year 8 | Year 9 | Year 10 | Year 11 | Year 12 | Year 13 | Year 14 | Year 15 | Year 16 | Year 17 | Year 18 | Year 19 | Year 20 | Year 21 | Year 22 | Year 23 | Year 24 | Year 25 | Year 26 | Year 27 | Year 28 | Year 29 | Year 30
Average Min. Lifetime - NC | 0 | 0 | 0 | 0 | 0 | 0 | 0 | 0 | 0 | 0 | 0 | 0 | 0 | 0 | 0 | 0 | 0 | 0 | 0 | 0 | 0 | 0 | 0 | 0 | 0 | 0 | 0 | 0 | 0 | 0 | 0
Average Max. Lifetime - NC | 0 | 0 | 0 | 0 | 0 | 0 | 0 | 0 | 0 | 0 | 0 | 0 | 0 | 0 | 0 | 0 | 0 | 0 | 0 | 0 | 0 | 0 | 0 | 0 | 0 | 0 | 0 | 0 | 0 | 0 | 0
Annualized Install Cost - Utility - NC | 0 | 0 | 0 | 0 | 0 | 0 | 0 | 0 | 0 | 0 | 0 | 0 | 0 | 0 | 0 | 0 | 0 | 0 | 0 | 0 | 0 | 0 | 0 | 0 | 0 | 0 | 0 | 0 | 0 | 0 | 0
Annualized Install Cost - Participant | 0 | 0 | 0 | 0 | 0 | 0 | 0 | 0 | 0 | 0 | 0 | 0 | 0 | 0 | 0 | 0 | 0 | 0 | 0 | 0 | 0 | 0 | 0 | 0 | 0 | 0 | 0 | 0 | 0 | 0 | 0
System Results
Value | Year 0 | Year 1 | Year 2 | Year 3 | Year 4 | Year 5 | Year 6 | Year 7 | Year 8 | Year 9 | Year 10 | Year 11 | Year 12 | Year 13 | Year 14 | Year 15 | Year 16 | Year 17 | Year 18 | Year 19 | Year 20 | Year 21 | Year 22 | Year 23 | Year 24 | Year 25 | Year 26 | Year 27 | Year 28 | Year 29 | Year 30
Utility - Cost of Operation | 0 | 0 | 0 | 0 | 0 | 0 | 0 | 0 | 0 | 0 | 0 | 0 | 0 | 0 | 0 | 0 | 0 | 0 | 0 | 0 | 0 | 0 | 0 | 0 | 0 | 0 | 0 | 0 | 0 | 0 | 0
Utility - Value of Sales | 0 | 0 | 0 | 0 | 0 | 0 | 0 | 0 | 0 | 0 | 0 | 0 | 0 | 0 | 0 | 0 | 0 | 0 | 0 | 0 | 0 | 0 | 0 | 0 | 0 | 0 | 0 | 0 | 0 | 0 | 0
Utility - Cost of Equipment | 0 | 0 | 0 | 0 | 0 | 0 | 0 | 0 | 0 | 0 | 0 | 0 | 0 | 0 | 0 | 0 | 0 | 0 | 0 | 0 | 0 | 0 | 0 | 0 | 0 | 0 | 0 | 0 | 0 | 0 | 0
Participant - Cost of Operation | 0 | 0 | 0 | 0 | 0 | 0 | 0 | 0 | 0 | 0 | 0 | 0 | 0 | 0 | 0 | 0 | 0 | 0 | 0 | 0 | 0 | 0 | 0 | 0 | 0 | 0 | 0 | 0 | 0 | 0 | 0
Participant - Cost of Equipment | 0 | 0 | 0 | 0 | 0 | 0 | 0 | 0 | 0 | 0 | 0 | 0 | 0 | 0 | 0 | 0 | 0 | 0 | 0 | 0 | 0 | 0 | 0 | 0 | 0 | 0 | 0 | 0 | 0 | 0 | 0
Annualized kBTUs | 0 | 0 | 0 | 0 | 0 | 0 | 0 | 0 | 0 | 0 | 0 | 0 | 0 | 0 | 0 | 0 | 0 | 0 | 0 | 0 | 0 | 0 | 0 | 0 | 0 | 0 | 0 | 0 | 0 | 0 | 0

## Sys Economics (hidden)
Forecast
Base Year | 2013
Forecast Start | 2015
Forecast End | 2035
Utility Economics
Test | TRC | 0
Incentive Rate | 100%
Admin Adder | 42.8%
Baseline Purchase Shares
Use Logit Model | 0%
Grow adoption | 0%
Allow decline | 100%
Achievable Case | Economic Potential
System Settings
System | Label | First Year On Market | Last Year On Market | Availability | Use Logit Model | Allow Growth | Allow decline | Available | On Date | Off Date
System 1 |  |  |  |  | 0% | 0% | 100% | FALSE | 0 | 0
System 2 |  |  |  |  | 0% | 0% | 100% | FALSE | 0 | 0
System 3 |  |  |  |  | 0% | 100% | 0% | FALSE | 0 | 0
System 4 |  |  |  |  | 0% | 100% | 0% | FALSE | 0 | 0
System 5 |  |  |  |  | 0% | 100% | 0% | FALSE | 0 | 0
Potential Factors - MAP
System | Year 0 | Year 1 | Year 2 | Year 3 | Year 4 | Year 5 | Year 6 | Year 7 | Year 8 | Year 9 | Year 10 | Year 11 | Year 12 | Year 13 | Year 14 | Year 15 | Year 16 | Year 17 | Year 18 | Year 19 | Year 20 | Year 21 | Year 22 | Year 23 | Year 24 | Year 25 | Year 26 | Year 27 | Year 28 | Year 29 | Year 30
System 1 | bar: Year 0 to Year 30
System 2 | bar: Year 0 to Year 30
System 3 | bar: Year 0 to Year 30
System 4 | bar: Year 0 to Year 30
System 5 | bar: Year 0 to Year 30
Potential Factors - RAP
System | Year 0 | Year 1 | Year 2 | Year 3 | Year 4 | Year 5 | Year 6 | Year 7 | Year 8 | Year 9 | Year 10 | Year 11 | Year 12 | Year 13 | Year 14 | Year 15 | Year 16 | Year 17 | Year 18 | Year 19 | Year 20 | Year 21 | Year 22 | Year 23 | Year 24 | Year 25 | Year 26 | Year 27 | Year 28 | Year 29 | Year 30
System 1 | bar: Year 0 to Year 30
System 2 | bar: Year 0 to Year 30
System 3 | bar: Year 0 to Year 30
System 4 | bar: Year 0 to Year 30
System 5 | bar: Year 0 to Year 30
System Purchase Shares
System | Year 0 | Year 1 | Year 2 | Year 3 | Year 4 | Year 5 | Year 6 | Year 7 | Year 8 | Year 9 | Year 10 | Year 11 | Year 12 | Year 13 | Year 14 | Year 15 | Year 16 | Year 17 | Year 18 | Year 19 | Year 20 | Year 21 | Year 22 | Year 23 | Year 24 | Year 25 | Year 26 | Year 27 | Year 28 | Year 29 | Year 30
System 1 | 0% | 0% | 0% | 0% | 0% | 0% | 0% | 0% | 0% | 0% | 0% | 0% | 0% | 0% | 0% | 0% | 0% | 0% | 0% | 0% | 0% | 0% | 0% | 22.29% | 22.29% | 22.29% | 22.29% | 22.29% | 22.29% | 22.29% | 22.29%
System 2 | bar: Year 0 to Year 30
System 3 | 0% | 0% | 0% | 0% | 0% | 0% | 0% | 0% | 0% | 0% | 0% | 0% | 0% | 0% | 0% | 0% | 0% | 0% | 0% | 0% | 0% | 0% | 0% | 21.79% | 21.79% | 21.79% | 21.79% | 21.79% | 21.79% | 21.79% | 21.79%
System 4 | bar: Year 0 to Year 30
System 5 | 0% | 0% | 0% | 0% | 0% | 0% | 0% | 0% | 0% | 0% | 0% | 0% | 0% | 0% | 0% | 0% | 0% | 0% | 0% | 0% | 0% | 0% | 0% | 55.86% | 55.86% | 55.86% | 55.86% | 55.86% | 55.86% | 55.86% | 55.86%
Total Shares | 0% | 0% | 0% | 0% | 0% | 0% | 0% | 0% | 0% | 0% | 0% | 0% | 0% | 0% | 0% | 0% | 0% | 0% | 0% | 0% | 0% | 0% | 0% | 99.93% | 99.93% | 99.93% | 99.93% | 99.93% | 99.93% | 99.93% | 99.93%
Availabl Shares | 0% | 0% | 0% | 0% | 0% | 0% | 0% | 0% | 0% | 0% | 0% | 0% | 0% | 0% | 0% | 0% | 0% | 0% | 0% | 0% | 0% | 0% | 0% | 99.93% | 99.93% | 99.93% | 99.93% | 99.93% | 99.93% | 99.93% | 99.93%
Utility - Cost of Operation
System | Year 0 | Year 1 | Year 2 | Year 3 | Year 4 | Year 5 | Year 6 | Year 7 | Year 8 | Year 9 | Year 10 | Year 11 | Year 12 | Year 13 | Year 14 | Year 15 | Year 16 | Year 17 | Year 18 | Year 19 | Year 20 | Year 21 | Year 22 | Year 23 | Year 24 | Year 25 | Year 26 | Year 27 | Year 28 | Year 29 | Year 30
System 1 | 0 | 0 | 0 | 0 | 0 | 0 | 0 | 0 | 0 | 0 | 0 | 0 | 0 | 0 | 0 | 0 | 0 | 0 | 0 | 0 | 0 | 0 | 0 | 0 | 0 | 0 | 0 | 0 | 0 | 0 | 0
System 2 | 0 | 0 | 0 | 0 | 0 | 0 | 0 | 0 | 0 | 0 | 0 | 0 | 0 | 0 | 0 | 0 | 0 | 0 | 0 | 0 | 0 | 0 | 0 | 0 | 0 | 0 | 0 | 0 | 0 | 0 | 0
System 3 | 0 | 0 | 0 | 0 | 0 | 0 | 0 | 0 | 0 | 0 | 0 | 0 | 0 | 0 | 0 | 0 | 0 | 0 | 0 | 0 | 0 | 0 | 0 | 0 | 0 | 0 | 0 | 0 | 0 | 0 | 0
System 4 | 0 | 0 | 0 | 0 | 0 | 0 | 0 | 0 | 0 | 0 | 0 | 0 | 0 | 0 | 0 | 0 | 0 | 0 | 0 | 0 | 0 | 0 | 0 | 0 | 0 | 0 | 0 | 0 | 0 | 0 | 0
System 5 | 0 | 0 | 0 | 0 | 0 | 0 | 0 | 0 | 0 | 0 | 0 | 0 | 0 | 0 | 0 | 0 | 0 | 0 | 0 | 0 | 0 | 0 | 0 | 0 | 0 | 0 | 0 | 0 | 0 | 0 | 0
Utility - Value of Sales
System | Year 0 | Year 1 | Year 2 | Year 3 | Year 4 | Year 5 | Year 6 | Year 7 | Year 8 | Year 9 | Year 10 | Year 11 | Year 12 | Year 13 | Year 14 | Year 15 | Year 16 | Year 17 | Year 18 | Year 19 | Year 20 | Year 21 | Year 22 | Year 23 | Year 24 | Year 25 | Year 26 | Year 27 | Year 28 | Year 29 | Year 30
System 1 | 0 | 0 | 0 | 0 | 0 | 0 | 0 | 0 | 0 | 0 | 0 | 0 | 0 | 0 | 0 | 0 | 0 | 0 | 0 | 0 | 0 | 0 | 0 | 0 | 0 | 0 | 0 | 0 | 0 | 0 | 0
System 2 | 0 | 0 | 0 | 0 | 0 | 0 | 0 | 0 | 0 | 0 | 0 | 0 | 0 | 0 | 0 | 0 | 0 | 0 | 0 | 0 | 0 | 0 | 0 | 0 | 0 | 0 | 0 | 0 | 0 | 0 | 0
System 3 | 0 | 0 | 0 | 0 | 0 | 0 | 0 | 0 | 0 | 0 | 0 | 0 | 0 | 0 | 0 | 0 | 0 | 0 | 0 | 0 | 0 | 0 | 0 | 0 | 0 | 0 | 0 | 0 | 0 | 0 | 0
System 4 | 0.50744 | 0.51289 | 0.51841 | 0.52358 | 0.52943 | 0.5348 | 0.54001 | 0.54443 | 0.54944 | 0.55459 | 0.56038 | 0.56652 | 0.57218 | 0 | 0 | 0 | 0 | 0 | 0 | 0 | 0 | 0 | 0 | 0 | 0 | 0 | 0 | 0 | 0 | 0 | 0
System 5 | 0 | 0 | 0 | 0 | 0 | 0 | 0 | 0 | 0 | 0 | 0 | 0 | 0 | 0 | 0 | 0 | 0 | 0 | 0 | 0 | 0 | 0 | 0 | 0 | 0 | 0 | 0 | 0 | 0 | 0 | 0
| 0 | 0 | 0 | 0 | 0 | 0 | 0 | 0 | 0 | 0 | 0 | 0 | 0 | 0 | 0 | 0 | 0 | 0 | 0 | 0 | 0 | 0 | 0
Utility - Cost of Equipment
System | Year 0 | Year 1 | Year 2 | Year 3 | Year 4 | Year 5 | Year 6 | Year 7 | Year 8 | Year 9 | Year 10 | Year 11 | Year 12 | Year 13 | Year 14 | Year 15 | Year 16 | Year 17 | Year 18 | Year 19 | Year 20 | Year 21 | Year 22 | Year 23 | Year 24 | Year 25 | Year 26 | Year 27 | Year 28 | Year 29 | Year 30
System 1 | 0 | 0 | 0 | 0 | 0 | 0 | 0 | 0 | 0 | 0 | 0 | 0 | 0 | 0 | 0 | 0 | 0 | 0 | 0 | 0 | 0 | 0 | 0 | 0 | 0 | 0 | 0 | 0 | 0 | 0 | 0
System 2 | 0 | 0 | 0 | 0 | 0 | 0 | 0 | 0 | 0 | 0 | 0 | 0 | 0 | 0 | 0 | 0 | 0 | 0 | 0 | 0 | 0 | 0 | 0 | 0 | 0 | 0 | 0 | 0 | 0 | 0 | 0
System 3 | 0 | 0 | 0 | 0 | 0 | 0 | 0 | 0 | 0 | 0 | 0 | 0 | 0 | 0 | 0 | 0 | 0 | 0 | 0 | 0 | 0 | 0 | 0 | 0 | 0 | 0 | 0 | 0 | 0 | 0 | 0
System 4 | 0 | 0 | 0 | 0 | 0 | 0 | 0 | 0 | 0 | 0 | 0 | 0 | 0 | 0 | 0 | 0 | 0 | 0 | 0 | 0 | 0 | 0 | 0 | 0 | 0 | 0 | 0 | 0 | 0 | 0 | 0
System 5 | 0 | 0 | 0 | 0 | 0 | 0 | 0 | 0 | 0 | 0 | 0 | 0 | 0 | 0 | 0 | 0 | 0 | 0 | 0 | 0 | 0 | 0 | 0 | 0 | 0 | 0 | 0 | 0 | 0 | 0 | 0
Participant - Cost of Operation
System | Year 0 | Year 1 | Year 2 | Year 3 | Year 4 | Year 5 | Year 6 | Year 7 | Year 8 | Year 9 | Year 10 | Year 11 | Year 12 | Year 13 | Year 14 | Year 15 | Year 16 | Year 17 | Year 18 | Year 19 | Year 20 | Year 21 | Year 22 | Year 23 | Year 24 | Year 25 | Year 26 | Year 27 | Year 28 | Year 29 | Year 30
System 1 | 0 | 0 | 0 | 0 | 0 | 0 | 0 | 0 | 0 | 0 | 0 | 0 | 0 | 0 | 0 | 0 | 0 | 0 | 0 | 0 | 0 | 0 | 0 | 0 | 0 | 0 | 0 | 0 | 0 | 0 | 0
System 2 | 0 | 0 | 0 | 0 | 0 | 0 | 0 | 0 | 0 | 0 | 0 | 0 | 0 | 0 | 0 | 0 | 0 | 0 | 0 | 0 | 0 | 0 | 0 | 0 | 0 | 0 | 0 | 0 | 0 | 0 | 0
System 3 | 0 | 0 | 0 | 0 | 0 | 0 | 0 | 0 | 0 | 0 | 0 | 0 | 0 | 0 | 0 | 0 | 0 | 0 | 0 | 0 | 0 | 0 | 0 | 0 | 0 | 0 | 0 | 0 | 0 | 0 | 0
System 4 | 0 | 0 | 0 | 0 | 0 | 0 | 0 | 0 | 0 | 0 | 0 | 0 | 0 | 0 | 0 | 0 | 0 | 0 | 0 | 0 | 0 | 0 | 0 | 0 | 0 | 0 | 0 | 0 | 0 | 0 | 0
System 5 | 0 | 0 | 0 | 0 | 0 | 0 | 0 | 0 | 0 | 0 | 0 | 0 | 0 | 0 | 0 | 0 | 0 | 0 | 0 | 0 | 0 | 0 | 0 | 0 | 0 | 0 | 0 | 0 | 0 | 0 | 0
Participant - Cost of Equipment
System | Year 0 | Year 1 | Year 2 | Year 3 | Year 4 | Year 5 | Year 6 | Year 7 | Year 8 | Year 9 | Year 10 | Year 11 | Year 12 | Year 13 | Year 14 | Year 15 | Year 16 | Year 17 | Year 18 | Year 19 | Year 20 | Year 21 | Year 22 | Year 23 | Year 24 | Year 25 | Year 26 | Year 27 | Year 28 | Year 29 | Year 30
System 1 | 0 | 0 | 0 | 0 | 0 | 0 | 0 | 0 | 0 | 0 | 0 | 0 | 0 | 0 | 0 | 0 | 0 | 0 | 0 | 0 | 0 | 0 | 0 | 0 | 0 | 0 | 0 | 0 | 0 | 0 | 0
System 2 | 0 | 0 | 0 | 0 | 0 | 0 | 0 | 0 | 0 | 0 | 0 | 0 | 0 | 0 | 0 | 0 | 0 | 0 | 0 | 0 | 0 | 0 | 0 | 0 | 0 | 0 | 0 | 0 | 0 | 0 | 0
System 3 | 0 | 0 | 0 | 0 | 0 | 0 | 0 | 0 | 0 | 0 | 0 | 0 | 0 | 0 | 0 | 0 | 0 | 0 | 0 | 0 | 0 | 0 | 0 | 0 | 0 | 0 | 0 | 0 | 0 | 0 | 0
System 4 | 0 | 0 | 0 | 0 | 0 | 0 | 0 | 0 | 0 | 0 | 0 | 0 | 0 | 0 | 0 | 0 | 0 | 0 | 0 | 0 | 0 | 0 | 0 | 0 | 0 | 0 | 0 | 0 | 0 | 0 | 0
System 5 | 0 | 0 | 0 | 0 | 0 | 0 | 0 | 0 | 0 | 0 | 0 | 0 | 0 | 0 | 0 | 0 | 0 | 0 | 0 | 0 | 0 | 0 | 0 | 0 | 0 | 0 | 0 | 0 | 0 | 0 | 0
System - Annual kBTUs
System | Year 0 | Year 1 | Year 2 | Year 3 | Year 4 | Year 5 | Year 6 | Year 7 | Year 8 | Year 9 | Year 10 | Year 11 | Year 12 | Year 13 | Year 14 | Year 15 | Year 16 | Year 17 | Year 18 | Year 19 | Year 20 | Year 21 | Year 22 | Year 23 | Year 24 | Year 25 | Year 26 | Year 27 | Year 28 | Year 29 | Year 30
1 | 0 | 0 | 0 | 0 | 0 | 0 | 0 | 0 | 0 | 0 | 0 | 0 | 0 | 0 | 0 | 0 | 0 | 0 | 0 | 0 | 0 | 0 | 0 | 0 | 0 | 0 | 0 | 0 | 0 | 0 | 0
2 | 0 | 0 | 0 | 0 | 0 | 0 | 0 | 0 | 0 | 0 | 0 | 0 | 0 | 0 | 0 | 0 | 0 | 0 | 0 | 0 | 0 | 0 | 0 | 0 | 0 | 0 | 0 | 0 | 0 | 0 | 0
3 | 0 | 0 | 0 | 0 | 0 | 0 | 0 | 0 | 0 | 0 | 0 | 0 | 0 | 0 | 0 | 0 | 0 | 0 | 0 | 0 | 0 | 0 | 0 | 0 | 0 | 0 | 0 | 0 | 0 | 0 | 0
4 | 0 | 0 | 0 | 0 | 0 | 0 | 0 | 0 | 0 | 0 | 0 | 0 | 0 | 0 | 0 | 0 | 0 | 0 | 0 | 0 | 0 | 0 | 0 | 0 | 0 | 0 | 0 | 0 | 0 | 0 | 0
5 | 0 | 0 | 0 | 0 | 0 | 0 | 0 | 0 | 0 | 0 | 0 | 0 | 0 | 0 | 0 | 0 | 0 | 0 | 0 | 0 | 0 | 0 | 0 | 0 | 0 | 0 | 0 | 0 | 0 | 0 | 0
Year
| Year 0 | Year 1 | Year 2 | Year 3 | Year 4 | Year 5 | Year 6 | Year 7 | Year 8 | Year 9 | Year 10 | Year 11 | Year 12 | Year 13 | Year 14 | Year 15 | Year 16 | Year 17 | Year 18 | Year 19 | Year 20 | Year 21 | Year 22 | Year 23 | Year 24 | Year 25 | Year 26 | Year 27 | Year 28 | Year 29 | Year 30
Year | 2013 | 2014 | 2015 | 2016 | 2017 | 2018 | 2019 | 2020 | 2021 | 2022 | 2023 | 2024 | 2025 | 2026 | 2027 | 2028 | 2029 | 2030 | 2031 | 2032 | 2033 | 2034 | 2035 | 2036 | 2037 | 2038 | 2039 | 2040 | 2041 | 2042 | 2043
Index | 0 | 1 | 2 | 3 | 4 | 5 | 6 | 7 | 8 | 9 | 10 | 11 | 12 | 13 | 14 | 15 | 16 | 17 | 18 | 19 | 20 | 21 | 22 | 23 | 24 | 25 | 26 | 27 | 28 | 29 | 30
On Market
Equipment | Year 0 | Year 1 | Year 2 | Year 3 | Year 4 | Year 5 | Year 6 | Year 7 | Year 8 | Year 9 | Year 10 | Year 11 | Year 12 | Year 13 | Year 14 | Year 15 | Year 16 | Year 17 | Year 18 | Year 19 | Year 20 | Year 21 | Year 22 | Year 23 | Year 24 | Year 25 | Year 26 | Year 27 | Year 28 | Year 29 | Year 30
1 | FALSE | FALSE | FALSE | FALSE | FALSE | FALSE | FALSE | FALSE | FALSE | FALSE | FALSE | FALSE | FALSE | FALSE | FALSE | FALSE | FALSE | FALSE | FALSE | FALSE | FALSE | FALSE | FALSE | FALSE | FALSE | FALSE | FALSE | FALSE | FALSE | FALSE | FALSE
2 | FALSE | FALSE | FALSE | FALSE | FALSE | FALSE | FALSE | FALSE | FALSE | FALSE | FALSE | FALSE | FALSE | FALSE | FALSE | FALSE | FALSE | FALSE | FALSE | FALSE | FALSE | FALSE | FALSE | FALSE | FALSE | FALSE | FALSE | FALSE | FALSE | FALSE | FALSE
3 | FALSE | FALSE | FALSE | FALSE | FALSE | FALSE | FALSE | FALSE | FALSE | FALSE | FALSE | FALSE | FALSE | FALSE | FALSE | FALSE | FALSE | FALSE | FALSE | FALSE | FALSE | FALSE | FALSE | FALSE | FALSE | FALSE | FALSE | FALSE | FALSE | FALSE | FALSE
4 | FALSE | FALSE | FALSE | FALSE | FALSE | FALSE | FALSE | FALSE | FALSE | FALSE | FALSE | FALSE | FALSE | FALSE | FALSE | FALSE | FALSE | FALSE | FALSE | FALSE | FALSE | FALSE | FALSE | FALSE | FALSE | FALSE | FALSE | FALSE | FALSE | FALSE | FALSE
5 | FALSE | FALSE | FALSE | FALSE | FALSE | FALSE | FALSE | FALSE | FALSE | FALSE | FALSE | FALSE | FALSE | FALSE | FALSE | FALSE | FALSE | FALSE | FALSE | FALSE | FALSE | FALSE | FALSE | FALSE | FALSE | FALSE | FALSE | FALSE | FALSE | FALSE | FALSE
Base Unit | #N/A | #N/A | #N/A | #N/A | #N/A | #N/A | #N/A | #N/A | #N/A | #N/A | #N/A | #N/A | #N/A | #N/A | #N/A | #N/A | #N/A | #N/A | #N/A | #N/A | #N/A | #N/A | #N/A | #N/A | #N/A | #N/A | #N/A | #N/A | #N/A | #N/A | #N/A
Options Available | 0 | 0 | 0 | 0 | 0 | 0 | 0 | 0 | 0 | 0 | 0 | 0 | 0 | 0 | 0 | 0 | 0 | 0 | 0 | 0 | 0 | 0 | 0 | 0 | 0 | 0 | 0 | 0 | 0 | 0 | 0
Total Resource Cost Test
Equipment | Year 0 | Year 1 | Year 2 | Year 3 | Year 4 | Year 5 | Year 6 | Year 7 | Year 8 | Year 9 | Year 10 | Year 11 | Year 12 | Year 13 | Year 14 | Year 15 | Year 16 | Year 17 | Year 18 | Year 19 | Year 20 | Year 21 | Year 22 | Year 23 | Year 24 | Year 25 | Year 26 | Year 27 | Year 28 | Year 29 | Year 30
1 | 0 | 0 | 0 | 0 | 0 | 0 | 0 | 0 | 0 | 0 | 0 | 0 | 0 | 0 | 0 | 0 | 0 | 0 | 0 | 0 | 0 | 0 | 0 | 0 | 0 | 0 | 0 | 0 | 0 | 0 | 0
2 | 0 | 0 | 0 | 0 | 0 | 0 | 0 | 0 | 0 | 0 | 0 | 0 | 0 | 0 | 0 | 0 | 0 | 0 | 0 | 0 | 0 | 0 | 0 | 0 | 0 | 0 | 0 | 0 | 0 | 0 | 0
3 | 0 | 0 | 0 | 0 | 0 | 0 | 0 | 0 | 0 | 0 | 0 | 0 | 0 | 0 | 0 | 0 | 0 | 0 | 0 | 0 | 0 | 0 | 0 | 0 | 0 | 0 | 0 | 0 | 0 | 0 | 0
4 | 0 | 0 | 0 | 0 | 0 | 0 | 0 | 0 | 0 | 0 | 0 | 0 | 0 | 0 | 0 | 0 | 0 | 0 | 0 | 0 | 0 | 0 | 0 | 0 | 0 | 0 | 0 | 0 | 0 | 0 | 0
5 | 0 | 0 | 0 | 0 | 0 | 0 | 0 | 0 | 0 | 0 | 0 | 0 | 0 | 0 | 0 | 0 | 0 | 0 | 0 | 0 | 0 | 0 | 0 | 0 | 0 | 0 | 0 | 0 | 0 | 0 | 0
Economical | bar: Year 0 to Year 30
Economical kBTUs | 0 | 0 | 0 | 0 | 0 | 0 | 0 | 0 | 0 | 0 | 0 | 0 | 0 | 0 | 0 | 0 | 0 | 0 | 0 | 0 | 0 | 0 | 0 | 0 | 0 | 0 | 0 | 0 | 0 | 0 | 0
Program Administrator Cost Test
Equipment | Year 0 | Year 1 | Year 2 | Year 3 | Year 4 | Year 5 | Year 6 | Year 7 | Year 8 | Year 9 | Year 10 | Year 11 | Year 12 | Year 13 | Year 14 | Year 15 | Year 16 | Year 17 | Year 18 | Year 19 | Year 20 | Year 21 | Year 22 | Year 23 | Year 24 | Year 25 | Year 26 | Year 27 | Year 28 | Year 29 | Year 30
1 | 0 | 0 | 0 | 0 | 0 | 0 | 0 | 0 | 0 | 0 | 0 | 0 | 0 | 0 | 0 | 0 | 0 | 0 | 0 | 0 | 0 | 0 | 0 | 0 | 0 | 0 | 0 | 0 | 0 | 0 | 0
2 | 0 | 0 | 0 | 0 | 0 | 0 | 0 | 0 | 0 | 0 | 0 | 0 | 0 | 0 | 0 | 0 | 0 | 0 | 0 | 0 | 0 | 0 | 0 | 0 | 0 | 0 | 0 | 0 | 0 | 0 | 0
3 | 0 | 0 | 0 | 0 | 0 | 0 | 0 | 0 | 0 | 0 | 0 | 0 | 0 | 0 | 0 | 0 | 0 | 0 | 0 | 0 | 0 | 0 | 0 | 0 | 0 | 0 | 0 | 0 | 0 | 0 | 0
4 | 0 | 0 | 0 | 0 | 0 | 0 | 0 | 0 | 0 | 0 | 0 | 0 | 0 | 0 | 0 | 0 | 0 | 0 | 0 | 0 | 0 | 0 | 0 | 0 | 0 | 0 | 0 | 0 | 0 | 0 | 0
5 | 0 | 0 | 0 | 0 | 0 | 0 | 0 | 0 | 0 | 0 | 0 | 0 | 0 | 0 | 0 | 0 | 0 | 0 | 0 | 0 | 0 | 0 | 0 | 0 | 0 | 0 | 0 | 0 | 0 | 0 | 0
Economical | bar: Year 0 to Year 30
Economical kBTUs | 0 | 0 | 0 | 0 | 0 | 0 | 0 | 0 | 0 | 0 | 0 | 0 | 0 | 0 | 0 | 0 | 0 | 0 | 0 | 0 | 0 | 0 | 0 | 0 | 0 | 0 | 0 | 0 | 0 | 0 | 0
Participant Cost Test
Equipment | Year 0 | Year 1 | Year 2 | Year 3 | Year 4 | Year 5 | Year 6 | Year 7 | Year 8 | Year 9 | Year 10 | Year 11 | Year 12 | Year 13 | Year 14 | Year 15 | Year 16 | Year 17 | Year 18 | Year 19 | Year 20 | Year 21 | Year 22 | Year 23 | Year 24 | Year 25 | Year 26 | Year 27 | Year 28 | Year 29 | Year 30
1 | 0 | 0 | 0 | 0 | 0 | 0 | 0 | 0 | 0 | 0 | 0 | 0 | 0 | 0 | 0 | 0 | 0 | 0 | 0 | 0 | 0 | 0 | 0 | 0 | 0 | 0 | 0 | 0 | 0 | 0 | 0
2 | 0 | 0 | 0 | 0 | 0 | 0 | 0 | 0 | 0 | 0 | 0 | 0 | 0 | 0 | 0 | 0 | 0 | 0 | 0 | 0 | 0 | 0 | 0 | 0 | 0 | 0 | 0 | 0 | 0 | 0 | 0
3 | 0 | 0 | 0 | 0 | 0 | 0 | 0 | 0 | 0 | 0 | 0 | 0 | 0 | 0 | 0 | 0 | 0 | 0 | 0 | 0 | 0 | 0 | 0 | 0 | 0 | 0 | 0 | 0 | 0 | 0 | 0
4 | 0 | 0 | 0 | 0 | 0 | 0 | 0 | 0 | 0 | 0 | 0 | 0 | 0 | 0 | 0 | 0 | 0 | 0 | 0 | 0 | 0 | 0 | 0 | 0 | 0 | 0 | 0 | 0 | 0 | 0 | 0
5 | 0 | 0 | 0 | 0 | 0 | 0 | 0 | 0 | 0 | 0 | 0 | 0 | 0 | 0 | 0 | 0 | 0 | 0 | 0 | 0 | 0 | 0 | 0 | 0 | 0 | 0 | 0 | 0 | 0 | 0 | 0
Economical | bar: Year 0 to Year 30
Economical kBTUs | 0 | 0 | 0 | 0 | 0 | 0 | 0 | 0 | 0 | 0 | 0 | 0 | 0 | 0 | 0 | 0 | 0 | 0 | 0 | 0 | 0 | 0 | 0 | 0 | 0 | 0 | 0 | 0 | 0 | 0 | 0
Ratepayer Impact Measure Test
Equipment | Year 0 | Year 1 | Year 2 | Year 3 | Year 4 | Year 5 | Year 6 | Year 7 | Year 8 | Year 9 | Year 10 | Year 11 | Year 12 | Year 13 | Year 14 | Year 15 | Year 16 | Year 17 | Year 18 | Year 19 | Year 20 | Year 21 | Year 22 | Year 23 | Year 24 | Year 25 | Year 26 | Year 27 | Year 28 | Year 29 | Year 30
1 | 0 | 0 | 0 | 0 | 0 | 0 | 0 | 0 | 0 | 0 | 0 | 0 | 0 | 0 | 0 | 0 | 0 | 0 | 0 | 0 | 0 | 0 | 0 | 0 | 0 | 0 | 0 | 0 | 0 | 0 | 0
2 | 0 | 0 | 0 | 0 | 0 | 0 | 0 | 0 | 0 | 0 | 0 | 0 | 0 | 0 | 0 | 0 | 0 | 0 | 0 | 0 | 0 | 0 | 0 | 0 | 0 | 0 | 0 | 0 | 0 | 0 | 0
3 | 0 | 0 | 0 | 0 | 0 | 0 | 0 | 0 | 0 | 0 | 0 | 0 | 0 | 0 | 0 | 0 | 0 | 0 | 0 | 0 | 0 | 0 | 0 | 0 | 0 | 0 | 0 | 0 | 0 | 0 | 0
4 | -0.50744 | -0.51289 | -0.51841 | -0.52358 | -0.52943 | -0.5348 | -0.54001 | -0.54443 | -0.54944 | -0.55459 | -0.56038 | -0.56652 | -0.57218 | 0 | 0 | 0 | 0 | 0 | 0 | 0 | 0 | 0 | 0 | 0 | 0 | 0 | 0 | 0 | 0 | 0 | 0
5 | 0 | 0 | 0 | 0 | 0 | 0 | 0 | 0 | 0 | 0 | 0 | 0 | 0 | 0 | 0 | 0 | 0 | 0 | 0 | 0 | 0 | 0 | 0 | 0 | 0 | 0 | 0 | 0 | 0 | 0 | 0
Economical | bar: Year 0 to Year 30
Economical kBTUs | 0 | 0 | 0 | 0 | 0 | 0 | 0 | 0 | 0 | 0 | 0 | 0 | 0 | 0 | 0 | 0 | 0 | 0 | 0 | 0 | 0 | 0 | 0 | 0 | 0 | 0 | 0 | 0 | 0 | 0 | 0
Technical Model Rank
System | Year 0 | Year 1 | Year 2 | Year 3 | Year 4 | Year 5 | Year 6 | Year 7 | Year 8 | Year 9 | Year 10 | Year 11 | Year 12 | Year 13 | Year 14 | Year 15 | Year 16 | Year 17 | Year 18 | Year 19 | Year 20 | Year 21 | Year 22 | Year 23 | Year 24 | Year 25 | Year 26 | Year 27 | Year 28 | Year 29 | Year 30
1 | 0 | 0 | 0 | 0 | 0 | 0 | 0 | 0 | 0 | 0 | 0 | 0 | 0 | 0 | 0 | 0 | 0 | 0 | 0 | 0 | 0 | 0 | 0 | 0 | 0 | 0 | 0 | 0 | 0 | 0 | 0
2 | 0 | 0 | 0 | 0 | 0 | 0 | 0 | 0 | 0 | 0 | 0 | 0 | 0 | 0 | 0 | 0 | 0 | 0 | 0 | 0 | 0 | 0 | 0 | 0 | 0 | 0 | 0 | 0 | 0 | 0 | 0
3 | 0 | 0 | 0 | 0 | 0 | 0 | 0 | 0 | 0 | 0 | 0 | 0 | 0 | 0 | 0 | 0 | 0 | 0 | 0 | 0 | 0 | 0 | 0 | 0 | 0 | 0 | 0 | 0 | 0 | 0 | 0
4 | 0 | 0 | 0 | 0 | 0 | 0 | 0 | 0 | 0 | 0 | 0 | 0 | 0 | 0 | 0 | 0 | 0 | 0 | 0 | 0 | 0 | 0 | 0 | 0 | 0 | 0 | 0 | 0 | 0 | 0 | 0
5 | 0 | 0 | 0 | 0 | 0 | 0 | 0 | 0 | 0 | 0 | 0 | 0 | 0 | 0 | 0 | 0 | 0 | 0 | 0 | 0 | 0 | 0 | 0 | 0 | 0 | 0 | 0 | 0 | 0 | 0 | 0
Economic Model Rank
System | Year 0 | Year 1 | Year 2 | Year 3 | Year 4 | Year 5 | Year 6 | Year 7 | Year 8 | Year 9 | Year 10 | Year 11 | Year 12 | Year 13 | Year 14 | Year 15 | Year 16 | Year 17 | Year 18 | Year 19 | Year 20 | Year 21 | Year 22 | Year 23 | Year 24 | Year 25 | Year 26 | Year 27 | Year 28 | Year 29 | Year 30
1 | 0 | 0 | 0 | 0 | 0 | 0 | 0 | 0 | 0 | 0 | 0 | 0 | 0 | 0 | 0 | 0 | 0 | 0 | 0 | 0 | 0 | 0 | 0 | 0 | 0 | 0 | 0 | 0 | 0 | 0 | 0
2 | 0 | 0 | 0 | 0 | 0 | 0 | 0 | 0 | 0 | 0 | 0 | 0 | 0 | 0 | 0 | 0 | 0 | 0 | 0 | 0 | 0 | 0 | 0 | 0 | 0 | 0 | 0 | 0 | 0 | 0 | 0
3 | 0 | 0 | 0 | 0 | 0 | 0 | 0 | 0 | 0 | 0 | 0 | 0 | 0 | 0 | 0 | 0 | 0 | 0 | 0 | 0 | 0 | 0 | 0 | 0 | 0 | 0 | 0 | 0 | 0 | 0 | 0
4 | 0 | 0 | 0 | 0 | 0 | 0 | 0 | 0 | 0 | 0 | 0 | 0 | 0 | 0 | 0 | 0 | 0 | 0 | 0 | 0 | 0 | 0 | 0 | 0 | 0 | 0 | 0 | 0 | 0 | 0 | 0
5 | 0 | 0 | 0 | 0 | 0 | 0 | 0 | 0 | 0 | 0 | 0 | 0 | 0 | 0 | 0 | 0 | 0 | 0 | 0 | 0 | 0 | 0 | 0 | 0 | 0 | 0 | 0 | 0 | 0 | 0 | 0
Major Unit
Scenario | Year 0 | Year 1 | Year 2 | Year 3 | Year 4 | Year 5 | Year 6 | Year 7 | Year 8 | Year 9 | Year 10 | Year 11 | Year 12 | Year 13 | Year 14 | Year 15 | Year 16 | Year 17 | Year 18 | Year 19 | Year 20 | Year 21 | Year 22 | Year 23 | Year 24 | Year 25 | Year 26 | Year 27 | Year 28 | Year 29 | Year 30
Economic | bar: Year 0 to Year 30
Economic kBTUs | 0 | 0 | 0 | 0 | 0 | 0 | 0 | 0 | 0 | 0 | 0 | 0 | 0 | 0 | 0 | 0 | 0 | 0 | 0 | 0 | 0 | 0 | 0 | 0 | 0 | 0 | 0 | 0 | 0 | 0 | 0
Technical | bar: Year 0 to Year 30
Savings against Economic Unit
Scenario | Year 0 | Year 1 | Year 2 | Year 3 | Year 4 | Year 5 | Year 6 | Year 7 | Year 8 | Year 9 | Year 10 | Year 11 | Year 12 | Year 13 | Year 14 | Year 15 | Year 16 | Year 17 | Year 18 | Year 19 | Year 20 | Year 21 | Year 22 | Year 23 | Year 24 | Year 25 | Year 26 | Year 27 | Year 28 | Year 29 | Year 30
1 | 0 | 0 | 0 | 0 | 0 | 0 | 0 | 0 | 0 | 0 | 0 | 0 | 0 | 0 | 0 | 0 | 0 | 0 | 0 | 0 | 0 | 0 | 0 | 0 | 0 | 0 | 0 | 0 | 0 | 0 | 0
2 | 0 | 0 | 0 | 0 | 0 | 0 | 0 | 0 | 0 | 0 | 0 | 0 | 0 | 0 | 0 | 0 | 0 | 0 | 0 | 0 | 0 | 0 | 0 | 0 | 0 | 0 | 0 | 0 | 0 | 0 | 0
3 | 0 | 0 | 0 | 0 | 0 | 0 | 0 | 0 | 0 | 0 | 0 | 0 | 0 | 0 | 0 | 0 | 0 | 0 | 0 | 0 | 0 | 0 | 0 | 0 | 0 | 0 | 0 | 0 | 0 | 0 | 0
4 | 0 | 0 | 0 | 0 | 0 | 0 | 0 | 0 | 0 | 0 | 0 | 0 | 0 | 0 | 0 | 0 | 0 | 0 | 0 | 0 | 0 | 0 | 0 | 0 | 0 | 0 | 0 | 0 | 0 | 0 | 0
5 | 0 | 0 | 0 | 0 | 0 | 0 | 0 | 0 | 0 | 0 | 0 | 0 | 0 | 0 | 0 | 0 | 0 | 0 | 0 | 0 | 0 | 0 | 0 | 0 | 0 | 0 | 0 | 0 | 0 | 0 | 0
Logit Model
System | Year 0: Actual Shares; Year 1: Annualized Cost; Year 2: Desirability Index; Year 3: Logit; Year 4: Uncalibrated Shares; Year 5: Coefficient; Year 6: Calibrated Desirability Index; Year 7: Calibrated Logit; Year 8: Coefficients available in base year; Year 9: Linear Interpolated Coefficients
1 | Year 0: 0%; Year 1: 0; Year 2: 0; Year 3: 0; Year 4: 0%; Year 5: 0; Year 6: 0; Year 7: 0; Year 8: 0; Year 9: 0
2 | Year 0: 0%; Year 1: 0; Year 2: 0; Year 3: 0; Year 4: 0%; Year 5: 0; Year 6: 0; Year 7: 0; Year 8: 0; Year 9: 0
3 | Year 0: 0%; Year 1: 0; Year 2: 0; Year 3: 0; Year 4: 0%; Year 5: 0; Year 6: 0; Year 7: 0; Year 8: 0; Year 9: 0
4 | Year 0: 0%; Year 1: 0; Year 2: 0; Year 3: 0; Year 4: 0%; Year 5: 0; Year 6: 0; Year 7: 0; Year 8: 0; Year 9: 0
5 | Year 0: 0%; Year 1: 0; Year 2: 0; Year 3: 0; Year 4: 0%; Year 5: 0; Year 6: 0; Year 7: 0; Year 8: 0; Year 9: 0
Nothing | Year 0: 100%; Year 1: 0; Year 2: 0; Year 3: 1; Year 4: #N/A; Year 5: #N/A; Year 6: #N/A; Year 7: #N/A; Year 8: #N/A; Year 9: 0
|  |  |  | 1 |  |  |  | #N/A
Calibrated Logit of Desirability Index
1 | 0 | 0 | 0 | 0 | 0 | 0 | 0 | 0 | 0 | 0 | 0 | 0 | 0 | 0 | 0 | 0 | 0 | 0 | 0 | 0 | 0 | 0 | 0 | 0 | 0 | 0 | 0 | 0 | 0 | 0 | 0
2 | 0 | 0 | 0 | 0 | 0 | 0 | 0 | 0 | 0 | 0 | 0 | 0 | 0 | 0 | 0 | 0 | 0 | 0 | 0 | 0 | 0 | 0 | 0 | 0 | 0 | 0 | 0 | 0 | 0 | 0 | 0
3 | 0 | 0 | 0 | 0 | 0 | 0 | 0 | 0 | 0 | 0 | 0 | 0 | 0 | 0 | 0 | 0 | 0 | 0 | 0 | 0 | 0 | 0 | 0 | 0 | 0 | 0 | 0 | 0 | 0 | 0 | 0
4 | 0 | 0 | 0 | 0 | 0 | 0 | 0 | 0 | 0 | 0 | 0 | 0 | 0 | 0 | 0 | 0 | 0 | 0 | 0 | 0 | 0 | 0 | 0 | 0 | 0 | 0 | 0 | 0 | 0 | 0 | 0
5 | 0 | 0 | 0 | 0 | 0 | 0 | 0 | 0 | 0 | 0 | 0 | 0 | 0 | 0 | 0 | 0 | 0 | 0 | 0 | 0 | 0 | 0 | 0 | 0 | 0 | 0 | 0 | 0 | 0 | 0 | 0
Nothing | 0 | 0 | 0 | 0 | 0 | 0 | 0 | 0 | 0 | 0 | 0 | 0 | 0 | 0 | 0 | 0 | 0 | 0 | 0 | 0 | 0 | 0 | 0 | 0 | 0 | 0 | 0 | 0 | 0 | 0 | 0
Total | 0 | 0 | 0 | 0 | 0 | 0 | 0 | 0 | 0 | 0 | 0 | 0 | 0 | 0 | 0 | 0 | 0 | 0 | 0 | 0 | 0 | 0 | 0 | 0 | 0 | 0 | 0 | 0 | 0 | 0 | 0
Linear Interpolated Purchase Shares
1 | bar: Year 0 to Year 30
2 | bar: Year 0 to Year 30
3 | bar: Year 0 to Year 30
4 | bar: Year 0 to Year 30
5 | bar: Year 0 to Year 30
Nothing | bar: Year 0 to Year 30
Baseline Forecast Purchase Shares
Equipment | Year 0 | Year 1 | Year 2 | Year 3 | Year 4 | Year 5 | Year 6 | Year 7 | Year 8 | Year 9 | Year 10 | Year 11 | Year 12 | Year 13 | Year 14 | Year 15 | Year 16 | Year 17 | Year 18 | Year 19 | Year 20 | Year 21 | Year 22 | Year 23 | Year 24 | Year 25 | Year 26 | Year 27 | Year 28 | Year 29 | Year 30
1 | 0% | 0% | 0% | 0% | 0% | 0% | 0% | 0% | 0% | 0% | 0% | 0% | 0% | 0% | 0% | 0% | 0% | 0% | 0% | 0% | 0% | 0% | 0% | 22.29% | 22.29% | 22.29% | 22.29% | 22.29% | 22.29% | 22.29% | 22.29%
2 | bar: Year 0 to Year 30
3 | 0% | 0% | 0% | 0% | 0% | 0% | 0% | 0% | 0% | 0% | 0% | 0% | 0% | 0% | 0% | 0% | 0% | 0% | 0% | 0% | 0% | 0% | 0% | 21.79% | 21.79% | 21.79% | 21.79% | 21.79% | 21.79% | 21.79% | 21.79%
4 | bar: Year 0 to Year 30
5 | 0% | 0% | 0% | 0% | 0% | 0% | 0% | 0% | 0% | 0% | 0% | 0% | 0% | 0% | 0% | 0% | 0% | 0% | 0% | 0% | 0% | 0% | 0% | 55.86% | 55.86% | 55.86% | 55.86% | 55.86% | 55.86% | 55.86% | 55.86%
Technical Potential Purchase Shares (Sorted)
Equipment | Year 0 | Year 1 | Year 2 | Year 3 | Year 4 | Year 5 | Year 6 | Year 7 | Year 8 | Year 9 | Year 10 | Year 11 | Year 12 | Year 13 | Year 14 | Year 15 | Year 16 | Year 17 | Year 18 | Year 19 | Year 20 | Year 21 | Year 22 | Year 23 | Year 24 | Year 25 | Year 26 | Year 27 | Year 28 | Year 29 | Year 30
1 | bar: Year 0 to Year 30
2 | bar: Year 0 to Year 30
3 | bar: Year 0 to Year 30
4 | bar: Year 0 to Year 30
5 | bar: Year 0 to Year 30
Economic Potential Purchase Shares (Sorted)
Equipment | Year 0 | Year 1 | Year 2 | Year 3 | Year 4 | Year 5 | Year 6 | Year 7 | Year 8 | Year 9 | Year 10 | Year 11 | Year 12 | Year 13 | Year 14 | Year 15 | Year 16 | Year 17 | Year 18 | Year 19 | Year 20 | Year 21 | Year 22 | Year 23 | Year 24 | Year 25 | Year 26 | Year 27 | Year 28 | Year 29 | Year 30
1 | bar: Year 0 to Year 30
2 | bar: Year 0 to Year 30
3 | bar: Year 0 to Year 30
4 | bar: Year 0 to Year 30
5 | bar: Year 0 to Year 30
Technical Potential Purchase Shares (Actual)
Equipment | Year 0 | Year 1 | Year 2 | Year 3 | Year 4 | Year 5 | Year 6 | Year 7 | Year 8 | Year 9 | Year 10 | Year 11 | Year 12 | Year 13 | Year 14 | Year 15 | Year 16 | Year 17 | Year 18 | Year 19 | Year 20 | Year 21 | Year 22 | Year 23 | Year 24 | Year 25 | Year 26 | Year 27 | Year 28 | Year 29 | Year 30
1 | bar: Year 0 to Year 30
2 | bar: Year 0 to Year 30
3 | bar: Year 0 to Year 30
4 | bar: Year 0 to Year 30
5 | bar: Year 0 to Year 30
Economic Potential Purchase Shares (Actual)
Equipment | Year 0 | Year 1 | Year 2 | Year 3 | Year 4 | Year 5 | Year 6 | Year 7 | Year 8 | Year 9 | Year 10 | Year 11 | Year 12 | Year 13 | Year 14 | Year 15 | Year 16 | Year 17 | Year 18 | Year 19 | Year 20 | Year 21 | Year 22 | Year 23 | Year 24 | Year 25 | Year 26 | Year 27 | Year 28 | Year 29 | Year 30
1 | bar: Year 0 to Year 30
2 | bar: Year 0 to Year 30
3 | bar: Year 0 to Year 30
4 | bar: Year 0 to Year 30
5 | bar: Year 0 to Year 30
Maximum Achievable Potential Purchase Shares
Equipment | Year 0 | Year 1 | Year 2 | Year 3 | Year 4 | Year 5 | Year 6 | Year 7 | Year 8 | Year 9 | Year 10 | Year 11 | Year 12 | Year 13 | Year 14 | Year 15 | Year 16 | Year 17 | Year 18 | Year 19 | Year 20 | Year 21 | Year 22 | Year 23 | Year 24 | Year 25 | Year 26 | Year 27 | Year 28 | Year 29 | Year 30
1 | 0% | 0% | 0% | 0% | 0% | 0% | 0% | 0% | 0% | 0% | 0% | 0% | 0% | 0% | 0% | 0% | 0% | 0% | 0% | 0% | 0% | 0% | 0% | 22.29% | 22.29% | 22.29% | 22.29% | 22.29% | 22.29% | 22.29% | 22.29%
2 | bar: Year 0 to Year 30
3 | 0% | 0% | 0% | 0% | 0% | 0% | 0% | 0% | 0% | 0% | 0% | 0% | 0% | 0% | 0% | 0% | 0% | 0% | 0% | 0% | 0% | 0% | 0% | 21.79% | 21.79% | 21.79% | 21.79% | 21.79% | 21.79% | 21.79% | 21.79%
4 | bar: Year 0 to Year 30
5 | 0% | 0% | 0% | 0% | 0% | 0% | 0% | 0% | 0% | 0% | 0% | 0% | 0% | 0% | 0% | 0% | 0% | 0% | 0% | 0% | 0% | 0% | 0% | 55.86% | 55.86% | 55.86% | 55.86% | 55.86% | 55.86% | 55.86% | 55.86%
Realistic Achievable Potential Purchase Shares
Equipment | Year 0 | Year 1 | Year 2 | Year 3 | Year 4 | Year 5 | Year 6 | Year 7 | Year 8 | Year 9 | Year 10 | Year 11 | Year 12 | Year 13 | Year 14 | Year 15 | Year 16 | Year 17 | Year 18 | Year 19 | Year 20 | Year 21 | Year 22 | Year 23 | Year 24 | Year 25 | Year 26 | Year 27 | Year 28 | Year 29 | Year 30
1 | 0% | 0% | 0% | 0% | 0% | 0% | 0% | 0% | 0% | 0% | 0% | 0% | 0% | 0% | 0% | 0% | 0% | 0% | 0% | 0% | 0% | 0% | 0% | 22.29% | 22.29% | 22.29% | 22.29% | 22.29% | 22.29% | 22.29% | 22.29%
2 | bar: Year 0 to Year 30
3 | 0% | 0% | 0% | 0% | 0% | 0% | 0% | 0% | 0% | 0% | 0% | 0% | 0% | 0% | 0% | 0% | 0% | 0% | 0% | 0% | 0% | 0% | 0% | 21.79% | 21.79% | 21.79% | 21.79% | 21.79% | 21.79% | 21.79% | 21.79%
4 | bar: Year 0 to Year 30
5 | 0% | 0% | 0% | 0% | 0% | 0% | 0% | 0% | 0% | 0% | 0% | 0% | 0% | 0% | 0% | 0% | 0% | 0% | 0% | 0% | 0% | 0% | 0% | 55.86% | 55.86% | 55.86% | 55.86% | 55.86% | 55.86% | 55.86% | 55.86%
Codes & Standards Forecast Purchase Shares
Equipment | Year 0 | Year 1 | Year 2 | Year 3 | Year 4 | Year 5 | Year 6 | Year 7 | Year 8 | Year 9 | Year 10 | Year 11 | Year 12 | Year 13 | Year 14 | Year 15 | Year 16 | Year 17 | Year 18 | Year 19 | Year 20 | Year 21 | Year 22 | Year 23 | Year 24 | Year 25 | Year 26 | Year 27 | Year 28 | Year 29 | Year 30
1 | 0% | 0% | 0% | 0% | 0% | 0% | 0% | 0% | 0% | 0% | 0% | 0% | 0% | 0% | 0% | 0% | 0% | 0% | 0% | 0% | 0% | 0% | 0% | 22.29% | 22.29% | 22.29% | 22.29% | 22.29% | 22.29% | 22.29% | 22.29%
2 | bar: Year 0 to Year 30
3 | 0% | 0% | 0% | 0% | 0% | 0% | 0% | 0% | 0% | 0% | 0% | 0% | 0% | 0% | 0% | 0% | 0% | 0% | 0% | 0% | 0% | 0% | 0% | 21.79% | 21.79% | 21.79% | 21.79% | 21.79% | 21.79% | 21.79% | 21.79%
4 | bar: Year 0 to Year 30
5 | 0% | 0% | 0% | 0% | 0% | 0% | 0% | 0% | 0% | 0% | 0% | 0% | 0% | 0% | 0% | 0% | 0% | 0% | 0% | 0% | 0% | 0% | 0% | 55.86% | 55.86% | 55.86% | 55.86% | 55.86% | 55.86% | 55.86% | 55.86%
Checks
Invalid Economic Test Chosen | Year 0: FALSE; Year 1: OK
Base Year Shares for Unavailable System | Year 0: FALSE; Year 1: OK

## Sys Forecast (hidden)
Model Year:
0
Row Offset
165
Units
| Year | Year 0 | Year 1 | Year 2 | Year 3 | Year 4 | Year 5 | Year 6 | Year 7 | Year 8 | Year 9 | Year 10 | Year 11 | Year 12 | Year 13 | Year 14 | Year 15 | Year 16 | Year 17 | Year 18 | Year 19 | Year 20 | Year 21 | Year 22 | Year 23 | Year 24 | Year 25 | Year 26 | Year 27 | Year 28 | Year 29 | Year 30 | Year 31 | Year 32 | Year 33 | Year 34 | Year 35
| Market Size | 0 | 0 | 0 | 0 | 0 | 0 | 0 | 0 | 0 | 0 | 0 | 0 | 0 | 0 | 0 | 0 | 0 | 0 | 0 | 0 | 0 | 0 | 0 | 0 | 0 | 0 | 0 | 0 | 0 | 0 | 0 | 0 | 0 | 0 | 0 | 0
S1 Purchase Shares | bar: Year 0 to Year 35
S2 Purchase Shares | bar: Year 0 to Year 35
S3 Purchase Shares | bar: Year 0 to Year 35
S4 Purchase Shares | bar: Year 0 to Year 35
S5 Purchase Shares | bar: Year 0 to Year 35
Base Year Systems
|  | Saturation | Count
| S1 Purchase Shares | Year 0: 0%; Year 1: 0
| S2 Purchase Shares | Year 0: 0%; Year 1: 0
| S3 Purchase Shares | Year 0: 0%; Year 1: 0
| S4 Purchase Shares | Year 0: 0%; Year 1: 0
| S5 Purchase Shares | Year 0: 0%; Year 1: 0
Turnover
|  | Year 0 | Year 1 | Year 2 | Year 3 | Year 4 | Year 5 | Year 6 | Year 7 | Year 8 | Year 9 | Year 10 | Year 11 | Year 12 | Year 13 | Year 14 | Year 15 | Year 16 | Year 17 | Year 18 | Year 19 | Year 20 | Year 21 | Year 22 | Year 23 | Year 24 | Year 25 | Year 26 | Year 27 | Year 28 | Year 29 | Year 30
| System 1 | 0 | 0 | 0 | 0 | 0 | 0 | 0 | 0 | 0 | 0 | 0 | 0 | 0 | 0 | 0 | 0 | 0 | 0 | 0 | 0 | 0 | 0 | 0 | 0 | 0 | 0 | 0 | 0 | 0 | 0 | 0
| System 2 | 0 | 0 | 0 | 0 | 0 | 0 | 0 | 0 | 0 | 0 | 0 | 0 | 0 | 0 | 0 | 0 | 0 | 0 | 0 | 0 | 0 | 0 | 0 | 0 | 0 | 0 | 0 | 0 | 0 | 0 | 0
| System 3 | 0 | 0 | 0 | 0 | 0 | 0 | 0 | 0 | 0 | 0 | 0 | 0 | 0 | 0 | 0 | 0 | 0 | 0 | 0 | 0 | 0 | 0 | 0 | 0 | 0 | 0 | 0 | 0 | 0 | 0 | 0
| System 4 | 0 | 0 | 0 | 0 | 0 | 0 | 0 | 0 | 0 | 0 | 0 | 0 | 0 | 0 | 0 | 0 | 0 | 0 | 0 | 0 | 0 | 0 | 0 | 0 | 0 | 0 | 0 | 0 | 0 | 0 | 0
| System 5 | 0 | 0 | 0 | 0 | 0 | 0 | 0 | 0 | 0 | 0 | 0 | 0 | 0 | 0 | 0 | 0 | 0 | 0 | 0 | 0 | 0 | 0 | 0 | 0 | 0 | 0 | 0 | 0 | 0 | 0 | 0
| Total: | 0 | 0 | 0 | 0 | 0 | 0 | 0 | 0 | 0 | 0 | 0 | 0 | 0 | 0 | 0 | 0 | 0 | 0 | 0 | 0 | 0 | 0 | 0 | 0 | 0 | 0 | 0 | 0 | 0 | 0 | 0
S1C1 |  | Year 0: System 1 Technology 1
Technology Variables
| Tech Key | Year 0: 0
| Peak Factor (S) | Year 0: 0
| Peak Factor (W) | Year 0: 0
| Min Vintage Lifetime | Year 0: 0
| Max Vintage Lifetime | Year 0: 0
| Turnover Style | Year 0: 0
Technology Variables
| Equipment | Year 0: Label; Year 1: Min Lifetime; Year 2: Max Lifetime; Year 3: Degradation; Year 4: Usage; Year 5: Available
| E1 | Year 1: 0; Year 2: 0; Year 3: 0%; Year 4: 0; Year 5: FALSE
| E2 | Year 1: 0; Year 2: 0; Year 3: 0%; Year 4: 0; Year 5: FALSE
| E3 | Year 1: 0; Year 2: 0; Year 3: 0%; Year 4: 0; Year 5: FALSE
| E4 | Year 1: 0; Year 2: 0; Year 3: 0%; Year 4: 0; Year 5: FALSE
| E5 | Year 1: 0; Year 2: 0; Year 3: 0%; Year 4: 0; Year 5: FALSE
| E6 | Year 1: 0; Year 2: 0; Year 3: 0%; Year 4: 0; Year 5: FALSE
| E7 | Year 1: 0; Year 2: 0; Year 3: 0%; Year 4: 0; Year 5: FALSE
| E8 | Year 1: 0; Year 2: 0; Year 3: 0%; Year 4: 0; Year 5: FALSE
| E9 | Year 1: 0; Year 2: 0; Year 3: 0%; Year 4: 0; Year 5: FALSE
| E10 | Year 1: 0; Year 2: 0; Year 3: 0%; Year 4: 0; Year 5: FALSE
Original Forecast Results
| Year | Year 0 | Year 1 | Year 2 | Year 3 | Year 4 | Year 5 | Year 6 | Year 7 | Year 8 | Year 9 | Year 10 | Year 11 | Year 12 | Year 13 | Year 14 | Year 15 | Year 16 | Year 17 | Year 18 | Year 19 | Year 20 | Year 21 | Year 22 | Year 23 | Year 24 | Year 25 | Year 26 | Year 27 | Year 28 | Year 29 | Year 30 | Key
| Units | 0 | 0 | 0 | 0 | 0 | 0 | 0 | 0 | 0 | 0 | 0 | 0 | 0 | 0 | 0 | 0 | 0 | 0 | 0 | 0 | 0 | 0 | 0 | 0 | 0 | 0 | 0 | 0 | 0 | 0 | 0 | #REF! |  |  |  |  | 301957.8232
| Usage | 0 | 0 | 0 | 0 | 0 | 0 | 0 | 0 | 0 | 0 | 0 | 0 | 0 | 0 | 0 | 0 | 0 | 0 | 0 | 0 | 0 | 0 | 0 | 0 | 0 | 0 | 0 | 0 | 0 | 0 | 0 | #REF! |  |  |  |  | 1698.6543
| Peak Demand (S) | 0 | 0 | 0 | 0 | 0 | 0 | 0 | 0 | 0 | 0 | 0 | 0 | 0 | 0 | 0 | 0 | 0 | 0 | 0 | 0 | 0 | 0 | 0 | 0 | 0 | 0 | 0 | 0 | 0 | 0 | 0 | #REF! |  |  |  |  | 0
| Peak Demand (W) | 0 | 0 | 0 | 0 | 0 | 0 | 0 | 0 | 0 | 0 | 0 | 0 | 0 | 0 | 0 | 0 | 0 | 0 | 0 | 0 | 0 | 0 | 0 | 0 | 0 | 0 | 0 | 0 | 0 | 0 | 0 | #REF! |  |  |  |  | 884.6119
| Turnover | 0 | 0 | 0 | 0 | 0 | 0 | 0 | 0 | 0 | 0 | 0 | 0 | 0 | 0 | 0 | 0 | 0 | 0 | 0 | 0 | 0 | 0 | 0 | 0 | 0 | 0 | 0 | 0 | 0 | 0 | 0 | #REF! |  |  |  |  | 6885.4476
| Avg. Replacement Usage | 0 | 0 | 0 | 0 | 0 | 0 | 0 | 0 | 0 | 0 | 0 | 0 | 0 | 0 | 0 | 0 | 0 | 0 | 0 | 0 | 0 | 0 | 0 | 0 | 0 | 0 | 0 | 0 | 0 | 0 | 0 | #REF! |  |  |  |  | 5638.8522
| Avg. Replacement Demand (S) | 0 | 0 | 0 | 0 | 0 | 0 | 0 | 0 | 0 | 0 | 0 | 0 | 0 | 0 | 0 | 0 | 0 | 0 | 0 | 0 | 0 | 0 | 0 | 0 | 0 | 0 | 0 | 0 | 0 | 0 | 0 | #REF! |  |  |  |  | 0
| Avg. Replacement Demand (W) | 0 | 0 | 0 | 0 | 0 | 0 | 0 | 0 | 0 | 0 | 0 | 0 | 0 | 0 | 0 | 0 | 0 | 0 | 0 | 0 | 0 | 0 | 0 | 0 | 0 | 0 | 0 | 0 | 0 | 0 | 0 | #REF! |  |  |  |  | 2.9366
Tech Forecast Stock
| Year | Year 0 | Year 1 | Year 2 | Year 3 | Year 4 | Year 5 | Year 6 | Year 7 | Year 8 | Year 9 | Year 10 | Year 11 | Year 12 | Year 13 | Year 14 | Year 15 | Year 16 | Year 17 | Year 18 | Year 19 | Year 20 | Year 21 | Year 22 | Year 23 | Year 24 | Year 25 | Year 26 | Year 27 | Year 28 | Year 29 | Year 30
| E1 | 0 | 0 | 0 | 0 | 0 | 0 | 0 | 0 | 0 | 0 | 0 | 0 | 0 | 0 | 0 | 0 | 0 | 0 | 0 | 0 | 0 | 0 | 0 | 0 | 0 | 0 | 0 | 0 | 0 | 0 | 0
| E2 | 0 | 0 | 0 | 0 | 0 | 0 | 0 | 0 | 0 | 0 | 0 | 0 | 0 | 0 | 0 | 0 | 0 | 0 | 0 | 0 | 0 | 0 | 0 | 0 | 0 | 0 | 0 | 0 | 0 | 0 | 0
| E3 | 0 | 0 | 0 | 0 | 0 | 0 | 0 | 0 | 0 | 0 | 0 | 0 | 0 | 0 | 0 | 0 | 0 | 0 | 0 | 0 | 0 | 0 | 0 | 0 | 0 | 0 | 0 | 0 | 0 | 0 | 0
| E4 | 0 | 0 | 0 | 0 | 0 | 0 | 0 | 0 | 0 | 0 | 0 | 0 | 0 | 0 | 0 | 0 | 0 | 0 | 0 | 0 | 0 | 0 | 0 | 0 | 0 | 0 | 0 | 0 | 0 | 0 | 0
| E5 | 0 | 0 | 0 | 0 | 0 | 0 | 0 | 0 | 0 | 0 | 0 | 0 | 0 | 0 | 0 | 0 | 0 | 0 | 0 | 0 | 0 | 0 | 0 | 0 | 0 | 0 | 0 | 0 | 0 | 0 | 0
| E6 | 0 | 0 | 0 | 0 | 0 | 0 | 0 | 0 | 0 | 0 | 0 | 0 | 0 | 0 | 0 | 0 | 0 | 0 | 0 | 0 | 0 | 0 | 0 | 0 | 0 | 0 | 0 | 0 | 0 | 0 | 0
| E7 | 0 | 0 | 0 | 0 | 0 | 0 | 0 | 0 | 0 | 0 | 0 | 0 | 0 | 0 | 0 | 0 | 0 | 0 | 0 | 0 | 0 | 0 | 0 | 0 | 0 | 0 | 0 | 0 | 0 | 0 | 0
| E8 | 0 | 0 | 0 | 0 | 0 | 0 | 0 | 0 | 0 | 0 | 0 | 0 | 0 | 0 | 0 | 0 | 0 | 0 | 0 | 0 | 0 | 0 | 0 | 0 | 0 | 0 | 0 | 0 | 0 | 0 | 0
| E9 | 0 | 0 | 0 | 0 | 0 | 0 | 0 | 0 | 0 | 0 | 0 | 0 | 0 | 0 | 0 | 0 | 0 | 0 | 0 | 0 | 0 | 0 | 0 | 0 | 0 | 0 | 0 | 0 | 0 | 0 | 0
| E10 | 0 | 0 | 0 | 0 | 0 | 0 | 0 | 0 | 0 | 0 | 0 | 0 | 0 | 0 | 0 | 0 | 0 | 0 | 0 | 0 | 0 | 0 | 0 | 0 | 0 | 0 | 0 | 0 | 0 | 0 | 0
| Vintage | 0 | 0 | 0 | 0 | 0 | 0 | 0 | 0 | 0 | 0 | 0 | 0 | 0 | 0 | 0 | 0 | 0 | 0 | 0 | 0 | 0 | 0 | 0 | 0 | 0 | 0 | 0 | 0 | 0 | 0 | 0
Stock for Switching
| Year | Year 0 | Year 1 | Year 2 | Year 3 | Year 4 | Year 5 | Year 6 | Year 7 | Year 8 | Year 9 | Year 10 | Year 11 | Year 12 | Year 13 | Year 14 | Year 15 | Year 16 | Year 17 | Year 18 | Year 19 | Year 20 | Year 21 | Year 22 | Year 23 | Year 24 | Year 25 | Year 26 | Year 27 | Year 28 | Year 29 | Year 30
| E1 | 0 | 0 | 0 | 0 | 0 | 0 | 0 | 0 | 0 | 0 | 0 | 0 | 0 | 0 | 0 | 0 | 0 | 0 | 0 | 0 | 0 | 0 | 0 | 0 | 0 | 0 | 0 | 0 | 0 | 0 | 0 | 0_E1_SysStock
| E2 | 0 | 0 | 0 | 0 | 0 | 0 | 0 | 0 | 0 | 0 | 0 | 0 | 0 | 0 | 0 | 0 | 0 | 0 | 0 | 0 | 0 | 0 | 0 | 0 | 0 | 0 | 0 | 0 | 0 | 0 | 0 | 0_E2_SysStock
| E3 | 0 | 0 | 0 | 0 | 0 | 0 | 0 | 0 | 0 | 0 | 0 | 0 | 0 | 0 | 0 | 0 | 0 | 0 | 0 | 0 | 0 | 0 | 0 | 0 | 0 | 0 | 0 | 0 | 0 | 0 | 0 | 0_E3_SysStock
| E4 | 0 | 0 | 0 | 0 | 0 | 0 | 0 | 0 | 0 | 0 | 0 | 0 | 0 | 0 | 0 | 0 | 0 | 0 | 0 | 0 | 0 | 0 | 0 | 0 | 0 | 0 | 0 | 0 | 0 | 0 | 0 | 0_E4_SysStock
| E5 | 0 | 0 | 0 | 0 | 0 | 0 | 0 | 0 | 0 | 0 | 0 | 0 | 0 | 0 | 0 | 0 | 0 | 0 | 0 | 0 | 0 | 0 | 0 | 0 | 0 | 0 | 0 | 0 | 0 | 0 | 0 | 0_E5_SysStock
| E6 | 0 | 0 | 0 | 0 | 0 | 0 | 0 | 0 | 0 | 0 | 0 | 0 | 0 | 0 | 0 | 0 | 0 | 0 | 0 | 0 | 0 | 0 | 0 | 0 | 0 | 0 | 0 | 0 | 0 | 0 | 0 | 0_E6_SysStock
| E7 | 0 | 0 | 0 | 0 | 0 | 0 | 0 | 0 | 0 | 0 | 0 | 0 | 0 | 0 | 0 | 0 | 0 | 0 | 0 | 0 | 0 | 0 | 0 | 0 | 0 | 0 | 0 | 0 | 0 | 0 | 0 | 0_E7_SysStock
| E8 | 0 | 0 | 0 | 0 | 0 | 0 | 0 | 0 | 0 | 0 | 0 | 0 | 0 | 0 | 0 | 0 | 0 | 0 | 0 | 0 | 0 | 0 | 0 | 0 | 0 | 0 | 0 | 0 | 0 | 0 | 0 | 0_E8_SysStock
| E9 | 0 | 0 | 0 | 0 | 0 | 0 | 0 | 0 | 0 | 0 | 0 | 0 | 0 | 0 | 0 | 0 | 0 | 0 | 0 | 0 | 0 | 0 | 0 | 0 | 0 | 0 | 0 | 0 | 0 | 0 | 0 | 0_E9_SysStock
| E10 | 0 | 0 | 0 | 0 | 0 | 0 | 0 | 0 | 0 | 0 | 0 | 0 | 0 | 0 | 0 | 0 | 0 | 0 | 0 | 0 | 0 | 0 | 0 | 0 | 0 | 0 | 0 | 0 | 0 | 0 | 0 | 0_E10_SysStock
| Vintage | 0 | 0 | 0 | 0 | 0 | 0 | 0 | 0 | 0 | 0 | 0 | 0 | 0 | 0 | 0 | 0 | 0 | 0 | 0 | 0 | 0 | 0 | 0 | 0 | 0 | 0 | 0 | 0 | 0 | 0 | 0 | 0_Vintage_SysStock
Tech Forecast Purchases
| Year | Year 0 | Year 1 | Year 2 | Year 3 | Year 4 | Year 5 | Year 6 | Year 7 | Year 8 | Year 9 | Year 10 | Year 11 | Year 12 | Year 13 | Year 14 | Year 15 | Year 16 | Year 17 | Year 18 | Year 19 | Year 20 | Year 21 | Year 22 | Year 23 | Year 24 | Year 25 | Year 26 | Year 27 | Year 28 | Year 29 | Year 30
| E1 | 0 | 0 | 0 | 0 | 0 | 0 | 0 | 0 | 0 | 0 | 0 | 0 | 0 | 0 | 0 | 0 | 0 | 0 | 0 | 0 | 0 | 0 | 0 | 0 | 0 | 0 | 0 | 0 | 0 | 0 | 0
| E2 | 0 | 0 | 0 | 0 | 0 | 0 | 0 | 0 | 0 | 0 | 0 | 0 | 0 | 0 | 0 | 0 | 0 | 0 | 0 | 0 | 0 | 0 | 0 | 0 | 0 | 0 | 0 | 0 | 0 | 0 | 0
| E3 | 0 | 0 | 0 | 0 | 0 | 0 | 0 | 0 | 0 | 0 | 0 | 0 | 0 | 0 | 0 | 0 | 0 | 0 | 0 | 0 | 0 | 0 | 0 | 0 | 0 | 0 | 0 | 0 | 0 | 0 | 0
| E4 | 0 | 0 | 0 | 0 | 0 | 0 | 0 | 0 | 0 | 0 | 0 | 0 | 0 | 0 | 0 | 0 | 0 | 0 | 0 | 0 | 0 | 0 | 0 | 0 | 0 | 0 | 0 | 0 | 0 | 0 | 0
| E5 | 0 | 0 | 0 | 0 | 0 | 0 | 0 | 0 | 0 | 0 | 0 | 0 | 0 | 0 | 0 | 0 | 0 | 0 | 0 | 0 | 0 | 0 | 0 | 0 | 0 | 0 | 0 | 0 | 0 | 0 | 0
| E6 | 0 | 0 | 0 | 0 | 0 | 0 | 0 | 0 | 0 | 0 | 0 | 0 | 0 | 0 | 0 | 0 | 0 | 0 | 0 | 0 | 0 | 0 | 0 | 0 | 0 | 0 | 0 | 0 | 0 | 0 | 0
| E7 | 0 | 0 | 0 | 0 | 0 | 0 | 0 | 0 | 0 | 0 | 0 | 0 | 0 | 0 | 0 | 0 | 0 | 0 | 0 | 0 | 0 | 0 | 0 | 0 | 0 | 0 | 0 | 0 | 0 | 0 | 0
| E8 | 0 | 0 | 0 | 0 | 0 | 0 | 0 | 0 | 0 | 0 | 0 | 0 | 0 | 0 | 0 | 0 | 0 | 0 | 0 | 0 | 0 | 0 | 0 | 0 | 0 | 0 | 0 | 0 | 0 | 0 | 0
| E9 | 0 | 0 | 0 | 0 | 0 | 0 | 0 | 0 | 0 | 0 | 0 | 0 | 0 | 0 | 0 | 0 | 0 | 0 | 0 | 0 | 0 | 0 | 0 | 0 | 0 | 0 | 0 | 0 | 0 | 0 | 0
| E10 | 0 | 0 | 0 | 0 | 0 | 0 | 0 | 0 | 0 | 0 | 0 | 0 | 0 | 0 | 0 | 0 | 0 | 0 | 0 | 0 | 0 | 0 | 0 | 0 | 0 | 0 | 0 | 0 | 0 | 0 | 0
Potential to Switch
| Year | Year 0 | Year 1 | Year 2 | Year 3 | Year 4 | Year 5 | Year 6 | Year 7 | Year 8 | Year 9 | Year 10 | Year 11 | Year 12 | Year 13 | Year 14 | Year 15 | Year 16 | Year 17 | Year 18 | Year 19 | Year 20 | Year 21 | Year 22 | Year 23 | Year 24 | Year 25 | Year 26 | Year 27 | Year 28 | Year 29 | Year 30
| E1 | 0 | 0 | 0 | 0 | 0 | 0 | 0 | 0 | 0 | 0 | 0 | 0 | 0 | 0 | 0 | 0 | 0 | 0 | 0 | 0 | 0 | 0 | 0 | 0 | 0 | 0 | 0 | 0 | 0 | 0 | 0 | 0_E1_Switched Out
| E2 | 0 | 0 | 0 | 0 | 0 | 0 | 0 | 0 | 0 | 0 | 0 | 0 | 0 | 0 | 0 | 0 | 0 | 0 | 0 | 0 | 0 | 0 | 0 | 0 | 0 | 0 | 0 | 0 | 0 | 0 | 0 | 0_E2_Switched Out
| E3 | 0 | 0 | 0 | 0 | 0 | 0 | 0 | 0 | 0 | 0 | 0 | 0 | 0 | 0 | 0 | 0 | 0 | 0 | 0 | 0 | 0 | 0 | 0 | 0 | 0 | 0 | 0 | 0 | 0 | 0 | 0 | 0_E3_Switched Out
| E4 | 0 | 0 | 0 | 0 | 0 | 0 | 0 | 0 | 0 | 0 | 0 | 0 | 0 | 0 | 0 | 0 | 0 | 0 | 0 | 0 | 0 | 0 | 0 | 0 | 0 | 0 | 0 | 0 | 0 | 0 | 0 | 0_E4_Switched Out
| E5 | 0 | 0 | 0 | 0 | 0 | 0 | 0 | 0 | 0 | 0 | 0 | 0 | 0 | 0 | 0 | 0 | 0 | 0 | 0 | 0 | 0 | 0 | 0 | 0 | 0 | 0 | 0 | 0 | 0 | 0 | 0 | 0_E5_Switched Out
| E6 | 0 | 0 | 0 | 0 | 0 | 0 | 0 | 0 | 0 | 0 | 0 | 0 | 0 | 0 | 0 | 0 | 0 | 0 | 0 | 0 | 0 | 0 | 0 | 0 | 0 | 0 | 0 | 0 | 0 | 0 | 0 | 0_E6_Switched Out
| E7 | 0 | 0 | 0 | 0 | 0 | 0 | 0 | 0 | 0 | 0 | 0 | 0 | 0 | 0 | 0 | 0 | 0 | 0 | 0 | 0 | 0 | 0 | 0 | 0 | 0 | 0 | 0 | 0 | 0 | 0 | 0 | 0_E7_Switched Out
| E8 | 0 | 0 | 0 | 0 | 0 | 0 | 0 | 0 | 0 | 0 | 0 | 0 | 0 | 0 | 0 | 0 | 0 | 0 | 0 | 0 | 0 | 0 | 0 | 0 | 0 | 0 | 0 | 0 | 0 | 0 | 0 | 0_E8_Switched Out
| E9 | 0 | 0 | 0 | 0 | 0 | 0 | 0 | 0 | 0 | 0 | 0 | 0 | 0 | 0 | 0 | 0 | 0 | 0 | 0 | 0 | 0 | 0 | 0 | 0 | 0 | 0 | 0 | 0 | 0 | 0 | 0 | 0_E9_Switched Out
| E10 | 0 | 0 | 0 | 0 | 0 | 0 | 0 | 0 | 0 | 0 | 0 | 0 | 0 | 0 | 0 | 0 | 0 | 0 | 0 | 0 | 0 | 0 | 0 | 0 | 0 | 0 | 0 | 0 | 0 | 0 | 0 | 0_E10_Switched Out
Units Out
| E1 | 0 | 0 | 0 | 0 | 0 | 0 | 0 | 0 | 0 | 0 | 0 | 0 | 0 | 0 | 0 | 0 | 0 | 0 | 0 | 0 | 0 | 0 | 0 | 0 | 0 | 0 | 0 | 0 | 0 | 0 | 0
| E2 | 0 | 0 | 0 | 0 | 0 | 0 | 0 | 0 | 0 | 0 | 0 | 0 | 0 | 0 | 0 | 0 | 0 | 0 | 0 | 0 | 0 | 0 | 0 | 0 | 0 | 0 | 0 | 0 | 0 | 0 | 0
| E3 | 0 | 0 | 0 | 0 | 0 | 0 | 0 | 0 | 0 | 0 | 0 | 0 | 0 | 0 | 0 | 0 | 0 | 0 | 0 | 0 | 0 | 0 | 0 | 0 | 0 | 0 | 0 | 0 | 0 | 0 | 0
| E4 | 0 | 0 | 0 | 0 | 0 | 0 | 0 | 0 | 0 | 0 | 0 | 0 | 0 | 0 | 0 | 0 | 0 | 0 | 0 | 0 | 0 | 0 | 0 | 0 | 0 | 0 | 0 | 0 | 0 | 0 | 0
| E5 | 0 | 0 | 0 | 0 | 0 | 0 | 0 | 0 | 0 | 0 | 0 | 0 | 0 | 0 | 0 | 0 | 0 | 0 | 0 | 0 | 0 | 0 | 0 | 0 | 0 | 0 | 0 | 0 | 0 | 0 | 0
| E6 | 0 | 0 | 0 | 0 | 0 | 0 | 0 | 0 | 0 | 0 | 0 | 0 | 0 | 0 | 0 | 0 | 0 | 0 | 0 | 0 | 0 | 0 | 0 | 0 | 0 | 0 | 0 | 0 | 0 | 0 | 0
| E7 | 0 | 0 | 0 | 0 | 0 | 0 | 0 | 0 | 0 | 0 | 0 | 0 | 0 | 0 | 0 | 0 | 0 | 0 | 0 | 0 | 0 | 0 | 0 | 0 | 0 | 0 | 0 | 0 | 0 | 0 | 0
| E8 | 0 | 0 | 0 | 0 | 0 | 0 | 0 | 0 | 0 | 0 | 0 | 0 | 0 | 0 | 0 | 0 | 0 | 0 | 0 | 0 | 0 | 0 | 0 | 0 | 0 | 0 | 0 | 0 | 0 | 0 | 0
| E9 | 0 | 0 | 0 | 0 | 0 | 0 | 0 | 0 | 0 | 0 | 0 | 0 | 0 | 0 | 0 | 0 | 0 | 0 | 0 | 0 | 0 | 0 | 0 | 0 | 0 | 0 | 0 | 0 | 0 | 0 | 0
| E10 | 0 | 0 | 0 | 0 | 0 | 0 | 0 | 0 | 0 | 0 | 0 | 0 | 0 | 0 | 0 | 0 | 0 | 0 | 0 | 0 | 0 | 0 | 0 | 0 | 0 | 0 | 0 | 0 | 0 | 0 | 0
| Vintage | 0 | 0 | 0 | 0 | 0 | 0 | 0 | 0 | 0 | 0 | 0 | 0 | 0 | 0 | 0 | 0 | 0 | 0 | 0 | 0 | 0 | 0 | 0 | 0 | 0 | 0 | 0 | 0 | 0 | 0 | 0
Tech Purchase Shares
| Year | Year 0 | Year 1 | Year 2 | Year 3 | Year 4 | Year 5 | Year 6 | Year 7 | Year 8 | Year 9 | Year 10 | Year 11 | Year 12 | Year 13 | Year 14 | Year 15 | Year 16 | Year 17 | Year 18 | Year 19 | Year 20 | Year 21 | Year 22 | Year 23 | Year 24 | Year 25 | Year 26 | Year 27 | Year 28 | Year 29 | Year 30
E1 | bar: Year 0 to Year 30
E2 | bar: Year 0 to Year 30
E3 | bar: Year 0 to Year 30
E4 | bar: Year 0 to Year 30
E5 | bar: Year 0 to Year 30
E6 | bar: Year 0 to Year 30
E7 | bar: Year 0 to Year 30
E8 | bar: Year 0 to Year 30
E9 | bar: Year 0 to Year 30
E10 | bar: Year 0 to Year 30
Units In from Switching
| E1 | 0 | 0 | 0 | 0 | 0 | 0 | 0 | 0 | 0 | 0 | 0 | 0 | 0 | 0 | 0 | 0 | 0 | 0 | 0 | 0 | 0 | 0 | 0 | 0 | 0 | 0 | 0 | 0 | 0 | 0 | 0
| E2 | 0 | 0 | 0 | 0 | 0 | 0 | 0 | 0 | 0 | 0 | 0 | 0 | 0 | 0 | 0 | 0 | 0 | 0 | 0 | 0 | 0 | 0 | 0 | 0 | 0 | 0 | 0 | 0 | 0 | 0 | 0
| E3 | 0 | 0 | 0 | 0 | 0 | 0 | 0 | 0 | 0 | 0 | 0 | 0 | 0 | 0 | 0 | 0 | 0 | 0 | 0 | 0 | 0 | 0 | 0 | 0 | 0 | 0 | 0 | 0 | 0 | 0 | 0
| E4 | 0 | 0 | 0 | 0 | 0 | 0 | 0 | 0 | 0 | 0 | 0 | 0 | 0 | 0 | 0 | 0 | 0 | 0 | 0 | 0 | 0 | 0 | 0 | 0 | 0 | 0 | 0 | 0 | 0 | 0 | 0
| E5 | 0 | 0 | 0 | 0 | 0 | 0 | 0 | 0 | 0 | 0 | 0 | 0 | 0 | 0 | 0 | 0 | 0 | 0 | 0 | 0 | 0 | 0 | 0 | 0 | 0 | 0 | 0 | 0 | 0 | 0 | 0
| E6 | 0 | 0 | 0 | 0 | 0 | 0 | 0 | 0 | 0 | 0 | 0 | 0 | 0 | 0 | 0 | 0 | 0 | 0 | 0 | 0 | 0 | 0 | 0 | 0 | 0 | 0 | 0 | 0 | 0 | 0 | 0
| E7 | 0 | 0 | 0 | 0 | 0 | 0 | 0 | 0 | 0 | 0 | 0 | 0 | 0 | 0 | 0 | 0 | 0 | 0 | 0 | 0 | 0 | 0 | 0 | 0 | 0 | 0 | 0 | 0 | 0 | 0 | 0
| E8 | 0 | 0 | 0 | 0 | 0 | 0 | 0 | 0 | 0 | 0 | 0 | 0 | 0 | 0 | 0 | 0 | 0 | 0 | 0 | 0 | 0 | 0 | 0 | 0 | 0 | 0 | 0 | 0 | 0 | 0 | 0
| E9 | 0 | 0 | 0 | 0 | 0 | 0 | 0 | 0 | 0 | 0 | 0 | 0 | 0 | 0 | 0 | 0 | 0 | 0 | 0 | 0 | 0 | 0 | 0 | 0 | 0 | 0 | 0 | 0 | 0 | 0 | 0
| E10 | 0 | 0 | 0 | 0 | 0 | 0 | 0 | 0 | 0 | 0 | 0 | 0 | 0 | 0 | 0 | 0 | 0 | 0 | 0 | 0 | 0 | 0 | 0 | 0 | 0 | 0 | 0 | 0 | 0 | 0 | 0
| Vintage | 0 | 0 | 0 | 0 | 0 | 0 | 0 | 0 | 0 | 0 | 0 | 0 | 0 | 0 | 0 | 0 | 0 | 0 | 0 | 0 | 0 | 0 | 0 | 0 | 0 | 0 | 0 | 0 | 0 | 0 | 0
Net Change
| Year | Year 0 | Year 1 | Year 2 | Year 3 | Year 4 | Year 5 | Year 6 | Year 7 | Year 8 | Year 9 | Year 10 | Year 11 | Year 12 | Year 13 | Year 14 | Year 15 | Year 16 | Year 17 | Year 18 | Year 19 | Year 20 | Year 21 | Year 22 | Year 23 | Year 24 | Year 25 | Year 26 | Year 27 | Year 28 | Year 29 | Year 30 | Key
| Units | 0 | 0 | 0 | 0 | 0 | 0 | 0 | 0 | 0 | 0 | 0 | 0 | 0 | 0 | 0 | 0 | 0 | 0 | 0 | 0 | 0 | 0 | 0 | 0 | 0 | 0 | 0 | 0 | 0 | 0 | 0 | 0_Units |  |  |  |  | 301957.8232
| Usage | 0 | 0 | 0 | 0 | 0 | 0 | 0 | 0 | 0 | 0 | 0 | 0 | 0 | 0 | 0 | 0 | 0 | 0 | 0 | 0 | 0 | 0 | 0 | 0 | 0 | 0 | 0 | 0 | 0 | 0 | 0 | 0_Usage |  |  |  |  | 1698.6543
| Peak Demand (S) | 0 | 0 | 0 | 0 | 0 | 0 | 0 | 0 | 0 | 0 | 0 | 0 | 0 | 0 | 0 | 0 | 0 | 0 | 0 | 0 | 0 | 0 | 0 | 0 | 0 | 0 | 0 | 0 | 0 | 0 | 0 | 0_Peak Demand (S) |  |  |  |  | 0
| Peak Demand (W) | 0 | 0 | 0 | 0 | 0 | 0 | 0 | 0 | 0 | 0 | 0 | 0 | 0 | 0 | 0 | 0 | 0 | 0 | 0 | 0 | 0 | 0 | 0 | 0 | 0 | 0 | 0 | 0 | 0 | 0 | 0 | 0_Peak Demand (W) |  |  |  |  | 884.6119
| Turnover | 0 | 0 | 0 | 0 | 0 | 0 | 0 | 0 | 0 | 0 | 0 | 0 | 0 | 0 | 0 | 0 | 0 | 0 | 0 | 0 | 0 | 0 | 0 | 0 | 0 | 0 | 0 | 0 | 0 | 0 | 0 | 0_Turnover |  |  |  |  | 6885.4476
| Avg. Replacement Usage | 0 | 0 | 0 | 0 | 0 | 0 | 0 | 0 | 0 | 0 | 0 | 0 | 0 | 0 | 0 | 0 | 0 | 0 | 0 | 0 | 0 | 0 | 0 | 0 | 0 | 0 | 0 | 0 | 0 | 0 | 0 | 0_Avg. Replacement Usage |  |  |  |  | 5638.8522
| Avg. Replacement Demand (S) | 0 | 0 | 0 | 0 | 0 | 0 | 0 | 0 | 0 | 0 | 0 | 0 | 0 | 0 | 0 | 0 | 0 | 0 | 0 | 0 | 0 | 0 | 0 | 0 | 0 | 0 | 0 | 0 | 0 | 0 | 0 | 0_Avg. Replacement Demand (S) |  |  |  |  | 0
| Avg. Replacement Demand (W) | 0 | 0 | 0 | 0 | 0 | 0 | 0 | 0 | 0 | 0 | 0 | 0 | 0 | 0 | 0 | 0 | 0 | 0 | 0 | 0 | 0 | 0 | 0 | 0 | 0 | 0 | 0 | 0 | 0 | 0 | 0 | 0_Avg. Replacement Demand (W) |  |  |  |  | 2.9366
Purchases
| Year | Year 0 | Year 1 | Year 2 | Year 3 | Year 4 | Year 5 | Year 6 | Year 7 | Year 8 | Year 9 | Year 10 | Year 11 | Year 12 | Year 13 | Year 14 | Year 15 | Year 16 | Year 17 | Year 18 | Year 19 | Year 20 | Year 21 | Year 22 | Year 23 | Year 24 | Year 25 | Year 26 | Year 27 | Year 28 | Year 29 | Year 30
| E1 | 0 | 0 | 0 | 0 | 0 | 0 | 0 | 0 | 0 | 0 | 0 | 0 | 0 | 0 | 0 | 0 | 0 | 0 | 0 | 0 | 0 | 0 | 0 | 0 | 0 | 0 | 0 | 0 | 0 | 0 | 0 | 0_E1_Purchases |  |  |  |  | 6885.4476
| E2 | 0 | 0 | 0 | 0 | 0 | 0 | 0 | 0 | 0 | 0 | 0 | 0 | 0 | 0 | 0 | 0 | 0 | 0 | 0 | 0 | 0 | 0 | 0 | 0 | 0 | 0 | 0 | 0 | 0 | 0 | 0 | 0_E2_Purchases |  |  |  |  | 0
| E3 | 0 | 0 | 0 | 0 | 0 | 0 | 0 | 0 | 0 | 0 | 0 | 0 | 0 | 0 | 0 | 0 | 0 | 0 | 0 | 0 | 0 | 0 | 0 | 0 | 0 | 0 | 0 | 0 | 0 | 0 | 0 | 0_E3_Purchases |  |  |  |  | 0
| E4 | 0 | 0 | 0 | 0 | 0 | 0 | 0 | 0 | 0 | 0 | 0 | 0 | 0 | 0 | 0 | 0 | 0 | 0 | 0 | 0 | 0 | 0 | 0 | 0 | 0 | 0 | 0 | 0 | 0 | 0 | 0 | 0_E4_Purchases |  |  |  |  | 0
| E5 | 0 | 0 | 0 | 0 | 0 | 0 | 0 | 0 | 0 | 0 | 0 | 0 | 0 | 0 | 0 | 0 | 0 | 0 | 0 | 0 | 0 | 0 | 0 | 0 | 0 | 0 | 0 | 0 | 0 | 0 | 0 | 0_E5_Purchases |  |  |  |  | 0
| E6 | 0 | 0 | 0 | 0 | 0 | 0 | 0 | 0 | 0 | 0 | 0 | 0 | 0 | 0 | 0 | 0 | 0 | 0 | 0 | 0 | 0 | 0 | 0 | 0 | 0 | 0 | 0 | 0 | 0 | 0 | 0 | 0_E6_Purchases |  |  |  |  | 0
| E7 | 0 | 0 | 0 | 0 | 0 | 0 | 0 | 0 | 0 | 0 | 0 | 0 | 0 | 0 | 0 | 0 | 0 | 0 | 0 | 0 | 0 | 0 | 0 | 0 | 0 | 0 | 0 | 0 | 0 | 0 | 0 | 0_E7_Purchases |  |  |  |  | 0
| E8 | 0 | 0 | 0 | 0 | 0 | 0 | 0 | 0 | 0 | 0 | 0 | 0 | 0 | 0 | 0 | 0 | 0 | 0 | 0 | 0 | 0 | 0 | 0 | 0 | 0 | 0 | 0 | 0 | 0 | 0 | 0 | 0_E8_Purchases |  |  |  |  | 0
| E9 | 0 | 0 | 0 | 0 | 0 | 0 | 0 | 0 | 0 | 0 | 0 | 0 | 0 | 0 | 0 | 0 | 0 | 0 | 0 | 0 | 0 | 0 | 0 | 0 | 0 | 0 | 0 | 0 | 0 | 0 | 0 | 0_E9_Purchases |  |  |  |  | 0
| E10 | 0 | 0 | 0 | 0 | 0 | 0 | 0 | 0 | 0 | 0 | 0 | 0 | 0 | 0 | 0 | 0 | 0 | 0 | 0 | 0 | 0 | 0 | 0 | 0 | 0 | 0 | 0 | 0 | 0 | 0 | 0 | 0_E10_Purchases |  |  |  |  | 0
Stock
| Year | Year 0 | Year 1 | Year 2 | Year 3 | Year 4 | Year 5 | Year 6 | Year 7 | Year 8 | Year 9 | Year 10 | Year 11 | Year 12 | Year 13 | Year 14 | Year 15 | Year 16 | Year 17 | Year 18 | Year 19 | Year 20 | Year 21 | Year 22 | Year 23 | Year 24 | Year 25 | Year 26 | Year 27 | Year 28 | Year 29 | Year 30
| E1 | 0 | 0 | 0 | 0 | 0 | 0 | 0 | 0 | 0 | 0 | 0 | 0 | 0 | 0 | 0 | 0 | 0 | 0 | 0 | 0 | 0 | 0 | 0 | 0 | 0 | 0 | 0 | 0 | 0 | 0 | 0 | 0_E1_Stock |  |  |  |  | 13576.6093
| E2 | 0 | 0 | 0 | 0 | 0 | 0 | 0 | 0 | 0 | 0 | 0 | 0 | 0 | 0 | 0 | 0 | 0 | 0 | 0 | 0 | 0 | 0 | 0 | 0 | 0 | 0 | 0 | 0 | 0 | 0 | 0 | 0_E2_Stock |  |  |  |  | 0
| E3 | 0 | 0 | 0 | 0 | 0 | 0 | 0 | 0 | 0 | 0 | 0 | 0 | 0 | 0 | 0 | 0 | 0 | 0 | 0 | 0 | 0 | 0 | 0 | 0 | 0 | 0 | 0 | 0 | 0 | 0 | 0 | 0_E3_Stock |  |  |  |  | 0
| E4 | 0 | 0 | 0 | 0 | 0 | 0 | 0 | 0 | 0 | 0 | 0 | 0 | 0 | 0 | 0 | 0 | 0 | 0 | 0 | 0 | 0 | 0 | 0 | 0 | 0 | 0 | 0 | 0 | 0 | 0 | 0 | 0_E4_Stock |  |  |  |  | 0
| E5 | 0 | 0 | 0 | 0 | 0 | 0 | 0 | 0 | 0 | 0 | 0 | 0 | 0 | 0 | 0 | 0 | 0 | 0 | 0 | 0 | 0 | 0 | 0 | 0 | 0 | 0 | 0 | 0 | 0 | 0 | 0 | 0_E5_Stock |  |  |  |  | 0
| E6 | 0 | 0 | 0 | 0 | 0 | 0 | 0 | 0 | 0 | 0 | 0 | 0 | 0 | 0 | 0 | 0 | 0 | 0 | 0 | 0 | 0 | 0 | 0 | 0 | 0 | 0 | 0 | 0 | 0 | 0 | 0 | 0_E6_Stock |  |  |  |  | 0
| E7 | 0 | 0 | 0 | 0 | 0 | 0 | 0 | 0 | 0 | 0 | 0 | 0 | 0 | 0 | 0 | 0 | 0 | 0 | 0 | 0 | 0 | 0 | 0 | 0 | 0 | 0 | 0 | 0 | 0 | 0 | 0 | 0_E7_Stock |  |  |  |  | 0
| E8 | 0 | 0 | 0 | 0 | 0 | 0 | 0 | 0 | 0 | 0 | 0 | 0 | 0 | 0 | 0 | 0 | 0 | 0 | 0 | 0 | 0 | 0 | 0 | 0 | 0 | 0 | 0 | 0 | 0 | 0 | 0 | 0_E8_Stock |  |  |  |  | 0
| E9 | 0 | 0 | 0 | 0 | 0 | 0 | 0 | 0 | 0 | 0 | 0 | 0 | 0 | 0 | 0 | 0 | 0 | 0 | 0 | 0 | 0 | 0 | 0 | 0 | 0 | 0 | 0 | 0 | 0 | 0 | 0 | 0_E9_Stock |  |  |  |  | 0
| E10 | 0 | 0 | 0 | 0 | 0 | 0 | 0 | 0 | 0 | 0 | 0 | 0 | 0 | 0 | 0 | 0 | 0 | 0 | 0 | 0 | 0 | 0 | 0 | 0 | 0 | 0 | 0 | 0 | 0 | 0 | 0 | 0_E10_Stock |  |  |  |  | 0
| Vintage | 0 | 0 | 0 | 0 | 0 | 0 | 0 | 0 | 0 | 0 | 0 | 0 | 0 | 0 | 0 | 0 | 0 | 0 | 0 | 0 | 0 | 0 | 0 | 0 | 0 | 0 | 0 | 0 | 0 | 0 | 0 | 0_Vintage_Stock |  |  |  |  | 288381.2139
S1C2 |  | Year 0: System 1 Technology 2
Technology Variables
| Tech Key | Year 0: 0
| Peak Factor (S) | Year 0: 0
| Peak Factor (W) | Year 0: 0
| Min Vintage Lifetime | Year 0: 0
| Max Vintage Lifetime | Year 0: 0
| Turnover Style | Year 0: 0
Technology Variables
| Equipment | Year 0: Label; Year 1: Min Lifetime; Year 2: Max Lifetime; Year 3: Degradation; Year 4: Usage; Year 5: Available
| E1 | Year 1: 0; Year 2: 0; Year 3: 0%; Year 4: 0; Year 5: FALSE
| E2 | Year 1: 0; Year 2: 0; Year 3: 0%; Year 4: 0; Year 5: FALSE
| E3 | Year 1: 0; Year 2: 0; Year 3: 0%; Year 4: 0; Year 5: FALSE
| E4 | Year 1: 0; Year 2: 0; Year 3: 0%; Year 4: 0; Year 5: FALSE
| E5 | Year 1: 0; Year 2: 0; Year 3: 0%; Year 4: 0; Year 5: FALSE
| E6 | Year 1: 0; Year 2: 0; Year 3: 0%; Year 4: 0; Year 5: FALSE
| E7 | Year 1: 0; Year 2: 0; Year 3: 0%; Year 4: 0; Year 5: FALSE
| E8 | Year 1: 0; Year 2: 0; Year 3: 0%; Year 4: 0; Year 5: FALSE
| E9 | Year 1: 0; Year 2: 0; Year 3: 0%; Year 4: 0; Year 5: FALSE
| E10 | Year 1: 0; Year 2: 0; Year 3: 0%; Year 4: 0; Year 5: FALSE
Original Forecast Results
| Year | Year 0 | Year 1 | Year 2 | Year 3 | Year 4 | Year 5 | Year 6 | Year 7 | Year 8 | Year 9 | Year 10 | Year 11 | Year 12 | Year 13 | Year 14 | Year 15 | Year 16 | Year 17 | Year 18 | Year 19 | Year 20 | Year 21 | Year 22 | Year 23 | Year 24 | Year 25 | Year 26 | Year 27 | Year 28 | Year 29 | Year 30 | Key
| Units | 0 | 0 | 0 | 0 | 0 | 0 | 0 | 0 | 0 | 0 | 0 | 0 | 0 | 0 | 0 | 0 | 0 | 0 | 0 | 0 | 0 | 0 | 0 | 0 | 0 | 0 | 0 | 0 | 0 | 0 | 0 | #REF! |  |  |  |  | 301957.8232
| Usage | 0 | 0 | 0 | 0 | 0 | 0 | 0 | 0 | 0 | 0 | 0 | 0 | 0 | 0 | 0 | 0 | 0 | 0 | 0 | 0 | 0 | 0 | 0 | 0 | 0 | 0 | 0 | 0 | 0 | 0 | 0 | #REF! |  |  |  |  | 1698.6543
| Peak Demand (S) | 0 | 0 | 0 | 0 | 0 | 0 | 0 | 0 | 0 | 0 | 0 | 0 | 0 | 0 | 0 | 0 | 0 | 0 | 0 | 0 | 0 | 0 | 0 | 0 | 0 | 0 | 0 | 0 | 0 | 0 | 0 | #REF! |  |  |  |  | 0
| Peak Demand (W) | 0 | 0 | 0 | 0 | 0 | 0 | 0 | 0 | 0 | 0 | 0 | 0 | 0 | 0 | 0 | 0 | 0 | 0 | 0 | 0 | 0 | 0 | 0 | 0 | 0 | 0 | 0 | 0 | 0 | 0 | 0 | #REF! |  |  |  |  | 884.6119
| Turnover | 0 | 0 | 0 | 0 | 0 | 0 | 0 | 0 | 0 | 0 | 0 | 0 | 0 | 0 | 0 | 0 | 0 | 0 | 0 | 0 | 0 | 0 | 0 | 0 | 0 | 0 | 0 | 0 | 0 | 0 | 0 | #REF! |  |  |  |  | 6885.4476
| Avg. Replacement Usage | 0 | 0 | 0 | 0 | 0 | 0 | 0 | 0 | 0 | 0 | 0 | 0 | 0 | 0 | 0 | 0 | 0 | 0 | 0 | 0 | 0 | 0 | 0 | 0 | 0 | 0 | 0 | 0 | 0 | 0 | 0 | #REF! |  |  |  |  | 5638.8522
| Avg. Replacement Demand (S) | 0 | 0 | 0 | 0 | 0 | 0 | 0 | 0 | 0 | 0 | 0 | 0 | 0 | 0 | 0 | 0 | 0 | 0 | 0 | 0 | 0 | 0 | 0 | 0 | 0 | 0 | 0 | 0 | 0 | 0 | 0 | #REF! |  |  |  |  | 0
| Avg. Replacement Demand (W) | 0 | 0 | 0 | 0 | 0 | 0 | 0 | 0 | 0 | 0 | 0 | 0 | 0 | 0 | 0 | 0 | 0 | 0 | 0 | 0 | 0 | 0 | 0 | 0 | 0 | 0 | 0 | 0 | 0 | 0 | 0 | #REF! |  |  |  |  | 2.9366
Tech Forecast Stock
| Year | Year 0 | Year 1 | Year 2 | Year 3 | Year 4 | Year 5 | Year 6 | Year 7 | Year 8 | Year 9 | Year 10 | Year 11 | Year 12 | Year 13 | Year 14 | Year 15 | Year 16 | Year 17 | Year 18 | Year 19 | Year 20 | Year 21 | Year 22 | Year 23 | Year 24 | Year 25 | Year 26 | Year 27 | Year 28 | Year 29 | Year 30
| E1 | 0 | 0 | 0 | 0 | 0 | 0 | 0 | 0 | 0 | 0 | 0 | 0 | 0 | 0 | 0 | 0 | 0 | 0 | 0 | 0 | 0 | 0 | 0 | 0 | 0 | 0 | 0 | 0 | 0 | 0 | 0
| E2 | 0 | 0 | 0 | 0 | 0 | 0 | 0 | 0 | 0 | 0 | 0 | 0 | 0 | 0 | 0 | 0 | 0 | 0 | 0 | 0 | 0 | 0 | 0 | 0 | 0 | 0 | 0 | 0 | 0 | 0 | 0
| E3 | 0 | 0 | 0 | 0 | 0 | 0 | 0 | 0 | 0 | 0 | 0 | 0 | 0 | 0 | 0 | 0 | 0 | 0 | 0 | 0 | 0 | 0 | 0 | 0 | 0 | 0 | 0 | 0 | 0 | 0 | 0
| E4 | 0 | 0 | 0 | 0 | 0 | 0 | 0 | 0 | 0 | 0 | 0 | 0 | 0 | 0 | 0 | 0 | 0 | 0 | 0 | 0 | 0 | 0 | 0 | 0 | 0 | 0 | 0 | 0 | 0 | 0 | 0
| E5 | 0 | 0 | 0 | 0 | 0 | 0 | 0 | 0 | 0 | 0 | 0 | 0 | 0 | 0 | 0 | 0 | 0 | 0 | 0 | 0 | 0 | 0 | 0 | 0 | 0 | 0 | 0 | 0 | 0 | 0 | 0
| E6 | 0 | 0 | 0 | 0 | 0 | 0 | 0 | 0 | 0 | 0 | 0 | 0 | 0 | 0 | 0 | 0 | 0 | 0 | 0 | 0 | 0 | 0 | 0 | 0 | 0 | 0 | 0 | 0 | 0 | 0 | 0
| E7 | 0 | 0 | 0 | 0 | 0 | 0 | 0 | 0 | 0 | 0 | 0 | 0 | 0 | 0 | 0 | 0 | 0 | 0 | 0 | 0 | 0 | 0 | 0 | 0 | 0 | 0 | 0 | 0 | 0 | 0 | 0
| E8 | 0 | 0 | 0 | 0 | 0 | 0 | 0 | 0 | 0 | 0 | 0 | 0 | 0 | 0 | 0 | 0 | 0 | 0 | 0 | 0 | 0 | 0 | 0 | 0 | 0 | 0 | 0 | 0 | 0 | 0 | 0
| E9 | 0 | 0 | 0 | 0 | 0 | 0 | 0 | 0 | 0 | 0 | 0 | 0 | 0 | 0 | 0 | 0 | 0 | 0 | 0 | 0 | 0 | 0 | 0 | 0 | 0 | 0 | 0 | 0 | 0 | 0 | 0
| E10 | 0 | 0 | 0 | 0 | 0 | 0 | 0 | 0 | 0 | 0 | 0 | 0 | 0 | 0 | 0 | 0 | 0 | 0 | 0 | 0 | 0 | 0 | 0 | 0 | 0 | 0 | 0 | 0 | 0 | 0 | 0
| Vintage | 0 | 0 | 0 | 0 | 0 | 0 | 0 | 0 | 0 | 0 | 0 | 0 | 0 | 0 | 0 | 0 | 0 | 0 | 0 | 0 | 0 | 0 | 0 | 0 | 0 | 0 | 0 | 0 | 0 | 0 | 0
|  | 0 | 0 | 0 | 0 | 0 | 0 | 0 | 0 | 0 | 0 | 0 | 0 | 0 | 0 | 0 | 0 | 0 | 0 | 0 | 0 | 0 | 0 | 0
Stock for Switching
| Year | Year 0 | Year 1 | Year 2 | Year 3 | Year 4 | Year 5 | Year 6 | Year 7 | Year 8 | Year 9 | Year 10 | Year 11 | Year 12 | Year 13 | Year 14 | Year 15 | Year 16 | Year 17 | Year 18 | Year 19 | Year 20 | Year 21 | Year 22 | Year 23 | Year 24 | Year 25 | Year 26 | Year 27 | Year 28 | Year 29 | Year 30
| E1 | 0 | 0 | 0 | 0 | 0 | 0 | 0 | 0 | 0 | 0 | 0 | 0 | 0 | 0 | 0 | 0 | 0 | 0 | 0 | 0 | 0 | 0 | 0 | 0 | 0 | 0 | 0 | 0 | 0 | 0 | 0 | 0_E1_SysStock
| E2 | 0 | 0 | 0 | 0 | 0 | 0 | 0 | 0 | 0 | 0 | 0 | 0 | 0 | 0 | 0 | 0 | 0 | 0 | 0 | 0 | 0 | 0 | 0 | 0 | 0 | 0 | 0 | 0 | 0 | 0 | 0 | 0_E2_SysStock
| E3 | 0 | 0 | 0 | 0 | 0 | 0 | 0 | 0 | 0 | 0 | 0 | 0 | 0 | 0 | 0 | 0 | 0 | 0 | 0 | 0 | 0 | 0 | 0 | 0 | 0 | 0 | 0 | 0 | 0 | 0 | 0 | 0_E3_SysStock
| E4 | 0 | 0 | 0 | 0 | 0 | 0 | 0 | 0 | 0 | 0 | 0 | 0 | 0 | 0 | 0 | 0 | 0 | 0 | 0 | 0 | 0 | 0 | 0 | 0 | 0 | 0 | 0 | 0 | 0 | 0 | 0 | 0_E4_SysStock
| E5 | 0 | 0 | 0 | 0 | 0 | 0 | 0 | 0 | 0 | 0 | 0 | 0 | 0 | 0 | 0 | 0 | 0 | 0 | 0 | 0 | 0 | 0 | 0 | 0 | 0 | 0 | 0 | 0 | 0 | 0 | 0 | 0_E5_SysStock
| E6 | 0 | 0 | 0 | 0 | 0 | 0 | 0 | 0 | 0 | 0 | 0 | 0 | 0 | 0 | 0 | 0 | 0 | 0 | 0 | 0 | 0 | 0 | 0 | 0 | 0 | 0 | 0 | 0 | 0 | 0 | 0 | 0_E6_SysStock
| E7 | 0 | 0 | 0 | 0 | 0 | 0 | 0 | 0 | 0 | 0 | 0 | 0 | 0 | 0 | 0 | 0 | 0 | 0 | 0 | 0 | 0 | 0 | 0 | 0 | 0 | 0 | 0 | 0 | 0 | 0 | 0 | 0_E7_SysStock
| E8 | 0 | 0 | 0 | 0 | 0 | 0 | 0 | 0 | 0 | 0 | 0 | 0 | 0 | 0 | 0 | 0 | 0 | 0 | 0 | 0 | 0 | 0 | 0 | 0 | 0 | 0 | 0 | 0 | 0 | 0 | 0 | 0_E8_SysStock
| E9 | 0 | 0 | 0 | 0 | 0 | 0 | 0 | 0 | 0 | 0 | 0 | 0 | 0 | 0 | 0 | 0 | 0 | 0 | 0 | 0 | 0 | 0 | 0 | 0 | 0 | 0 | 0 | 0 | 0 | 0 | 0 | 0_E9_SysStock
| E10 | 0 | 0 | 0 | 0 | 0 | 0 | 0 | 0 | 0 | 0 | 0 | 0 | 0 | 0 | 0 | 0 | 0 | 0 | 0 | 0 | 0 | 0 | 0 | 0 | 0 | 0 | 0 | 0 | 0 | 0 | 0 | 0_E10_SysStock
| Vintage | 0 | 0 | 0 | 0 | 0 | 0 | 0 | 0 | 0 | 0 | 0 | 0 | 0 | 0 | 0 | 0 | 0 | 0 | 0 | 0 | 0 | 0 | 0 | 0 | 0 | 0 | 0 | 0 | 0 | 0 | 0 | 0_Vintage_SysStock
|  | 0 | 0 | 0 | 0 | 0 | 0 | 0 | 0 | 0 | 0 | 0 | 0 | 0 | 0 | 0 | 0 | 0 | 0 | 0 | 0 | 0 | 0 | 0
Tech Forecast Purchases
| Year | Year 0 | Year 1 | Year 2 | Year 3 | Year 4 | Year 5 | Year 6 | Year 7 | Year 8 | Year 9 | Year 10 | Year 11 | Year 12 | Year 13 | Year 14 | Year 15 | Year 16 | Year 17 | Year 18 | Year 19 | Year 20 | Year 21 | Year 22 | Year 23 | Year 24 | Year 25 | Year 26 | Year 27 | Year 28 | Year 29 | Year 30
| E1 | 0 | 0 | 0 | 0 | 0 | 0 | 0 | 0 | 0 | 0 | 0 | 0 | 0 | 0 | 0 | 0 | 0 | 0 | 0 | 0 | 0 | 0 | 0 | 0 | 0 | 0 | 0 | 0 | 0 | 0 | 0
| E2 | 0 | 0 | 0 | 0 | 0 | 0 | 0 | 0 | 0 | 0 | 0 | 0 | 0 | 0 | 0 | 0 | 0 | 0 | 0 | 0 | 0 | 0 | 0 | 0 | 0 | 0 | 0 | 0 | 0 | 0 | 0
| E3 | 0 | 0 | 0 | 0 | 0 | 0 | 0 | 0 | 0 | 0 | 0 | 0 | 0 | 0 | 0 | 0 | 0 | 0 | 0 | 0 | 0 | 0 | 0 | 0 | 0 | 0 | 0 | 0 | 0 | 0 | 0
| E4 | 0 | 0 | 0 | 0 | 0 | 0 | 0 | 0 | 0 | 0 | 0 | 0 | 0 | 0 | 0 | 0 | 0 | 0 | 0 | 0 | 0 | 0 | 0 | 0 | 0 | 0 | 0 | 0 | 0 | 0 | 0
| E5 | 0 | 0 | 0 | 0 | 0 | 0 | 0 | 0 | 0 | 0 | 0 | 0 | 0 | 0 | 0 | 0 | 0 | 0 | 0 | 0 | 0 | 0 | 0 | 0 | 0 | 0 | 0 | 0 | 0 | 0 | 0
| E6 | 0 | 0 | 0 | 0 | 0 | 0 | 0 | 0 | 0 | 0 | 0 | 0 | 0 | 0 | 0 | 0 | 0 | 0 | 0 | 0 | 0 | 0 | 0 | 0 | 0 | 0 | 0 | 0 | 0 | 0 | 0
| E7 | 0 | 0 | 0 | 0 | 0 | 0 | 0 | 0 | 0 | 0 | 0 | 0 | 0 | 0 | 0 | 0 | 0 | 0 | 0 | 0 | 0 | 0 | 0 | 0 | 0 | 0 | 0 | 0 | 0 | 0 | 0
| E8 | 0 | 0 | 0 | 0 | 0 | 0 | 0 | 0 | 0 | 0 | 0 | 0 | 0 | 0 | 0 | 0 | 0 | 0 | 0 | 0 | 0 | 0 | 0 | 0 | 0 | 0 | 0 | 0 | 0 | 0 | 0
| E9 | 0 | 0 | 0 | 0 | 0 | 0 | 0 | 0 | 0 | 0 | 0 | 0 | 0 | 0 | 0 | 0 | 0 | 0 | 0 | 0 | 0 | 0 | 0 | 0 | 0 | 0 | 0 | 0 | 0 | 0 | 0
| E10 | 0 | 0 | 0 | 0 | 0 | 0 | 0 | 0 | 0 | 0 | 0 | 0 | 0 | 0 | 0 | 0 | 0 | 0 | 0 | 0 | 0 | 0 | 0 | 0 | 0 | 0 | 0 | 0 | 0 | 0 | 0
Potential to Switch
| Year | Year 0 | Year 1 | Year 2 | Year 3 | Year 4 | Year 5 | Year 6 | Year 7 | Year 8 | Year 9 | Year 10 | Year 11 | Year 12 | Year 13 | Year 14 | Year 15 | Year 16 | Year 17 | Year 18 | Year 19 | Year 20 | Year 21 | Year 22 | Year 23 | Year 24 | Year 25 | Year 26 | Year 27 | Year 28 | Year 29 | Year 30
| E1 | 0 | 0 | 0 | 0 | 0 | 0 | 0 | 0 | 0 | 0 | 0 | 0 | 0 | 0 | 0 | 0 | 0 | 0 | 0 | 0 | 0 | 0 | 0 | 0 | 0 | 0 | 0 | 0 | 0 | 0 | 0 | 0_E1_Switched Out
| E2 | 0 | 0 | 0 | 0 | 0 | 0 | 0 | 0 | 0 | 0 | 0 | 0 | 0 | 0 | 0 | 0 | 0 | 0 | 0 | 0 | 0 | 0 | 0 | 0 | 0 | 0 | 0 | 0 | 0 | 0 | 0 | 0_E2_Switched Out
| E3 | 0 | 0 | 0 | 0 | 0 | 0 | 0 | 0 | 0 | 0 | 0 | 0 | 0 | 0 | 0 | 0 | 0 | 0 | 0 | 0 | 0 | 0 | 0 | 0 | 0 | 0 | 0 | 0 | 0 | 0 | 0 | 0_E3_Switched Out
| E4 | 0 | 0 | 0 | 0 | 0 | 0 | 0 | 0 | 0 | 0 | 0 | 0 | 0 | 0 | 0 | 0 | 0 | 0 | 0 | 0 | 0 | 0 | 0 | 0 | 0 | 0 | 0 | 0 | 0 | 0 | 0 | 0_E4_Switched Out
| E5 | 0 | 0 | 0 | 0 | 0 | 0 | 0 | 0 | 0 | 0 | 0 | 0 | 0 | 0 | 0 | 0 | 0 | 0 | 0 | 0 | 0 | 0 | 0 | 0 | 0 | 0 | 0 | 0 | 0 | 0 | 0 | 0_E5_Switched Out
| E6 | 0 | 0 | 0 | 0 | 0 | 0 | 0 | 0 | 0 | 0 | 0 | 0 | 0 | 0 | 0 | 0 | 0 | 0 | 0 | 0 | 0 | 0 | 0 | 0 | 0 | 0 | 0 | 0 | 0 | 0 | 0 | 0_E6_Switched Out
| E7 | 0 | 0 | 0 | 0 | 0 | 0 | 0 | 0 | 0 | 0 | 0 | 0 | 0 | 0 | 0 | 0 | 0 | 0 | 0 | 0 | 0 | 0 | 0 | 0 | 0 | 0 | 0 | 0 | 0 | 0 | 0 | 0_E7_Switched Out
| E8 | 0 | 0 | 0 | 0 | 0 | 0 | 0 | 0 | 0 | 0 | 0 | 0 | 0 | 0 | 0 | 0 | 0 | 0 | 0 | 0 | 0 | 0 | 0 | 0 | 0 | 0 | 0 | 0 | 0 | 0 | 0 | 0_E8_Switched Out
| E9 | 0 | 0 | 0 | 0 | 0 | 0 | 0 | 0 | 0 | 0 | 0 | 0 | 0 | 0 | 0 | 0 | 0 | 0 | 0 | 0 | 0 | 0 | 0 | 0 | 0 | 0 | 0 | 0 | 0 | 0 | 0 | 0_E9_Switched Out
| E10 | 0 | 0 | 0 | 0 | 0 | 0 | 0 | 0 | 0 | 0 | 0 | 0 | 0 | 0 | 0 | 0 | 0 | 0 | 0 | 0 | 0 | 0 | 0 | 0 | 0 | 0 | 0 | 0 | 0 | 0 | 0 | 0_E10_Switched Out
Units Out
| E1 | 0 | 0 | 0 | 0 | 0 | 0 | 0 | 0 | 0 | 0 | 0 | 0 | 0 | 0 | 0 | 0 | 0 | 0 | 0 | 0 | 0 | 0 | 0 | 0 | 0 | 0 | 0 | 0 | 0 | 0 | 0
| E2 | 0 | 0 | 0 | 0 | 0 | 0 | 0 | 0 | 0 | 0 | 0 | 0 | 0 | 0 | 0 | 0 | 0 | 0 | 0 | 0 | 0 | 0 | 0 | 0 | 0 | 0 | 0 | 0 | 0 | 0 | 0
| E3 | 0 | 0 | 0 | 0 | 0 | 0 | 0 | 0 | 0 | 0 | 0 | 0 | 0 | 0 | 0 | 0 | 0 | 0 | 0 | 0 | 0 | 0 | 0 | 0 | 0 | 0 | 0 | 0 | 0 | 0 | 0
| E4 | 0 | 0 | 0 | 0 | 0 | 0 | 0 | 0 | 0 | 0 | 0 | 0 | 0 | 0 | 0 | 0 | 0 | 0 | 0 | 0 | 0 | 0 | 0 | 0 | 0 | 0 | 0 | 0 | 0 | 0 | 0
| E5 | 0 | 0 | 0 | 0 | 0 | 0 | 0 | 0 | 0 | 0 | 0 | 0 | 0 | 0 | 0 | 0 | 0 | 0 | 0 | 0 | 0 | 0 | 0 | 0 | 0 | 0 | 0 | 0 | 0 | 0 | 0
| E6 | 0 | 0 | 0 | 0 | 0 | 0 | 0 | 0 | 0 | 0 | 0 | 0 | 0 | 0 | 0 | 0 | 0 | 0 | 0 | 0 | 0 | 0 | 0 | 0 | 0 | 0 | 0 | 0 | 0 | 0 | 0
| E7 | 0 | 0 | 0 | 0 | 0 | 0 | 0 | 0 | 0 | 0 | 0 | 0 | 0 | 0 | 0 | 0 | 0 | 0 | 0 | 0 | 0 | 0 | 0 | 0 | 0 | 0 | 0 | 0 | 0 | 0 | 0
| E8 | 0 | 0 | 0 | 0 | 0 | 0 | 0 | 0 | 0 | 0 | 0 | 0 | 0 | 0 | 0 | 0 | 0 | 0 | 0 | 0 | 0 | 0 | 0 | 0 | 0 | 0 | 0 | 0 | 0 | 0 | 0
| E9 | 0 | 0 | 0 | 0 | 0 | 0 | 0 | 0 | 0 | 0 | 0 | 0 | 0 | 0 | 0 | 0 | 0 | 0 | 0 | 0 | 0 | 0 | 0 | 0 | 0 | 0 | 0 | 0 | 0 | 0 | 0
| E10 | 0 | 0 | 0 | 0 | 0 | 0 | 0 | 0 | 0 | 0 | 0 | 0 | 0 | 0 | 0 | 0 | 0 | 0 | 0 | 0 | 0 | 0 | 0 | 0 | 0 | 0 | 0 | 0 | 0 | 0 | 0
| Vintage | 0 | 0 | 0 | 0 | 0 | 0 | 0 | 0 | 0 | 0 | 0 | 0 | 0 | 0 | 0 | 0 | 0 | 0 | 0 | 0 | 0 | 0 | 0 | 0 | 0 | 0 | 0 | 0 | 0 | 0 | 0
Tech Purchase Shares
| Year | Year 0 | Year 1 | Year 2 | Year 3 | Year 4 | Year 5 | Year 6 | Year 7 | Year 8 | Year 9 | Year 10 | Year 11 | Year 12 | Year 13 | Year 14 | Year 15 | Year 16 | Year 17 | Year 18 | Year 19 | Year 20 | Year 21 | Year 22 | Year 23 | Year 24 | Year 25 | Year 26 | Year 27 | Year 28 | Year 29 | Year 30
E1 | bar: Year 0 to Year 30
E2 | bar: Year 0 to Year 30
E3 | bar: Year 0 to Year 30
E4 | bar: Year 0 to Year 30
E5 | bar: Year 0 to Year 30
E6 | bar: Year 0 to Year 30
E7 | bar: Year 0 to Year 30
E8 | bar: Year 0 to Year 30
E9 | bar: Year 0 to Year 30
E10 | bar: Year 0 to Year 30
Units In from Switching
| E1 | 0 | 0 | 0 | 0 | 0 | 0 | 0 | 0 | 0 | 0 | 0 | 0 | 0 | 0 | 0 | 0 | 0 | 0 | 0 | 0 | 0 | 0 | 0 | 0 | 0 | 0 | 0 | 0 | 0 | 0 | 0
| E2 | 0 | 0 | 0 | 0 | 0 | 0 | 0 | 0 | 0 | 0 | 0 | 0 | 0 | 0 | 0 | 0 | 0 | 0 | 0 | 0 | 0 | 0 | 0 | 0 | 0 | 0 | 0 | 0 | 0 | 0 | 0
| E3 | 0 | 0 | 0 | 0 | 0 | 0 | 0 | 0 | 0 | 0 | 0 | 0 | 0 | 0 | 0 | 0 | 0 | 0 | 0 | 0 | 0 | 0 | 0 | 0 | 0 | 0 | 0 | 0 | 0 | 0 | 0
| E4 | 0 | 0 | 0 | 0 | 0 | 0 | 0 | 0 | 0 | 0 | 0 | 0 | 0 | 0 | 0 | 0 | 0 | 0 | 0 | 0 | 0 | 0 | 0 | 0 | 0 | 0 | 0 | 0 | 0 | 0 | 0
| E5 | 0 | 0 | 0 | 0 | 0 | 0 | 0 | 0 | 0 | 0 | 0 | 0 | 0 | 0 | 0 | 0 | 0 | 0 | 0 | 0 | 0 | 0 | 0 | 0 | 0 | 0 | 0 | 0 | 0 | 0 | 0
| E6 | 0 | 0 | 0 | 0 | 0 | 0 | 0 | 0 | 0 | 0 | 0 | 0 | 0 | 0 | 0 | 0 | 0 | 0 | 0 | 0 | 0 | 0 | 0 | 0 | 0 | 0 | 0 | 0 | 0 | 0 | 0
| E7 | 0 | 0 | 0 | 0 | 0 | 0 | 0 | 0 | 0 | 0 | 0 | 0 | 0 | 0 | 0 | 0 | 0 | 0 | 0 | 0 | 0 | 0 | 0 | 0 | 0 | 0 | 0 | 0 | 0 | 0 | 0
| E8 | 0 | 0 | 0 | 0 | 0 | 0 | 0 | 0 | 0 | 0 | 0 | 0 | 0 | 0 | 0 | 0 | 0 | 0 | 0 | 0 | 0 | 0 | 0 | 0 | 0 | 0 | 0 | 0 | 0 | 0 | 0
| E9 | 0 | 0 | 0 | 0 | 0 | 0 | 0 | 0 | 0 | 0 | 0 | 0 | 0 | 0 | 0 | 0 | 0 | 0 | 0 | 0 | 0 | 0 | 0 | 0 | 0 | 0 | 0 | 0 | 0 | 0 | 0
| E10 | 0 | 0 | 0 | 0 | 0 | 0 | 0 | 0 | 0 | 0 | 0 | 0 | 0 | 0 | 0 | 0 | 0 | 0 | 0 | 0 | 0 | 0 | 0 | 0 | 0 | 0 | 0 | 0 | 0 | 0 | 0
| Vintage | 0 | 0 | 0 | 0 | 0 | 0 | 0 | 0 | 0 | 0 | 0 | 0 | 0 | 0 | 0 | 0 | 0 | 0 | 0 | 0 | 0 | 0 | 0 | 0 | 0 | 0 | 0 | 0 | 0 | 0 | 0
Net Change
| Year | Year 0 | Year 1 | Year 2 | Year 3 | Year 4 | Year 5 | Year 6 | Year 7 | Year 8 | Year 9 | Year 10 | Year 11 | Year 12 | Year 13 | Year 14 | Year 15 | Year 16 | Year 17 | Year 18 | Year 19 | Year 20 | Year 21 | Year 22 | Year 23 | Year 24 | Year 25 | Year 26 | Year 27 | Year 28 | Year 29 | Year 30 | Key
| Units | 0 | 0 | 0 | 0 | 0 | 0 | 0 | 0 | 0 | 0 | 0 | 0 | 0 | 0 | 0 | 0 | 0 | 0 | 0 | 0 | 0 | 0 | 0 | 0 | 0 | 0 | 0 | 0 | 0 | 0 | 0 | 0_Units |  |  |  |  | 301957.8232
| Usage | 0 | 0 | 0 | 0 | 0 | 0 | 0 | 0 | 0 | 0 | 0 | 0 | 0 | 0 | 0 | 0 | 0 | 0 | 0 | 0 | 0 | 0 | 0 | 0 | 0 | 0 | 0 | 0 | 0 | 0 | 0 | 0_Usage |  |  |  |  | 1698.6543
| Peak Demand (S) | 0 | 0 | 0 | 0 | 0 | 0 | 0 | 0 | 0 | 0 | 0 | 0 | 0 | 0 | 0 | 0 | 0 | 0 | 0 | 0 | 0 | 0 | 0 | 0 | 0 | 0 | 0 | 0 | 0 | 0 | 0 | 0_Peak Demand (S) |  |  |  |  | 0
| Peak Demand (W) | 0 | 0 | 0 | 0 | 0 | 0 | 0 | 0 | 0 | 0 | 0 | 0 | 0 | 0 | 0 | 0 | 0 | 0 | 0 | 0 | 0 | 0 | 0 | 0 | 0 | 0 | 0 | 0 | 0 | 0 | 0 | 0_Peak Demand (W) |  |  |  |  | 884.6119
| Turnover | 0 | 0 | 0 | 0 | 0 | 0 | 0 | 0 | 0 | 0 | 0 | 0 | 0 | 0 | 0 | 0 | 0 | 0 | 0 | 0 | 0 | 0 | 0 | 0 | 0 | 0 | 0 | 0 | 0 | 0 | 0 | 0_Turnover |  |  |  |  | 6885.4476
| Avg. Replacement Usage | 0 | 0 | 0 | 0 | 0 | 0 | 0 | 0 | 0 | 0 | 0 | 0 | 0 | 0 | 0 | 0 | 0 | 0 | 0 | 0 | 0 | 0 | 0 | 0 | 0 | 0 | 0 | 0 | 0 | 0 | 0 | 0_Avg. Replacement Usage |  |  |  |  | 5638.8522
| Avg. Replacement Demand (S) | 0 | 0 | 0 | 0 | 0 | 0 | 0 | 0 | 0 | 0 | 0 | 0 | 0 | 0 | 0 | 0 | 0 | 0 | 0 | 0 | 0 | 0 | 0 | 0 | 0 | 0 | 0 | 0 | 0 | 0 | 0 | 0_Avg. Replacement Demand (S) |  |  |  |  | 0
| Avg. Replacement Demand (W) | 0 | 0 | 0 | 0 | 0 | 0 | 0 | 0 | 0 | 0 | 0 | 0 | 0 | 0 | 0 | 0 | 0 | 0 | 0 | 0 | 0 | 0 | 0 | 0 | 0 | 0 | 0 | 0 | 0 | 0 | 0 | 0_Avg. Replacement Demand (W) |  |  |  |  | 2.9366
Purchases
| Year | Year 0 | Year 1 | Year 2 | Year 3 | Year 4 | Year 5 | Year 6 | Year 7 | Year 8 | Year 9 | Year 10 | Year 11 | Year 12 | Year 13 | Year 14 | Year 15 | Year 16 | Year 17 | Year 18 | Year 19 | Year 20 | Year 21 | Year 22 | Year 23 | Year 24 | Year 25 | Year 26 | Year 27 | Year 28 | Year 29 | Year 30
| E1 | 0 | 0 | 0 | 0 | 0 | 0 | 0 | 0 | 0 | 0 | 0 | 0 | 0 | 0 | 0 | 0 | 0 | 0 | 0 | 0 | 0 | 0 | 0 | 0 | 0 | 0 | 0 | 0 | 0 | 0 | 0 | 0_E1_Purchases |  |  |  |  | 6885.4476
| E2 | 0 | 0 | 0 | 0 | 0 | 0 | 0 | 0 | 0 | 0 | 0 | 0 | 0 | 0 | 0 | 0 | 0 | 0 | 0 | 0 | 0 | 0 | 0 | 0 | 0 | 0 | 0 | 0 | 0 | 0 | 0 | 0_E2_Purchases |  |  |  |  | 0
| E3 | 0 | 0 | 0 | 0 | 0 | 0 | 0 | 0 | 0 | 0 | 0 | 0 | 0 | 0 | 0 | 0 | 0 | 0 | 0 | 0 | 0 | 0 | 0 | 0 | 0 | 0 | 0 | 0 | 0 | 0 | 0 | 0_E3_Purchases |  |  |  |  | 0
| E4 | 0 | 0 | 0 | 0 | 0 | 0 | 0 | 0 | 0 | 0 | 0 | 0 | 0 | 0 | 0 | 0 | 0 | 0 | 0 | 0 | 0 | 0 | 0 | 0 | 0 | 0 | 0 | 0 | 0 | 0 | 0 | 0_E4_Purchases |  |  |  |  | 0
| E5 | 0 | 0 | 0 | 0 | 0 | 0 | 0 | 0 | 0 | 0 | 0 | 0 | 0 | 0 | 0 | 0 | 0 | 0 | 0 | 0 | 0 | 0 | 0 | 0 | 0 | 0 | 0 | 0 | 0 | 0 | 0 | 0_E5_Purchases |  |  |  |  | 0
| E6 | 0 | 0 | 0 | 0 | 0 | 0 | 0 | 0 | 0 | 0 | 0 | 0 | 0 | 0 | 0 | 0 | 0 | 0 | 0 | 0 | 0 | 0 | 0 | 0 | 0 | 0 | 0 | 0 | 0 | 0 | 0 | 0_E6_Purchases |  |  |  |  | 0
| E7 | 0 | 0 | 0 | 0 | 0 | 0 | 0 | 0 | 0 | 0 | 0 | 0 | 0 | 0 | 0 | 0 | 0 | 0 | 0 | 0 | 0 | 0 | 0 | 0 | 0 | 0 | 0 | 0 | 0 | 0 | 0 | 0_E7_Purchases |  |  |  |  | 0
| E8 | 0 | 0 | 0 | 0 | 0 | 0 | 0 | 0 | 0 | 0 | 0 | 0 | 0 | 0 | 0 | 0 | 0 | 0 | 0 | 0 | 0 | 0 | 0 | 0 | 0 | 0 | 0 | 0 | 0 | 0 | 0 | 0_E8_Purchases |  |  |  |  | 0
| E9 | 0 | 0 | 0 | 0 | 0 | 0 | 0 | 0 | 0 | 0 | 0 | 0 | 0 | 0 | 0 | 0 | 0 | 0 | 0 | 0 | 0 | 0 | 0 | 0 | 0 | 0 | 0 | 0 | 0 | 0 | 0 | 0_E9_Purchases |  |  |  |  | 0
| E10 | 0 | 0 | 0 | 0 | 0 | 0 | 0 | 0 | 0 | 0 | 0 | 0 | 0 | 0 | 0 | 0 | 0 | 0 | 0 | 0 | 0 | 0 | 0 | 0 | 0 | 0 | 0 | 0 | 0 | 0 | 0 | 0_E10_Purchases |  |  |  |  | 0
Stock
| Year | Year 0 | Year 1 | Year 2 | Year 3 | Year 4 | Year 5 | Year 6 | Year 7 | Year 8 | Year 9 | Year 10 | Year 11 | Year 12 | Year 13 | Year 14 | Year 15 | Year 16 | Year 17 | Year 18 | Year 19 | Year 20 | Year 21 | Year 22 | Year 23 | Year 24 | Year 25 | Year 26 | Year 27 | Year 28 | Year 29 | Year 30
| E1 | 0 | 0 | 0 | 0 | 0 | 0 | 0 | 0 | 0 | 0 | 0 | 0 | 0 | 0 | 0 | 0 | 0 | 0 | 0 | 0 | 0 | 0 | 0 | 0 | 0 | 0 | 0 | 0 | 0 | 0 | 0 | 0_E1_Stock |  |  |  |  | 13576.6093
| E2 | 0 | 0 | 0 | 0 | 0 | 0 | 0 | 0 | 0 | 0 | 0 | 0 | 0 | 0 | 0 | 0 | 0 | 0 | 0 | 0 | 0 | 0 | 0 | 0 | 0 | 0 | 0 | 0 | 0 | 0 | 0 | 0_E2_Stock |  |  |  |  | 0
| E3 | 0 | 0 | 0 | 0 | 0 | 0 | 0 | 0 | 0 | 0 | 0 | 0 | 0 | 0 | 0 | 0 | 0 | 0 | 0 | 0 | 0 | 0 | 0 | 0 | 0 | 0 | 0 | 0 | 0 | 0 | 0 | 0_E3_Stock |  |  |  |  | 0
| E4 | 0 | 0 | 0 | 0 | 0 | 0 | 0 | 0 | 0 | 0 | 0 | 0 | 0 | 0 | 0 | 0 | 0 | 0 | 0 | 0 | 0 | 0 | 0 | 0 | 0 | 0 | 0 | 0 | 0 | 0 | 0 | 0_E4_Stock |  |  |  |  | 0
| E5 | 0 | 0 | 0 | 0 | 0 | 0 | 0 | 0 | 0 | 0 | 0 | 0 | 0 | 0 | 0 | 0 | 0 | 0 | 0 | 0 | 0 | 0 | 0 | 0 | 0 | 0 | 0 | 0 | 0 | 0 | 0 | 0_E5_Stock |  |  |  |  | 0
| E6 | 0 | 0 | 0 | 0 | 0 | 0 | 0 | 0 | 0 | 0 | 0 | 0 | 0 | 0 | 0 | 0 | 0 | 0 | 0 | 0 | 0 | 0 | 0 | 0 | 0 | 0 | 0 | 0 | 0 | 0 | 0 | 0_E6_Stock |  |  |  |  | 0
| E7 | 0 | 0 | 0 | 0 | 0 | 0 | 0 | 0 | 0 | 0 | 0 | 0 | 0 | 0 | 0 | 0 | 0 | 0 | 0 | 0 | 0 | 0 | 0 | 0 | 0 | 0 | 0 | 0 | 0 | 0 | 0 | 0_E7_Stock |  |  |  |  | 0
| E8 | 0 | 0 | 0 | 0 | 0 | 0 | 0 | 0 | 0 | 0 | 0 | 0 | 0 | 0 | 0 | 0 | 0 | 0 | 0 | 0 | 0 | 0 | 0 | 0 | 0 | 0 | 0 | 0 | 0 | 0 | 0 | 0_E8_Stock |  |  |  |  | 0
| E9 | 0 | 0 | 0 | 0 | 0 | 0 | 0 | 0 | 0 | 0 | 0 | 0 | 0 | 0 | 0 | 0 | 0 | 0 | 0 | 0 | 0 | 0 | 0 | 0 | 0 | 0 | 0 | 0 | 0 | 0 | 0 | 0_E9_Stock |  |  |  |  | 0
| E10 | 0 | 0 | 0 | 0 | 0 | 0 | 0 | 0 | 0 | 0 | 0 | 0 | 0 | 0 | 0 | 0 | 0 | 0 | 0 | 0 | 0 | 0 | 0 | 0 | 0 | 0 | 0 | 0 | 0 | 0 | 0 | 0_E10_Stock |  |  |  |  | 0
| Vintage | 0 | 0 | 0 | 0 | 0 | 0 | 0 | 0 | 0 | 0 | 0 | 0 | 0 | 0 | 0 | 0 | 0 | 0 | 0 | 0 | 0 | 0 | 0 | 0 | 0 | 0 | 0 | 0 | 0 | 0 | 0 | 0_Vintage_Stock |  |  |  |  | 288381.2139
S1C3 |  | Year 0: System 1 Technology 3
Technology Variables
| Tech Key | Year 0: 0
| Peak Factor (S) | Year 0: 0
| Peak Factor (W) | Year 0: 0
| Min Vintage Lifetime | Year 0: 0
| Max Vintage Lifetime | Year 0: 0
| Turnover Style | Year 0: 0
Technology Variables
| Equipment | Year 0: Label; Year 1: Min Lifetime; Year 2: Max Lifetime; Year 3: Degradation; Year 4: Usage; Year 5: Available
| E1 | Year 1: 0; Year 2: 0; Year 3: 0%; Year 4: 0; Year 5: FALSE
| E2 | Year 1: 0; Year 2: 0; Year 3: 0%; Year 4: 0; Year 5: FALSE
| E3 | Year 1: 0; Year 2: 0; Year 3: 0%; Year 4: 0; Year 5: FALSE
| E4 | Year 1: 0; Year 2: 0; Year 3: 0%; Year 4: 0; Year 5: FALSE
| E5 | Year 1: 0; Year 2: 0; Year 3: 0%; Year 4: 0; Year 5: FALSE
| E6 | Year 1: 0; Year 2: 0; Year 3: 0%; Year 4: 0; Year 5: FALSE
| E7 | Year 1: 0; Year 2: 0; Year 3: 0%; Year 4: 0; Year 5: FALSE
| E8 | Year 1: 0; Year 2: 0; Year 3: 0%; Year 4: 0; Year 5: FALSE
| E9 | Year 1: 0; Year 2: 0; Year 3: 0%; Year 4: 0; Year 5: FALSE
| E10 | Year 1: 0; Year 2: 0; Year 3: 0%; Year 4: 0; Year 5: FALSE
Original Forecast Results
| Year | Year 0 | Year 1 | Year 2 | Year 3 | Year 4 | Year 5 | Year 6 | Year 7 | Year 8 | Year 9 | Year 10 | Year 11 | Year 12 | Year 13 | Year 14 | Year 15 | Year 16 | Year 17 | Year 18 | Year 19 | Year 20 | Year 21 | Year 22 | Year 23 | Year 24 | Year 25 | Year 26 | Year 27 | Year 28 | Year 29 | Year 30 | Key
| Units | 0 | 0 | 0 | 0 | 0 | 0 | 0 | 0 | 0 | 0 | 0 | 0 | 0 | 0 | 0 | 0 | 0 | 0 | 0 | 0 | 0 | 0 | 0 | 0 | 0 | 0 | 0 | 0 | 0 | 0 | 0 | #REF! |  |  |  |  | 301957.8232
| Usage | 0 | 0 | 0 | 0 | 0 | 0 | 0 | 0 | 0 | 0 | 0 | 0 | 0 | 0 | 0 | 0 | 0 | 0 | 0 | 0 | 0 | 0 | 0 | 0 | 0 | 0 | 0 | 0 | 0 | 0 | 0 | #REF! |  |  |  |  | 1698.6543
| Peak Demand (S) | 0 | 0 | 0 | 0 | 0 | 0 | 0 | 0 | 0 | 0 | 0 | 0 | 0 | 0 | 0 | 0 | 0 | 0 | 0 | 0 | 0 | 0 | 0 | 0 | 0 | 0 | 0 | 0 | 0 | 0 | 0 | #REF! |  |  |  |  | 0
| Peak Demand (W) | 0 | 0 | 0 | 0 | 0 | 0 | 0 | 0 | 0 | 0 | 0 | 0 | 0 | 0 | 0 | 0 | 0 | 0 | 0 | 0 | 0 | 0 | 0 | 0 | 0 | 0 | 0 | 0 | 0 | 0 | 0 | #REF! |  |  |  |  | 884.6119
| Turnover | 0 | 0 | 0 | 0 | 0 | 0 | 0 | 0 | 0 | 0 | 0 | 0 | 0 | 0 | 0 | 0 | 0 | 0 | 0 | 0 | 0 | 0 | 0 | 0 | 0 | 0 | 0 | 0 | 0 | 0 | 0 | #REF! |  |  |  |  | 6885.4476
| Avg. Replacement Usage | 0 | 0 | 0 | 0 | 0 | 0 | 0 | 0 | 0 | 0 | 0 | 0 | 0 | 0 | 0 | 0 | 0 | 0 | 0 | 0 | 0 | 0 | 0 | 0 | 0 | 0 | 0 | 0 | 0 | 0 | 0 | #REF! |  |  |  |  | 5638.8522
| Avg. Replacement Demand (S) | 0 | 0 | 0 | 0 | 0 | 0 | 0 | 0 | 0 | 0 | 0 | 0 | 0 | 0 | 0 | 0 | 0 | 0 | 0 | 0 | 0 | 0 | 0 | 0 | 0 | 0 | 0 | 0 | 0 | 0 | 0 | #REF! |  |  |  |  | 0
| Avg. Replacement Demand (W) | 0 | 0 | 0 | 0 | 0 | 0 | 0 | 0 | 0 | 0 | 0 | 0 | 0 | 0 | 0 | 0 | 0 | 0 | 0 | 0 | 0 | 0 | 0 | 0 | 0 | 0 | 0 | 0 | 0 | 0 | 0 | #REF! |  |  |  |  | 2.9366
Tech Forecast Stock
| Year | Year 0 | Year 1 | Year 2 | Year 3 | Year 4 | Year 5 | Year 6 | Year 7 | Year 8 | Year 9 | Year 10 | Year 11 | Year 12 | Year 13 | Year 14 | Year 15 | Year 16 | Year 17 | Year 18 | Year 19 | Year 20 | Year 21 | Year 22 | Year 23 | Year 24 | Year 25 | Year 26 | Year 27 | Year 28 | Year 29 | Year 30
| E1 | 0 | 0 | 0 | 0 | 0 | 0 | 0 | 0 | 0 | 0 | 0 | 0 | 0 | 0 | 0 | 0 | 0 | 0 | 0 | 0 | 0 | 0 | 0 | 0 | 0 | 0 | 0 | 0 | 0 | 0 | 0
| E2 | 0 | 0 | 0 | 0 | 0 | 0 | 0 | 0 | 0 | 0 | 0 | 0 | 0 | 0 | 0 | 0 | 0 | 0 | 0 | 0 | 0 | 0 | 0 | 0 | 0 | 0 | 0 | 0 | 0 | 0 | 0
| E3 | 0 | 0 | 0 | 0 | 0 | 0 | 0 | 0 | 0 | 0 | 0 | 0 | 0 | 0 | 0 | 0 | 0 | 0 | 0 | 0 | 0 | 0 | 0 | 0 | 0 | 0 | 0 | 0 | 0 | 0 | 0
| E4 | 0 | 0 | 0 | 0 | 0 | 0 | 0 | 0 | 0 | 0 | 0 | 0 | 0 | 0 | 0 | 0 | 0 | 0 | 0 | 0 | 0 | 0 | 0 | 0 | 0 | 0 | 0 | 0 | 0 | 0 | 0
| E5 | 0 | 0 | 0 | 0 | 0 | 0 | 0 | 0 | 0 | 0 | 0 | 0 | 0 | 0 | 0 | 0 | 0 | 0 | 0 | 0 | 0 | 0 | 0 | 0 | 0 | 0 | 0 | 0 | 0 | 0 | 0
| E6 | 0 | 0 | 0 | 0 | 0 | 0 | 0 | 0 | 0 | 0 | 0 | 0 | 0 | 0 | 0 | 0 | 0 | 0 | 0 | 0 | 0 | 0 | 0 | 0 | 0 | 0 | 0 | 0 | 0 | 0 | 0
| E7 | 0 | 0 | 0 | 0 | 0 | 0 | 0 | 0 | 0 | 0 | 0 | 0 | 0 | 0 | 0 | 0 | 0 | 0 | 0 | 0 | 0 | 0 | 0 | 0 | 0 | 0 | 0 | 0 | 0 | 0 | 0
| E8 | 0 | 0 | 0 | 0 | 0 | 0 | 0 | 0 | 0 | 0 | 0 | 0 | 0 | 0 | 0 | 0 | 0 | 0 | 0 | 0 | 0 | 0 | 0 | 0 | 0 | 0 | 0 | 0 | 0 | 0 | 0
| E9 | 0 | 0 | 0 | 0 | 0 | 0 | 0 | 0 | 0 | 0 | 0 | 0 | 0 | 0 | 0 | 0 | 0 | 0 | 0 | 0 | 0 | 0 | 0 | 0 | 0 | 0 | 0 | 0 | 0 | 0 | 0
| E10 | 0 | 0 | 0 | 0 | 0 | 0 | 0 | 0 | 0 | 0 | 0 | 0 | 0 | 0 | 0 | 0 | 0 | 0 | 0 | 0 | 0 | 0 | 0 | 0 | 0 | 0 | 0 | 0 | 0 | 0 | 0
| Vintage | 0 | 0 | 0 | 0 | 0 | 0 | 0 | 0 | 0 | 0 | 0 | 0 | 0 | 0 | 0 | 0 | 0 | 0 | 0 | 0 | 0 | 0 | 0 | 0 | 0 | 0 | 0 | 0 | 0 | 0 | 0
Stock for Switching
| Year | Year 0 | Year 1 | Year 2 | Year 3 | Year 4 | Year 5 | Year 6 | Year 7 | Year 8 | Year 9 | Year 10 | Year 11 | Year 12 | Year 13 | Year 14 | Year 15 | Year 16 | Year 17 | Year 18 | Year 19 | Year 20 | Year 21 | Year 22 | Year 23 | Year 24 | Year 25 | Year 26 | Year 27 | Year 28 | Year 29 | Year 30
| E1 | 0 | 0 | 0 | 0 | 0 | 0 | 0 | 0 | 0 | 0 | 0 | 0 | 0 | 0 | 0 | 0 | 0 | 0 | 0 | 0 | 0 | 0 | 0 | 0 | 0 | 0 | 0 | 0 | 0 | 0 | 0 | 0_E1_SysStock
| E2 | 0 | 0 | 0 | 0 | 0 | 0 | 0 | 0 | 0 | 0 | 0 | 0 | 0 | 0 | 0 | 0 | 0 | 0 | 0 | 0 | 0 | 0 | 0 | 0 | 0 | 0 | 0 | 0 | 0 | 0 | 0 | 0_E2_SysStock
| E3 | 0 | 0 | 0 | 0 | 0 | 0 | 0 | 0 | 0 | 0 | 0 | 0 | 0 | 0 | 0 | 0 | 0 | 0 | 0 | 0 | 0 | 0 | 0 | 0 | 0 | 0 | 0 | 0 | 0 | 0 | 0 | 0_E3_SysStock
| E4 | 0 | 0 | 0 | 0 | 0 | 0 | 0 | 0 | 0 | 0 | 0 | 0 | 0 | 0 | 0 | 0 | 0 | 0 | 0 | 0 | 0 | 0 | 0 | 0 | 0 | 0 | 0 | 0 | 0 | 0 | 0 | 0_E4_SysStock
| E5 | 0 | 0 | 0 | 0 | 0 | 0 | 0 | 0 | 0 | 0 | 0 | 0 | 0 | 0 | 0 | 0 | 0 | 0 | 0 | 0 | 0 | 0 | 0 | 0 | 0 | 0 | 0 | 0 | 0 | 0 | 0 | 0_E5_SysStock
| E6 | 0 | 0 | 0 | 0 | 0 | 0 | 0 | 0 | 0 | 0 | 0 | 0 | 0 | 0 | 0 | 0 | 0 | 0 | 0 | 0 | 0 | 0 | 0 | 0 | 0 | 0 | 0 | 0 | 0 | 0 | 0 | 0_E6_SysStock
| E7 | 0 | 0 | 0 | 0 | 0 | 0 | 0 | 0 | 0 | 0 | 0 | 0 | 0 | 0 | 0 | 0 | 0 | 0 | 0 | 0 | 0 | 0 | 0 | 0 | 0 | 0 | 0 | 0 | 0 | 0 | 0 | 0_E7_SysStock
| E8 | 0 | 0 | 0 | 0 | 0 | 0 | 0 | 0 | 0 | 0 | 0 | 0 | 0 | 0 | 0 | 0 | 0 | 0 | 0 | 0 | 0 | 0 | 0 | 0 | 0 | 0 | 0 | 0 | 0 | 0 | 0 | 0_E8_SysStock
| E9 | 0 | 0 | 0 | 0 | 0 | 0 | 0 | 0 | 0 | 0 | 0 | 0 | 0 | 0 | 0 | 0 | 0 | 0 | 0 | 0 | 0 | 0 | 0 | 0 | 0 | 0 | 0 | 0 | 0 | 0 | 0 | 0_E9_SysStock
| E10 | 0 | 0 | 0 | 0 | 0 | 0 | 0 | 0 | 0 | 0 | 0 | 0 | 0 | 0 | 0 | 0 | 0 | 0 | 0 | 0 | 0 | 0 | 0 | 0 | 0 | 0 | 0 | 0 | 0 | 0 | 0 | 0_E10_SysStock
| Vintage | 0 | 0 | 0 | 0 | 0 | 0 | 0 | 0 | 0 | 0 | 0 | 0 | 0 | 0 | 0 | 0 | 0 | 0 | 0 | 0 | 0 | 0 | 0 | 0 | 0 | 0 | 0 | 0 | 0 | 0 | 0 | 0_Vintage_SysStock
Tech Forecast Purchases
| Year | Year 0 | Year 1 | Year 2 | Year 3 | Year 4 | Year 5 | Year 6 | Year 7 | Year 8 | Year 9 | Year 10 | Year 11 | Year 12 | Year 13 | Year 14 | Year 15 | Year 16 | Year 17 | Year 18 | Year 19 | Year 20 | Year 21 | Year 22 | Year 23 | Year 24 | Year 25 | Year 26 | Year 27 | Year 28 | Year 29 | Year 30
| E1 | 0 | 0 | 0 | 0 | 0 | 0 | 0 | 0 | 0 | 0 | 0 | 0 | 0 | 0 | 0 | 0 | 0 | 0 | 0 | 0 | 0 | 0 | 0 | 0 | 0 | 0 | 0 | 0 | 0 | 0 | 0
| E2 | 0 | 0 | 0 | 0 | 0 | 0 | 0 | 0 | 0 | 0 | 0 | 0 | 0 | 0 | 0 | 0 | 0 | 0 | 0 | 0 | 0 | 0 | 0 | 0 | 0 | 0 | 0 | 0 | 0 | 0 | 0
| E3 | 0 | 0 | 0 | 0 | 0 | 0 | 0 | 0 | 0 | 0 | 0 | 0 | 0 | 0 | 0 | 0 | 0 | 0 | 0 | 0 | 0 | 0 | 0 | 0 | 0 | 0 | 0 | 0 | 0 | 0 | 0
| E4 | 0 | 0 | 0 | 0 | 0 | 0 | 0 | 0 | 0 | 0 | 0 | 0 | 0 | 0 | 0 | 0 | 0 | 0 | 0 | 0 | 0 | 0 | 0 | 0 | 0 | 0 | 0 | 0 | 0 | 0 | 0
| E5 | 0 | 0 | 0 | 0 | 0 | 0 | 0 | 0 | 0 | 0 | 0 | 0 | 0 | 0 | 0 | 0 | 0 | 0 | 0 | 0 | 0 | 0 | 0 | 0 | 0 | 0 | 0 | 0 | 0 | 0 | 0
| E6 | 0 | 0 | 0 | 0 | 0 | 0 | 0 | 0 | 0 | 0 | 0 | 0 | 0 | 0 | 0 | 0 | 0 | 0 | 0 | 0 | 0 | 0 | 0 | 0 | 0 | 0 | 0 | 0 | 0 | 0 | 0
| E7 | 0 | 0 | 0 | 0 | 0 | 0 | 0 | 0 | 0 | 0 | 0 | 0 | 0 | 0 | 0 | 0 | 0 | 0 | 0 | 0 | 0 | 0 | 0 | 0 | 0 | 0 | 0 | 0 | 0 | 0 | 0
| E8 | 0 | 0 | 0 | 0 | 0 | 0 | 0 | 0 | 0 | 0 | 0 | 0 | 0 | 0 | 0 | 0 | 0 | 0 | 0 | 0 | 0 | 0 | 0 | 0 | 0 | 0 | 0 | 0 | 0 | 0 | 0
| E9 | 0 | 0 | 0 | 0 | 0 | 0 | 0 | 0 | 0 | 0 | 0 | 0 | 0 | 0 | 0 | 0 | 0 | 0 | 0 | 0 | 0 | 0 | 0 | 0 | 0 | 0 | 0 | 0 | 0 | 0 | 0
| E10 | 0 | 0 | 0 | 0 | 0 | 0 | 0 | 0 | 0 | 0 | 0 | 0 | 0 | 0 | 0 | 0 | 0 | 0 | 0 | 0 | 0 | 0 | 0 | 0 | 0 | 0 | 0 | 0 | 0 | 0 | 0
Potential to Switch
| Year | Year 0 | Year 1 | Year 2 | Year 3 | Year 4 | Year 5 | Year 6 | Year 7 | Year 8 | Year 9 | Year 10 | Year 11 | Year 12 | Year 13 | Year 14 | Year 15 | Year 16 | Year 17 | Year 18 | Year 19 | Year 20 | Year 21 | Year 22 | Year 23 | Year 24 | Year 25 | Year 26 | Year 27 | Year 28 | Year 29 | Year 30
| E1 | 0 | 0 | 0 | 0 | 0 | 0 | 0 | 0 | 0 | 0 | 0 | 0 | 0 | 0 | 0 | 0 | 0 | 0 | 0 | 0 | 0 | 0 | 0 | 0 | 0 | 0 | 0 | 0 | 0 | 0 | 0 | 0_E1_Switched Out
| E2 | 0 | 0 | 0 | 0 | 0 | 0 | 0 | 0 | 0 | 0 | 0 | 0 | 0 | 0 | 0 | 0 | 0 | 0 | 0 | 0 | 0 | 0 | 0 | 0 | 0 | 0 | 0 | 0 | 0 | 0 | 0 | 0_E2_Switched Out
| E3 | 0 | 0 | 0 | 0 | 0 | 0 | 0 | 0 | 0 | 0 | 0 | 0 | 0 | 0 | 0 | 0 | 0 | 0 | 0 | 0 | 0 | 0 | 0 | 0 | 0 | 0 | 0 | 0 | 0 | 0 | 0 | 0_E3_Switched Out
| E4 | 0 | 0 | 0 | 0 | 0 | 0 | 0 | 0 | 0 | 0 | 0 | 0 | 0 | 0 | 0 | 0 | 0 | 0 | 0 | 0 | 0 | 0 | 0 | 0 | 0 | 0 | 0 | 0 | 0 | 0 | 0 | 0_E4_Switched Out
| E5 | 0 | 0 | 0 | 0 | 0 | 0 | 0 | 0 | 0 | 0 | 0 | 0 | 0 | 0 | 0 | 0 | 0 | 0 | 0 | 0 | 0 | 0 | 0 | 0 | 0 | 0 | 0 | 0 | 0 | 0 | 0 | 0_E5_Switched Out
| E6 | 0 | 0 | 0 | 0 | 0 | 0 | 0 | 0 | 0 | 0 | 0 | 0 | 0 | 0 | 0 | 0 | 0 | 0 | 0 | 0 | 0 | 0 | 0 | 0 | 0 | 0 | 0 | 0 | 0 | 0 | 0 | 0_E6_Switched Out
| E7 | 0 | 0 | 0 | 0 | 0 | 0 | 0 | 0 | 0 | 0 | 0 | 0 | 0 | 0 | 0 | 0 | 0 | 0 | 0 | 0 | 0 | 0 | 0 | 0 | 0 | 0 | 0 | 0 | 0 | 0 | 0 | 0_E7_Switched Out
| E8 | 0 | 0 | 0 | 0 | 0 | 0 | 0 | 0 | 0 | 0 | 0 | 0 | 0 | 0 | 0 | 0 | 0 | 0 | 0 | 0 | 0 | 0 | 0 | 0 | 0 | 0 | 0 | 0 | 0 | 0 | 0 | 0_E8_Switched Out
| E9 | 0 | 0 | 0 | 0 | 0 | 0 | 0 | 0 | 0 | 0 | 0 | 0 | 0 | 0 | 0 | 0 | 0 | 0 | 0 | 0 | 0 | 0 | 0 | 0 | 0 | 0 | 0 | 0 | 0 | 0 | 0 | 0_E9_Switched Out
| E10 | 0 | 0 | 0 | 0 | 0 | 0 | 0 | 0 | 0 | 0 | 0 | 0 | 0 | 0 | 0 | 0 | 0 | 0 | 0 | 0 | 0 | 0 | 0 | 0 | 0 | 0 | 0 | 0 | 0 | 0 | 0 | 0_E10_Switched Out
Units Out
| E1 | 0 | 0 | 0 | 0 | 0 | 0 | 0 | 0 | 0 | 0 | 0 | 0 | 0 | 0 | 0 | 0 | 0 | 0 | 0 | 0 | 0 | 0 | 0 | 0 | 0 | 0 | 0 | 0 | 0 | 0 | 0
| E2 | 0 | 0 | 0 | 0 | 0 | 0 | 0 | 0 | 0 | 0 | 0 | 0 | 0 | 0 | 0 | 0 | 0 | 0 | 0 | 0 | 0 | 0 | 0 | 0 | 0 | 0 | 0 | 0 | 0 | 0 | 0
| E3 | 0 | 0 | 0 | 0 | 0 | 0 | 0 | 0 | 0 | 0 | 0 | 0 | 0 | 0 | 0 | 0 | 0 | 0 | 0 | 0 | 0 | 0 | 0 | 0 | 0 | 0 | 0 | 0 | 0 | 0 | 0
| E4 | 0 | 0 | 0 | 0 | 0 | 0 | 0 | 0 | 0 | 0 | 0 | 0 | 0 | 0 | 0 | 0 | 0 | 0 | 0 | 0 | 0 | 0 | 0 | 0 | 0 | 0 | 0 | 0 | 0 | 0 | 0
| E5 | 0 | 0 | 0 | 0 | 0 | 0 | 0 | 0 | 0 | 0 | 0 | 0 | 0 | 0 | 0 | 0 | 0 | 0 | 0 | 0 | 0 | 0 | 0 | 0 | 0 | 0 | 0 | 0 | 0 | 0 | 0
| E6 | 0 | 0 | 0 | 0 | 0 | 0 | 0 | 0 | 0 | 0 | 0 | 0 | 0 | 0 | 0 | 0 | 0 | 0 | 0 | 0 | 0 | 0 | 0 | 0 | 0 | 0 | 0 | 0 | 0 | 0 | 0
| E7 | 0 | 0 | 0 | 0 | 0 | 0 | 0 | 0 | 0 | 0 | 0 | 0 | 0 | 0 | 0 | 0 | 0 | 0 | 0 | 0 | 0 | 0 | 0 | 0 | 0 | 0 | 0 | 0 | 0 | 0 | 0
| E8 | 0 | 0 | 0 | 0 | 0 | 0 | 0 | 0 | 0 | 0 | 0 | 0 | 0 | 0 | 0 | 0 | 0 | 0 | 0 | 0 | 0 | 0 | 0 | 0 | 0 | 0 | 0 | 0 | 0 | 0 | 0
| E9 | 0 | 0 | 0 | 0 | 0 | 0 | 0 | 0 | 0 | 0 | 0 | 0 | 0 | 0 | 0 | 0 | 0 | 0 | 0 | 0 | 0 | 0 | 0 | 0 | 0 | 0 | 0 | 0 | 0 | 0 | 0
| E10 | 0 | 0 | 0 | 0 | 0 | 0 | 0 | 0 | 0 | 0 | 0 | 0 | 0 | 0 | 0 | 0 | 0 | 0 | 0 | 0 | 0 | 0 | 0 | 0 | 0 | 0 | 0 | 0 | 0 | 0 | 0
| Vintage | 0 | 0 | 0 | 0 | 0 | 0 | 0 | 0 | 0 | 0 | 0 | 0 | 0 | 0 | 0 | 0 | 0 | 0 | 0 | 0 | 0 | 0 | 0 | 0 | 0 | 0 | 0 | 0 | 0 | 0 | 0
Tech Purchase Shares
| Year | Year 0 | Year 1 | Year 2 | Year 3 | Year 4 | Year 5 | Year 6 | Year 7 | Year 8 | Year 9 | Year 10 | Year 11 | Year 12 | Year 13 | Year 14 | Year 15 | Year 16 | Year 17 | Year 18 | Year 19 | Year 20 | Year 21 | Year 22 | Year 23 | Year 24 | Year 25 | Year 26 | Year 27 | Year 28 | Year 29 | Year 30
E1 | bar: Year 0 to Year 30
E2 | bar: Year 0 to Year 30
E3 | bar: Year 0 to Year 30
E4 | bar: Year 0 to Year 30
E5 | bar: Year 0 to Year 30
E6 | bar: Year 0 to Year 30
E7 | bar: Year 0 to Year 30
E8 | bar: Year 0 to Year 30
E9 | bar: Year 0 to Year 30
E10 | bar: Year 0 to Year 30
Units In from Switching
| E1 | 0 | 0 | 0 | 0 | 0 | 0 | 0 | 0 | 0 | 0 | 0 | 0 | 0 | 0 | 0 | 0 | 0 | 0 | 0 | 0 | 0 | 0 | 0 | 0 | 0 | 0 | 0 | 0 | 0 | 0 | 0
| E2 | 0 | 0 | 0 | 0 | 0 | 0 | 0 | 0 | 0 | 0 | 0 | 0 | 0 | 0 | 0 | 0 | 0 | 0 | 0 | 0 | 0 | 0 | 0 | 0 | 0 | 0 | 0 | 0 | 0 | 0 | 0
| E3 | 0 | 0 | 0 | 0 | 0 | 0 | 0 | 0 | 0 | 0 | 0 | 0 | 0 | 0 | 0 | 0 | 0 | 0 | 0 | 0 | 0 | 0 | 0 | 0 | 0 | 0 | 0 | 0 | 0 | 0 | 0
| E4 | 0 | 0 | 0 | 0 | 0 | 0 | 0 | 0 | 0 | 0 | 0 | 0 | 0 | 0 | 0 | 0 | 0 | 0 | 0 | 0 | 0 | 0 | 0 | 0 | 0 | 0 | 0 | 0 | 0 | 0 | 0
| E5 | 0 | 0 | 0 | 0 | 0 | 0 | 0 | 0 | 0 | 0 | 0 | 0 | 0 | 0 | 0 | 0 | 0 | 0 | 0 | 0 | 0 | 0 | 0 | 0 | 0 | 0 | 0 | 0 | 0 | 0 | 0
| E6 | 0 | 0 | 0 | 0 | 0 | 0 | 0 | 0 | 0 | 0 | 0 | 0 | 0 | 0 | 0 | 0 | 0 | 0 | 0 | 0 | 0 | 0 | 0 | 0 | 0 | 0 | 0 | 0 | 0 | 0 | 0
| E7 | 0 | 0 | 0 | 0 | 0 | 0 | 0 | 0 | 0 | 0 | 0 | 0 | 0 | 0 | 0 | 0 | 0 | 0 | 0 | 0 | 0 | 0 | 0 | 0 | 0 | 0 | 0 | 0 | 0 | 0 | 0
| E8 | 0 | 0 | 0 | 0 | 0 | 0 | 0 | 0 | 0 | 0 | 0 | 0 | 0 | 0 | 0 | 0 | 0 | 0 | 0 | 0 | 0 | 0 | 0 | 0 | 0 | 0 | 0 | 0 | 0 | 0 | 0
| E9 | 0 | 0 | 0 | 0 | 0 | 0 | 0 | 0 | 0 | 0 | 0 | 0 | 0 | 0 | 0 | 0 | 0 | 0 | 0 | 0 | 0 | 0 | 0 | 0 | 0 | 0 | 0 | 0 | 0 | 0 | 0
| E10 | 0 | 0 | 0 | 0 | 0 | 0 | 0 | 0 | 0 | 0 | 0 | 0 | 0 | 0 | 0 | 0 | 0 | 0 | 0 | 0 | 0 | 0 | 0 | 0 | 0 | 0 | 0 | 0 | 0 | 0 | 0
| Vintage | 0 | 0 | 0 | 0 | 0 | 0 | 0 | 0 | 0 | 0 | 0 | 0 | 0 | 0 | 0 | 0 | 0 | 0 | 0 | 0 | 0 | 0 | 0 | 0 | 0 | 0 | 0 | 0 | 0 | 0 | 0
Net Change
| Year | Year 0 | Year 1 | Year 2 | Year 3 | Year 4 | Year 5 | Year 6 | Year 7 | Year 8 | Year 9 | Year 10 | Year 11 | Year 12 | Year 13 | Year 14 | Year 15 | Year 16 | Year 17 | Year 18 | Year 19 | Year 20 | Year 21 | Year 22 | Year 23 | Year 24 | Year 25 | Year 26 | Year 27 | Year 28 | Year 29 | Year 30 | Key
| Units | 0 | 0 | 0 | 0 | 0 | 0 | 0 | 0 | 0 | 0 | 0 | 0 | 0 | 0 | 0 | 0 | 0 | 0 | 0 | 0 | 0 | 0 | 0 | 0 | 0 | 0 | 0 | 0 | 0 | 0 | 0 | 0_Units |  |  |  |  | 301957.8232
| Usage | 0 | 0 | 0 | 0 | 0 | 0 | 0 | 0 | 0 | 0 | 0 | 0 | 0 | 0 | 0 | 0 | 0 | 0 | 0 | 0 | 0 | 0 | 0 | 0 | 0 | 0 | 0 | 0 | 0 | 0 | 0 | 0_Usage |  |  |  |  | 1698.6543
| Peak Demand (S) | 0 | 0 | 0 | 0 | 0 | 0 | 0 | 0 | 0 | 0 | 0 | 0 | 0 | 0 | 0 | 0 | 0 | 0 | 0 | 0 | 0 | 0 | 0 | 0 | 0 | 0 | 0 | 0 | 0 | 0 | 0 | 0_Peak Demand (S) |  |  |  |  | 0
| Peak Demand (W) | 0 | 0 | 0 | 0 | 0 | 0 | 0 | 0 | 0 | 0 | 0 | 0 | 0 | 0 | 0 | 0 | 0 | 0 | 0 | 0 | 0 | 0 | 0 | 0 | 0 | 0 | 0 | 0 | 0 | 0 | 0 | 0_Peak Demand (W) |  |  |  |  | 884.6119
| Turnover | 0 | 0 | 0 | 0 | 0 | 0 | 0 | 0 | 0 | 0 | 0 | 0 | 0 | 0 | 0 | 0 | 0 | 0 | 0 | 0 | 0 | 0 | 0 | 0 | 0 | 0 | 0 | 0 | 0 | 0 | 0 | 0_Turnover |  |  |  |  | 6885.4476
| Avg. Replacement Usage | 0 | 0 | 0 | 0 | 0 | 0 | 0 | 0 | 0 | 0 | 0 | 0 | 0 | 0 | 0 | 0 | 0 | 0 | 0 | 0 | 0 | 0 | 0 | 0 | 0 | 0 | 0 | 0 | 0 | 0 | 0 | 0_Avg. Replacement Usage |  |  |  |  | 5638.8522
| Avg. Replacement Demand (S) | 0 | 0 | 0 | 0 | 0 | 0 | 0 | 0 | 0 | 0 | 0 | 0 | 0 | 0 | 0 | 0 | 0 | 0 | 0 | 0 | 0 | 0 | 0 | 0 | 0 | 0 | 0 | 0 | 0 | 0 | 0 | 0_Avg. Replacement Demand (S) |  |  |  |  | 0
| Avg. Replacement Demand (W) | 0 | 0 | 0 | 0 | 0 | 0 | 0 | 0 | 0 | 0 | 0 | 0 | 0 | 0 | 0 | 0 | 0 | 0 | 0 | 0 | 0 | 0 | 0 | 0 | 0 | 0 | 0 | 0 | 0 | 0 | 0 | 0_Avg. Replacement Demand (W) |  |  |  |  | 2.9366
Purchases
| Year | Year 0 | Year 1 | Year 2 | Year 3 | Year 4 | Year 5 | Year 6 | Year 7 | Year 8 | Year 9 | Year 10 | Year 11 | Year 12 | Year 13 | Year 14 | Year 15 | Year 16 | Year 17 | Year 18 | Year 19 | Year 20 | Year 21 | Year 22 | Year 23 | Year 24 | Year 25 | Year 26 | Year 27 | Year 28 | Year 29 | Year 30
| E1 | 0 | 0 | 0 | 0 | 0 | 0 | 0 | 0 | 0 | 0 | 0 | 0 | 0 | 0 | 0 | 0 | 0 | 0 | 0 | 0 | 0 | 0 | 0 | 0 | 0 | 0 | 0 | 0 | 0 | 0 | 0 | 0_E1_Purchases |  |  |  |  | 6885.4476
| E2 | 0 | 0 | 0 | 0 | 0 | 0 | 0 | 0 | 0 | 0 | 0 | 0 | 0 | 0 | 0 | 0 | 0 | 0 | 0 | 0 | 0 | 0 | 0 | 0 | 0 | 0 | 0 | 0 | 0 | 0 | 0 | 0_E2_Purchases |  |  |  |  | 0
| E3 | 0 | 0 | 0 | 0 | 0 | 0 | 0 | 0 | 0 | 0 | 0 | 0 | 0 | 0 | 0 | 0 | 0 | 0 | 0 | 0 | 0 | 0 | 0 | 0 | 0 | 0 | 0 | 0 | 0 | 0 | 0 | 0_E3_Purchases |  |  |  |  | 0
| E4 | 0 | 0 | 0 | 0 | 0 | 0 | 0 | 0 | 0 | 0 | 0 | 0 | 0 | 0 | 0 | 0 | 0 | 0 | 0 | 0 | 0 | 0 | 0 | 0 | 0 | 0 | 0 | 0 | 0 | 0 | 0 | 0_E4_Purchases |  |  |  |  | 0
| E5 | 0 | 0 | 0 | 0 | 0 | 0 | 0 | 0 | 0 | 0 | 0 | 0 | 0 | 0 | 0 | 0 | 0 | 0 | 0 | 0 | 0 | 0 | 0 | 0 | 0 | 0 | 0 | 0 | 0 | 0 | 0 | 0_E5_Purchases |  |  |  |  | 0
| E6 | 0 | 0 | 0 | 0 | 0 | 0 | 0 | 0 | 0 | 0 | 0 | 0 | 0 | 0 | 0 | 0 | 0 | 0 | 0 | 0 | 0 | 0 | 0 | 0 | 0 | 0 | 0 | 0 | 0 | 0 | 0 | 0_E6_Purchases |  |  |  |  | 0
| E7 | 0 | 0 | 0 | 0 | 0 | 0 | 0 | 0 | 0 | 0 | 0 | 0 | 0 | 0 | 0 | 0 | 0 | 0 | 0 | 0 | 0 | 0 | 0 | 0 | 0 | 0 | 0 | 0 | 0 | 0 | 0 | 0_E7_Purchases |  |  |  |  | 0
| E8 | 0 | 0 | 0 | 0 | 0 | 0 | 0 | 0 | 0 | 0 | 0 | 0 | 0 | 0 | 0 | 0 | 0 | 0 | 0 | 0 | 0 | 0 | 0 | 0 | 0 | 0 | 0 | 0 | 0 | 0 | 0 | 0_E8_Purchases |  |  |  |  | 0
| E9 | 0 | 0 | 0 | 0 | 0 | 0 | 0 | 0 | 0 | 0 | 0 | 0 | 0 | 0 | 0 | 0 | 0 | 0 | 0 | 0 | 0 | 0 | 0 | 0 | 0 | 0 | 0 | 0 | 0 | 0 | 0 | 0_E9_Purchases |  |  |  |  | 0
| E10 | 0 | 0 | 0 | 0 | 0 | 0 | 0 | 0 | 0 | 0 | 0 | 0 | 0 | 0 | 0 | 0 | 0 | 0 | 0 | 0 | 0 | 0 | 0 | 0 | 0 | 0 | 0 | 0 | 0 | 0 | 0 | 0_E10_Purchases |  |  |  |  | 0
Stock
| Year | Year 0 | Year 1 | Year 2 | Year 3 | Year 4 | Year 5 | Year 6 | Year 7 | Year 8 | Year 9 | Year 10 | Year 11 | Year 12 | Year 13 | Year 14 | Year 15 | Year 16 | Year 17 | Year 18 | Year 19 | Year 20 | Year 21 | Year 22 | Year 23 | Year 24 | Year 25 | Year 26 | Year 27 | Year 28 | Year 29 | Year 30
| E1 | 0 | 0 | 0 | 0 | 0 | 0 | 0 | 0 | 0 | 0 | 0 | 0 | 0 | 0 | 0 | 0 | 0 | 0 | 0 | 0 | 0 | 0 | 0 | 0 | 0 | 0 | 0 | 0 | 0 | 0 | 0 | 0_E1_Stock |  |  |  |  | 13576.6093
| E2 | 0 | 0 | 0 | 0 | 0 | 0 | 0 | 0 | 0 | 0 | 0 | 0 | 0 | 0 | 0 | 0 | 0 | 0 | 0 | 0 | 0 | 0 | 0 | 0 | 0 | 0 | 0 | 0 | 0 | 0 | 0 | 0_E2_Stock |  |  |  |  | 0
| E3 | 0 | 0 | 0 | 0 | 0 | 0 | 0 | 0 | 0 | 0 | 0 | 0 | 0 | 0 | 0 | 0 | 0 | 0 | 0 | 0 | 0 | 0 | 0 | 0 | 0 | 0 | 0 | 0 | 0 | 0 | 0 | 0_E3_Stock |  |  |  |  | 0
| E4 | 0 | 0 | 0 | 0 | 0 | 0 | 0 | 0 | 0 | 0 | 0 | 0 | 0 | 0 | 0 | 0 | 0 | 0 | 0 | 0 | 0 | 0 | 0 | 0 | 0 | 0 | 0 | 0 | 0 | 0 | 0 | 0_E4_Stock |  |  |  |  | 0
| E5 | 0 | 0 | 0 | 0 | 0 | 0 | 0 | 0 | 0 | 0 | 0 | 0 | 0 | 0 | 0 | 0 | 0 | 0 | 0 | 0 | 0 | 0 | 0 | 0 | 0 | 0 | 0 | 0 | 0 | 0 | 0 | 0_E5_Stock |  |  |  |  | 0
| E6 | 0 | 0 | 0 | 0 | 0 | 0 | 0 | 0 | 0 | 0 | 0 | 0 | 0 | 0 | 0 | 0 | 0 | 0 | 0 | 0 | 0 | 0 | 0 | 0 | 0 | 0 | 0 | 0 | 0 | 0 | 0 | 0_E6_Stock |  |  |  |  | 0
| E7 | 0 | 0 | 0 | 0 | 0 | 0 | 0 | 0 | 0 | 0 | 0 | 0 | 0 | 0 | 0 | 0 | 0 | 0 | 0 | 0 | 0 | 0 | 0 | 0 | 0 | 0 | 0 | 0 | 0 | 0 | 0 | 0_E7_Stock |  |  |  |  | 0
| E8 | 0 | 0 | 0 | 0 | 0 | 0 | 0 | 0 | 0 | 0 | 0 | 0 | 0 | 0 | 0 | 0 | 0 | 0 | 0 | 0 | 0 | 0 | 0 | 0 | 0 | 0 | 0 | 0 | 0 | 0 | 0 | 0_E8_Stock |  |  |  |  | 0
| E9 | 0 | 0 | 0 | 0 | 0 | 0 | 0 | 0 | 0 | 0 | 0 | 0 | 0 | 0 | 0 | 0 | 0 | 0 | 0 | 0 | 0 | 0 | 0 | 0 | 0 | 0 | 0 | 0 | 0 | 0 | 0 | 0_E9_Stock |  |  |  |  | 0
| E10 | 0 | 0 | 0 | 0 | 0 | 0 | 0 | 0 | 0 | 0 | 0 | 0 | 0 | 0 | 0 | 0 | 0 | 0 | 0 | 0 | 0 | 0 | 0 | 0 | 0 | 0 | 0 | 0 | 0 | 0 | 0 | 0_E10_Stock |  |  |  |  | 0
| Vintage | 0 | 0 | 0 | 0 | 0 | 0 | 0 | 0 | 0 | 0 | 0 | 0 | 0 | 0 | 0 | 0 | 0 | 0 | 0 | 0 | 0 | 0 | 0 | 0 | 0 | 0 | 0 | 0 | 0 | 0 | 0 | 0_Vintage_Stock |  |  |  |  | 288381.2139
S1C4 |  | Year 0: System 1 Technology 4
Technology Variables
| Tech Key | Year 0: 0
| Peak Factor (S) | Year 0: 0
| Peak Factor (W) | Year 0: 0
| Min Vintage Lifetime | Year 0: 0
| Max Vintage Lifetime | Year 0: 0
| Turnover Style | Year 0: 0
Technology Variables
| Equipment | Year 0: Label; Year 1: Min Lifetime; Year 2: Max Lifetime; Year 3: Degradation; Year 4: Usage; Year 5: Available
| E1 | Year 1: 0; Year 2: 0; Year 3: 0%; Year 4: 0; Year 5: FALSE
| E2 | Year 1: 0; Year 2: 0; Year 3: 0%; Year 4: 0; Year 5: FALSE
| E3 | Year 1: 0; Year 2: 0; Year 3: 0%; Year 4: 0; Year 5: FALSE
| E4 | Year 1: 0; Year 2: 0; Year 3: 0%; Year 4: 0; Year 5: FALSE
| E5 | Year 1: 0; Year 2: 0; Year 3: 0%; Year 4: 0; Year 5: FALSE
| E6 | Year 1: 0; Year 2: 0; Year 3: 0%; Year 4: 0; Year 5: FALSE
| E7 | Year 1: 0; Year 2: 0; Year 3: 0%; Year 4: 0; Year 5: FALSE
| E8 | Year 1: 0; Year 2: 0; Year 3: 0%; Year 4: 0; Year 5: FALSE
| E9 | Year 1: 0; Year 2: 0; Year 3: 0%; Year 4: 0; Year 5: FALSE
| E10 | Year 1: 0; Year 2: 0; Year 3: 0%; Year 4: 0; Year 5: FALSE
Original Forecast Results
| Year | Year 0 | Year 1 | Year 2 | Year 3 | Year 4 | Year 5 | Year 6 | Year 7 | Year 8 | Year 9 | Year 10 | Year 11 | Year 12 | Year 13 | Year 14 | Year 15 | Year 16 | Year 17 | Year 18 | Year 19 | Year 20 | Year 21 | Year 22 | Year 23 | Year 24 | Year 25 | Year 26 | Year 27 | Year 28 | Year 29 | Year 30 | Key
| Units | 0 | 0 | 0 | 0 | 0 | 0 | 0 | 0 | 0 | 0 | 0 | 0 | 0 | 0 | 0 | 0 | 0 | 0 | 0 | 0 | 0 | 0 | 0 | 0 | 0 | 0 | 0 | 0 | 0 | 0 | 0 | #REF! |  |  |  |  | 301957.8232
| Usage | 0 | 0 | 0 | 0 | 0 | 0 | 0 | 0 | 0 | 0 | 0 | 0 | 0 | 0 | 0 | 0 | 0 | 0 | 0 | 0 | 0 | 0 | 0 | 0 | 0 | 0 | 0 | 0 | 0 | 0 | 0 | #REF! |  |  |  |  | 1698.6543
| Peak Demand (S) | 0 | 0 | 0 | 0 | 0 | 0 | 0 | 0 | 0 | 0 | 0 | 0 | 0 | 0 | 0 | 0 | 0 | 0 | 0 | 0 | 0 | 0 | 0 | 0 | 0 | 0 | 0 | 0 | 0 | 0 | 0 | #REF! |  |  |  |  | 0
| Peak Demand (W) | 0 | 0 | 0 | 0 | 0 | 0 | 0 | 0 | 0 | 0 | 0 | 0 | 0 | 0 | 0 | 0 | 0 | 0 | 0 | 0 | 0 | 0 | 0 | 0 | 0 | 0 | 0 | 0 | 0 | 0 | 0 | #REF! |  |  |  |  | 884.6119
| Turnover | 0 | 0 | 0 | 0 | 0 | 0 | 0 | 0 | 0 | 0 | 0 | 0 | 0 | 0 | 0 | 0 | 0 | 0 | 0 | 0 | 0 | 0 | 0 | 0 | 0 | 0 | 0 | 0 | 0 | 0 | 0 | #REF! |  |  |  |  | 6885.4476
| Avg. Replacement Usage | 0 | 0 | 0 | 0 | 0 | 0 | 0 | 0 | 0 | 0 | 0 | 0 | 0 | 0 | 0 | 0 | 0 | 0 | 0 | 0 | 0 | 0 | 0 | 0 | 0 | 0 | 0 | 0 | 0 | 0 | 0 | #REF! |  |  |  |  | 5638.8522
| Avg. Replacement Demand (S) | 0 | 0 | 0 | 0 | 0 | 0 | 0 | 0 | 0 | 0 | 0 | 0 | 0 | 0 | 0 | 0 | 0 | 0 | 0 | 0 | 0 | 0 | 0 | 0 | 0 | 0 | 0 | 0 | 0 | 0 | 0 | #REF! |  |  |  |  | 0
| Avg. Replacement Demand (W) | 0 | 0 | 0 | 0 | 0 | 0 | 0 | 0 | 0 | 0 | 0 | 0 | 0 | 0 | 0 | 0 | 0 | 0 | 0 | 0 | 0 | 0 | 0 | 0 | 0 | 0 | 0 | 0 | 0 | 0 | 0 | #REF! |  |  |  |  | 2.9366
Tech Forecast Stock
| Year | Year 0 | Year 1 | Year 2 | Year 3 | Year 4 | Year 5 | Year 6 | Year 7 | Year 8 | Year 9 | Year 10 | Year 11 | Year 12 | Year 13 | Year 14 | Year 15 | Year 16 | Year 17 | Year 18 | Year 19 | Year 20 | Year 21 | Year 22 | Year 23 | Year 24 | Year 25 | Year 26 | Year 27 | Year 28 | Year 29 | Year 30
| E1 | 0 | 0 | 0 | 0 | 0 | 0 | 0 | 0 | 0 | 0 | 0 | 0 | 0 | 0 | 0 | 0 | 0 | 0 | 0 | 0 | 0 | 0 | 0 | 0 | 0 | 0 | 0 | 0 | 0 | 0 | 0
| E2 | 0 | 0 | 0 | 0 | 0 | 0 | 0 | 0 | 0 | 0 | 0 | 0 | 0 | 0 | 0 | 0 | 0 | 0 | 0 | 0 | 0 | 0 | 0 | 0 | 0 | 0 | 0 | 0 | 0 | 0 | 0
| E3 | 0 | 0 | 0 | 0 | 0 | 0 | 0 | 0 | 0 | 0 | 0 | 0 | 0 | 0 | 0 | 0 | 0 | 0 | 0 | 0 | 0 | 0 | 0 | 0 | 0 | 0 | 0 | 0 | 0 | 0 | 0
| E4 | 0 | 0 | 0 | 0 | 0 | 0 | 0 | 0 | 0 | 0 | 0 | 0 | 0 | 0 | 0 | 0 | 0 | 0 | 0 | 0 | 0 | 0 | 0 | 0 | 0 | 0 | 0 | 0 | 0 | 0 | 0
| E5 | 0 | 0 | 0 | 0 | 0 | 0 | 0 | 0 | 0 | 0 | 0 | 0 | 0 | 0 | 0 | 0 | 0 | 0 | 0 | 0 | 0 | 0 | 0 | 0 | 0 | 0 | 0 | 0 | 0 | 0 | 0
| E6 | 0 | 0 | 0 | 0 | 0 | 0 | 0 | 0 | 0 | 0 | 0 | 0 | 0 | 0 | 0 | 0 | 0 | 0 | 0 | 0 | 0 | 0 | 0 | 0 | 0 | 0 | 0 | 0 | 0 | 0 | 0
| E7 | 0 | 0 | 0 | 0 | 0 | 0 | 0 | 0 | 0 | 0 | 0 | 0 | 0 | 0 | 0 | 0 | 0 | 0 | 0 | 0 | 0 | 0 | 0 | 0 | 0 | 0 | 0 | 0 | 0 | 0 | 0
| E8 | 0 | 0 | 0 | 0 | 0 | 0 | 0 | 0 | 0 | 0 | 0 | 0 | 0 | 0 | 0 | 0 | 0 | 0 | 0 | 0 | 0 | 0 | 0 | 0 | 0 | 0 | 0 | 0 | 0 | 0 | 0
| E9 | 0 | 0 | 0 | 0 | 0 | 0 | 0 | 0 | 0 | 0 | 0 | 0 | 0 | 0 | 0 | 0 | 0 | 0 | 0 | 0 | 0 | 0 | 0 | 0 | 0 | 0 | 0 | 0 | 0 | 0 | 0
| E10 | 0 | 0 | 0 | 0 | 0 | 0 | 0 | 0 | 0 | 0 | 0 | 0 | 0 | 0 | 0 | 0 | 0 | 0 | 0 | 0 | 0 | 0 | 0 | 0 | 0 | 0 | 0 | 0 | 0 | 0 | 0
| Vintage | 0 | 0 | 0 | 0 | 0 | 0 | 0 | 0 | 0 | 0 | 0 | 0 | 0 | 0 | 0 | 0 | 0 | 0 | 0 | 0 | 0 | 0 | 0 | 0 | 0 | 0 | 0 | 0 | 0 | 0 | 0
Stock for Switching
| Year | Year 0 | Year 1 | Year 2 | Year 3 | Year 4 | Year 5 | Year 6 | Year 7 | Year 8 | Year 9 | Year 10 | Year 11 | Year 12 | Year 13 | Year 14 | Year 15 | Year 16 | Year 17 | Year 18 | Year 19 | Year 20 | Year 21 | Year 22 | Year 23 | Year 24 | Year 25 | Year 26 | Year 27 | Year 28 | Year 29 | Year 30
| E1 | 0 | 0 | 0 | 0 | 0 | 0 | 0 | 0 | 0 | 0 | 0 | 0 | 0 | 0 | 0 | 0 | 0 | 0 | 0 | 0 | 0 | 0 | 0 | 0 | 0 | 0 | 0 | 0 | 0 | 0 | 0 | 0_E1_SysStock
| E2 | 0 | 0 | 0 | 0 | 0 | 0 | 0 | 0 | 0 | 0 | 0 | 0 | 0 | 0 | 0 | 0 | 0 | 0 | 0 | 0 | 0 | 0 | 0 | 0 | 0 | 0 | 0 | 0 | 0 | 0 | 0 | 0_E2_SysStock
| E3 | 0 | 0 | 0 | 0 | 0 | 0 | 0 | 0 | 0 | 0 | 0 | 0 | 0 | 0 | 0 | 0 | 0 | 0 | 0 | 0 | 0 | 0 | 0 | 0 | 0 | 0 | 0 | 0 | 0 | 0 | 0 | 0_E3_SysStock
| E4 | 0 | 0 | 0 | 0 | 0 | 0 | 0 | 0 | 0 | 0 | 0 | 0 | 0 | 0 | 0 | 0 | 0 | 0 | 0 | 0 | 0 | 0 | 0 | 0 | 0 | 0 | 0 | 0 | 0 | 0 | 0 | 0_E4_SysStock
| E5 | 0 | 0 | 0 | 0 | 0 | 0 | 0 | 0 | 0 | 0 | 0 | 0 | 0 | 0 | 0 | 0 | 0 | 0 | 0 | 0 | 0 | 0 | 0 | 0 | 0 | 0 | 0 | 0 | 0 | 0 | 0 | 0_E5_SysStock
| E6 | 0 | 0 | 0 | 0 | 0 | 0 | 0 | 0 | 0 | 0 | 0 | 0 | 0 | 0 | 0 | 0 | 0 | 0 | 0 | 0 | 0 | 0 | 0 | 0 | 0 | 0 | 0 | 0 | 0 | 0 | 0 | 0_E6_SysStock
| E7 | 0 | 0 | 0 | 0 | 0 | 0 | 0 | 0 | 0 | 0 | 0 | 0 | 0 | 0 | 0 | 0 | 0 | 0 | 0 | 0 | 0 | 0 | 0 | 0 | 0 | 0 | 0 | 0 | 0 | 0 | 0 | 0_E7_SysStock
| E8 | 0 | 0 | 0 | 0 | 0 | 0 | 0 | 0 | 0 | 0 | 0 | 0 | 0 | 0 | 0 | 0 | 0 | 0 | 0 | 0 | 0 | 0 | 0 | 0 | 0 | 0 | 0 | 0 | 0 | 0 | 0 | 0_E8_SysStock
| E9 | 0 | 0 | 0 | 0 | 0 | 0 | 0 | 0 | 0 | 0 | 0 | 0 | 0 | 0 | 0 | 0 | 0 | 0 | 0 | 0 | 0 | 0 | 0 | 0 | 0 | 0 | 0 | 0 | 0 | 0 | 0 | 0_E9_SysStock
| E10 | 0 | 0 | 0 | 0 | 0 | 0 | 0 | 0 | 0 | 0 | 0 | 0 | 0 | 0 | 0 | 0 | 0 | 0 | 0 | 0 | 0 | 0 | 0 | 0 | 0 | 0 | 0 | 0 | 0 | 0 | 0 | 0_E10_SysStock
| Vintage | 0 | 0 | 0 | 0 | 0 | 0 | 0 | 0 | 0 | 0 | 0 | 0 | 0 | 0 | 0 | 0 | 0 | 0 | 0 | 0 | 0 | 0 | 0 | 0 | 0 | 0 | 0 | 0 | 0 | 0 | 0 | 0_Vintage_SysStock
Tech Forecast Purchases
| Year | Year 0 | Year 1 | Year 2 | Year 3 | Year 4 | Year 5 | Year 6 | Year 7 | Year 8 | Year 9 | Year 10 | Year 11 | Year 12 | Year 13 | Year 14 | Year 15 | Year 16 | Year 17 | Year 18 | Year 19 | Year 20 | Year 21 | Year 22 | Year 23 | Year 24 | Year 25 | Year 26 | Year 27 | Year 28 | Year 29 | Year 30
| E1 | 0 | 0 | 0 | 0 | 0 | 0 | 0 | 0 | 0 | 0 | 0 | 0 | 0 | 0 | 0 | 0 | 0 | 0 | 0 | 0 | 0 | 0 | 0 | 0 | 0 | 0 | 0 | 0 | 0 | 0 | 0
| E2 | 0 | 0 | 0 | 0 | 0 | 0 | 0 | 0 | 0 | 0 | 0 | 0 | 0 | 0 | 0 | 0 | 0 | 0 | 0 | 0 | 0 | 0 | 0 | 0 | 0 | 0 | 0 | 0 | 0 | 0 | 0
| E3 | 0 | 0 | 0 | 0 | 0 | 0 | 0 | 0 | 0 | 0 | 0 | 0 | 0 | 0 | 0 | 0 | 0 | 0 | 0 | 0 | 0 | 0 | 0 | 0 | 0 | 0 | 0 | 0 | 0 | 0 | 0
| E4 | 0 | 0 | 0 | 0 | 0 | 0 | 0 | 0 | 0 | 0 | 0 | 0 | 0 | 0 | 0 | 0 | 0 | 0 | 0 | 0 | 0 | 0 | 0 | 0 | 0 | 0 | 0 | 0 | 0 | 0 | 0
| E5 | 0 | 0 | 0 | 0 | 0 | 0 | 0 | 0 | 0 | 0 | 0 | 0 | 0 | 0 | 0 | 0 | 0 | 0 | 0 | 0 | 0 | 0 | 0 | 0 | 0 | 0 | 0 | 0 | 0 | 0 | 0
| E6 | 0 | 0 | 0 | 0 | 0 | 0 | 0 | 0 | 0 | 0 | 0 | 0 | 0 | 0 | 0 | 0 | 0 | 0 | 0 | 0 | 0 | 0 | 0 | 0 | 0 | 0 | 0 | 0 | 0 | 0 | 0
| E7 | 0 | 0 | 0 | 0 | 0 | 0 | 0 | 0 | 0 | 0 | 0 | 0 | 0 | 0 | 0 | 0 | 0 | 0 | 0 | 0 | 0 | 0 | 0 | 0 | 0 | 0 | 0 | 0 | 0 | 0 | 0
| E8 | 0 | 0 | 0 | 0 | 0 | 0 | 0 | 0 | 0 | 0 | 0 | 0 | 0 | 0 | 0 | 0 | 0 | 0 | 0 | 0 | 0 | 0 | 0 | 0 | 0 | 0 | 0 | 0 | 0 | 0 | 0
| E9 | 0 | 0 | 0 | 0 | 0 | 0 | 0 | 0 | 0 | 0 | 0 | 0 | 0 | 0 | 0 | 0 | 0 | 0 | 0 | 0 | 0 | 0 | 0 | 0 | 0 | 0 | 0 | 0 | 0 | 0 | 0
| E10 | 0 | 0 | 0 | 0 | 0 | 0 | 0 | 0 | 0 | 0 | 0 | 0 | 0 | 0 | 0 | 0 | 0 | 0 | 0 | 0 | 0 | 0 | 0 | 0 | 0 | 0 | 0 | 0 | 0 | 0 | 0
Potential to Switch
| Year | Year 0 | Year 1 | Year 2 | Year 3 | Year 4 | Year 5 | Year 6 | Year 7 | Year 8 | Year 9 | Year 10 | Year 11 | Year 12 | Year 13 | Year 14 | Year 15 | Year 16 | Year 17 | Year 18 | Year 19 | Year 20 | Year 21 | Year 22 | Year 23 | Year 24 | Year 25 | Year 26 | Year 27 | Year 28 | Year 29 | Year 30
| E1 | 0 | 0 | 0 | 0 | 0 | 0 | 0 | 0 | 0 | 0 | 0 | 0 | 0 | 0 | 0 | 0 | 0 | 0 | 0 | 0 | 0 | 0 | 0 | 0 | 0 | 0 | 0 | 0 | 0 | 0 | 0 | 0_E1_Switched Out
| E2 | 0 | 0 | 0 | 0 | 0 | 0 | 0 | 0 | 0 | 0 | 0 | 0 | 0 | 0 | 0 | 0 | 0 | 0 | 0 | 0 | 0 | 0 | 0 | 0 | 0 | 0 | 0 | 0 | 0 | 0 | 0 | 0_E2_Switched Out
| E3 | 0 | 0 | 0 | 0 | 0 | 0 | 0 | 0 | 0 | 0 | 0 | 0 | 0 | 0 | 0 | 0 | 0 | 0 | 0 | 0 | 0 | 0 | 0 | 0 | 0 | 0 | 0 | 0 | 0 | 0 | 0 | 0_E3_Switched Out
| E4 | 0 | 0 | 0 | 0 | 0 | 0 | 0 | 0 | 0 | 0 | 0 | 0 | 0 | 0 | 0 | 0 | 0 | 0 | 0 | 0 | 0 | 0 | 0 | 0 | 0 | 0 | 0 | 0 | 0 | 0 | 0 | 0_E4_Switched Out
| E5 | 0 | 0 | 0 | 0 | 0 | 0 | 0 | 0 | 0 | 0 | 0 | 0 | 0 | 0 | 0 | 0 | 0 | 0 | 0 | 0 | 0 | 0 | 0 | 0 | 0 | 0 | 0 | 0 | 0 | 0 | 0 | 0_E5_Switched Out
| E6 | 0 | 0 | 0 | 0 | 0 | 0 | 0 | 0 | 0 | 0 | 0 | 0 | 0 | 0 | 0 | 0 | 0 | 0 | 0 | 0 | 0 | 0 | 0 | 0 | 0 | 0 | 0 | 0 | 0 | 0 | 0 | 0_E6_Switched Out
| E7 | 0 | 0 | 0 | 0 | 0 | 0 | 0 | 0 | 0 | 0 | 0 | 0 | 0 | 0 | 0 | 0 | 0 | 0 | 0 | 0 | 0 | 0 | 0 | 0 | 0 | 0 | 0 | 0 | 0 | 0 | 0 | 0_E7_Switched Out
| E8 | 0 | 0 | 0 | 0 | 0 | 0 | 0 | 0 | 0 | 0 | 0 | 0 | 0 | 0 | 0 | 0 | 0 | 0 | 0 | 0 | 0 | 0 | 0 | 0 | 0 | 0 | 0 | 0 | 0 | 0 | 0 | 0_E8_Switched Out
| E9 | 0 | 0 | 0 | 0 | 0 | 0 | 0 | 0 | 0 | 0 | 0 | 0 | 0 | 0 | 0 | 0 | 0 | 0 | 0 | 0 | 0 | 0 | 0 | 0 | 0 | 0 | 0 | 0 | 0 | 0 | 0 | 0_E9_Switched Out
| E10 | 0 | 0 | 0 | 0 | 0 | 0 | 0 | 0 | 0 | 0 | 0 | 0 | 0 | 0 | 0 | 0 | 0 | 0 | 0 | 0 | 0 | 0 | 0 | 0 | 0 | 0 | 0 | 0 | 0 | 0 | 0 | 0_E10_Switched Out
Units Out
| E1 | 0 | 0 | 0 | 0 | 0 | 0 | 0 | 0 | 0 | 0 | 0 | 0 | 0 | 0 | 0 | 0 | 0 | 0 | 0 | 0 | 0 | 0 | 0 | 0 | 0 | 0 | 0 | 0 | 0 | 0 | 0
| E2 | 0 | 0 | 0 | 0 | 0 | 0 | 0 | 0 | 0 | 0 | 0 | 0 | 0 | 0 | 0 | 0 | 0 | 0 | 0 | 0 | 0 | 0 | 0 | 0 | 0 | 0 | 0 | 0 | 0 | 0 | 0
| E3 | 0 | 0 | 0 | 0 | 0 | 0 | 0 | 0 | 0 | 0 | 0 | 0 | 0 | 0 | 0 | 0 | 0 | 0 | 0 | 0 | 0 | 0 | 0 | 0 | 0 | 0 | 0 | 0 | 0 | 0 | 0
| E4 | 0 | 0 | 0 | 0 | 0 | 0 | 0 | 0 | 0 | 0 | 0 | 0 | 0 | 0 | 0 | 0 | 0 | 0 | 0 | 0 | 0 | 0 | 0 | 0 | 0 | 0 | 0 | 0 | 0 | 0 | 0
| E5 | 0 | 0 | 0 | 0 | 0 | 0 | 0 | 0 | 0 | 0 | 0 | 0 | 0 | 0 | 0 | 0 | 0 | 0 | 0 | 0 | 0 | 0 | 0 | 0 | 0 | 0 | 0 | 0 | 0 | 0 | 0
| E6 | 0 | 0 | 0 | 0 | 0 | 0 | 0 | 0 | 0 | 0 | 0 | 0 | 0 | 0 | 0 | 0 | 0 | 0 | 0 | 0 | 0 | 0 | 0 | 0 | 0 | 0 | 0 | 0 | 0 | 0 | 0
| E7 | 0 | 0 | 0 | 0 | 0 | 0 | 0 | 0 | 0 | 0 | 0 | 0 | 0 | 0 | 0 | 0 | 0 | 0 | 0 | 0 | 0 | 0 | 0 | 0 | 0 | 0 | 0 | 0 | 0 | 0 | 0
| E8 | 0 | 0 | 0 | 0 | 0 | 0 | 0 | 0 | 0 | 0 | 0 | 0 | 0 | 0 | 0 | 0 | 0 | 0 | 0 | 0 | 0 | 0 | 0 | 0 | 0 | 0 | 0 | 0 | 0 | 0 | 0
| E9 | 0 | 0 | 0 | 0 | 0 | 0 | 0 | 0 | 0 | 0 | 0 | 0 | 0 | 0 | 0 | 0 | 0 | 0 | 0 | 0 | 0 | 0 | 0 | 0 | 0 | 0 | 0 | 0 | 0 | 0 | 0
| E10 | 0 | 0 | 0 | 0 | 0 | 0 | 0 | 0 | 0 | 0 | 0 | 0 | 0 | 0 | 0 | 0 | 0 | 0 | 0 | 0 | 0 | 0 | 0 | 0 | 0 | 0 | 0 | 0 | 0 | 0 | 0
| Vintage | 0 | 0 | 0 | 0 | 0 | 0 | 0 | 0 | 0 | 0 | 0 | 0 | 0 | 0 | 0 | 0 | 0 | 0 | 0 | 0 | 0 | 0 | 0 | 0 | 0 | 0 | 0 | 0 | 0 | 0 | 0
Tech Purchase Shares
| Year | Year 0 | Year 1 | Year 2 | Year 3 | Year 4 | Year 5 | Year 6 | Year 7 | Year 8 | Year 9 | Year 10 | Year 11 | Year 12 | Year 13 | Year 14 | Year 15 | Year 16 | Year 17 | Year 18 | Year 19 | Year 20 | Year 21 | Year 22 | Year 23 | Year 24 | Year 25 | Year 26 | Year 27 | Year 28 | Year 29 | Year 30
E1 | bar: Year 0 to Year 30
E2 | bar: Year 0 to Year 30
E3 | bar: Year 0 to Year 30
E4 | bar: Year 0 to Year 30
E5 | bar: Year 0 to Year 30
E6 | bar: Year 0 to Year 30
E7 | bar: Year 0 to Year 30
E8 | bar: Year 0 to Year 30
E9 | bar: Year 0 to Year 30
E10 | bar: Year 0 to Year 30
Units In from Switching
| E1 | 0 | 0 | 0 | 0 | 0 | 0 | 0 | 0 | 0 | 0 | 0 | 0 | 0 | 0 | 0 | 0 | 0 | 0 | 0 | 0 | 0 | 0 | 0 | 0 | 0 | 0 | 0 | 0 | 0 | 0 | 0
| E2 | 0 | 0 | 0 | 0 | 0 | 0 | 0 | 0 | 0 | 0 | 0 | 0 | 0 | 0 | 0 | 0 | 0 | 0 | 0 | 0 | 0 | 0 | 0 | 0 | 0 | 0 | 0 | 0 | 0 | 0 | 0
| E3 | 0 | 0 | 0 | 0 | 0 | 0 | 0 | 0 | 0 | 0 | 0 | 0 | 0 | 0 | 0 | 0 | 0 | 0 | 0 | 0 | 0 | 0 | 0 | 0 | 0 | 0 | 0 | 0 | 0 | 0 | 0
| E4 | 0 | 0 | 0 | 0 | 0 | 0 | 0 | 0 | 0 | 0 | 0 | 0 | 0 | 0 | 0 | 0 | 0 | 0 | 0 | 0 | 0 | 0 | 0 | 0 | 0 | 0 | 0 | 0 | 0 | 0 | 0
| E5 | 0 | 0 | 0 | 0 | 0 | 0 | 0 | 0 | 0 | 0 | 0 | 0 | 0 | 0 | 0 | 0 | 0 | 0 | 0 | 0 | 0 | 0 | 0 | 0 | 0 | 0 | 0 | 0 | 0 | 0 | 0
| E6 | 0 | 0 | 0 | 0 | 0 | 0 | 0 | 0 | 0 | 0 | 0 | 0 | 0 | 0 | 0 | 0 | 0 | 0 | 0 | 0 | 0 | 0 | 0 | 0 | 0 | 0 | 0 | 0 | 0 | 0 | 0
| E7 | 0 | 0 | 0 | 0 | 0 | 0 | 0 | 0 | 0 | 0 | 0 | 0 | 0 | 0 | 0 | 0 | 0 | 0 | 0 | 0 | 0 | 0 | 0 | 0 | 0 | 0 | 0 | 0 | 0 | 0 | 0
| E8 | 0 | 0 | 0 | 0 | 0 | 0 | 0 | 0 | 0 | 0 | 0 | 0 | 0 | 0 | 0 | 0 | 0 | 0 | 0 | 0 | 0 | 0 | 0 | 0 | 0 | 0 | 0 | 0 | 0 | 0 | 0
| E9 | 0 | 0 | 0 | 0 | 0 | 0 | 0 | 0 | 0 | 0 | 0 | 0 | 0 | 0 | 0 | 0 | 0 | 0 | 0 | 0 | 0 | 0 | 0 | 0 | 0 | 0 | 0 | 0 | 0 | 0 | 0
| E10 | 0 | 0 | 0 | 0 | 0 | 0 | 0 | 0 | 0 | 0 | 0 | 0 | 0 | 0 | 0 | 0 | 0 | 0 | 0 | 0 | 0 | 0 | 0 | 0 | 0 | 0 | 0 | 0 | 0 | 0 | 0
| Vintage | 0 | 0 | 0 | 0 | 0 | 0 | 0 | 0 | 0 | 0 | 0 | 0 | 0 | 0 | 0 | 0 | 0 | 0 | 0 | 0 | 0 | 0 | 0 | 0 | 0 | 0 | 0 | 0 | 0 | 0 | 0
Net Change
| Year | Year 0 | Year 1 | Year 2 | Year 3 | Year 4 | Year 5 | Year 6 | Year 7 | Year 8 | Year 9 | Year 10 | Year 11 | Year 12 | Year 13 | Year 14 | Year 15 | Year 16 | Year 17 | Year 18 | Year 19 | Year 20 | Year 21 | Year 22 | Year 23 | Year 24 | Year 25 | Year 26 | Year 27 | Year 28 | Year 29 | Year 30 | Key
| Units | 0 | 0 | 0 | 0 | 0 | 0 | 0 | 0 | 0 | 0 | 0 | 0 | 0 | 0 | 0 | 0 | 0 | 0 | 0 | 0 | 0 | 0 | 0 | 0 | 0 | 0 | 0 | 0 | 0 | 0 | 0 | 0_Units |  |  |  |  | 301957.8232
| Usage | 0 | 0 | 0 | 0 | 0 | 0 | 0 | 0 | 0 | 0 | 0 | 0 | 0 | 0 | 0 | 0 | 0 | 0 | 0 | 0 | 0 | 0 | 0 | 0 | 0 | 0 | 0 | 0 | 0 | 0 | 0 | 0_Usage |  |  |  |  | 1698.6543
| Peak Demand (S) | 0 | 0 | 0 | 0 | 0 | 0 | 0 | 0 | 0 | 0 | 0 | 0 | 0 | 0 | 0 | 0 | 0 | 0 | 0 | 0 | 0 | 0 | 0 | 0 | 0 | 0 | 0 | 0 | 0 | 0 | 0 | 0_Peak Demand (S) |  |  |  |  | 0
| Peak Demand (W) | 0 | 0 | 0 | 0 | 0 | 0 | 0 | 0 | 0 | 0 | 0 | 0 | 0 | 0 | 0 | 0 | 0 | 0 | 0 | 0 | 0 | 0 | 0 | 0 | 0 | 0 | 0 | 0 | 0 | 0 | 0 | 0_Peak Demand (W) |  |  |  |  | 884.6119
| Turnover | 0 | 0 | 0 | 0 | 0 | 0 | 0 | 0 | 0 | 0 | 0 | 0 | 0 | 0 | 0 | 0 | 0 | 0 | 0 | 0 | 0 | 0 | 0 | 0 | 0 | 0 | 0 | 0 | 0 | 0 | 0 | 0_Turnover |  |  |  |  | 6885.4476
| Avg. Replacement Usage | 0 | 0 | 0 | 0 | 0 | 0 | 0 | 0 | 0 | 0 | 0 | 0 | 0 | 0 | 0 | 0 | 0 | 0 | 0 | 0 | 0 | 0 | 0 | 0 | 0 | 0 | 0 | 0 | 0 | 0 | 0 | 0_Avg. Replacement Usage |  |  |  |  | 5638.8522
| Avg. Replacement Demand (S) | 0 | 0 | 0 | 0 | 0 | 0 | 0 | 0 | 0 | 0 | 0 | 0 | 0 | 0 | 0 | 0 | 0 | 0 | 0 | 0 | 0 | 0 | 0 | 0 | 0 | 0 | 0 | 0 | 0 | 0 | 0 | 0_Avg. Replacement Demand (S) |  |  |  |  | 0
| Avg. Replacement Demand (W) | 0 | 0 | 0 | 0 | 0 | 0 | 0 | 0 | 0 | 0 | 0 | 0 | 0 | 0 | 0 | 0 | 0 | 0 | 0 | 0 | 0 | 0 | 0 | 0 | 0 | 0 | 0 | 0 | 0 | 0 | 0 | 0_Avg. Replacement Demand (W) |  |  |  |  | 2.9366
Purchases
| Year | Year 0 | Year 1 | Year 2 | Year 3 | Year 4 | Year 5 | Year 6 | Year 7 | Year 8 | Year 9 | Year 10 | Year 11 | Year 12 | Year 13 | Year 14 | Year 15 | Year 16 | Year 17 | Year 18 | Year 19 | Year 20 | Year 21 | Year 22 | Year 23 | Year 24 | Year 25 | Year 26 | Year 27 | Year 28 | Year 29 | Year 30
| E1 | 0 | 0 | 0 | 0 | 0 | 0 | 0 | 0 | 0 | 0 | 0 | 0 | 0 | 0 | 0 | 0 | 0 | 0 | 0 | 0 | 0 | 0 | 0 | 0 | 0 | 0 | 0 | 0 | 0 | 0 | 0 | 0_E1_Purchases |  |  |  |  | 6885.4476
| E2 | 0 | 0 | 0 | 0 | 0 | 0 | 0 | 0 | 0 | 0 | 0 | 0 | 0 | 0 | 0 | 0 | 0 | 0 | 0 | 0 | 0 | 0 | 0 | 0 | 0 | 0 | 0 | 0 | 0 | 0 | 0 | 0_E2_Purchases |  |  |  |  | 0
| E3 | 0 | 0 | 0 | 0 | 0 | 0 | 0 | 0 | 0 | 0 | 0 | 0 | 0 | 0 | 0 | 0 | 0 | 0 | 0 | 0 | 0 | 0 | 0 | 0 | 0 | 0 | 0 | 0 | 0 | 0 | 0 | 0_E3_Purchases |  |  |  |  | 0
| E4 | 0 | 0 | 0 | 0 | 0 | 0 | 0 | 0 | 0 | 0 | 0 | 0 | 0 | 0 | 0 | 0 | 0 | 0 | 0 | 0 | 0 | 0 | 0 | 0 | 0 | 0 | 0 | 0 | 0 | 0 | 0 | 0_E4_Purchases |  |  |  |  | 0
| E5 | 0 | 0 | 0 | 0 | 0 | 0 | 0 | 0 | 0 | 0 | 0 | 0 | 0 | 0 | 0 | 0 | 0 | 0 | 0 | 0 | 0 | 0 | 0 | 0 | 0 | 0 | 0 | 0 | 0 | 0 | 0 | 0_E5_Purchases |  |  |  |  | 0
| E6 | 0 | 0 | 0 | 0 | 0 | 0 | 0 | 0 | 0 | 0 | 0 | 0 | 0 | 0 | 0 | 0 | 0 | 0 | 0 | 0 | 0 | 0 | 0 | 0 | 0 | 0 | 0 | 0 | 0 | 0 | 0 | 0_E6_Purchases |  |  |  |  | 0
| E7 | 0 | 0 | 0 | 0 | 0 | 0 | 0 | 0 | 0 | 0 | 0 | 0 | 0 | 0 | 0 | 0 | 0 | 0 | 0 | 0 | 0 | 0 | 0 | 0 | 0 | 0 | 0 | 0 | 0 | 0 | 0 | 0_E7_Purchases |  |  |  |  | 0
| E8 | 0 | 0 | 0 | 0 | 0 | 0 | 0 | 0 | 0 | 0 | 0 | 0 | 0 | 0 | 0 | 0 | 0 | 0 | 0 | 0 | 0 | 0 | 0 | 0 | 0 | 0 | 0 | 0 | 0 | 0 | 0 | 0_E8_Purchases |  |  |  |  | 0
| E9 | 0 | 0 | 0 | 0 | 0 | 0 | 0 | 0 | 0 | 0 | 0 | 0 | 0 | 0 | 0 | 0 | 0 | 0 | 0 | 0 | 0 | 0 | 0 | 0 | 0 | 0 | 0 | 0 | 0 | 0 | 0 | 0_E9_Purchases |  |  |  |  | 0
| E10 | 0 | 0 | 0 | 0 | 0 | 0 | 0 | 0 | 0 | 0 | 0 | 0 | 0 | 0 | 0 | 0 | 0 | 0 | 0 | 0 | 0 | 0 | 0 | 0 | 0 | 0 | 0 | 0 | 0 | 0 | 0 | 0_E10_Purchases |  |  |  |  | 0
Stock
| Year | Year 0 | Year 1 | Year 2 | Year 3 | Year 4 | Year 5 | Year 6 | Year 7 | Year 8 | Year 9 | Year 10 | Year 11 | Year 12 | Year 13 | Year 14 | Year 15 | Year 16 | Year 17 | Year 18 | Year 19 | Year 20 | Year 21 | Year 22 | Year 23 | Year 24 | Year 25 | Year 26 | Year 27 | Year 28 | Year 29 | Year 30
| E1 | 0 | 0 | 0 | 0 | 0 | 0 | 0 | 0 | 0 | 0 | 0 | 0 | 0 | 0 | 0 | 0 | 0 | 0 | 0 | 0 | 0 | 0 | 0 | 0 | 0 | 0 | 0 | 0 | 0 | 0 | 0 | 0_E1_Stock |  |  |  |  | 13576.6093
| E2 | 0 | 0 | 0 | 0 | 0 | 0 | 0 | 0 | 0 | 0 | 0 | 0 | 0 | 0 | 0 | 0 | 0 | 0 | 0 | 0 | 0 | 0 | 0 | 0 | 0 | 0 | 0 | 0 | 0 | 0 | 0 | 0_E2_Stock |  |  |  |  | 0
| E3 | 0 | 0 | 0 | 0 | 0 | 0 | 0 | 0 | 0 | 0 | 0 | 0 | 0 | 0 | 0 | 0 | 0 | 0 | 0 | 0 | 0 | 0 | 0 | 0 | 0 | 0 | 0 | 0 | 0 | 0 | 0 | 0_E3_Stock |  |  |  |  | 0
| E4 | 0 | 0 | 0 | 0 | 0 | 0 | 0 | 0 | 0 | 0 | 0 | 0 | 0 | 0 | 0 | 0 | 0 | 0 | 0 | 0 | 0 | 0 | 0 | 0 | 0 | 0 | 0 | 0 | 0 | 0 | 0 | 0_E4_Stock |  |  |  |  | 0
| E5 | 0 | 0 | 0 | 0 | 0 | 0 | 0 | 0 | 0 | 0 | 0 | 0 | 0 | 0 | 0 | 0 | 0 | 0 | 0 | 0 | 0 | 0 | 0 | 0 | 0 | 0 | 0 | 0 | 0 | 0 | 0 | 0_E5_Stock |  |  |  |  | 0
| E6 | 0 | 0 | 0 | 0 | 0 | 0 | 0 | 0 | 0 | 0 | 0 | 0 | 0 | 0 | 0 | 0 | 0 | 0 | 0 | 0 | 0 | 0 | 0 | 0 | 0 | 0 | 0 | 0 | 0 | 0 | 0 | 0_E6_Stock |  |  |  |  | 0
| E7 | 0 | 0 | 0 | 0 | 0 | 0 | 0 | 0 | 0 | 0 | 0 | 0 | 0 | 0 | 0 | 0 | 0 | 0 | 0 | 0 | 0 | 0 | 0 | 0 | 0 | 0 | 0 | 0 | 0 | 0 | 0 | 0_E7_Stock |  |  |  |  | 0
| E8 | 0 | 0 | 0 | 0 | 0 | 0 | 0 | 0 | 0 | 0 | 0 | 0 | 0 | 0 | 0 | 0 | 0 | 0 | 0 | 0 | 0 | 0 | 0 | 0 | 0 | 0 | 0 | 0 | 0 | 0 | 0 | 0_E8_Stock |  |  |  |  | 0
| E9 | 0 | 0 | 0 | 0 | 0 | 0 | 0 | 0 | 0 | 0 | 0 | 0 | 0 | 0 | 0 | 0 | 0 | 0 | 0 | 0 | 0 | 0 | 0 | 0 | 0 | 0 | 0 | 0 | 0 | 0 | 0 | 0_E9_Stock |  |  |  |  | 0
| E10 | 0 | 0 | 0 | 0 | 0 | 0 | 0 | 0 | 0 | 0 | 0 | 0 | 0 | 0 | 0 | 0 | 0 | 0 | 0 | 0 | 0 | 0 | 0 | 0 | 0 | 0 | 0 | 0 | 0 | 0 | 0 | 0_E10_Stock |  |  |  |  | 0
| Vintage | 0 | 0 | 0 | 0 | 0 | 0 | 0 | 0 | 0 | 0 | 0 | 0 | 0 | 0 | 0 | 0 | 0 | 0 | 0 | 0 | 0 | 0 | 0 | 0 | 0 | 0 | 0 | 0 | 0 | 0 | 0 | 0_Vintage_Stock |  |  |  |  | 288381.2139
S1C5 |  | Year 0: System 1 Technology 5
Technology Variables
| Tech Key | Year 0: 0
| Peak Factor (S) | Year 0: 0
| Peak Factor (W) | Year 0: 0
| Min Vintage Lifetime | Year 0: 0
| Max Vintage Lifetime | Year 0: 0
| Turnover Style | Year 0: 0
Technology Variables
| Equipment | Year 0: Label; Year 1: Min Lifetime; Year 2: Max Lifetime; Year 3: Degradation; Year 4: Usage; Year 5: Available
| E1 | Year 1: 0; Year 2: 0; Year 3: 0%; Year 4: 0; Year 5: FALSE
| E2 | Year 1: 0; Year 2: 0; Year 3: 0%; Year 4: 0; Year 5: FALSE
| E3 | Year 1: 0; Year 2: 0; Year 3: 0%; Year 4: 0; Year 5: FALSE
| E4 | Year 1: 0; Year 2: 0; Year 3: 0%; Year 4: 0; Year 5: FALSE
| E5 | Year 1: 0; Year 2: 0; Year 3: 0%; Year 4: 0; Year 5: FALSE
| E6 | Year 1: 0; Year 2: 0; Year 3: 0%; Year 4: 0; Year 5: FALSE
| E7 | Year 1: 0; Year 2: 0; Year 3: 0%; Year 4: 0; Year 5: FALSE
| E8 | Year 1: 0; Year 2: 0; Year 3: 0%; Year 4: 0; Year 5: FALSE
| E9 | Year 1: 0; Year 2: 0; Year 3: 0%; Year 4: 0; Year 5: FALSE
| E10 | Year 1: 0; Year 2: 0; Year 3: 0%; Year 4: 0; Year 5: FALSE
Original Forecast Results
| Year | Year 0 | Year 1 | Year 2 | Year 3 | Year 4 | Year 5 | Year 6 | Year 7 | Year 8 | Year 9 | Year 10 | Year 11 | Year 12 | Year 13 | Year 14 | Year 15 | Year 16 | Year 17 | Year 18 | Year 19 | Year 20 | Year 21 | Year 22 | Year 23 | Year 24 | Year 25 | Year 26 | Year 27 | Year 28 | Year 29 | Year 30 | Key
| Units | 0 | 0 | 0 | 0 | 0 | 0 | 0 | 0 | 0 | 0 | 0 | 0 | 0 | 0 | 0 | 0 | 0 | 0 | 0 | 0 | 0 | 0 | 0 | 0 | 0 | 0 | 0 | 0 | 0 | 0 | 0 | #REF! |  |  |  |  | 301957.8232
| Usage | 0 | 0 | 0 | 0 | 0 | 0 | 0 | 0 | 0 | 0 | 0 | 0 | 0 | 0 | 0 | 0 | 0 | 0 | 0 | 0 | 0 | 0 | 0 | 0 | 0 | 0 | 0 | 0 | 0 | 0 | 0 | #REF! |  |  |  |  | 1698.6543
| Peak Demand (S) | 0 | 0 | 0 | 0 | 0 | 0 | 0 | 0 | 0 | 0 | 0 | 0 | 0 | 0 | 0 | 0 | 0 | 0 | 0 | 0 | 0 | 0 | 0 | 0 | 0 | 0 | 0 | 0 | 0 | 0 | 0 | #REF! |  |  |  |  | 0
| Peak Demand (W) | 0 | 0 | 0 | 0 | 0 | 0 | 0 | 0 | 0 | 0 | 0 | 0 | 0 | 0 | 0 | 0 | 0 | 0 | 0 | 0 | 0 | 0 | 0 | 0 | 0 | 0 | 0 | 0 | 0 | 0 | 0 | #REF! |  |  |  |  | 884.6119
| Turnover | 0 | 0 | 0 | 0 | 0 | 0 | 0 | 0 | 0 | 0 | 0 | 0 | 0 | 0 | 0 | 0 | 0 | 0 | 0 | 0 | 0 | 0 | 0 | 0 | 0 | 0 | 0 | 0 | 0 | 0 | 0 | #REF! |  |  |  |  | 6885.4476
| Avg. Replacement Usage | 0 | 0 | 0 | 0 | 0 | 0 | 0 | 0 | 0 | 0 | 0 | 0 | 0 | 0 | 0 | 0 | 0 | 0 | 0 | 0 | 0 | 0 | 0 | 0 | 0 | 0 | 0 | 0 | 0 | 0 | 0 | #REF! |  |  |  |  | 5638.8522
| Avg. Replacement Demand (S) | 0 | 0 | 0 | 0 | 0 | 0 | 0 | 0 | 0 | 0 | 0 | 0 | 0 | 0 | 0 | 0 | 0 | 0 | 0 | 0 | 0 | 0 | 0 | 0 | 0 | 0 | 0 | 0 | 0 | 0 | 0 | #REF! |  |  |  |  | 0
| Avg. Replacement Demand (W) | 0 | 0 | 0 | 0 | 0 | 0 | 0 | 0 | 0 | 0 | 0 | 0 | 0 | 0 | 0 | 0 | 0 | 0 | 0 | 0 | 0 | 0 | 0 | 0 | 0 | 0 | 0 | 0 | 0 | 0 | 0 | #REF! |  |  |  |  | 2.9366
Tech Forecast Stock
| Year | Year 0 | Year 1 | Year 2 | Year 3 | Year 4 | Year 5 | Year 6 | Year 7 | Year 8 | Year 9 | Year 10 | Year 11 | Year 12 | Year 13 | Year 14 | Year 15 | Year 16 | Year 17 | Year 18 | Year 19 | Year 20 | Year 21 | Year 22 | Year 23 | Year 24 | Year 25 | Year 26 | Year 27 | Year 28 | Year 29 | Year 30
| E1 | 0 | 0 | 0 | 0 | 0 | 0 | 0 | 0 | 0 | 0 | 0 | 0 | 0 | 0 | 0 | 0 | 0 | 0 | 0 | 0 | 0 | 0 | 0 | 0 | 0 | 0 | 0 | 0 | 0 | 0 | 0
| E2 | 0 | 0 | 0 | 0 | 0 | 0 | 0 | 0 | 0 | 0 | 0 | 0 | 0 | 0 | 0 | 0 | 0 | 0 | 0 | 0 | 0 | 0 | 0 | 0 | 0 | 0 | 0 | 0 | 0 | 0 | 0
| E3 | 0 | 0 | 0 | 0 | 0 | 0 | 0 | 0 | 0 | 0 | 0 | 0 | 0 | 0 | 0 | 0 | 0 | 0 | 0 | 0 | 0 | 0 | 0 | 0 | 0 | 0 | 0 | 0 | 0 | 0 | 0
| E4 | 0 | 0 | 0 | 0 | 0 | 0 | 0 | 0 | 0 | 0 | 0 | 0 | 0 | 0 | 0 | 0 | 0 | 0 | 0 | 0 | 0 | 0 | 0 | 0 | 0 | 0 | 0 | 0 | 0 | 0 | 0
| E5 | 0 | 0 | 0 | 0 | 0 | 0 | 0 | 0 | 0 | 0 | 0 | 0 | 0 | 0 | 0 | 0 | 0 | 0 | 0 | 0 | 0 | 0 | 0 | 0 | 0 | 0 | 0 | 0 | 0 | 0 | 0
| E6 | 0 | 0 | 0 | 0 | 0 | 0 | 0 | 0 | 0 | 0 | 0 | 0 | 0 | 0 | 0 | 0 | 0 | 0 | 0 | 0 | 0 | 0 | 0 | 0 | 0 | 0 | 0 | 0 | 0 | 0 | 0
| E7 | 0 | 0 | 0 | 0 | 0 | 0 | 0 | 0 | 0 | 0 | 0 | 0 | 0 | 0 | 0 | 0 | 0 | 0 | 0 | 0 | 0 | 0 | 0 | 0 | 0 | 0 | 0 | 0 | 0 | 0 | 0
| E8 | 0 | 0 | 0 | 0 | 0 | 0 | 0 | 0 | 0 | 0 | 0 | 0 | 0 | 0 | 0 | 0 | 0 | 0 | 0 | 0 | 0 | 0 | 0 | 0 | 0 | 0 | 0 | 0 | 0 | 0 | 0
| E9 | 0 | 0 | 0 | 0 | 0 | 0 | 0 | 0 | 0 | 0 | 0 | 0 | 0 | 0 | 0 | 0 | 0 | 0 | 0 | 0 | 0 | 0 | 0 | 0 | 0 | 0 | 0 | 0 | 0 | 0 | 0
| E10 | 0 | 0 | 0 | 0 | 0 | 0 | 0 | 0 | 0 | 0 | 0 | 0 | 0 | 0 | 0 | 0 | 0 | 0 | 0 | 0 | 0 | 0 | 0 | 0 | 0 | 0 | 0 | 0 | 0 | 0 | 0
| Vintage | 0 | 0 | 0 | 0 | 0 | 0 | 0 | 0 | 0 | 0 | 0 | 0 | 0 | 0 | 0 | 0 | 0 | 0 | 0 | 0 | 0 | 0 | 0 | 0 | 0 | 0 | 0 | 0 | 0 | 0 | 0
Stock for Switching
| Year | Year 0 | Year 1 | Year 2 | Year 3 | Year 4 | Year 5 | Year 6 | Year 7 | Year 8 | Year 9 | Year 10 | Year 11 | Year 12 | Year 13 | Year 14 | Year 15 | Year 16 | Year 17 | Year 18 | Year 19 | Year 20 | Year 21 | Year 22 | Year 23 | Year 24 | Year 25 | Year 26 | Year 27 | Year 28 | Year 29 | Year 30
| E1 | 0 | 0 | 0 | 0 | 0 | 0 | 0 | 0 | 0 | 0 | 0 | 0 | 0 | 0 | 0 | 0 | 0 | 0 | 0 | 0 | 0 | 0 | 0 | 0 | 0 | 0 | 0 | 0 | 0 | 0 | 0 | 0_E1_SysStock
| E2 | 0 | 0 | 0 | 0 | 0 | 0 | 0 | 0 | 0 | 0 | 0 | 0 | 0 | 0 | 0 | 0 | 0 | 0 | 0 | 0 | 0 | 0 | 0 | 0 | 0 | 0 | 0 | 0 | 0 | 0 | 0 | 0_E2_SysStock
| E3 | 0 | 0 | 0 | 0 | 0 | 0 | 0 | 0 | 0 | 0 | 0 | 0 | 0 | 0 | 0 | 0 | 0 | 0 | 0 | 0 | 0 | 0 | 0 | 0 | 0 | 0 | 0 | 0 | 0 | 0 | 0 | 0_E3_SysStock
| E4 | 0 | 0 | 0 | 0 | 0 | 0 | 0 | 0 | 0 | 0 | 0 | 0 | 0 | 0 | 0 | 0 | 0 | 0 | 0 | 0 | 0 | 0 | 0 | 0 | 0 | 0 | 0 | 0 | 0 | 0 | 0 | 0_E4_SysStock
| E5 | 0 | 0 | 0 | 0 | 0 | 0 | 0 | 0 | 0 | 0 | 0 | 0 | 0 | 0 | 0 | 0 | 0 | 0 | 0 | 0 | 0 | 0 | 0 | 0 | 0 | 0 | 0 | 0 | 0 | 0 | 0 | 0_E5_SysStock
| E6 | 0 | 0 | 0 | 0 | 0 | 0 | 0 | 0 | 0 | 0 | 0 | 0 | 0 | 0 | 0 | 0 | 0 | 0 | 0 | 0 | 0 | 0 | 0 | 0 | 0 | 0 | 0 | 0 | 0 | 0 | 0 | 0_E6_SysStock
| E7 | 0 | 0 | 0 | 0 | 0 | 0 | 0 | 0 | 0 | 0 | 0 | 0 | 0 | 0 | 0 | 0 | 0 | 0 | 0 | 0 | 0 | 0 | 0 | 0 | 0 | 0 | 0 | 0 | 0 | 0 | 0 | 0_E7_SysStock
| E8 | 0 | 0 | 0 | 0 | 0 | 0 | 0 | 0 | 0 | 0 | 0 | 0 | 0 | 0 | 0 | 0 | 0 | 0 | 0 | 0 | 0 | 0 | 0 | 0 | 0 | 0 | 0 | 0 | 0 | 0 | 0 | 0_E8_SysStock
| E9 | 0 | 0 | 0 | 0 | 0 | 0 | 0 | 0 | 0 | 0 | 0 | 0 | 0 | 0 | 0 | 0 | 0 | 0 | 0 | 0 | 0 | 0 | 0 | 0 | 0 | 0 | 0 | 0 | 0 | 0 | 0 | 0_E9_SysStock
| E10 | 0 | 0 | 0 | 0 | 0 | 0 | 0 | 0 | 0 | 0 | 0 | 0 | 0 | 0 | 0 | 0 | 0 | 0 | 0 | 0 | 0 | 0 | 0 | 0 | 0 | 0 | 0 | 0 | 0 | 0 | 0 | 0_E10_SysStock
| Vintage | 0 | 0 | 0 | 0 | 0 | 0 | 0 | 0 | 0 | 0 | 0 | 0 | 0 | 0 | 0 | 0 | 0 | 0 | 0 | 0 | 0 | 0 | 0 | 0 | 0 | 0 | 0 | 0 | 0 | 0 | 0 | 0_Vintage_SysStock
Tech Forecast Purchases
| Year | Year 0 | Year 1 | Year 2 | Year 3 | Year 4 | Year 5 | Year 6 | Year 7 | Year 8 | Year 9 | Year 10 | Year 11 | Year 12 | Year 13 | Year 14 | Year 15 | Year 16 | Year 17 | Year 18 | Year 19 | Year 20 | Year 21 | Year 22 | Year 23 | Year 24 | Year 25 | Year 26 | Year 27 | Year 28 | Year 29 | Year 30
| E1 | 0 | 0 | 0 | 0 | 0 | 0 | 0 | 0 | 0 | 0 | 0 | 0 | 0 | 0 | 0 | 0 | 0 | 0 | 0 | 0 | 0 | 0 | 0 | 0 | 0 | 0 | 0 | 0 | 0 | 0 | 0
| E2 | 0 | 0 | 0 | 0 | 0 | 0 | 0 | 0 | 0 | 0 | 0 | 0 | 0 | 0 | 0 | 0 | 0 | 0 | 0 | 0 | 0 | 0 | 0 | 0 | 0 | 0 | 0 | 0 | 0 | 0 | 0
| E3 | 0 | 0 | 0 | 0 | 0 | 0 | 0 | 0 | 0 | 0 | 0 | 0 | 0 | 0 | 0 | 0 | 0 | 0 | 0 | 0 | 0 | 0 | 0 | 0 | 0 | 0 | 0 | 0 | 0 | 0 | 0
| E4 | 0 | 0 | 0 | 0 | 0 | 0 | 0 | 0 | 0 | 0 | 0 | 0 | 0 | 0 | 0 | 0 | 0 | 0 | 0 | 0 | 0 | 0 | 0 | 0 | 0 | 0 | 0 | 0 | 0 | 0 | 0
| E5 | 0 | 0 | 0 | 0 | 0 | 0 | 0 | 0 | 0 | 0 | 0 | 0 | 0 | 0 | 0 | 0 | 0 | 0 | 0 | 0 | 0 | 0 | 0 | 0 | 0 | 0 | 0 | 0 | 0 | 0 | 0
| E6 | 0 | 0 | 0 | 0 | 0 | 0 | 0 | 0 | 0 | 0 | 0 | 0 | 0 | 0 | 0 | 0 | 0 | 0 | 0 | 0 | 0 | 0 | 0 | 0 | 0 | 0 | 0 | 0 | 0 | 0 | 0
| E7 | 0 | 0 | 0 | 0 | 0 | 0 | 0 | 0 | 0 | 0 | 0 | 0 | 0 | 0 | 0 | 0 | 0 | 0 | 0 | 0 | 0 | 0 | 0 | 0 | 0 | 0 | 0 | 0 | 0 | 0 | 0
| E8 | 0 | 0 | 0 | 0 | 0 | 0 | 0 | 0 | 0 | 0 | 0 | 0 | 0 | 0 | 0 | 0 | 0 | 0 | 0 | 0 | 0 | 0 | 0 | 0 | 0 | 0 | 0 | 0 | 0 | 0 | 0
| E9 | 0 | 0 | 0 | 0 | 0 | 0 | 0 | 0 | 0 | 0 | 0 | 0 | 0 | 0 | 0 | 0 | 0 | 0 | 0 | 0 | 0 | 0 | 0 | 0 | 0 | 0 | 0 | 0 | 0 | 0 | 0
| E10 | 0 | 0 | 0 | 0 | 0 | 0 | 0 | 0 | 0 | 0 | 0 | 0 | 0 | 0 | 0 | 0 | 0 | 0 | 0 | 0 | 0 | 0 | 0 | 0 | 0 | 0 | 0 | 0 | 0 | 0 | 0
Potential to Switch
| Year | Year 0 | Year 1 | Year 2 | Year 3 | Year 4 | Year 5 | Year 6 | Year 7 | Year 8 | Year 9 | Year 10 | Year 11 | Year 12 | Year 13 | Year 14 | Year 15 | Year 16 | Year 17 | Year 18 | Year 19 | Year 20 | Year 21 | Year 22 | Year 23 | Year 24 | Year 25 | Year 26 | Year 27 | Year 28 | Year 29 | Year 30
| E1 | 0 | 0 | 0 | 0 | 0 | 0 | 0 | 0 | 0 | 0 | 0 | 0 | 0 | 0 | 0 | 0 | 0 | 0 | 0 | 0 | 0 | 0 | 0 | 0 | 0 | 0 | 0 | 0 | 0 | 0 | 0 | 0_E1_Switched Out
| E2 | 0 | 0 | 0 | 0 | 0 | 0 | 0 | 0 | 0 | 0 | 0 | 0 | 0 | 0 | 0 | 0 | 0 | 0 | 0 | 0 | 0 | 0 | 0 | 0 | 0 | 0 | 0 | 0 | 0 | 0 | 0 | 0_E2_Switched Out
| E3 | 0 | 0 | 0 | 0 | 0 | 0 | 0 | 0 | 0 | 0 | 0 | 0 | 0 | 0 | 0 | 0 | 0 | 0 | 0 | 0 | 0 | 0 | 0 | 0 | 0 | 0 | 0 | 0 | 0 | 0 | 0 | 0_E3_Switched Out
| E4 | 0 | 0 | 0 | 0 | 0 | 0 | 0 | 0 | 0 | 0 | 0 | 0 | 0 | 0 | 0 | 0 | 0 | 0 | 0 | 0 | 0 | 0 | 0 | 0 | 0 | 0 | 0 | 0 | 0 | 0 | 0 | 0_E4_Switched Out
| E5 | 0 | 0 | 0 | 0 | 0 | 0 | 0 | 0 | 0 | 0 | 0 | 0 | 0 | 0 | 0 | 0 | 0 | 0 | 0 | 0 | 0 | 0 | 0 | 0 | 0 | 0 | 0 | 0 | 0 | 0 | 0 | 0_E5_Switched Out
| E6 | 0 | 0 | 0 | 0 | 0 | 0 | 0 | 0 | 0 | 0 | 0 | 0 | 0 | 0 | 0 | 0 | 0 | 0 | 0 | 0 | 0 | 0 | 0 | 0 | 0 | 0 | 0 | 0 | 0 | 0 | 0 | 0_E6_Switched Out
| E7 | 0 | 0 | 0 | 0 | 0 | 0 | 0 | 0 | 0 | 0 | 0 | 0 | 0 | 0 | 0 | 0 | 0 | 0 | 0 | 0 | 0 | 0 | 0 | 0 | 0 | 0 | 0 | 0 | 0 | 0 | 0 | 0_E7_Switched Out
| E8 | 0 | 0 | 0 | 0 | 0 | 0 | 0 | 0 | 0 | 0 | 0 | 0 | 0 | 0 | 0 | 0 | 0 | 0 | 0 | 0 | 0 | 0 | 0 | 0 | 0 | 0 | 0 | 0 | 0 | 0 | 0 | 0_E8_Switched Out
| E9 | 0 | 0 | 0 | 0 | 0 | 0 | 0 | 0 | 0 | 0 | 0 | 0 | 0 | 0 | 0 | 0 | 0 | 0 | 0 | 0 | 0 | 0 | 0 | 0 | 0 | 0 | 0 | 0 | 0 | 0 | 0 | 0_E9_Switched Out
| E10 | 0 | 0 | 0 | 0 | 0 | 0 | 0 | 0 | 0 | 0 | 0 | 0 | 0 | 0 | 0 | 0 | 0 | 0 | 0 | 0 | 0 | 0 | 0 | 0 | 0 | 0 | 0 | 0 | 0 | 0 | 0 | 0_E10_Switched Out
Units Out
| E1 | 0 | 0 | 0 | 0 | 0 | 0 | 0 | 0 | 0 | 0 | 0 | 0 | 0 | 0 | 0 | 0 | 0 | 0 | 0 | 0 | 0 | 0 | 0 | 0 | 0 | 0 | 0 | 0 | 0 | 0 | 0
| E2 | 0 | 0 | 0 | 0 | 0 | 0 | 0 | 0 | 0 | 0 | 0 | 0 | 0 | 0 | 0 | 0 | 0 | 0 | 0 | 0 | 0 | 0 | 0 | 0 | 0 | 0 | 0 | 0 | 0 | 0 | 0
| E3 | 0 | 0 | 0 | 0 | 0 | 0 | 0 | 0 | 0 | 0 | 0 | 0 | 0 | 0 | 0 | 0 | 0 | 0 | 0 | 0 | 0 | 0 | 0 | 0 | 0 | 0 | 0 | 0 | 0 | 0 | 0
| E4 | 0 | 0 | 0 | 0 | 0 | 0 | 0 | 0 | 0 | 0 | 0 | 0 | 0 | 0 | 0 | 0 | 0 | 0 | 0 | 0 | 0 | 0 | 0 | 0 | 0 | 0 | 0 | 0 | 0 | 0 | 0
| E5 | 0 | 0 | 0 | 0 | 0 | 0 | 0 | 0 | 0 | 0 | 0 | 0 | 0 | 0 | 0 | 0 | 0 | 0 | 0 | 0 | 0 | 0 | 0 | 0 | 0 | 0 | 0 | 0 | 0 | 0 | 0
| E6 | 0 | 0 | 0 | 0 | 0 | 0 | 0 | 0 | 0 | 0 | 0 | 0 | 0 | 0 | 0 | 0 | 0 | 0 | 0 | 0 | 0 | 0 | 0 | 0 | 0 | 0 | 0 | 0 | 0 | 0 | 0
| E7 | 0 | 0 | 0 | 0 | 0 | 0 | 0 | 0 | 0 | 0 | 0 | 0 | 0 | 0 | 0 | 0 | 0 | 0 | 0 | 0 | 0 | 0 | 0 | 0 | 0 | 0 | 0 | 0 | 0 | 0 | 0
| E8 | 0 | 0 | 0 | 0 | 0 | 0 | 0 | 0 | 0 | 0 | 0 | 0 | 0 | 0 | 0 | 0 | 0 | 0 | 0 | 0 | 0 | 0 | 0 | 0 | 0 | 0 | 0 | 0 | 0 | 0 | 0
| E9 | 0 | 0 | 0 | 0 | 0 | 0 | 0 | 0 | 0 | 0 | 0 | 0 | 0 | 0 | 0 | 0 | 0 | 0 | 0 | 0 | 0 | 0 | 0 | 0 | 0 | 0 | 0 | 0 | 0 | 0 | 0
| E10 | 0 | 0 | 0 | 0 | 0 | 0 | 0 | 0 | 0 | 0 | 0 | 0 | 0 | 0 | 0 | 0 | 0 | 0 | 0 | 0 | 0 | 0 | 0 | 0 | 0 | 0 | 0 | 0 | 0 | 0 | 0
| Vintage | 0 | 0 | 0 | 0 | 0 | 0 | 0 | 0 | 0 | 0 | 0 | 0 | 0 | 0 | 0 | 0 | 0 | 0 | 0 | 0 | 0 | 0 | 0 | 0 | 0 | 0 | 0 | 0 | 0 | 0 | 0
Tech Purchase Shares
| Year | Year 0 | Year 1 | Year 2 | Year 3 | Year 4 | Year 5 | Year 6 | Year 7 | Year 8 | Year 9 | Year 10 | Year 11 | Year 12 | Year 13 | Year 14 | Year 15 | Year 16 | Year 17 | Year 18 | Year 19 | Year 20 | Year 21 | Year 22 | Year 23 | Year 24 | Year 25 | Year 26 | Year 27 | Year 28 | Year 29 | Year 30
E1 | bar: Year 0 to Year 30
E2 | bar: Year 0 to Year 30
E3 | bar: Year 0 to Year 30
E4 | bar: Year 0 to Year 30
E5 | bar: Year 0 to Year 30
E6 | bar: Year 0 to Year 30
E7 | bar: Year 0 to Year 30
E8 | bar: Year 0 to Year 30
E9 | bar: Year 0 to Year 30
E10 | bar: Year 0 to Year 30
Units In from Switching
| E1 | 0 | 0 | 0 | 0 | 0 | 0 | 0 | 0 | 0 | 0 | 0 | 0 | 0 | 0 | 0 | 0 | 0 | 0 | 0 | 0 | 0 | 0 | 0 | 0 | 0 | 0 | 0 | 0 | 0 | 0 | 0
| E2 | 0 | 0 | 0 | 0 | 0 | 0 | 0 | 0 | 0 | 0 | 0 | 0 | 0 | 0 | 0 | 0 | 0 | 0 | 0 | 0 | 0 | 0 | 0 | 0 | 0 | 0 | 0 | 0 | 0 | 0 | 0
| E3 | 0 | 0 | 0 | 0 | 0 | 0 | 0 | 0 | 0 | 0 | 0 | 0 | 0 | 0 | 0 | 0 | 0 | 0 | 0 | 0 | 0 | 0 | 0 | 0 | 0 | 0 | 0 | 0 | 0 | 0 | 0
| E4 | 0 | 0 | 0 | 0 | 0 | 0 | 0 | 0 | 0 | 0 | 0 | 0 | 0 | 0 | 0 | 0 | 0 | 0 | 0 | 0 | 0 | 0 | 0 | 0 | 0 | 0 | 0 | 0 | 0 | 0 | 0
| E5 | 0 | 0 | 0 | 0 | 0 | 0 | 0 | 0 | 0 | 0 | 0 | 0 | 0 | 0 | 0 | 0 | 0 | 0 | 0 | 0 | 0 | 0 | 0 | 0 | 0 | 0 | 0 | 0 | 0 | 0 | 0
| E6 | 0 | 0 | 0 | 0 | 0 | 0 | 0 | 0 | 0 | 0 | 0 | 0 | 0 | 0 | 0 | 0 | 0 | 0 | 0 | 0 | 0 | 0 | 0 | 0 | 0 | 0 | 0 | 0 | 0 | 0 | 0
| E7 | 0 | 0 | 0 | 0 | 0 | 0 | 0 | 0 | 0 | 0 | 0 | 0 | 0 | 0 | 0 | 0 | 0 | 0 | 0 | 0 | 0 | 0 | 0 | 0 | 0 | 0 | 0 | 0 | 0 | 0 | 0
| E8 | 0 | 0 | 0 | 0 | 0 | 0 | 0 | 0 | 0 | 0 | 0 | 0 | 0 | 0 | 0 | 0 | 0 | 0 | 0 | 0 | 0 | 0 | 0 | 0 | 0 | 0 | 0 | 0 | 0 | 0 | 0
| E9 | 0 | 0 | 0 | 0 | 0 | 0 | 0 | 0 | 0 | 0 | 0 | 0 | 0 | 0 | 0 | 0 | 0 | 0 | 0 | 0 | 0 | 0 | 0 | 0 | 0 | 0 | 0 | 0 | 0 | 0 | 0
| E10 | 0 | 0 | 0 | 0 | 0 | 0 | 0 | 0 | 0 | 0 | 0 | 0 | 0 | 0 | 0 | 0 | 0 | 0 | 0 | 0 | 0 | 0 | 0 | 0 | 0 | 0 | 0 | 0 | 0 | 0 | 0
| Vintage | 0 | 0 | 0 | 0 | 0 | 0 | 0 | 0 | 0 | 0 | 0 | 0 | 0 | 0 | 0 | 0 | 0 | 0 | 0 | 0 | 0 | 0 | 0 | 0 | 0 | 0 | 0 | 0 | 0 | 0 | 0
Net Change
| Year | Year 0 | Year 1 | Year 2 | Year 3 | Year 4 | Year 5 | Year 6 | Year 7 | Year 8 | Year 9 | Year 10 | Year 11 | Year 12 | Year 13 | Year 14 | Year 15 | Year 16 | Year 17 | Year 18 | Year 19 | Year 20 | Year 21 | Year 22 | Year 23 | Year 24 | Year 25 | Year 26 | Year 27 | Year 28 | Year 29 | Year 30 | Key
| Units | 0 | 0 | 0 | 0 | 0 | 0 | 0 | 0 | 0 | 0 | 0 | 0 | 0 | 0 | 0 | 0 | 0 | 0 | 0 | 0 | 0 | 0 | 0 | 0 | 0 | 0 | 0 | 0 | 0 | 0 | 0 | 0_Units |  |  |  |  | 301957.8232
| Usage | 0 | 0 | 0 | 0 | 0 | 0 | 0 | 0 | 0 | 0 | 0 | 0 | 0 | 0 | 0 | 0 | 0 | 0 | 0 | 0 | 0 | 0 | 0 | 0 | 0 | 0 | 0 | 0 | 0 | 0 | 0 | 0_Usage |  |  |  |  | 1698.6543
| Peak Demand (S) | 0 | 0 | 0 | 0 | 0 | 0 | 0 | 0 | 0 | 0 | 0 | 0 | 0 | 0 | 0 | 0 | 0 | 0 | 0 | 0 | 0 | 0 | 0 | 0 | 0 | 0 | 0 | 0 | 0 | 0 | 0 | 0_Peak Demand (S) |  |  |  |  | 0
| Peak Demand (W) | 0 | 0 | 0 | 0 | 0 | 0 | 0 | 0 | 0 | 0 | 0 | 0 | 0 | 0 | 0 | 0 | 0 | 0 | 0 | 0 | 0 | 0 | 0 | 0 | 0 | 0 | 0 | 0 | 0 | 0 | 0 | 0_Peak Demand (W) |  |  |  |  | 884.6119
| Turnover | 0 | 0 | 0 | 0 | 0 | 0 | 0 | 0 | 0 | 0 | 0 | 0 | 0 | 0 | 0 | 0 | 0 | 0 | 0 | 0 | 0 | 0 | 0 | 0 | 0 | 0 | 0 | 0 | 0 | 0 | 0 | 0_Turnover |  |  |  |  | 6885.4476
| Avg. Replacement Usage | 0 | 0 | 0 | 0 | 0 | 0 | 0 | 0 | 0 | 0 | 0 | 0 | 0 | 0 | 0 | 0 | 0 | 0 | 0 | 0 | 0 | 0 | 0 | 0 | 0 | 0 | 0 | 0 | 0 | 0 | 0 | 0_Avg. Replacement Usage |  |  |  |  | 5638.8522
| Avg. Replacement Demand (S) | 0 | 0 | 0 | 0 | 0 | 0 | 0 | 0 | 0 | 0 | 0 | 0 | 0 | 0 | 0 | 0 | 0 | 0 | 0 | 0 | 0 | 0 | 0 | 0 | 0 | 0 | 0 | 0 | 0 | 0 | 0 | 0_Avg. Replacement Demand (S) |  |  |  |  | 0
| Avg. Replacement Demand (W) | 0 | 0 | 0 | 0 | 0 | 0 | 0 | 0 | 0 | 0 | 0 | 0 | 0 | 0 | 0 | 0 | 0 | 0 | 0 | 0 | 0 | 0 | 0 | 0 | 0 | 0 | 0 | 0 | 0 | 0 | 0 | 0_Avg. Replacement Demand (W) |  |  |  |  | 2.9366
Purchases
| Year | Year 0 | Year 1 | Year 2 | Year 3 | Year 4 | Year 5 | Year 6 | Year 7 | Year 8 | Year 9 | Year 10 | Year 11 | Year 12 | Year 13 | Year 14 | Year 15 | Year 16 | Year 17 | Year 18 | Year 19 | Year 20 | Year 21 | Year 22 | Year 23 | Year 24 | Year 25 | Year 26 | Year 27 | Year 28 | Year 29 | Year 30
| E1 | 0 | 0 | 0 | 0 | 0 | 0 | 0 | 0 | 0 | 0 | 0 | 0 | 0 | 0 | 0 | 0 | 0 | 0 | 0 | 0 | 0 | 0 | 0 | 0 | 0 | 0 | 0 | 0 | 0 | 0 | 0 | 0_E1_Purchases |  |  |  |  | 6885.4476
| E2 | 0 | 0 | 0 | 0 | 0 | 0 | 0 | 0 | 0 | 0 | 0 | 0 | 0 | 0 | 0 | 0 | 0 | 0 | 0 | 0 | 0 | 0 | 0 | 0 | 0 | 0 | 0 | 0 | 0 | 0 | 0 | 0_E2_Purchases |  |  |  |  | 0
| E3 | 0 | 0 | 0 | 0 | 0 | 0 | 0 | 0 | 0 | 0 | 0 | 0 | 0 | 0 | 0 | 0 | 0 | 0 | 0 | 0 | 0 | 0 | 0 | 0 | 0 | 0 | 0 | 0 | 0 | 0 | 0 | 0_E3_Purchases |  |  |  |  | 0
| E4 | 0 | 0 | 0 | 0 | 0 | 0 | 0 | 0 | 0 | 0 | 0 | 0 | 0 | 0 | 0 | 0 | 0 | 0 | 0 | 0 | 0 | 0 | 0 | 0 | 0 | 0 | 0 | 0 | 0 | 0 | 0 | 0_E4_Purchases |  |  |  |  | 0
| E5 | 0 | 0 | 0 | 0 | 0 | 0 | 0 | 0 | 0 | 0 | 0 | 0 | 0 | 0 | 0 | 0 | 0 | 0 | 0 | 0 | 0 | 0 | 0 | 0 | 0 | 0 | 0 | 0 | 0 | 0 | 0 | 0_E5_Purchases |  |  |  |  | 0
| E6 | 0 | 0 | 0 | 0 | 0 | 0 | 0 | 0 | 0 | 0 | 0 | 0 | 0 | 0 | 0 | 0 | 0 | 0 | 0 | 0 | 0 | 0 | 0 | 0 | 0 | 0 | 0 | 0 | 0 | 0 | 0 | 0_E6_Purchases |  |  |  |  | 0
| E7 | 0 | 0 | 0 | 0 | 0 | 0 | 0 | 0 | 0 | 0 | 0 | 0 | 0 | 0 | 0 | 0 | 0 | 0 | 0 | 0 | 0 | 0 | 0 | 0 | 0 | 0 | 0 | 0 | 0 | 0 | 0 | 0_E7_Purchases |  |  |  |  | 0
| E8 | 0 | 0 | 0 | 0 | 0 | 0 | 0 | 0 | 0 | 0 | 0 | 0 | 0 | 0 | 0 | 0 | 0 | 0 | 0 | 0 | 0 | 0 | 0 | 0 | 0 | 0 | 0 | 0 | 0 | 0 | 0 | 0_E8_Purchases |  |  |  |  | 0
| E9 | 0 | 0 | 0 | 0 | 0 | 0 | 0 | 0 | 0 | 0 | 0 | 0 | 0 | 0 | 0 | 0 | 0 | 0 | 0 | 0 | 0 | 0 | 0 | 0 | 0 | 0 | 0 | 0 | 0 | 0 | 0 | 0_E9_Purchases |  |  |  |  | 0
| E10 | 0 | 0 | 0 | 0 | 0 | 0 | 0 | 0 | 0 | 0 | 0 | 0 | 0 | 0 | 0 | 0 | 0 | 0 | 0 | 0 | 0 | 0 | 0 | 0 | 0 | 0 | 0 | 0 | 0 | 0 | 0 | 0_E10_Purchases |  |  |  |  | 0
Stock
| Year | Year 0 | Year 1 | Year 2 | Year 3 | Year 4 | Year 5 | Year 6 | Year 7 | Year 8 | Year 9 | Year 10 | Year 11 | Year 12 | Year 13 | Year 14 | Year 15 | Year 16 | Year 17 | Year 18 | Year 19 | Year 20 | Year 21 | Year 22 | Year 23 | Year 24 | Year 25 | Year 26 | Year 27 | Year 28 | Year 29 | Year 30
| E1 | 0 | 0 | 0 | 0 | 0 | 0 | 0 | 0 | 0 | 0 | 0 | 0 | 0 | 0 | 0 | 0 | 0 | 0 | 0 | 0 | 0 | 0 | 0 | 0 | 0 | 0 | 0 | 0 | 0 | 0 | 0 | 0_E1_Stock |  |  |  |  | 13576.6093
| E2 | 0 | 0 | 0 | 0 | 0 | 0 | 0 | 0 | 0 | 0 | 0 | 0 | 0 | 0 | 0 | 0 | 0 | 0 | 0 | 0 | 0 | 0 | 0 | 0 | 0 | 0 | 0 | 0 | 0 | 0 | 0 | 0_E2_Stock |  |  |  |  | 0
| E3 | 0 | 0 | 0 | 0 | 0 | 0 | 0 | 0 | 0 | 0 | 0 | 0 | 0 | 0 | 0 | 0 | 0 | 0 | 0 | 0 | 0 | 0 | 0 | 0 | 0 | 0 | 0 | 0 | 0 | 0 | 0 | 0_E3_Stock |  |  |  |  | 0
| E4 | 0 | 0 | 0 | 0 | 0 | 0 | 0 | 0 | 0 | 0 | 0 | 0 | 0 | 0 | 0 | 0 | 0 | 0 | 0 | 0 | 0 | 0 | 0 | 0 | 0 | 0 | 0 | 0 | 0 | 0 | 0 | 0_E4_Stock |  |  |  |  | 0
| E5 | 0 | 0 | 0 | 0 | 0 | 0 | 0 | 0 | 0 | 0 | 0 | 0 | 0 | 0 | 0 | 0 | 0 | 0 | 0 | 0 | 0 | 0 | 0 | 0 | 0 | 0 | 0 | 0 | 0 | 0 | 0 | 0_E5_Stock |  |  |  |  | 0
| E6 | 0 | 0 | 0 | 0 | 0 | 0 | 0 | 0 | 0 | 0 | 0 | 0 | 0 | 0 | 0 | 0 | 0 | 0 | 0 | 0 | 0 | 0 | 0 | 0 | 0 | 0 | 0 | 0 | 0 | 0 | 0 | 0_E6_Stock |  |  |  |  | 0
| E7 | 0 | 0 | 0 | 0 | 0 | 0 | 0 | 0 | 0 | 0 | 0 | 0 | 0 | 0 | 0 | 0 | 0 | 0 | 0 | 0 | 0 | 0 | 0 | 0 | 0 | 0 | 0 | 0 | 0 | 0 | 0 | 0_E7_Stock |  |  |  |  | 0
| E8 | 0 | 0 | 0 | 0 | 0 | 0 | 0 | 0 | 0 | 0 | 0 | 0 | 0 | 0 | 0 | 0 | 0 | 0 | 0 | 0 | 0 | 0 | 0 | 0 | 0 | 0 | 0 | 0 | 0 | 0 | 0 | 0_E8_Stock |  |  |  |  | 0
| E9 | 0 | 0 | 0 | 0 | 0 | 0 | 0 | 0 | 0 | 0 | 0 | 0 | 0 | 0 | 0 | 0 | 0 | 0 | 0 | 0 | 0 | 0 | 0 | 0 | 0 | 0 | 0 | 0 | 0 | 0 | 0 | 0_E9_Stock |  |  |  |  | 0
| E10 | 0 | 0 | 0 | 0 | 0 | 0 | 0 | 0 | 0 | 0 | 0 | 0 | 0 | 0 | 0 | 0 | 0 | 0 | 0 | 0 | 0 | 0 | 0 | 0 | 0 | 0 | 0 | 0 | 0 | 0 | 0 | 0_E10_Stock |  |  |  |  | 0
| Vintage | 0 | 0 | 0 | 0 | 0 | 0 | 0 | 0 | 0 | 0 | 0 | 0 | 0 | 0 | 0 | 0 | 0 | 0 | 0 | 0 | 0 | 0 | 0 | 0 | 0 | 0 | 0 | 0 | 0 | 0 | 0 | 0_Vintage_Stock |  |  |  |  | 288381.2139
S2C1 |  | Year 0: System 2 Technology 1
Technology Variables
| Tech Key | Year 0: 0
| Peak Factor (S) | Year 0: 0
| Peak Factor (W) | Year 0: 0
| Min Vintage Lifetime | Year 0: 0
| Max Vintage Lifetime | Year 0: 0
| Turnover Style | Year 0: 0
Technology Variables
| Equipment | Year 0: Label; Year 1: Min Lifetime; Year 2: Max Lifetime; Year 3: Degradation; Year 4: Usage; Year 5: Available
| E1 | Year 1: 0; Year 2: 0; Year 3: 0%; Year 4: 0; Year 5: FALSE
| E2 | Year 1: 0; Year 2: 0; Year 3: 0%; Year 4: 0; Year 5: FALSE
| E3 | Year 1: 0; Year 2: 0; Year 3: 0%; Year 4: 0; Year 5: FALSE
| E4 | Year 1: 0; Year 2: 0; Year 3: 0%; Year 4: 0; Year 5: FALSE
| E5 | Year 1: 0; Year 2: 0; Year 3: 0%; Year 4: 0; Year 5: FALSE
| E6 | Year 1: 0; Year 2: 0; Year 3: 0%; Year 4: 0; Year 5: FALSE
| E7 | Year 1: 0; Year 2: 0; Year 3: 0%; Year 4: 0; Year 5: FALSE
| E8 | Year 1: 0; Year 2: 0; Year 3: 0%; Year 4: 0; Year 5: FALSE
| E9 | Year 1: 0; Year 2: 0; Year 3: 0%; Year 4: 0; Year 5: FALSE
| E10 | Year 1: 0; Year 2: 0; Year 3: 0%; Year 4: 0; Year 5: FALSE
Original Forecast Results
| Year | Year 0 | Year 1 | Year 2 | Year 3 | Year 4 | Year 5 | Year 6 | Year 7 | Year 8 | Year 9 | Year 10 | Year 11 | Year 12 | Year 13 | Year 14 | Year 15 | Year 16 | Year 17 | Year 18 | Year 19 | Year 20 | Year 21 | Year 22 | Year 23 | Year 24 | Year 25 | Year 26 | Year 27 | Year 28 | Year 29 | Year 30 | Key
| Units | 0 | 0 | 0 | 0 | 0 | 0 | 0 | 0 | 0 | 0 | 0 | 0 | 0 | 0 | 0 | 0 | 0 | 0 | 0 | 0 | 0 | 0 | 0 | 0 | 0 | 0 | 0 | 0 | 0 | 0 | 0 | #REF! |  |  |  |  | 301957.8232
| Usage | 0 | 0 | 0 | 0 | 0 | 0 | 0 | 0 | 0 | 0 | 0 | 0 | 0 | 0 | 0 | 0 | 0 | 0 | 0 | 0 | 0 | 0 | 0 | 0 | 0 | 0 | 0 | 0 | 0 | 0 | 0 | #REF! |  |  |  |  | 1698.6543
| Peak Demand (S) | 0 | 0 | 0 | 0 | 0 | 0 | 0 | 0 | 0 | 0 | 0 | 0 | 0 | 0 | 0 | 0 | 0 | 0 | 0 | 0 | 0 | 0 | 0 | 0 | 0 | 0 | 0 | 0 | 0 | 0 | 0 | #REF! |  |  |  |  | 0
| Peak Demand (W) | 0 | 0 | 0 | 0 | 0 | 0 | 0 | 0 | 0 | 0 | 0 | 0 | 0 | 0 | 0 | 0 | 0 | 0 | 0 | 0 | 0 | 0 | 0 | 0 | 0 | 0 | 0 | 0 | 0 | 0 | 0 | #REF! |  |  |  |  | 884.6119
| Turnover | 0 | 0 | 0 | 0 | 0 | 0 | 0 | 0 | 0 | 0 | 0 | 0 | 0 | 0 | 0 | 0 | 0 | 0 | 0 | 0 | 0 | 0 | 0 | 0 | 0 | 0 | 0 | 0 | 0 | 0 | 0 | #REF! |  |  |  |  | 6885.4476
| Avg. Replacement Usage | 0 | 0 | 0 | 0 | 0 | 0 | 0 | 0 | 0 | 0 | 0 | 0 | 0 | 0 | 0 | 0 | 0 | 0 | 0 | 0 | 0 | 0 | 0 | 0 | 0 | 0 | 0 | 0 | 0 | 0 | 0 | #REF! |  |  |  |  | 5638.8522
| Avg. Replacement Demand (S) | 0 | 0 | 0 | 0 | 0 | 0 | 0 | 0 | 0 | 0 | 0 | 0 | 0 | 0 | 0 | 0 | 0 | 0 | 0 | 0 | 0 | 0 | 0 | 0 | 0 | 0 | 0 | 0 | 0 | 0 | 0 | #REF! |  |  |  |  | 0
| Avg. Replacement Demand (W) | 0 | 0 | 0 | 0 | 0 | 0 | 0 | 0 | 0 | 0 | 0 | 0 | 0 | 0 | 0 | 0 | 0 | 0 | 0 | 0 | 0 | 0 | 0 | 0 | 0 | 0 | 0 | 0 | 0 | 0 | 0 | #REF! |  |  |  |  | 2.9366
Tech Forecast Stock
| Year | Year 0 | Year 1 | Year 2 | Year 3 | Year 4 | Year 5 | Year 6 | Year 7 | Year 8 | Year 9 | Year 10 | Year 11 | Year 12 | Year 13 | Year 14 | Year 15 | Year 16 | Year 17 | Year 18 | Year 19 | Year 20 | Year 21 | Year 22 | Year 23 | Year 24 | Year 25 | Year 26 | Year 27 | Year 28 | Year 29 | Year 30
| E1 | 0 | 0 | 0 | 0 | 0 | 0 | 0 | 0 | 0 | 0 | 0 | 0 | 0 | 0 | 0 | 0 | 0 | 0 | 0 | 0 | 0 | 0 | 0 | 0 | 0 | 0 | 0 | 0 | 0 | 0 | 0
| E2 | 0 | 0 | 0 | 0 | 0 | 0 | 0 | 0 | 0 | 0 | 0 | 0 | 0 | 0 | 0 | 0 | 0 | 0 | 0 | 0 | 0 | 0 | 0 | 0 | 0 | 0 | 0 | 0 | 0 | 0 | 0
| E3 | 0 | 0 | 0 | 0 | 0 | 0 | 0 | 0 | 0 | 0 | 0 | 0 | 0 | 0 | 0 | 0 | 0 | 0 | 0 | 0 | 0 | 0 | 0 | 0 | 0 | 0 | 0 | 0 | 0 | 0 | 0
| E4 | 0 | 0 | 0 | 0 | 0 | 0 | 0 | 0 | 0 | 0 | 0 | 0 | 0 | 0 | 0 | 0 | 0 | 0 | 0 | 0 | 0 | 0 | 0 | 0 | 0 | 0 | 0 | 0 | 0 | 0 | 0
| E5 | 0 | 0 | 0 | 0 | 0 | 0 | 0 | 0 | 0 | 0 | 0 | 0 | 0 | 0 | 0 | 0 | 0 | 0 | 0 | 0 | 0 | 0 | 0 | 0 | 0 | 0 | 0 | 0 | 0 | 0 | 0
| E6 | 0 | 0 | 0 | 0 | 0 | 0 | 0 | 0 | 0 | 0 | 0 | 0 | 0 | 0 | 0 | 0 | 0 | 0 | 0 | 0 | 0 | 0 | 0 | 0 | 0 | 0 | 0 | 0 | 0 | 0 | 0
| E7 | 0 | 0 | 0 | 0 | 0 | 0 | 0 | 0 | 0 | 0 | 0 | 0 | 0 | 0 | 0 | 0 | 0 | 0 | 0 | 0 | 0 | 0 | 0 | 0 | 0 | 0 | 0 | 0 | 0 | 0 | 0
| E8 | 0 | 0 | 0 | 0 | 0 | 0 | 0 | 0 | 0 | 0 | 0 | 0 | 0 | 0 | 0 | 0 | 0 | 0 | 0 | 0 | 0 | 0 | 0 | 0 | 0 | 0 | 0 | 0 | 0 | 0 | 0
| E9 | 0 | 0 | 0 | 0 | 0 | 0 | 0 | 0 | 0 | 0 | 0 | 0 | 0 | 0 | 0 | 0 | 0 | 0 | 0 | 0 | 0 | 0 | 0 | 0 | 0 | 0 | 0 | 0 | 0 | 0 | 0
| E10 | 0 | 0 | 0 | 0 | 0 | 0 | 0 | 0 | 0 | 0 | 0 | 0 | 0 | 0 | 0 | 0 | 0 | 0 | 0 | 0 | 0 | 0 | 0 | 0 | 0 | 0 | 0 | 0 | 0 | 0 | 0
| Vintage | 0 | 0 | 0 | 0 | 0 | 0 | 0 | 0 | 0 | 0 | 0 | 0 | 0 | 0 | 0 | 0 | 0 | 0 | 0 | 0 | 0 | 0 | 0 | 0 | 0 | 0 | 0 | 0 | 0 | 0 | 0
Stock for Switching
| Year | Year 0 | Year 1 | Year 2 | Year 3 | Year 4 | Year 5 | Year 6 | Year 7 | Year 8 | Year 9 | Year 10 | Year 11 | Year 12 | Year 13 | Year 14 | Year 15 | Year 16 | Year 17 | Year 18 | Year 19 | Year 20 | Year 21 | Year 22 | Year 23 | Year 24 | Year 25 | Year 26 | Year 27 | Year 28 | Year 29 | Year 30
| E1 | 0 | 0 | 0 | 0 | 0 | 0 | 0 | 0 | 0 | 0 | 0 | 0 | 0 | 0 | 0 | 0 | 0 | 0 | 0 | 0 | 0 | 0 | 0 | 0 | 0 | 0 | 0 | 0 | 0 | 0 | 0 | 0_E1_SysStock
| E2 | 0 | 0 | 0 | 0 | 0 | 0 | 0 | 0 | 0 | 0 | 0 | 0 | 0 | 0 | 0 | 0 | 0 | 0 | 0 | 0 | 0 | 0 | 0 | 0 | 0 | 0 | 0 | 0 | 0 | 0 | 0 | 0_E2_SysStock
| E3 | 0 | 0 | 0 | 0 | 0 | 0 | 0 | 0 | 0 | 0 | 0 | 0 | 0 | 0 | 0 | 0 | 0 | 0 | 0 | 0 | 0 | 0 | 0 | 0 | 0 | 0 | 0 | 0 | 0 | 0 | 0 | 0_E3_SysStock
| E4 | 0 | 0 | 0 | 0 | 0 | 0 | 0 | 0 | 0 | 0 | 0 | 0 | 0 | 0 | 0 | 0 | 0 | 0 | 0 | 0 | 0 | 0 | 0 | 0 | 0 | 0 | 0 | 0 | 0 | 0 | 0 | 0_E4_SysStock
| E5 | 0 | 0 | 0 | 0 | 0 | 0 | 0 | 0 | 0 | 0 | 0 | 0 | 0 | 0 | 0 | 0 | 0 | 0 | 0 | 0 | 0 | 0 | 0 | 0 | 0 | 0 | 0 | 0 | 0 | 0 | 0 | 0_E5_SysStock
| E6 | 0 | 0 | 0 | 0 | 0 | 0 | 0 | 0 | 0 | 0 | 0 | 0 | 0 | 0 | 0 | 0 | 0 | 0 | 0 | 0 | 0 | 0 | 0 | 0 | 0 | 0 | 0 | 0 | 0 | 0 | 0 | 0_E6_SysStock
| E7 | 0 | 0 | 0 | 0 | 0 | 0 | 0 | 0 | 0 | 0 | 0 | 0 | 0 | 0 | 0 | 0 | 0 | 0 | 0 | 0 | 0 | 0 | 0 | 0 | 0 | 0 | 0 | 0 | 0 | 0 | 0 | 0_E7_SysStock
| E8 | 0 | 0 | 0 | 0 | 0 | 0 | 0 | 0 | 0 | 0 | 0 | 0 | 0 | 0 | 0 | 0 | 0 | 0 | 0 | 0 | 0 | 0 | 0 | 0 | 0 | 0 | 0 | 0 | 0 | 0 | 0 | 0_E8_SysStock
| E9 | 0 | 0 | 0 | 0 | 0 | 0 | 0 | 0 | 0 | 0 | 0 | 0 | 0 | 0 | 0 | 0 | 0 | 0 | 0 | 0 | 0 | 0 | 0 | 0 | 0 | 0 | 0 | 0 | 0 | 0 | 0 | 0_E9_SysStock
| E10 | 0 | 0 | 0 | 0 | 0 | 0 | 0 | 0 | 0 | 0 | 0 | 0 | 0 | 0 | 0 | 0 | 0 | 0 | 0 | 0 | 0 | 0 | 0 | 0 | 0 | 0 | 0 | 0 | 0 | 0 | 0 | 0_E10_SysStock
| Vintage | 0 | 0 | 0 | 0 | 0 | 0 | 0 | 0 | 0 | 0 | 0 | 0 | 0 | 0 | 0 | 0 | 0 | 0 | 0 | 0 | 0 | 0 | 0 | 0 | 0 | 0 | 0 | 0 | 0 | 0 | 0 | 0_Vintage_SysStock
Tech Forecast Purchases
| Year | Year 0 | Year 1 | Year 2 | Year 3 | Year 4 | Year 5 | Year 6 | Year 7 | Year 8 | Year 9 | Year 10 | Year 11 | Year 12 | Year 13 | Year 14 | Year 15 | Year 16 | Year 17 | Year 18 | Year 19 | Year 20 | Year 21 | Year 22 | Year 23 | Year 24 | Year 25 | Year 26 | Year 27 | Year 28 | Year 29 | Year 30
| E1 | 0 | 0 | 0 | 0 | 0 | 0 | 0 | 0 | 0 | 0 | 0 | 0 | 0 | 0 | 0 | 0 | 0 | 0 | 0 | 0 | 0 | 0 | 0 | 0 | 0 | 0 | 0 | 0 | 0 | 0 | 0
| E2 | 0 | 0 | 0 | 0 | 0 | 0 | 0 | 0 | 0 | 0 | 0 | 0 | 0 | 0 | 0 | 0 | 0 | 0 | 0 | 0 | 0 | 0 | 0 | 0 | 0 | 0 | 0 | 0 | 0 | 0 | 0
| E3 | 0 | 0 | 0 | 0 | 0 | 0 | 0 | 0 | 0 | 0 | 0 | 0 | 0 | 0 | 0 | 0 | 0 | 0 | 0 | 0 | 0 | 0 | 0 | 0 | 0 | 0 | 0 | 0 | 0 | 0 | 0
| E4 | 0 | 0 | 0 | 0 | 0 | 0 | 0 | 0 | 0 | 0 | 0 | 0 | 0 | 0 | 0 | 0 | 0 | 0 | 0 | 0 | 0 | 0 | 0 | 0 | 0 | 0 | 0 | 0 | 0 | 0 | 0
| E5 | 0 | 0 | 0 | 0 | 0 | 0 | 0 | 0 | 0 | 0 | 0 | 0 | 0 | 0 | 0 | 0 | 0 | 0 | 0 | 0 | 0 | 0 | 0 | 0 | 0 | 0 | 0 | 0 | 0 | 0 | 0
| E6 | 0 | 0 | 0 | 0 | 0 | 0 | 0 | 0 | 0 | 0 | 0 | 0 | 0 | 0 | 0 | 0 | 0 | 0 | 0 | 0 | 0 | 0 | 0 | 0 | 0 | 0 | 0 | 0 | 0 | 0 | 0
| E7 | 0 | 0 | 0 | 0 | 0 | 0 | 0 | 0 | 0 | 0 | 0 | 0 | 0 | 0 | 0 | 0 | 0 | 0 | 0 | 0 | 0 | 0 | 0 | 0 | 0 | 0 | 0 | 0 | 0 | 0 | 0
| E8 | 0 | 0 | 0 | 0 | 0 | 0 | 0 | 0 | 0 | 0 | 0 | 0 | 0 | 0 | 0 | 0 | 0 | 0 | 0 | 0 | 0 | 0 | 0 | 0 | 0 | 0 | 0 | 0 | 0 | 0 | 0
| E9 | 0 | 0 | 0 | 0 | 0 | 0 | 0 | 0 | 0 | 0 | 0 | 0 | 0 | 0 | 0 | 0 | 0 | 0 | 0 | 0 | 0 | 0 | 0 | 0 | 0 | 0 | 0 | 0 | 0 | 0 | 0
| E10 | 0 | 0 | 0 | 0 | 0 | 0 | 0 | 0 | 0 | 0 | 0 | 0 | 0 | 0 | 0 | 0 | 0 | 0 | 0 | 0 | 0 | 0 | 0 | 0 | 0 | 0 | 0 | 0 | 0 | 0 | 0
Potential to Switch
| Year | Year 0 | Year 1 | Year 2 | Year 3 | Year 4 | Year 5 | Year 6 | Year 7 | Year 8 | Year 9 | Year 10 | Year 11 | Year 12 | Year 13 | Year 14 | Year 15 | Year 16 | Year 17 | Year 18 | Year 19 | Year 20 | Year 21 | Year 22 | Year 23 | Year 24 | Year 25 | Year 26 | Year 27 | Year 28 | Year 29 | Year 30
| E1 | 0 | 0 | 0 | 0 | 0 | 0 | 0 | 0 | 0 | 0 | 0 | 0 | 0 | 0 | 0 | 0 | 0 | 0 | 0 | 0 | 0 | 0 | 0 | 0 | 0 | 0 | 0 | 0 | 0 | 0 | 0 | 0_E1_Switched Out
| E2 | 0 | 0 | 0 | 0 | 0 | 0 | 0 | 0 | 0 | 0 | 0 | 0 | 0 | 0 | 0 | 0 | 0 | 0 | 0 | 0 | 0 | 0 | 0 | 0 | 0 | 0 | 0 | 0 | 0 | 0 | 0 | 0_E2_Switched Out
| E3 | 0 | 0 | 0 | 0 | 0 | 0 | 0 | 0 | 0 | 0 | 0 | 0 | 0 | 0 | 0 | 0 | 0 | 0 | 0 | 0 | 0 | 0 | 0 | 0 | 0 | 0 | 0 | 0 | 0 | 0 | 0 | 0_E3_Switched Out
| E4 | 0 | 0 | 0 | 0 | 0 | 0 | 0 | 0 | 0 | 0 | 0 | 0 | 0 | 0 | 0 | 0 | 0 | 0 | 0 | 0 | 0 | 0 | 0 | 0 | 0 | 0 | 0 | 0 | 0 | 0 | 0 | 0_E4_Switched Out
| E5 | 0 | 0 | 0 | 0 | 0 | 0 | 0 | 0 | 0 | 0 | 0 | 0 | 0 | 0 | 0 | 0 | 0 | 0 | 0 | 0 | 0 | 0 | 0 | 0 | 0 | 0 | 0 | 0 | 0 | 0 | 0 | 0_E5_Switched Out
| E6 | 0 | 0 | 0 | 0 | 0 | 0 | 0 | 0 | 0 | 0 | 0 | 0 | 0 | 0 | 0 | 0 | 0 | 0 | 0 | 0 | 0 | 0 | 0 | 0 | 0 | 0 | 0 | 0 | 0 | 0 | 0 | 0_E6_Switched Out
| E7 | 0 | 0 | 0 | 0 | 0 | 0 | 0 | 0 | 0 | 0 | 0 | 0 | 0 | 0 | 0 | 0 | 0 | 0 | 0 | 0 | 0 | 0 | 0 | 0 | 0 | 0 | 0 | 0 | 0 | 0 | 0 | 0_E7_Switched Out
| E8 | 0 | 0 | 0 | 0 | 0 | 0 | 0 | 0 | 0 | 0 | 0 | 0 | 0 | 0 | 0 | 0 | 0 | 0 | 0 | 0 | 0 | 0 | 0 | 0 | 0 | 0 | 0 | 0 | 0 | 0 | 0 | 0_E8_Switched Out
| E9 | 0 | 0 | 0 | 0 | 0 | 0 | 0 | 0 | 0 | 0 | 0 | 0 | 0 | 0 | 0 | 0 | 0 | 0 | 0 | 0 | 0 | 0 | 0 | 0 | 0 | 0 | 0 | 0 | 0 | 0 | 0 | 0_E9_Switched Out
| E10 | 0 | 0 | 0 | 0 | 0 | 0 | 0 | 0 | 0 | 0 | 0 | 0 | 0 | 0 | 0 | 0 | 0 | 0 | 0 | 0 | 0 | 0 | 0 | 0 | 0 | 0 | 0 | 0 | 0 | 0 | 0 | 0_E10_Switched Out
Units Out
| E1 | 0 | 0 | 0 | 0 | 0 | 0 | 0 | 0 | 0 | 0 | 0 | 0 | 0 | 0 | 0 | 0 | 0 | 0 | 0 | 0 | 0 | 0 | 0 | 0 | 0 | 0 | 0 | 0 | 0 | 0 | 0
| E2 | 0 | 0 | 0 | 0 | 0 | 0 | 0 | 0 | 0 | 0 | 0 | 0 | 0 | 0 | 0 | 0 | 0 | 0 | 0 | 0 | 0 | 0 | 0 | 0 | 0 | 0 | 0 | 0 | 0 | 0 | 0
| E3 | 0 | 0 | 0 | 0 | 0 | 0 | 0 | 0 | 0 | 0 | 0 | 0 | 0 | 0 | 0 | 0 | 0 | 0 | 0 | 0 | 0 | 0 | 0 | 0 | 0 | 0 | 0 | 0 | 0 | 0 | 0
| E4 | 0 | 0 | 0 | 0 | 0 | 0 | 0 | 0 | 0 | 0 | 0 | 0 | 0 | 0 | 0 | 0 | 0 | 0 | 0 | 0 | 0 | 0 | 0 | 0 | 0 | 0 | 0 | 0 | 0 | 0 | 0
| E5 | 0 | 0 | 0 | 0 | 0 | 0 | 0 | 0 | 0 | 0 | 0 | 0 | 0 | 0 | 0 | 0 | 0 | 0 | 0 | 0 | 0 | 0 | 0 | 0 | 0 | 0 | 0 | 0 | 0 | 0 | 0
| E6 | 0 | 0 | 0 | 0 | 0 | 0 | 0 | 0 | 0 | 0 | 0 | 0 | 0 | 0 | 0 | 0 | 0 | 0 | 0 | 0 | 0 | 0 | 0 | 0 | 0 | 0 | 0 | 0 | 0 | 0 | 0
| E7 | 0 | 0 | 0 | 0 | 0 | 0 | 0 | 0 | 0 | 0 | 0 | 0 | 0 | 0 | 0 | 0 | 0 | 0 | 0 | 0 | 0 | 0 | 0 | 0 | 0 | 0 | 0 | 0 | 0 | 0 | 0
| E8 | 0 | 0 | 0 | 0 | 0 | 0 | 0 | 0 | 0 | 0 | 0 | 0 | 0 | 0 | 0 | 0 | 0 | 0 | 0 | 0 | 0 | 0 | 0 | 0 | 0 | 0 | 0 | 0 | 0 | 0 | 0
| E9 | 0 | 0 | 0 | 0 | 0 | 0 | 0 | 0 | 0 | 0 | 0 | 0 | 0 | 0 | 0 | 0 | 0 | 0 | 0 | 0 | 0 | 0 | 0 | 0 | 0 | 0 | 0 | 0 | 0 | 0 | 0
| E10 | 0 | 0 | 0 | 0 | 0 | 0 | 0 | 0 | 0 | 0 | 0 | 0 | 0 | 0 | 0 | 0 | 0 | 0 | 0 | 0 | 0 | 0 | 0 | 0 | 0 | 0 | 0 | 0 | 0 | 0 | 0
| Vintage | 0 | 0 | 0 | 0 | 0 | 0 | 0 | 0 | 0 | 0 | 0 | 0 | 0 | 0 | 0 | 0 | 0 | 0 | 0 | 0 | 0 | 0 | 0 | 0 | 0 | 0 | 0 | 0 | 0 | 0 | 0
Tech Purchase Shares
| Year | Year 0 | Year 1 | Year 2 | Year 3 | Year 4 | Year 5 | Year 6 | Year 7 | Year 8 | Year 9 | Year 10 | Year 11 | Year 12 | Year 13 | Year 14 | Year 15 | Year 16 | Year 17 | Year 18 | Year 19 | Year 20 | Year 21 | Year 22 | Year 23 | Year 24 | Year 25 | Year 26 | Year 27 | Year 28 | Year 29 | Year 30
E1 | bar: Year 0 to Year 30
E2 | bar: Year 0 to Year 30
E3 | bar: Year 0 to Year 30
E4 | bar: Year 0 to Year 30
E5 | bar: Year 0 to Year 30
E6 | bar: Year 0 to Year 30
E7 | bar: Year 0 to Year 30
E8 | bar: Year 0 to Year 30
E9 | bar: Year 0 to Year 30
E10 | bar: Year 0 to Year 30
Units In from Switching
| E1 | 0 | 0 | 0 | 0 | 0 | 0 | 0 | 0 | 0 | 0 | 0 | 0 | 0 | 0 | 0 | 0 | 0 | 0 | 0 | 0 | 0 | 0 | 0 | 0 | 0 | 0 | 0 | 0 | 0 | 0 | 0
| E2 | 0 | 0 | 0 | 0 | 0 | 0 | 0 | 0 | 0 | 0 | 0 | 0 | 0 | 0 | 0 | 0 | 0 | 0 | 0 | 0 | 0 | 0 | 0 | 0 | 0 | 0 | 0 | 0 | 0 | 0 | 0
| E3 | 0 | 0 | 0 | 0 | 0 | 0 | 0 | 0 | 0 | 0 | 0 | 0 | 0 | 0 | 0 | 0 | 0 | 0 | 0 | 0 | 0 | 0 | 0 | 0 | 0 | 0 | 0 | 0 | 0 | 0 | 0
| E4 | 0 | 0 | 0 | 0 | 0 | 0 | 0 | 0 | 0 | 0 | 0 | 0 | 0 | 0 | 0 | 0 | 0 | 0 | 0 | 0 | 0 | 0 | 0 | 0 | 0 | 0 | 0 | 0 | 0 | 0 | 0
| E5 | 0 | 0 | 0 | 0 | 0 | 0 | 0 | 0 | 0 | 0 | 0 | 0 | 0 | 0 | 0 | 0 | 0 | 0 | 0 | 0 | 0 | 0 | 0 | 0 | 0 | 0 | 0 | 0 | 0 | 0 | 0
| E6 | 0 | 0 | 0 | 0 | 0 | 0 | 0 | 0 | 0 | 0 | 0 | 0 | 0 | 0 | 0 | 0 | 0 | 0 | 0 | 0 | 0 | 0 | 0 | 0 | 0 | 0 | 0 | 0 | 0 | 0 | 0
| E7 | 0 | 0 | 0 | 0 | 0 | 0 | 0 | 0 | 0 | 0 | 0 | 0 | 0 | 0 | 0 | 0 | 0 | 0 | 0 | 0 | 0 | 0 | 0 | 0 | 0 | 0 | 0 | 0 | 0 | 0 | 0
| E8 | 0 | 0 | 0 | 0 | 0 | 0 | 0 | 0 | 0 | 0 | 0 | 0 | 0 | 0 | 0 | 0 | 0 | 0 | 0 | 0 | 0 | 0 | 0 | 0 | 0 | 0 | 0 | 0 | 0 | 0 | 0
| E9 | 0 | 0 | 0 | 0 | 0 | 0 | 0 | 0 | 0 | 0 | 0 | 0 | 0 | 0 | 0 | 0 | 0 | 0 | 0 | 0 | 0 | 0 | 0 | 0 | 0 | 0 | 0 | 0 | 0 | 0 | 0
| E10 | 0 | 0 | 0 | 0 | 0 | 0 | 0 | 0 | 0 | 0 | 0 | 0 | 0 | 0 | 0 | 0 | 0 | 0 | 0 | 0 | 0 | 0 | 0 | 0 | 0 | 0 | 0 | 0 | 0 | 0 | 0
| Vintage | 0 | 0 | 0 | 0 | 0 | 0 | 0 | 0 | 0 | 0 | 0 | 0 | 0 | 0 | 0 | 0 | 0 | 0 | 0 | 0 | 0 | 0 | 0 | 0 | 0 | 0 | 0 | 0 | 0 | 0 | 0
Net Change
| Year | Year 0 | Year 1 | Year 2 | Year 3 | Year 4 | Year 5 | Year 6 | Year 7 | Year 8 | Year 9 | Year 10 | Year 11 | Year 12 | Year 13 | Year 14 | Year 15 | Year 16 | Year 17 | Year 18 | Year 19 | Year 20 | Year 21 | Year 22 | Year 23 | Year 24 | Year 25 | Year 26 | Year 27 | Year 28 | Year 29 | Year 30 | Key
| Units | 0 | 0 | 0 | 0 | 0 | 0 | 0 | 0 | 0 | 0 | 0 | 0 | 0 | 0 | 0 | 0 | 0 | 0 | 0 | 0 | 0 | 0 | 0 | 0 | 0 | 0 | 0 | 0 | 0 | 0 | 0 | 0_Units |  |  |  |  | 301957.8232
| Usage | 0 | 0 | 0 | 0 | 0 | 0 | 0 | 0 | 0 | 0 | 0 | 0 | 0 | 0 | 0 | 0 | 0 | 0 | 0 | 0 | 0 | 0 | 0 | 0 | 0 | 0 | 0 | 0 | 0 | 0 | 0 | 0_Usage |  |  |  |  | 1698.6543
| Peak Demand (S) | 0 | 0 | 0 | 0 | 0 | 0 | 0 | 0 | 0 | 0 | 0 | 0 | 0 | 0 | 0 | 0 | 0 | 0 | 0 | 0 | 0 | 0 | 0 | 0 | 0 | 0 | 0 | 0 | 0 | 0 | 0 | 0_Peak Demand (S) |  |  |  |  | 0
| Peak Demand (W) | 0 | 0 | 0 | 0 | 0 | 0 | 0 | 0 | 0 | 0 | 0 | 0 | 0 | 0 | 0 | 0 | 0 | 0 | 0 | 0 | 0 | 0 | 0 | 0 | 0 | 0 | 0 | 0 | 0 | 0 | 0 | 0_Peak Demand (W) |  |  |  |  | 884.6119
| Turnover | 0 | 0 | 0 | 0 | 0 | 0 | 0 | 0 | 0 | 0 | 0 | 0 | 0 | 0 | 0 | 0 | 0 | 0 | 0 | 0 | 0 | 0 | 0 | 0 | 0 | 0 | 0 | 0 | 0 | 0 | 0 | 0_Turnover |  |  |  |  | 6885.4476
| Avg. Replacement Usage | 0 | 0 | 0 | 0 | 0 | 0 | 0 | 0 | 0 | 0 | 0 | 0 | 0 | 0 | 0 | 0 | 0 | 0 | 0 | 0 | 0 | 0 | 0 | 0 | 0 | 0 | 0 | 0 | 0 | 0 | 0 | 0_Avg. Replacement Usage |  |  |  |  | 5638.8522
| Avg. Replacement Demand (S) | 0 | 0 | 0 | 0 | 0 | 0 | 0 | 0 | 0 | 0 | 0 | 0 | 0 | 0 | 0 | 0 | 0 | 0 | 0 | 0 | 0 | 0 | 0 | 0 | 0 | 0 | 0 | 0 | 0 | 0 | 0 | 0_Avg. Replacement Demand (S) |  |  |  |  | 0
| Avg. Replacement Demand (W) | 0 | 0 | 0 | 0 | 0 | 0 | 0 | 0 | 0 | 0 | 0 | 0 | 0 | 0 | 0 | 0 | 0 | 0 | 0 | 0 | 0 | 0 | 0 | 0 | 0 | 0 | 0 | 0 | 0 | 0 | 0 | 0_Avg. Replacement Demand (W) |  |  |  |  | 2.9366
Purchases
| Year | Year 0 | Year 1 | Year 2 | Year 3 | Year 4 | Year 5 | Year 6 | Year 7 | Year 8 | Year 9 | Year 10 | Year 11 | Year 12 | Year 13 | Year 14 | Year 15 | Year 16 | Year 17 | Year 18 | Year 19 | Year 20 | Year 21 | Year 22 | Year 23 | Year 24 | Year 25 | Year 26 | Year 27 | Year 28 | Year 29 | Year 30
| E1 | 0 | 0 | 0 | 0 | 0 | 0 | 0 | 0 | 0 | 0 | 0 | 0 | 0 | 0 | 0 | 0 | 0 | 0 | 0 | 0 | 0 | 0 | 0 | 0 | 0 | 0 | 0 | 0 | 0 | 0 | 0 | 0_E1_Purchases |  |  |  |  | 6885.4476
| E2 | 0 | 0 | 0 | 0 | 0 | 0 | 0 | 0 | 0 | 0 | 0 | 0 | 0 | 0 | 0 | 0 | 0 | 0 | 0 | 0 | 0 | 0 | 0 | 0 | 0 | 0 | 0 | 0 | 0 | 0 | 0 | 0_E2_Purchases |  |  |  |  | 0
| E3 | 0 | 0 | 0 | 0 | 0 | 0 | 0 | 0 | 0 | 0 | 0 | 0 | 0 | 0 | 0 | 0 | 0 | 0 | 0 | 0 | 0 | 0 | 0 | 0 | 0 | 0 | 0 | 0 | 0 | 0 | 0 | 0_E3_Purchases |  |  |  |  | 0
| E4 | 0 | 0 | 0 | 0 | 0 | 0 | 0 | 0 | 0 | 0 | 0 | 0 | 0 | 0 | 0 | 0 | 0 | 0 | 0 | 0 | 0 | 0 | 0 | 0 | 0 | 0 | 0 | 0 | 0 | 0 | 0 | 0_E4_Purchases |  |  |  |  | 0
| E5 | 0 | 0 | 0 | 0 | 0 | 0 | 0 | 0 | 0 | 0 | 0 | 0 | 0 | 0 | 0 | 0 | 0 | 0 | 0 | 0 | 0 | 0 | 0 | 0 | 0 | 0 | 0 | 0 | 0 | 0 | 0 | 0_E5_Purchases |  |  |  |  | 0
| E6 | 0 | 0 | 0 | 0 | 0 | 0 | 0 | 0 | 0 | 0 | 0 | 0 | 0 | 0 | 0 | 0 | 0 | 0 | 0 | 0 | 0 | 0 | 0 | 0 | 0 | 0 | 0 | 0 | 0 | 0 | 0 | 0_E6_Purchases |  |  |  |  | 0
| E7 | 0 | 0 | 0 | 0 | 0 | 0 | 0 | 0 | 0 | 0 | 0 | 0 | 0 | 0 | 0 | 0 | 0 | 0 | 0 | 0 | 0 | 0 | 0 | 0 | 0 | 0 | 0 | 0 | 0 | 0 | 0 | 0_E7_Purchases |  |  |  |  | 0
| E8 | 0 | 0 | 0 | 0 | 0 | 0 | 0 | 0 | 0 | 0 | 0 | 0 | 0 | 0 | 0 | 0 | 0 | 0 | 0 | 0 | 0 | 0 | 0 | 0 | 0 | 0 | 0 | 0 | 0 | 0 | 0 | 0_E8_Purchases |  |  |  |  | 0
| E9 | 0 | 0 | 0 | 0 | 0 | 0 | 0 | 0 | 0 | 0 | 0 | 0 | 0 | 0 | 0 | 0 | 0 | 0 | 0 | 0 | 0 | 0 | 0 | 0 | 0 | 0 | 0 | 0 | 0 | 0 | 0 | 0_E9_Purchases |  |  |  |  | 0
| E10 | 0 | 0 | 0 | 0 | 0 | 0 | 0 | 0 | 0 | 0 | 0 | 0 | 0 | 0 | 0 | 0 | 0 | 0 | 0 | 0 | 0 | 0 | 0 | 0 | 0 | 0 | 0 | 0 | 0 | 0 | 0 | 0_E10_Purchases |  |  |  |  | 0
Stock
| Year | Year 0 | Year 1 | Year 2 | Year 3 | Year 4 | Year 5 | Year 6 | Year 7 | Year 8 | Year 9 | Year 10 | Year 11 | Year 12 | Year 13 | Year 14 | Year 15 | Year 16 | Year 17 | Year 18 | Year 19 | Year 20 | Year 21 | Year 22 | Year 23 | Year 24 | Year 25 | Year 26 | Year 27 | Year 28 | Year 29 | Year 30
| E1 | 0 | 0 | 0 | 0 | 0 | 0 | 0 | 0 | 0 | 0 | 0 | 0 | 0 | 0 | 0 | 0 | 0 | 0 | 0 | 0 | 0 | 0 | 0 | 0 | 0 | 0 | 0 | 0 | 0 | 0 | 0 | 0_E1_Stock |  |  |  |  | 13576.6093
| E2 | 0 | 0 | 0 | 0 | 0 | 0 | 0 | 0 | 0 | 0 | 0 | 0 | 0 | 0 | 0 | 0 | 0 | 0 | 0 | 0 | 0 | 0 | 0 | 0 | 0 | 0 | 0 | 0 | 0 | 0 | 0 | 0_E2_Stock |  |  |  |  | 0
| E3 | 0 | 0 | 0 | 0 | 0 | 0 | 0 | 0 | 0 | 0 | 0 | 0 | 0 | 0 | 0 | 0 | 0 | 0 | 0 | 0 | 0 | 0 | 0 | 0 | 0 | 0 | 0 | 0 | 0 | 0 | 0 | 0_E3_Stock |  |  |  |  | 0
| E4 | 0 | 0 | 0 | 0 | 0 | 0 | 0 | 0 | 0 | 0 | 0 | 0 | 0 | 0 | 0 | 0 | 0 | 0 | 0 | 0 | 0 | 0 | 0 | 0 | 0 | 0 | 0 | 0 | 0 | 0 | 0 | 0_E4_Stock |  |  |  |  | 0
| E5 | 0 | 0 | 0 | 0 | 0 | 0 | 0 | 0 | 0 | 0 | 0 | 0 | 0 | 0 | 0 | 0 | 0 | 0 | 0 | 0 | 0 | 0 | 0 | 0 | 0 | 0 | 0 | 0 | 0 | 0 | 0 | 0_E5_Stock |  |  |  |  | 0
| E6 | 0 | 0 | 0 | 0 | 0 | 0 | 0 | 0 | 0 | 0 | 0 | 0 | 0 | 0 | 0 | 0 | 0 | 0 | 0 | 0 | 0 | 0 | 0 | 0 | 0 | 0 | 0 | 0 | 0 | 0 | 0 | 0_E6_Stock |  |  |  |  | 0
| E7 | 0 | 0 | 0 | 0 | 0 | 0 | 0 | 0 | 0 | 0 | 0 | 0 | 0 | 0 | 0 | 0 | 0 | 0 | 0 | 0 | 0 | 0 | 0 | 0 | 0 | 0 | 0 | 0 | 0 | 0 | 0 | 0_E7_Stock |  |  |  |  | 0
| E8 | 0 | 0 | 0 | 0 | 0 | 0 | 0 | 0 | 0 | 0 | 0 | 0 | 0 | 0 | 0 | 0 | 0 | 0 | 0 | 0 | 0 | 0 | 0 | 0 | 0 | 0 | 0 | 0 | 0 | 0 | 0 | 0_E8_Stock |  |  |  |  | 0
| E9 | 0 | 0 | 0 | 0 | 0 | 0 | 0 | 0 | 0 | 0 | 0 | 0 | 0 | 0 | 0 | 0 | 0 | 0 | 0 | 0 | 0 | 0 | 0 | 0 | 0 | 0 | 0 | 0 | 0 | 0 | 0 | 0_E9_Stock |  |  |  |  | 0
| E10 | 0 | 0 | 0 | 0 | 0 | 0 | 0 | 0 | 0 | 0 | 0 | 0 | 0 | 0 | 0 | 0 | 0 | 0 | 0 | 0 | 0 | 0 | 0 | 0 | 0 | 0 | 0 | 0 | 0 | 0 | 0 | 0_E10_Stock |  |  |  |  | 0
| Vintage | 0 | 0 | 0 | 0 | 0 | 0 | 0 | 0 | 0 | 0 | 0 | 0 | 0 | 0 | 0 | 0 | 0 | 0 | 0 | 0 | 0 | 0 | 0 | 0 | 0 | 0 | 0 | 0 | 0 | 0 | 0 | 0_Vintage_Stock |  |  |  |  | 288381.2139
S2C2 |  | Year 0: System 2 Technology 2
Technology Variables
| Tech Key | Year 0: 0
| Peak Factor (S) | Year 0: 0
| Peak Factor (W) | Year 0: 0
| Min Vintage Lifetime | Year 0: 0
| Max Vintage Lifetime | Year 0: 0
| Turnover Style | Year 0: 0
Technology Variables
| Equipment | Year 0: Label; Year 1: Min Lifetime; Year 2: Max Lifetime; Year 3: Degradation; Year 4: Usage; Year 5: Available
| E1 | Year 1: 0; Year 2: 0; Year 3: 0%; Year 4: 0; Year 5: FALSE
| E2 | Year 1: 0; Year 2: 0; Year 3: 0%; Year 4: 0; Year 5: FALSE
| E3 | Year 1: 0; Year 2: 0; Year 3: 0%; Year 4: 0; Year 5: FALSE
| E4 | Year 1: 0; Year 2: 0; Year 3: 0%; Year 4: 0; Year 5: FALSE
| E5 | Year 1: 0; Year 2: 0; Year 3: 0%; Year 4: 0; Year 5: FALSE
| E6 | Year 1: 0; Year 2: 0; Year 3: 0%; Year 4: 0; Year 5: FALSE
| E7 | Year 1: 0; Year 2: 0; Year 3: 0%; Year 4: 0; Year 5: FALSE
| E8 | Year 1: 0; Year 2: 0; Year 3: 0%; Year 4: 0; Year 5: FALSE
| E9 | Year 1: 0; Year 2: 0; Year 3: 0%; Year 4: 0; Year 5: FALSE
| E10 | Year 1: 0; Year 2: 0; Year 3: 0%; Year 4: 0; Year 5: FALSE
Original Forecast Results
| Year | Year 0 | Year 1 | Year 2 | Year 3 | Year 4 | Year 5 | Year 6 | Year 7 | Year 8 | Year 9 | Year 10 | Year 11 | Year 12 | Year 13 | Year 14 | Year 15 | Year 16 | Year 17 | Year 18 | Year 19 | Year 20 | Year 21 | Year 22 | Year 23 | Year 24 | Year 25 | Year 26 | Year 27 | Year 28 | Year 29 | Year 30 | Key
| Units | 0 | 0 | 0 | 0 | 0 | 0 | 0 | 0 | 0 | 0 | 0 | 0 | 0 | 0 | 0 | 0 | 0 | 0 | 0 | 0 | 0 | 0 | 0 | 0 | 0 | 0 | 0 | 0 | 0 | 0 | 0 | #REF! |  |  |  |  | 301957.8232
| Usage | 0 | 0 | 0 | 0 | 0 | 0 | 0 | 0 | 0 | 0 | 0 | 0 | 0 | 0 | 0 | 0 | 0 | 0 | 0 | 0 | 0 | 0 | 0 | 0 | 0 | 0 | 0 | 0 | 0 | 0 | 0 | #REF! |  |  |  |  | 1698.6543
| Peak Demand (S) | 0 | 0 | 0 | 0 | 0 | 0 | 0 | 0 | 0 | 0 | 0 | 0 | 0 | 0 | 0 | 0 | 0 | 0 | 0 | 0 | 0 | 0 | 0 | 0 | 0 | 0 | 0 | 0 | 0 | 0 | 0 | #REF! |  |  |  |  | 0
| Peak Demand (W) | 0 | 0 | 0 | 0 | 0 | 0 | 0 | 0 | 0 | 0 | 0 | 0 | 0 | 0 | 0 | 0 | 0 | 0 | 0 | 0 | 0 | 0 | 0 | 0 | 0 | 0 | 0 | 0 | 0 | 0 | 0 | #REF! |  |  |  |  | 884.6119
| Turnover | 0 | 0 | 0 | 0 | 0 | 0 | 0 | 0 | 0 | 0 | 0 | 0 | 0 | 0 | 0 | 0 | 0 | 0 | 0 | 0 | 0 | 0 | 0 | 0 | 0 | 0 | 0 | 0 | 0 | 0 | 0 | #REF! |  |  |  |  | 6885.4476
| Avg. Replacement Usage | 0 | 0 | 0 | 0 | 0 | 0 | 0 | 0 | 0 | 0 | 0 | 0 | 0 | 0 | 0 | 0 | 0 | 0 | 0 | 0 | 0 | 0 | 0 | 0 | 0 | 0 | 0 | 0 | 0 | 0 | 0 | #REF! |  |  |  |  | 5638.8522
| Avg. Replacement Demand (S) | 0 | 0 | 0 | 0 | 0 | 0 | 0 | 0 | 0 | 0 | 0 | 0 | 0 | 0 | 0 | 0 | 0 | 0 | 0 | 0 | 0 | 0 | 0 | 0 | 0 | 0 | 0 | 0 | 0 | 0 | 0 | #REF! |  |  |  |  | 0
| Avg. Replacement Demand (W) | 0 | 0 | 0 | 0 | 0 | 0 | 0 | 0 | 0 | 0 | 0 | 0 | 0 | 0 | 0 | 0 | 0 | 0 | 0 | 0 | 0 | 0 | 0 | 0 | 0 | 0 | 0 | 0 | 0 | 0 | 0 | #REF! |  |  |  |  | 2.9366
Tech Forecast Stock
| Year | Year 0 | Year 1 | Year 2 | Year 3 | Year 4 | Year 5 | Year 6 | Year 7 | Year 8 | Year 9 | Year 10 | Year 11 | Year 12 | Year 13 | Year 14 | Year 15 | Year 16 | Year 17 | Year 18 | Year 19 | Year 20 | Year 21 | Year 22 | Year 23 | Year 24 | Year 25 | Year 26 | Year 27 | Year 28 | Year 29 | Year 30
| E1 | 0 | 0 | 0 | 0 | 0 | 0 | 0 | 0 | 0 | 0 | 0 | 0 | 0 | 0 | 0 | 0 | 0 | 0 | 0 | 0 | 0 | 0 | 0 | 0 | 0 | 0 | 0 | 0 | 0 | 0 | 0
| E2 | 0 | 0 | 0 | 0 | 0 | 0 | 0 | 0 | 0 | 0 | 0 | 0 | 0 | 0 | 0 | 0 | 0 | 0 | 0 | 0 | 0 | 0 | 0 | 0 | 0 | 0 | 0 | 0 | 0 | 0 | 0
| E3 | 0 | 0 | 0 | 0 | 0 | 0 | 0 | 0 | 0 | 0 | 0 | 0 | 0 | 0 | 0 | 0 | 0 | 0 | 0 | 0 | 0 | 0 | 0 | 0 | 0 | 0 | 0 | 0 | 0 | 0 | 0
| E4 | 0 | 0 | 0 | 0 | 0 | 0 | 0 | 0 | 0 | 0 | 0 | 0 | 0 | 0 | 0 | 0 | 0 | 0 | 0 | 0 | 0 | 0 | 0 | 0 | 0 | 0 | 0 | 0 | 0 | 0 | 0
| E5 | 0 | 0 | 0 | 0 | 0 | 0 | 0 | 0 | 0 | 0 | 0 | 0 | 0 | 0 | 0 | 0 | 0 | 0 | 0 | 0 | 0 | 0 | 0 | 0 | 0 | 0 | 0 | 0 | 0 | 0 | 0
| E6 | 0 | 0 | 0 | 0 | 0 | 0 | 0 | 0 | 0 | 0 | 0 | 0 | 0 | 0 | 0 | 0 | 0 | 0 | 0 | 0 | 0 | 0 | 0 | 0 | 0 | 0 | 0 | 0 | 0 | 0 | 0
| E7 | 0 | 0 | 0 | 0 | 0 | 0 | 0 | 0 | 0 | 0 | 0 | 0 | 0 | 0 | 0 | 0 | 0 | 0 | 0 | 0 | 0 | 0 | 0 | 0 | 0 | 0 | 0 | 0 | 0 | 0 | 0
| E8 | 0 | 0 | 0 | 0 | 0 | 0 | 0 | 0 | 0 | 0 | 0 | 0 | 0 | 0 | 0 | 0 | 0 | 0 | 0 | 0 | 0 | 0 | 0 | 0 | 0 | 0 | 0 | 0 | 0 | 0 | 0
| E9 | 0 | 0 | 0 | 0 | 0 | 0 | 0 | 0 | 0 | 0 | 0 | 0 | 0 | 0 | 0 | 0 | 0 | 0 | 0 | 0 | 0 | 0 | 0 | 0 | 0 | 0 | 0 | 0 | 0 | 0 | 0
| E10 | 0 | 0 | 0 | 0 | 0 | 0 | 0 | 0 | 0 | 0 | 0 | 0 | 0 | 0 | 0 | 0 | 0 | 0 | 0 | 0 | 0 | 0 | 0 | 0 | 0 | 0 | 0 | 0 | 0 | 0 | 0
| Vintage | 0 | 0 | 0 | 0 | 0 | 0 | 0 | 0 | 0 | 0 | 0 | 0 | 0 | 0 | 0 | 0 | 0 | 0 | 0 | 0 | 0 | 0 | 0 | 0 | 0 | 0 | 0 | 0 | 0 | 0 | 0
Stock for Switching
| Year | Year 0 | Year 1 | Year 2 | Year 3 | Year 4 | Year 5 | Year 6 | Year 7 | Year 8 | Year 9 | Year 10 | Year 11 | Year 12 | Year 13 | Year 14 | Year 15 | Year 16 | Year 17 | Year 18 | Year 19 | Year 20 | Year 21 | Year 22 | Year 23 | Year 24 | Year 25 | Year 26 | Year 27 | Year 28 | Year 29 | Year 30
| E1 | 0 | 0 | 0 | 0 | 0 | 0 | 0 | 0 | 0 | 0 | 0 | 0 | 0 | 0 | 0 | 0 | 0 | 0 | 0 | 0 | 0 | 0 | 0 | 0 | 0 | 0 | 0 | 0 | 0 | 0 | 0 | 0_E1_SysStock
| E2 | 0 | 0 | 0 | 0 | 0 | 0 | 0 | 0 | 0 | 0 | 0 | 0 | 0 | 0 | 0 | 0 | 0 | 0 | 0 | 0 | 0 | 0 | 0 | 0 | 0 | 0 | 0 | 0 | 0 | 0 | 0 | 0_E2_SysStock
| E3 | 0 | 0 | 0 | 0 | 0 | 0 | 0 | 0 | 0 | 0 | 0 | 0 | 0 | 0 | 0 | 0 | 0 | 0 | 0 | 0 | 0 | 0 | 0 | 0 | 0 | 0 | 0 | 0 | 0 | 0 | 0 | 0_E3_SysStock
| E4 | 0 | 0 | 0 | 0 | 0 | 0 | 0 | 0 | 0 | 0 | 0 | 0 | 0 | 0 | 0 | 0 | 0 | 0 | 0 | 0 | 0 | 0 | 0 | 0 | 0 | 0 | 0 | 0 | 0 | 0 | 0 | 0_E4_SysStock
| E5 | 0 | 0 | 0 | 0 | 0 | 0 | 0 | 0 | 0 | 0 | 0 | 0 | 0 | 0 | 0 | 0 | 0 | 0 | 0 | 0 | 0 | 0 | 0 | 0 | 0 | 0 | 0 | 0 | 0 | 0 | 0 | 0_E5_SysStock
| E6 | 0 | 0 | 0 | 0 | 0 | 0 | 0 | 0 | 0 | 0 | 0 | 0 | 0 | 0 | 0 | 0 | 0 | 0 | 0 | 0 | 0 | 0 | 0 | 0 | 0 | 0 | 0 | 0 | 0 | 0 | 0 | 0_E6_SysStock
| E7 | 0 | 0 | 0 | 0 | 0 | 0 | 0 | 0 | 0 | 0 | 0 | 0 | 0 | 0 | 0 | 0 | 0 | 0 | 0 | 0 | 0 | 0 | 0 | 0 | 0 | 0 | 0 | 0 | 0 | 0 | 0 | 0_E7_SysStock
| E8 | 0 | 0 | 0 | 0 | 0 | 0 | 0 | 0 | 0 | 0 | 0 | 0 | 0 | 0 | 0 | 0 | 0 | 0 | 0 | 0 | 0 | 0 | 0 | 0 | 0 | 0 | 0 | 0 | 0 | 0 | 0 | 0_E8_SysStock
| E9 | 0 | 0 | 0 | 0 | 0 | 0 | 0 | 0 | 0 | 0 | 0 | 0 | 0 | 0 | 0 | 0 | 0 | 0 | 0 | 0 | 0 | 0 | 0 | 0 | 0 | 0 | 0 | 0 | 0 | 0 | 0 | 0_E9_SysStock
| E10 | 0 | 0 | 0 | 0 | 0 | 0 | 0 | 0 | 0 | 0 | 0 | 0 | 0 | 0 | 0 | 0 | 0 | 0 | 0 | 0 | 0 | 0 | 0 | 0 | 0 | 0 | 0 | 0 | 0 | 0 | 0 | 0_E10_SysStock
| Vintage | 0 | 0 | 0 | 0 | 0 | 0 | 0 | 0 | 0 | 0 | 0 | 0 | 0 | 0 | 0 | 0 | 0 | 0 | 0 | 0 | 0 | 0 | 0 | 0 | 0 | 0 | 0 | 0 | 0 | 0 | 0 | 0_Vintage_SysStock
Tech Forecast Purchases
| Year | Year 0 | Year 1 | Year 2 | Year 3 | Year 4 | Year 5 | Year 6 | Year 7 | Year 8 | Year 9 | Year 10 | Year 11 | Year 12 | Year 13 | Year 14 | Year 15 | Year 16 | Year 17 | Year 18 | Year 19 | Year 20 | Year 21 | Year 22 | Year 23 | Year 24 | Year 25 | Year 26 | Year 27 | Year 28 | Year 29 | Year 30
| E1 | 0 | 0 | 0 | 0 | 0 | 0 | 0 | 0 | 0 | 0 | 0 | 0 | 0 | 0 | 0 | 0 | 0 | 0 | 0 | 0 | 0 | 0 | 0 | 0 | 0 | 0 | 0 | 0 | 0 | 0 | 0
| E2 | 0 | 0 | 0 | 0 | 0 | 0 | 0 | 0 | 0 | 0 | 0 | 0 | 0 | 0 | 0 | 0 | 0 | 0 | 0 | 0 | 0 | 0 | 0 | 0 | 0 | 0 | 0 | 0 | 0 | 0 | 0
| E3 | 0 | 0 | 0 | 0 | 0 | 0 | 0 | 0 | 0 | 0 | 0 | 0 | 0 | 0 | 0 | 0 | 0 | 0 | 0 | 0 | 0 | 0 | 0 | 0 | 0 | 0 | 0 | 0 | 0 | 0 | 0
| E4 | 0 | 0 | 0 | 0 | 0 | 0 | 0 | 0 | 0 | 0 | 0 | 0 | 0 | 0 | 0 | 0 | 0 | 0 | 0 | 0 | 0 | 0 | 0 | 0 | 0 | 0 | 0 | 0 | 0 | 0 | 0
| E5 | 0 | 0 | 0 | 0 | 0 | 0 | 0 | 0 | 0 | 0 | 0 | 0 | 0 | 0 | 0 | 0 | 0 | 0 | 0 | 0 | 0 | 0 | 0 | 0 | 0 | 0 | 0 | 0 | 0 | 0 | 0
| E6 | 0 | 0 | 0 | 0 | 0 | 0 | 0 | 0 | 0 | 0 | 0 | 0 | 0 | 0 | 0 | 0 | 0 | 0 | 0 | 0 | 0 | 0 | 0 | 0 | 0 | 0 | 0 | 0 | 0 | 0 | 0
| E7 | 0 | 0 | 0 | 0 | 0 | 0 | 0 | 0 | 0 | 0 | 0 | 0 | 0 | 0 | 0 | 0 | 0 | 0 | 0 | 0 | 0 | 0 | 0 | 0 | 0 | 0 | 0 | 0 | 0 | 0 | 0
| E8 | 0 | 0 | 0 | 0 | 0 | 0 | 0 | 0 | 0 | 0 | 0 | 0 | 0 | 0 | 0 | 0 | 0 | 0 | 0 | 0 | 0 | 0 | 0 | 0 | 0 | 0 | 0 | 0 | 0 | 0 | 0
| E9 | 0 | 0 | 0 | 0 | 0 | 0 | 0 | 0 | 0 | 0 | 0 | 0 | 0 | 0 | 0 | 0 | 0 | 0 | 0 | 0 | 0 | 0 | 0 | 0 | 0 | 0 | 0 | 0 | 0 | 0 | 0
| E10 | 0 | 0 | 0 | 0 | 0 | 0 | 0 | 0 | 0 | 0 | 0 | 0 | 0 | 0 | 0 | 0 | 0 | 0 | 0 | 0 | 0 | 0 | 0 | 0 | 0 | 0 | 0 | 0 | 0 | 0 | 0
Potential to Switch
| Year | Year 0 | Year 1 | Year 2 | Year 3 | Year 4 | Year 5 | Year 6 | Year 7 | Year 8 | Year 9 | Year 10 | Year 11 | Year 12 | Year 13 | Year 14 | Year 15 | Year 16 | Year 17 | Year 18 | Year 19 | Year 20 | Year 21 | Year 22 | Year 23 | Year 24 | Year 25 | Year 26 | Year 27 | Year 28 | Year 29 | Year 30
| E1 | 0 | 0 | 0 | 0 | 0 | 0 | 0 | 0 | 0 | 0 | 0 | 0 | 0 | 0 | 0 | 0 | 0 | 0 | 0 | 0 | 0 | 0 | 0 | 0 | 0 | 0 | 0 | 0 | 0 | 0 | 0 | 0_E1_Switched Out
| E2 | 0 | 0 | 0 | 0 | 0 | 0 | 0 | 0 | 0 | 0 | 0 | 0 | 0 | 0 | 0 | 0 | 0 | 0 | 0 | 0 | 0 | 0 | 0 | 0 | 0 | 0 | 0 | 0 | 0 | 0 | 0 | 0_E2_Switched Out
| E3 | 0 | 0 | 0 | 0 | 0 | 0 | 0 | 0 | 0 | 0 | 0 | 0 | 0 | 0 | 0 | 0 | 0 | 0 | 0 | 0 | 0 | 0 | 0 | 0 | 0 | 0 | 0 | 0 | 0 | 0 | 0 | 0_E3_Switched Out
| E4 | 0 | 0 | 0 | 0 | 0 | 0 | 0 | 0 | 0 | 0 | 0 | 0 | 0 | 0 | 0 | 0 | 0 | 0 | 0 | 0 | 0 | 0 | 0 | 0 | 0 | 0 | 0 | 0 | 0 | 0 | 0 | 0_E4_Switched Out
| E5 | 0 | 0 | 0 | 0 | 0 | 0 | 0 | 0 | 0 | 0 | 0 | 0 | 0 | 0 | 0 | 0 | 0 | 0 | 0 | 0 | 0 | 0 | 0 | 0 | 0 | 0 | 0 | 0 | 0 | 0 | 0 | 0_E5_Switched Out
| E6 | 0 | 0 | 0 | 0 | 0 | 0 | 0 | 0 | 0 | 0 | 0 | 0 | 0 | 0 | 0 | 0 | 0 | 0 | 0 | 0 | 0 | 0 | 0 | 0 | 0 | 0 | 0 | 0 | 0 | 0 | 0 | 0_E6_Switched Out
| E7 | 0 | 0 | 0 | 0 | 0 | 0 | 0 | 0 | 0 | 0 | 0 | 0 | 0 | 0 | 0 | 0 | 0 | 0 | 0 | 0 | 0 | 0 | 0 | 0 | 0 | 0 | 0 | 0 | 0 | 0 | 0 | 0_E7_Switched Out
| E8 | 0 | 0 | 0 | 0 | 0 | 0 | 0 | 0 | 0 | 0 | 0 | 0 | 0 | 0 | 0 | 0 | 0 | 0 | 0 | 0 | 0 | 0 | 0 | 0 | 0 | 0 | 0 | 0 | 0 | 0 | 0 | 0_E8_Switched Out
| E9 | 0 | 0 | 0 | 0 | 0 | 0 | 0 | 0 | 0 | 0 | 0 | 0 | 0 | 0 | 0 | 0 | 0 | 0 | 0 | 0 | 0 | 0 | 0 | 0 | 0 | 0 | 0 | 0 | 0 | 0 | 0 | 0_E9_Switched Out
| E10 | 0 | 0 | 0 | 0 | 0 | 0 | 0 | 0 | 0 | 0 | 0 | 0 | 0 | 0 | 0 | 0 | 0 | 0 | 0 | 0 | 0 | 0 | 0 | 0 | 0 | 0 | 0 | 0 | 0 | 0 | 0 | 0_E10_Switched Out
Units Out
| E1 | 0 | 0 | 0 | 0 | 0 | 0 | 0 | 0 | 0 | 0 | 0 | 0 | 0 | 0 | 0 | 0 | 0 | 0 | 0 | 0 | 0 | 0 | 0 | 0 | 0 | 0 | 0 | 0 | 0 | 0 | 0
| E2 | 0 | 0 | 0 | 0 | 0 | 0 | 0 | 0 | 0 | 0 | 0 | 0 | 0 | 0 | 0 | 0 | 0 | 0 | 0 | 0 | 0 | 0 | 0 | 0 | 0 | 0 | 0 | 0 | 0 | 0 | 0
| E3 | 0 | 0 | 0 | 0 | 0 | 0 | 0 | 0 | 0 | 0 | 0 | 0 | 0 | 0 | 0 | 0 | 0 | 0 | 0 | 0 | 0 | 0 | 0 | 0 | 0 | 0 | 0 | 0 | 0 | 0 | 0
| E4 | 0 | 0 | 0 | 0 | 0 | 0 | 0 | 0 | 0 | 0 | 0 | 0 | 0 | 0 | 0 | 0 | 0 | 0 | 0 | 0 | 0 | 0 | 0 | 0 | 0 | 0 | 0 | 0 | 0 | 0 | 0
| E5 | 0 | 0 | 0 | 0 | 0 | 0 | 0 | 0 | 0 | 0 | 0 | 0 | 0 | 0 | 0 | 0 | 0 | 0 | 0 | 0 | 0 | 0 | 0 | 0 | 0 | 0 | 0 | 0 | 0 | 0 | 0
| E6 | 0 | 0 | 0 | 0 | 0 | 0 | 0 | 0 | 0 | 0 | 0 | 0 | 0 | 0 | 0 | 0 | 0 | 0 | 0 | 0 | 0 | 0 | 0 | 0 | 0 | 0 | 0 | 0 | 0 | 0 | 0
| E7 | 0 | 0 | 0 | 0 | 0 | 0 | 0 | 0 | 0 | 0 | 0 | 0 | 0 | 0 | 0 | 0 | 0 | 0 | 0 | 0 | 0 | 0 | 0 | 0 | 0 | 0 | 0 | 0 | 0 | 0 | 0
| E8 | 0 | 0 | 0 | 0 | 0 | 0 | 0 | 0 | 0 | 0 | 0 | 0 | 0 | 0 | 0 | 0 | 0 | 0 | 0 | 0 | 0 | 0 | 0 | 0 | 0 | 0 | 0 | 0 | 0 | 0 | 0
| E9 | 0 | 0 | 0 | 0 | 0 | 0 | 0 | 0 | 0 | 0 | 0 | 0 | 0 | 0 | 0 | 0 | 0 | 0 | 0 | 0 | 0 | 0 | 0 | 0 | 0 | 0 | 0 | 0 | 0 | 0 | 0
| E10 | 0 | 0 | 0 | 0 | 0 | 0 | 0 | 0 | 0 | 0 | 0 | 0 | 0 | 0 | 0 | 0 | 0 | 0 | 0 | 0 | 0 | 0 | 0 | 0 | 0 | 0 | 0 | 0 | 0 | 0 | 0
| Vintage | 0 | 0 | 0 | 0 | 0 | 0 | 0 | 0 | 0 | 0 | 0 | 0 | 0 | 0 | 0 | 0 | 0 | 0 | 0 | 0 | 0 | 0 | 0 | 0 | 0 | 0 | 0 | 0 | 0 | 0 | 0
Tech Purchase Shares
| Year | Year 0 | Year 1 | Year 2 | Year 3 | Year 4 | Year 5 | Year 6 | Year 7 | Year 8 | Year 9 | Year 10 | Year 11 | Year 12 | Year 13 | Year 14 | Year 15 | Year 16 | Year 17 | Year 18 | Year 19 | Year 20 | Year 21 | Year 22 | Year 23 | Year 24 | Year 25 | Year 26 | Year 27 | Year 28 | Year 29 | Year 30
E1 | bar: Year 0 to Year 30
E2 | bar: Year 0 to Year 30
E3 | bar: Year 0 to Year 30
E4 | bar: Year 0 to Year 30
E5 | bar: Year 0 to Year 30
E6 | bar: Year 0 to Year 30
E7 | bar: Year 0 to Year 30
E8 | bar: Year 0 to Year 30
E9 | bar: Year 0 to Year 30
E10 | bar: Year 0 to Year 30
Units In from Switching
| E1 | 0 | 0 | 0 | 0 | 0 | 0 | 0 | 0 | 0 | 0 | 0 | 0 | 0 | 0 | 0 | 0 | 0 | 0 | 0 | 0 | 0 | 0 | 0 | 0 | 0 | 0 | 0 | 0 | 0 | 0 | 0
| E2 | 0 | 0 | 0 | 0 | 0 | 0 | 0 | 0 | 0 | 0 | 0 | 0 | 0 | 0 | 0 | 0 | 0 | 0 | 0 | 0 | 0 | 0 | 0 | 0 | 0 | 0 | 0 | 0 | 0 | 0 | 0
| E3 | 0 | 0 | 0 | 0 | 0 | 0 | 0 | 0 | 0 | 0 | 0 | 0 | 0 | 0 | 0 | 0 | 0 | 0 | 0 | 0 | 0 | 0 | 0 | 0 | 0 | 0 | 0 | 0 | 0 | 0 | 0
| E4 | 0 | 0 | 0 | 0 | 0 | 0 | 0 | 0 | 0 | 0 | 0 | 0 | 0 | 0 | 0 | 0 | 0 | 0 | 0 | 0 | 0 | 0 | 0 | 0 | 0 | 0 | 0 | 0 | 0 | 0 | 0
| E5 | 0 | 0 | 0 | 0 | 0 | 0 | 0 | 0 | 0 | 0 | 0 | 0 | 0 | 0 | 0 | 0 | 0 | 0 | 0 | 0 | 0 | 0 | 0 | 0 | 0 | 0 | 0 | 0 | 0 | 0 | 0
| E6 | 0 | 0 | 0 | 0 | 0 | 0 | 0 | 0 | 0 | 0 | 0 | 0 | 0 | 0 | 0 | 0 | 0 | 0 | 0 | 0 | 0 | 0 | 0 | 0 | 0 | 0 | 0 | 0 | 0 | 0 | 0
| E7 | 0 | 0 | 0 | 0 | 0 | 0 | 0 | 0 | 0 | 0 | 0 | 0 | 0 | 0 | 0 | 0 | 0 | 0 | 0 | 0 | 0 | 0 | 0 | 0 | 0 | 0 | 0 | 0 | 0 | 0 | 0
| E8 | 0 | 0 | 0 | 0 | 0 | 0 | 0 | 0 | 0 | 0 | 0 | 0 | 0 | 0 | 0 | 0 | 0 | 0 | 0 | 0 | 0 | 0 | 0 | 0 | 0 | 0 | 0 | 0 | 0 | 0 | 0
| E9 | 0 | 0 | 0 | 0 | 0 | 0 | 0 | 0 | 0 | 0 | 0 | 0 | 0 | 0 | 0 | 0 | 0 | 0 | 0 | 0 | 0 | 0 | 0 | 0 | 0 | 0 | 0 | 0 | 0 | 0 | 0
| E10 | 0 | 0 | 0 | 0 | 0 | 0 | 0 | 0 | 0 | 0 | 0 | 0 | 0 | 0 | 0 | 0 | 0 | 0 | 0 | 0 | 0 | 0 | 0 | 0 | 0 | 0 | 0 | 0 | 0 | 0 | 0
| Vintage | 0 | 0 | 0 | 0 | 0 | 0 | 0 | 0 | 0 | 0 | 0 | 0 | 0 | 0 | 0 | 0 | 0 | 0 | 0 | 0 | 0 | 0 | 0 | 0 | 0 | 0 | 0 | 0 | 0 | 0 | 0
Net Change
| Year | Year 0 | Year 1 | Year 2 | Year 3 | Year 4 | Year 5 | Year 6 | Year 7 | Year 8 | Year 9 | Year 10 | Year 11 | Year 12 | Year 13 | Year 14 | Year 15 | Year 16 | Year 17 | Year 18 | Year 19 | Year 20 | Year 21 | Year 22 | Year 23 | Year 24 | Year 25 | Year 26 | Year 27 | Year 28 | Year 29 | Year 30 | Key
| Units | 0 | 0 | 0 | 0 | 0 | 0 | 0 | 0 | 0 | 0 | 0 | 0 | 0 | 0 | 0 | 0 | 0 | 0 | 0 | 0 | 0 | 0 | 0 | 0 | 0 | 0 | 0 | 0 | 0 | 0 | 0 | 0_Units |  |  |  |  | 301957.8232
| Usage | 0 | 0 | 0 | 0 | 0 | 0 | 0 | 0 | 0 | 0 | 0 | 0 | 0 | 0 | 0 | 0 | 0 | 0 | 0 | 0 | 0 | 0 | 0 | 0 | 0 | 0 | 0 | 0 | 0 | 0 | 0 | 0_Usage |  |  |  |  | 1698.6543
| Peak Demand (S) | 0 | 0 | 0 | 0 | 0 | 0 | 0 | 0 | 0 | 0 | 0 | 0 | 0 | 0 | 0 | 0 | 0 | 0 | 0 | 0 | 0 | 0 | 0 | 0 | 0 | 0 | 0 | 0 | 0 | 0 | 0 | 0_Peak Demand (S) |  |  |  |  | 0
| Peak Demand (W) | 0 | 0 | 0 | 0 | 0 | 0 | 0 | 0 | 0 | 0 | 0 | 0 | 0 | 0 | 0 | 0 | 0 | 0 | 0 | 0 | 0 | 0 | 0 | 0 | 0 | 0 | 0 | 0 | 0 | 0 | 0 | 0_Peak Demand (W) |  |  |  |  | 884.6119
| Turnover | 0 | 0 | 0 | 0 | 0 | 0 | 0 | 0 | 0 | 0 | 0 | 0 | 0 | 0 | 0 | 0 | 0 | 0 | 0 | 0 | 0 | 0 | 0 | 0 | 0 | 0 | 0 | 0 | 0 | 0 | 0 | 0_Turnover |  |  |  |  | 6885.4476
| Avg. Replacement Usage | 0 | 0 | 0 | 0 | 0 | 0 | 0 | 0 | 0 | 0 | 0 | 0 | 0 | 0 | 0 | 0 | 0 | 0 | 0 | 0 | 0 | 0 | 0 | 0 | 0 | 0 | 0 | 0 | 0 | 0 | 0 | 0_Avg. Replacement Usage |  |  |  |  | 5638.8522
| Avg. Replacement Demand (S) | 0 | 0 | 0 | 0 | 0 | 0 | 0 | 0 | 0 | 0 | 0 | 0 | 0 | 0 | 0 | 0 | 0 | 0 | 0 | 0 | 0 | 0 | 0 | 0 | 0 | 0 | 0 | 0 | 0 | 0 | 0 | 0_Avg. Replacement Demand (S) |  |  |  |  | 0
| Avg. Replacement Demand (W) | 0 | 0 | 0 | 0 | 0 | 0 | 0 | 0 | 0 | 0 | 0 | 0 | 0 | 0 | 0 | 0 | 0 | 0 | 0 | 0 | 0 | 0 | 0 | 0 | 0 | 0 | 0 | 0 | 0 | 0 | 0 | 0_Avg. Replacement Demand (W) |  |  |  |  | 2.9366
Purchases
| Year | Year 0 | Year 1 | Year 2 | Year 3 | Year 4 | Year 5 | Year 6 | Year 7 | Year 8 | Year 9 | Year 10 | Year 11 | Year 12 | Year 13 | Year 14 | Year 15 | Year 16 | Year 17 | Year 18 | Year 19 | Year 20 | Year 21 | Year 22 | Year 23 | Year 24 | Year 25 | Year 26 | Year 27 | Year 28 | Year 29 | Year 30
| E1 | 0 | 0 | 0 | 0 | 0 | 0 | 0 | 0 | 0 | 0 | 0 | 0 | 0 | 0 | 0 | 0 | 0 | 0 | 0 | 0 | 0 | 0 | 0 | 0 | 0 | 0 | 0 | 0 | 0 | 0 | 0 | 0_E1_Purchases |  |  |  |  | 6885.4476
| E2 | 0 | 0 | 0 | 0 | 0 | 0 | 0 | 0 | 0 | 0 | 0 | 0 | 0 | 0 | 0 | 0 | 0 | 0 | 0 | 0 | 0 | 0 | 0 | 0 | 0 | 0 | 0 | 0 | 0 | 0 | 0 | 0_E2_Purchases |  |  |  |  | 0
| E3 | 0 | 0 | 0 | 0 | 0 | 0 | 0 | 0 | 0 | 0 | 0 | 0 | 0 | 0 | 0 | 0 | 0 | 0 | 0 | 0 | 0 | 0 | 0 | 0 | 0 | 0 | 0 | 0 | 0 | 0 | 0 | 0_E3_Purchases |  |  |  |  | 0
| E4 | 0 | 0 | 0 | 0 | 0 | 0 | 0 | 0 | 0 | 0 | 0 | 0 | 0 | 0 | 0 | 0 | 0 | 0 | 0 | 0 | 0 | 0 | 0 | 0 | 0 | 0 | 0 | 0 | 0 | 0 | 0 | 0_E4_Purchases |  |  |  |  | 0
| E5 | 0 | 0 | 0 | 0 | 0 | 0 | 0 | 0 | 0 | 0 | 0 | 0 | 0 | 0 | 0 | 0 | 0 | 0 | 0 | 0 | 0 | 0 | 0 | 0 | 0 | 0 | 0 | 0 | 0 | 0 | 0 | 0_E5_Purchases |  |  |  |  | 0
| E6 | 0 | 0 | 0 | 0 | 0 | 0 | 0 | 0 | 0 | 0 | 0 | 0 | 0 | 0 | 0 | 0 | 0 | 0 | 0 | 0 | 0 | 0 | 0 | 0 | 0 | 0 | 0 | 0 | 0 | 0 | 0 | 0_E6_Purchases |  |  |  |  | 0
| E7 | 0 | 0 | 0 | 0 | 0 | 0 | 0 | 0 | 0 | 0 | 0 | 0 | 0 | 0 | 0 | 0 | 0 | 0 | 0 | 0 | 0 | 0 | 0 | 0 | 0 | 0 | 0 | 0 | 0 | 0 | 0 | 0_E7_Purchases |  |  |  |  | 0
| E8 | 0 | 0 | 0 | 0 | 0 | 0 | 0 | 0 | 0 | 0 | 0 | 0 | 0 | 0 | 0 | 0 | 0 | 0 | 0 | 0 | 0 | 0 | 0 | 0 | 0 | 0 | 0 | 0 | 0 | 0 | 0 | 0_E8_Purchases |  |  |  |  | 0
| E9 | 0 | 0 | 0 | 0 | 0 | 0 | 0 | 0 | 0 | 0 | 0 | 0 | 0 | 0 | 0 | 0 | 0 | 0 | 0 | 0 | 0 | 0 | 0 | 0 | 0 | 0 | 0 | 0 | 0 | 0 | 0 | 0_E9_Purchases |  |  |  |  | 0
| E10 | 0 | 0 | 0 | 0 | 0 | 0 | 0 | 0 | 0 | 0 | 0 | 0 | 0 | 0 | 0 | 0 | 0 | 0 | 0 | 0 | 0 | 0 | 0 | 0 | 0 | 0 | 0 | 0 | 0 | 0 | 0 | 0_E10_Purchases |  |  |  |  | 0
Stock
| Year | Year 0 | Year 1 | Year 2 | Year 3 | Year 4 | Year 5 | Year 6 | Year 7 | Year 8 | Year 9 | Year 10 | Year 11 | Year 12 | Year 13 | Year 14 | Year 15 | Year 16 | Year 17 | Year 18 | Year 19 | Year 20 | Year 21 | Year 22 | Year 23 | Year 24 | Year 25 | Year 26 | Year 27 | Year 28 | Year 29 | Year 30
| E1 | 0 | 0 | 0 | 0 | 0 | 0 | 0 | 0 | 0 | 0 | 0 | 0 | 0 | 0 | 0 | 0 | 0 | 0 | 0 | 0 | 0 | 0 | 0 | 0 | 0 | 0 | 0 | 0 | 0 | 0 | 0 | 0_E1_Stock |  |  |  |  | 13576.6093
| E2 | 0 | 0 | 0 | 0 | 0 | 0 | 0 | 0 | 0 | 0 | 0 | 0 | 0 | 0 | 0 | 0 | 0 | 0 | 0 | 0 | 0 | 0 | 0 | 0 | 0 | 0 | 0 | 0 | 0 | 0 | 0 | 0_E2_Stock |  |  |  |  | 0
| E3 | 0 | 0 | 0 | 0 | 0 | 0 | 0 | 0 | 0 | 0 | 0 | 0 | 0 | 0 | 0 | 0 | 0 | 0 | 0 | 0 | 0 | 0 | 0 | 0 | 0 | 0 | 0 | 0 | 0 | 0 | 0 | 0_E3_Stock |  |  |  |  | 0
| E4 | 0 | 0 | 0 | 0 | 0 | 0 | 0 | 0 | 0 | 0 | 0 | 0 | 0 | 0 | 0 | 0 | 0 | 0 | 0 | 0 | 0 | 0 | 0 | 0 | 0 | 0 | 0 | 0 | 0 | 0 | 0 | 0_E4_Stock |  |  |  |  | 0
| E5 | 0 | 0 | 0 | 0 | 0 | 0 | 0 | 0 | 0 | 0 | 0 | 0 | 0 | 0 | 0 | 0 | 0 | 0 | 0 | 0 | 0 | 0 | 0 | 0 | 0 | 0 | 0 | 0 | 0 | 0 | 0 | 0_E5_Stock |  |  |  |  | 0
| E6 | 0 | 0 | 0 | 0 | 0 | 0 | 0 | 0 | 0 | 0 | 0 | 0 | 0 | 0 | 0 | 0 | 0 | 0 | 0 | 0 | 0 | 0 | 0 | 0 | 0 | 0 | 0 | 0 | 0 | 0 | 0 | 0_E6_Stock |  |  |  |  | 0
| E7 | 0 | 0 | 0 | 0 | 0 | 0 | 0 | 0 | 0 | 0 | 0 | 0 | 0 | 0 | 0 | 0 | 0 | 0 | 0 | 0 | 0 | 0 | 0 | 0 | 0 | 0 | 0 | 0 | 0 | 0 | 0 | 0_E7_Stock |  |  |  |  | 0
| E8 | 0 | 0 | 0 | 0 | 0 | 0 | 0 | 0 | 0 | 0 | 0 | 0 | 0 | 0 | 0 | 0 | 0 | 0 | 0 | 0 | 0 | 0 | 0 | 0 | 0 | 0 | 0 | 0 | 0 | 0 | 0 | 0_E8_Stock |  |  |  |  | 0
| E9 | 0 | 0 | 0 | 0 | 0 | 0 | 0 | 0 | 0 | 0 | 0 | 0 | 0 | 0 | 0 | 0 | 0 | 0 | 0 | 0 | 0 | 0 | 0 | 0 | 0 | 0 | 0 | 0 | 0 | 0 | 0 | 0_E9_Stock |  |  |  |  | 0
| E10 | 0 | 0 | 0 | 0 | 0 | 0 | 0 | 0 | 0 | 0 | 0 | 0 | 0 | 0 | 0 | 0 | 0 | 0 | 0 | 0 | 0 | 0 | 0 | 0 | 0 | 0 | 0 | 0 | 0 | 0 | 0 | 0_E10_Stock |  |  |  |  | 0
| Vintage | 0 | 0 | 0 | 0 | 0 | 0 | 0 | 0 | 0 | 0 | 0 | 0 | 0 | 0 | 0 | 0 | 0 | 0 | 0 | 0 | 0 | 0 | 0 | 0 | 0 | 0 | 0 | 0 | 0 | 0 | 0 | 0_Vintage_Stock |  |  |  |  | 288381.2139
S2C3 |  | Year 0: System 2 Technology 3
Technology Variables
| Tech Key | Year 0: 0
| Peak Factor (S) | Year 0: 0
| Peak Factor (W) | Year 0: 0
| Min Vintage Lifetime | Year 0: 0
| Max Vintage Lifetime | Year 0: 0
| Turnover Style | Year 0: 0
Technology Variables
| Equipment | Year 0: Label; Year 1: Min Lifetime; Year 2: Max Lifetime; Year 3: Degradation; Year 4: Usage; Year 5: Available
| E1 | Year 1: 0; Year 2: 0; Year 3: 0%; Year 4: 0; Year 5: FALSE
| E2 | Year 1: 0; Year 2: 0; Year 3: 0%; Year 4: 0; Year 5: FALSE
| E3 | Year 1: 0; Year 2: 0; Year 3: 0%; Year 4: 0; Year 5: FALSE
| E4 | Year 1: 0; Year 2: 0; Year 3: 0%; Year 4: 0; Year 5: FALSE
| E5 | Year 1: 0; Year 2: 0; Year 3: 0%; Year 4: 0; Year 5: FALSE
| E6 | Year 1: 0; Year 2: 0; Year 3: 0%; Year 4: 0; Year 5: FALSE
| E7 | Year 1: 0; Year 2: 0; Year 3: 0%; Year 4: 0; Year 5: FALSE
| E8 | Year 1: 0; Year 2: 0; Year 3: 0%; Year 4: 0; Year 5: FALSE
| E9 | Year 1: 0; Year 2: 0; Year 3: 0%; Year 4: 0; Year 5: FALSE
| E10 | Year 1: 0; Year 2: 0; Year 3: 0%; Year 4: 0; Year 5: FALSE
Original Forecast Results
| Year | Year 0 | Year 1 | Year 2 | Year 3 | Year 4 | Year 5 | Year 6 | Year 7 | Year 8 | Year 9 | Year 10 | Year 11 | Year 12 | Year 13 | Year 14 | Year 15 | Year 16 | Year 17 | Year 18 | Year 19 | Year 20 | Year 21 | Year 22 | Year 23 | Year 24 | Year 25 | Year 26 | Year 27 | Year 28 | Year 29 | Year 30 | Key
| Units | 0 | 0 | 0 | 0 | 0 | 0 | 0 | 0 | 0 | 0 | 0 | 0 | 0 | 0 | 0 | 0 | 0 | 0 | 0 | 0 | 0 | 0 | 0 | 0 | 0 | 0 | 0 | 0 | 0 | 0 | 0 | #REF! |  |  |  |  | 301957.8232
| Usage | 0 | 0 | 0 | 0 | 0 | 0 | 0 | 0 | 0 | 0 | 0 | 0 | 0 | 0 | 0 | 0 | 0 | 0 | 0 | 0 | 0 | 0 | 0 | 0 | 0 | 0 | 0 | 0 | 0 | 0 | 0 | #REF! |  |  |  |  | 1698.6543
| Peak Demand (S) | 0 | 0 | 0 | 0 | 0 | 0 | 0 | 0 | 0 | 0 | 0 | 0 | 0 | 0 | 0 | 0 | 0 | 0 | 0 | 0 | 0 | 0 | 0 | 0 | 0 | 0 | 0 | 0 | 0 | 0 | 0 | #REF! |  |  |  |  | 0
| Peak Demand (W) | 0 | 0 | 0 | 0 | 0 | 0 | 0 | 0 | 0 | 0 | 0 | 0 | 0 | 0 | 0 | 0 | 0 | 0 | 0 | 0 | 0 | 0 | 0 | 0 | 0 | 0 | 0 | 0 | 0 | 0 | 0 | #REF! |  |  |  |  | 884.6119
| Turnover | 0 | 0 | 0 | 0 | 0 | 0 | 0 | 0 | 0 | 0 | 0 | 0 | 0 | 0 | 0 | 0 | 0 | 0 | 0 | 0 | 0 | 0 | 0 | 0 | 0 | 0 | 0 | 0 | 0 | 0 | 0 | #REF! |  |  |  |  | 6885.4476
| Avg. Replacement Usage | 0 | 0 | 0 | 0 | 0 | 0 | 0 | 0 | 0 | 0 | 0 | 0 | 0 | 0 | 0 | 0 | 0 | 0 | 0 | 0 | 0 | 0 | 0 | 0 | 0 | 0 | 0 | 0 | 0 | 0 | 0 | #REF! |  |  |  |  | 5638.8522
| Avg. Replacement Demand (S) | 0 | 0 | 0 | 0 | 0 | 0 | 0 | 0 | 0 | 0 | 0 | 0 | 0 | 0 | 0 | 0 | 0 | 0 | 0 | 0 | 0 | 0 | 0 | 0 | 0 | 0 | 0 | 0 | 0 | 0 | 0 | #REF! |  |  |  |  | 0
| Avg. Replacement Demand (W) | 0 | 0 | 0 | 0 | 0 | 0 | 0 | 0 | 0 | 0 | 0 | 0 | 0 | 0 | 0 | 0 | 0 | 0 | 0 | 0 | 0 | 0 | 0 | 0 | 0 | 0 | 0 | 0 | 0 | 0 | 0 | #REF! |  |  |  |  | 2.9366
Tech Forecast Stock
| Year | Year 0 | Year 1 | Year 2 | Year 3 | Year 4 | Year 5 | Year 6 | Year 7 | Year 8 | Year 9 | Year 10 | Year 11 | Year 12 | Year 13 | Year 14 | Year 15 | Year 16 | Year 17 | Year 18 | Year 19 | Year 20 | Year 21 | Year 22 | Year 23 | Year 24 | Year 25 | Year 26 | Year 27 | Year 28 | Year 29 | Year 30
| E1 | 0 | 0 | 0 | 0 | 0 | 0 | 0 | 0 | 0 | 0 | 0 | 0 | 0 | 0 | 0 | 0 | 0 | 0 | 0 | 0 | 0 | 0 | 0 | 0 | 0 | 0 | 0 | 0 | 0 | 0 | 0
| E2 | 0 | 0 | 0 | 0 | 0 | 0 | 0 | 0 | 0 | 0 | 0 | 0 | 0 | 0 | 0 | 0 | 0 | 0 | 0 | 0 | 0 | 0 | 0 | 0 | 0 | 0 | 0 | 0 | 0 | 0 | 0
| E3 | 0 | 0 | 0 | 0 | 0 | 0 | 0 | 0 | 0 | 0 | 0 | 0 | 0 | 0 | 0 | 0 | 0 | 0 | 0 | 0 | 0 | 0 | 0 | 0 | 0 | 0 | 0 | 0 | 0 | 0 | 0
| E4 | 0 | 0 | 0 | 0 | 0 | 0 | 0 | 0 | 0 | 0 | 0 | 0 | 0 | 0 | 0 | 0 | 0 | 0 | 0 | 0 | 0 | 0 | 0 | 0 | 0 | 0 | 0 | 0 | 0 | 0 | 0
| E5 | 0 | 0 | 0 | 0 | 0 | 0 | 0 | 0 | 0 | 0 | 0 | 0 | 0 | 0 | 0 | 0 | 0 | 0 | 0 | 0 | 0 | 0 | 0 | 0 | 0 | 0 | 0 | 0 | 0 | 0 | 0
| E6 | 0 | 0 | 0 | 0 | 0 | 0 | 0 | 0 | 0 | 0 | 0 | 0 | 0 | 0 | 0 | 0 | 0 | 0 | 0 | 0 | 0 | 0 | 0 | 0 | 0 | 0 | 0 | 0 | 0 | 0 | 0
| E7 | 0 | 0 | 0 | 0 | 0 | 0 | 0 | 0 | 0 | 0 | 0 | 0 | 0 | 0 | 0 | 0 | 0 | 0 | 0 | 0 | 0 | 0 | 0 | 0 | 0 | 0 | 0 | 0 | 0 | 0 | 0
| E8 | 0 | 0 | 0 | 0 | 0 | 0 | 0 | 0 | 0 | 0 | 0 | 0 | 0 | 0 | 0 | 0 | 0 | 0 | 0 | 0 | 0 | 0 | 0 | 0 | 0 | 0 | 0 | 0 | 0 | 0 | 0
| E9 | 0 | 0 | 0 | 0 | 0 | 0 | 0 | 0 | 0 | 0 | 0 | 0 | 0 | 0 | 0 | 0 | 0 | 0 | 0 | 0 | 0 | 0 | 0 | 0 | 0 | 0 | 0 | 0 | 0 | 0 | 0
| E10 | 0 | 0 | 0 | 0 | 0 | 0 | 0 | 0 | 0 | 0 | 0 | 0 | 0 | 0 | 0 | 0 | 0 | 0 | 0 | 0 | 0 | 0 | 0 | 0 | 0 | 0 | 0 | 0 | 0 | 0 | 0
| Vintage | 0 | 0 | 0 | 0 | 0 | 0 | 0 | 0 | 0 | 0 | 0 | 0 | 0 | 0 | 0 | 0 | 0 | 0 | 0 | 0 | 0 | 0 | 0 | 0 | 0 | 0 | 0 | 0 | 0 | 0 | 0
Stock for Switching
| Year | Year 0 | Year 1 | Year 2 | Year 3 | Year 4 | Year 5 | Year 6 | Year 7 | Year 8 | Year 9 | Year 10 | Year 11 | Year 12 | Year 13 | Year 14 | Year 15 | Year 16 | Year 17 | Year 18 | Year 19 | Year 20 | Year 21 | Year 22 | Year 23 | Year 24 | Year 25 | Year 26 | Year 27 | Year 28 | Year 29 | Year 30
| E1 | 0 | 0 | 0 | 0 | 0 | 0 | 0 | 0 | 0 | 0 | 0 | 0 | 0 | 0 | 0 | 0 | 0 | 0 | 0 | 0 | 0 | 0 | 0 | 0 | 0 | 0 | 0 | 0 | 0 | 0 | 0 | 0_E1_SysStock
| E2 | 0 | 0 | 0 | 0 | 0 | 0 | 0 | 0 | 0 | 0 | 0 | 0 | 0 | 0 | 0 | 0 | 0 | 0 | 0 | 0 | 0 | 0 | 0 | 0 | 0 | 0 | 0 | 0 | 0 | 0 | 0 | 0_E2_SysStock
| E3 | 0 | 0 | 0 | 0 | 0 | 0 | 0 | 0 | 0 | 0 | 0 | 0 | 0 | 0 | 0 | 0 | 0 | 0 | 0 | 0 | 0 | 0 | 0 | 0 | 0 | 0 | 0 | 0 | 0 | 0 | 0 | 0_E3_SysStock
| E4 | 0 | 0 | 0 | 0 | 0 | 0 | 0 | 0 | 0 | 0 | 0 | 0 | 0 | 0 | 0 | 0 | 0 | 0 | 0 | 0 | 0 | 0 | 0 | 0 | 0 | 0 | 0 | 0 | 0 | 0 | 0 | 0_E4_SysStock
| E5 | 0 | 0 | 0 | 0 | 0 | 0 | 0 | 0 | 0 | 0 | 0 | 0 | 0 | 0 | 0 | 0 | 0 | 0 | 0 | 0 | 0 | 0 | 0 | 0 | 0 | 0 | 0 | 0 | 0 | 0 | 0 | 0_E5_SysStock
| E6 | 0 | 0 | 0 | 0 | 0 | 0 | 0 | 0 | 0 | 0 | 0 | 0 | 0 | 0 | 0 | 0 | 0 | 0 | 0 | 0 | 0 | 0 | 0 | 0 | 0 | 0 | 0 | 0 | 0 | 0 | 0 | 0_E6_SysStock
| E7 | 0 | 0 | 0 | 0 | 0 | 0 | 0 | 0 | 0 | 0 | 0 | 0 | 0 | 0 | 0 | 0 | 0 | 0 | 0 | 0 | 0 | 0 | 0 | 0 | 0 | 0 | 0 | 0 | 0 | 0 | 0 | 0_E7_SysStock
| E8 | 0 | 0 | 0 | 0 | 0 | 0 | 0 | 0 | 0 | 0 | 0 | 0 | 0 | 0 | 0 | 0 | 0 | 0 | 0 | 0 | 0 | 0 | 0 | 0 | 0 | 0 | 0 | 0 | 0 | 0 | 0 | 0_E8_SysStock
| E9 | 0 | 0 | 0 | 0 | 0 | 0 | 0 | 0 | 0 | 0 | 0 | 0 | 0 | 0 | 0 | 0 | 0 | 0 | 0 | 0 | 0 | 0 | 0 | 0 | 0 | 0 | 0 | 0 | 0 | 0 | 0 | 0_E9_SysStock
| E10 | 0 | 0 | 0 | 0 | 0 | 0 | 0 | 0 | 0 | 0 | 0 | 0 | 0 | 0 | 0 | 0 | 0 | 0 | 0 | 0 | 0 | 0 | 0 | 0 | 0 | 0 | 0 | 0 | 0 | 0 | 0 | 0_E10_SysStock
| Vintage | 0 | 0 | 0 | 0 | 0 | 0 | 0 | 0 | 0 | 0 | 0 | 0 | 0 | 0 | 0 | 0 | 0 | 0 | 0 | 0 | 0 | 0 | 0 | 0 | 0 | 0 | 0 | 0 | 0 | 0 | 0 | 0_Vintage_SysStock
Tech Forecast Purchases
| Year | Year 0 | Year 1 | Year 2 | Year 3 | Year 4 | Year 5 | Year 6 | Year 7 | Year 8 | Year 9 | Year 10 | Year 11 | Year 12 | Year 13 | Year 14 | Year 15 | Year 16 | Year 17 | Year 18 | Year 19 | Year 20 | Year 21 | Year 22 | Year 23 | Year 24 | Year 25 | Year 26 | Year 27 | Year 28 | Year 29 | Year 30
| E1 | 0 | 0 | 0 | 0 | 0 | 0 | 0 | 0 | 0 | 0 | 0 | 0 | 0 | 0 | 0 | 0 | 0 | 0 | 0 | 0 | 0 | 0 | 0 | 0 | 0 | 0 | 0 | 0 | 0 | 0 | 0
| E2 | 0 | 0 | 0 | 0 | 0 | 0 | 0 | 0 | 0 | 0 | 0 | 0 | 0 | 0 | 0 | 0 | 0 | 0 | 0 | 0 | 0 | 0 | 0 | 0 | 0 | 0 | 0 | 0 | 0 | 0 | 0
| E3 | 0 | 0 | 0 | 0 | 0 | 0 | 0 | 0 | 0 | 0 | 0 | 0 | 0 | 0 | 0 | 0 | 0 | 0 | 0 | 0 | 0 | 0 | 0 | 0 | 0 | 0 | 0 | 0 | 0 | 0 | 0
| E4 | 0 | 0 | 0 | 0 | 0 | 0 | 0 | 0 | 0 | 0 | 0 | 0 | 0 | 0 | 0 | 0 | 0 | 0 | 0 | 0 | 0 | 0 | 0 | 0 | 0 | 0 | 0 | 0 | 0 | 0 | 0
| E5 | 0 | 0 | 0 | 0 | 0 | 0 | 0 | 0 | 0 | 0 | 0 | 0 | 0 | 0 | 0 | 0 | 0 | 0 | 0 | 0 | 0 | 0 | 0 | 0 | 0 | 0 | 0 | 0 | 0 | 0 | 0
| E6 | 0 | 0 | 0 | 0 | 0 | 0 | 0 | 0 | 0 | 0 | 0 | 0 | 0 | 0 | 0 | 0 | 0 | 0 | 0 | 0 | 0 | 0 | 0 | 0 | 0 | 0 | 0 | 0 | 0 | 0 | 0
| E7 | 0 | 0 | 0 | 0 | 0 | 0 | 0 | 0 | 0 | 0 | 0 | 0 | 0 | 0 | 0 | 0 | 0 | 0 | 0 | 0 | 0 | 0 | 0 | 0 | 0 | 0 | 0 | 0 | 0 | 0 | 0
| E8 | 0 | 0 | 0 | 0 | 0 | 0 | 0 | 0 | 0 | 0 | 0 | 0 | 0 | 0 | 0 | 0 | 0 | 0 | 0 | 0 | 0 | 0 | 0 | 0 | 0 | 0 | 0 | 0 | 0 | 0 | 0
| E9 | 0 | 0 | 0 | 0 | 0 | 0 | 0 | 0 | 0 | 0 | 0 | 0 | 0 | 0 | 0 | 0 | 0 | 0 | 0 | 0 | 0 | 0 | 0 | 0 | 0 | 0 | 0 | 0 | 0 | 0 | 0
| E10 | 0 | 0 | 0 | 0 | 0 | 0 | 0 | 0 | 0 | 0 | 0 | 0 | 0 | 0 | 0 | 0 | 0 | 0 | 0 | 0 | 0 | 0 | 0 | 0 | 0 | 0 | 0 | 0 | 0 | 0 | 0
Potential to Switch
| Year | Year 0 | Year 1 | Year 2 | Year 3 | Year 4 | Year 5 | Year 6 | Year 7 | Year 8 | Year 9 | Year 10 | Year 11 | Year 12 | Year 13 | Year 14 | Year 15 | Year 16 | Year 17 | Year 18 | Year 19 | Year 20 | Year 21 | Year 22 | Year 23 | Year 24 | Year 25 | Year 26 | Year 27 | Year 28 | Year 29 | Year 30
| E1 | 0 | 0 | 0 | 0 | 0 | 0 | 0 | 0 | 0 | 0 | 0 | 0 | 0 | 0 | 0 | 0 | 0 | 0 | 0 | 0 | 0 | 0 | 0 | 0 | 0 | 0 | 0 | 0 | 0 | 0 | 0 | 0_E1_Switched Out
| E2 | 0 | 0 | 0 | 0 | 0 | 0 | 0 | 0 | 0 | 0 | 0 | 0 | 0 | 0 | 0 | 0 | 0 | 0 | 0 | 0 | 0 | 0 | 0 | 0 | 0 | 0 | 0 | 0 | 0 | 0 | 0 | 0_E2_Switched Out
| E3 | 0 | 0 | 0 | 0 | 0 | 0 | 0 | 0 | 0 | 0 | 0 | 0 | 0 | 0 | 0 | 0 | 0 | 0 | 0 | 0 | 0 | 0 | 0 | 0 | 0 | 0 | 0 | 0 | 0 | 0 | 0 | 0_E3_Switched Out
| E4 | 0 | 0 | 0 | 0 | 0 | 0 | 0 | 0 | 0 | 0 | 0 | 0 | 0 | 0 | 0 | 0 | 0 | 0 | 0 | 0 | 0 | 0 | 0 | 0 | 0 | 0 | 0 | 0 | 0 | 0 | 0 | 0_E4_Switched Out
| E5 | 0 | 0 | 0 | 0 | 0 | 0 | 0 | 0 | 0 | 0 | 0 | 0 | 0 | 0 | 0 | 0 | 0 | 0 | 0 | 0 | 0 | 0 | 0 | 0 | 0 | 0 | 0 | 0 | 0 | 0 | 0 | 0_E5_Switched Out
| E6 | 0 | 0 | 0 | 0 | 0 | 0 | 0 | 0 | 0 | 0 | 0 | 0 | 0 | 0 | 0 | 0 | 0 | 0 | 0 | 0 | 0 | 0 | 0 | 0 | 0 | 0 | 0 | 0 | 0 | 0 | 0 | 0_E6_Switched Out
| E7 | 0 | 0 | 0 | 0 | 0 | 0 | 0 | 0 | 0 | 0 | 0 | 0 | 0 | 0 | 0 | 0 | 0 | 0 | 0 | 0 | 0 | 0 | 0 | 0 | 0 | 0 | 0 | 0 | 0 | 0 | 0 | 0_E7_Switched Out
| E8 | 0 | 0 | 0 | 0 | 0 | 0 | 0 | 0 | 0 | 0 | 0 | 0 | 0 | 0 | 0 | 0 | 0 | 0 | 0 | 0 | 0 | 0 | 0 | 0 | 0 | 0 | 0 | 0 | 0 | 0 | 0 | 0_E8_Switched Out
| E9 | 0 | 0 | 0 | 0 | 0 | 0 | 0 | 0 | 0 | 0 | 0 | 0 | 0 | 0 | 0 | 0 | 0 | 0 | 0 | 0 | 0 | 0 | 0 | 0 | 0 | 0 | 0 | 0 | 0 | 0 | 0 | 0_E9_Switched Out
| E10 | 0 | 0 | 0 | 0 | 0 | 0 | 0 | 0 | 0 | 0 | 0 | 0 | 0 | 0 | 0 | 0 | 0 | 0 | 0 | 0 | 0 | 0 | 0 | 0 | 0 | 0 | 0 | 0 | 0 | 0 | 0 | 0_E10_Switched Out
Units Out
| E1 | 0 | 0 | 0 | 0 | 0 | 0 | 0 | 0 | 0 | 0 | 0 | 0 | 0 | 0 | 0 | 0 | 0 | 0 | 0 | 0 | 0 | 0 | 0 | 0 | 0 | 0 | 0 | 0 | 0 | 0 | 0
| E2 | 0 | 0 | 0 | 0 | 0 | 0 | 0 | 0 | 0 | 0 | 0 | 0 | 0 | 0 | 0 | 0 | 0 | 0 | 0 | 0 | 0 | 0 | 0 | 0 | 0 | 0 | 0 | 0 | 0 | 0 | 0
| E3 | 0 | 0 | 0 | 0 | 0 | 0 | 0 | 0 | 0 | 0 | 0 | 0 | 0 | 0 | 0 | 0 | 0 | 0 | 0 | 0 | 0 | 0 | 0 | 0 | 0 | 0 | 0 | 0 | 0 | 0 | 0
| E4 | 0 | 0 | 0 | 0 | 0 | 0 | 0 | 0 | 0 | 0 | 0 | 0 | 0 | 0 | 0 | 0 | 0 | 0 | 0 | 0 | 0 | 0 | 0 | 0 | 0 | 0 | 0 | 0 | 0 | 0 | 0
| E5 | 0 | 0 | 0 | 0 | 0 | 0 | 0 | 0 | 0 | 0 | 0 | 0 | 0 | 0 | 0 | 0 | 0 | 0 | 0 | 0 | 0 | 0 | 0 | 0 | 0 | 0 | 0 | 0 | 0 | 0 | 0
| E6 | 0 | 0 | 0 | 0 | 0 | 0 | 0 | 0 | 0 | 0 | 0 | 0 | 0 | 0 | 0 | 0 | 0 | 0 | 0 | 0 | 0 | 0 | 0 | 0 | 0 | 0 | 0 | 0 | 0 | 0 | 0
| E7 | 0 | 0 | 0 | 0 | 0 | 0 | 0 | 0 | 0 | 0 | 0 | 0 | 0 | 0 | 0 | 0 | 0 | 0 | 0 | 0 | 0 | 0 | 0 | 0 | 0 | 0 | 0 | 0 | 0 | 0 | 0
| E8 | 0 | 0 | 0 | 0 | 0 | 0 | 0 | 0 | 0 | 0 | 0 | 0 | 0 | 0 | 0 | 0 | 0 | 0 | 0 | 0 | 0 | 0 | 0 | 0 | 0 | 0 | 0 | 0 | 0 | 0 | 0
| E9 | 0 | 0 | 0 | 0 | 0 | 0 | 0 | 0 | 0 | 0 | 0 | 0 | 0 | 0 | 0 | 0 | 0 | 0 | 0 | 0 | 0 | 0 | 0 | 0 | 0 | 0 | 0 | 0 | 0 | 0 | 0
| E10 | 0 | 0 | 0 | 0 | 0 | 0 | 0 | 0 | 0 | 0 | 0 | 0 | 0 | 0 | 0 | 0 | 0 | 0 | 0 | 0 | 0 | 0 | 0 | 0 | 0 | 0 | 0 | 0 | 0 | 0 | 0
| Vintage | 0 | 0 | 0 | 0 | 0 | 0 | 0 | 0 | 0 | 0 | 0 | 0 | 0 | 0 | 0 | 0 | 0 | 0 | 0 | 0 | 0 | 0 | 0 | 0 | 0 | 0 | 0 | 0 | 0 | 0 | 0
Tech Purchase Shares
| Year | Year 0 | Year 1 | Year 2 | Year 3 | Year 4 | Year 5 | Year 6 | Year 7 | Year 8 | Year 9 | Year 10 | Year 11 | Year 12 | Year 13 | Year 14 | Year 15 | Year 16 | Year 17 | Year 18 | Year 19 | Year 20 | Year 21 | Year 22 | Year 23 | Year 24 | Year 25 | Year 26 | Year 27 | Year 28 | Year 29 | Year 30
E1 | bar: Year 0 to Year 30
E2 | bar: Year 0 to Year 30
E3 | bar: Year 0 to Year 30
E4 | bar: Year 0 to Year 30
E5 | bar: Year 0 to Year 30
E6 | bar: Year 0 to Year 30
E7 | bar: Year 0 to Year 30
E8 | bar: Year 0 to Year 30
E9 | bar: Year 0 to Year 30
E10 | bar: Year 0 to Year 30
Units In from Switching
| E1 | 0 | 0 | 0 | 0 | 0 | 0 | 0 | 0 | 0 | 0 | 0 | 0 | 0 | 0 | 0 | 0 | 0 | 0 | 0 | 0 | 0 | 0 | 0 | 0 | 0 | 0 | 0 | 0 | 0 | 0 | 0
| E2 | 0 | 0 | 0 | 0 | 0 | 0 | 0 | 0 | 0 | 0 | 0 | 0 | 0 | 0 | 0 | 0 | 0 | 0 | 0 | 0 | 0 | 0 | 0 | 0 | 0 | 0 | 0 | 0 | 0 | 0 | 0
| E3 | 0 | 0 | 0 | 0 | 0 | 0 | 0 | 0 | 0 | 0 | 0 | 0 | 0 | 0 | 0 | 0 | 0 | 0 | 0 | 0 | 0 | 0 | 0 | 0 | 0 | 0 | 0 | 0 | 0 | 0 | 0
| E4 | 0 | 0 | 0 | 0 | 0 | 0 | 0 | 0 | 0 | 0 | 0 | 0 | 0 | 0 | 0 | 0 | 0 | 0 | 0 | 0 | 0 | 0 | 0 | 0 | 0 | 0 | 0 | 0 | 0 | 0 | 0
| E5 | 0 | 0 | 0 | 0 | 0 | 0 | 0 | 0 | 0 | 0 | 0 | 0 | 0 | 0 | 0 | 0 | 0 | 0 | 0 | 0 | 0 | 0 | 0 | 0 | 0 | 0 | 0 | 0 | 0 | 0 | 0
| E6 | 0 | 0 | 0 | 0 | 0 | 0 | 0 | 0 | 0 | 0 | 0 | 0 | 0 | 0 | 0 | 0 | 0 | 0 | 0 | 0 | 0 | 0 | 0 | 0 | 0 | 0 | 0 | 0 | 0 | 0 | 0
| E7 | 0 | 0 | 0 | 0 | 0 | 0 | 0 | 0 | 0 | 0 | 0 | 0 | 0 | 0 | 0 | 0 | 0 | 0 | 0 | 0 | 0 | 0 | 0 | 0 | 0 | 0 | 0 | 0 | 0 | 0 | 0
| E8 | 0 | 0 | 0 | 0 | 0 | 0 | 0 | 0 | 0 | 0 | 0 | 0 | 0 | 0 | 0 | 0 | 0 | 0 | 0 | 0 | 0 | 0 | 0 | 0 | 0 | 0 | 0 | 0 | 0 | 0 | 0
| E9 | 0 | 0 | 0 | 0 | 0 | 0 | 0 | 0 | 0 | 0 | 0 | 0 | 0 | 0 | 0 | 0 | 0 | 0 | 0 | 0 | 0 | 0 | 0 | 0 | 0 | 0 | 0 | 0 | 0 | 0 | 0
| E10 | 0 | 0 | 0 | 0 | 0 | 0 | 0 | 0 | 0 | 0 | 0 | 0 | 0 | 0 | 0 | 0 | 0 | 0 | 0 | 0 | 0 | 0 | 0 | 0 | 0 | 0 | 0 | 0 | 0 | 0 | 0
| Vintage | 0 | 0 | 0 | 0 | 0 | 0 | 0 | 0 | 0 | 0 | 0 | 0 | 0 | 0 | 0 | 0 | 0 | 0 | 0 | 0 | 0 | 0 | 0 | 0 | 0 | 0 | 0 | 0 | 0 | 0 | 0
Net Change
| Year | Year 0 | Year 1 | Year 2 | Year 3 | Year 4 | Year 5 | Year 6 | Year 7 | Year 8 | Year 9 | Year 10 | Year 11 | Year 12 | Year 13 | Year 14 | Year 15 | Year 16 | Year 17 | Year 18 | Year 19 | Year 20 | Year 21 | Year 22 | Year 23 | Year 24 | Year 25 | Year 26 | Year 27 | Year 28 | Year 29 | Year 30 | Key
| Units | 0 | 0 | 0 | 0 | 0 | 0 | 0 | 0 | 0 | 0 | 0 | 0 | 0 | 0 | 0 | 0 | 0 | 0 | 0 | 0 | 0 | 0 | 0 | 0 | 0 | 0 | 0 | 0 | 0 | 0 | 0 | 0_Units |  |  |  |  | 301957.8232
| Usage | 0 | 0 | 0 | 0 | 0 | 0 | 0 | 0 | 0 | 0 | 0 | 0 | 0 | 0 | 0 | 0 | 0 | 0 | 0 | 0 | 0 | 0 | 0 | 0 | 0 | 0 | 0 | 0 | 0 | 0 | 0 | 0_Usage |  |  |  |  | 1698.6543
| Peak Demand (S) | 0 | 0 | 0 | 0 | 0 | 0 | 0 | 0 | 0 | 0 | 0 | 0 | 0 | 0 | 0 | 0 | 0 | 0 | 0 | 0 | 0 | 0 | 0 | 0 | 0 | 0 | 0 | 0 | 0 | 0 | 0 | 0_Peak Demand (S) |  |  |  |  | 0
| Peak Demand (W) | 0 | 0 | 0 | 0 | 0 | 0 | 0 | 0 | 0 | 0 | 0 | 0 | 0 | 0 | 0 | 0 | 0 | 0 | 0 | 0 | 0 | 0 | 0 | 0 | 0 | 0 | 0 | 0 | 0 | 0 | 0 | 0_Peak Demand (W) |  |  |  |  | 884.6119
| Turnover | 0 | 0 | 0 | 0 | 0 | 0 | 0 | 0 | 0 | 0 | 0 | 0 | 0 | 0 | 0 | 0 | 0 | 0 | 0 | 0 | 0 | 0 | 0 | 0 | 0 | 0 | 0 | 0 | 0 | 0 | 0 | 0_Turnover |  |  |  |  | 6885.4476
| Avg. Replacement Usage | 0 | 0 | 0 | 0 | 0 | 0 | 0 | 0 | 0 | 0 | 0 | 0 | 0 | 0 | 0 | 0 | 0 | 0 | 0 | 0 | 0 | 0 | 0 | 0 | 0 | 0 | 0 | 0 | 0 | 0 | 0 | 0_Avg. Replacement Usage |  |  |  |  | 5638.8522
| Avg. Replacement Demand (S) | 0 | 0 | 0 | 0 | 0 | 0 | 0 | 0 | 0 | 0 | 0 | 0 | 0 | 0 | 0 | 0 | 0 | 0 | 0 | 0 | 0 | 0 | 0 | 0 | 0 | 0 | 0 | 0 | 0 | 0 | 0 | 0_Avg. Replacement Demand (S) |  |  |  |  | 0
| Avg. Replacement Demand (W) | 0 | 0 | 0 | 0 | 0 | 0 | 0 | 0 | 0 | 0 | 0 | 0 | 0 | 0 | 0 | 0 | 0 | 0 | 0 | 0 | 0 | 0 | 0 | 0 | 0 | 0 | 0 | 0 | 0 | 0 | 0 | 0_Avg. Replacement Demand (W) |  |  |  |  | 2.9366
Purchases
| Year | Year 0 | Year 1 | Year 2 | Year 3 | Year 4 | Year 5 | Year 6 | Year 7 | Year 8 | Year 9 | Year 10 | Year 11 | Year 12 | Year 13 | Year 14 | Year 15 | Year 16 | Year 17 | Year 18 | Year 19 | Year 20 | Year 21 | Year 22 | Year 23 | Year 24 | Year 25 | Year 26 | Year 27 | Year 28 | Year 29 | Year 30
| E1 | 0 | 0 | 0 | 0 | 0 | 0 | 0 | 0 | 0 | 0 | 0 | 0 | 0 | 0 | 0 | 0 | 0 | 0 | 0 | 0 | 0 | 0 | 0 | 0 | 0 | 0 | 0 | 0 | 0 | 0 | 0 | 0_E1_Purchases |  |  |  |  | 6885.4476
| E2 | 0 | 0 | 0 | 0 | 0 | 0 | 0 | 0 | 0 | 0 | 0 | 0 | 0 | 0 | 0 | 0 | 0 | 0 | 0 | 0 | 0 | 0 | 0 | 0 | 0 | 0 | 0 | 0 | 0 | 0 | 0 | 0_E2_Purchases |  |  |  |  | 0
| E3 | 0 | 0 | 0 | 0 | 0 | 0 | 0 | 0 | 0 | 0 | 0 | 0 | 0 | 0 | 0 | 0 | 0 | 0 | 0 | 0 | 0 | 0 | 0 | 0 | 0 | 0 | 0 | 0 | 0 | 0 | 0 | 0_E3_Purchases |  |  |  |  | 0
| E4 | 0 | 0 | 0 | 0 | 0 | 0 | 0 | 0 | 0 | 0 | 0 | 0 | 0 | 0 | 0 | 0 | 0 | 0 | 0 | 0 | 0 | 0 | 0 | 0 | 0 | 0 | 0 | 0 | 0 | 0 | 0 | 0_E4_Purchases |  |  |  |  | 0
| E5 | 0 | 0 | 0 | 0 | 0 | 0 | 0 | 0 | 0 | 0 | 0 | 0 | 0 | 0 | 0 | 0 | 0 | 0 | 0 | 0 | 0 | 0 | 0 | 0 | 0 | 0 | 0 | 0 | 0 | 0 | 0 | 0_E5_Purchases |  |  |  |  | 0
| E6 | 0 | 0 | 0 | 0 | 0 | 0 | 0 | 0 | 0 | 0 | 0 | 0 | 0 | 0 | 0 | 0 | 0 | 0 | 0 | 0 | 0 | 0 | 0 | 0 | 0 | 0 | 0 | 0 | 0 | 0 | 0 | 0_E6_Purchases |  |  |  |  | 0
| E7 | 0 | 0 | 0 | 0 | 0 | 0 | 0 | 0 | 0 | 0 | 0 | 0 | 0 | 0 | 0 | 0 | 0 | 0 | 0 | 0 | 0 | 0 | 0 | 0 | 0 | 0 | 0 | 0 | 0 | 0 | 0 | 0_E7_Purchases |  |  |  |  | 0
| E8 | 0 | 0 | 0 | 0 | 0 | 0 | 0 | 0 | 0 | 0 | 0 | 0 | 0 | 0 | 0 | 0 | 0 | 0 | 0 | 0 | 0 | 0 | 0 | 0 | 0 | 0 | 0 | 0 | 0 | 0 | 0 | 0_E8_Purchases |  |  |  |  | 0
| E9 | 0 | 0 | 0 | 0 | 0 | 0 | 0 | 0 | 0 | 0 | 0 | 0 | 0 | 0 | 0 | 0 | 0 | 0 | 0 | 0 | 0 | 0 | 0 | 0 | 0 | 0 | 0 | 0 | 0 | 0 | 0 | 0_E9_Purchases |  |  |  |  | 0
| E10 | 0 | 0 | 0 | 0 | 0 | 0 | 0 | 0 | 0 | 0 | 0 | 0 | 0 | 0 | 0 | 0 | 0 | 0 | 0 | 0 | 0 | 0 | 0 | 0 | 0 | 0 | 0 | 0 | 0 | 0 | 0 | 0_E10_Purchases |  |  |  |  | 0
Stock
| Year | Year 0 | Year 1 | Year 2 | Year 3 | Year 4 | Year 5 | Year 6 | Year 7 | Year 8 | Year 9 | Year 10 | Year 11 | Year 12 | Year 13 | Year 14 | Year 15 | Year 16 | Year 17 | Year 18 | Year 19 | Year 20 | Year 21 | Year 22 | Year 23 | Year 24 | Year 25 | Year 26 | Year 27 | Year 28 | Year 29 | Year 30
| E1 | 0 | 0 | 0 | 0 | 0 | 0 | 0 | 0 | 0 | 0 | 0 | 0 | 0 | 0 | 0 | 0 | 0 | 0 | 0 | 0 | 0 | 0 | 0 | 0 | 0 | 0 | 0 | 0 | 0 | 0 | 0 | 0_E1_Stock |  |  |  |  | 13576.6093
| E2 | 0 | 0 | 0 | 0 | 0 | 0 | 0 | 0 | 0 | 0 | 0 | 0 | 0 | 0 | 0 | 0 | 0 | 0 | 0 | 0 | 0 | 0 | 0 | 0 | 0 | 0 | 0 | 0 | 0 | 0 | 0 | 0_E2_Stock |  |  |  |  | 0
| E3 | 0 | 0 | 0 | 0 | 0 | 0 | 0 | 0 | 0 | 0 | 0 | 0 | 0 | 0 | 0 | 0 | 0 | 0 | 0 | 0 | 0 | 0 | 0 | 0 | 0 | 0 | 0 | 0 | 0 | 0 | 0 | 0_E3_Stock |  |  |  |  | 0
| E4 | 0 | 0 | 0 | 0 | 0 | 0 | 0 | 0 | 0 | 0 | 0 | 0 | 0 | 0 | 0 | 0 | 0 | 0 | 0 | 0 | 0 | 0 | 0 | 0 | 0 | 0 | 0 | 0 | 0 | 0 | 0 | 0_E4_Stock |  |  |  |  | 0
| E5 | 0 | 0 | 0 | 0 | 0 | 0 | 0 | 0 | 0 | 0 | 0 | 0 | 0 | 0 | 0 | 0 | 0 | 0 | 0 | 0 | 0 | 0 | 0 | 0 | 0 | 0 | 0 | 0 | 0 | 0 | 0 | 0_E5_Stock |  |  |  |  | 0
| E6 | 0 | 0 | 0 | 0 | 0 | 0 | 0 | 0 | 0 | 0 | 0 | 0 | 0 | 0 | 0 | 0 | 0 | 0 | 0 | 0 | 0 | 0 | 0 | 0 | 0 | 0 | 0 | 0 | 0 | 0 | 0 | 0_E6_Stock |  |  |  |  | 0
| E7 | 0 | 0 | 0 | 0 | 0 | 0 | 0 | 0 | 0 | 0 | 0 | 0 | 0 | 0 | 0 | 0 | 0 | 0 | 0 | 0 | 0 | 0 | 0 | 0 | 0 | 0 | 0 | 0 | 0 | 0 | 0 | 0_E7_Stock |  |  |  |  | 0
| E8 | 0 | 0 | 0 | 0 | 0 | 0 | 0 | 0 | 0 | 0 | 0 | 0 | 0 | 0 | 0 | 0 | 0 | 0 | 0 | 0 | 0 | 0 | 0 | 0 | 0 | 0 | 0 | 0 | 0 | 0 | 0 | 0_E8_Stock |  |  |  |  | 0
| E9 | 0 | 0 | 0 | 0 | 0 | 0 | 0 | 0 | 0 | 0 | 0 | 0 | 0 | 0 | 0 | 0 | 0 | 0 | 0 | 0 | 0 | 0 | 0 | 0 | 0 | 0 | 0 | 0 | 0 | 0 | 0 | 0_E9_Stock |  |  |  |  | 0
| E10 | 0 | 0 | 0 | 0 | 0 | 0 | 0 | 0 | 0 | 0 | 0 | 0 | 0 | 0 | 0 | 0 | 0 | 0 | 0 | 0 | 0 | 0 | 0 | 0 | 0 | 0 | 0 | 0 | 0 | 0 | 0 | 0_E10_Stock |  |  |  |  | 0
| Vintage | 0 | 0 | 0 | 0 | 0 | 0 | 0 | 0 | 0 | 0 | 0 | 0 | 0 | 0 | 0 | 0 | 0 | 0 | 0 | 0 | 0 | 0 | 0 | 0 | 0 | 0 | 0 | 0 | 0 | 0 | 0 | 0_Vintage_Stock |  |  |  |  | 288381.2139
S2C4 |  | Year 0: System 2 Technology 4
Technology Variables
| Tech Key | Year 0: 0
| Peak Factor (S) | Year 0: 0
| Peak Factor (W) | Year 0: 0
| Min Vintage Lifetime | Year 0: 0
| Max Vintage Lifetime | Year 0: 0
| Turnover Style | Year 0: 0
Technology Variables
| Equipment | Year 0: Label; Year 1: Min Lifetime; Year 2: Max Lifetime; Year 3: Degradation; Year 4: Usage; Year 5: Available
| E1 | Year 1: 0; Year 2: 0; Year 3: 0%; Year 4: 0; Year 5: FALSE
| E2 | Year 1: 0; Year 2: 0; Year 3: 0%; Year 4: 0; Year 5: FALSE
| E3 | Year 1: 0; Year 2: 0; Year 3: 0%; Year 4: 0; Year 5: FALSE
| E4 | Year 1: 0; Year 2: 0; Year 3: 0%; Year 4: 0; Year 5: FALSE
| E5 | Year 1: 0; Year 2: 0; Year 3: 0%; Year 4: 0; Year 5: FALSE
| E6 | Year 1: 0; Year 2: 0; Year 3: 0%; Year 4: 0; Year 5: FALSE
| E7 | Year 1: 0; Year 2: 0; Year 3: 0%; Year 4: 0; Year 5: FALSE
| E8 | Year 1: 0; Year 2: 0; Year 3: 0%; Year 4: 0; Year 5: FALSE
| E9 | Year 1: 0; Year 2: 0; Year 3: 0%; Year 4: 0; Year 5: FALSE
| E10 | Year 1: 0; Year 2: 0; Year 3: 0%; Year 4: 0; Year 5: FALSE
Original Forecast Results
| Year | Year 0 | Year 1 | Year 2 | Year 3 | Year 4 | Year 5 | Year 6 | Year 7 | Year 8 | Year 9 | Year 10 | Year 11 | Year 12 | Year 13 | Year 14 | Year 15 | Year 16 | Year 17 | Year 18 | Year 19 | Year 20 | Year 21 | Year 22 | Year 23 | Year 24 | Year 25 | Year 26 | Year 27 | Year 28 | Year 29 | Year 30 | Key
| Units | 0 | 0 | 0 | 0 | 0 | 0 | 0 | 0 | 0 | 0 | 0 | 0 | 0 | 0 | 0 | 0 | 0 | 0 | 0 | 0 | 0 | 0 | 0 | 0 | 0 | 0 | 0 | 0 | 0 | 0 | 0 | #REF! |  |  |  |  | 301957.8232
| Usage | 0 | 0 | 0 | 0 | 0 | 0 | 0 | 0 | 0 | 0 | 0 | 0 | 0 | 0 | 0 | 0 | 0 | 0 | 0 | 0 | 0 | 0 | 0 | 0 | 0 | 0 | 0 | 0 | 0 | 0 | 0 | #REF! |  |  |  |  | 1698.6543
| Peak Demand (S) | 0 | 0 | 0 | 0 | 0 | 0 | 0 | 0 | 0 | 0 | 0 | 0 | 0 | 0 | 0 | 0 | 0 | 0 | 0 | 0 | 0 | 0 | 0 | 0 | 0 | 0 | 0 | 0 | 0 | 0 | 0 | #REF! |  |  |  |  | 0
| Peak Demand (W) | 0 | 0 | 0 | 0 | 0 | 0 | 0 | 0 | 0 | 0 | 0 | 0 | 0 | 0 | 0 | 0 | 0 | 0 | 0 | 0 | 0 | 0 | 0 | 0 | 0 | 0 | 0 | 0 | 0 | 0 | 0 | #REF! |  |  |  |  | 884.6119
| Turnover | 0 | 0 | 0 | 0 | 0 | 0 | 0 | 0 | 0 | 0 | 0 | 0 | 0 | 0 | 0 | 0 | 0 | 0 | 0 | 0 | 0 | 0 | 0 | 0 | 0 | 0 | 0 | 0 | 0 | 0 | 0 | #REF! |  |  |  |  | 6885.4476
| Avg. Replacement Usage | 0 | 0 | 0 | 0 | 0 | 0 | 0 | 0 | 0 | 0 | 0 | 0 | 0 | 0 | 0 | 0 | 0 | 0 | 0 | 0 | 0 | 0 | 0 | 0 | 0 | 0 | 0 | 0 | 0 | 0 | 0 | #REF! |  |  |  |  | 5638.8522
| Avg. Replacement Demand (S) | 0 | 0 | 0 | 0 | 0 | 0 | 0 | 0 | 0 | 0 | 0 | 0 | 0 | 0 | 0 | 0 | 0 | 0 | 0 | 0 | 0 | 0 | 0 | 0 | 0 | 0 | 0 | 0 | 0 | 0 | 0 | #REF! |  |  |  |  | 0
| Avg. Replacement Demand (W) | 0 | 0 | 0 | 0 | 0 | 0 | 0 | 0 | 0 | 0 | 0 | 0 | 0 | 0 | 0 | 0 | 0 | 0 | 0 | 0 | 0 | 0 | 0 | 0 | 0 | 0 | 0 | 0 | 0 | 0 | 0 | #REF! |  |  |  |  | 2.9366
Tech Forecast Stock
| Year | Year 0 | Year 1 | Year 2 | Year 3 | Year 4 | Year 5 | Year 6 | Year 7 | Year 8 | Year 9 | Year 10 | Year 11 | Year 12 | Year 13 | Year 14 | Year 15 | Year 16 | Year 17 | Year 18 | Year 19 | Year 20 | Year 21 | Year 22 | Year 23 | Year 24 | Year 25 | Year 26 | Year 27 | Year 28 | Year 29 | Year 30
| E1 | 0 | 0 | 0 | 0 | 0 | 0 | 0 | 0 | 0 | 0 | 0 | 0 | 0 | 0 | 0 | 0 | 0 | 0 | 0 | 0 | 0 | 0 | 0 | 0 | 0 | 0 | 0 | 0 | 0 | 0 | 0
| E2 | 0 | 0 | 0 | 0 | 0 | 0 | 0 | 0 | 0 | 0 | 0 | 0 | 0 | 0 | 0 | 0 | 0 | 0 | 0 | 0 | 0 | 0 | 0 | 0 | 0 | 0 | 0 | 0 | 0 | 0 | 0
| E3 | 0 | 0 | 0 | 0 | 0 | 0 | 0 | 0 | 0 | 0 | 0 | 0 | 0 | 0 | 0 | 0 | 0 | 0 | 0 | 0 | 0 | 0 | 0 | 0 | 0 | 0 | 0 | 0 | 0 | 0 | 0
| E4 | 0 | 0 | 0 | 0 | 0 | 0 | 0 | 0 | 0 | 0 | 0 | 0 | 0 | 0 | 0 | 0 | 0 | 0 | 0 | 0 | 0 | 0 | 0 | 0 | 0 | 0 | 0 | 0 | 0 | 0 | 0
| E5 | 0 | 0 | 0 | 0 | 0 | 0 | 0 | 0 | 0 | 0 | 0 | 0 | 0 | 0 | 0 | 0 | 0 | 0 | 0 | 0 | 0 | 0 | 0 | 0 | 0 | 0 | 0 | 0 | 0 | 0 | 0
| E6 | 0 | 0 | 0 | 0 | 0 | 0 | 0 | 0 | 0 | 0 | 0 | 0 | 0 | 0 | 0 | 0 | 0 | 0 | 0 | 0 | 0 | 0 | 0 | 0 | 0 | 0 | 0 | 0 | 0 | 0 | 0
| E7 | 0 | 0 | 0 | 0 | 0 | 0 | 0 | 0 | 0 | 0 | 0 | 0 | 0 | 0 | 0 | 0 | 0 | 0 | 0 | 0 | 0 | 0 | 0 | 0 | 0 | 0 | 0 | 0 | 0 | 0 | 0
| E8 | 0 | 0 | 0 | 0 | 0 | 0 | 0 | 0 | 0 | 0 | 0 | 0 | 0 | 0 | 0 | 0 | 0 | 0 | 0 | 0 | 0 | 0 | 0 | 0 | 0 | 0 | 0 | 0 | 0 | 0 | 0
| E9 | 0 | 0 | 0 | 0 | 0 | 0 | 0 | 0 | 0 | 0 | 0 | 0 | 0 | 0 | 0 | 0 | 0 | 0 | 0 | 0 | 0 | 0 | 0 | 0 | 0 | 0 | 0 | 0 | 0 | 0 | 0
| E10 | 0 | 0 | 0 | 0 | 0 | 0 | 0 | 0 | 0 | 0 | 0 | 0 | 0 | 0 | 0 | 0 | 0 | 0 | 0 | 0 | 0 | 0 | 0 | 0 | 0 | 0 | 0 | 0 | 0 | 0 | 0
| Vintage | 0 | 0 | 0 | 0 | 0 | 0 | 0 | 0 | 0 | 0 | 0 | 0 | 0 | 0 | 0 | 0 | 0 | 0 | 0 | 0 | 0 | 0 | 0 | 0 | 0 | 0 | 0 | 0 | 0 | 0 | 0
Stock for Switching
| Year | Year 0 | Year 1 | Year 2 | Year 3 | Year 4 | Year 5 | Year 6 | Year 7 | Year 8 | Year 9 | Year 10 | Year 11 | Year 12 | Year 13 | Year 14 | Year 15 | Year 16 | Year 17 | Year 18 | Year 19 | Year 20 | Year 21 | Year 22 | Year 23 | Year 24 | Year 25 | Year 26 | Year 27 | Year 28 | Year 29 | Year 30
| E1 | 0 | 0 | 0 | 0 | 0 | 0 | 0 | 0 | 0 | 0 | 0 | 0 | 0 | 0 | 0 | 0 | 0 | 0 | 0 | 0 | 0 | 0 | 0 | 0 | 0 | 0 | 0 | 0 | 0 | 0 | 0 | 0_E1_SysStock
| E2 | 0 | 0 | 0 | 0 | 0 | 0 | 0 | 0 | 0 | 0 | 0 | 0 | 0 | 0 | 0 | 0 | 0 | 0 | 0 | 0 | 0 | 0 | 0 | 0 | 0 | 0 | 0 | 0 | 0 | 0 | 0 | 0_E2_SysStock
| E3 | 0 | 0 | 0 | 0 | 0 | 0 | 0 | 0 | 0 | 0 | 0 | 0 | 0 | 0 | 0 | 0 | 0 | 0 | 0 | 0 | 0 | 0 | 0 | 0 | 0 | 0 | 0 | 0 | 0 | 0 | 0 | 0_E3_SysStock
| E4 | 0 | 0 | 0 | 0 | 0 | 0 | 0 | 0 | 0 | 0 | 0 | 0 | 0 | 0 | 0 | 0 | 0 | 0 | 0 | 0 | 0 | 0 | 0 | 0 | 0 | 0 | 0 | 0 | 0 | 0 | 0 | 0_E4_SysStock
| E5 | 0 | 0 | 0 | 0 | 0 | 0 | 0 | 0 | 0 | 0 | 0 | 0 | 0 | 0 | 0 | 0 | 0 | 0 | 0 | 0 | 0 | 0 | 0 | 0 | 0 | 0 | 0 | 0 | 0 | 0 | 0 | 0_E5_SysStock
| E6 | 0 | 0 | 0 | 0 | 0 | 0 | 0 | 0 | 0 | 0 | 0 | 0 | 0 | 0 | 0 | 0 | 0 | 0 | 0 | 0 | 0 | 0 | 0 | 0 | 0 | 0 | 0 | 0 | 0 | 0 | 0 | 0_E6_SysStock
| E7 | 0 | 0 | 0 | 0 | 0 | 0 | 0 | 0 | 0 | 0 | 0 | 0 | 0 | 0 | 0 | 0 | 0 | 0 | 0 | 0 | 0 | 0 | 0 | 0 | 0 | 0 | 0 | 0 | 0 | 0 | 0 | 0_E7_SysStock
| E8 | 0 | 0 | 0 | 0 | 0 | 0 | 0 | 0 | 0 | 0 | 0 | 0 | 0 | 0 | 0 | 0 | 0 | 0 | 0 | 0 | 0 | 0 | 0 | 0 | 0 | 0 | 0 | 0 | 0 | 0 | 0 | 0_E8_SysStock
| E9 | 0 | 0 | 0 | 0 | 0 | 0 | 0 | 0 | 0 | 0 | 0 | 0 | 0 | 0 | 0 | 0 | 0 | 0 | 0 | 0 | 0 | 0 | 0 | 0 | 0 | 0 | 0 | 0 | 0 | 0 | 0 | 0_E9_SysStock
| E10 | 0 | 0 | 0 | 0 | 0 | 0 | 0 | 0 | 0 | 0 | 0 | 0 | 0 | 0 | 0 | 0 | 0 | 0 | 0 | 0 | 0 | 0 | 0 | 0 | 0 | 0 | 0 | 0 | 0 | 0 | 0 | 0_E10_SysStock
| Vintage | 0 | 0 | 0 | 0 | 0 | 0 | 0 | 0 | 0 | 0 | 0 | 0 | 0 | 0 | 0 | 0 | 0 | 0 | 0 | 0 | 0 | 0 | 0 | 0 | 0 | 0 | 0 | 0 | 0 | 0 | 0 | 0_Vintage_SysStock
Tech Forecast Purchases
| Year | Year 0 | Year 1 | Year 2 | Year 3 | Year 4 | Year 5 | Year 6 | Year 7 | Year 8 | Year 9 | Year 10 | Year 11 | Year 12 | Year 13 | Year 14 | Year 15 | Year 16 | Year 17 | Year 18 | Year 19 | Year 20 | Year 21 | Year 22 | Year 23 | Year 24 | Year 25 | Year 26 | Year 27 | Year 28 | Year 29 | Year 30
| E1 | 0 | 0 | 0 | 0 | 0 | 0 | 0 | 0 | 0 | 0 | 0 | 0 | 0 | 0 | 0 | 0 | 0 | 0 | 0 | 0 | 0 | 0 | 0 | 0 | 0 | 0 | 0 | 0 | 0 | 0 | 0
| E2 | 0 | 0 | 0 | 0 | 0 | 0 | 0 | 0 | 0 | 0 | 0 | 0 | 0 | 0 | 0 | 0 | 0 | 0 | 0 | 0 | 0 | 0 | 0 | 0 | 0 | 0 | 0 | 0 | 0 | 0 | 0
| E3 | 0 | 0 | 0 | 0 | 0 | 0 | 0 | 0 | 0 | 0 | 0 | 0 | 0 | 0 | 0 | 0 | 0 | 0 | 0 | 0 | 0 | 0 | 0 | 0 | 0 | 0 | 0 | 0 | 0 | 0 | 0
| E4 | 0 | 0 | 0 | 0 | 0 | 0 | 0 | 0 | 0 | 0 | 0 | 0 | 0 | 0 | 0 | 0 | 0 | 0 | 0 | 0 | 0 | 0 | 0 | 0 | 0 | 0 | 0 | 0 | 0 | 0 | 0
| E5 | 0 | 0 | 0 | 0 | 0 | 0 | 0 | 0 | 0 | 0 | 0 | 0 | 0 | 0 | 0 | 0 | 0 | 0 | 0 | 0 | 0 | 0 | 0 | 0 | 0 | 0 | 0 | 0 | 0 | 0 | 0
| E6 | 0 | 0 | 0 | 0 | 0 | 0 | 0 | 0 | 0 | 0 | 0 | 0 | 0 | 0 | 0 | 0 | 0 | 0 | 0 | 0 | 0 | 0 | 0 | 0 | 0 | 0 | 0 | 0 | 0 | 0 | 0
| E7 | 0 | 0 | 0 | 0 | 0 | 0 | 0 | 0 | 0 | 0 | 0 | 0 | 0 | 0 | 0 | 0 | 0 | 0 | 0 | 0 | 0 | 0 | 0 | 0 | 0 | 0 | 0 | 0 | 0 | 0 | 0
| E8 | 0 | 0 | 0 | 0 | 0 | 0 | 0 | 0 | 0 | 0 | 0 | 0 | 0 | 0 | 0 | 0 | 0 | 0 | 0 | 0 | 0 | 0 | 0 | 0 | 0 | 0 | 0 | 0 | 0 | 0 | 0
| E9 | 0 | 0 | 0 | 0 | 0 | 0 | 0 | 0 | 0 | 0 | 0 | 0 | 0 | 0 | 0 | 0 | 0 | 0 | 0 | 0 | 0 | 0 | 0 | 0 | 0 | 0 | 0 | 0 | 0 | 0 | 0
| E10 | 0 | 0 | 0 | 0 | 0 | 0 | 0 | 0 | 0 | 0 | 0 | 0 | 0 | 0 | 0 | 0 | 0 | 0 | 0 | 0 | 0 | 0 | 0 | 0 | 0 | 0 | 0 | 0 | 0 | 0 | 0
Potential to Switch
| Year | Year 0 | Year 1 | Year 2 | Year 3 | Year 4 | Year 5 | Year 6 | Year 7 | Year 8 | Year 9 | Year 10 | Year 11 | Year 12 | Year 13 | Year 14 | Year 15 | Year 16 | Year 17 | Year 18 | Year 19 | Year 20 | Year 21 | Year 22 | Year 23 | Year 24 | Year 25 | Year 26 | Year 27 | Year 28 | Year 29 | Year 30
| E1 | 0 | 0 | 0 | 0 | 0 | 0 | 0 | 0 | 0 | 0 | 0 | 0 | 0 | 0 | 0 | 0 | 0 | 0 | 0 | 0 | 0 | 0 | 0 | 0 | 0 | 0 | 0 | 0 | 0 | 0 | 0 | 0_E1_Switched Out
| E2 | 0 | 0 | 0 | 0 | 0 | 0 | 0 | 0 | 0 | 0 | 0 | 0 | 0 | 0 | 0 | 0 | 0 | 0 | 0 | 0 | 0 | 0 | 0 | 0 | 0 | 0 | 0 | 0 | 0 | 0 | 0 | 0_E2_Switched Out
| E3 | 0 | 0 | 0 | 0 | 0 | 0 | 0 | 0 | 0 | 0 | 0 | 0 | 0 | 0 | 0 | 0 | 0 | 0 | 0 | 0 | 0 | 0 | 0 | 0 | 0 | 0 | 0 | 0 | 0 | 0 | 0 | 0_E3_Switched Out
| E4 | 0 | 0 | 0 | 0 | 0 | 0 | 0 | 0 | 0 | 0 | 0 | 0 | 0 | 0 | 0 | 0 | 0 | 0 | 0 | 0 | 0 | 0 | 0 | 0 | 0 | 0 | 0 | 0 | 0 | 0 | 0 | 0_E4_Switched Out
| E5 | 0 | 0 | 0 | 0 | 0 | 0 | 0 | 0 | 0 | 0 | 0 | 0 | 0 | 0 | 0 | 0 | 0 | 0 | 0 | 0 | 0 | 0 | 0 | 0 | 0 | 0 | 0 | 0 | 0 | 0 | 0 | 0_E5_Switched Out
| E6 | 0 | 0 | 0 | 0 | 0 | 0 | 0 | 0 | 0 | 0 | 0 | 0 | 0 | 0 | 0 | 0 | 0 | 0 | 0 | 0 | 0 | 0 | 0 | 0 | 0 | 0 | 0 | 0 | 0 | 0 | 0 | 0_E6_Switched Out
| E7 | 0 | 0 | 0 | 0 | 0 | 0 | 0 | 0 | 0 | 0 | 0 | 0 | 0 | 0 | 0 | 0 | 0 | 0 | 0 | 0 | 0 | 0 | 0 | 0 | 0 | 0 | 0 | 0 | 0 | 0 | 0 | 0_E7_Switched Out
| E8 | 0 | 0 | 0 | 0 | 0 | 0 | 0 | 0 | 0 | 0 | 0 | 0 | 0 | 0 | 0 | 0 | 0 | 0 | 0 | 0 | 0 | 0 | 0 | 0 | 0 | 0 | 0 | 0 | 0 | 0 | 0 | 0_E8_Switched Out
| E9 | 0 | 0 | 0 | 0 | 0 | 0 | 0 | 0 | 0 | 0 | 0 | 0 | 0 | 0 | 0 | 0 | 0 | 0 | 0 | 0 | 0 | 0 | 0 | 0 | 0 | 0 | 0 | 0 | 0 | 0 | 0 | 0_E9_Switched Out
| E10 | 0 | 0 | 0 | 0 | 0 | 0 | 0 | 0 | 0 | 0 | 0 | 0 | 0 | 0 | 0 | 0 | 0 | 0 | 0 | 0 | 0 | 0 | 0 | 0 | 0 | 0 | 0 | 0 | 0 | 0 | 0 | 0_E10_Switched Out
Units Out
| E1 | 0 | 0 | 0 | 0 | 0 | 0 | 0 | 0 | 0 | 0 | 0 | 0 | 0 | 0 | 0 | 0 | 0 | 0 | 0 | 0 | 0 | 0 | 0 | 0 | 0 | 0 | 0 | 0 | 0 | 0 | 0
| E2 | 0 | 0 | 0 | 0 | 0 | 0 | 0 | 0 | 0 | 0 | 0 | 0 | 0 | 0 | 0 | 0 | 0 | 0 | 0 | 0 | 0 | 0 | 0 | 0 | 0 | 0 | 0 | 0 | 0 | 0 | 0
| E3 | 0 | 0 | 0 | 0 | 0 | 0 | 0 | 0 | 0 | 0 | 0 | 0 | 0 | 0 | 0 | 0 | 0 | 0 | 0 | 0 | 0 | 0 | 0 | 0 | 0 | 0 | 0 | 0 | 0 | 0 | 0
| E4 | 0 | 0 | 0 | 0 | 0 | 0 | 0 | 0 | 0 | 0 | 0 | 0 | 0 | 0 | 0 | 0 | 0 | 0 | 0 | 0 | 0 | 0 | 0 | 0 | 0 | 0 | 0 | 0 | 0 | 0 | 0
| E5 | 0 | 0 | 0 | 0 | 0 | 0 | 0 | 0 | 0 | 0 | 0 | 0 | 0 | 0 | 0 | 0 | 0 | 0 | 0 | 0 | 0 | 0 | 0 | 0 | 0 | 0 | 0 | 0 | 0 | 0 | 0
| E6 | 0 | 0 | 0 | 0 | 0 | 0 | 0 | 0 | 0 | 0 | 0 | 0 | 0 | 0 | 0 | 0 | 0 | 0 | 0 | 0 | 0 | 0 | 0 | 0 | 0 | 0 | 0 | 0 | 0 | 0 | 0
| E7 | 0 | 0 | 0 | 0 | 0 | 0 | 0 | 0 | 0 | 0 | 0 | 0 | 0 | 0 | 0 | 0 | 0 | 0 | 0 | 0 | 0 | 0 | 0 | 0 | 0 | 0 | 0 | 0 | 0 | 0 | 0
| E8 | 0 | 0 | 0 | 0 | 0 | 0 | 0 | 0 | 0 | 0 | 0 | 0 | 0 | 0 | 0 | 0 | 0 | 0 | 0 | 0 | 0 | 0 | 0 | 0 | 0 | 0 | 0 | 0 | 0 | 0 | 0
| E9 | 0 | 0 | 0 | 0 | 0 | 0 | 0 | 0 | 0 | 0 | 0 | 0 | 0 | 0 | 0 | 0 | 0 | 0 | 0 | 0 | 0 | 0 | 0 | 0 | 0 | 0 | 0 | 0 | 0 | 0 | 0
| E10 | 0 | 0 | 0 | 0 | 0 | 0 | 0 | 0 | 0 | 0 | 0 | 0 | 0 | 0 | 0 | 0 | 0 | 0 | 0 | 0 | 0 | 0 | 0 | 0 | 0 | 0 | 0 | 0 | 0 | 0 | 0
| Vintage | 0 | 0 | 0 | 0 | 0 | 0 | 0 | 0 | 0 | 0 | 0 | 0 | 0 | 0 | 0 | 0 | 0 | 0 | 0 | 0 | 0 | 0 | 0 | 0 | 0 | 0 | 0 | 0 | 0 | 0 | 0
Tech Purchase Shares
| Year | Year 0 | Year 1 | Year 2 | Year 3 | Year 4 | Year 5 | Year 6 | Year 7 | Year 8 | Year 9 | Year 10 | Year 11 | Year 12 | Year 13 | Year 14 | Year 15 | Year 16 | Year 17 | Year 18 | Year 19 | Year 20 | Year 21 | Year 22 | Year 23 | Year 24 | Year 25 | Year 26 | Year 27 | Year 28 | Year 29 | Year 30
E1 | bar: Year 0 to Year 30
E2 | bar: Year 0 to Year 30
E3 | bar: Year 0 to Year 30
E4 | bar: Year 0 to Year 30
E5 | bar: Year 0 to Year 30
E6 | bar: Year 0 to Year 30
E7 | bar: Year 0 to Year 30
E8 | bar: Year 0 to Year 30
E9 | bar: Year 0 to Year 30
E10 | bar: Year 0 to Year 30
Units In from Switching
| E1 | 0 | 0 | 0 | 0 | 0 | 0 | 0 | 0 | 0 | 0 | 0 | 0 | 0 | 0 | 0 | 0 | 0 | 0 | 0 | 0 | 0 | 0 | 0 | 0 | 0 | 0 | 0 | 0 | 0 | 0 | 0
| E2 | 0 | 0 | 0 | 0 | 0 | 0 | 0 | 0 | 0 | 0 | 0 | 0 | 0 | 0 | 0 | 0 | 0 | 0 | 0 | 0 | 0 | 0 | 0 | 0 | 0 | 0 | 0 | 0 | 0 | 0 | 0
| E3 | 0 | 0 | 0 | 0 | 0 | 0 | 0 | 0 | 0 | 0 | 0 | 0 | 0 | 0 | 0 | 0 | 0 | 0 | 0 | 0 | 0 | 0 | 0 | 0 | 0 | 0 | 0 | 0 | 0 | 0 | 0
| E4 | 0 | 0 | 0 | 0 | 0 | 0 | 0 | 0 | 0 | 0 | 0 | 0 | 0 | 0 | 0 | 0 | 0 | 0 | 0 | 0 | 0 | 0 | 0 | 0 | 0 | 0 | 0 | 0 | 0 | 0 | 0
| E5 | 0 | 0 | 0 | 0 | 0 | 0 | 0 | 0 | 0 | 0 | 0 | 0 | 0 | 0 | 0 | 0 | 0 | 0 | 0 | 0 | 0 | 0 | 0 | 0 | 0 | 0 | 0 | 0 | 0 | 0 | 0
| E6 | 0 | 0 | 0 | 0 | 0 | 0 | 0 | 0 | 0 | 0 | 0 | 0 | 0 | 0 | 0 | 0 | 0 | 0 | 0 | 0 | 0 | 0 | 0 | 0 | 0 | 0 | 0 | 0 | 0 | 0 | 0
| E7 | 0 | 0 | 0 | 0 | 0 | 0 | 0 | 0 | 0 | 0 | 0 | 0 | 0 | 0 | 0 | 0 | 0 | 0 | 0 | 0 | 0 | 0 | 0 | 0 | 0 | 0 | 0 | 0 | 0 | 0 | 0
| E8 | 0 | 0 | 0 | 0 | 0 | 0 | 0 | 0 | 0 | 0 | 0 | 0 | 0 | 0 | 0 | 0 | 0 | 0 | 0 | 0 | 0 | 0 | 0 | 0 | 0 | 0 | 0 | 0 | 0 | 0 | 0
| E9 | 0 | 0 | 0 | 0 | 0 | 0 | 0 | 0 | 0 | 0 | 0 | 0 | 0 | 0 | 0 | 0 | 0 | 0 | 0 | 0 | 0 | 0 | 0 | 0 | 0 | 0 | 0 | 0 | 0 | 0 | 0
| E10 | 0 | 0 | 0 | 0 | 0 | 0 | 0 | 0 | 0 | 0 | 0 | 0 | 0 | 0 | 0 | 0 | 0 | 0 | 0 | 0 | 0 | 0 | 0 | 0 | 0 | 0 | 0 | 0 | 0 | 0 | 0
| Vintage | 0 | 0 | 0 | 0 | 0 | 0 | 0 | 0 | 0 | 0 | 0 | 0 | 0 | 0 | 0 | 0 | 0 | 0 | 0 | 0 | 0 | 0 | 0 | 0 | 0 | 0 | 0 | 0 | 0 | 0 | 0
Net Change
| Year | Year 0 | Year 1 | Year 2 | Year 3 | Year 4 | Year 5 | Year 6 | Year 7 | Year 8 | Year 9 | Year 10 | Year 11 | Year 12 | Year 13 | Year 14 | Year 15 | Year 16 | Year 17 | Year 18 | Year 19 | Year 20 | Year 21 | Year 22 | Year 23 | Year 24 | Year 25 | Year 26 | Year 27 | Year 28 | Year 29 | Year 30 | Key
| Units | 0 | 0 | 0 | 0 | 0 | 0 | 0 | 0 | 0 | 0 | 0 | 0 | 0 | 0 | 0 | 0 | 0 | 0 | 0 | 0 | 0 | 0 | 0 | 0 | 0 | 0 | 0 | 0 | 0 | 0 | 0 | 0_Units |  |  |  |  | 301957.8232
| Usage | 0 | 0 | 0 | 0 | 0 | 0 | 0 | 0 | 0 | 0 | 0 | 0 | 0 | 0 | 0 | 0 | 0 | 0 | 0 | 0 | 0 | 0 | 0 | 0 | 0 | 0 | 0 | 0 | 0 | 0 | 0 | 0_Usage |  |  |  |  | 1698.6543
| Peak Demand (S) | 0 | 0 | 0 | 0 | 0 | 0 | 0 | 0 | 0 | 0 | 0 | 0 | 0 | 0 | 0 | 0 | 0 | 0 | 0 | 0 | 0 | 0 | 0 | 0 | 0 | 0 | 0 | 0 | 0 | 0 | 0 | 0_Peak Demand (S) |  |  |  |  | 0
| Peak Demand (W) | 0 | 0 | 0 | 0 | 0 | 0 | 0 | 0 | 0 | 0 | 0 | 0 | 0 | 0 | 0 | 0 | 0 | 0 | 0 | 0 | 0 | 0 | 0 | 0 | 0 | 0 | 0 | 0 | 0 | 0 | 0 | 0_Peak Demand (W) |  |  |  |  | 884.6119
| Turnover | 0 | 0 | 0 | 0 | 0 | 0 | 0 | 0 | 0 | 0 | 0 | 0 | 0 | 0 | 0 | 0 | 0 | 0 | 0 | 0 | 0 | 0 | 0 | 0 | 0 | 0 | 0 | 0 | 0 | 0 | 0 | 0_Turnover |  |  |  |  | 6885.4476
| Avg. Replacement Usage | 0 | 0 | 0 | 0 | 0 | 0 | 0 | 0 | 0 | 0 | 0 | 0 | 0 | 0 | 0 | 0 | 0 | 0 | 0 | 0 | 0 | 0 | 0 | 0 | 0 | 0 | 0 | 0 | 0 | 0 | 0 | 0_Avg. Replacement Usage |  |  |  |  | 5638.8522
| Avg. Replacement Demand (S) | 0 | 0 | 0 | 0 | 0 | 0 | 0 | 0 | 0 | 0 | 0 | 0 | 0 | 0 | 0 | 0 | 0 | 0 | 0 | 0 | 0 | 0 | 0 | 0 | 0 | 0 | 0 | 0 | 0 | 0 | 0 | 0_Avg. Replacement Demand (S) |  |  |  |  | 0
| Avg. Replacement Demand (W) | 0 | 0 | 0 | 0 | 0 | 0 | 0 | 0 | 0 | 0 | 0 | 0 | 0 | 0 | 0 | 0 | 0 | 0 | 0 | 0 | 0 | 0 | 0 | 0 | 0 | 0 | 0 | 0 | 0 | 0 | 0 | 0_Avg. Replacement Demand (W) |  |  |  |  | 2.9366
Purchases
| Year | Year 0 | Year 1 | Year 2 | Year 3 | Year 4 | Year 5 | Year 6 | Year 7 | Year 8 | Year 9 | Year 10 | Year 11 | Year 12 | Year 13 | Year 14 | Year 15 | Year 16 | Year 17 | Year 18 | Year 19 | Year 20 | Year 21 | Year 22 | Year 23 | Year 24 | Year 25 | Year 26 | Year 27 | Year 28 | Year 29 | Year 30
| E1 | 0 | 0 | 0 | 0 | 0 | 0 | 0 | 0 | 0 | 0 | 0 | 0 | 0 | 0 | 0 | 0 | 0 | 0 | 0 | 0 | 0 | 0 | 0 | 0 | 0 | 0 | 0 | 0 | 0 | 0 | 0 | 0_E1_Purchases |  |  |  |  | 6885.4476
| E2 | 0 | 0 | 0 | 0 | 0 | 0 | 0 | 0 | 0 | 0 | 0 | 0 | 0 | 0 | 0 | 0 | 0 | 0 | 0 | 0 | 0 | 0 | 0 | 0 | 0 | 0 | 0 | 0 | 0 | 0 | 0 | 0_E2_Purchases |  |  |  |  | 0
| E3 | 0 | 0 | 0 | 0 | 0 | 0 | 0 | 0 | 0 | 0 | 0 | 0 | 0 | 0 | 0 | 0 | 0 | 0 | 0 | 0 | 0 | 0 | 0 | 0 | 0 | 0 | 0 | 0 | 0 | 0 | 0 | 0_E3_Purchases |  |  |  |  | 0
| E4 | 0 | 0 | 0 | 0 | 0 | 0 | 0 | 0 | 0 | 0 | 0 | 0 | 0 | 0 | 0 | 0 | 0 | 0 | 0 | 0 | 0 | 0 | 0 | 0 | 0 | 0 | 0 | 0 | 0 | 0 | 0 | 0_E4_Purchases |  |  |  |  | 0
| E5 | 0 | 0 | 0 | 0 | 0 | 0 | 0 | 0 | 0 | 0 | 0 | 0 | 0 | 0 | 0 | 0 | 0 | 0 | 0 | 0 | 0 | 0 | 0 | 0 | 0 | 0 | 0 | 0 | 0 | 0 | 0 | 0_E5_Purchases |  |  |  |  | 0
| E6 | 0 | 0 | 0 | 0 | 0 | 0 | 0 | 0 | 0 | 0 | 0 | 0 | 0 | 0 | 0 | 0 | 0 | 0 | 0 | 0 | 0 | 0 | 0 | 0 | 0 | 0 | 0 | 0 | 0 | 0 | 0 | 0_E6_Purchases |  |  |  |  | 0
| E7 | 0 | 0 | 0 | 0 | 0 | 0 | 0 | 0 | 0 | 0 | 0 | 0 | 0 | 0 | 0 | 0 | 0 | 0 | 0 | 0 | 0 | 0 | 0 | 0 | 0 | 0 | 0 | 0 | 0 | 0 | 0 | 0_E7_Purchases |  |  |  |  | 0
| E8 | 0 | 0 | 0 | 0 | 0 | 0 | 0 | 0 | 0 | 0 | 0 | 0 | 0 | 0 | 0 | 0 | 0 | 0 | 0 | 0 | 0 | 0 | 0 | 0 | 0 | 0 | 0 | 0 | 0 | 0 | 0 | 0_E8_Purchases |  |  |  |  | 0
| E9 | 0 | 0 | 0 | 0 | 0 | 0 | 0 | 0 | 0 | 0 | 0 | 0 | 0 | 0 | 0 | 0 | 0 | 0 | 0 | 0 | 0 | 0 | 0 | 0 | 0 | 0 | 0 | 0 | 0 | 0 | 0 | 0_E9_Purchases |  |  |  |  | 0
| E10 | 0 | 0 | 0 | 0 | 0 | 0 | 0 | 0 | 0 | 0 | 0 | 0 | 0 | 0 | 0 | 0 | 0 | 0 | 0 | 0 | 0 | 0 | 0 | 0 | 0 | 0 | 0 | 0 | 0 | 0 | 0 | 0_E10_Purchases |  |  |  |  | 0
Stock
| Year | Year 0 | Year 1 | Year 2 | Year 3 | Year 4 | Year 5 | Year 6 | Year 7 | Year 8 | Year 9 | Year 10 | Year 11 | Year 12 | Year 13 | Year 14 | Year 15 | Year 16 | Year 17 | Year 18 | Year 19 | Year 20 | Year 21 | Year 22 | Year 23 | Year 24 | Year 25 | Year 26 | Year 27 | Year 28 | Year 29 | Year 30
| E1 | 0 | 0 | 0 | 0 | 0 | 0 | 0 | 0 | 0 | 0 | 0 | 0 | 0 | 0 | 0 | 0 | 0 | 0 | 0 | 0 | 0 | 0 | 0 | 0 | 0 | 0 | 0 | 0 | 0 | 0 | 0 | 0_E1_Stock |  |  |  |  | 13576.6093
| E2 | 0 | 0 | 0 | 0 | 0 | 0 | 0 | 0 | 0 | 0 | 0 | 0 | 0 | 0 | 0 | 0 | 0 | 0 | 0 | 0 | 0 | 0 | 0 | 0 | 0 | 0 | 0 | 0 | 0 | 0 | 0 | 0_E2_Stock |  |  |  |  | 0
| E3 | 0 | 0 | 0 | 0 | 0 | 0 | 0 | 0 | 0 | 0 | 0 | 0 | 0 | 0 | 0 | 0 | 0 | 0 | 0 | 0 | 0 | 0 | 0 | 0 | 0 | 0 | 0 | 0 | 0 | 0 | 0 | 0_E3_Stock |  |  |  |  | 0
| E4 | 0 | 0 | 0 | 0 | 0 | 0 | 0 | 0 | 0 | 0 | 0 | 0 | 0 | 0 | 0 | 0 | 0 | 0 | 0 | 0 | 0 | 0 | 0 | 0 | 0 | 0 | 0 | 0 | 0 | 0 | 0 | 0_E4_Stock |  |  |  |  | 0
| E5 | 0 | 0 | 0 | 0 | 0 | 0 | 0 | 0 | 0 | 0 | 0 | 0 | 0 | 0 | 0 | 0 | 0 | 0 | 0 | 0 | 0 | 0 | 0 | 0 | 0 | 0 | 0 | 0 | 0 | 0 | 0 | 0_E5_Stock |  |  |  |  | 0
| E6 | 0 | 0 | 0 | 0 | 0 | 0 | 0 | 0 | 0 | 0 | 0 | 0 | 0 | 0 | 0 | 0 | 0 | 0 | 0 | 0 | 0 | 0 | 0 | 0 | 0 | 0 | 0 | 0 | 0 | 0 | 0 | 0_E6_Stock |  |  |  |  | 0
| E7 | 0 | 0 | 0 | 0 | 0 | 0 | 0 | 0 | 0 | 0 | 0 | 0 | 0 | 0 | 0 | 0 | 0 | 0 | 0 | 0 | 0 | 0 | 0 | 0 | 0 | 0 | 0 | 0 | 0 | 0 | 0 | 0_E7_Stock |  |  |  |  | 0
| E8 | 0 | 0 | 0 | 0 | 0 | 0 | 0 | 0 | 0 | 0 | 0 | 0 | 0 | 0 | 0 | 0 | 0 | 0 | 0 | 0 | 0 | 0 | 0 | 0 | 0 | 0 | 0 | 0 | 0 | 0 | 0 | 0_E8_Stock |  |  |  |  | 0
| E9 | 0 | 0 | 0 | 0 | 0 | 0 | 0 | 0 | 0 | 0 | 0 | 0 | 0 | 0 | 0 | 0 | 0 | 0 | 0 | 0 | 0 | 0 | 0 | 0 | 0 | 0 | 0 | 0 | 0 | 0 | 0 | 0_E9_Stock |  |  |  |  | 0
| E10 | 0 | 0 | 0 | 0 | 0 | 0 | 0 | 0 | 0 | 0 | 0 | 0 | 0 | 0 | 0 | 0 | 0 | 0 | 0 | 0 | 0 | 0 | 0 | 0 | 0 | 0 | 0 | 0 | 0 | 0 | 0 | 0_E10_Stock |  |  |  |  | 0
| Vintage | 0 | 0 | 0 | 0 | 0 | 0 | 0 | 0 | 0 | 0 | 0 | 0 | 0 | 0 | 0 | 0 | 0 | 0 | 0 | 0 | 0 | 0 | 0 | 0 | 0 | 0 | 0 | 0 | 0 | 0 | 0 | 0_Vintage_Stock |  |  |  |  | 288381.2139
S2C5 |  | Year 0: System 2 Technology 5
Technology Variables
| Tech Key | Year 0: 0
| Peak Factor (S) | Year 0: 0
| Peak Factor (W) | Year 0: 0
| Min Vintage Lifetime | Year 0: 0
| Max Vintage Lifetime | Year 0: 0
| Turnover Style | Year 0: 0
Technology Variables
| Equipment | Year 0: Label; Year 1: Min Lifetime; Year 2: Max Lifetime; Year 3: Degradation; Year 4: Usage; Year 5: Available
| E1 | Year 1: 0; Year 2: 0; Year 3: 0%; Year 4: 0; Year 5: FALSE
| E2 | Year 1: 0; Year 2: 0; Year 3: 0%; Year 4: 0; Year 5: FALSE
| E3 | Year 1: 0; Year 2: 0; Year 3: 0%; Year 4: 0; Year 5: FALSE
| E4 | Year 1: 0; Year 2: 0; Year 3: 0%; Year 4: 0; Year 5: FALSE
| E5 | Year 1: 0; Year 2: 0; Year 3: 0%; Year 4: 0; Year 5: FALSE
| E6 | Year 1: 0; Year 2: 0; Year 3: 0%; Year 4: 0; Year 5: FALSE
| E7 | Year 1: 0; Year 2: 0; Year 3: 0%; Year 4: 0; Year 5: FALSE
| E8 | Year 1: 0; Year 2: 0; Year 3: 0%; Year 4: 0; Year 5: FALSE
| E9 | Year 1: 0; Year 2: 0; Year 3: 0%; Year 4: 0; Year 5: FALSE
| E10 | Year 1: 0; Year 2: 0; Year 3: 0%; Year 4: 0; Year 5: FALSE
Original Forecast Results
| Year | Year 0 | Year 1 | Year 2 | Year 3 | Year 4 | Year 5 | Year 6 | Year 7 | Year 8 | Year 9 | Year 10 | Year 11 | Year 12 | Year 13 | Year 14 | Year 15 | Year 16 | Year 17 | Year 18 | Year 19 | Year 20 | Year 21 | Year 22 | Year 23 | Year 24 | Year 25 | Year 26 | Year 27 | Year 28 | Year 29 | Year 30 | Key
| Units | 0 | 0 | 0 | 0 | 0 | 0 | 0 | 0 | 0 | 0 | 0 | 0 | 0 | 0 | 0 | 0 | 0 | 0 | 0 | 0 | 0 | 0 | 0 | 0 | 0 | 0 | 0 | 0 | 0 | 0 | 0 | #REF! |  |  |  |  | 301957.8232
| Usage | 0 | 0 | 0 | 0 | 0 | 0 | 0 | 0 | 0 | 0 | 0 | 0 | 0 | 0 | 0 | 0 | 0 | 0 | 0 | 0 | 0 | 0 | 0 | 0 | 0 | 0 | 0 | 0 | 0 | 0 | 0 | #REF! |  |  |  |  | 1698.6543
| Peak Demand (S) | 0 | 0 | 0 | 0 | 0 | 0 | 0 | 0 | 0 | 0 | 0 | 0 | 0 | 0 | 0 | 0 | 0 | 0 | 0 | 0 | 0 | 0 | 0 | 0 | 0 | 0 | 0 | 0 | 0 | 0 | 0 | #REF! |  |  |  |  | 0
| Peak Demand (W) | 0 | 0 | 0 | 0 | 0 | 0 | 0 | 0 | 0 | 0 | 0 | 0 | 0 | 0 | 0 | 0 | 0 | 0 | 0 | 0 | 0 | 0 | 0 | 0 | 0 | 0 | 0 | 0 | 0 | 0 | 0 | #REF! |  |  |  |  | 884.6119
| Turnover | 0 | 0 | 0 | 0 | 0 | 0 | 0 | 0 | 0 | 0 | 0 | 0 | 0 | 0 | 0 | 0 | 0 | 0 | 0 | 0 | 0 | 0 | 0 | 0 | 0 | 0 | 0 | 0 | 0 | 0 | 0 | #REF! |  |  |  |  | 6885.4476
| Avg. Replacement Usage | 0 | 0 | 0 | 0 | 0 | 0 | 0 | 0 | 0 | 0 | 0 | 0 | 0 | 0 | 0 | 0 | 0 | 0 | 0 | 0 | 0 | 0 | 0 | 0 | 0 | 0 | 0 | 0 | 0 | 0 | 0 | #REF! |  |  |  |  | 5638.8522
| Avg. Replacement Demand (S) | 0 | 0 | 0 | 0 | 0 | 0 | 0 | 0 | 0 | 0 | 0 | 0 | 0 | 0 | 0 | 0 | 0 | 0 | 0 | 0 | 0 | 0 | 0 | 0 | 0 | 0 | 0 | 0 | 0 | 0 | 0 | #REF! |  |  |  |  | 0
| Avg. Replacement Demand (W) | 0 | 0 | 0 | 0 | 0 | 0 | 0 | 0 | 0 | 0 | 0 | 0 | 0 | 0 | 0 | 0 | 0 | 0 | 0 | 0 | 0 | 0 | 0 | 0 | 0 | 0 | 0 | 0 | 0 | 0 | 0 | #REF! |  |  |  |  | 2.9366
Tech Forecast Stock
| Year | Year 0 | Year 1 | Year 2 | Year 3 | Year 4 | Year 5 | Year 6 | Year 7 | Year 8 | Year 9 | Year 10 | Year 11 | Year 12 | Year 13 | Year 14 | Year 15 | Year 16 | Year 17 | Year 18 | Year 19 | Year 20 | Year 21 | Year 22 | Year 23 | Year 24 | Year 25 | Year 26 | Year 27 | Year 28 | Year 29 | Year 30
| E1 | 0 | 0 | 0 | 0 | 0 | 0 | 0 | 0 | 0 | 0 | 0 | 0 | 0 | 0 | 0 | 0 | 0 | 0 | 0 | 0 | 0 | 0 | 0 | 0 | 0 | 0 | 0 | 0 | 0 | 0 | 0
| E2 | 0 | 0 | 0 | 0 | 0 | 0 | 0 | 0 | 0 | 0 | 0 | 0 | 0 | 0 | 0 | 0 | 0 | 0 | 0 | 0 | 0 | 0 | 0 | 0 | 0 | 0 | 0 | 0 | 0 | 0 | 0
| E3 | 0 | 0 | 0 | 0 | 0 | 0 | 0 | 0 | 0 | 0 | 0 | 0 | 0 | 0 | 0 | 0 | 0 | 0 | 0 | 0 | 0 | 0 | 0 | 0 | 0 | 0 | 0 | 0 | 0 | 0 | 0
| E4 | 0 | 0 | 0 | 0 | 0 | 0 | 0 | 0 | 0 | 0 | 0 | 0 | 0 | 0 | 0 | 0 | 0 | 0 | 0 | 0 | 0 | 0 | 0 | 0 | 0 | 0 | 0 | 0 | 0 | 0 | 0
| E5 | 0 | 0 | 0 | 0 | 0 | 0 | 0 | 0 | 0 | 0 | 0 | 0 | 0 | 0 | 0 | 0 | 0 | 0 | 0 | 0 | 0 | 0 | 0 | 0 | 0 | 0 | 0 | 0 | 0 | 0 | 0
| E6 | 0 | 0 | 0 | 0 | 0 | 0 | 0 | 0 | 0 | 0 | 0 | 0 | 0 | 0 | 0 | 0 | 0 | 0 | 0 | 0 | 0 | 0 | 0 | 0 | 0 | 0 | 0 | 0 | 0 | 0 | 0
| E7 | 0 | 0 | 0 | 0 | 0 | 0 | 0 | 0 | 0 | 0 | 0 | 0 | 0 | 0 | 0 | 0 | 0 | 0 | 0 | 0 | 0 | 0 | 0 | 0 | 0 | 0 | 0 | 0 | 0 | 0 | 0
| E8 | 0 | 0 | 0 | 0 | 0 | 0 | 0 | 0 | 0 | 0 | 0 | 0 | 0 | 0 | 0 | 0 | 0 | 0 | 0 | 0 | 0 | 0 | 0 | 0 | 0 | 0 | 0 | 0 | 0 | 0 | 0
| E9 | 0 | 0 | 0 | 0 | 0 | 0 | 0 | 0 | 0 | 0 | 0 | 0 | 0 | 0 | 0 | 0 | 0 | 0 | 0 | 0 | 0 | 0 | 0 | 0 | 0 | 0 | 0 | 0 | 0 | 0 | 0
| E10 | 0 | 0 | 0 | 0 | 0 | 0 | 0 | 0 | 0 | 0 | 0 | 0 | 0 | 0 | 0 | 0 | 0 | 0 | 0 | 0 | 0 | 0 | 0 | 0 | 0 | 0 | 0 | 0 | 0 | 0 | 0
| Vintage | 0 | 0 | 0 | 0 | 0 | 0 | 0 | 0 | 0 | 0 | 0 | 0 | 0 | 0 | 0 | 0 | 0 | 0 | 0 | 0 | 0 | 0 | 0 | 0 | 0 | 0 | 0 | 0 | 0 | 0 | 0
Stock for Switching
| Year | Year 0 | Year 1 | Year 2 | Year 3 | Year 4 | Year 5 | Year 6 | Year 7 | Year 8 | Year 9 | Year 10 | Year 11 | Year 12 | Year 13 | Year 14 | Year 15 | Year 16 | Year 17 | Year 18 | Year 19 | Year 20 | Year 21 | Year 22 | Year 23 | Year 24 | Year 25 | Year 26 | Year 27 | Year 28 | Year 29 | Year 30
| E1 | 0 | 0 | 0 | 0 | 0 | 0 | 0 | 0 | 0 | 0 | 0 | 0 | 0 | 0 | 0 | 0 | 0 | 0 | 0 | 0 | 0 | 0 | 0 | 0 | 0 | 0 | 0 | 0 | 0 | 0 | 0 | 0_E1_SysStock
| E2 | 0 | 0 | 0 | 0 | 0 | 0 | 0 | 0 | 0 | 0 | 0 | 0 | 0 | 0 | 0 | 0 | 0 | 0 | 0 | 0 | 0 | 0 | 0 | 0 | 0 | 0 | 0 | 0 | 0 | 0 | 0 | 0_E2_SysStock
| E3 | 0 | 0 | 0 | 0 | 0 | 0 | 0 | 0 | 0 | 0 | 0 | 0 | 0 | 0 | 0 | 0 | 0 | 0 | 0 | 0 | 0 | 0 | 0 | 0 | 0 | 0 | 0 | 0 | 0 | 0 | 0 | 0_E3_SysStock
| E4 | 0 | 0 | 0 | 0 | 0 | 0 | 0 | 0 | 0 | 0 | 0 | 0 | 0 | 0 | 0 | 0 | 0 | 0 | 0 | 0 | 0 | 0 | 0 | 0 | 0 | 0 | 0 | 0 | 0 | 0 | 0 | 0_E4_SysStock
| E5 | 0 | 0 | 0 | 0 | 0 | 0 | 0 | 0 | 0 | 0 | 0 | 0 | 0 | 0 | 0 | 0 | 0 | 0 | 0 | 0 | 0 | 0 | 0 | 0 | 0 | 0 | 0 | 0 | 0 | 0 | 0 | 0_E5_SysStock
| E6 | 0 | 0 | 0 | 0 | 0 | 0 | 0 | 0 | 0 | 0 | 0 | 0 | 0 | 0 | 0 | 0 | 0 | 0 | 0 | 0 | 0 | 0 | 0 | 0 | 0 | 0 | 0 | 0 | 0 | 0 | 0 | 0_E6_SysStock
| E7 | 0 | 0 | 0 | 0 | 0 | 0 | 0 | 0 | 0 | 0 | 0 | 0 | 0 | 0 | 0 | 0 | 0 | 0 | 0 | 0 | 0 | 0 | 0 | 0 | 0 | 0 | 0 | 0 | 0 | 0 | 0 | 0_E7_SysStock
| E8 | 0 | 0 | 0 | 0 | 0 | 0 | 0 | 0 | 0 | 0 | 0 | 0 | 0 | 0 | 0 | 0 | 0 | 0 | 0 | 0 | 0 | 0 | 0 | 0 | 0 | 0 | 0 | 0 | 0 | 0 | 0 | 0_E8_SysStock
| E9 | 0 | 0 | 0 | 0 | 0 | 0 | 0 | 0 | 0 | 0 | 0 | 0 | 0 | 0 | 0 | 0 | 0 | 0 | 0 | 0 | 0 | 0 | 0 | 0 | 0 | 0 | 0 | 0 | 0 | 0 | 0 | 0_E9_SysStock
| E10 | 0 | 0 | 0 | 0 | 0 | 0 | 0 | 0 | 0 | 0 | 0 | 0 | 0 | 0 | 0 | 0 | 0 | 0 | 0 | 0 | 0 | 0 | 0 | 0 | 0 | 0 | 0 | 0 | 0 | 0 | 0 | 0_E10_SysStock
| Vintage | 0 | 0 | 0 | 0 | 0 | 0 | 0 | 0 | 0 | 0 | 0 | 0 | 0 | 0 | 0 | 0 | 0 | 0 | 0 | 0 | 0 | 0 | 0 | 0 | 0 | 0 | 0 | 0 | 0 | 0 | 0 | 0_Vintage_SysStock
Tech Forecast Purchases
| Year | Year 0 | Year 1 | Year 2 | Year 3 | Year 4 | Year 5 | Year 6 | Year 7 | Year 8 | Year 9 | Year 10 | Year 11 | Year 12 | Year 13 | Year 14 | Year 15 | Year 16 | Year 17 | Year 18 | Year 19 | Year 20 | Year 21 | Year 22 | Year 23 | Year 24 | Year 25 | Year 26 | Year 27 | Year 28 | Year 29 | Year 30
| E1 | 0 | 0 | 0 | 0 | 0 | 0 | 0 | 0 | 0 | 0 | 0 | 0 | 0 | 0 | 0 | 0 | 0 | 0 | 0 | 0 | 0 | 0 | 0 | 0 | 0 | 0 | 0 | 0 | 0 | 0 | 0
| E2 | 0 | 0 | 0 | 0 | 0 | 0 | 0 | 0 | 0 | 0 | 0 | 0 | 0 | 0 | 0 | 0 | 0 | 0 | 0 | 0 | 0 | 0 | 0 | 0 | 0 | 0 | 0 | 0 | 0 | 0 | 0
| E3 | 0 | 0 | 0 | 0 | 0 | 0 | 0 | 0 | 0 | 0 | 0 | 0 | 0 | 0 | 0 | 0 | 0 | 0 | 0 | 0 | 0 | 0 | 0 | 0 | 0 | 0 | 0 | 0 | 0 | 0 | 0
| E4 | 0 | 0 | 0 | 0 | 0 | 0 | 0 | 0 | 0 | 0 | 0 | 0 | 0 | 0 | 0 | 0 | 0 | 0 | 0 | 0 | 0 | 0 | 0 | 0 | 0 | 0 | 0 | 0 | 0 | 0 | 0
| E5 | 0 | 0 | 0 | 0 | 0 | 0 | 0 | 0 | 0 | 0 | 0 | 0 | 0 | 0 | 0 | 0 | 0 | 0 | 0 | 0 | 0 | 0 | 0 | 0 | 0 | 0 | 0 | 0 | 0 | 0 | 0
| E6 | 0 | 0 | 0 | 0 | 0 | 0 | 0 | 0 | 0 | 0 | 0 | 0 | 0 | 0 | 0 | 0 | 0 | 0 | 0 | 0 | 0 | 0 | 0 | 0 | 0 | 0 | 0 | 0 | 0 | 0 | 0
| E7 | 0 | 0 | 0 | 0 | 0 | 0 | 0 | 0 | 0 | 0 | 0 | 0 | 0 | 0 | 0 | 0 | 0 | 0 | 0 | 0 | 0 | 0 | 0 | 0 | 0 | 0 | 0 | 0 | 0 | 0 | 0
| E8 | 0 | 0 | 0 | 0 | 0 | 0 | 0 | 0 | 0 | 0 | 0 | 0 | 0 | 0 | 0 | 0 | 0 | 0 | 0 | 0 | 0 | 0 | 0 | 0 | 0 | 0 | 0 | 0 | 0 | 0 | 0
| E9 | 0 | 0 | 0 | 0 | 0 | 0 | 0 | 0 | 0 | 0 | 0 | 0 | 0 | 0 | 0 | 0 | 0 | 0 | 0 | 0 | 0 | 0 | 0 | 0 | 0 | 0 | 0 | 0 | 0 | 0 | 0
| E10 | 0 | 0 | 0 | 0 | 0 | 0 | 0 | 0 | 0 | 0 | 0 | 0 | 0 | 0 | 0 | 0 | 0 | 0 | 0 | 0 | 0 | 0 | 0 | 0 | 0 | 0 | 0 | 0 | 0 | 0 | 0
Potential to Switch
| Year | Year 0 | Year 1 | Year 2 | Year 3 | Year 4 | Year 5 | Year 6 | Year 7 | Year 8 | Year 9 | Year 10 | Year 11 | Year 12 | Year 13 | Year 14 | Year 15 | Year 16 | Year 17 | Year 18 | Year 19 | Year 20 | Year 21 | Year 22 | Year 23 | Year 24 | Year 25 | Year 26 | Year 27 | Year 28 | Year 29 | Year 30
| E1 | 0 | 0 | 0 | 0 | 0 | 0 | 0 | 0 | 0 | 0 | 0 | 0 | 0 | 0 | 0 | 0 | 0 | 0 | 0 | 0 | 0 | 0 | 0 | 0 | 0 | 0 | 0 | 0 | 0 | 0 | 0 | 0_E1_Switched Out
| E2 | 0 | 0 | 0 | 0 | 0 | 0 | 0 | 0 | 0 | 0 | 0 | 0 | 0 | 0 | 0 | 0 | 0 | 0 | 0 | 0 | 0 | 0 | 0 | 0 | 0 | 0 | 0 | 0 | 0 | 0 | 0 | 0_E2_Switched Out
| E3 | 0 | 0 | 0 | 0 | 0 | 0 | 0 | 0 | 0 | 0 | 0 | 0 | 0 | 0 | 0 | 0 | 0 | 0 | 0 | 0 | 0 | 0 | 0 | 0 | 0 | 0 | 0 | 0 | 0 | 0 | 0 | 0_E3_Switched Out
| E4 | 0 | 0 | 0 | 0 | 0 | 0 | 0 | 0 | 0 | 0 | 0 | 0 | 0 | 0 | 0 | 0 | 0 | 0 | 0 | 0 | 0 | 0 | 0 | 0 | 0 | 0 | 0 | 0 | 0 | 0 | 0 | 0_E4_Switched Out
| E5 | 0 | 0 | 0 | 0 | 0 | 0 | 0 | 0 | 0 | 0 | 0 | 0 | 0 | 0 | 0 | 0 | 0 | 0 | 0 | 0 | 0 | 0 | 0 | 0 | 0 | 0 | 0 | 0 | 0 | 0 | 0 | 0_E5_Switched Out
| E6 | 0 | 0 | 0 | 0 | 0 | 0 | 0 | 0 | 0 | 0 | 0 | 0 | 0 | 0 | 0 | 0 | 0 | 0 | 0 | 0 | 0 | 0 | 0 | 0 | 0 | 0 | 0 | 0 | 0 | 0 | 0 | 0_E6_Switched Out
| E7 | 0 | 0 | 0 | 0 | 0 | 0 | 0 | 0 | 0 | 0 | 0 | 0 | 0 | 0 | 0 | 0 | 0 | 0 | 0 | 0 | 0 | 0 | 0 | 0 | 0 | 0 | 0 | 0 | 0 | 0 | 0 | 0_E7_Switched Out
| E8 | 0 | 0 | 0 | 0 | 0 | 0 | 0 | 0 | 0 | 0 | 0 | 0 | 0 | 0 | 0 | 0 | 0 | 0 | 0 | 0 | 0 | 0 | 0 | 0 | 0 | 0 | 0 | 0 | 0 | 0 | 0 | 0_E8_Switched Out
| E9 | 0 | 0 | 0 | 0 | 0 | 0 | 0 | 0 | 0 | 0 | 0 | 0 | 0 | 0 | 0 | 0 | 0 | 0 | 0 | 0 | 0 | 0 | 0 | 0 | 0 | 0 | 0 | 0 | 0 | 0 | 0 | 0_E9_Switched Out
| E10 | 0 | 0 | 0 | 0 | 0 | 0 | 0 | 0 | 0 | 0 | 0 | 0 | 0 | 0 | 0 | 0 | 0 | 0 | 0 | 0 | 0 | 0 | 0 | 0 | 0 | 0 | 0 | 0 | 0 | 0 | 0 | 0_E10_Switched Out
Units Out
| E1 | 0 | 0 | 0 | 0 | 0 | 0 | 0 | 0 | 0 | 0 | 0 | 0 | 0 | 0 | 0 | 0 | 0 | 0 | 0 | 0 | 0 | 0 | 0 | 0 | 0 | 0 | 0 | 0 | 0 | 0 | 0
| E2 | 0 | 0 | 0 | 0 | 0 | 0 | 0 | 0 | 0 | 0 | 0 | 0 | 0 | 0 | 0 | 0 | 0 | 0 | 0 | 0 | 0 | 0 | 0 | 0 | 0 | 0 | 0 | 0 | 0 | 0 | 0
| E3 | 0 | 0 | 0 | 0 | 0 | 0 | 0 | 0 | 0 | 0 | 0 | 0 | 0 | 0 | 0 | 0 | 0 | 0 | 0 | 0 | 0 | 0 | 0 | 0 | 0 | 0 | 0 | 0 | 0 | 0 | 0
| E4 | 0 | 0 | 0 | 0 | 0 | 0 | 0 | 0 | 0 | 0 | 0 | 0 | 0 | 0 | 0 | 0 | 0 | 0 | 0 | 0 | 0 | 0 | 0 | 0 | 0 | 0 | 0 | 0 | 0 | 0 | 0
| E5 | 0 | 0 | 0 | 0 | 0 | 0 | 0 | 0 | 0 | 0 | 0 | 0 | 0 | 0 | 0 | 0 | 0 | 0 | 0 | 0 | 0 | 0 | 0 | 0 | 0 | 0 | 0 | 0 | 0 | 0 | 0
| E6 | 0 | 0 | 0 | 0 | 0 | 0 | 0 | 0 | 0 | 0 | 0 | 0 | 0 | 0 | 0 | 0 | 0 | 0 | 0 | 0 | 0 | 0 | 0 | 0 | 0 | 0 | 0 | 0 | 0 | 0 | 0
| E7 | 0 | 0 | 0 | 0 | 0 | 0 | 0 | 0 | 0 | 0 | 0 | 0 | 0 | 0 | 0 | 0 | 0 | 0 | 0 | 0 | 0 | 0 | 0 | 0 | 0 | 0 | 0 | 0 | 0 | 0 | 0
| E8 | 0 | 0 | 0 | 0 | 0 | 0 | 0 | 0 | 0 | 0 | 0 | 0 | 0 | 0 | 0 | 0 | 0 | 0 | 0 | 0 | 0 | 0 | 0 | 0 | 0 | 0 | 0 | 0 | 0 | 0 | 0
| E9 | 0 | 0 | 0 | 0 | 0 | 0 | 0 | 0 | 0 | 0 | 0 | 0 | 0 | 0 | 0 | 0 | 0 | 0 | 0 | 0 | 0 | 0 | 0 | 0 | 0 | 0 | 0 | 0 | 0 | 0 | 0
| E10 | 0 | 0 | 0 | 0 | 0 | 0 | 0 | 0 | 0 | 0 | 0 | 0 | 0 | 0 | 0 | 0 | 0 | 0 | 0 | 0 | 0 | 0 | 0 | 0 | 0 | 0 | 0 | 0 | 0 | 0 | 0
| Vintage | 0 | 0 | 0 | 0 | 0 | 0 | 0 | 0 | 0 | 0 | 0 | 0 | 0 | 0 | 0 | 0 | 0 | 0 | 0 | 0 | 0 | 0 | 0 | 0 | 0 | 0 | 0 | 0 | 0 | 0 | 0
Tech Purchase Shares
| Year | Year 0 | Year 1 | Year 2 | Year 3 | Year 4 | Year 5 | Year 6 | Year 7 | Year 8 | Year 9 | Year 10 | Year 11 | Year 12 | Year 13 | Year 14 | Year 15 | Year 16 | Year 17 | Year 18 | Year 19 | Year 20 | Year 21 | Year 22 | Year 23 | Year 24 | Year 25 | Year 26 | Year 27 | Year 28 | Year 29 | Year 30
E1 | bar: Year 0 to Year 30
E2 | bar: Year 0 to Year 30
E3 | bar: Year 0 to Year 30
E4 | bar: Year 0 to Year 30
E5 | bar: Year 0 to Year 30
E6 | bar: Year 0 to Year 30
E7 | bar: Year 0 to Year 30
E8 | bar: Year 0 to Year 30
E9 | bar: Year 0 to Year 30
E10 | bar: Year 0 to Year 30
Units In from Switching
| E1 | 0 | 0 | 0 | 0 | 0 | 0 | 0 | 0 | 0 | 0 | 0 | 0 | 0 | 0 | 0 | 0 | 0 | 0 | 0 | 0 | 0 | 0 | 0 | 0 | 0 | 0 | 0 | 0 | 0 | 0 | 0
| E2 | 0 | 0 | 0 | 0 | 0 | 0 | 0 | 0 | 0 | 0 | 0 | 0 | 0 | 0 | 0 | 0 | 0 | 0 | 0 | 0 | 0 | 0 | 0 | 0 | 0 | 0 | 0 | 0 | 0 | 0 | 0
| E3 | 0 | 0 | 0 | 0 | 0 | 0 | 0 | 0 | 0 | 0 | 0 | 0 | 0 | 0 | 0 | 0 | 0 | 0 | 0 | 0 | 0 | 0 | 0 | 0 | 0 | 0 | 0 | 0 | 0 | 0 | 0
| E4 | 0 | 0 | 0 | 0 | 0 | 0 | 0 | 0 | 0 | 0 | 0 | 0 | 0 | 0 | 0 | 0 | 0 | 0 | 0 | 0 | 0 | 0 | 0 | 0 | 0 | 0 | 0 | 0 | 0 | 0 | 0
| E5 | 0 | 0 | 0 | 0 | 0 | 0 | 0 | 0 | 0 | 0 | 0 | 0 | 0 | 0 | 0 | 0 | 0 | 0 | 0 | 0 | 0 | 0 | 0 | 0 | 0 | 0 | 0 | 0 | 0 | 0 | 0
| E6 | 0 | 0 | 0 | 0 | 0 | 0 | 0 | 0 | 0 | 0 | 0 | 0 | 0 | 0 | 0 | 0 | 0 | 0 | 0 | 0 | 0 | 0 | 0 | 0 | 0 | 0 | 0 | 0 | 0 | 0 | 0
| E7 | 0 | 0 | 0 | 0 | 0 | 0 | 0 | 0 | 0 | 0 | 0 | 0 | 0 | 0 | 0 | 0 | 0 | 0 | 0 | 0 | 0 | 0 | 0 | 0 | 0 | 0 | 0 | 0 | 0 | 0 | 0
| E8 | 0 | 0 | 0 | 0 | 0 | 0 | 0 | 0 | 0 | 0 | 0 | 0 | 0 | 0 | 0 | 0 | 0 | 0 | 0 | 0 | 0 | 0 | 0 | 0 | 0 | 0 | 0 | 0 | 0 | 0 | 0
| E9 | 0 | 0 | 0 | 0 | 0 | 0 | 0 | 0 | 0 | 0 | 0 | 0 | 0 | 0 | 0 | 0 | 0 | 0 | 0 | 0 | 0 | 0 | 0 | 0 | 0 | 0 | 0 | 0 | 0 | 0 | 0
| E10 | 0 | 0 | 0 | 0 | 0 | 0 | 0 | 0 | 0 | 0 | 0 | 0 | 0 | 0 | 0 | 0 | 0 | 0 | 0 | 0 | 0 | 0 | 0 | 0 | 0 | 0 | 0 | 0 | 0 | 0 | 0
| Vintage | 0 | 0 | 0 | 0 | 0 | 0 | 0 | 0 | 0 | 0 | 0 | 0 | 0 | 0 | 0 | 0 | 0 | 0 | 0 | 0 | 0 | 0 | 0 | 0 | 0 | 0 | 0 | 0 | 0 | 0 | 0
Net Change
| Year | Year 0 | Year 1 | Year 2 | Year 3 | Year 4 | Year 5 | Year 6 | Year 7 | Year 8 | Year 9 | Year 10 | Year 11 | Year 12 | Year 13 | Year 14 | Year 15 | Year 16 | Year 17 | Year 18 | Year 19 | Year 20 | Year 21 | Year 22 | Year 23 | Year 24 | Year 25 | Year 26 | Year 27 | Year 28 | Year 29 | Year 30 | Key
| Units | 0 | 0 | 0 | 0 | 0 | 0 | 0 | 0 | 0 | 0 | 0 | 0 | 0 | 0 | 0 | 0 | 0 | 0 | 0 | 0 | 0 | 0 | 0 | 0 | 0 | 0 | 0 | 0 | 0 | 0 | 0 | 0_Units |  |  |  |  | 301957.8232
| Usage | 0 | 0 | 0 | 0 | 0 | 0 | 0 | 0 | 0 | 0 | 0 | 0 | 0 | 0 | 0 | 0 | 0 | 0 | 0 | 0 | 0 | 0 | 0 | 0 | 0 | 0 | 0 | 0 | 0 | 0 | 0 | 0_Usage |  |  |  |  | 1698.6543
| Peak Demand (S) | 0 | 0 | 0 | 0 | 0 | 0 | 0 | 0 | 0 | 0 | 0 | 0 | 0 | 0 | 0 | 0 | 0 | 0 | 0 | 0 | 0 | 0 | 0 | 0 | 0 | 0 | 0 | 0 | 0 | 0 | 0 | 0_Peak Demand (S) |  |  |  |  | 0
| Peak Demand (W) | 0 | 0 | 0 | 0 | 0 | 0 | 0 | 0 | 0 | 0 | 0 | 0 | 0 | 0 | 0 | 0 | 0 | 0 | 0 | 0 | 0 | 0 | 0 | 0 | 0 | 0 | 0 | 0 | 0 | 0 | 0 | 0_Peak Demand (W) |  |  |  |  | 884.6119
| Turnover | 0 | 0 | 0 | 0 | 0 | 0 | 0 | 0 | 0 | 0 | 0 | 0 | 0 | 0 | 0 | 0 | 0 | 0 | 0 | 0 | 0 | 0 | 0 | 0 | 0 | 0 | 0 | 0 | 0 | 0 | 0 | 0_Turnover |  |  |  |  | 6885.4476
| Avg. Replacement Usage | 0 | 0 | 0 | 0 | 0 | 0 | 0 | 0 | 0 | 0 | 0 | 0 | 0 | 0 | 0 | 0 | 0 | 0 | 0 | 0 | 0 | 0 | 0 | 0 | 0 | 0 | 0 | 0 | 0 | 0 | 0 | 0_Avg. Replacement Usage |  |  |  |  | 5638.8522
| Avg. Replacement Demand (S) | 0 | 0 | 0 | 0 | 0 | 0 | 0 | 0 | 0 | 0 | 0 | 0 | 0 | 0 | 0 | 0 | 0 | 0 | 0 | 0 | 0 | 0 | 0 | 0 | 0 | 0 | 0 | 0 | 0 | 0 | 0 | 0_Avg. Replacement Demand (S) |  |  |  |  | 0
| Avg. Replacement Demand (W) | 0 | 0 | 0 | 0 | 0 | 0 | 0 | 0 | 0 | 0 | 0 | 0 | 0 | 0 | 0 | 0 | 0 | 0 | 0 | 0 | 0 | 0 | 0 | 0 | 0 | 0 | 0 | 0 | 0 | 0 | 0 | 0_Avg. Replacement Demand (W) |  |  |  |  | 2.9366
Purchases
| Year | Year 0 | Year 1 | Year 2 | Year 3 | Year 4 | Year 5 | Year 6 | Year 7 | Year 8 | Year 9 | Year 10 | Year 11 | Year 12 | Year 13 | Year 14 | Year 15 | Year 16 | Year 17 | Year 18 | Year 19 | Year 20 | Year 21 | Year 22 | Year 23 | Year 24 | Year 25 | Year 26 | Year 27 | Year 28 | Year 29 | Year 30
| E1 | 0 | 0 | 0 | 0 | 0 | 0 | 0 | 0 | 0 | 0 | 0 | 0 | 0 | 0 | 0 | 0 | 0 | 0 | 0 | 0 | 0 | 0 | 0 | 0 | 0 | 0 | 0 | 0 | 0 | 0 | 0 | 0_E1_Purchases |  |  |  |  | 6885.4476
| E2 | 0 | 0 | 0 | 0 | 0 | 0 | 0 | 0 | 0 | 0 | 0 | 0 | 0 | 0 | 0 | 0 | 0 | 0 | 0 | 0 | 0 | 0 | 0 | 0 | 0 | 0 | 0 | 0 | 0 | 0 | 0 | 0_E2_Purchases |  |  |  |  | 0
| E3 | 0 | 0 | 0 | 0 | 0 | 0 | 0 | 0 | 0 | 0 | 0 | 0 | 0 | 0 | 0 | 0 | 0 | 0 | 0 | 0 | 0 | 0 | 0 | 0 | 0 | 0 | 0 | 0 | 0 | 0 | 0 | 0_E3_Purchases |  |  |  |  | 0
| E4 | 0 | 0 | 0 | 0 | 0 | 0 | 0 | 0 | 0 | 0 | 0 | 0 | 0 | 0 | 0 | 0 | 0 | 0 | 0 | 0 | 0 | 0 | 0 | 0 | 0 | 0 | 0 | 0 | 0 | 0 | 0 | 0_E4_Purchases |  |  |  |  | 0
| E5 | 0 | 0 | 0 | 0 | 0 | 0 | 0 | 0 | 0 | 0 | 0 | 0 | 0 | 0 | 0 | 0 | 0 | 0 | 0 | 0 | 0 | 0 | 0 | 0 | 0 | 0 | 0 | 0 | 0 | 0 | 0 | 0_E5_Purchases |  |  |  |  | 0
| E6 | 0 | 0 | 0 | 0 | 0 | 0 | 0 | 0 | 0 | 0 | 0 | 0 | 0 | 0 | 0 | 0 | 0 | 0 | 0 | 0 | 0 | 0 | 0 | 0 | 0 | 0 | 0 | 0 | 0 | 0 | 0 | 0_E6_Purchases |  |  |  |  | 0
| E7 | 0 | 0 | 0 | 0 | 0 | 0 | 0 | 0 | 0 | 0 | 0 | 0 | 0 | 0 | 0 | 0 | 0 | 0 | 0 | 0 | 0 | 0 | 0 | 0 | 0 | 0 | 0 | 0 | 0 | 0 | 0 | 0_E7_Purchases |  |  |  |  | 0
| E8 | 0 | 0 | 0 | 0 | 0 | 0 | 0 | 0 | 0 | 0 | 0 | 0 | 0 | 0 | 0 | 0 | 0 | 0 | 0 | 0 | 0 | 0 | 0 | 0 | 0 | 0 | 0 | 0 | 0 | 0 | 0 | 0_E8_Purchases |  |  |  |  | 0
| E9 | 0 | 0 | 0 | 0 | 0 | 0 | 0 | 0 | 0 | 0 | 0 | 0 | 0 | 0 | 0 | 0 | 0 | 0 | 0 | 0 | 0 | 0 | 0 | 0 | 0 | 0 | 0 | 0 | 0 | 0 | 0 | 0_E9_Purchases |  |  |  |  | 0
| E10 | 0 | 0 | 0 | 0 | 0 | 0 | 0 | 0 | 0 | 0 | 0 | 0 | 0 | 0 | 0 | 0 | 0 | 0 | 0 | 0 | 0 | 0 | 0 | 0 | 0 | 0 | 0 | 0 | 0 | 0 | 0 | 0_E10_Purchases |  |  |  |  | 0
Stock
| Year | Year 0 | Year 1 | Year 2 | Year 3 | Year 4 | Year 5 | Year 6 | Year 7 | Year 8 | Year 9 | Year 10 | Year 11 | Year 12 | Year 13 | Year 14 | Year 15 | Year 16 | Year 17 | Year 18 | Year 19 | Year 20 | Year 21 | Year 22 | Year 23 | Year 24 | Year 25 | Year 26 | Year 27 | Year 28 | Year 29 | Year 30
| E1 | 0 | 0 | 0 | 0 | 0 | 0 | 0 | 0 | 0 | 0 | 0 | 0 | 0 | 0 | 0 | 0 | 0 | 0 | 0 | 0 | 0 | 0 | 0 | 0 | 0 | 0 | 0 | 0 | 0 | 0 | 0 | 0_E1_Stock |  |  |  |  | 13576.6093
| E2 | 0 | 0 | 0 | 0 | 0 | 0 | 0 | 0 | 0 | 0 | 0 | 0 | 0 | 0 | 0 | 0 | 0 | 0 | 0 | 0 | 0 | 0 | 0 | 0 | 0 | 0 | 0 | 0 | 0 | 0 | 0 | 0_E2_Stock |  |  |  |  | 0
| E3 | 0 | 0 | 0 | 0 | 0 | 0 | 0 | 0 | 0 | 0 | 0 | 0 | 0 | 0 | 0 | 0 | 0 | 0 | 0 | 0 | 0 | 0 | 0 | 0 | 0 | 0 | 0 | 0 | 0 | 0 | 0 | 0_E3_Stock |  |  |  |  | 0
| E4 | 0 | 0 | 0 | 0 | 0 | 0 | 0 | 0 | 0 | 0 | 0 | 0 | 0 | 0 | 0 | 0 | 0 | 0 | 0 | 0 | 0 | 0 | 0 | 0 | 0 | 0 | 0 | 0 | 0 | 0 | 0 | 0_E4_Stock |  |  |  |  | 0
| E5 | 0 | 0 | 0 | 0 | 0 | 0 | 0 | 0 | 0 | 0 | 0 | 0 | 0 | 0 | 0 | 0 | 0 | 0 | 0 | 0 | 0 | 0 | 0 | 0 | 0 | 0 | 0 | 0 | 0 | 0 | 0 | 0_E5_Stock |  |  |  |  | 0
| E6 | 0 | 0 | 0 | 0 | 0 | 0 | 0 | 0 | 0 | 0 | 0 | 0 | 0 | 0 | 0 | 0 | 0 | 0 | 0 | 0 | 0 | 0 | 0 | 0 | 0 | 0 | 0 | 0 | 0 | 0 | 0 | 0_E6_Stock |  |  |  |  | 0
| E7 | 0 | 0 | 0 | 0 | 0 | 0 | 0 | 0 | 0 | 0 | 0 | 0 | 0 | 0 | 0 | 0 | 0 | 0 | 0 | 0 | 0 | 0 | 0 | 0 | 0 | 0 | 0 | 0 | 0 | 0 | 0 | 0_E7_Stock |  |  |  |  | 0
| E8 | 0 | 0 | 0 | 0 | 0 | 0 | 0 | 0 | 0 | 0 | 0 | 0 | 0 | 0 | 0 | 0 | 0 | 0 | 0 | 0 | 0 | 0 | 0 | 0 | 0 | 0 | 0 | 0 | 0 | 0 | 0 | 0_E8_Stock |  |  |  |  | 0
| E9 | 0 | 0 | 0 | 0 | 0 | 0 | 0 | 0 | 0 | 0 | 0 | 0 | 0 | 0 | 0 | 0 | 0 | 0 | 0 | 0 | 0 | 0 | 0 | 0 | 0 | 0 | 0 | 0 | 0 | 0 | 0 | 0_E9_Stock |  |  |  |  | 0
| E10 | 0 | 0 | 0 | 0 | 0 | 0 | 0 | 0 | 0 | 0 | 0 | 0 | 0 | 0 | 0 | 0 | 0 | 0 | 0 | 0 | 0 | 0 | 0 | 0 | 0 | 0 | 0 | 0 | 0 | 0 | 0 | 0_E10_Stock |  |  |  |  | 0
| Vintage | 0 | 0 | 0 | 0 | 0 | 0 | 0 | 0 | 0 | 0 | 0 | 0 | 0 | 0 | 0 | 0 | 0 | 0 | 0 | 0 | 0 | 0 | 0 | 0 | 0 | 0 | 0 | 0 | 0 | 0 | 0 | 0_Vintage_Stock |  |  |  |  | 288381.2139
S3C1 |  | Year 0: System 3 Technology 1
Technology Variables
| Tech Key | Year 0: 0
| Peak Factor (S) | Year 0: 0
| Peak Factor (W) | Year 0: 0
| Min Vintage Lifetime | Year 0: 0
| Max Vintage Lifetime | Year 0: 0
| Turnover Style | Year 0: 0
Technology Variables
| Equipment | Year 0: Label; Year 1: Min Lifetime; Year 2: Max Lifetime; Year 3: Degradation; Year 4: Usage; Year 5: Available
| E1 | Year 1: 0; Year 2: 0; Year 3: 0%; Year 4: 0; Year 5: FALSE
| E2 | Year 1: 0; Year 2: 0; Year 3: 0%; Year 4: 0; Year 5: FALSE
| E3 | Year 1: 0; Year 2: 0; Year 3: 0%; Year 4: 0; Year 5: FALSE
| E4 | Year 1: 0; Year 2: 0; Year 3: 0%; Year 4: 0; Year 5: FALSE
| E5 | Year 1: 0; Year 2: 0; Year 3: 0%; Year 4: 0; Year 5: FALSE
| E6 | Year 1: 0; Year 2: 0; Year 3: 0%; Year 4: 0; Year 5: FALSE
| E7 | Year 1: 0; Year 2: 0; Year 3: 0%; Year 4: 0; Year 5: FALSE
| E8 | Year 1: 0; Year 2: 0; Year 3: 0%; Year 4: 0; Year 5: FALSE
| E9 | Year 1: 0; Year 2: 0; Year 3: 0%; Year 4: 0; Year 5: FALSE
| E10 | Year 1: 0; Year 2: 0; Year 3: 0%; Year 4: 0; Year 5: FALSE
Original Forecast Results
| Year | Year 0 | Year 1 | Year 2 | Year 3 | Year 4 | Year 5 | Year 6 | Year 7 | Year 8 | Year 9 | Year 10 | Year 11 | Year 12 | Year 13 | Year 14 | Year 15 | Year 16 | Year 17 | Year 18 | Year 19 | Year 20 | Year 21 | Year 22 | Year 23 | Year 24 | Year 25 | Year 26 | Year 27 | Year 28 | Year 29 | Year 30 | Key
| Units | 0 | 0 | 0 | 0 | 0 | 0 | 0 | 0 | 0 | 0 | 0 | 0 | 0 | 0 | 0 | 0 | 0 | 0 | 0 | 0 | 0 | 0 | 0 | 0 | 0 | 0 | 0 | 0 | 0 | 0 | 0 | #REF! |  |  |  |  | 301957.8232
| Usage | 0 | 0 | 0 | 0 | 0 | 0 | 0 | 0 | 0 | 0 | 0 | 0 | 0 | 0 | 0 | 0 | 0 | 0 | 0 | 0 | 0 | 0 | 0 | 0 | 0 | 0 | 0 | 0 | 0 | 0 | 0 | #REF! |  |  |  |  | 1698.6543
| Peak Demand (S) | 0 | 0 | 0 | 0 | 0 | 0 | 0 | 0 | 0 | 0 | 0 | 0 | 0 | 0 | 0 | 0 | 0 | 0 | 0 | 0 | 0 | 0 | 0 | 0 | 0 | 0 | 0 | 0 | 0 | 0 | 0 | #REF! |  |  |  |  | 0
| Peak Demand (W) | 0 | 0 | 0 | 0 | 0 | 0 | 0 | 0 | 0 | 0 | 0 | 0 | 0 | 0 | 0 | 0 | 0 | 0 | 0 | 0 | 0 | 0 | 0 | 0 | 0 | 0 | 0 | 0 | 0 | 0 | 0 | #REF! |  |  |  |  | 884.6119
| Turnover | 0 | 0 | 0 | 0 | 0 | 0 | 0 | 0 | 0 | 0 | 0 | 0 | 0 | 0 | 0 | 0 | 0 | 0 | 0 | 0 | 0 | 0 | 0 | 0 | 0 | 0 | 0 | 0 | 0 | 0 | 0 | #REF! |  |  |  |  | 6885.4476
| Avg. Replacement Usage | 0 | 0 | 0 | 0 | 0 | 0 | 0 | 0 | 0 | 0 | 0 | 0 | 0 | 0 | 0 | 0 | 0 | 0 | 0 | 0 | 0 | 0 | 0 | 0 | 0 | 0 | 0 | 0 | 0 | 0 | 0 | #REF! |  |  |  |  | 5638.8522
| Avg. Replacement Demand (S) | 0 | 0 | 0 | 0 | 0 | 0 | 0 | 0 | 0 | 0 | 0 | 0 | 0 | 0 | 0 | 0 | 0 | 0 | 0 | 0 | 0 | 0 | 0 | 0 | 0 | 0 | 0 | 0 | 0 | 0 | 0 | #REF! |  |  |  |  | 0
| Avg. Replacement Demand (W) | 0 | 0 | 0 | 0 | 0 | 0 | 0 | 0 | 0 | 0 | 0 | 0 | 0 | 0 | 0 | 0 | 0 | 0 | 0 | 0 | 0 | 0 | 0 | 0 | 0 | 0 | 0 | 0 | 0 | 0 | 0 | #REF! |  |  |  |  | 2.9366
Tech Forecast Stock
| Year | Year 0 | Year 1 | Year 2 | Year 3 | Year 4 | Year 5 | Year 6 | Year 7 | Year 8 | Year 9 | Year 10 | Year 11 | Year 12 | Year 13 | Year 14 | Year 15 | Year 16 | Year 17 | Year 18 | Year 19 | Year 20 | Year 21 | Year 22 | Year 23 | Year 24 | Year 25 | Year 26 | Year 27 | Year 28 | Year 29 | Year 30
| E1 | 0 | 0 | 0 | 0 | 0 | 0 | 0 | 0 | 0 | 0 | 0 | 0 | 0 | 0 | 0 | 0 | 0 | 0 | 0 | 0 | 0 | 0 | 0 | 0 | 0 | 0 | 0 | 0 | 0 | 0 | 0
| E2 | 0 | 0 | 0 | 0 | 0 | 0 | 0 | 0 | 0 | 0 | 0 | 0 | 0 | 0 | 0 | 0 | 0 | 0 | 0 | 0 | 0 | 0 | 0 | 0 | 0 | 0 | 0 | 0 | 0 | 0 | 0
| E3 | 0 | 0 | 0 | 0 | 0 | 0 | 0 | 0 | 0 | 0 | 0 | 0 | 0 | 0 | 0 | 0 | 0 | 0 | 0 | 0 | 0 | 0 | 0 | 0 | 0 | 0 | 0 | 0 | 0 | 0 | 0
| E4 | 0 | 0 | 0 | 0 | 0 | 0 | 0 | 0 | 0 | 0 | 0 | 0 | 0 | 0 | 0 | 0 | 0 | 0 | 0 | 0 | 0 | 0 | 0 | 0 | 0 | 0 | 0 | 0 | 0 | 0 | 0
| E5 | 0 | 0 | 0 | 0 | 0 | 0 | 0 | 0 | 0 | 0 | 0 | 0 | 0 | 0 | 0 | 0 | 0 | 0 | 0 | 0 | 0 | 0 | 0 | 0 | 0 | 0 | 0 | 0 | 0 | 0 | 0
| E6 | 0 | 0 | 0 | 0 | 0 | 0 | 0 | 0 | 0 | 0 | 0 | 0 | 0 | 0 | 0 | 0 | 0 | 0 | 0 | 0 | 0 | 0 | 0 | 0 | 0 | 0 | 0 | 0 | 0 | 0 | 0
| E7 | 0 | 0 | 0 | 0 | 0 | 0 | 0 | 0 | 0 | 0 | 0 | 0 | 0 | 0 | 0 | 0 | 0 | 0 | 0 | 0 | 0 | 0 | 0 | 0 | 0 | 0 | 0 | 0 | 0 | 0 | 0
| E8 | 0 | 0 | 0 | 0 | 0 | 0 | 0 | 0 | 0 | 0 | 0 | 0 | 0 | 0 | 0 | 0 | 0 | 0 | 0 | 0 | 0 | 0 | 0 | 0 | 0 | 0 | 0 | 0 | 0 | 0 | 0
| E9 | 0 | 0 | 0 | 0 | 0 | 0 | 0 | 0 | 0 | 0 | 0 | 0 | 0 | 0 | 0 | 0 | 0 | 0 | 0 | 0 | 0 | 0 | 0 | 0 | 0 | 0 | 0 | 0 | 0 | 0 | 0
| E10 | 0 | 0 | 0 | 0 | 0 | 0 | 0 | 0 | 0 | 0 | 0 | 0 | 0 | 0 | 0 | 0 | 0 | 0 | 0 | 0 | 0 | 0 | 0 | 0 | 0 | 0 | 0 | 0 | 0 | 0 | 0
| Vintage | 0 | 0 | 0 | 0 | 0 | 0 | 0 | 0 | 0 | 0 | 0 | 0 | 0 | 0 | 0 | 0 | 0 | 0 | 0 | 0 | 0 | 0 | 0 | 0 | 0 | 0 | 0 | 0 | 0 | 0 | 0
Stock for Switching
| Year | Year 0 | Year 1 | Year 2 | Year 3 | Year 4 | Year 5 | Year 6 | Year 7 | Year 8 | Year 9 | Year 10 | Year 11 | Year 12 | Year 13 | Year 14 | Year 15 | Year 16 | Year 17 | Year 18 | Year 19 | Year 20 | Year 21 | Year 22 | Year 23 | Year 24 | Year 25 | Year 26 | Year 27 | Year 28 | Year 29 | Year 30
| E1 | 0 | 0 | 0 | 0 | 0 | 0 | 0 | 0 | 0 | 0 | 0 | 0 | 0 | 0 | 0 | 0 | 0 | 0 | 0 | 0 | 0 | 0 | 0 | 0 | 0 | 0 | 0 | 0 | 0 | 0 | 0 | 0_E1_SysStock
| E2 | 0 | 0 | 0 | 0 | 0 | 0 | 0 | 0 | 0 | 0 | 0 | 0 | 0 | 0 | 0 | 0 | 0 | 0 | 0 | 0 | 0 | 0 | 0 | 0 | 0 | 0 | 0 | 0 | 0 | 0 | 0 | 0_E2_SysStock
| E3 | 0 | 0 | 0 | 0 | 0 | 0 | 0 | 0 | 0 | 0 | 0 | 0 | 0 | 0 | 0 | 0 | 0 | 0 | 0 | 0 | 0 | 0 | 0 | 0 | 0 | 0 | 0 | 0 | 0 | 0 | 0 | 0_E3_SysStock
| E4 | 0 | 0 | 0 | 0 | 0 | 0 | 0 | 0 | 0 | 0 | 0 | 0 | 0 | 0 | 0 | 0 | 0 | 0 | 0 | 0 | 0 | 0 | 0 | 0 | 0 | 0 | 0 | 0 | 0 | 0 | 0 | 0_E4_SysStock
| E5 | 0 | 0 | 0 | 0 | 0 | 0 | 0 | 0 | 0 | 0 | 0 | 0 | 0 | 0 | 0 | 0 | 0 | 0 | 0 | 0 | 0 | 0 | 0 | 0 | 0 | 0 | 0 | 0 | 0 | 0 | 0 | 0_E5_SysStock
| E6 | 0 | 0 | 0 | 0 | 0 | 0 | 0 | 0 | 0 | 0 | 0 | 0 | 0 | 0 | 0 | 0 | 0 | 0 | 0 | 0 | 0 | 0 | 0 | 0 | 0 | 0 | 0 | 0 | 0 | 0 | 0 | 0_E6_SysStock
| E7 | 0 | 0 | 0 | 0 | 0 | 0 | 0 | 0 | 0 | 0 | 0 | 0 | 0 | 0 | 0 | 0 | 0 | 0 | 0 | 0 | 0 | 0 | 0 | 0 | 0 | 0 | 0 | 0 | 0 | 0 | 0 | 0_E7_SysStock
| E8 | 0 | 0 | 0 | 0 | 0 | 0 | 0 | 0 | 0 | 0 | 0 | 0 | 0 | 0 | 0 | 0 | 0 | 0 | 0 | 0 | 0 | 0 | 0 | 0 | 0 | 0 | 0 | 0 | 0 | 0 | 0 | 0_E8_SysStock
| E9 | 0 | 0 | 0 | 0 | 0 | 0 | 0 | 0 | 0 | 0 | 0 | 0 | 0 | 0 | 0 | 0 | 0 | 0 | 0 | 0 | 0 | 0 | 0 | 0 | 0 | 0 | 0 | 0 | 0 | 0 | 0 | 0_E9_SysStock
| E10 | 0 | 0 | 0 | 0 | 0 | 0 | 0 | 0 | 0 | 0 | 0 | 0 | 0 | 0 | 0 | 0 | 0 | 0 | 0 | 0 | 0 | 0 | 0 | 0 | 0 | 0 | 0 | 0 | 0 | 0 | 0 | 0_E10_SysStock
| Vintage | 0 | 0 | 0 | 0 | 0 | 0 | 0 | 0 | 0 | 0 | 0 | 0 | 0 | 0 | 0 | 0 | 0 | 0 | 0 | 0 | 0 | 0 | 0 | 0 | 0 | 0 | 0 | 0 | 0 | 0 | 0 | 0_Vintage_SysStock
Tech Forecast Purchases
| Year | Year 0 | Year 1 | Year 2 | Year 3 | Year 4 | Year 5 | Year 6 | Year 7 | Year 8 | Year 9 | Year 10 | Year 11 | Year 12 | Year 13 | Year 14 | Year 15 | Year 16 | Year 17 | Year 18 | Year 19 | Year 20 | Year 21 | Year 22 | Year 23 | Year 24 | Year 25 | Year 26 | Year 27 | Year 28 | Year 29 | Year 30
| E1 | 0 | 0 | 0 | 0 | 0 | 0 | 0 | 0 | 0 | 0 | 0 | 0 | 0 | 0 | 0 | 0 | 0 | 0 | 0 | 0 | 0 | 0 | 0 | 0 | 0 | 0 | 0 | 0 | 0 | 0 | 0
| E2 | 0 | 0 | 0 | 0 | 0 | 0 | 0 | 0 | 0 | 0 | 0 | 0 | 0 | 0 | 0 | 0 | 0 | 0 | 0 | 0 | 0 | 0 | 0 | 0 | 0 | 0 | 0 | 0 | 0 | 0 | 0
| E3 | 0 | 0 | 0 | 0 | 0 | 0 | 0 | 0 | 0 | 0 | 0 | 0 | 0 | 0 | 0 | 0 | 0 | 0 | 0 | 0 | 0 | 0 | 0 | 0 | 0 | 0 | 0 | 0 | 0 | 0 | 0
| E4 | 0 | 0 | 0 | 0 | 0 | 0 | 0 | 0 | 0 | 0 | 0 | 0 | 0 | 0 | 0 | 0 | 0 | 0 | 0 | 0 | 0 | 0 | 0 | 0 | 0 | 0 | 0 | 0 | 0 | 0 | 0
| E5 | 0 | 0 | 0 | 0 | 0 | 0 | 0 | 0 | 0 | 0 | 0 | 0 | 0 | 0 | 0 | 0 | 0 | 0 | 0 | 0 | 0 | 0 | 0 | 0 | 0 | 0 | 0 | 0 | 0 | 0 | 0
| E6 | 0 | 0 | 0 | 0 | 0 | 0 | 0 | 0 | 0 | 0 | 0 | 0 | 0 | 0 | 0 | 0 | 0 | 0 | 0 | 0 | 0 | 0 | 0 | 0 | 0 | 0 | 0 | 0 | 0 | 0 | 0
| E7 | 0 | 0 | 0 | 0 | 0 | 0 | 0 | 0 | 0 | 0 | 0 | 0 | 0 | 0 | 0 | 0 | 0 | 0 | 0 | 0 | 0 | 0 | 0 | 0 | 0 | 0 | 0 | 0 | 0 | 0 | 0
| E8 | 0 | 0 | 0 | 0 | 0 | 0 | 0 | 0 | 0 | 0 | 0 | 0 | 0 | 0 | 0 | 0 | 0 | 0 | 0 | 0 | 0 | 0 | 0 | 0 | 0 | 0 | 0 | 0 | 0 | 0 | 0
| E9 | 0 | 0 | 0 | 0 | 0 | 0 | 0 | 0 | 0 | 0 | 0 | 0 | 0 | 0 | 0 | 0 | 0 | 0 | 0 | 0 | 0 | 0 | 0 | 0 | 0 | 0 | 0 | 0 | 0 | 0 | 0
| E10 | 0 | 0 | 0 | 0 | 0 | 0 | 0 | 0 | 0 | 0 | 0 | 0 | 0 | 0 | 0 | 0 | 0 | 0 | 0 | 0 | 0 | 0 | 0 | 0 | 0 | 0 | 0 | 0 | 0 | 0 | 0
Potential to Switch
| Year | Year 0 | Year 1 | Year 2 | Year 3 | Year 4 | Year 5 | Year 6 | Year 7 | Year 8 | Year 9 | Year 10 | Year 11 | Year 12 | Year 13 | Year 14 | Year 15 | Year 16 | Year 17 | Year 18 | Year 19 | Year 20 | Year 21 | Year 22 | Year 23 | Year 24 | Year 25 | Year 26 | Year 27 | Year 28 | Year 29 | Year 30
| E1 | 0 | 0 | 0 | 0 | 0 | 0 | 0 | 0 | 0 | 0 | 0 | 0 | 0 | 0 | 0 | 0 | 0 | 0 | 0 | 0 | 0 | 0 | 0 | 0 | 0 | 0 | 0 | 0 | 0 | 0 | 0 | 0_E1_Switched Out
| E2 | 0 | 0 | 0 | 0 | 0 | 0 | 0 | 0 | 0 | 0 | 0 | 0 | 0 | 0 | 0 | 0 | 0 | 0 | 0 | 0 | 0 | 0 | 0 | 0 | 0 | 0 | 0 | 0 | 0 | 0 | 0 | 0_E2_Switched Out
| E3 | 0 | 0 | 0 | 0 | 0 | 0 | 0 | 0 | 0 | 0 | 0 | 0 | 0 | 0 | 0 | 0 | 0 | 0 | 0 | 0 | 0 | 0 | 0 | 0 | 0 | 0 | 0 | 0 | 0 | 0 | 0 | 0_E3_Switched Out
| E4 | 0 | 0 | 0 | 0 | 0 | 0 | 0 | 0 | 0 | 0 | 0 | 0 | 0 | 0 | 0 | 0 | 0 | 0 | 0 | 0 | 0 | 0 | 0 | 0 | 0 | 0 | 0 | 0 | 0 | 0 | 0 | 0_E4_Switched Out
| E5 | 0 | 0 | 0 | 0 | 0 | 0 | 0 | 0 | 0 | 0 | 0 | 0 | 0 | 0 | 0 | 0 | 0 | 0 | 0 | 0 | 0 | 0 | 0 | 0 | 0 | 0 | 0 | 0 | 0 | 0 | 0 | 0_E5_Switched Out
| E6 | 0 | 0 | 0 | 0 | 0 | 0 | 0 | 0 | 0 | 0 | 0 | 0 | 0 | 0 | 0 | 0 | 0 | 0 | 0 | 0 | 0 | 0 | 0 | 0 | 0 | 0 | 0 | 0 | 0 | 0 | 0 | 0_E6_Switched Out
| E7 | 0 | 0 | 0 | 0 | 0 | 0 | 0 | 0 | 0 | 0 | 0 | 0 | 0 | 0 | 0 | 0 | 0 | 0 | 0 | 0 | 0 | 0 | 0 | 0 | 0 | 0 | 0 | 0 | 0 | 0 | 0 | 0_E7_Switched Out
| E8 | 0 | 0 | 0 | 0 | 0 | 0 | 0 | 0 | 0 | 0 | 0 | 0 | 0 | 0 | 0 | 0 | 0 | 0 | 0 | 0 | 0 | 0 | 0 | 0 | 0 | 0 | 0 | 0 | 0 | 0 | 0 | 0_E8_Switched Out
| E9 | 0 | 0 | 0 | 0 | 0 | 0 | 0 | 0 | 0 | 0 | 0 | 0 | 0 | 0 | 0 | 0 | 0 | 0 | 0 | 0 | 0 | 0 | 0 | 0 | 0 | 0 | 0 | 0 | 0 | 0 | 0 | 0_E9_Switched Out
| E10 | 0 | 0 | 0 | 0 | 0 | 0 | 0 | 0 | 0 | 0 | 0 | 0 | 0 | 0 | 0 | 0 | 0 | 0 | 0 | 0 | 0 | 0 | 0 | 0 | 0 | 0 | 0 | 0 | 0 | 0 | 0 | 0_E10_Switched Out
Units Out
| E1 | 0 | 0 | 0 | 0 | 0 | 0 | 0 | 0 | 0 | 0 | 0 | 0 | 0 | 0 | 0 | 0 | 0 | 0 | 0 | 0 | 0 | 0 | 0 | 0 | 0 | 0 | 0 | 0 | 0 | 0 | 0
| E2 | 0 | 0 | 0 | 0 | 0 | 0 | 0 | 0 | 0 | 0 | 0 | 0 | 0 | 0 | 0 | 0 | 0 | 0 | 0 | 0 | 0 | 0 | 0 | 0 | 0 | 0 | 0 | 0 | 0 | 0 | 0
| E3 | 0 | 0 | 0 | 0 | 0 | 0 | 0 | 0 | 0 | 0 | 0 | 0 | 0 | 0 | 0 | 0 | 0 | 0 | 0 | 0 | 0 | 0 | 0 | 0 | 0 | 0 | 0 | 0 | 0 | 0 | 0
| E4 | 0 | 0 | 0 | 0 | 0 | 0 | 0 | 0 | 0 | 0 | 0 | 0 | 0 | 0 | 0 | 0 | 0 | 0 | 0 | 0 | 0 | 0 | 0 | 0 | 0 | 0 | 0 | 0 | 0 | 0 | 0
| E5 | 0 | 0 | 0 | 0 | 0 | 0 | 0 | 0 | 0 | 0 | 0 | 0 | 0 | 0 | 0 | 0 | 0 | 0 | 0 | 0 | 0 | 0 | 0 | 0 | 0 | 0 | 0 | 0 | 0 | 0 | 0
| E6 | 0 | 0 | 0 | 0 | 0 | 0 | 0 | 0 | 0 | 0 | 0 | 0 | 0 | 0 | 0 | 0 | 0 | 0 | 0 | 0 | 0 | 0 | 0 | 0 | 0 | 0 | 0 | 0 | 0 | 0 | 0
| E7 | 0 | 0 | 0 | 0 | 0 | 0 | 0 | 0 | 0 | 0 | 0 | 0 | 0 | 0 | 0 | 0 | 0 | 0 | 0 | 0 | 0 | 0 | 0 | 0 | 0 | 0 | 0 | 0 | 0 | 0 | 0
| E8 | 0 | 0 | 0 | 0 | 0 | 0 | 0 | 0 | 0 | 0 | 0 | 0 | 0 | 0 | 0 | 0 | 0 | 0 | 0 | 0 | 0 | 0 | 0 | 0 | 0 | 0 | 0 | 0 | 0 | 0 | 0
| E9 | 0 | 0 | 0 | 0 | 0 | 0 | 0 | 0 | 0 | 0 | 0 | 0 | 0 | 0 | 0 | 0 | 0 | 0 | 0 | 0 | 0 | 0 | 0 | 0 | 0 | 0 | 0 | 0 | 0 | 0 | 0
| E10 | 0 | 0 | 0 | 0 | 0 | 0 | 0 | 0 | 0 | 0 | 0 | 0 | 0 | 0 | 0 | 0 | 0 | 0 | 0 | 0 | 0 | 0 | 0 | 0 | 0 | 0 | 0 | 0 | 0 | 0 | 0
| Vintage | 0 | 0 | 0 | 0 | 0 | 0 | 0 | 0 | 0 | 0 | 0 | 0 | 0 | 0 | 0 | 0 | 0 | 0 | 0 | 0 | 0 | 0 | 0 | 0 | 0 | 0 | 0 | 0 | 0 | 0 | 0
Tech Purchase Shares
| Year | Year 0 | Year 1 | Year 2 | Year 3 | Year 4 | Year 5 | Year 6 | Year 7 | Year 8 | Year 9 | Year 10 | Year 11 | Year 12 | Year 13 | Year 14 | Year 15 | Year 16 | Year 17 | Year 18 | Year 19 | Year 20 | Year 21 | Year 22 | Year 23 | Year 24 | Year 25 | Year 26 | Year 27 | Year 28 | Year 29 | Year 30
E1 | bar: Year 0 to Year 30
E2 | bar: Year 0 to Year 30
E3 | bar: Year 0 to Year 30
E4 | bar: Year 0 to Year 30
E5 | bar: Year 0 to Year 30
E6 | bar: Year 0 to Year 30
E7 | bar: Year 0 to Year 30
E8 | bar: Year 0 to Year 30
E9 | bar: Year 0 to Year 30
E10 | bar: Year 0 to Year 30
Units In from Switching
| E1 | 0 | 0 | 0 | 0 | 0 | 0 | 0 | 0 | 0 | 0 | 0 | 0 | 0 | 0 | 0 | 0 | 0 | 0 | 0 | 0 | 0 | 0 | 0 | 0 | 0 | 0 | 0 | 0 | 0 | 0 | 0
| E2 | 0 | 0 | 0 | 0 | 0 | 0 | 0 | 0 | 0 | 0 | 0 | 0 | 0 | 0 | 0 | 0 | 0 | 0 | 0 | 0 | 0 | 0 | 0 | 0 | 0 | 0 | 0 | 0 | 0 | 0 | 0
| E3 | 0 | 0 | 0 | 0 | 0 | 0 | 0 | 0 | 0 | 0 | 0 | 0 | 0 | 0 | 0 | 0 | 0 | 0 | 0 | 0 | 0 | 0 | 0 | 0 | 0 | 0 | 0 | 0 | 0 | 0 | 0
| E4 | 0 | 0 | 0 | 0 | 0 | 0 | 0 | 0 | 0 | 0 | 0 | 0 | 0 | 0 | 0 | 0 | 0 | 0 | 0 | 0 | 0 | 0 | 0 | 0 | 0 | 0 | 0 | 0 | 0 | 0 | 0
| E5 | 0 | 0 | 0 | 0 | 0 | 0 | 0 | 0 | 0 | 0 | 0 | 0 | 0 | 0 | 0 | 0 | 0 | 0 | 0 | 0 | 0 | 0 | 0 | 0 | 0 | 0 | 0 | 0 | 0 | 0 | 0
| E6 | 0 | 0 | 0 | 0 | 0 | 0 | 0 | 0 | 0 | 0 | 0 | 0 | 0 | 0 | 0 | 0 | 0 | 0 | 0 | 0 | 0 | 0 | 0 | 0 | 0 | 0 | 0 | 0 | 0 | 0 | 0
| E7 | 0 | 0 | 0 | 0 | 0 | 0 | 0 | 0 | 0 | 0 | 0 | 0 | 0 | 0 | 0 | 0 | 0 | 0 | 0 | 0 | 0 | 0 | 0 | 0 | 0 | 0 | 0 | 0 | 0 | 0 | 0
| E8 | 0 | 0 | 0 | 0 | 0 | 0 | 0 | 0 | 0 | 0 | 0 | 0 | 0 | 0 | 0 | 0 | 0 | 0 | 0 | 0 | 0 | 0 | 0 | 0 | 0 | 0 | 0 | 0 | 0 | 0 | 0
| E9 | 0 | 0 | 0 | 0 | 0 | 0 | 0 | 0 | 0 | 0 | 0 | 0 | 0 | 0 | 0 | 0 | 0 | 0 | 0 | 0 | 0 | 0 | 0 | 0 | 0 | 0 | 0 | 0 | 0 | 0 | 0
| E10 | 0 | 0 | 0 | 0 | 0 | 0 | 0 | 0 | 0 | 0 | 0 | 0 | 0 | 0 | 0 | 0 | 0 | 0 | 0 | 0 | 0 | 0 | 0 | 0 | 0 | 0 | 0 | 0 | 0 | 0 | 0
| Vintage | 0 | 0 | 0 | 0 | 0 | 0 | 0 | 0 | 0 | 0 | 0 | 0 | 0 | 0 | 0 | 0 | 0 | 0 | 0 | 0 | 0 | 0 | 0 | 0 | 0 | 0 | 0 | 0 | 0 | 0 | 0
Net Change
| Year | Year 0 | Year 1 | Year 2 | Year 3 | Year 4 | Year 5 | Year 6 | Year 7 | Year 8 | Year 9 | Year 10 | Year 11 | Year 12 | Year 13 | Year 14 | Year 15 | Year 16 | Year 17 | Year 18 | Year 19 | Year 20 | Year 21 | Year 22 | Year 23 | Year 24 | Year 25 | Year 26 | Year 27 | Year 28 | Year 29 | Year 30 | Key
| Units | 0 | 0 | 0 | 0 | 0 | 0 | 0 | 0 | 0 | 0 | 0 | 0 | 0 | 0 | 0 | 0 | 0 | 0 | 0 | 0 | 0 | 0 | 0 | 0 | 0 | 0 | 0 | 0 | 0 | 0 | 0 | 0_Units |  |  |  |  | 301957.8232
| Usage | 0 | 0 | 0 | 0 | 0 | 0 | 0 | 0 | 0 | 0 | 0 | 0 | 0 | 0 | 0 | 0 | 0 | 0 | 0 | 0 | 0 | 0 | 0 | 0 | 0 | 0 | 0 | 0 | 0 | 0 | 0 | 0_Usage |  |  |  |  | 1698.6543
| Peak Demand (S) | 0 | 0 | 0 | 0 | 0 | 0 | 0 | 0 | 0 | 0 | 0 | 0 | 0 | 0 | 0 | 0 | 0 | 0 | 0 | 0 | 0 | 0 | 0 | 0 | 0 | 0 | 0 | 0 | 0 | 0 | 0 | 0_Peak Demand (S) |  |  |  |  | 0
| Peak Demand (W) | 0 | 0 | 0 | 0 | 0 | 0 | 0 | 0 | 0 | 0 | 0 | 0 | 0 | 0 | 0 | 0 | 0 | 0 | 0 | 0 | 0 | 0 | 0 | 0 | 0 | 0 | 0 | 0 | 0 | 0 | 0 | 0_Peak Demand (W) |  |  |  |  | 884.6119
| Turnover | 0 | 0 | 0 | 0 | 0 | 0 | 0 | 0 | 0 | 0 | 0 | 0 | 0 | 0 | 0 | 0 | 0 | 0 | 0 | 0 | 0 | 0 | 0 | 0 | 0 | 0 | 0 | 0 | 0 | 0 | 0 | 0_Turnover |  |  |  |  | 6885.4476
| Avg. Replacement Usage | 0 | 0 | 0 | 0 | 0 | 0 | 0 | 0 | 0 | 0 | 0 | 0 | 0 | 0 | 0 | 0 | 0 | 0 | 0 | 0 | 0 | 0 | 0 | 0 | 0 | 0 | 0 | 0 | 0 | 0 | 0 | 0_Avg. Replacement Usage |  |  |  |  | 5638.8522
| Avg. Replacement Demand (S) | 0 | 0 | 0 | 0 | 0 | 0 | 0 | 0 | 0 | 0 | 0 | 0 | 0 | 0 | 0 | 0 | 0 | 0 | 0 | 0 | 0 | 0 | 0 | 0 | 0 | 0 | 0 | 0 | 0 | 0 | 0 | 0_Avg. Replacement Demand (S) |  |  |  |  | 0
| Avg. Replacement Demand (W) | 0 | 0 | 0 | 0 | 0 | 0 | 0 | 0 | 0 | 0 | 0 | 0 | 0 | 0 | 0 | 0 | 0 | 0 | 0 | 0 | 0 | 0 | 0 | 0 | 0 | 0 | 0 | 0 | 0 | 0 | 0 | 0_Avg. Replacement Demand (W) |  |  |  |  | 2.9366
Purchases
| Year | Year 0 | Year 1 | Year 2 | Year 3 | Year 4 | Year 5 | Year 6 | Year 7 | Year 8 | Year 9 | Year 10 | Year 11 | Year 12 | Year 13 | Year 14 | Year 15 | Year 16 | Year 17 | Year 18 | Year 19 | Year 20 | Year 21 | Year 22 | Year 23 | Year 24 | Year 25 | Year 26 | Year 27 | Year 28 | Year 29 | Year 30
| E1 | 0 | 0 | 0 | 0 | 0 | 0 | 0 | 0 | 0 | 0 | 0 | 0 | 0 | 0 | 0 | 0 | 0 | 0 | 0 | 0 | 0 | 0 | 0 | 0 | 0 | 0 | 0 | 0 | 0 | 0 | 0 | 0_E1_Purchases |  |  |  |  | 6885.4476
| E2 | 0 | 0 | 0 | 0 | 0 | 0 | 0 | 0 | 0 | 0 | 0 | 0 | 0 | 0 | 0 | 0 | 0 | 0 | 0 | 0 | 0 | 0 | 0 | 0 | 0 | 0 | 0 | 0 | 0 | 0 | 0 | 0_E2_Purchases |  |  |  |  | 0
| E3 | 0 | 0 | 0 | 0 | 0 | 0 | 0 | 0 | 0 | 0 | 0 | 0 | 0 | 0 | 0 | 0 | 0 | 0 | 0 | 0 | 0 | 0 | 0 | 0 | 0 | 0 | 0 | 0 | 0 | 0 | 0 | 0_E3_Purchases |  |  |  |  | 0
| E4 | 0 | 0 | 0 | 0 | 0 | 0 | 0 | 0 | 0 | 0 | 0 | 0 | 0 | 0 | 0 | 0 | 0 | 0 | 0 | 0 | 0 | 0 | 0 | 0 | 0 | 0 | 0 | 0 | 0 | 0 | 0 | 0_E4_Purchases |  |  |  |  | 0
| E5 | 0 | 0 | 0 | 0 | 0 | 0 | 0 | 0 | 0 | 0 | 0 | 0 | 0 | 0 | 0 | 0 | 0 | 0 | 0 | 0 | 0 | 0 | 0 | 0 | 0 | 0 | 0 | 0 | 0 | 0 | 0 | 0_E5_Purchases |  |  |  |  | 0
| E6 | 0 | 0 | 0 | 0 | 0 | 0 | 0 | 0 | 0 | 0 | 0 | 0 | 0 | 0 | 0 | 0 | 0 | 0 | 0 | 0 | 0 | 0 | 0 | 0 | 0 | 0 | 0 | 0 | 0 | 0 | 0 | 0_E6_Purchases |  |  |  |  | 0
| E7 | 0 | 0 | 0 | 0 | 0 | 0 | 0 | 0 | 0 | 0 | 0 | 0 | 0 | 0 | 0 | 0 | 0 | 0 | 0 | 0 | 0 | 0 | 0 | 0 | 0 | 0 | 0 | 0 | 0 | 0 | 0 | 0_E7_Purchases |  |  |  |  | 0
| E8 | 0 | 0 | 0 | 0 | 0 | 0 | 0 | 0 | 0 | 0 | 0 | 0 | 0 | 0 | 0 | 0 | 0 | 0 | 0 | 0 | 0 | 0 | 0 | 0 | 0 | 0 | 0 | 0 | 0 | 0 | 0 | 0_E8_Purchases |  |  |  |  | 0
| E9 | 0 | 0 | 0 | 0 | 0 | 0 | 0 | 0 | 0 | 0 | 0 | 0 | 0 | 0 | 0 | 0 | 0 | 0 | 0 | 0 | 0 | 0 | 0 | 0 | 0 | 0 | 0 | 0 | 0 | 0 | 0 | 0_E9_Purchases |  |  |  |  | 0
| E10 | 0 | 0 | 0 | 0 | 0 | 0 | 0 | 0 | 0 | 0 | 0 | 0 | 0 | 0 | 0 | 0 | 0 | 0 | 0 | 0 | 0 | 0 | 0 | 0 | 0 | 0 | 0 | 0 | 0 | 0 | 0 | 0_E10_Purchases |  |  |  |  | 0
Stock
| Year | Year 0 | Year 1 | Year 2 | Year 3 | Year 4 | Year 5 | Year 6 | Year 7 | Year 8 | Year 9 | Year 10 | Year 11 | Year 12 | Year 13 | Year 14 | Year 15 | Year 16 | Year 17 | Year 18 | Year 19 | Year 20 | Year 21 | Year 22 | Year 23 | Year 24 | Year 25 | Year 26 | Year 27 | Year 28 | Year 29 | Year 30
| E1 | 0 | 0 | 0 | 0 | 0 | 0 | 0 | 0 | 0 | 0 | 0 | 0 | 0 | 0 | 0 | 0 | 0 | 0 | 0 | 0 | 0 | 0 | 0 | 0 | 0 | 0 | 0 | 0 | 0 | 0 | 0 | 0_E1_Stock |  |  |  |  | 13576.6093
| E2 | 0 | 0 | 0 | 0 | 0 | 0 | 0 | 0 | 0 | 0 | 0 | 0 | 0 | 0 | 0 | 0 | 0 | 0 | 0 | 0 | 0 | 0 | 0 | 0 | 0 | 0 | 0 | 0 | 0 | 0 | 0 | 0_E2_Stock |  |  |  |  | 0
| E3 | 0 | 0 | 0 | 0 | 0 | 0 | 0 | 0 | 0 | 0 | 0 | 0 | 0 | 0 | 0 | 0 | 0 | 0 | 0 | 0 | 0 | 0 | 0 | 0 | 0 | 0 | 0 | 0 | 0 | 0 | 0 | 0_E3_Stock |  |  |  |  | 0
| E4 | 0 | 0 | 0 | 0 | 0 | 0 | 0 | 0 | 0 | 0 | 0 | 0 | 0 | 0 | 0 | 0 | 0 | 0 | 0 | 0 | 0 | 0 | 0 | 0 | 0 | 0 | 0 | 0 | 0 | 0 | 0 | 0_E4_Stock |  |  |  |  | 0
| E5 | 0 | 0 | 0 | 0 | 0 | 0 | 0 | 0 | 0 | 0 | 0 | 0 | 0 | 0 | 0 | 0 | 0 | 0 | 0 | 0 | 0 | 0 | 0 | 0 | 0 | 0 | 0 | 0 | 0 | 0 | 0 | 0_E5_Stock |  |  |  |  | 0
| E6 | 0 | 0 | 0 | 0 | 0 | 0 | 0 | 0 | 0 | 0 | 0 | 0 | 0 | 0 | 0 | 0 | 0 | 0 | 0 | 0 | 0 | 0 | 0 | 0 | 0 | 0 | 0 | 0 | 0 | 0 | 0 | 0_E6_Stock |  |  |  |  | 0
| E7 | 0 | 0 | 0 | 0 | 0 | 0 | 0 | 0 | 0 | 0 | 0 | 0 | 0 | 0 | 0 | 0 | 0 | 0 | 0 | 0 | 0 | 0 | 0 | 0 | 0 | 0 | 0 | 0 | 0 | 0 | 0 | 0_E7_Stock |  |  |  |  | 0
| E8 | 0 | 0 | 0 | 0 | 0 | 0 | 0 | 0 | 0 | 0 | 0 | 0 | 0 | 0 | 0 | 0 | 0 | 0 | 0 | 0 | 0 | 0 | 0 | 0 | 0 | 0 | 0 | 0 | 0 | 0 | 0 | 0_E8_Stock |  |  |  |  | 0
| E9 | 0 | 0 | 0 | 0 | 0 | 0 | 0 | 0 | 0 | 0 | 0 | 0 | 0 | 0 | 0 | 0 | 0 | 0 | 0 | 0 | 0 | 0 | 0 | 0 | 0 | 0 | 0 | 0 | 0 | 0 | 0 | 0_E9_Stock |  |  |  |  | 0
| E10 | 0 | 0 | 0 | 0 | 0 | 0 | 0 | 0 | 0 | 0 | 0 | 0 | 0 | 0 | 0 | 0 | 0 | 0 | 0 | 0 | 0 | 0 | 0 | 0 | 0 | 0 | 0 | 0 | 0 | 0 | 0 | 0_E10_Stock |  |  |  |  | 0
| Vintage | 0 | 0 | 0 | 0 | 0 | 0 | 0 | 0 | 0 | 0 | 0 | 0 | 0 | 0 | 0 | 0 | 0 | 0 | 0 | 0 | 0 | 0 | 0 | 0 | 0 | 0 | 0 | 0 | 0 | 0 | 0 | 0_Vintage_Stock |  |  |  |  | 288381.2139
S3C2 |  | Year 0: System 3 Technology 2
Technology Variables
| Tech Key | Year 0: 0
| Peak Factor (S) | Year 0: 0
| Peak Factor (W) | Year 0: 0
| Min Vintage Lifetime | Year 0: 0
| Max Vintage Lifetime | Year 0: 0
| Turnover Style | Year 0: 0
Technology Variables
| Equipment | Year 0: Label; Year 1: Min Lifetime; Year 2: Max Lifetime; Year 3: Degradation; Year 4: Usage; Year 5: Available
| E1 | Year 1: 0; Year 2: 0; Year 3: 0%; Year 4: 0; Year 5: FALSE
| E2 | Year 1: 0; Year 2: 0; Year 3: 0%; Year 4: 0; Year 5: FALSE
| E3 | Year 1: 0; Year 2: 0; Year 3: 0%; Year 4: 0; Year 5: FALSE
| E4 | Year 1: 0; Year 2: 0; Year 3: 0%; Year 4: 0; Year 5: FALSE
| E5 | Year 1: 0; Year 2: 0; Year 3: 0%; Year 4: 0; Year 5: FALSE
| E6 | Year 1: 0; Year 2: 0; Year 3: 0%; Year 4: 0; Year 5: FALSE
| E7 | Year 1: 0; Year 2: 0; Year 3: 0%; Year 4: 0; Year 5: FALSE
| E8 | Year 1: 0; Year 2: 0; Year 3: 0%; Year 4: 0; Year 5: FALSE
| E9 | Year 1: 0; Year 2: 0; Year 3: 0%; Year 4: 0; Year 5: FALSE
| E10 | Year 1: 0; Year 2: 0; Year 3: 0%; Year 4: 0; Year 5: FALSE
Original Forecast Results
| Year | Year 0 | Year 1 | Year 2 | Year 3 | Year 4 | Year 5 | Year 6 | Year 7 | Year 8 | Year 9 | Year 10 | Year 11 | Year 12 | Year 13 | Year 14 | Year 15 | Year 16 | Year 17 | Year 18 | Year 19 | Year 20 | Year 21 | Year 22 | Year 23 | Year 24 | Year 25 | Year 26 | Year 27 | Year 28 | Year 29 | Year 30 | Key
| Units | 0 | 0 | 0 | 0 | 0 | 0 | 0 | 0 | 0 | 0 | 0 | 0 | 0 | 0 | 0 | 0 | 0 | 0 | 0 | 0 | 0 | 0 | 0 | 0 | 0 | 0 | 0 | 0 | 0 | 0 | 0 | #REF! |  |  |  |  | 301957.8232
| Usage | 0 | 0 | 0 | 0 | 0 | 0 | 0 | 0 | 0 | 0 | 0 | 0 | 0 | 0 | 0 | 0 | 0 | 0 | 0 | 0 | 0 | 0 | 0 | 0 | 0 | 0 | 0 | 0 | 0 | 0 | 0 | #REF! |  |  |  |  | 1698.6543
| Peak Demand (S) | 0 | 0 | 0 | 0 | 0 | 0 | 0 | 0 | 0 | 0 | 0 | 0 | 0 | 0 | 0 | 0 | 0 | 0 | 0 | 0 | 0 | 0 | 0 | 0 | 0 | 0 | 0 | 0 | 0 | 0 | 0 | #REF! |  |  |  |  | 0
| Peak Demand (W) | 0 | 0 | 0 | 0 | 0 | 0 | 0 | 0 | 0 | 0 | 0 | 0 | 0 | 0 | 0 | 0 | 0 | 0 | 0 | 0 | 0 | 0 | 0 | 0 | 0 | 0 | 0 | 0 | 0 | 0 | 0 | #REF! |  |  |  |  | 884.6119
| Turnover | 0 | 0 | 0 | 0 | 0 | 0 | 0 | 0 | 0 | 0 | 0 | 0 | 0 | 0 | 0 | 0 | 0 | 0 | 0 | 0 | 0 | 0 | 0 | 0 | 0 | 0 | 0 | 0 | 0 | 0 | 0 | #REF! |  |  |  |  | 6885.4476
| Avg. Replacement Usage | 0 | 0 | 0 | 0 | 0 | 0 | 0 | 0 | 0 | 0 | 0 | 0 | 0 | 0 | 0 | 0 | 0 | 0 | 0 | 0 | 0 | 0 | 0 | 0 | 0 | 0 | 0 | 0 | 0 | 0 | 0 | #REF! |  |  |  |  | 5638.8522
| Avg. Replacement Demand (S) | 0 | 0 | 0 | 0 | 0 | 0 | 0 | 0 | 0 | 0 | 0 | 0 | 0 | 0 | 0 | 0 | 0 | 0 | 0 | 0 | 0 | 0 | 0 | 0 | 0 | 0 | 0 | 0 | 0 | 0 | 0 | #REF! |  |  |  |  | 0
| Avg. Replacement Demand (W) | 0 | 0 | 0 | 0 | 0 | 0 | 0 | 0 | 0 | 0 | 0 | 0 | 0 | 0 | 0 | 0 | 0 | 0 | 0 | 0 | 0 | 0 | 0 | 0 | 0 | 0 | 0 | 0 | 0 | 0 | 0 | #REF! |  |  |  |  | 2.9366
Tech Forecast Stock
| Year | Year 0 | Year 1 | Year 2 | Year 3 | Year 4 | Year 5 | Year 6 | Year 7 | Year 8 | Year 9 | Year 10 | Year 11 | Year 12 | Year 13 | Year 14 | Year 15 | Year 16 | Year 17 | Year 18 | Year 19 | Year 20 | Year 21 | Year 22 | Year 23 | Year 24 | Year 25 | Year 26 | Year 27 | Year 28 | Year 29 | Year 30
| E1 | 0 | 0 | 0 | 0 | 0 | 0 | 0 | 0 | 0 | 0 | 0 | 0 | 0 | 0 | 0 | 0 | 0 | 0 | 0 | 0 | 0 | 0 | 0 | 0 | 0 | 0 | 0 | 0 | 0 | 0 | 0
| E2 | 0 | 0 | 0 | 0 | 0 | 0 | 0 | 0 | 0 | 0 | 0 | 0 | 0 | 0 | 0 | 0 | 0 | 0 | 0 | 0 | 0 | 0 | 0 | 0 | 0 | 0 | 0 | 0 | 0 | 0 | 0
| E3 | 0 | 0 | 0 | 0 | 0 | 0 | 0 | 0 | 0 | 0 | 0 | 0 | 0 | 0 | 0 | 0 | 0 | 0 | 0 | 0 | 0 | 0 | 0 | 0 | 0 | 0 | 0 | 0 | 0 | 0 | 0
| E4 | 0 | 0 | 0 | 0 | 0 | 0 | 0 | 0 | 0 | 0 | 0 | 0 | 0 | 0 | 0 | 0 | 0 | 0 | 0 | 0 | 0 | 0 | 0 | 0 | 0 | 0 | 0 | 0 | 0 | 0 | 0
| E5 | 0 | 0 | 0 | 0 | 0 | 0 | 0 | 0 | 0 | 0 | 0 | 0 | 0 | 0 | 0 | 0 | 0 | 0 | 0 | 0 | 0 | 0 | 0 | 0 | 0 | 0 | 0 | 0 | 0 | 0 | 0
| E6 | 0 | 0 | 0 | 0 | 0 | 0 | 0 | 0 | 0 | 0 | 0 | 0 | 0 | 0 | 0 | 0 | 0 | 0 | 0 | 0 | 0 | 0 | 0 | 0 | 0 | 0 | 0 | 0 | 0 | 0 | 0
| E7 | 0 | 0 | 0 | 0 | 0 | 0 | 0 | 0 | 0 | 0 | 0 | 0 | 0 | 0 | 0 | 0 | 0 | 0 | 0 | 0 | 0 | 0 | 0 | 0 | 0 | 0 | 0 | 0 | 0 | 0 | 0
| E8 | 0 | 0 | 0 | 0 | 0 | 0 | 0 | 0 | 0 | 0 | 0 | 0 | 0 | 0 | 0 | 0 | 0 | 0 | 0 | 0 | 0 | 0 | 0 | 0 | 0 | 0 | 0 | 0 | 0 | 0 | 0
| E9 | 0 | 0 | 0 | 0 | 0 | 0 | 0 | 0 | 0 | 0 | 0 | 0 | 0 | 0 | 0 | 0 | 0 | 0 | 0 | 0 | 0 | 0 | 0 | 0 | 0 | 0 | 0 | 0 | 0 | 0 | 0
| E10 | 0 | 0 | 0 | 0 | 0 | 0 | 0 | 0 | 0 | 0 | 0 | 0 | 0 | 0 | 0 | 0 | 0 | 0 | 0 | 0 | 0 | 0 | 0 | 0 | 0 | 0 | 0 | 0 | 0 | 0 | 0
| Vintage | 0 | 0 | 0 | 0 | 0 | 0 | 0 | 0 | 0 | 0 | 0 | 0 | 0 | 0 | 0 | 0 | 0 | 0 | 0 | 0 | 0 | 0 | 0 | 0 | 0 | 0 | 0 | 0 | 0 | 0 | 0
Stock for Switching
| Year | Year 0 | Year 1 | Year 2 | Year 3 | Year 4 | Year 5 | Year 6 | Year 7 | Year 8 | Year 9 | Year 10 | Year 11 | Year 12 | Year 13 | Year 14 | Year 15 | Year 16 | Year 17 | Year 18 | Year 19 | Year 20 | Year 21 | Year 22 | Year 23 | Year 24 | Year 25 | Year 26 | Year 27 | Year 28 | Year 29 | Year 30
| E1 | 0 | 0 | 0 | 0 | 0 | 0 | 0 | 0 | 0 | 0 | 0 | 0 | 0 | 0 | 0 | 0 | 0 | 0 | 0 | 0 | 0 | 0 | 0 | 0 | 0 | 0 | 0 | 0 | 0 | 0 | 0 | 0_E1_SysStock
| E2 | 0 | 0 | 0 | 0 | 0 | 0 | 0 | 0 | 0 | 0 | 0 | 0 | 0 | 0 | 0 | 0 | 0 | 0 | 0 | 0 | 0 | 0 | 0 | 0 | 0 | 0 | 0 | 0 | 0 | 0 | 0 | 0_E2_SysStock
| E3 | 0 | 0 | 0 | 0 | 0 | 0 | 0 | 0 | 0 | 0 | 0 | 0 | 0 | 0 | 0 | 0 | 0 | 0 | 0 | 0 | 0 | 0 | 0 | 0 | 0 | 0 | 0 | 0 | 0 | 0 | 0 | 0_E3_SysStock
| E4 | 0 | 0 | 0 | 0 | 0 | 0 | 0 | 0 | 0 | 0 | 0 | 0 | 0 | 0 | 0 | 0 | 0 | 0 | 0 | 0 | 0 | 0 | 0 | 0 | 0 | 0 | 0 | 0 | 0 | 0 | 0 | 0_E4_SysStock
| E5 | 0 | 0 | 0 | 0 | 0 | 0 | 0 | 0 | 0 | 0 | 0 | 0 | 0 | 0 | 0 | 0 | 0 | 0 | 0 | 0 | 0 | 0 | 0 | 0 | 0 | 0 | 0 | 0 | 0 | 0 | 0 | 0_E5_SysStock
| E6 | 0 | 0 | 0 | 0 | 0 | 0 | 0 | 0 | 0 | 0 | 0 | 0 | 0 | 0 | 0 | 0 | 0 | 0 | 0 | 0 | 0 | 0 | 0 | 0 | 0 | 0 | 0 | 0 | 0 | 0 | 0 | 0_E6_SysStock
| E7 | 0 | 0 | 0 | 0 | 0 | 0 | 0 | 0 | 0 | 0 | 0 | 0 | 0 | 0 | 0 | 0 | 0 | 0 | 0 | 0 | 0 | 0 | 0 | 0 | 0 | 0 | 0 | 0 | 0 | 0 | 0 | 0_E7_SysStock
| E8 | 0 | 0 | 0 | 0 | 0 | 0 | 0 | 0 | 0 | 0 | 0 | 0 | 0 | 0 | 0 | 0 | 0 | 0 | 0 | 0 | 0 | 0 | 0 | 0 | 0 | 0 | 0 | 0 | 0 | 0 | 0 | 0_E8_SysStock
| E9 | 0 | 0 | 0 | 0 | 0 | 0 | 0 | 0 | 0 | 0 | 0 | 0 | 0 | 0 | 0 | 0 | 0 | 0 | 0 | 0 | 0 | 0 | 0 | 0 | 0 | 0 | 0 | 0 | 0 | 0 | 0 | 0_E9_SysStock
| E10 | 0 | 0 | 0 | 0 | 0 | 0 | 0 | 0 | 0 | 0 | 0 | 0 | 0 | 0 | 0 | 0 | 0 | 0 | 0 | 0 | 0 | 0 | 0 | 0 | 0 | 0 | 0 | 0 | 0 | 0 | 0 | 0_E10_SysStock
| Vintage | 0 | 0 | 0 | 0 | 0 | 0 | 0 | 0 | 0 | 0 | 0 | 0 | 0 | 0 | 0 | 0 | 0 | 0 | 0 | 0 | 0 | 0 | 0 | 0 | 0 | 0 | 0 | 0 | 0 | 0 | 0 | 0_Vintage_SysStock
Tech Forecast Purchases
| Year | Year 0 | Year 1 | Year 2 | Year 3 | Year 4 | Year 5 | Year 6 | Year 7 | Year 8 | Year 9 | Year 10 | Year 11 | Year 12 | Year 13 | Year 14 | Year 15 | Year 16 | Year 17 | Year 18 | Year 19 | Year 20 | Year 21 | Year 22 | Year 23 | Year 24 | Year 25 | Year 26 | Year 27 | Year 28 | Year 29 | Year 30
| E1 | 0 | 0 | 0 | 0 | 0 | 0 | 0 | 0 | 0 | 0 | 0 | 0 | 0 | 0 | 0 | 0 | 0 | 0 | 0 | 0 | 0 | 0 | 0 | 0 | 0 | 0 | 0 | 0 | 0 | 0 | 0
| E2 | 0 | 0 | 0 | 0 | 0 | 0 | 0 | 0 | 0 | 0 | 0 | 0 | 0 | 0 | 0 | 0 | 0 | 0 | 0 | 0 | 0 | 0 | 0 | 0 | 0 | 0 | 0 | 0 | 0 | 0 | 0
| E3 | 0 | 0 | 0 | 0 | 0 | 0 | 0 | 0 | 0 | 0 | 0 | 0 | 0 | 0 | 0 | 0 | 0 | 0 | 0 | 0 | 0 | 0 | 0 | 0 | 0 | 0 | 0 | 0 | 0 | 0 | 0
| E4 | 0 | 0 | 0 | 0 | 0 | 0 | 0 | 0 | 0 | 0 | 0 | 0 | 0 | 0 | 0 | 0 | 0 | 0 | 0 | 0 | 0 | 0 | 0 | 0 | 0 | 0 | 0 | 0 | 0 | 0 | 0
| E5 | 0 | 0 | 0 | 0 | 0 | 0 | 0 | 0 | 0 | 0 | 0 | 0 | 0 | 0 | 0 | 0 | 0 | 0 | 0 | 0 | 0 | 0 | 0 | 0 | 0 | 0 | 0 | 0 | 0 | 0 | 0
| E6 | 0 | 0 | 0 | 0 | 0 | 0 | 0 | 0 | 0 | 0 | 0 | 0 | 0 | 0 | 0 | 0 | 0 | 0 | 0 | 0 | 0 | 0 | 0 | 0 | 0 | 0 | 0 | 0 | 0 | 0 | 0
| E7 | 0 | 0 | 0 | 0 | 0 | 0 | 0 | 0 | 0 | 0 | 0 | 0 | 0 | 0 | 0 | 0 | 0 | 0 | 0 | 0 | 0 | 0 | 0 | 0 | 0 | 0 | 0 | 0 | 0 | 0 | 0
| E8 | 0 | 0 | 0 | 0 | 0 | 0 | 0 | 0 | 0 | 0 | 0 | 0 | 0 | 0 | 0 | 0 | 0 | 0 | 0 | 0 | 0 | 0 | 0 | 0 | 0 | 0 | 0 | 0 | 0 | 0 | 0
| E9 | 0 | 0 | 0 | 0 | 0 | 0 | 0 | 0 | 0 | 0 | 0 | 0 | 0 | 0 | 0 | 0 | 0 | 0 | 0 | 0 | 0 | 0 | 0 | 0 | 0 | 0 | 0 | 0 | 0 | 0 | 0
| E10 | 0 | 0 | 0 | 0 | 0 | 0 | 0 | 0 | 0 | 0 | 0 | 0 | 0 | 0 | 0 | 0 | 0 | 0 | 0 | 0 | 0 | 0 | 0 | 0 | 0 | 0 | 0 | 0 | 0 | 0 | 0
Potential to Switch
| Year | Year 0 | Year 1 | Year 2 | Year 3 | Year 4 | Year 5 | Year 6 | Year 7 | Year 8 | Year 9 | Year 10 | Year 11 | Year 12 | Year 13 | Year 14 | Year 15 | Year 16 | Year 17 | Year 18 | Year 19 | Year 20 | Year 21 | Year 22 | Year 23 | Year 24 | Year 25 | Year 26 | Year 27 | Year 28 | Year 29 | Year 30
| E1 | 0 | 0 | 0 | 0 | 0 | 0 | 0 | 0 | 0 | 0 | 0 | 0 | 0 | 0 | 0 | 0 | 0 | 0 | 0 | 0 | 0 | 0 | 0 | 0 | 0 | 0 | 0 | 0 | 0 | 0 | 0 | 0_E1_Switched Out
| E2 | 0 | 0 | 0 | 0 | 0 | 0 | 0 | 0 | 0 | 0 | 0 | 0 | 0 | 0 | 0 | 0 | 0 | 0 | 0 | 0 | 0 | 0 | 0 | 0 | 0 | 0 | 0 | 0 | 0 | 0 | 0 | 0_E2_Switched Out
| E3 | 0 | 0 | 0 | 0 | 0 | 0 | 0 | 0 | 0 | 0 | 0 | 0 | 0 | 0 | 0 | 0 | 0 | 0 | 0 | 0 | 0 | 0 | 0 | 0 | 0 | 0 | 0 | 0 | 0 | 0 | 0 | 0_E3_Switched Out
| E4 | 0 | 0 | 0 | 0 | 0 | 0 | 0 | 0 | 0 | 0 | 0 | 0 | 0 | 0 | 0 | 0 | 0 | 0 | 0 | 0 | 0 | 0 | 0 | 0 | 0 | 0 | 0 | 0 | 0 | 0 | 0 | 0_E4_Switched Out
| E5 | 0 | 0 | 0 | 0 | 0 | 0 | 0 | 0 | 0 | 0 | 0 | 0 | 0 | 0 | 0 | 0 | 0 | 0 | 0 | 0 | 0 | 0 | 0 | 0 | 0 | 0 | 0 | 0 | 0 | 0 | 0 | 0_E5_Switched Out
| E6 | 0 | 0 | 0 | 0 | 0 | 0 | 0 | 0 | 0 | 0 | 0 | 0 | 0 | 0 | 0 | 0 | 0 | 0 | 0 | 0 | 0 | 0 | 0 | 0 | 0 | 0 | 0 | 0 | 0 | 0 | 0 | 0_E6_Switched Out
| E7 | 0 | 0 | 0 | 0 | 0 | 0 | 0 | 0 | 0 | 0 | 0 | 0 | 0 | 0 | 0 | 0 | 0 | 0 | 0 | 0 | 0 | 0 | 0 | 0 | 0 | 0 | 0 | 0 | 0 | 0 | 0 | 0_E7_Switched Out
| E8 | 0 | 0 | 0 | 0 | 0 | 0 | 0 | 0 | 0 | 0 | 0 | 0 | 0 | 0 | 0 | 0 | 0 | 0 | 0 | 0 | 0 | 0 | 0 | 0 | 0 | 0 | 0 | 0 | 0 | 0 | 0 | 0_E8_Switched Out
| E9 | 0 | 0 | 0 | 0 | 0 | 0 | 0 | 0 | 0 | 0 | 0 | 0 | 0 | 0 | 0 | 0 | 0 | 0 | 0 | 0 | 0 | 0 | 0 | 0 | 0 | 0 | 0 | 0 | 0 | 0 | 0 | 0_E9_Switched Out
| E10 | 0 | 0 | 0 | 0 | 0 | 0 | 0 | 0 | 0 | 0 | 0 | 0 | 0 | 0 | 0 | 0 | 0 | 0 | 0 | 0 | 0 | 0 | 0 | 0 | 0 | 0 | 0 | 0 | 0 | 0 | 0 | 0_E10_Switched Out
Units Out
| E1 | 0 | 0 | 0 | 0 | 0 | 0 | 0 | 0 | 0 | 0 | 0 | 0 | 0 | 0 | 0 | 0 | 0 | 0 | 0 | 0 | 0 | 0 | 0 | 0 | 0 | 0 | 0 | 0 | 0 | 0 | 0
| E2 | 0 | 0 | 0 | 0 | 0 | 0 | 0 | 0 | 0 | 0 | 0 | 0 | 0 | 0 | 0 | 0 | 0 | 0 | 0 | 0 | 0 | 0 | 0 | 0 | 0 | 0 | 0 | 0 | 0 | 0 | 0
| E3 | 0 | 0 | 0 | 0 | 0 | 0 | 0 | 0 | 0 | 0 | 0 | 0 | 0 | 0 | 0 | 0 | 0 | 0 | 0 | 0 | 0 | 0 | 0 | 0 | 0 | 0 | 0 | 0 | 0 | 0 | 0
| E4 | 0 | 0 | 0 | 0 | 0 | 0 | 0 | 0 | 0 | 0 | 0 | 0 | 0 | 0 | 0 | 0 | 0 | 0 | 0 | 0 | 0 | 0 | 0 | 0 | 0 | 0 | 0 | 0 | 0 | 0 | 0
| E5 | 0 | 0 | 0 | 0 | 0 | 0 | 0 | 0 | 0 | 0 | 0 | 0 | 0 | 0 | 0 | 0 | 0 | 0 | 0 | 0 | 0 | 0 | 0 | 0 | 0 | 0 | 0 | 0 | 0 | 0 | 0
| E6 | 0 | 0 | 0 | 0 | 0 | 0 | 0 | 0 | 0 | 0 | 0 | 0 | 0 | 0 | 0 | 0 | 0 | 0 | 0 | 0 | 0 | 0 | 0 | 0 | 0 | 0 | 0 | 0 | 0 | 0 | 0
| E7 | 0 | 0 | 0 | 0 | 0 | 0 | 0 | 0 | 0 | 0 | 0 | 0 | 0 | 0 | 0 | 0 | 0 | 0 | 0 | 0 | 0 | 0 | 0 | 0 | 0 | 0 | 0 | 0 | 0 | 0 | 0
| E8 | 0 | 0 | 0 | 0 | 0 | 0 | 0 | 0 | 0 | 0 | 0 | 0 | 0 | 0 | 0 | 0 | 0 | 0 | 0 | 0 | 0 | 0 | 0 | 0 | 0 | 0 | 0 | 0 | 0 | 0 | 0
| E9 | 0 | 0 | 0 | 0 | 0 | 0 | 0 | 0 | 0 | 0 | 0 | 0 | 0 | 0 | 0 | 0 | 0 | 0 | 0 | 0 | 0 | 0 | 0 | 0 | 0 | 0 | 0 | 0 | 0 | 0 | 0
| E10 | 0 | 0 | 0 | 0 | 0 | 0 | 0 | 0 | 0 | 0 | 0 | 0 | 0 | 0 | 0 | 0 | 0 | 0 | 0 | 0 | 0 | 0 | 0 | 0 | 0 | 0 | 0 | 0 | 0 | 0 | 0
| Vintage | 0 | 0 | 0 | 0 | 0 | 0 | 0 | 0 | 0 | 0 | 0 | 0 | 0 | 0 | 0 | 0 | 0 | 0 | 0 | 0 | 0 | 0 | 0 | 0 | 0 | 0 | 0 | 0 | 0 | 0 | 0
Tech Purchase Shares
| Year | Year 0 | Year 1 | Year 2 | Year 3 | Year 4 | Year 5 | Year 6 | Year 7 | Year 8 | Year 9 | Year 10 | Year 11 | Year 12 | Year 13 | Year 14 | Year 15 | Year 16 | Year 17 | Year 18 | Year 19 | Year 20 | Year 21 | Year 22 | Year 23 | Year 24 | Year 25 | Year 26 | Year 27 | Year 28 | Year 29 | Year 30
E1 | bar: Year 0 to Year 30
E2 | bar: Year 0 to Year 30
E3 | bar: Year 0 to Year 30
E4 | bar: Year 0 to Year 30
E5 | bar: Year 0 to Year 30
E6 | bar: Year 0 to Year 30
E7 | bar: Year 0 to Year 30
E8 | bar: Year 0 to Year 30
E9 | bar: Year 0 to Year 30
E10 | bar: Year 0 to Year 30
Units In from Switching
| E1 | 0 | 0 | 0 | 0 | 0 | 0 | 0 | 0 | 0 | 0 | 0 | 0 | 0 | 0 | 0 | 0 | 0 | 0 | 0 | 0 | 0 | 0 | 0 | 0 | 0 | 0 | 0 | 0 | 0 | 0 | 0
| E2 | 0 | 0 | 0 | 0 | 0 | 0 | 0 | 0 | 0 | 0 | 0 | 0 | 0 | 0 | 0 | 0 | 0 | 0 | 0 | 0 | 0 | 0 | 0 | 0 | 0 | 0 | 0 | 0 | 0 | 0 | 0
| E3 | 0 | 0 | 0 | 0 | 0 | 0 | 0 | 0 | 0 | 0 | 0 | 0 | 0 | 0 | 0 | 0 | 0 | 0 | 0 | 0 | 0 | 0 | 0 | 0 | 0 | 0 | 0 | 0 | 0 | 0 | 0
| E4 | 0 | 0 | 0 | 0 | 0 | 0 | 0 | 0 | 0 | 0 | 0 | 0 | 0 | 0 | 0 | 0 | 0 | 0 | 0 | 0 | 0 | 0 | 0 | 0 | 0 | 0 | 0 | 0 | 0 | 0 | 0
| E5 | 0 | 0 | 0 | 0 | 0 | 0 | 0 | 0 | 0 | 0 | 0 | 0 | 0 | 0 | 0 | 0 | 0 | 0 | 0 | 0 | 0 | 0 | 0 | 0 | 0 | 0 | 0 | 0 | 0 | 0 | 0
| E6 | 0 | 0 | 0 | 0 | 0 | 0 | 0 | 0 | 0 | 0 | 0 | 0 | 0 | 0 | 0 | 0 | 0 | 0 | 0 | 0 | 0 | 0 | 0 | 0 | 0 | 0 | 0 | 0 | 0 | 0 | 0
| E7 | 0 | 0 | 0 | 0 | 0 | 0 | 0 | 0 | 0 | 0 | 0 | 0 | 0 | 0 | 0 | 0 | 0 | 0 | 0 | 0 | 0 | 0 | 0 | 0 | 0 | 0 | 0 | 0 | 0 | 0 | 0
| E8 | 0 | 0 | 0 | 0 | 0 | 0 | 0 | 0 | 0 | 0 | 0 | 0 | 0 | 0 | 0 | 0 | 0 | 0 | 0 | 0 | 0 | 0 | 0 | 0 | 0 | 0 | 0 | 0 | 0 | 0 | 0
| E9 | 0 | 0 | 0 | 0 | 0 | 0 | 0 | 0 | 0 | 0 | 0 | 0 | 0 | 0 | 0 | 0 | 0 | 0 | 0 | 0 | 0 | 0 | 0 | 0 | 0 | 0 | 0 | 0 | 0 | 0 | 0
| E10 | 0 | 0 | 0 | 0 | 0 | 0 | 0 | 0 | 0 | 0 | 0 | 0 | 0 | 0 | 0 | 0 | 0 | 0 | 0 | 0 | 0 | 0 | 0 | 0 | 0 | 0 | 0 | 0 | 0 | 0 | 0
| Vintage | 0 | 0 | 0 | 0 | 0 | 0 | 0 | 0 | 0 | 0 | 0 | 0 | 0 | 0 | 0 | 0 | 0 | 0 | 0 | 0 | 0 | 0 | 0 | 0 | 0 | 0 | 0 | 0 | 0 | 0 | 0
Net Change
| Year | Year 0 | Year 1 | Year 2 | Year 3 | Year 4 | Year 5 | Year 6 | Year 7 | Year 8 | Year 9 | Year 10 | Year 11 | Year 12 | Year 13 | Year 14 | Year 15 | Year 16 | Year 17 | Year 18 | Year 19 | Year 20 | Year 21 | Year 22 | Year 23 | Year 24 | Year 25 | Year 26 | Year 27 | Year 28 | Year 29 | Year 30 | Key
| Units | 0 | 0 | 0 | 0 | 0 | 0 | 0 | 0 | 0 | 0 | 0 | 0 | 0 | 0 | 0 | 0 | 0 | 0 | 0 | 0 | 0 | 0 | 0 | 0 | 0 | 0 | 0 | 0 | 0 | 0 | 0 | 0_Units |  |  |  |  | 301957.8232
| Usage | 0 | 0 | 0 | 0 | 0 | 0 | 0 | 0 | 0 | 0 | 0 | 0 | 0 | 0 | 0 | 0 | 0 | 0 | 0 | 0 | 0 | 0 | 0 | 0 | 0 | 0 | 0 | 0 | 0 | 0 | 0 | 0_Usage |  |  |  |  | 1698.6543
| Peak Demand (S) | 0 | 0 | 0 | 0 | 0 | 0 | 0 | 0 | 0 | 0 | 0 | 0 | 0 | 0 | 0 | 0 | 0 | 0 | 0 | 0 | 0 | 0 | 0 | 0 | 0 | 0 | 0 | 0 | 0 | 0 | 0 | 0_Peak Demand (S) |  |  |  |  | 0
| Peak Demand (W) | 0 | 0 | 0 | 0 | 0 | 0 | 0 | 0 | 0 | 0 | 0 | 0 | 0 | 0 | 0 | 0 | 0 | 0 | 0 | 0 | 0 | 0 | 0 | 0 | 0 | 0 | 0 | 0 | 0 | 0 | 0 | 0_Peak Demand (W) |  |  |  |  | 884.6119
| Turnover | 0 | 0 | 0 | 0 | 0 | 0 | 0 | 0 | 0 | 0 | 0 | 0 | 0 | 0 | 0 | 0 | 0 | 0 | 0 | 0 | 0 | 0 | 0 | 0 | 0 | 0 | 0 | 0 | 0 | 0 | 0 | 0_Turnover |  |  |  |  | 6885.4476
| Avg. Replacement Usage | 0 | 0 | 0 | 0 | 0 | 0 | 0 | 0 | 0 | 0 | 0 | 0 | 0 | 0 | 0 | 0 | 0 | 0 | 0 | 0 | 0 | 0 | 0 | 0 | 0 | 0 | 0 | 0 | 0 | 0 | 0 | 0_Avg. Replacement Usage |  |  |  |  | 5638.8522
| Avg. Replacement Demand (S) | 0 | 0 | 0 | 0 | 0 | 0 | 0 | 0 | 0 | 0 | 0 | 0 | 0 | 0 | 0 | 0 | 0 | 0 | 0 | 0 | 0 | 0 | 0 | 0 | 0 | 0 | 0 | 0 | 0 | 0 | 0 | 0_Avg. Replacement Demand (S) |  |  |  |  | 0
| Avg. Replacement Demand (W) | 0 | 0 | 0 | 0 | 0 | 0 | 0 | 0 | 0 | 0 | 0 | 0 | 0 | 0 | 0 | 0 | 0 | 0 | 0 | 0 | 0 | 0 | 0 | 0 | 0 | 0 | 0 | 0 | 0 | 0 | 0 | 0_Avg. Replacement Demand (W) |  |  |  |  | 2.9366
Purchases
| Year | Year 0 | Year 1 | Year 2 | Year 3 | Year 4 | Year 5 | Year 6 | Year 7 | Year 8 | Year 9 | Year 10 | Year 11 | Year 12 | Year 13 | Year 14 | Year 15 | Year 16 | Year 17 | Year 18 | Year 19 | Year 20 | Year 21 | Year 22 | Year 23 | Year 24 | Year 25 | Year 26 | Year 27 | Year 28 | Year 29 | Year 30
| E1 | 0 | 0 | 0 | 0 | 0 | 0 | 0 | 0 | 0 | 0 | 0 | 0 | 0 | 0 | 0 | 0 | 0 | 0 | 0 | 0 | 0 | 0 | 0 | 0 | 0 | 0 | 0 | 0 | 0 | 0 | 0 | 0_E1_Purchases |  |  |  |  | 6885.4476
| E2 | 0 | 0 | 0 | 0 | 0 | 0 | 0 | 0 | 0 | 0 | 0 | 0 | 0 | 0 | 0 | 0 | 0 | 0 | 0 | 0 | 0 | 0 | 0 | 0 | 0 | 0 | 0 | 0 | 0 | 0 | 0 | 0_E2_Purchases |  |  |  |  | 0
| E3 | 0 | 0 | 0 | 0 | 0 | 0 | 0 | 0 | 0 | 0 | 0 | 0 | 0 | 0 | 0 | 0 | 0 | 0 | 0 | 0 | 0 | 0 | 0 | 0 | 0 | 0 | 0 | 0 | 0 | 0 | 0 | 0_E3_Purchases |  |  |  |  | 0
| E4 | 0 | 0 | 0 | 0 | 0 | 0 | 0 | 0 | 0 | 0 | 0 | 0 | 0 | 0 | 0 | 0 | 0 | 0 | 0 | 0 | 0 | 0 | 0 | 0 | 0 | 0 | 0 | 0 | 0 | 0 | 0 | 0_E4_Purchases |  |  |  |  | 0
| E5 | 0 | 0 | 0 | 0 | 0 | 0 | 0 | 0 | 0 | 0 | 0 | 0 | 0 | 0 | 0 | 0 | 0 | 0 | 0 | 0 | 0 | 0 | 0 | 0 | 0 | 0 | 0 | 0 | 0 | 0 | 0 | 0_E5_Purchases |  |  |  |  | 0
| E6 | 0 | 0 | 0 | 0 | 0 | 0 | 0 | 0 | 0 | 0 | 0 | 0 | 0 | 0 | 0 | 0 | 0 | 0 | 0 | 0 | 0 | 0 | 0 | 0 | 0 | 0 | 0 | 0 | 0 | 0 | 0 | 0_E6_Purchases |  |  |  |  | 0
| E7 | 0 | 0 | 0 | 0 | 0 | 0 | 0 | 0 | 0 | 0 | 0 | 0 | 0 | 0 | 0 | 0 | 0 | 0 | 0 | 0 | 0 | 0 | 0 | 0 | 0 | 0 | 0 | 0 | 0 | 0 | 0 | 0_E7_Purchases |  |  |  |  | 0
| E8 | 0 | 0 | 0 | 0 | 0 | 0 | 0 | 0 | 0 | 0 | 0 | 0 | 0 | 0 | 0 | 0 | 0 | 0 | 0 | 0 | 0 | 0 | 0 | 0 | 0 | 0 | 0 | 0 | 0 | 0 | 0 | 0_E8_Purchases |  |  |  |  | 0
| E9 | 0 | 0 | 0 | 0 | 0 | 0 | 0 | 0 | 0 | 0 | 0 | 0 | 0 | 0 | 0 | 0 | 0 | 0 | 0 | 0 | 0 | 0 | 0 | 0 | 0 | 0 | 0 | 0 | 0 | 0 | 0 | 0_E9_Purchases |  |  |  |  | 0
| E10 | 0 | 0 | 0 | 0 | 0 | 0 | 0 | 0 | 0 | 0 | 0 | 0 | 0 | 0 | 0 | 0 | 0 | 0 | 0 | 0 | 0 | 0 | 0 | 0 | 0 | 0 | 0 | 0 | 0 | 0 | 0 | 0_E10_Purchases |  |  |  |  | 0
Stock
| Year | Year 0 | Year 1 | Year 2 | Year 3 | Year 4 | Year 5 | Year 6 | Year 7 | Year 8 | Year 9 | Year 10 | Year 11 | Year 12 | Year 13 | Year 14 | Year 15 | Year 16 | Year 17 | Year 18 | Year 19 | Year 20 | Year 21 | Year 22 | Year 23 | Year 24 | Year 25 | Year 26 | Year 27 | Year 28 | Year 29 | Year 30
| E1 | 0 | 0 | 0 | 0 | 0 | 0 | 0 | 0 | 0 | 0 | 0 | 0 | 0 | 0 | 0 | 0 | 0 | 0 | 0 | 0 | 0 | 0 | 0 | 0 | 0 | 0 | 0 | 0 | 0 | 0 | 0 | 0_E1_Stock |  |  |  |  | 13576.6093
| E2 | 0 | 0 | 0 | 0 | 0 | 0 | 0 | 0 | 0 | 0 | 0 | 0 | 0 | 0 | 0 | 0 | 0 | 0 | 0 | 0 | 0 | 0 | 0 | 0 | 0 | 0 | 0 | 0 | 0 | 0 | 0 | 0_E2_Stock |  |  |  |  | 0
| E3 | 0 | 0 | 0 | 0 | 0 | 0 | 0 | 0 | 0 | 0 | 0 | 0 | 0 | 0 | 0 | 0 | 0 | 0 | 0 | 0 | 0 | 0 | 0 | 0 | 0 | 0 | 0 | 0 | 0 | 0 | 0 | 0_E3_Stock |  |  |  |  | 0
| E4 | 0 | 0 | 0 | 0 | 0 | 0 | 0 | 0 | 0 | 0 | 0 | 0 | 0 | 0 | 0 | 0 | 0 | 0 | 0 | 0 | 0 | 0 | 0 | 0 | 0 | 0 | 0 | 0 | 0 | 0 | 0 | 0_E4_Stock |  |  |  |  | 0
| E5 | 0 | 0 | 0 | 0 | 0 | 0 | 0 | 0 | 0 | 0 | 0 | 0 | 0 | 0 | 0 | 0 | 0 | 0 | 0 | 0 | 0 | 0 | 0 | 0 | 0 | 0 | 0 | 0 | 0 | 0 | 0 | 0_E5_Stock |  |  |  |  | 0
| E6 | 0 | 0 | 0 | 0 | 0 | 0 | 0 | 0 | 0 | 0 | 0 | 0 | 0 | 0 | 0 | 0 | 0 | 0 | 0 | 0 | 0 | 0 | 0 | 0 | 0 | 0 | 0 | 0 | 0 | 0 | 0 | 0_E6_Stock |  |  |  |  | 0
| E7 | 0 | 0 | 0 | 0 | 0 | 0 | 0 | 0 | 0 | 0 | 0 | 0 | 0 | 0 | 0 | 0 | 0 | 0 | 0 | 0 | 0 | 0 | 0 | 0 | 0 | 0 | 0 | 0 | 0 | 0 | 0 | 0_E7_Stock |  |  |  |  | 0
| E8 | 0 | 0 | 0 | 0 | 0 | 0 | 0 | 0 | 0 | 0 | 0 | 0 | 0 | 0 | 0 | 0 | 0 | 0 | 0 | 0 | 0 | 0 | 0 | 0 | 0 | 0 | 0 | 0 | 0 | 0 | 0 | 0_E8_Stock |  |  |  |  | 0
| E9 | 0 | 0 | 0 | 0 | 0 | 0 | 0 | 0 | 0 | 0 | 0 | 0 | 0 | 0 | 0 | 0 | 0 | 0 | 0 | 0 | 0 | 0 | 0 | 0 | 0 | 0 | 0 | 0 | 0 | 0 | 0 | 0_E9_Stock |  |  |  |  | 0
| E10 | 0 | 0 | 0 | 0 | 0 | 0 | 0 | 0 | 0 | 0 | 0 | 0 | 0 | 0 | 0 | 0 | 0 | 0 | 0 | 0 | 0 | 0 | 0 | 0 | 0 | 0 | 0 | 0 | 0 | 0 | 0 | 0_E10_Stock |  |  |  |  | 0
| Vintage | 0 | 0 | 0 | 0 | 0 | 0 | 0 | 0 | 0 | 0 | 0 | 0 | 0 | 0 | 0 | 0 | 0 | 0 | 0 | 0 | 0 | 0 | 0 | 0 | 0 | 0 | 0 | 0 | 0 | 0 | 0 | 0_Vintage_Stock |  |  |  |  | 288381.2139
S3C3 |  | Year 0: System 3 Technology 3
Technology Variables
| Tech Key | Year 0: 0
| Peak Factor (S) | Year 0: 0
| Peak Factor (W) | Year 0: 0
| Min Vintage Lifetime | Year 0: 0
| Max Vintage Lifetime | Year 0: 0
| Turnover Style | Year 0: 0
Technology Variables
| Equipment | Year 0: Label; Year 1: Min Lifetime; Year 2: Max Lifetime; Year 3: Degradation; Year 4: Usage; Year 5: Available
| E1 | Year 1: 0; Year 2: 0; Year 3: 0%; Year 4: 0; Year 5: FALSE
| E2 | Year 1: 0; Year 2: 0; Year 3: 0%; Year 4: 0; Year 5: FALSE
| E3 | Year 1: 0; Year 2: 0; Year 3: 0%; Year 4: 0; Year 5: FALSE
| E4 | Year 1: 0; Year 2: 0; Year 3: 0%; Year 4: 0; Year 5: FALSE
| E5 | Year 1: 0; Year 2: 0; Year 3: 0%; Year 4: 0; Year 5: FALSE
| E6 | Year 1: 0; Year 2: 0; Year 3: 0%; Year 4: 0; Year 5: FALSE
| E7 | Year 1: 0; Year 2: 0; Year 3: 0%; Year 4: 0; Year 5: FALSE
| E8 | Year 1: 0; Year 2: 0; Year 3: 0%; Year 4: 0; Year 5: FALSE
| E9 | Year 1: 0; Year 2: 0; Year 3: 0%; Year 4: 0; Year 5: FALSE
| E10 | Year 1: 0; Year 2: 0; Year 3: 0%; Year 4: 0; Year 5: FALSE
Original Forecast Results
| Year | Year 0 | Year 1 | Year 2 | Year 3 | Year 4 | Year 5 | Year 6 | Year 7 | Year 8 | Year 9 | Year 10 | Year 11 | Year 12 | Year 13 | Year 14 | Year 15 | Year 16 | Year 17 | Year 18 | Year 19 | Year 20 | Year 21 | Year 22 | Year 23 | Year 24 | Year 25 | Year 26 | Year 27 | Year 28 | Year 29 | Year 30 | Key
| Units | 0 | 0 | 0 | 0 | 0 | 0 | 0 | 0 | 0 | 0 | 0 | 0 | 0 | 0 | 0 | 0 | 0 | 0 | 0 | 0 | 0 | 0 | 0 | 0 | 0 | 0 | 0 | 0 | 0 | 0 | 0 | #REF! |  |  |  |  | 301957.8232
| Usage | 0 | 0 | 0 | 0 | 0 | 0 | 0 | 0 | 0 | 0 | 0 | 0 | 0 | 0 | 0 | 0 | 0 | 0 | 0 | 0 | 0 | 0 | 0 | 0 | 0 | 0 | 0 | 0 | 0 | 0 | 0 | #REF! |  |  |  |  | 1698.6543
| Peak Demand (S) | 0 | 0 | 0 | 0 | 0 | 0 | 0 | 0 | 0 | 0 | 0 | 0 | 0 | 0 | 0 | 0 | 0 | 0 | 0 | 0 | 0 | 0 | 0 | 0 | 0 | 0 | 0 | 0 | 0 | 0 | 0 | #REF! |  |  |  |  | 0
| Peak Demand (W) | 0 | 0 | 0 | 0 | 0 | 0 | 0 | 0 | 0 | 0 | 0 | 0 | 0 | 0 | 0 | 0 | 0 | 0 | 0 | 0 | 0 | 0 | 0 | 0 | 0 | 0 | 0 | 0 | 0 | 0 | 0 | #REF! |  |  |  |  | 884.6119
| Turnover | 0 | 0 | 0 | 0 | 0 | 0 | 0 | 0 | 0 | 0 | 0 | 0 | 0 | 0 | 0 | 0 | 0 | 0 | 0 | 0 | 0 | 0 | 0 | 0 | 0 | 0 | 0 | 0 | 0 | 0 | 0 | #REF! |  |  |  |  | 6885.4476
| Avg. Replacement Usage | 0 | 0 | 0 | 0 | 0 | 0 | 0 | 0 | 0 | 0 | 0 | 0 | 0 | 0 | 0 | 0 | 0 | 0 | 0 | 0 | 0 | 0 | 0 | 0 | 0 | 0 | 0 | 0 | 0 | 0 | 0 | #REF! |  |  |  |  | 5638.8522
| Avg. Replacement Demand (S) | 0 | 0 | 0 | 0 | 0 | 0 | 0 | 0 | 0 | 0 | 0 | 0 | 0 | 0 | 0 | 0 | 0 | 0 | 0 | 0 | 0 | 0 | 0 | 0 | 0 | 0 | 0 | 0 | 0 | 0 | 0 | #REF! |  |  |  |  | 0
| Avg. Replacement Demand (W) | 0 | 0 | 0 | 0 | 0 | 0 | 0 | 0 | 0 | 0 | 0 | 0 | 0 | 0 | 0 | 0 | 0 | 0 | 0 | 0 | 0 | 0 | 0 | 0 | 0 | 0 | 0 | 0 | 0 | 0 | 0 | #REF! |  |  |  |  | 2.9366
Tech Forecast Stock
| Year | Year 0 | Year 1 | Year 2 | Year 3 | Year 4 | Year 5 | Year 6 | Year 7 | Year 8 | Year 9 | Year 10 | Year 11 | Year 12 | Year 13 | Year 14 | Year 15 | Year 16 | Year 17 | Year 18 | Year 19 | Year 20 | Year 21 | Year 22 | Year 23 | Year 24 | Year 25 | Year 26 | Year 27 | Year 28 | Year 29 | Year 30
| E1 | 0 | 0 | 0 | 0 | 0 | 0 | 0 | 0 | 0 | 0 | 0 | 0 | 0 | 0 | 0 | 0 | 0 | 0 | 0 | 0 | 0 | 0 | 0 | 0 | 0 | 0 | 0 | 0 | 0 | 0 | 0
| E2 | 0 | 0 | 0 | 0 | 0 | 0 | 0 | 0 | 0 | 0 | 0 | 0 | 0 | 0 | 0 | 0 | 0 | 0 | 0 | 0 | 0 | 0 | 0 | 0 | 0 | 0 | 0 | 0 | 0 | 0 | 0
| E3 | 0 | 0 | 0 | 0 | 0 | 0 | 0 | 0 | 0 | 0 | 0 | 0 | 0 | 0 | 0 | 0 | 0 | 0 | 0 | 0 | 0 | 0 | 0 | 0 | 0 | 0 | 0 | 0 | 0 | 0 | 0
| E4 | 0 | 0 | 0 | 0 | 0 | 0 | 0 | 0 | 0 | 0 | 0 | 0 | 0 | 0 | 0 | 0 | 0 | 0 | 0 | 0 | 0 | 0 | 0 | 0 | 0 | 0 | 0 | 0 | 0 | 0 | 0
| E5 | 0 | 0 | 0 | 0 | 0 | 0 | 0 | 0 | 0 | 0 | 0 | 0 | 0 | 0 | 0 | 0 | 0 | 0 | 0 | 0 | 0 | 0 | 0 | 0 | 0 | 0 | 0 | 0 | 0 | 0 | 0
| E6 | 0 | 0 | 0 | 0 | 0 | 0 | 0 | 0 | 0 | 0 | 0 | 0 | 0 | 0 | 0 | 0 | 0 | 0 | 0 | 0 | 0 | 0 | 0 | 0 | 0 | 0 | 0 | 0 | 0 | 0 | 0
| E7 | 0 | 0 | 0 | 0 | 0 | 0 | 0 | 0 | 0 | 0 | 0 | 0 | 0 | 0 | 0 | 0 | 0 | 0 | 0 | 0 | 0 | 0 | 0 | 0 | 0 | 0 | 0 | 0 | 0 | 0 | 0
| E8 | 0 | 0 | 0 | 0 | 0 | 0 | 0 | 0 | 0 | 0 | 0 | 0 | 0 | 0 | 0 | 0 | 0 | 0 | 0 | 0 | 0 | 0 | 0 | 0 | 0 | 0 | 0 | 0 | 0 | 0 | 0
| E9 | 0 | 0 | 0 | 0 | 0 | 0 | 0 | 0 | 0 | 0 | 0 | 0 | 0 | 0 | 0 | 0 | 0 | 0 | 0 | 0 | 0 | 0 | 0 | 0 | 0 | 0 | 0 | 0 | 0 | 0 | 0
| E10 | 0 | 0 | 0 | 0 | 0 | 0 | 0 | 0 | 0 | 0 | 0 | 0 | 0 | 0 | 0 | 0 | 0 | 0 | 0 | 0 | 0 | 0 | 0 | 0 | 0 | 0 | 0 | 0 | 0 | 0 | 0
| Vintage | 0 | 0 | 0 | 0 | 0 | 0 | 0 | 0 | 0 | 0 | 0 | 0 | 0 | 0 | 0 | 0 | 0 | 0 | 0 | 0 | 0 | 0 | 0 | 0 | 0 | 0 | 0 | 0 | 0 | 0 | 0
Stock for Switching
| Year | Year 0 | Year 1 | Year 2 | Year 3 | Year 4 | Year 5 | Year 6 | Year 7 | Year 8 | Year 9 | Year 10 | Year 11 | Year 12 | Year 13 | Year 14 | Year 15 | Year 16 | Year 17 | Year 18 | Year 19 | Year 20 | Year 21 | Year 22 | Year 23 | Year 24 | Year 25 | Year 26 | Year 27 | Year 28 | Year 29 | Year 30
| E1 | 0 | 0 | 0 | 0 | 0 | 0 | 0 | 0 | 0 | 0 | 0 | 0 | 0 | 0 | 0 | 0 | 0 | 0 | 0 | 0 | 0 | 0 | 0 | 0 | 0 | 0 | 0 | 0 | 0 | 0 | 0 | 0_E1_SysStock
| E2 | 0 | 0 | 0 | 0 | 0 | 0 | 0 | 0 | 0 | 0 | 0 | 0 | 0 | 0 | 0 | 0 | 0 | 0 | 0 | 0 | 0 | 0 | 0 | 0 | 0 | 0 | 0 | 0 | 0 | 0 | 0 | 0_E2_SysStock
| E3 | 0 | 0 | 0 | 0 | 0 | 0 | 0 | 0 | 0 | 0 | 0 | 0 | 0 | 0 | 0 | 0 | 0 | 0 | 0 | 0 | 0 | 0 | 0 | 0 | 0 | 0 | 0 | 0 | 0 | 0 | 0 | 0_E3_SysStock
| E4 | 0 | 0 | 0 | 0 | 0 | 0 | 0 | 0 | 0 | 0 | 0 | 0 | 0 | 0 | 0 | 0 | 0 | 0 | 0 | 0 | 0 | 0 | 0 | 0 | 0 | 0 | 0 | 0 | 0 | 0 | 0 | 0_E4_SysStock
| E5 | 0 | 0 | 0 | 0 | 0 | 0 | 0 | 0 | 0 | 0 | 0 | 0 | 0 | 0 | 0 | 0 | 0 | 0 | 0 | 0 | 0 | 0 | 0 | 0 | 0 | 0 | 0 | 0 | 0 | 0 | 0 | 0_E5_SysStock
| E6 | 0 | 0 | 0 | 0 | 0 | 0 | 0 | 0 | 0 | 0 | 0 | 0 | 0 | 0 | 0 | 0 | 0 | 0 | 0 | 0 | 0 | 0 | 0 | 0 | 0 | 0 | 0 | 0 | 0 | 0 | 0 | 0_E6_SysStock
| E7 | 0 | 0 | 0 | 0 | 0 | 0 | 0 | 0 | 0 | 0 | 0 | 0 | 0 | 0 | 0 | 0 | 0 | 0 | 0 | 0 | 0 | 0 | 0 | 0 | 0 | 0 | 0 | 0 | 0 | 0 | 0 | 0_E7_SysStock
| E8 | 0 | 0 | 0 | 0 | 0 | 0 | 0 | 0 | 0 | 0 | 0 | 0 | 0 | 0 | 0 | 0 | 0 | 0 | 0 | 0 | 0 | 0 | 0 | 0 | 0 | 0 | 0 | 0 | 0 | 0 | 0 | 0_E8_SysStock
| E9 | 0 | 0 | 0 | 0 | 0 | 0 | 0 | 0 | 0 | 0 | 0 | 0 | 0 | 0 | 0 | 0 | 0 | 0 | 0 | 0 | 0 | 0 | 0 | 0 | 0 | 0 | 0 | 0 | 0 | 0 | 0 | 0_E9_SysStock
| E10 | 0 | 0 | 0 | 0 | 0 | 0 | 0 | 0 | 0 | 0 | 0 | 0 | 0 | 0 | 0 | 0 | 0 | 0 | 0 | 0 | 0 | 0 | 0 | 0 | 0 | 0 | 0 | 0 | 0 | 0 | 0 | 0_E10_SysStock
| Vintage | 0 | 0 | 0 | 0 | 0 | 0 | 0 | 0 | 0 | 0 | 0 | 0 | 0 | 0 | 0 | 0 | 0 | 0 | 0 | 0 | 0 | 0 | 0 | 0 | 0 | 0 | 0 | 0 | 0 | 0 | 0 | 0_Vintage_SysStock
Tech Forecast Purchases
| Year | Year 0 | Year 1 | Year 2 | Year 3 | Year 4 | Year 5 | Year 6 | Year 7 | Year 8 | Year 9 | Year 10 | Year 11 | Year 12 | Year 13 | Year 14 | Year 15 | Year 16 | Year 17 | Year 18 | Year 19 | Year 20 | Year 21 | Year 22 | Year 23 | Year 24 | Year 25 | Year 26 | Year 27 | Year 28 | Year 29 | Year 30
| E1 | 0 | 0 | 0 | 0 | 0 | 0 | 0 | 0 | 0 | 0 | 0 | 0 | 0 | 0 | 0 | 0 | 0 | 0 | 0 | 0 | 0 | 0 | 0 | 0 | 0 | 0 | 0 | 0 | 0 | 0 | 0
| E2 | 0 | 0 | 0 | 0 | 0 | 0 | 0 | 0 | 0 | 0 | 0 | 0 | 0 | 0 | 0 | 0 | 0 | 0 | 0 | 0 | 0 | 0 | 0 | 0 | 0 | 0 | 0 | 0 | 0 | 0 | 0
| E3 | 0 | 0 | 0 | 0 | 0 | 0 | 0 | 0 | 0 | 0 | 0 | 0 | 0 | 0 | 0 | 0 | 0 | 0 | 0 | 0 | 0 | 0 | 0 | 0 | 0 | 0 | 0 | 0 | 0 | 0 | 0
| E4 | 0 | 0 | 0 | 0 | 0 | 0 | 0 | 0 | 0 | 0 | 0 | 0 | 0 | 0 | 0 | 0 | 0 | 0 | 0 | 0 | 0 | 0 | 0 | 0 | 0 | 0 | 0 | 0 | 0 | 0 | 0
| E5 | 0 | 0 | 0 | 0 | 0 | 0 | 0 | 0 | 0 | 0 | 0 | 0 | 0 | 0 | 0 | 0 | 0 | 0 | 0 | 0 | 0 | 0 | 0 | 0 | 0 | 0 | 0 | 0 | 0 | 0 | 0
| E6 | 0 | 0 | 0 | 0 | 0 | 0 | 0 | 0 | 0 | 0 | 0 | 0 | 0 | 0 | 0 | 0 | 0 | 0 | 0 | 0 | 0 | 0 | 0 | 0 | 0 | 0 | 0 | 0 | 0 | 0 | 0
| E7 | 0 | 0 | 0 | 0 | 0 | 0 | 0 | 0 | 0 | 0 | 0 | 0 | 0 | 0 | 0 | 0 | 0 | 0 | 0 | 0 | 0 | 0 | 0 | 0 | 0 | 0 | 0 | 0 | 0 | 0 | 0
| E8 | 0 | 0 | 0 | 0 | 0 | 0 | 0 | 0 | 0 | 0 | 0 | 0 | 0 | 0 | 0 | 0 | 0 | 0 | 0 | 0 | 0 | 0 | 0 | 0 | 0 | 0 | 0 | 0 | 0 | 0 | 0
| E9 | 0 | 0 | 0 | 0 | 0 | 0 | 0 | 0 | 0 | 0 | 0 | 0 | 0 | 0 | 0 | 0 | 0 | 0 | 0 | 0 | 0 | 0 | 0 | 0 | 0 | 0 | 0 | 0 | 0 | 0 | 0
| E10 | 0 | 0 | 0 | 0 | 0 | 0 | 0 | 0 | 0 | 0 | 0 | 0 | 0 | 0 | 0 | 0 | 0 | 0 | 0 | 0 | 0 | 0 | 0 | 0 | 0 | 0 | 0 | 0 | 0 | 0 | 0
Potential to Switch
| Year | Year 0 | Year 1 | Year 2 | Year 3 | Year 4 | Year 5 | Year 6 | Year 7 | Year 8 | Year 9 | Year 10 | Year 11 | Year 12 | Year 13 | Year 14 | Year 15 | Year 16 | Year 17 | Year 18 | Year 19 | Year 20 | Year 21 | Year 22 | Year 23 | Year 24 | Year 25 | Year 26 | Year 27 | Year 28 | Year 29 | Year 30
| E1 | 0 | 0 | 0 | 0 | 0 | 0 | 0 | 0 | 0 | 0 | 0 | 0 | 0 | 0 | 0 | 0 | 0 | 0 | 0 | 0 | 0 | 0 | 0 | 0 | 0 | 0 | 0 | 0 | 0 | 0 | 0 | 0_E1_Switched Out
| E2 | 0 | 0 | 0 | 0 | 0 | 0 | 0 | 0 | 0 | 0 | 0 | 0 | 0 | 0 | 0 | 0 | 0 | 0 | 0 | 0 | 0 | 0 | 0 | 0 | 0 | 0 | 0 | 0 | 0 | 0 | 0 | 0_E2_Switched Out
| E3 | 0 | 0 | 0 | 0 | 0 | 0 | 0 | 0 | 0 | 0 | 0 | 0 | 0 | 0 | 0 | 0 | 0 | 0 | 0 | 0 | 0 | 0 | 0 | 0 | 0 | 0 | 0 | 0 | 0 | 0 | 0 | 0_E3_Switched Out
| E4 | 0 | 0 | 0 | 0 | 0 | 0 | 0 | 0 | 0 | 0 | 0 | 0 | 0 | 0 | 0 | 0 | 0 | 0 | 0 | 0 | 0 | 0 | 0 | 0 | 0 | 0 | 0 | 0 | 0 | 0 | 0 | 0_E4_Switched Out
| E5 | 0 | 0 | 0 | 0 | 0 | 0 | 0 | 0 | 0 | 0 | 0 | 0 | 0 | 0 | 0 | 0 | 0 | 0 | 0 | 0 | 0 | 0 | 0 | 0 | 0 | 0 | 0 | 0 | 0 | 0 | 0 | 0_E5_Switched Out
| E6 | 0 | 0 | 0 | 0 | 0 | 0 | 0 | 0 | 0 | 0 | 0 | 0 | 0 | 0 | 0 | 0 | 0 | 0 | 0 | 0 | 0 | 0 | 0 | 0 | 0 | 0 | 0 | 0 | 0 | 0 | 0 | 0_E6_Switched Out
| E7 | 0 | 0 | 0 | 0 | 0 | 0 | 0 | 0 | 0 | 0 | 0 | 0 | 0 | 0 | 0 | 0 | 0 | 0 | 0 | 0 | 0 | 0 | 0 | 0 | 0 | 0 | 0 | 0 | 0 | 0 | 0 | 0_E7_Switched Out
| E8 | 0 | 0 | 0 | 0 | 0 | 0 | 0 | 0 | 0 | 0 | 0 | 0 | 0 | 0 | 0 | 0 | 0 | 0 | 0 | 0 | 0 | 0 | 0 | 0 | 0 | 0 | 0 | 0 | 0 | 0 | 0 | 0_E8_Switched Out
| E9 | 0 | 0 | 0 | 0 | 0 | 0 | 0 | 0 | 0 | 0 | 0 | 0 | 0 | 0 | 0 | 0 | 0 | 0 | 0 | 0 | 0 | 0 | 0 | 0 | 0 | 0 | 0 | 0 | 0 | 0 | 0 | 0_E9_Switched Out
| E10 | 0 | 0 | 0 | 0 | 0 | 0 | 0 | 0 | 0 | 0 | 0 | 0 | 0 | 0 | 0 | 0 | 0 | 0 | 0 | 0 | 0 | 0 | 0 | 0 | 0 | 0 | 0 | 0 | 0 | 0 | 0 | 0_E10_Switched Out
Units Out
| E1 | 0 | 0 | 0 | 0 | 0 | 0 | 0 | 0 | 0 | 0 | 0 | 0 | 0 | 0 | 0 | 0 | 0 | 0 | 0 | 0 | 0 | 0 | 0 | 0 | 0 | 0 | 0 | 0 | 0 | 0 | 0
| E2 | 0 | 0 | 0 | 0 | 0 | 0 | 0 | 0 | 0 | 0 | 0 | 0 | 0 | 0 | 0 | 0 | 0 | 0 | 0 | 0 | 0 | 0 | 0 | 0 | 0 | 0 | 0 | 0 | 0 | 0 | 0
| E3 | 0 | 0 | 0 | 0 | 0 | 0 | 0 | 0 | 0 | 0 | 0 | 0 | 0 | 0 | 0 | 0 | 0 | 0 | 0 | 0 | 0 | 0 | 0 | 0 | 0 | 0 | 0 | 0 | 0 | 0 | 0
| E4 | 0 | 0 | 0 | 0 | 0 | 0 | 0 | 0 | 0 | 0 | 0 | 0 | 0 | 0 | 0 | 0 | 0 | 0 | 0 | 0 | 0 | 0 | 0 | 0 | 0 | 0 | 0 | 0 | 0 | 0 | 0
| E5 | 0 | 0 | 0 | 0 | 0 | 0 | 0 | 0 | 0 | 0 | 0 | 0 | 0 | 0 | 0 | 0 | 0 | 0 | 0 | 0 | 0 | 0 | 0 | 0 | 0 | 0 | 0 | 0 | 0 | 0 | 0
| E6 | 0 | 0 | 0 | 0 | 0 | 0 | 0 | 0 | 0 | 0 | 0 | 0 | 0 | 0 | 0 | 0 | 0 | 0 | 0 | 0 | 0 | 0 | 0 | 0 | 0 | 0 | 0 | 0 | 0 | 0 | 0
| E7 | 0 | 0 | 0 | 0 | 0 | 0 | 0 | 0 | 0 | 0 | 0 | 0 | 0 | 0 | 0 | 0 | 0 | 0 | 0 | 0 | 0 | 0 | 0 | 0 | 0 | 0 | 0 | 0 | 0 | 0 | 0
| E8 | 0 | 0 | 0 | 0 | 0 | 0 | 0 | 0 | 0 | 0 | 0 | 0 | 0 | 0 | 0 | 0 | 0 | 0 | 0 | 0 | 0 | 0 | 0 | 0 | 0 | 0 | 0 | 0 | 0 | 0 | 0
| E9 | 0 | 0 | 0 | 0 | 0 | 0 | 0 | 0 | 0 | 0 | 0 | 0 | 0 | 0 | 0 | 0 | 0 | 0 | 0 | 0 | 0 | 0 | 0 | 0 | 0 | 0 | 0 | 0 | 0 | 0 | 0
| E10 | 0 | 0 | 0 | 0 | 0 | 0 | 0 | 0 | 0 | 0 | 0 | 0 | 0 | 0 | 0 | 0 | 0 | 0 | 0 | 0 | 0 | 0 | 0 | 0 | 0 | 0 | 0 | 0 | 0 | 0 | 0
| Vintage | 0 | 0 | 0 | 0 | 0 | 0 | 0 | 0 | 0 | 0 | 0 | 0 | 0 | 0 | 0 | 0 | 0 | 0 | 0 | 0 | 0 | 0 | 0 | 0 | 0 | 0 | 0 | 0 | 0 | 0 | 0
Tech Purchase Shares
| Year | Year 0 | Year 1 | Year 2 | Year 3 | Year 4 | Year 5 | Year 6 | Year 7 | Year 8 | Year 9 | Year 10 | Year 11 | Year 12 | Year 13 | Year 14 | Year 15 | Year 16 | Year 17 | Year 18 | Year 19 | Year 20 | Year 21 | Year 22 | Year 23 | Year 24 | Year 25 | Year 26 | Year 27 | Year 28 | Year 29 | Year 30
E1 | bar: Year 0 to Year 30
E2 | bar: Year 0 to Year 30
E3 | bar: Year 0 to Year 30
E4 | bar: Year 0 to Year 30
E5 | bar: Year 0 to Year 30
E6 | bar: Year 0 to Year 30
E7 | bar: Year 0 to Year 30
E8 | bar: Year 0 to Year 30
E9 | bar: Year 0 to Year 30
E10 | bar: Year 0 to Year 30
Units In from Switching
| E1 | 0 | 0 | 0 | 0 | 0 | 0 | 0 | 0 | 0 | 0 | 0 | 0 | 0 | 0 | 0 | 0 | 0 | 0 | 0 | 0 | 0 | 0 | 0 | 0 | 0 | 0 | 0 | 0 | 0 | 0 | 0
| E2 | 0 | 0 | 0 | 0 | 0 | 0 | 0 | 0 | 0 | 0 | 0 | 0 | 0 | 0 | 0 | 0 | 0 | 0 | 0 | 0 | 0 | 0 | 0 | 0 | 0 | 0 | 0 | 0 | 0 | 0 | 0
| E3 | 0 | 0 | 0 | 0 | 0 | 0 | 0 | 0 | 0 | 0 | 0 | 0 | 0 | 0 | 0 | 0 | 0 | 0 | 0 | 0 | 0 | 0 | 0 | 0 | 0 | 0 | 0 | 0 | 0 | 0 | 0
| E4 | 0 | 0 | 0 | 0 | 0 | 0 | 0 | 0 | 0 | 0 | 0 | 0 | 0 | 0 | 0 | 0 | 0 | 0 | 0 | 0 | 0 | 0 | 0 | 0 | 0 | 0 | 0 | 0 | 0 | 0 | 0
| E5 | 0 | 0 | 0 | 0 | 0 | 0 | 0 | 0 | 0 | 0 | 0 | 0 | 0 | 0 | 0 | 0 | 0 | 0 | 0 | 0 | 0 | 0 | 0 | 0 | 0 | 0 | 0 | 0 | 0 | 0 | 0
| E6 | 0 | 0 | 0 | 0 | 0 | 0 | 0 | 0 | 0 | 0 | 0 | 0 | 0 | 0 | 0 | 0 | 0 | 0 | 0 | 0 | 0 | 0 | 0 | 0 | 0 | 0 | 0 | 0 | 0 | 0 | 0
| E7 | 0 | 0 | 0 | 0 | 0 | 0 | 0 | 0 | 0 | 0 | 0 | 0 | 0 | 0 | 0 | 0 | 0 | 0 | 0 | 0 | 0 | 0 | 0 | 0 | 0 | 0 | 0 | 0 | 0 | 0 | 0
| E8 | 0 | 0 | 0 | 0 | 0 | 0 | 0 | 0 | 0 | 0 | 0 | 0 | 0 | 0 | 0 | 0 | 0 | 0 | 0 | 0 | 0 | 0 | 0 | 0 | 0 | 0 | 0 | 0 | 0 | 0 | 0
| E9 | 0 | 0 | 0 | 0 | 0 | 0 | 0 | 0 | 0 | 0 | 0 | 0 | 0 | 0 | 0 | 0 | 0 | 0 | 0 | 0 | 0 | 0 | 0 | 0 | 0 | 0 | 0 | 0 | 0 | 0 | 0
| E10 | 0 | 0 | 0 | 0 | 0 | 0 | 0 | 0 | 0 | 0 | 0 | 0 | 0 | 0 | 0 | 0 | 0 | 0 | 0 | 0 | 0 | 0 | 0 | 0 | 0 | 0 | 0 | 0 | 0 | 0 | 0
| Vintage | 0 | 0 | 0 | 0 | 0 | 0 | 0 | 0 | 0 | 0 | 0 | 0 | 0 | 0 | 0 | 0 | 0 | 0 | 0 | 0 | 0 | 0 | 0 | 0 | 0 | 0 | 0 | 0 | 0 | 0 | 0
Net Change
| Year | Year 0 | Year 1 | Year 2 | Year 3 | Year 4 | Year 5 | Year 6 | Year 7 | Year 8 | Year 9 | Year 10 | Year 11 | Year 12 | Year 13 | Year 14 | Year 15 | Year 16 | Year 17 | Year 18 | Year 19 | Year 20 | Year 21 | Year 22 | Year 23 | Year 24 | Year 25 | Year 26 | Year 27 | Year 28 | Year 29 | Year 30 | Key
| Units | 0 | 0 | 0 | 0 | 0 | 0 | 0 | 0 | 0 | 0 | 0 | 0 | 0 | 0 | 0 | 0 | 0 | 0 | 0 | 0 | 0 | 0 | 0 | 0 | 0 | 0 | 0 | 0 | 0 | 0 | 0 | 0_Units |  |  |  |  | 301957.8232
| Usage | 0 | 0 | 0 | 0 | 0 | 0 | 0 | 0 | 0 | 0 | 0 | 0 | 0 | 0 | 0 | 0 | 0 | 0 | 0 | 0 | 0 | 0 | 0 | 0 | 0 | 0 | 0 | 0 | 0 | 0 | 0 | 0_Usage |  |  |  |  | 1698.6543
| Peak Demand (S) | 0 | 0 | 0 | 0 | 0 | 0 | 0 | 0 | 0 | 0 | 0 | 0 | 0 | 0 | 0 | 0 | 0 | 0 | 0 | 0 | 0 | 0 | 0 | 0 | 0 | 0 | 0 | 0 | 0 | 0 | 0 | 0_Peak Demand (S) |  |  |  |  | 0
| Peak Demand (W) | 0 | 0 | 0 | 0 | 0 | 0 | 0 | 0 | 0 | 0 | 0 | 0 | 0 | 0 | 0 | 0 | 0 | 0 | 0 | 0 | 0 | 0 | 0 | 0 | 0 | 0 | 0 | 0 | 0 | 0 | 0 | 0_Peak Demand (W) |  |  |  |  | 884.6119
| Turnover | 0 | 0 | 0 | 0 | 0 | 0 | 0 | 0 | 0 | 0 | 0 | 0 | 0 | 0 | 0 | 0 | 0 | 0 | 0 | 0 | 0 | 0 | 0 | 0 | 0 | 0 | 0 | 0 | 0 | 0 | 0 | 0_Turnover |  |  |  |  | 6885.4476
| Avg. Replacement Usage | 0 | 0 | 0 | 0 | 0 | 0 | 0 | 0 | 0 | 0 | 0 | 0 | 0 | 0 | 0 | 0 | 0 | 0 | 0 | 0 | 0 | 0 | 0 | 0 | 0 | 0 | 0 | 0 | 0 | 0 | 0 | 0_Avg. Replacement Usage |  |  |  |  | 5638.8522
| Avg. Replacement Demand (S) | 0 | 0 | 0 | 0 | 0 | 0 | 0 | 0 | 0 | 0 | 0 | 0 | 0 | 0 | 0 | 0 | 0 | 0 | 0 | 0 | 0 | 0 | 0 | 0 | 0 | 0 | 0 | 0 | 0 | 0 | 0 | 0_Avg. Replacement Demand (S) |  |  |  |  | 0
| Avg. Replacement Demand (W) | 0 | 0 | 0 | 0 | 0 | 0 | 0 | 0 | 0 | 0 | 0 | 0 | 0 | 0 | 0 | 0 | 0 | 0 | 0 | 0 | 0 | 0 | 0 | 0 | 0 | 0 | 0 | 0 | 0 | 0 | 0 | 0_Avg. Replacement Demand (W) |  |  |  |  | 2.9366
Purchases
| Year | Year 0 | Year 1 | Year 2 | Year 3 | Year 4 | Year 5 | Year 6 | Year 7 | Year 8 | Year 9 | Year 10 | Year 11 | Year 12 | Year 13 | Year 14 | Year 15 | Year 16 | Year 17 | Year 18 | Year 19 | Year 20 | Year 21 | Year 22 | Year 23 | Year 24 | Year 25 | Year 26 | Year 27 | Year 28 | Year 29 | Year 30
| E1 | 0 | 0 | 0 | 0 | 0 | 0 | 0 | 0 | 0 | 0 | 0 | 0 | 0 | 0 | 0 | 0 | 0 | 0 | 0 | 0 | 0 | 0 | 0 | 0 | 0 | 0 | 0 | 0 | 0 | 0 | 0 | 0_E1_Purchases |  |  |  |  | 6885.4476
| E2 | 0 | 0 | 0 | 0 | 0 | 0 | 0 | 0 | 0 | 0 | 0 | 0 | 0 | 0 | 0 | 0 | 0 | 0 | 0 | 0 | 0 | 0 | 0 | 0 | 0 | 0 | 0 | 0 | 0 | 0 | 0 | 0_E2_Purchases |  |  |  |  | 0
| E3 | 0 | 0 | 0 | 0 | 0 | 0 | 0 | 0 | 0 | 0 | 0 | 0 | 0 | 0 | 0 | 0 | 0 | 0 | 0 | 0 | 0 | 0 | 0 | 0 | 0 | 0 | 0 | 0 | 0 | 0 | 0 | 0_E3_Purchases |  |  |  |  | 0
| E4 | 0 | 0 | 0 | 0 | 0 | 0 | 0 | 0 | 0 | 0 | 0 | 0 | 0 | 0 | 0 | 0 | 0 | 0 | 0 | 0 | 0 | 0 | 0 | 0 | 0 | 0 | 0 | 0 | 0 | 0 | 0 | 0_E4_Purchases |  |  |  |  | 0
| E5 | 0 | 0 | 0 | 0 | 0 | 0 | 0 | 0 | 0 | 0 | 0 | 0 | 0 | 0 | 0 | 0 | 0 | 0 | 0 | 0 | 0 | 0 | 0 | 0 | 0 | 0 | 0 | 0 | 0 | 0 | 0 | 0_E5_Purchases |  |  |  |  | 0
| E6 | 0 | 0 | 0 | 0 | 0 | 0 | 0 | 0 | 0 | 0 | 0 | 0 | 0 | 0 | 0 | 0 | 0 | 0 | 0 | 0 | 0 | 0 | 0 | 0 | 0 | 0 | 0 | 0 | 0 | 0 | 0 | 0_E6_Purchases |  |  |  |  | 0
| E7 | 0 | 0 | 0 | 0 | 0 | 0 | 0 | 0 | 0 | 0 | 0 | 0 | 0 | 0 | 0 | 0 | 0 | 0 | 0 | 0 | 0 | 0 | 0 | 0 | 0 | 0 | 0 | 0 | 0 | 0 | 0 | 0_E7_Purchases |  |  |  |  | 0
| E8 | 0 | 0 | 0 | 0 | 0 | 0 | 0 | 0 | 0 | 0 | 0 | 0 | 0 | 0 | 0 | 0 | 0 | 0 | 0 | 0 | 0 | 0 | 0 | 0 | 0 | 0 | 0 | 0 | 0 | 0 | 0 | 0_E8_Purchases |  |  |  |  | 0
| E9 | 0 | 0 | 0 | 0 | 0 | 0 | 0 | 0 | 0 | 0 | 0 | 0 | 0 | 0 | 0 | 0 | 0 | 0 | 0 | 0 | 0 | 0 | 0 | 0 | 0 | 0 | 0 | 0 | 0 | 0 | 0 | 0_E9_Purchases |  |  |  |  | 0
| E10 | 0 | 0 | 0 | 0 | 0 | 0 | 0 | 0 | 0 | 0 | 0 | 0 | 0 | 0 | 0 | 0 | 0 | 0 | 0 | 0 | 0 | 0 | 0 | 0 | 0 | 0 | 0 | 0 | 0 | 0 | 0 | 0_E10_Purchases |  |  |  |  | 0
Stock
| Year | Year 0 | Year 1 | Year 2 | Year 3 | Year 4 | Year 5 | Year 6 | Year 7 | Year 8 | Year 9 | Year 10 | Year 11 | Year 12 | Year 13 | Year 14 | Year 15 | Year 16 | Year 17 | Year 18 | Year 19 | Year 20 | Year 21 | Year 22 | Year 23 | Year 24 | Year 25 | Year 26 | Year 27 | Year 28 | Year 29 | Year 30
| E1 | 0 | 0 | 0 | 0 | 0 | 0 | 0 | 0 | 0 | 0 | 0 | 0 | 0 | 0 | 0 | 0 | 0 | 0 | 0 | 0 | 0 | 0 | 0 | 0 | 0 | 0 | 0 | 0 | 0 | 0 | 0 | 0_E1_Stock |  |  |  |  | 13576.6093
| E2 | 0 | 0 | 0 | 0 | 0 | 0 | 0 | 0 | 0 | 0 | 0 | 0 | 0 | 0 | 0 | 0 | 0 | 0 | 0 | 0 | 0 | 0 | 0 | 0 | 0 | 0 | 0 | 0 | 0 | 0 | 0 | 0_E2_Stock |  |  |  |  | 0
| E3 | 0 | 0 | 0 | 0 | 0 | 0 | 0 | 0 | 0 | 0 | 0 | 0 | 0 | 0 | 0 | 0 | 0 | 0 | 0 | 0 | 0 | 0 | 0 | 0 | 0 | 0 | 0 | 0 | 0 | 0 | 0 | 0_E3_Stock |  |  |  |  | 0
| E4 | 0 | 0 | 0 | 0 | 0 | 0 | 0 | 0 | 0 | 0 | 0 | 0 | 0 | 0 | 0 | 0 | 0 | 0 | 0 | 0 | 0 | 0 | 0 | 0 | 0 | 0 | 0 | 0 | 0 | 0 | 0 | 0_E4_Stock |  |  |  |  | 0
| E5 | 0 | 0 | 0 | 0 | 0 | 0 | 0 | 0 | 0 | 0 | 0 | 0 | 0 | 0 | 0 | 0 | 0 | 0 | 0 | 0 | 0 | 0 | 0 | 0 | 0 | 0 | 0 | 0 | 0 | 0 | 0 | 0_E5_Stock |  |  |  |  | 0
| E6 | 0 | 0 | 0 | 0 | 0 | 0 | 0 | 0 | 0 | 0 | 0 | 0 | 0 | 0 | 0 | 0 | 0 | 0 | 0 | 0 | 0 | 0 | 0 | 0 | 0 | 0 | 0 | 0 | 0 | 0 | 0 | 0_E6_Stock |  |  |  |  | 0
| E7 | 0 | 0 | 0 | 0 | 0 | 0 | 0 | 0 | 0 | 0 | 0 | 0 | 0 | 0 | 0 | 0 | 0 | 0 | 0 | 0 | 0 | 0 | 0 | 0 | 0 | 0 | 0 | 0 | 0 | 0 | 0 | 0_E7_Stock |  |  |  |  | 0
| E8 | 0 | 0 | 0 | 0 | 0 | 0 | 0 | 0 | 0 | 0 | 0 | 0 | 0 | 0 | 0 | 0 | 0 | 0 | 0 | 0 | 0 | 0 | 0 | 0 | 0 | 0 | 0 | 0 | 0 | 0 | 0 | 0_E8_Stock |  |  |  |  | 0
| E9 | 0 | 0 | 0 | 0 | 0 | 0 | 0 | 0 | 0 | 0 | 0 | 0 | 0 | 0 | 0 | 0 | 0 | 0 | 0 | 0 | 0 | 0 | 0 | 0 | 0 | 0 | 0 | 0 | 0 | 0 | 0 | 0_E9_Stock |  |  |  |  | 0
| E10 | 0 | 0 | 0 | 0 | 0 | 0 | 0 | 0 | 0 | 0 | 0 | 0 | 0 | 0 | 0 | 0 | 0 | 0 | 0 | 0 | 0 | 0 | 0 | 0 | 0 | 0 | 0 | 0 | 0 | 0 | 0 | 0_E10_Stock |  |  |  |  | 0
| Vintage | 0 | 0 | 0 | 0 | 0 | 0 | 0 | 0 | 0 | 0 | 0 | 0 | 0 | 0 | 0 | 0 | 0 | 0 | 0 | 0 | 0 | 0 | 0 | 0 | 0 | 0 | 0 | 0 | 0 | 0 | 0 | 0_Vintage_Stock |  |  |  |  | 288381.2139
S3C4 |  | Year 0: System 3 Technology 4
Technology Variables
| Tech Key | Year 0: 0
| Peak Factor (S) | Year 0: 0
| Peak Factor (W) | Year 0: 0
| Min Vintage Lifetime | Year 0: 0
| Max Vintage Lifetime | Year 0: 0
| Turnover Style | Year 0: 0
Technology Variables
| Equipment | Year 0: Label; Year 1: Min Lifetime; Year 2: Max Lifetime; Year 3: Degradation; Year 4: Usage; Year 5: Available
| E1 | Year 1: 0; Year 2: 0; Year 3: 0%; Year 4: 0; Year 5: FALSE
| E2 | Year 1: 0; Year 2: 0; Year 3: 0%; Year 4: 0; Year 5: FALSE
| E3 | Year 1: 0; Year 2: 0; Year 3: 0%; Year 4: 0; Year 5: FALSE
| E4 | Year 1: 0; Year 2: 0; Year 3: 0%; Year 4: 0; Year 5: FALSE
| E5 | Year 1: 0; Year 2: 0; Year 3: 0%; Year 4: 0; Year 5: FALSE
| E6 | Year 1: 0; Year 2: 0; Year 3: 0%; Year 4: 0; Year 5: FALSE
| E7 | Year 1: 0; Year 2: 0; Year 3: 0%; Year 4: 0; Year 5: FALSE
| E8 | Year 1: 0; Year 2: 0; Year 3: 0%; Year 4: 0; Year 5: FALSE
| E9 | Year 1: 0; Year 2: 0; Year 3: 0%; Year 4: 0; Year 5: FALSE
| E10 | Year 1: 0; Year 2: 0; Year 3: 0%; Year 4: 0; Year 5: FALSE
Original Forecast Results
| Year | Year 0 | Year 1 | Year 2 | Year 3 | Year 4 | Year 5 | Year 6 | Year 7 | Year 8 | Year 9 | Year 10 | Year 11 | Year 12 | Year 13 | Year 14 | Year 15 | Year 16 | Year 17 | Year 18 | Year 19 | Year 20 | Year 21 | Year 22 | Year 23 | Year 24 | Year 25 | Year 26 | Year 27 | Year 28 | Year 29 | Year 30 | Key
| Units | 0 | 0 | 0 | 0 | 0 | 0 | 0 | 0 | 0 | 0 | 0 | 0 | 0 | 0 | 0 | 0 | 0 | 0 | 0 | 0 | 0 | 0 | 0 | 0 | 0 | 0 | 0 | 0 | 0 | 0 | 0 | #REF! |  |  |  |  | 301957.8232
| Usage | 0 | 0 | 0 | 0 | 0 | 0 | 0 | 0 | 0 | 0 | 0 | 0 | 0 | 0 | 0 | 0 | 0 | 0 | 0 | 0 | 0 | 0 | 0 | 0 | 0 | 0 | 0 | 0 | 0 | 0 | 0 | #REF! |  |  |  |  | 1698.6543
| Peak Demand (S) | 0 | 0 | 0 | 0 | 0 | 0 | 0 | 0 | 0 | 0 | 0 | 0 | 0 | 0 | 0 | 0 | 0 | 0 | 0 | 0 | 0 | 0 | 0 | 0 | 0 | 0 | 0 | 0 | 0 | 0 | 0 | #REF! |  |  |  |  | 0
| Peak Demand (W) | 0 | 0 | 0 | 0 | 0 | 0 | 0 | 0 | 0 | 0 | 0 | 0 | 0 | 0 | 0 | 0 | 0 | 0 | 0 | 0 | 0 | 0 | 0 | 0 | 0 | 0 | 0 | 0 | 0 | 0 | 0 | #REF! |  |  |  |  | 884.6119
| Turnover | 0 | 0 | 0 | 0 | 0 | 0 | 0 | 0 | 0 | 0 | 0 | 0 | 0 | 0 | 0 | 0 | 0 | 0 | 0 | 0 | 0 | 0 | 0 | 0 | 0 | 0 | 0 | 0 | 0 | 0 | 0 | #REF! |  |  |  |  | 6885.4476
| Avg. Replacement Usage | 0 | 0 | 0 | 0 | 0 | 0 | 0 | 0 | 0 | 0 | 0 | 0 | 0 | 0 | 0 | 0 | 0 | 0 | 0 | 0 | 0 | 0 | 0 | 0 | 0 | 0 | 0 | 0 | 0 | 0 | 0 | #REF! |  |  |  |  | 5638.8522
| Avg. Replacement Demand (S) | 0 | 0 | 0 | 0 | 0 | 0 | 0 | 0 | 0 | 0 | 0 | 0 | 0 | 0 | 0 | 0 | 0 | 0 | 0 | 0 | 0 | 0 | 0 | 0 | 0 | 0 | 0 | 0 | 0 | 0 | 0 | #REF! |  |  |  |  | 0
| Avg. Replacement Demand (W) | 0 | 0 | 0 | 0 | 0 | 0 | 0 | 0 | 0 | 0 | 0 | 0 | 0 | 0 | 0 | 0 | 0 | 0 | 0 | 0 | 0 | 0 | 0 | 0 | 0 | 0 | 0 | 0 | 0 | 0 | 0 | #REF! |  |  |  |  | 2.9366
Tech Forecast Stock
| Year | Year 0 | Year 1 | Year 2 | Year 3 | Year 4 | Year 5 | Year 6 | Year 7 | Year 8 | Year 9 | Year 10 | Year 11 | Year 12 | Year 13 | Year 14 | Year 15 | Year 16 | Year 17 | Year 18 | Year 19 | Year 20 | Year 21 | Year 22 | Year 23 | Year 24 | Year 25 | Year 26 | Year 27 | Year 28 | Year 29 | Year 30
| E1 | 0 | 0 | 0 | 0 | 0 | 0 | 0 | 0 | 0 | 0 | 0 | 0 | 0 | 0 | 0 | 0 | 0 | 0 | 0 | 0 | 0 | 0 | 0 | 0 | 0 | 0 | 0 | 0 | 0 | 0 | 0
| E2 | 0 | 0 | 0 | 0 | 0 | 0 | 0 | 0 | 0 | 0 | 0 | 0 | 0 | 0 | 0 | 0 | 0 | 0 | 0 | 0 | 0 | 0 | 0 | 0 | 0 | 0 | 0 | 0 | 0 | 0 | 0
| E3 | 0 | 0 | 0 | 0 | 0 | 0 | 0 | 0 | 0 | 0 | 0 | 0 | 0 | 0 | 0 | 0 | 0 | 0 | 0 | 0 | 0 | 0 | 0 | 0 | 0 | 0 | 0 | 0 | 0 | 0 | 0
| E4 | 0 | 0 | 0 | 0 | 0 | 0 | 0 | 0 | 0 | 0 | 0 | 0 | 0 | 0 | 0 | 0 | 0 | 0 | 0 | 0 | 0 | 0 | 0 | 0 | 0 | 0 | 0 | 0 | 0 | 0 | 0
| E5 | 0 | 0 | 0 | 0 | 0 | 0 | 0 | 0 | 0 | 0 | 0 | 0 | 0 | 0 | 0 | 0 | 0 | 0 | 0 | 0 | 0 | 0 | 0 | 0 | 0 | 0 | 0 | 0 | 0 | 0 | 0
| E6 | 0 | 0 | 0 | 0 | 0 | 0 | 0 | 0 | 0 | 0 | 0 | 0 | 0 | 0 | 0 | 0 | 0 | 0 | 0 | 0 | 0 | 0 | 0 | 0 | 0 | 0 | 0 | 0 | 0 | 0 | 0
| E7 | 0 | 0 | 0 | 0 | 0 | 0 | 0 | 0 | 0 | 0 | 0 | 0 | 0 | 0 | 0 | 0 | 0 | 0 | 0 | 0 | 0 | 0 | 0 | 0 | 0 | 0 | 0 | 0 | 0 | 0 | 0
| E8 | 0 | 0 | 0 | 0 | 0 | 0 | 0 | 0 | 0 | 0 | 0 | 0 | 0 | 0 | 0 | 0 | 0 | 0 | 0 | 0 | 0 | 0 | 0 | 0 | 0 | 0 | 0 | 0 | 0 | 0 | 0
| E9 | 0 | 0 | 0 | 0 | 0 | 0 | 0 | 0 | 0 | 0 | 0 | 0 | 0 | 0 | 0 | 0 | 0 | 0 | 0 | 0 | 0 | 0 | 0 | 0 | 0 | 0 | 0 | 0 | 0 | 0 | 0
| E10 | 0 | 0 | 0 | 0 | 0 | 0 | 0 | 0 | 0 | 0 | 0 | 0 | 0 | 0 | 0 | 0 | 0 | 0 | 0 | 0 | 0 | 0 | 0 | 0 | 0 | 0 | 0 | 0 | 0 | 0 | 0
| Vintage | 0 | 0 | 0 | 0 | 0 | 0 | 0 | 0 | 0 | 0 | 0 | 0 | 0 | 0 | 0 | 0 | 0 | 0 | 0 | 0 | 0 | 0 | 0 | 0 | 0 | 0 | 0 | 0 | 0 | 0 | 0
Stock for Switching
| Year | Year 0 | Year 1 | Year 2 | Year 3 | Year 4 | Year 5 | Year 6 | Year 7 | Year 8 | Year 9 | Year 10 | Year 11 | Year 12 | Year 13 | Year 14 | Year 15 | Year 16 | Year 17 | Year 18 | Year 19 | Year 20 | Year 21 | Year 22 | Year 23 | Year 24 | Year 25 | Year 26 | Year 27 | Year 28 | Year 29 | Year 30
| E1 | 0 | 0 | 0 | 0 | 0 | 0 | 0 | 0 | 0 | 0 | 0 | 0 | 0 | 0 | 0 | 0 | 0 | 0 | 0 | 0 | 0 | 0 | 0 | 0 | 0 | 0 | 0 | 0 | 0 | 0 | 0 | 0_E1_SysStock
| E2 | 0 | 0 | 0 | 0 | 0 | 0 | 0 | 0 | 0 | 0 | 0 | 0 | 0 | 0 | 0 | 0 | 0 | 0 | 0 | 0 | 0 | 0 | 0 | 0 | 0 | 0 | 0 | 0 | 0 | 0 | 0 | 0_E2_SysStock
| E3 | 0 | 0 | 0 | 0 | 0 | 0 | 0 | 0 | 0 | 0 | 0 | 0 | 0 | 0 | 0 | 0 | 0 | 0 | 0 | 0 | 0 | 0 | 0 | 0 | 0 | 0 | 0 | 0 | 0 | 0 | 0 | 0_E3_SysStock
| E4 | 0 | 0 | 0 | 0 | 0 | 0 | 0 | 0 | 0 | 0 | 0 | 0 | 0 | 0 | 0 | 0 | 0 | 0 | 0 | 0 | 0 | 0 | 0 | 0 | 0 | 0 | 0 | 0 | 0 | 0 | 0 | 0_E4_SysStock
| E5 | 0 | 0 | 0 | 0 | 0 | 0 | 0 | 0 | 0 | 0 | 0 | 0 | 0 | 0 | 0 | 0 | 0 | 0 | 0 | 0 | 0 | 0 | 0 | 0 | 0 | 0 | 0 | 0 | 0 | 0 | 0 | 0_E5_SysStock
| E6 | 0 | 0 | 0 | 0 | 0 | 0 | 0 | 0 | 0 | 0 | 0 | 0 | 0 | 0 | 0 | 0 | 0 | 0 | 0 | 0 | 0 | 0 | 0 | 0 | 0 | 0 | 0 | 0 | 0 | 0 | 0 | 0_E6_SysStock
| E7 | 0 | 0 | 0 | 0 | 0 | 0 | 0 | 0 | 0 | 0 | 0 | 0 | 0 | 0 | 0 | 0 | 0 | 0 | 0 | 0 | 0 | 0 | 0 | 0 | 0 | 0 | 0 | 0 | 0 | 0 | 0 | 0_E7_SysStock
| E8 | 0 | 0 | 0 | 0 | 0 | 0 | 0 | 0 | 0 | 0 | 0 | 0 | 0 | 0 | 0 | 0 | 0 | 0 | 0 | 0 | 0 | 0 | 0 | 0 | 0 | 0 | 0 | 0 | 0 | 0 | 0 | 0_E8_SysStock
| E9 | 0 | 0 | 0 | 0 | 0 | 0 | 0 | 0 | 0 | 0 | 0 | 0 | 0 | 0 | 0 | 0 | 0 | 0 | 0 | 0 | 0 | 0 | 0 | 0 | 0 | 0 | 0 | 0 | 0 | 0 | 0 | 0_E9_SysStock
| E10 | 0 | 0 | 0 | 0 | 0 | 0 | 0 | 0 | 0 | 0 | 0 | 0 | 0 | 0 | 0 | 0 | 0 | 0 | 0 | 0 | 0 | 0 | 0 | 0 | 0 | 0 | 0 | 0 | 0 | 0 | 0 | 0_E10_SysStock
| Vintage | 0 | 0 | 0 | 0 | 0 | 0 | 0 | 0 | 0 | 0 | 0 | 0 | 0 | 0 | 0 | 0 | 0 | 0 | 0 | 0 | 0 | 0 | 0 | 0 | 0 | 0 | 0 | 0 | 0 | 0 | 0 | 0_Vintage_SysStock
Tech Forecast Purchases
| Year | Year 0 | Year 1 | Year 2 | Year 3 | Year 4 | Year 5 | Year 6 | Year 7 | Year 8 | Year 9 | Year 10 | Year 11 | Year 12 | Year 13 | Year 14 | Year 15 | Year 16 | Year 17 | Year 18 | Year 19 | Year 20 | Year 21 | Year 22 | Year 23 | Year 24 | Year 25 | Year 26 | Year 27 | Year 28 | Year 29 | Year 30
| E1 | 0 | 0 | 0 | 0 | 0 | 0 | 0 | 0 | 0 | 0 | 0 | 0 | 0 | 0 | 0 | 0 | 0 | 0 | 0 | 0 | 0 | 0 | 0 | 0 | 0 | 0 | 0 | 0 | 0 | 0 | 0
| E2 | 0 | 0 | 0 | 0 | 0 | 0 | 0 | 0 | 0 | 0 | 0 | 0 | 0 | 0 | 0 | 0 | 0 | 0 | 0 | 0 | 0 | 0 | 0 | 0 | 0 | 0 | 0 | 0 | 0 | 0 | 0
| E3 | 0 | 0 | 0 | 0 | 0 | 0 | 0 | 0 | 0 | 0 | 0 | 0 | 0 | 0 | 0 | 0 | 0 | 0 | 0 | 0 | 0 | 0 | 0 | 0 | 0 | 0 | 0 | 0 | 0 | 0 | 0
| E4 | 0 | 0 | 0 | 0 | 0 | 0 | 0 | 0 | 0 | 0 | 0 | 0 | 0 | 0 | 0 | 0 | 0 | 0 | 0 | 0 | 0 | 0 | 0 | 0 | 0 | 0 | 0 | 0 | 0 | 0 | 0
| E5 | 0 | 0 | 0 | 0 | 0 | 0 | 0 | 0 | 0 | 0 | 0 | 0 | 0 | 0 | 0 | 0 | 0 | 0 | 0 | 0 | 0 | 0 | 0 | 0 | 0 | 0 | 0 | 0 | 0 | 0 | 0
| E6 | 0 | 0 | 0 | 0 | 0 | 0 | 0 | 0 | 0 | 0 | 0 | 0 | 0 | 0 | 0 | 0 | 0 | 0 | 0 | 0 | 0 | 0 | 0 | 0 | 0 | 0 | 0 | 0 | 0 | 0 | 0
| E7 | 0 | 0 | 0 | 0 | 0 | 0 | 0 | 0 | 0 | 0 | 0 | 0 | 0 | 0 | 0 | 0 | 0 | 0 | 0 | 0 | 0 | 0 | 0 | 0 | 0 | 0 | 0 | 0 | 0 | 0 | 0
| E8 | 0 | 0 | 0 | 0 | 0 | 0 | 0 | 0 | 0 | 0 | 0 | 0 | 0 | 0 | 0 | 0 | 0 | 0 | 0 | 0 | 0 | 0 | 0 | 0 | 0 | 0 | 0 | 0 | 0 | 0 | 0
| E9 | 0 | 0 | 0 | 0 | 0 | 0 | 0 | 0 | 0 | 0 | 0 | 0 | 0 | 0 | 0 | 0 | 0 | 0 | 0 | 0 | 0 | 0 | 0 | 0 | 0 | 0 | 0 | 0 | 0 | 0 | 0
| E10 | 0 | 0 | 0 | 0 | 0 | 0 | 0 | 0 | 0 | 0 | 0 | 0 | 0 | 0 | 0 | 0 | 0 | 0 | 0 | 0 | 0 | 0 | 0 | 0 | 0 | 0 | 0 | 0 | 0 | 0 | 0
Potential to Switch
| Year | Year 0 | Year 1 | Year 2 | Year 3 | Year 4 | Year 5 | Year 6 | Year 7 | Year 8 | Year 9 | Year 10 | Year 11 | Year 12 | Year 13 | Year 14 | Year 15 | Year 16 | Year 17 | Year 18 | Year 19 | Year 20 | Year 21 | Year 22 | Year 23 | Year 24 | Year 25 | Year 26 | Year 27 | Year 28 | Year 29 | Year 30
| E1 | 0 | 0 | 0 | 0 | 0 | 0 | 0 | 0 | 0 | 0 | 0 | 0 | 0 | 0 | 0 | 0 | 0 | 0 | 0 | 0 | 0 | 0 | 0 | 0 | 0 | 0 | 0 | 0 | 0 | 0 | 0 | 0_E1_Switched Out
| E2 | 0 | 0 | 0 | 0 | 0 | 0 | 0 | 0 | 0 | 0 | 0 | 0 | 0 | 0 | 0 | 0 | 0 | 0 | 0 | 0 | 0 | 0 | 0 | 0 | 0 | 0 | 0 | 0 | 0 | 0 | 0 | 0_E2_Switched Out
| E3 | 0 | 0 | 0 | 0 | 0 | 0 | 0 | 0 | 0 | 0 | 0 | 0 | 0 | 0 | 0 | 0 | 0 | 0 | 0 | 0 | 0 | 0 | 0 | 0 | 0 | 0 | 0 | 0 | 0 | 0 | 0 | 0_E3_Switched Out
| E4 | 0 | 0 | 0 | 0 | 0 | 0 | 0 | 0 | 0 | 0 | 0 | 0 | 0 | 0 | 0 | 0 | 0 | 0 | 0 | 0 | 0 | 0 | 0 | 0 | 0 | 0 | 0 | 0 | 0 | 0 | 0 | 0_E4_Switched Out
| E5 | 0 | 0 | 0 | 0 | 0 | 0 | 0 | 0 | 0 | 0 | 0 | 0 | 0 | 0 | 0 | 0 | 0 | 0 | 0 | 0 | 0 | 0 | 0 | 0 | 0 | 0 | 0 | 0 | 0 | 0 | 0 | 0_E5_Switched Out
| E6 | 0 | 0 | 0 | 0 | 0 | 0 | 0 | 0 | 0 | 0 | 0 | 0 | 0 | 0 | 0 | 0 | 0 | 0 | 0 | 0 | 0 | 0 | 0 | 0 | 0 | 0 | 0 | 0 | 0 | 0 | 0 | 0_E6_Switched Out
| E7 | 0 | 0 | 0 | 0 | 0 | 0 | 0 | 0 | 0 | 0 | 0 | 0 | 0 | 0 | 0 | 0 | 0 | 0 | 0 | 0 | 0 | 0 | 0 | 0 | 0 | 0 | 0 | 0 | 0 | 0 | 0 | 0_E7_Switched Out
| E8 | 0 | 0 | 0 | 0 | 0 | 0 | 0 | 0 | 0 | 0 | 0 | 0 | 0 | 0 | 0 | 0 | 0 | 0 | 0 | 0 | 0 | 0 | 0 | 0 | 0 | 0 | 0 | 0 | 0 | 0 | 0 | 0_E8_Switched Out
| E9 | 0 | 0 | 0 | 0 | 0 | 0 | 0 | 0 | 0 | 0 | 0 | 0 | 0 | 0 | 0 | 0 | 0 | 0 | 0 | 0 | 0 | 0 | 0 | 0 | 0 | 0 | 0 | 0 | 0 | 0 | 0 | 0_E9_Switched Out
| E10 | 0 | 0 | 0 | 0 | 0 | 0 | 0 | 0 | 0 | 0 | 0 | 0 | 0 | 0 | 0 | 0 | 0 | 0 | 0 | 0 | 0 | 0 | 0 | 0 | 0 | 0 | 0 | 0 | 0 | 0 | 0 | 0_E10_Switched Out
Units Out
| E1 | 0 | 0 | 0 | 0 | 0 | 0 | 0 | 0 | 0 | 0 | 0 | 0 | 0 | 0 | 0 | 0 | 0 | 0 | 0 | 0 | 0 | 0 | 0 | 0 | 0 | 0 | 0 | 0 | 0 | 0 | 0
| E2 | 0 | 0 | 0 | 0 | 0 | 0 | 0 | 0 | 0 | 0 | 0 | 0 | 0 | 0 | 0 | 0 | 0 | 0 | 0 | 0 | 0 | 0 | 0 | 0 | 0 | 0 | 0 | 0 | 0 | 0 | 0
| E3 | 0 | 0 | 0 | 0 | 0 | 0 | 0 | 0 | 0 | 0 | 0 | 0 | 0 | 0 | 0 | 0 | 0 | 0 | 0 | 0 | 0 | 0 | 0 | 0 | 0 | 0 | 0 | 0 | 0 | 0 | 0
| E4 | 0 | 0 | 0 | 0 | 0 | 0 | 0 | 0 | 0 | 0 | 0 | 0 | 0 | 0 | 0 | 0 | 0 | 0 | 0 | 0 | 0 | 0 | 0 | 0 | 0 | 0 | 0 | 0 | 0 | 0 | 0
| E5 | 0 | 0 | 0 | 0 | 0 | 0 | 0 | 0 | 0 | 0 | 0 | 0 | 0 | 0 | 0 | 0 | 0 | 0 | 0 | 0 | 0 | 0 | 0 | 0 | 0 | 0 | 0 | 0 | 0 | 0 | 0
| E6 | 0 | 0 | 0 | 0 | 0 | 0 | 0 | 0 | 0 | 0 | 0 | 0 | 0 | 0 | 0 | 0 | 0 | 0 | 0 | 0 | 0 | 0 | 0 | 0 | 0 | 0 | 0 | 0 | 0 | 0 | 0
| E7 | 0 | 0 | 0 | 0 | 0 | 0 | 0 | 0 | 0 | 0 | 0 | 0 | 0 | 0 | 0 | 0 | 0 | 0 | 0 | 0 | 0 | 0 | 0 | 0 | 0 | 0 | 0 | 0 | 0 | 0 | 0
| E8 | 0 | 0 | 0 | 0 | 0 | 0 | 0 | 0 | 0 | 0 | 0 | 0 | 0 | 0 | 0 | 0 | 0 | 0 | 0 | 0 | 0 | 0 | 0 | 0 | 0 | 0 | 0 | 0 | 0 | 0 | 0
| E9 | 0 | 0 | 0 | 0 | 0 | 0 | 0 | 0 | 0 | 0 | 0 | 0 | 0 | 0 | 0 | 0 | 0 | 0 | 0 | 0 | 0 | 0 | 0 | 0 | 0 | 0 | 0 | 0 | 0 | 0 | 0
| E10 | 0 | 0 | 0 | 0 | 0 | 0 | 0 | 0 | 0 | 0 | 0 | 0 | 0 | 0 | 0 | 0 | 0 | 0 | 0 | 0 | 0 | 0 | 0 | 0 | 0 | 0 | 0 | 0 | 0 | 0 | 0
| Vintage | 0 | 0 | 0 | 0 | 0 | 0 | 0 | 0 | 0 | 0 | 0 | 0 | 0 | 0 | 0 | 0 | 0 | 0 | 0 | 0 | 0 | 0 | 0 | 0 | 0 | 0 | 0 | 0 | 0 | 0 | 0
Tech Purchase Shares
| Year | Year 0 | Year 1 | Year 2 | Year 3 | Year 4 | Year 5 | Year 6 | Year 7 | Year 8 | Year 9 | Year 10 | Year 11 | Year 12 | Year 13 | Year 14 | Year 15 | Year 16 | Year 17 | Year 18 | Year 19 | Year 20 | Year 21 | Year 22 | Year 23 | Year 24 | Year 25 | Year 26 | Year 27 | Year 28 | Year 29 | Year 30
E1 | bar: Year 0 to Year 30
E2 | bar: Year 0 to Year 30
E3 | bar: Year 0 to Year 30
E4 | bar: Year 0 to Year 30
E5 | bar: Year 0 to Year 30
E6 | bar: Year 0 to Year 30
E7 | bar: Year 0 to Year 30
E8 | bar: Year 0 to Year 30
E9 | bar: Year 0 to Year 30
E10 | bar: Year 0 to Year 30
Units In from Switching
| E1 | 0 | 0 | 0 | 0 | 0 | 0 | 0 | 0 | 0 | 0 | 0 | 0 | 0 | 0 | 0 | 0 | 0 | 0 | 0 | 0 | 0 | 0 | 0 | 0 | 0 | 0 | 0 | 0 | 0 | 0 | 0
| E2 | 0 | 0 | 0 | 0 | 0 | 0 | 0 | 0 | 0 | 0 | 0 | 0 | 0 | 0 | 0 | 0 | 0 | 0 | 0 | 0 | 0 | 0 | 0 | 0 | 0 | 0 | 0 | 0 | 0 | 0 | 0
| E3 | 0 | 0 | 0 | 0 | 0 | 0 | 0 | 0 | 0 | 0 | 0 | 0 | 0 | 0 | 0 | 0 | 0 | 0 | 0 | 0 | 0 | 0 | 0 | 0 | 0 | 0 | 0 | 0 | 0 | 0 | 0
| E4 | 0 | 0 | 0 | 0 | 0 | 0 | 0 | 0 | 0 | 0 | 0 | 0 | 0 | 0 | 0 | 0 | 0 | 0 | 0 | 0 | 0 | 0 | 0 | 0 | 0 | 0 | 0 | 0 | 0 | 0 | 0
| E5 | 0 | 0 | 0 | 0 | 0 | 0 | 0 | 0 | 0 | 0 | 0 | 0 | 0 | 0 | 0 | 0 | 0 | 0 | 0 | 0 | 0 | 0 | 0 | 0 | 0 | 0 | 0 | 0 | 0 | 0 | 0
| E6 | 0 | 0 | 0 | 0 | 0 | 0 | 0 | 0 | 0 | 0 | 0 | 0 | 0 | 0 | 0 | 0 | 0 | 0 | 0 | 0 | 0 | 0 | 0 | 0 | 0 | 0 | 0 | 0 | 0 | 0 | 0
| E7 | 0 | 0 | 0 | 0 | 0 | 0 | 0 | 0 | 0 | 0 | 0 | 0 | 0 | 0 | 0 | 0 | 0 | 0 | 0 | 0 | 0 | 0 | 0 | 0 | 0 | 0 | 0 | 0 | 0 | 0 | 0
| E8 | 0 | 0 | 0 | 0 | 0 | 0 | 0 | 0 | 0 | 0 | 0 | 0 | 0 | 0 | 0 | 0 | 0 | 0 | 0 | 0 | 0 | 0 | 0 | 0 | 0 | 0 | 0 | 0 | 0 | 0 | 0
| E9 | 0 | 0 | 0 | 0 | 0 | 0 | 0 | 0 | 0 | 0 | 0 | 0 | 0 | 0 | 0 | 0 | 0 | 0 | 0 | 0 | 0 | 0 | 0 | 0 | 0 | 0 | 0 | 0 | 0 | 0 | 0
| E10 | 0 | 0 | 0 | 0 | 0 | 0 | 0 | 0 | 0 | 0 | 0 | 0 | 0 | 0 | 0 | 0 | 0 | 0 | 0 | 0 | 0 | 0 | 0 | 0 | 0 | 0 | 0 | 0 | 0 | 0 | 0
| Vintage | 0 | 0 | 0 | 0 | 0 | 0 | 0 | 0 | 0 | 0 | 0 | 0 | 0 | 0 | 0 | 0 | 0 | 0 | 0 | 0 | 0 | 0 | 0 | 0 | 0 | 0 | 0 | 0 | 0 | 0 | 0
Net Change
| Year | Year 0 | Year 1 | Year 2 | Year 3 | Year 4 | Year 5 | Year 6 | Year 7 | Year 8 | Year 9 | Year 10 | Year 11 | Year 12 | Year 13 | Year 14 | Year 15 | Year 16 | Year 17 | Year 18 | Year 19 | Year 20 | Year 21 | Year 22 | Year 23 | Year 24 | Year 25 | Year 26 | Year 27 | Year 28 | Year 29 | Year 30 | Key
| Units | 0 | 0 | 0 | 0 | 0 | 0 | 0 | 0 | 0 | 0 | 0 | 0 | 0 | 0 | 0 | 0 | 0 | 0 | 0 | 0 | 0 | 0 | 0 | 0 | 0 | 0 | 0 | 0 | 0 | 0 | 0 | 0_Units |  |  |  |  | 301957.8232
| Usage | 0 | 0 | 0 | 0 | 0 | 0 | 0 | 0 | 0 | 0 | 0 | 0 | 0 | 0 | 0 | 0 | 0 | 0 | 0 | 0 | 0 | 0 | 0 | 0 | 0 | 0 | 0 | 0 | 0 | 0 | 0 | 0_Usage |  |  |  |  | 1698.6543
| Peak Demand (S) | 0 | 0 | 0 | 0 | 0 | 0 | 0 | 0 | 0 | 0 | 0 | 0 | 0 | 0 | 0 | 0 | 0 | 0 | 0 | 0 | 0 | 0 | 0 | 0 | 0 | 0 | 0 | 0 | 0 | 0 | 0 | 0_Peak Demand (S) |  |  |  |  | 0
| Peak Demand (W) | 0 | 0 | 0 | 0 | 0 | 0 | 0 | 0 | 0 | 0 | 0 | 0 | 0 | 0 | 0 | 0 | 0 | 0 | 0 | 0 | 0 | 0 | 0 | 0 | 0 | 0 | 0 | 0 | 0 | 0 | 0 | 0_Peak Demand (W) |  |  |  |  | 884.6119
| Turnover | 0 | 0 | 0 | 0 | 0 | 0 | 0 | 0 | 0 | 0 | 0 | 0 | 0 | 0 | 0 | 0 | 0 | 0 | 0 | 0 | 0 | 0 | 0 | 0 | 0 | 0 | 0 | 0 | 0 | 0 | 0 | 0_Turnover |  |  |  |  | 6885.4476
| Avg. Replacement Usage | 0 | 0 | 0 | 0 | 0 | 0 | 0 | 0 | 0 | 0 | 0 | 0 | 0 | 0 | 0 | 0 | 0 | 0 | 0 | 0 | 0 | 0 | 0 | 0 | 0 | 0 | 0 | 0 | 0 | 0 | 0 | 0_Avg. Replacement Usage |  |  |  |  | 5638.8522
| Avg. Replacement Demand (S) | 0 | 0 | 0 | 0 | 0 | 0 | 0 | 0 | 0 | 0 | 0 | 0 | 0 | 0 | 0 | 0 | 0 | 0 | 0 | 0 | 0 | 0 | 0 | 0 | 0 | 0 | 0 | 0 | 0 | 0 | 0 | 0_Avg. Replacement Demand (S) |  |  |  |  | 0
| Avg. Replacement Demand (W) | 0 | 0 | 0 | 0 | 0 | 0 | 0 | 0 | 0 | 0 | 0 | 0 | 0 | 0 | 0 | 0 | 0 | 0 | 0 | 0 | 0 | 0 | 0 | 0 | 0 | 0 | 0 | 0 | 0 | 0 | 0 | 0_Avg. Replacement Demand (W) |  |  |  |  | 2.9366
Purchases
| Year | Year 0 | Year 1 | Year 2 | Year 3 | Year 4 | Year 5 | Year 6 | Year 7 | Year 8 | Year 9 | Year 10 | Year 11 | Year 12 | Year 13 | Year 14 | Year 15 | Year 16 | Year 17 | Year 18 | Year 19 | Year 20 | Year 21 | Year 22 | Year 23 | Year 24 | Year 25 | Year 26 | Year 27 | Year 28 | Year 29 | Year 30
| E1 | 0 | 0 | 0 | 0 | 0 | 0 | 0 | 0 | 0 | 0 | 0 | 0 | 0 | 0 | 0 | 0 | 0 | 0 | 0 | 0 | 0 | 0 | 0 | 0 | 0 | 0 | 0 | 0 | 0 | 0 | 0 | 0_E1_Purchases |  |  |  |  | 6885.4476
| E2 | 0 | 0 | 0 | 0 | 0 | 0 | 0 | 0 | 0 | 0 | 0 | 0 | 0 | 0 | 0 | 0 | 0 | 0 | 0 | 0 | 0 | 0 | 0 | 0 | 0 | 0 | 0 | 0 | 0 | 0 | 0 | 0_E2_Purchases |  |  |  |  | 0
| E3 | 0 | 0 | 0 | 0 | 0 | 0 | 0 | 0 | 0 | 0 | 0 | 0 | 0 | 0 | 0 | 0 | 0 | 0 | 0 | 0 | 0 | 0 | 0 | 0 | 0 | 0 | 0 | 0 | 0 | 0 | 0 | 0_E3_Purchases |  |  |  |  | 0
| E4 | 0 | 0 | 0 | 0 | 0 | 0 | 0 | 0 | 0 | 0 | 0 | 0 | 0 | 0 | 0 | 0 | 0 | 0 | 0 | 0 | 0 | 0 | 0 | 0 | 0 | 0 | 0 | 0 | 0 | 0 | 0 | 0_E4_Purchases |  |  |  |  | 0
| E5 | 0 | 0 | 0 | 0 | 0 | 0 | 0 | 0 | 0 | 0 | 0 | 0 | 0 | 0 | 0 | 0 | 0 | 0 | 0 | 0 | 0 | 0 | 0 | 0 | 0 | 0 | 0 | 0 | 0 | 0 | 0 | 0_E5_Purchases |  |  |  |  | 0
| E6 | 0 | 0 | 0 | 0 | 0 | 0 | 0 | 0 | 0 | 0 | 0 | 0 | 0 | 0 | 0 | 0 | 0 | 0 | 0 | 0 | 0 | 0 | 0 | 0 | 0 | 0 | 0 | 0 | 0 | 0 | 0 | 0_E6_Purchases |  |  |  |  | 0
| E7 | 0 | 0 | 0 | 0 | 0 | 0 | 0 | 0 | 0 | 0 | 0 | 0 | 0 | 0 | 0 | 0 | 0 | 0 | 0 | 0 | 0 | 0 | 0 | 0 | 0 | 0 | 0 | 0 | 0 | 0 | 0 | 0_E7_Purchases |  |  |  |  | 0
| E8 | 0 | 0 | 0 | 0 | 0 | 0 | 0 | 0 | 0 | 0 | 0 | 0 | 0 | 0 | 0 | 0 | 0 | 0 | 0 | 0 | 0 | 0 | 0 | 0 | 0 | 0 | 0 | 0 | 0 | 0 | 0 | 0_E8_Purchases |  |  |  |  | 0
| E9 | 0 | 0 | 0 | 0 | 0 | 0 | 0 | 0 | 0 | 0 | 0 | 0 | 0 | 0 | 0 | 0 | 0 | 0 | 0 | 0 | 0 | 0 | 0 | 0 | 0 | 0 | 0 | 0 | 0 | 0 | 0 | 0_E9_Purchases |  |  |  |  | 0
| E10 | 0 | 0 | 0 | 0 | 0 | 0 | 0 | 0 | 0 | 0 | 0 | 0 | 0 | 0 | 0 | 0 | 0 | 0 | 0 | 0 | 0 | 0 | 0 | 0 | 0 | 0 | 0 | 0 | 0 | 0 | 0 | 0_E10_Purchases |  |  |  |  | 0
Stock
| Year | Year 0 | Year 1 | Year 2 | Year 3 | Year 4 | Year 5 | Year 6 | Year 7 | Year 8 | Year 9 | Year 10 | Year 11 | Year 12 | Year 13 | Year 14 | Year 15 | Year 16 | Year 17 | Year 18 | Year 19 | Year 20 | Year 21 | Year 22 | Year 23 | Year 24 | Year 25 | Year 26 | Year 27 | Year 28 | Year 29 | Year 30
| E1 | 0 | 0 | 0 | 0 | 0 | 0 | 0 | 0 | 0 | 0 | 0 | 0 | 0 | 0 | 0 | 0 | 0 | 0 | 0 | 0 | 0 | 0 | 0 | 0 | 0 | 0 | 0 | 0 | 0 | 0 | 0 | 0_E1_Stock |  |  |  |  | 13576.6093
| E2 | 0 | 0 | 0 | 0 | 0 | 0 | 0 | 0 | 0 | 0 | 0 | 0 | 0 | 0 | 0 | 0 | 0 | 0 | 0 | 0 | 0 | 0 | 0 | 0 | 0 | 0 | 0 | 0 | 0 | 0 | 0 | 0_E2_Stock |  |  |  |  | 0
| E3 | 0 | 0 | 0 | 0 | 0 | 0 | 0 | 0 | 0 | 0 | 0 | 0 | 0 | 0 | 0 | 0 | 0 | 0 | 0 | 0 | 0 | 0 | 0 | 0 | 0 | 0 | 0 | 0 | 0 | 0 | 0 | 0_E3_Stock |  |  |  |  | 0
| E4 | 0 | 0 | 0 | 0 | 0 | 0 | 0 | 0 | 0 | 0 | 0 | 0 | 0 | 0 | 0 | 0 | 0 | 0 | 0 | 0 | 0 | 0 | 0 | 0 | 0 | 0 | 0 | 0 | 0 | 0 | 0 | 0_E4_Stock |  |  |  |  | 0
| E5 | 0 | 0 | 0 | 0 | 0 | 0 | 0 | 0 | 0 | 0 | 0 | 0 | 0 | 0 | 0 | 0 | 0 | 0 | 0 | 0 | 0 | 0 | 0 | 0 | 0 | 0 | 0 | 0 | 0 | 0 | 0 | 0_E5_Stock |  |  |  |  | 0
| E6 | 0 | 0 | 0 | 0 | 0 | 0 | 0 | 0 | 0 | 0 | 0 | 0 | 0 | 0 | 0 | 0 | 0 | 0 | 0 | 0 | 0 | 0 | 0 | 0 | 0 | 0 | 0 | 0 | 0 | 0 | 0 | 0_E6_Stock |  |  |  |  | 0
| E7 | 0 | 0 | 0 | 0 | 0 | 0 | 0 | 0 | 0 | 0 | 0 | 0 | 0 | 0 | 0 | 0 | 0 | 0 | 0 | 0 | 0 | 0 | 0 | 0 | 0 | 0 | 0 | 0 | 0 | 0 | 0 | 0_E7_Stock |  |  |  |  | 0
| E8 | 0 | 0 | 0 | 0 | 0 | 0 | 0 | 0 | 0 | 0 | 0 | 0 | 0 | 0 | 0 | 0 | 0 | 0 | 0 | 0 | 0 | 0 | 0 | 0 | 0 | 0 | 0 | 0 | 0 | 0 | 0 | 0_E8_Stock |  |  |  |  | 0
| E9 | 0 | 0 | 0 | 0 | 0 | 0 | 0 | 0 | 0 | 0 | 0 | 0 | 0 | 0 | 0 | 0 | 0 | 0 | 0 | 0 | 0 | 0 | 0 | 0 | 0 | 0 | 0 | 0 | 0 | 0 | 0 | 0_E9_Stock |  |  |  |  | 0
| E10 | 0 | 0 | 0 | 0 | 0 | 0 | 0 | 0 | 0 | 0 | 0 | 0 | 0 | 0 | 0 | 0 | 0 | 0 | 0 | 0 | 0 | 0 | 0 | 0 | 0 | 0 | 0 | 0 | 0 | 0 | 0 | 0_E10_Stock |  |  |  |  | 0
| Vintage | 0 | 0 | 0 | 0 | 0 | 0 | 0 | 0 | 0 | 0 | 0 | 0 | 0 | 0 | 0 | 0 | 0 | 0 | 0 | 0 | 0 | 0 | 0 | 0 | 0 | 0 | 0 | 0 | 0 | 0 | 0 | 0_Vintage_Stock |  |  |  |  | 288381.2139
S3C5 |  | Year 0: System 3 Technology 5
Technology Variables
| Tech Key | Year 0: 0
| Peak Factor (S) | Year 0: 0
| Peak Factor (W) | Year 0: 0
| Min Vintage Lifetime | Year 0: 0
| Max Vintage Lifetime | Year 0: 0
| Turnover Style | Year 0: 0
Technology Variables
| Equipment | Year 0: Label; Year 1: Min Lifetime; Year 2: Max Lifetime; Year 3: Degradation; Year 4: Usage; Year 5: Available
| E1 | Year 1: 0; Year 2: 0; Year 3: 0%; Year 4: 0; Year 5: FALSE
| E2 | Year 1: 0; Year 2: 0; Year 3: 0%; Year 4: 0; Year 5: FALSE
| E3 | Year 1: 0; Year 2: 0; Year 3: 0%; Year 4: 0; Year 5: FALSE
| E4 | Year 1: 0; Year 2: 0; Year 3: 0%; Year 4: 0; Year 5: FALSE
| E5 | Year 1: 0; Year 2: 0; Year 3: 0%; Year 4: 0; Year 5: FALSE
| E6 | Year 1: 0; Year 2: 0; Year 3: 0%; Year 4: 0; Year 5: FALSE
| E7 | Year 1: 0; Year 2: 0; Year 3: 0%; Year 4: 0; Year 5: FALSE
| E8 | Year 1: 0; Year 2: 0; Year 3: 0%; Year 4: 0; Year 5: FALSE
| E9 | Year 1: 0; Year 2: 0; Year 3: 0%; Year 4: 0; Year 5: FALSE
| E10 | Year 1: 0; Year 2: 0; Year 3: 0%; Year 4: 0; Year 5: FALSE
Original Forecast Results
| Year | Year 0 | Year 1 | Year 2 | Year 3 | Year 4 | Year 5 | Year 6 | Year 7 | Year 8 | Year 9 | Year 10 | Year 11 | Year 12 | Year 13 | Year 14 | Year 15 | Year 16 | Year 17 | Year 18 | Year 19 | Year 20 | Year 21 | Year 22 | Year 23 | Year 24 | Year 25 | Year 26 | Year 27 | Year 28 | Year 29 | Year 30 | Key
| Units | 0 | 0 | 0 | 0 | 0 | 0 | 0 | 0 | 0 | 0 | 0 | 0 | 0 | 0 | 0 | 0 | 0 | 0 | 0 | 0 | 0 | 0 | 0 | 0 | 0 | 0 | 0 | 0 | 0 | 0 | 0 | #REF! |  |  |  |  | 301957.8232
| Usage | 0 | 0 | 0 | 0 | 0 | 0 | 0 | 0 | 0 | 0 | 0 | 0 | 0 | 0 | 0 | 0 | 0 | 0 | 0 | 0 | 0 | 0 | 0 | 0 | 0 | 0 | 0 | 0 | 0 | 0 | 0 | #REF! |  |  |  |  | 1698.6543
| Peak Demand (S) | 0 | 0 | 0 | 0 | 0 | 0 | 0 | 0 | 0 | 0 | 0 | 0 | 0 | 0 | 0 | 0 | 0 | 0 | 0 | 0 | 0 | 0 | 0 | 0 | 0 | 0 | 0 | 0 | 0 | 0 | 0 | #REF! |  |  |  |  | 0
| Peak Demand (W) | 0 | 0 | 0 | 0 | 0 | 0 | 0 | 0 | 0 | 0 | 0 | 0 | 0 | 0 | 0 | 0 | 0 | 0 | 0 | 0 | 0 | 0 | 0 | 0 | 0 | 0 | 0 | 0 | 0 | 0 | 0 | #REF! |  |  |  |  | 884.6119
| Turnover | 0 | 0 | 0 | 0 | 0 | 0 | 0 | 0 | 0 | 0 | 0 | 0 | 0 | 0 | 0 | 0 | 0 | 0 | 0 | 0 | 0 | 0 | 0 | 0 | 0 | 0 | 0 | 0 | 0 | 0 | 0 | #REF! |  |  |  |  | 6885.4476
| Avg. Replacement Usage | 0 | 0 | 0 | 0 | 0 | 0 | 0 | 0 | 0 | 0 | 0 | 0 | 0 | 0 | 0 | 0 | 0 | 0 | 0 | 0 | 0 | 0 | 0 | 0 | 0 | 0 | 0 | 0 | 0 | 0 | 0 | #REF! |  |  |  |  | 5638.8522
| Avg. Replacement Demand (S) | 0 | 0 | 0 | 0 | 0 | 0 | 0 | 0 | 0 | 0 | 0 | 0 | 0 | 0 | 0 | 0 | 0 | 0 | 0 | 0 | 0 | 0 | 0 | 0 | 0 | 0 | 0 | 0 | 0 | 0 | 0 | #REF! |  |  |  |  | 0
| Avg. Replacement Demand (W) | 0 | 0 | 0 | 0 | 0 | 0 | 0 | 0 | 0 | 0 | 0 | 0 | 0 | 0 | 0 | 0 | 0 | 0 | 0 | 0 | 0 | 0 | 0 | 0 | 0 | 0 | 0 | 0 | 0 | 0 | 0 | #REF! |  |  |  |  | 2.9366
Tech Forecast Stock
| Year | Year 0 | Year 1 | Year 2 | Year 3 | Year 4 | Year 5 | Year 6 | Year 7 | Year 8 | Year 9 | Year 10 | Year 11 | Year 12 | Year 13 | Year 14 | Year 15 | Year 16 | Year 17 | Year 18 | Year 19 | Year 20 | Year 21 | Year 22 | Year 23 | Year 24 | Year 25 | Year 26 | Year 27 | Year 28 | Year 29 | Year 30
| E1 | 0 | 0 | 0 | 0 | 0 | 0 | 0 | 0 | 0 | 0 | 0 | 0 | 0 | 0 | 0 | 0 | 0 | 0 | 0 | 0 | 0 | 0 | 0 | 0 | 0 | 0 | 0 | 0 | 0 | 0 | 0
| E2 | 0 | 0 | 0 | 0 | 0 | 0 | 0 | 0 | 0 | 0 | 0 | 0 | 0 | 0 | 0 | 0 | 0 | 0 | 0 | 0 | 0 | 0 | 0 | 0 | 0 | 0 | 0 | 0 | 0 | 0 | 0
| E3 | 0 | 0 | 0 | 0 | 0 | 0 | 0 | 0 | 0 | 0 | 0 | 0 | 0 | 0 | 0 | 0 | 0 | 0 | 0 | 0 | 0 | 0 | 0 | 0 | 0 | 0 | 0 | 0 | 0 | 0 | 0
| E4 | 0 | 0 | 0 | 0 | 0 | 0 | 0 | 0 | 0 | 0 | 0 | 0 | 0 | 0 | 0 | 0 | 0 | 0 | 0 | 0 | 0 | 0 | 0 | 0 | 0 | 0 | 0 | 0 | 0 | 0 | 0
| E5 | 0 | 0 | 0 | 0 | 0 | 0 | 0 | 0 | 0 | 0 | 0 | 0 | 0 | 0 | 0 | 0 | 0 | 0 | 0 | 0 | 0 | 0 | 0 | 0 | 0 | 0 | 0 | 0 | 0 | 0 | 0
| E6 | 0 | 0 | 0 | 0 | 0 | 0 | 0 | 0 | 0 | 0 | 0 | 0 | 0 | 0 | 0 | 0 | 0 | 0 | 0 | 0 | 0 | 0 | 0 | 0 | 0 | 0 | 0 | 0 | 0 | 0 | 0
| E7 | 0 | 0 | 0 | 0 | 0 | 0 | 0 | 0 | 0 | 0 | 0 | 0 | 0 | 0 | 0 | 0 | 0 | 0 | 0 | 0 | 0 | 0 | 0 | 0 | 0 | 0 | 0 | 0 | 0 | 0 | 0
| E8 | 0 | 0 | 0 | 0 | 0 | 0 | 0 | 0 | 0 | 0 | 0 | 0 | 0 | 0 | 0 | 0 | 0 | 0 | 0 | 0 | 0 | 0 | 0 | 0 | 0 | 0 | 0 | 0 | 0 | 0 | 0
| E9 | 0 | 0 | 0 | 0 | 0 | 0 | 0 | 0 | 0 | 0 | 0 | 0 | 0 | 0 | 0 | 0 | 0 | 0 | 0 | 0 | 0 | 0 | 0 | 0 | 0 | 0 | 0 | 0 | 0 | 0 | 0
| E10 | 0 | 0 | 0 | 0 | 0 | 0 | 0 | 0 | 0 | 0 | 0 | 0 | 0 | 0 | 0 | 0 | 0 | 0 | 0 | 0 | 0 | 0 | 0 | 0 | 0 | 0 | 0 | 0 | 0 | 0 | 0
| Vintage | 0 | 0 | 0 | 0 | 0 | 0 | 0 | 0 | 0 | 0 | 0 | 0 | 0 | 0 | 0 | 0 | 0 | 0 | 0 | 0 | 0 | 0 | 0 | 0 | 0 | 0 | 0 | 0 | 0 | 0 | 0
Stock for Switching
| Year | Year 0 | Year 1 | Year 2 | Year 3 | Year 4 | Year 5 | Year 6 | Year 7 | Year 8 | Year 9 | Year 10 | Year 11 | Year 12 | Year 13 | Year 14 | Year 15 | Year 16 | Year 17 | Year 18 | Year 19 | Year 20 | Year 21 | Year 22 | Year 23 | Year 24 | Year 25 | Year 26 | Year 27 | Year 28 | Year 29 | Year 30
| E1 | 0 | 0 | 0 | 0 | 0 | 0 | 0 | 0 | 0 | 0 | 0 | 0 | 0 | 0 | 0 | 0 | 0 | 0 | 0 | 0 | 0 | 0 | 0 | 0 | 0 | 0 | 0 | 0 | 0 | 0 | 0 | 0_E1_SysStock
| E2 | 0 | 0 | 0 | 0 | 0 | 0 | 0 | 0 | 0 | 0 | 0 | 0 | 0 | 0 | 0 | 0 | 0 | 0 | 0 | 0 | 0 | 0 | 0 | 0 | 0 | 0 | 0 | 0 | 0 | 0 | 0 | 0_E2_SysStock
| E3 | 0 | 0 | 0 | 0 | 0 | 0 | 0 | 0 | 0 | 0 | 0 | 0 | 0 | 0 | 0 | 0 | 0 | 0 | 0 | 0 | 0 | 0 | 0 | 0 | 0 | 0 | 0 | 0 | 0 | 0 | 0 | 0_E3_SysStock
| E4 | 0 | 0 | 0 | 0 | 0 | 0 | 0 | 0 | 0 | 0 | 0 | 0 | 0 | 0 | 0 | 0 | 0 | 0 | 0 | 0 | 0 | 0 | 0 | 0 | 0 | 0 | 0 | 0 | 0 | 0 | 0 | 0_E4_SysStock
| E5 | 0 | 0 | 0 | 0 | 0 | 0 | 0 | 0 | 0 | 0 | 0 | 0 | 0 | 0 | 0 | 0 | 0 | 0 | 0 | 0 | 0 | 0 | 0 | 0 | 0 | 0 | 0 | 0 | 0 | 0 | 0 | 0_E5_SysStock
| E6 | 0 | 0 | 0 | 0 | 0 | 0 | 0 | 0 | 0 | 0 | 0 | 0 | 0 | 0 | 0 | 0 | 0 | 0 | 0 | 0 | 0 | 0 | 0 | 0 | 0 | 0 | 0 | 0 | 0 | 0 | 0 | 0_E6_SysStock
| E7 | 0 | 0 | 0 | 0 | 0 | 0 | 0 | 0 | 0 | 0 | 0 | 0 | 0 | 0 | 0 | 0 | 0 | 0 | 0 | 0 | 0 | 0 | 0 | 0 | 0 | 0 | 0 | 0 | 0 | 0 | 0 | 0_E7_SysStock
| E8 | 0 | 0 | 0 | 0 | 0 | 0 | 0 | 0 | 0 | 0 | 0 | 0 | 0 | 0 | 0 | 0 | 0 | 0 | 0 | 0 | 0 | 0 | 0 | 0 | 0 | 0 | 0 | 0 | 0 | 0 | 0 | 0_E8_SysStock
| E9 | 0 | 0 | 0 | 0 | 0 | 0 | 0 | 0 | 0 | 0 | 0 | 0 | 0 | 0 | 0 | 0 | 0 | 0 | 0 | 0 | 0 | 0 | 0 | 0 | 0 | 0 | 0 | 0 | 0 | 0 | 0 | 0_E9_SysStock
| E10 | 0 | 0 | 0 | 0 | 0 | 0 | 0 | 0 | 0 | 0 | 0 | 0 | 0 | 0 | 0 | 0 | 0 | 0 | 0 | 0 | 0 | 0 | 0 | 0 | 0 | 0 | 0 | 0 | 0 | 0 | 0 | 0_E10_SysStock
| Vintage | 0 | 0 | 0 | 0 | 0 | 0 | 0 | 0 | 0 | 0 | 0 | 0 | 0 | 0 | 0 | 0 | 0 | 0 | 0 | 0 | 0 | 0 | 0 | 0 | 0 | 0 | 0 | 0 | 0 | 0 | 0 | 0_Vintage_SysStock
Tech Forecast Purchases
| Year | Year 0 | Year 1 | Year 2 | Year 3 | Year 4 | Year 5 | Year 6 | Year 7 | Year 8 | Year 9 | Year 10 | Year 11 | Year 12 | Year 13 | Year 14 | Year 15 | Year 16 | Year 17 | Year 18 | Year 19 | Year 20 | Year 21 | Year 22 | Year 23 | Year 24 | Year 25 | Year 26 | Year 27 | Year 28 | Year 29 | Year 30
| E1 | 0 | 0 | 0 | 0 | 0 | 0 | 0 | 0 | 0 | 0 | 0 | 0 | 0 | 0 | 0 | 0 | 0 | 0 | 0 | 0 | 0 | 0 | 0 | 0 | 0 | 0 | 0 | 0 | 0 | 0 | 0
| E2 | 0 | 0 | 0 | 0 | 0 | 0 | 0 | 0 | 0 | 0 | 0 | 0 | 0 | 0 | 0 | 0 | 0 | 0 | 0 | 0 | 0 | 0 | 0 | 0 | 0 | 0 | 0 | 0 | 0 | 0 | 0
| E3 | 0 | 0 | 0 | 0 | 0 | 0 | 0 | 0 | 0 | 0 | 0 | 0 | 0 | 0 | 0 | 0 | 0 | 0 | 0 | 0 | 0 | 0 | 0 | 0 | 0 | 0 | 0 | 0 | 0 | 0 | 0
| E4 | 0 | 0 | 0 | 0 | 0 | 0 | 0 | 0 | 0 | 0 | 0 | 0 | 0 | 0 | 0 | 0 | 0 | 0 | 0 | 0 | 0 | 0 | 0 | 0 | 0 | 0 | 0 | 0 | 0 | 0 | 0
| E5 | 0 | 0 | 0 | 0 | 0 | 0 | 0 | 0 | 0 | 0 | 0 | 0 | 0 | 0 | 0 | 0 | 0 | 0 | 0 | 0 | 0 | 0 | 0 | 0 | 0 | 0 | 0 | 0 | 0 | 0 | 0
| E6 | 0 | 0 | 0 | 0 | 0 | 0 | 0 | 0 | 0 | 0 | 0 | 0 | 0 | 0 | 0 | 0 | 0 | 0 | 0 | 0 | 0 | 0 | 0 | 0 | 0 | 0 | 0 | 0 | 0 | 0 | 0
| E7 | 0 | 0 | 0 | 0 | 0 | 0 | 0 | 0 | 0 | 0 | 0 | 0 | 0 | 0 | 0 | 0 | 0 | 0 | 0 | 0 | 0 | 0 | 0 | 0 | 0 | 0 | 0 | 0 | 0 | 0 | 0
| E8 | 0 | 0 | 0 | 0 | 0 | 0 | 0 | 0 | 0 | 0 | 0 | 0 | 0 | 0 | 0 | 0 | 0 | 0 | 0 | 0 | 0 | 0 | 0 | 0 | 0 | 0 | 0 | 0 | 0 | 0 | 0
| E9 | 0 | 0 | 0 | 0 | 0 | 0 | 0 | 0 | 0 | 0 | 0 | 0 | 0 | 0 | 0 | 0 | 0 | 0 | 0 | 0 | 0 | 0 | 0 | 0 | 0 | 0 | 0 | 0 | 0 | 0 | 0
| E10 | 0 | 0 | 0 | 0 | 0 | 0 | 0 | 0 | 0 | 0 | 0 | 0 | 0 | 0 | 0 | 0 | 0 | 0 | 0 | 0 | 0 | 0 | 0 | 0 | 0 | 0 | 0 | 0 | 0 | 0 | 0
Potential to Switch
| Year | Year 0 | Year 1 | Year 2 | Year 3 | Year 4 | Year 5 | Year 6 | Year 7 | Year 8 | Year 9 | Year 10 | Year 11 | Year 12 | Year 13 | Year 14 | Year 15 | Year 16 | Year 17 | Year 18 | Year 19 | Year 20 | Year 21 | Year 22 | Year 23 | Year 24 | Year 25 | Year 26 | Year 27 | Year 28 | Year 29 | Year 30
| E1 | 0 | 0 | 0 | 0 | 0 | 0 | 0 | 0 | 0 | 0 | 0 | 0 | 0 | 0 | 0 | 0 | 0 | 0 | 0 | 0 | 0 | 0 | 0 | 0 | 0 | 0 | 0 | 0 | 0 | 0 | 0 | 0_E1_Switched Out
| E2 | 0 | 0 | 0 | 0 | 0 | 0 | 0 | 0 | 0 | 0 | 0 | 0 | 0 | 0 | 0 | 0 | 0 | 0 | 0 | 0 | 0 | 0 | 0 | 0 | 0 | 0 | 0 | 0 | 0 | 0 | 0 | 0_E2_Switched Out
| E3 | 0 | 0 | 0 | 0 | 0 | 0 | 0 | 0 | 0 | 0 | 0 | 0 | 0 | 0 | 0 | 0 | 0 | 0 | 0 | 0 | 0 | 0 | 0 | 0 | 0 | 0 | 0 | 0 | 0 | 0 | 0 | 0_E3_Switched Out
| E4 | 0 | 0 | 0 | 0 | 0 | 0 | 0 | 0 | 0 | 0 | 0 | 0 | 0 | 0 | 0 | 0 | 0 | 0 | 0 | 0 | 0 | 0 | 0 | 0 | 0 | 0 | 0 | 0 | 0 | 0 | 0 | 0_E4_Switched Out
| E5 | 0 | 0 | 0 | 0 | 0 | 0 | 0 | 0 | 0 | 0 | 0 | 0 | 0 | 0 | 0 | 0 | 0 | 0 | 0 | 0 | 0 | 0 | 0 | 0 | 0 | 0 | 0 | 0 | 0 | 0 | 0 | 0_E5_Switched Out
| E6 | 0 | 0 | 0 | 0 | 0 | 0 | 0 | 0 | 0 | 0 | 0 | 0 | 0 | 0 | 0 | 0 | 0 | 0 | 0 | 0 | 0 | 0 | 0 | 0 | 0 | 0 | 0 | 0 | 0 | 0 | 0 | 0_E6_Switched Out
| E7 | 0 | 0 | 0 | 0 | 0 | 0 | 0 | 0 | 0 | 0 | 0 | 0 | 0 | 0 | 0 | 0 | 0 | 0 | 0 | 0 | 0 | 0 | 0 | 0 | 0 | 0 | 0 | 0 | 0 | 0 | 0 | 0_E7_Switched Out
| E8 | 0 | 0 | 0 | 0 | 0 | 0 | 0 | 0 | 0 | 0 | 0 | 0 | 0 | 0 | 0 | 0 | 0 | 0 | 0 | 0 | 0 | 0 | 0 | 0 | 0 | 0 | 0 | 0 | 0 | 0 | 0 | 0_E8_Switched Out
| E9 | 0 | 0 | 0 | 0 | 0 | 0 | 0 | 0 | 0 | 0 | 0 | 0 | 0 | 0 | 0 | 0 | 0 | 0 | 0 | 0 | 0 | 0 | 0 | 0 | 0 | 0 | 0 | 0 | 0 | 0 | 0 | 0_E9_Switched Out
| E10 | 0 | 0 | 0 | 0 | 0 | 0 | 0 | 0 | 0 | 0 | 0 | 0 | 0 | 0 | 0 | 0 | 0 | 0 | 0 | 0 | 0 | 0 | 0 | 0 | 0 | 0 | 0 | 0 | 0 | 0 | 0 | 0_E10_Switched Out
Units Out
| E1 | 0 | 0 | 0 | 0 | 0 | 0 | 0 | 0 | 0 | 0 | 0 | 0 | 0 | 0 | 0 | 0 | 0 | 0 | 0 | 0 | 0 | 0 | 0 | 0 | 0 | 0 | 0 | 0 | 0 | 0 | 0
| E2 | 0 | 0 | 0 | 0 | 0 | 0 | 0 | 0 | 0 | 0 | 0 | 0 | 0 | 0 | 0 | 0 | 0 | 0 | 0 | 0 | 0 | 0 | 0 | 0 | 0 | 0 | 0 | 0 | 0 | 0 | 0
| E3 | 0 | 0 | 0 | 0 | 0 | 0 | 0 | 0 | 0 | 0 | 0 | 0 | 0 | 0 | 0 | 0 | 0 | 0 | 0 | 0 | 0 | 0 | 0 | 0 | 0 | 0 | 0 | 0 | 0 | 0 | 0
| E4 | 0 | 0 | 0 | 0 | 0 | 0 | 0 | 0 | 0 | 0 | 0 | 0 | 0 | 0 | 0 | 0 | 0 | 0 | 0 | 0 | 0 | 0 | 0 | 0 | 0 | 0 | 0 | 0 | 0 | 0 | 0
| E5 | 0 | 0 | 0 | 0 | 0 | 0 | 0 | 0 | 0 | 0 | 0 | 0 | 0 | 0 | 0 | 0 | 0 | 0 | 0 | 0 | 0 | 0 | 0 | 0 | 0 | 0 | 0 | 0 | 0 | 0 | 0
| E6 | 0 | 0 | 0 | 0 | 0 | 0 | 0 | 0 | 0 | 0 | 0 | 0 | 0 | 0 | 0 | 0 | 0 | 0 | 0 | 0 | 0 | 0 | 0 | 0 | 0 | 0 | 0 | 0 | 0 | 0 | 0
| E7 | 0 | 0 | 0 | 0 | 0 | 0 | 0 | 0 | 0 | 0 | 0 | 0 | 0 | 0 | 0 | 0 | 0 | 0 | 0 | 0 | 0 | 0 | 0 | 0 | 0 | 0 | 0 | 0 | 0 | 0 | 0
| E8 | 0 | 0 | 0 | 0 | 0 | 0 | 0 | 0 | 0 | 0 | 0 | 0 | 0 | 0 | 0 | 0 | 0 | 0 | 0 | 0 | 0 | 0 | 0 | 0 | 0 | 0 | 0 | 0 | 0 | 0 | 0
| E9 | 0 | 0 | 0 | 0 | 0 | 0 | 0 | 0 | 0 | 0 | 0 | 0 | 0 | 0 | 0 | 0 | 0 | 0 | 0 | 0 | 0 | 0 | 0 | 0 | 0 | 0 | 0 | 0 | 0 | 0 | 0
| E10 | 0 | 0 | 0 | 0 | 0 | 0 | 0 | 0 | 0 | 0 | 0 | 0 | 0 | 0 | 0 | 0 | 0 | 0 | 0 | 0 | 0 | 0 | 0 | 0 | 0 | 0 | 0 | 0 | 0 | 0 | 0
| Vintage | 0 | 0 | 0 | 0 | 0 | 0 | 0 | 0 | 0 | 0 | 0 | 0 | 0 | 0 | 0 | 0 | 0 | 0 | 0 | 0 | 0 | 0 | 0 | 0 | 0 | 0 | 0 | 0 | 0 | 0 | 0
Tech Purchase Shares
| Year | Year 0 | Year 1 | Year 2 | Year 3 | Year 4 | Year 5 | Year 6 | Year 7 | Year 8 | Year 9 | Year 10 | Year 11 | Year 12 | Year 13 | Year 14 | Year 15 | Year 16 | Year 17 | Year 18 | Year 19 | Year 20 | Year 21 | Year 22 | Year 23 | Year 24 | Year 25 | Year 26 | Year 27 | Year 28 | Year 29 | Year 30
E1 | bar: Year 0 to Year 30
E2 | bar: Year 0 to Year 30
E3 | bar: Year 0 to Year 30
E4 | bar: Year 0 to Year 30
E5 | bar: Year 0 to Year 30
E6 | bar: Year 0 to Year 30
E7 | bar: Year 0 to Year 30
E8 | bar: Year 0 to Year 30
E9 | bar: Year 0 to Year 30
E10 | bar: Year 0 to Year 30
Units In from Switching
| E1 | 0 | 0 | 0 | 0 | 0 | 0 | 0 | 0 | 0 | 0 | 0 | 0 | 0 | 0 | 0 | 0 | 0 | 0 | 0 | 0 | 0 | 0 | 0 | 0 | 0 | 0 | 0 | 0 | 0 | 0 | 0
| E2 | 0 | 0 | 0 | 0 | 0 | 0 | 0 | 0 | 0 | 0 | 0 | 0 | 0 | 0 | 0 | 0 | 0 | 0 | 0 | 0 | 0 | 0 | 0 | 0 | 0 | 0 | 0 | 0 | 0 | 0 | 0
| E3 | 0 | 0 | 0 | 0 | 0 | 0 | 0 | 0 | 0 | 0 | 0 | 0 | 0 | 0 | 0 | 0 | 0 | 0 | 0 | 0 | 0 | 0 | 0 | 0 | 0 | 0 | 0 | 0 | 0 | 0 | 0
| E4 | 0 | 0 | 0 | 0 | 0 | 0 | 0 | 0 | 0 | 0 | 0 | 0 | 0 | 0 | 0 | 0 | 0 | 0 | 0 | 0 | 0 | 0 | 0 | 0 | 0 | 0 | 0 | 0 | 0 | 0 | 0
| E5 | 0 | 0 | 0 | 0 | 0 | 0 | 0 | 0 | 0 | 0 | 0 | 0 | 0 | 0 | 0 | 0 | 0 | 0 | 0 | 0 | 0 | 0 | 0 | 0 | 0 | 0 | 0 | 0 | 0 | 0 | 0
| E6 | 0 | 0 | 0 | 0 | 0 | 0 | 0 | 0 | 0 | 0 | 0 | 0 | 0 | 0 | 0 | 0 | 0 | 0 | 0 | 0 | 0 | 0 | 0 | 0 | 0 | 0 | 0 | 0 | 0 | 0 | 0
| E7 | 0 | 0 | 0 | 0 | 0 | 0 | 0 | 0 | 0 | 0 | 0 | 0 | 0 | 0 | 0 | 0 | 0 | 0 | 0 | 0 | 0 | 0 | 0 | 0 | 0 | 0 | 0 | 0 | 0 | 0 | 0
| E8 | 0 | 0 | 0 | 0 | 0 | 0 | 0 | 0 | 0 | 0 | 0 | 0 | 0 | 0 | 0 | 0 | 0 | 0 | 0 | 0 | 0 | 0 | 0 | 0 | 0 | 0 | 0 | 0 | 0 | 0 | 0
| E9 | 0 | 0 | 0 | 0 | 0 | 0 | 0 | 0 | 0 | 0 | 0 | 0 | 0 | 0 | 0 | 0 | 0 | 0 | 0 | 0 | 0 | 0 | 0 | 0 | 0 | 0 | 0 | 0 | 0 | 0 | 0
| E10 | 0 | 0 | 0 | 0 | 0 | 0 | 0 | 0 | 0 | 0 | 0 | 0 | 0 | 0 | 0 | 0 | 0 | 0 | 0 | 0 | 0 | 0 | 0 | 0 | 0 | 0 | 0 | 0 | 0 | 0 | 0
| Vintage | 0 | 0 | 0 | 0 | 0 | 0 | 0 | 0 | 0 | 0 | 0 | 0 | 0 | 0 | 0 | 0 | 0 | 0 | 0 | 0 | 0 | 0 | 0 | 0 | 0 | 0 | 0 | 0 | 0 | 0 | 0
Net Change
| Year | Year 0 | Year 1 | Year 2 | Year 3 | Year 4 | Year 5 | Year 6 | Year 7 | Year 8 | Year 9 | Year 10 | Year 11 | Year 12 | Year 13 | Year 14 | Year 15 | Year 16 | Year 17 | Year 18 | Year 19 | Year 20 | Year 21 | Year 22 | Year 23 | Year 24 | Year 25 | Year 26 | Year 27 | Year 28 | Year 29 | Year 30 | Key
| Units | 0 | 0 | 0 | 0 | 0 | 0 | 0 | 0 | 0 | 0 | 0 | 0 | 0 | 0 | 0 | 0 | 0 | 0 | 0 | 0 | 0 | 0 | 0 | 0 | 0 | 0 | 0 | 0 | 0 | 0 | 0 | 0_Units |  |  |  |  | 301957.8232
| Usage | 0 | 0 | 0 | 0 | 0 | 0 | 0 | 0 | 0 | 0 | 0 | 0 | 0 | 0 | 0 | 0 | 0 | 0 | 0 | 0 | 0 | 0 | 0 | 0 | 0 | 0 | 0 | 0 | 0 | 0 | 0 | 0_Usage |  |  |  |  | 1698.6543
| Peak Demand (S) | 0 | 0 | 0 | 0 | 0 | 0 | 0 | 0 | 0 | 0 | 0 | 0 | 0 | 0 | 0 | 0 | 0 | 0 | 0 | 0 | 0 | 0 | 0 | 0 | 0 | 0 | 0 | 0 | 0 | 0 | 0 | 0_Peak Demand (S) |  |  |  |  | 0
| Peak Demand (W) | 0 | 0 | 0 | 0 | 0 | 0 | 0 | 0 | 0 | 0 | 0 | 0 | 0 | 0 | 0 | 0 | 0 | 0 | 0 | 0 | 0 | 0 | 0 | 0 | 0 | 0 | 0 | 0 | 0 | 0 | 0 | 0_Peak Demand (W) |  |  |  |  | 884.6119
| Turnover | 0 | 0 | 0 | 0 | 0 | 0 | 0 | 0 | 0 | 0 | 0 | 0 | 0 | 0 | 0 | 0 | 0 | 0 | 0 | 0 | 0 | 0 | 0 | 0 | 0 | 0 | 0 | 0 | 0 | 0 | 0 | 0_Turnover |  |  |  |  | 6885.4476
| Avg. Replacement Usage | 0 | 0 | 0 | 0 | 0 | 0 | 0 | 0 | 0 | 0 | 0 | 0 | 0 | 0 | 0 | 0 | 0 | 0 | 0 | 0 | 0 | 0 | 0 | 0 | 0 | 0 | 0 | 0 | 0 | 0 | 0 | 0_Avg. Replacement Usage |  |  |  |  | 5638.8522
| Avg. Replacement Demand (S) | 0 | 0 | 0 | 0 | 0 | 0 | 0 | 0 | 0 | 0 | 0 | 0 | 0 | 0 | 0 | 0 | 0 | 0 | 0 | 0 | 0 | 0 | 0 | 0 | 0 | 0 | 0 | 0 | 0 | 0 | 0 | 0_Avg. Replacement Demand (S) |  |  |  |  | 0
| Avg. Replacement Demand (W) | 0 | 0 | 0 | 0 | 0 | 0 | 0 | 0 | 0 | 0 | 0 | 0 | 0 | 0 | 0 | 0 | 0 | 0 | 0 | 0 | 0 | 0 | 0 | 0 | 0 | 0 | 0 | 0 | 0 | 0 | 0 | 0_Avg. Replacement Demand (W) |  |  |  |  | 2.9366
Purchases
| Year | Year 0 | Year 1 | Year 2 | Year 3 | Year 4 | Year 5 | Year 6 | Year 7 | Year 8 | Year 9 | Year 10 | Year 11 | Year 12 | Year 13 | Year 14 | Year 15 | Year 16 | Year 17 | Year 18 | Year 19 | Year 20 | Year 21 | Year 22 | Year 23 | Year 24 | Year 25 | Year 26 | Year 27 | Year 28 | Year 29 | Year 30
| E1 | 0 | 0 | 0 | 0 | 0 | 0 | 0 | 0 | 0 | 0 | 0 | 0 | 0 | 0 | 0 | 0 | 0 | 0 | 0 | 0 | 0 | 0 | 0 | 0 | 0 | 0 | 0 | 0 | 0 | 0 | 0 | 0_E1_Purchases |  |  |  |  | 6885.4476
| E2 | 0 | 0 | 0 | 0 | 0 | 0 | 0 | 0 | 0 | 0 | 0 | 0 | 0 | 0 | 0 | 0 | 0 | 0 | 0 | 0 | 0 | 0 | 0 | 0 | 0 | 0 | 0 | 0 | 0 | 0 | 0 | 0_E2_Purchases |  |  |  |  | 0
| E3 | 0 | 0 | 0 | 0 | 0 | 0 | 0 | 0 | 0 | 0 | 0 | 0 | 0 | 0 | 0 | 0 | 0 | 0 | 0 | 0 | 0 | 0 | 0 | 0 | 0 | 0 | 0 | 0 | 0 | 0 | 0 | 0_E3_Purchases |  |  |  |  | 0
| E4 | 0 | 0 | 0 | 0 | 0 | 0 | 0 | 0 | 0 | 0 | 0 | 0 | 0 | 0 | 0 | 0 | 0 | 0 | 0 | 0 | 0 | 0 | 0 | 0 | 0 | 0 | 0 | 0 | 0 | 0 | 0 | 0_E4_Purchases |  |  |  |  | 0
| E5 | 0 | 0 | 0 | 0 | 0 | 0 | 0 | 0 | 0 | 0 | 0 | 0 | 0 | 0 | 0 | 0 | 0 | 0 | 0 | 0 | 0 | 0 | 0 | 0 | 0 | 0 | 0 | 0 | 0 | 0 | 0 | 0_E5_Purchases |  |  |  |  | 0
| E6 | 0 | 0 | 0 | 0 | 0 | 0 | 0 | 0 | 0 | 0 | 0 | 0 | 0 | 0 | 0 | 0 | 0 | 0 | 0 | 0 | 0 | 0 | 0 | 0 | 0 | 0 | 0 | 0 | 0 | 0 | 0 | 0_E6_Purchases |  |  |  |  | 0
| E7 | 0 | 0 | 0 | 0 | 0 | 0 | 0 | 0 | 0 | 0 | 0 | 0 | 0 | 0 | 0 | 0 | 0 | 0 | 0 | 0 | 0 | 0 | 0 | 0 | 0 | 0 | 0 | 0 | 0 | 0 | 0 | 0_E7_Purchases |  |  |  |  | 0
| E8 | 0 | 0 | 0 | 0 | 0 | 0 | 0 | 0 | 0 | 0 | 0 | 0 | 0 | 0 | 0 | 0 | 0 | 0 | 0 | 0 | 0 | 0 | 0 | 0 | 0 | 0 | 0 | 0 | 0 | 0 | 0 | 0_E8_Purchases |  |  |  |  | 0
| E9 | 0 | 0 | 0 | 0 | 0 | 0 | 0 | 0 | 0 | 0 | 0 | 0 | 0 | 0 | 0 | 0 | 0 | 0 | 0 | 0 | 0 | 0 | 0 | 0 | 0 | 0 | 0 | 0 | 0 | 0 | 0 | 0_E9_Purchases |  |  |  |  | 0
| E10 | 0 | 0 | 0 | 0 | 0 | 0 | 0 | 0 | 0 | 0 | 0 | 0 | 0 | 0 | 0 | 0 | 0 | 0 | 0 | 0 | 0 | 0 | 0 | 0 | 0 | 0 | 0 | 0 | 0 | 0 | 0 | 0_E10_Purchases |  |  |  |  | 0
Stock
| Year | Year 0 | Year 1 | Year 2 | Year 3 | Year 4 | Year 5 | Year 6 | Year 7 | Year 8 | Year 9 | Year 10 | Year 11 | Year 12 | Year 13 | Year 14 | Year 15 | Year 16 | Year 17 | Year 18 | Year 19 | Year 20 | Year 21 | Year 22 | Year 23 | Year 24 | Year 25 | Year 26 | Year 27 | Year 28 | Year 29 | Year 30
| E1 | 0 | 0 | 0 | 0 | 0 | 0 | 0 | 0 | 0 | 0 | 0 | 0 | 0 | 0 | 0 | 0 | 0 | 0 | 0 | 0 | 0 | 0 | 0 | 0 | 0 | 0 | 0 | 0 | 0 | 0 | 0 | 0_E1_Stock |  |  |  |  | 13576.6093
| E2 | 0 | 0 | 0 | 0 | 0 | 0 | 0 | 0 | 0 | 0 | 0 | 0 | 0 | 0 | 0 | 0 | 0 | 0 | 0 | 0 | 0 | 0 | 0 | 0 | 0 | 0 | 0 | 0 | 0 | 0 | 0 | 0_E2_Stock |  |  |  |  | 0
| E3 | 0 | 0 | 0 | 0 | 0 | 0 | 0 | 0 | 0 | 0 | 0 | 0 | 0 | 0 | 0 | 0 | 0 | 0 | 0 | 0 | 0 | 0 | 0 | 0 | 0 | 0 | 0 | 0 | 0 | 0 | 0 | 0_E3_Stock |  |  |  |  | 0
| E4 | 0 | 0 | 0 | 0 | 0 | 0 | 0 | 0 | 0 | 0 | 0 | 0 | 0 | 0 | 0 | 0 | 0 | 0 | 0 | 0 | 0 | 0 | 0 | 0 | 0 | 0 | 0 | 0 | 0 | 0 | 0 | 0_E4_Stock |  |  |  |  | 0
| E5 | 0 | 0 | 0 | 0 | 0 | 0 | 0 | 0 | 0 | 0 | 0 | 0 | 0 | 0 | 0 | 0 | 0 | 0 | 0 | 0 | 0 | 0 | 0 | 0 | 0 | 0 | 0 | 0 | 0 | 0 | 0 | 0_E5_Stock |  |  |  |  | 0
| E6 | 0 | 0 | 0 | 0 | 0 | 0 | 0 | 0 | 0 | 0 | 0 | 0 | 0 | 0 | 0 | 0 | 0 | 0 | 0 | 0 | 0 | 0 | 0 | 0 | 0 | 0 | 0 | 0 | 0 | 0 | 0 | 0_E6_Stock |  |  |  |  | 0
| E7 | 0 | 0 | 0 | 0 | 0 | 0 | 0 | 0 | 0 | 0 | 0 | 0 | 0 | 0 | 0 | 0 | 0 | 0 | 0 | 0 | 0 | 0 | 0 | 0 | 0 | 0 | 0 | 0 | 0 | 0 | 0 | 0_E7_Stock |  |  |  |  | 0
| E8 | 0 | 0 | 0 | 0 | 0 | 0 | 0 | 0 | 0 | 0 | 0 | 0 | 0 | 0 | 0 | 0 | 0 | 0 | 0 | 0 | 0 | 0 | 0 | 0 | 0 | 0 | 0 | 0 | 0 | 0 | 0 | 0_E8_Stock |  |  |  |  | 0
| E9 | 0 | 0 | 0 | 0 | 0 | 0 | 0 | 0 | 0 | 0 | 0 | 0 | 0 | 0 | 0 | 0 | 0 | 0 | 0 | 0 | 0 | 0 | 0 | 0 | 0 | 0 | 0 | 0 | 0 | 0 | 0 | 0_E9_Stock |  |  |  |  | 0
| E10 | 0 | 0 | 0 | 0 | 0 | 0 | 0 | 0 | 0 | 0 | 0 | 0 | 0 | 0 | 0 | 0 | 0 | 0 | 0 | 0 | 0 | 0 | 0 | 0 | 0 | 0 | 0 | 0 | 0 | 0 | 0 | 0_E10_Stock |  |  |  |  | 0
| Vintage | 0 | 0 | 0 | 0 | 0 | 0 | 0 | 0 | 0 | 0 | 0 | 0 | 0 | 0 | 0 | 0 | 0 | 0 | 0 | 0 | 0 | 0 | 0 | 0 | 0 | 0 | 0 | 0 | 0 | 0 | 0 | 0_Vintage_Stock |  |  |  |  | 288381.2139
S4C1 |  | Year 0: System 4 Technology 1
Technology Variables
| Tech Key | Year 0: 0
| Peak Factor (S) | Year 0: 0
| Peak Factor (W) | Year 0: 0
| Min Vintage Lifetime | Year 0: 0
| Max Vintage Lifetime | Year 0: 0
| Turnover Style | Year 0: 0
Technology Variables
| Equipment | Year 0: Label; Year 1: Min Lifetime; Year 2: Max Lifetime; Year 3: Degradation; Year 4: Usage; Year 5: Available
| E1 | Year 1: 0; Year 2: 0; Year 3: 0%; Year 4: 0; Year 5: FALSE
| E2 | Year 1: 0; Year 2: 0; Year 3: 0%; Year 4: 0; Year 5: FALSE
| E3 | Year 1: 0; Year 2: 0; Year 3: 0%; Year 4: 0; Year 5: FALSE
| E4 | Year 1: 0; Year 2: 0; Year 3: 0%; Year 4: 0; Year 5: FALSE
| E5 | Year 1: 0; Year 2: 0; Year 3: 0%; Year 4: 0; Year 5: FALSE
| E6 | Year 1: 0; Year 2: 0; Year 3: 0%; Year 4: 0; Year 5: FALSE
| E7 | Year 1: 0; Year 2: 0; Year 3: 0%; Year 4: 0; Year 5: FALSE
| E8 | Year 1: 0; Year 2: 0; Year 3: 0%; Year 4: 0; Year 5: FALSE
| E9 | Year 1: 0; Year 2: 0; Year 3: 0%; Year 4: 0; Year 5: FALSE
| E10 | Year 1: 0; Year 2: 0; Year 3: 0%; Year 4: 0; Year 5: FALSE
Original Forecast Results
| Year | Year 0 | Year 1 | Year 2 | Year 3 | Year 4 | Year 5 | Year 6 | Year 7 | Year 8 | Year 9 | Year 10 | Year 11 | Year 12 | Year 13 | Year 14 | Year 15 | Year 16 | Year 17 | Year 18 | Year 19 | Year 20 | Year 21 | Year 22 | Year 23 | Year 24 | Year 25 | Year 26 | Year 27 | Year 28 | Year 29 | Year 30 | Key
| Units | 0 | 0 | 0 | 0 | 0 | 0 | 0 | 0 | 0 | 0 | 0 | 0 | 0 | 0 | 0 | 0 | 0 | 0 | 0 | 0 | 0 | 0 | 0 | 0 | 0 | 0 | 0 | 0 | 0 | 0 | 0 | #REF! |  |  |  |  | 301957.8232
| Usage | 0 | 0 | 0 | 0 | 0 | 0 | 0 | 0 | 0 | 0 | 0 | 0 | 0 | 0 | 0 | 0 | 0 | 0 | 0 | 0 | 0 | 0 | 0 | 0 | 0 | 0 | 0 | 0 | 0 | 0 | 0 | #REF! |  |  |  |  | 1698.6543
| Peak Demand (S) | 0 | 0 | 0 | 0 | 0 | 0 | 0 | 0 | 0 | 0 | 0 | 0 | 0 | 0 | 0 | 0 | 0 | 0 | 0 | 0 | 0 | 0 | 0 | 0 | 0 | 0 | 0 | 0 | 0 | 0 | 0 | #REF! |  |  |  |  | 0
| Peak Demand (W) | 0 | 0 | 0 | 0 | 0 | 0 | 0 | 0 | 0 | 0 | 0 | 0 | 0 | 0 | 0 | 0 | 0 | 0 | 0 | 0 | 0 | 0 | 0 | 0 | 0 | 0 | 0 | 0 | 0 | 0 | 0 | #REF! |  |  |  |  | 884.6119
| Turnover | 0 | 0 | 0 | 0 | 0 | 0 | 0 | 0 | 0 | 0 | 0 | 0 | 0 | 0 | 0 | 0 | 0 | 0 | 0 | 0 | 0 | 0 | 0 | 0 | 0 | 0 | 0 | 0 | 0 | 0 | 0 | #REF! |  |  |  |  | 6885.4476
| Avg. Replacement Usage | 0 | 0 | 0 | 0 | 0 | 0 | 0 | 0 | 0 | 0 | 0 | 0 | 0 | 0 | 0 | 0 | 0 | 0 | 0 | 0 | 0 | 0 | 0 | 0 | 0 | 0 | 0 | 0 | 0 | 0 | 0 | #REF! |  |  |  |  | 5638.8522
| Avg. Replacement Demand (S) | 0 | 0 | 0 | 0 | 0 | 0 | 0 | 0 | 0 | 0 | 0 | 0 | 0 | 0 | 0 | 0 | 0 | 0 | 0 | 0 | 0 | 0 | 0 | 0 | 0 | 0 | 0 | 0 | 0 | 0 | 0 | #REF! |  |  |  |  | 0
| Avg. Replacement Demand (W) | 0 | 0 | 0 | 0 | 0 | 0 | 0 | 0 | 0 | 0 | 0 | 0 | 0 | 0 | 0 | 0 | 0 | 0 | 0 | 0 | 0 | 0 | 0 | 0 | 0 | 0 | 0 | 0 | 0 | 0 | 0 | #REF! |  |  |  |  | 2.9366
Tech Forecast Stock
| Year | Year 0 | Year 1 | Year 2 | Year 3 | Year 4 | Year 5 | Year 6 | Year 7 | Year 8 | Year 9 | Year 10 | Year 11 | Year 12 | Year 13 | Year 14 | Year 15 | Year 16 | Year 17 | Year 18 | Year 19 | Year 20 | Year 21 | Year 22 | Year 23 | Year 24 | Year 25 | Year 26 | Year 27 | Year 28 | Year 29 | Year 30
| E1 | 0 | 0 | 0 | 0 | 0 | 0 | 0 | 0 | 0 | 0 | 0 | 0 | 0 | 0 | 0 | 0 | 0 | 0 | 0 | 0 | 0 | 0 | 0 | 0 | 0 | 0 | 0 | 0 | 0 | 0 | 0
| E2 | 0 | 0 | 0 | 0 | 0 | 0 | 0 | 0 | 0 | 0 | 0 | 0 | 0 | 0 | 0 | 0 | 0 | 0 | 0 | 0 | 0 | 0 | 0 | 0 | 0 | 0 | 0 | 0 | 0 | 0 | 0
| E3 | 0 | 0 | 0 | 0 | 0 | 0 | 0 | 0 | 0 | 0 | 0 | 0 | 0 | 0 | 0 | 0 | 0 | 0 | 0 | 0 | 0 | 0 | 0 | 0 | 0 | 0 | 0 | 0 | 0 | 0 | 0
| E4 | 0 | 0 | 0 | 0 | 0 | 0 | 0 | 0 | 0 | 0 | 0 | 0 | 0 | 0 | 0 | 0 | 0 | 0 | 0 | 0 | 0 | 0 | 0 | 0 | 0 | 0 | 0 | 0 | 0 | 0 | 0
| E5 | 0 | 0 | 0 | 0 | 0 | 0 | 0 | 0 | 0 | 0 | 0 | 0 | 0 | 0 | 0 | 0 | 0 | 0 | 0 | 0 | 0 | 0 | 0 | 0 | 0 | 0 | 0 | 0 | 0 | 0 | 0
| E6 | 0 | 0 | 0 | 0 | 0 | 0 | 0 | 0 | 0 | 0 | 0 | 0 | 0 | 0 | 0 | 0 | 0 | 0 | 0 | 0 | 0 | 0 | 0 | 0 | 0 | 0 | 0 | 0 | 0 | 0 | 0
| E7 | 0 | 0 | 0 | 0 | 0 | 0 | 0 | 0 | 0 | 0 | 0 | 0 | 0 | 0 | 0 | 0 | 0 | 0 | 0 | 0 | 0 | 0 | 0 | 0 | 0 | 0 | 0 | 0 | 0 | 0 | 0
| E8 | 0 | 0 | 0 | 0 | 0 | 0 | 0 | 0 | 0 | 0 | 0 | 0 | 0 | 0 | 0 | 0 | 0 | 0 | 0 | 0 | 0 | 0 | 0 | 0 | 0 | 0 | 0 | 0 | 0 | 0 | 0
| E9 | 0 | 0 | 0 | 0 | 0 | 0 | 0 | 0 | 0 | 0 | 0 | 0 | 0 | 0 | 0 | 0 | 0 | 0 | 0 | 0 | 0 | 0 | 0 | 0 | 0 | 0 | 0 | 0 | 0 | 0 | 0
| E10 | 0 | 0 | 0 | 0 | 0 | 0 | 0 | 0 | 0 | 0 | 0 | 0 | 0 | 0 | 0 | 0 | 0 | 0 | 0 | 0 | 0 | 0 | 0 | 0 | 0 | 0 | 0 | 0 | 0 | 0 | 0
| Vintage | 0 | 0 | 0 | 0 | 0 | 0 | 0 | 0 | 0 | 0 | 0 | 0 | 0 | 0 | 0 | 0 | 0 | 0 | 0 | 0 | 0 | 0 | 0 | 0 | 0 | 0 | 0 | 0 | 0 | 0 | 0
Stock for Switching
| Year | Year 0 | Year 1 | Year 2 | Year 3 | Year 4 | Year 5 | Year 6 | Year 7 | Year 8 | Year 9 | Year 10 | Year 11 | Year 12 | Year 13 | Year 14 | Year 15 | Year 16 | Year 17 | Year 18 | Year 19 | Year 20 | Year 21 | Year 22 | Year 23 | Year 24 | Year 25 | Year 26 | Year 27 | Year 28 | Year 29 | Year 30
| E1 | 0 | 0 | 0 | 0 | 0 | 0 | 0 | 0 | 0 | 0 | 0 | 0 | 0 | 0 | 0 | 0 | 0 | 0 | 0 | 0 | 0 | 0 | 0 | 0 | 0 | 0 | 0 | 0 | 0 | 0 | 0 | 0_E1_SysStock
| E2 | 0 | 0 | 0 | 0 | 0 | 0 | 0 | 0 | 0 | 0 | 0 | 0 | 0 | 0 | 0 | 0 | 0 | 0 | 0 | 0 | 0 | 0 | 0 | 0 | 0 | 0 | 0 | 0 | 0 | 0 | 0 | 0_E2_SysStock
| E3 | 0 | 0 | 0 | 0 | 0 | 0 | 0 | 0 | 0 | 0 | 0 | 0 | 0 | 0 | 0 | 0 | 0 | 0 | 0 | 0 | 0 | 0 | 0 | 0 | 0 | 0 | 0 | 0 | 0 | 0 | 0 | 0_E3_SysStock
| E4 | 0 | 0 | 0 | 0 | 0 | 0 | 0 | 0 | 0 | 0 | 0 | 0 | 0 | 0 | 0 | 0 | 0 | 0 | 0 | 0 | 0 | 0 | 0 | 0 | 0 | 0 | 0 | 0 | 0 | 0 | 0 | 0_E4_SysStock
| E5 | 0 | 0 | 0 | 0 | 0 | 0 | 0 | 0 | 0 | 0 | 0 | 0 | 0 | 0 | 0 | 0 | 0 | 0 | 0 | 0 | 0 | 0 | 0 | 0 | 0 | 0 | 0 | 0 | 0 | 0 | 0 | 0_E5_SysStock
| E6 | 0 | 0 | 0 | 0 | 0 | 0 | 0 | 0 | 0 | 0 | 0 | 0 | 0 | 0 | 0 | 0 | 0 | 0 | 0 | 0 | 0 | 0 | 0 | 0 | 0 | 0 | 0 | 0 | 0 | 0 | 0 | 0_E6_SysStock
| E7 | 0 | 0 | 0 | 0 | 0 | 0 | 0 | 0 | 0 | 0 | 0 | 0 | 0 | 0 | 0 | 0 | 0 | 0 | 0 | 0 | 0 | 0 | 0 | 0 | 0 | 0 | 0 | 0 | 0 | 0 | 0 | 0_E7_SysStock
| E8 | 0 | 0 | 0 | 0 | 0 | 0 | 0 | 0 | 0 | 0 | 0 | 0 | 0 | 0 | 0 | 0 | 0 | 0 | 0 | 0 | 0 | 0 | 0 | 0 | 0 | 0 | 0 | 0 | 0 | 0 | 0 | 0_E8_SysStock
| E9 | 0 | 0 | 0 | 0 | 0 | 0 | 0 | 0 | 0 | 0 | 0 | 0 | 0 | 0 | 0 | 0 | 0 | 0 | 0 | 0 | 0 | 0 | 0 | 0 | 0 | 0 | 0 | 0 | 0 | 0 | 0 | 0_E9_SysStock
| E10 | 0 | 0 | 0 | 0 | 0 | 0 | 0 | 0 | 0 | 0 | 0 | 0 | 0 | 0 | 0 | 0 | 0 | 0 | 0 | 0 | 0 | 0 | 0 | 0 | 0 | 0 | 0 | 0 | 0 | 0 | 0 | 0_E10_SysStock
| Vintage | 0 | 0 | 0 | 0 | 0 | 0 | 0 | 0 | 0 | 0 | 0 | 0 | 0 | 0 | 0 | 0 | 0 | 0 | 0 | 0 | 0 | 0 | 0 | 0 | 0 | 0 | 0 | 0 | 0 | 0 | 0 | 0_Vintage_SysStock
Tech Forecast Purchases
| Year | Year 0 | Year 1 | Year 2 | Year 3 | Year 4 | Year 5 | Year 6 | Year 7 | Year 8 | Year 9 | Year 10 | Year 11 | Year 12 | Year 13 | Year 14 | Year 15 | Year 16 | Year 17 | Year 18 | Year 19 | Year 20 | Year 21 | Year 22 | Year 23 | Year 24 | Year 25 | Year 26 | Year 27 | Year 28 | Year 29 | Year 30
| E1 | 0 | 0 | 0 | 0 | 0 | 0 | 0 | 0 | 0 | 0 | 0 | 0 | 0 | 0 | 0 | 0 | 0 | 0 | 0 | 0 | 0 | 0 | 0 | 0 | 0 | 0 | 0 | 0 | 0 | 0 | 0
| E2 | 0 | 0 | 0 | 0 | 0 | 0 | 0 | 0 | 0 | 0 | 0 | 0 | 0 | 0 | 0 | 0 | 0 | 0 | 0 | 0 | 0 | 0 | 0 | 0 | 0 | 0 | 0 | 0 | 0 | 0 | 0
| E3 | 0 | 0 | 0 | 0 | 0 | 0 | 0 | 0 | 0 | 0 | 0 | 0 | 0 | 0 | 0 | 0 | 0 | 0 | 0 | 0 | 0 | 0 | 0 | 0 | 0 | 0 | 0 | 0 | 0 | 0 | 0
| E4 | 0 | 0 | 0 | 0 | 0 | 0 | 0 | 0 | 0 | 0 | 0 | 0 | 0 | 0 | 0 | 0 | 0 | 0 | 0 | 0 | 0 | 0 | 0 | 0 | 0 | 0 | 0 | 0 | 0 | 0 | 0
| E5 | 0 | 0 | 0 | 0 | 0 | 0 | 0 | 0 | 0 | 0 | 0 | 0 | 0 | 0 | 0 | 0 | 0 | 0 | 0 | 0 | 0 | 0 | 0 | 0 | 0 | 0 | 0 | 0 | 0 | 0 | 0
| E6 | 0 | 0 | 0 | 0 | 0 | 0 | 0 | 0 | 0 | 0 | 0 | 0 | 0 | 0 | 0 | 0 | 0 | 0 | 0 | 0 | 0 | 0 | 0 | 0 | 0 | 0 | 0 | 0 | 0 | 0 | 0
| E7 | 0 | 0 | 0 | 0 | 0 | 0 | 0 | 0 | 0 | 0 | 0 | 0 | 0 | 0 | 0 | 0 | 0 | 0 | 0 | 0 | 0 | 0 | 0 | 0 | 0 | 0 | 0 | 0 | 0 | 0 | 0
| E8 | 0 | 0 | 0 | 0 | 0 | 0 | 0 | 0 | 0 | 0 | 0 | 0 | 0 | 0 | 0 | 0 | 0 | 0 | 0 | 0 | 0 | 0 | 0 | 0 | 0 | 0 | 0 | 0 | 0 | 0 | 0
| E9 | 0 | 0 | 0 | 0 | 0 | 0 | 0 | 0 | 0 | 0 | 0 | 0 | 0 | 0 | 0 | 0 | 0 | 0 | 0 | 0 | 0 | 0 | 0 | 0 | 0 | 0 | 0 | 0 | 0 | 0 | 0
| E10 | 0 | 0 | 0 | 0 | 0 | 0 | 0 | 0 | 0 | 0 | 0 | 0 | 0 | 0 | 0 | 0 | 0 | 0 | 0 | 0 | 0 | 0 | 0 | 0 | 0 | 0 | 0 | 0 | 0 | 0 | 0
Potential to Switch
| Year | Year 0 | Year 1 | Year 2 | Year 3 | Year 4 | Year 5 | Year 6 | Year 7 | Year 8 | Year 9 | Year 10 | Year 11 | Year 12 | Year 13 | Year 14 | Year 15 | Year 16 | Year 17 | Year 18 | Year 19 | Year 20 | Year 21 | Year 22 | Year 23 | Year 24 | Year 25 | Year 26 | Year 27 | Year 28 | Year 29 | Year 30
| E1 | 0 | 0 | 0 | 0 | 0 | 0 | 0 | 0 | 0 | 0 | 0 | 0 | 0 | 0 | 0 | 0 | 0 | 0 | 0 | 0 | 0 | 0 | 0 | 0 | 0 | 0 | 0 | 0 | 0 | 0 | 0 | 0_E1_Switched Out
| E2 | 0 | 0 | 0 | 0 | 0 | 0 | 0 | 0 | 0 | 0 | 0 | 0 | 0 | 0 | 0 | 0 | 0 | 0 | 0 | 0 | 0 | 0 | 0 | 0 | 0 | 0 | 0 | 0 | 0 | 0 | 0 | 0_E2_Switched Out
| E3 | 0 | 0 | 0 | 0 | 0 | 0 | 0 | 0 | 0 | 0 | 0 | 0 | 0 | 0 | 0 | 0 | 0 | 0 | 0 | 0 | 0 | 0 | 0 | 0 | 0 | 0 | 0 | 0 | 0 | 0 | 0 | 0_E3_Switched Out
| E4 | 0 | 0 | 0 | 0 | 0 | 0 | 0 | 0 | 0 | 0 | 0 | 0 | 0 | 0 | 0 | 0 | 0 | 0 | 0 | 0 | 0 | 0 | 0 | 0 | 0 | 0 | 0 | 0 | 0 | 0 | 0 | 0_E4_Switched Out
| E5 | 0 | 0 | 0 | 0 | 0 | 0 | 0 | 0 | 0 | 0 | 0 | 0 | 0 | 0 | 0 | 0 | 0 | 0 | 0 | 0 | 0 | 0 | 0 | 0 | 0 | 0 | 0 | 0 | 0 | 0 | 0 | 0_E5_Switched Out
| E6 | 0 | 0 | 0 | 0 | 0 | 0 | 0 | 0 | 0 | 0 | 0 | 0 | 0 | 0 | 0 | 0 | 0 | 0 | 0 | 0 | 0 | 0 | 0 | 0 | 0 | 0 | 0 | 0 | 0 | 0 | 0 | 0_E6_Switched Out
| E7 | 0 | 0 | 0 | 0 | 0 | 0 | 0 | 0 | 0 | 0 | 0 | 0 | 0 | 0 | 0 | 0 | 0 | 0 | 0 | 0 | 0 | 0 | 0 | 0 | 0 | 0 | 0 | 0 | 0 | 0 | 0 | 0_E7_Switched Out
| E8 | 0 | 0 | 0 | 0 | 0 | 0 | 0 | 0 | 0 | 0 | 0 | 0 | 0 | 0 | 0 | 0 | 0 | 0 | 0 | 0 | 0 | 0 | 0 | 0 | 0 | 0 | 0 | 0 | 0 | 0 | 0 | 0_E8_Switched Out
| E9 | 0 | 0 | 0 | 0 | 0 | 0 | 0 | 0 | 0 | 0 | 0 | 0 | 0 | 0 | 0 | 0 | 0 | 0 | 0 | 0 | 0 | 0 | 0 | 0 | 0 | 0 | 0 | 0 | 0 | 0 | 0 | 0_E9_Switched Out
| E10 | 0 | 0 | 0 | 0 | 0 | 0 | 0 | 0 | 0 | 0 | 0 | 0 | 0 | 0 | 0 | 0 | 0 | 0 | 0 | 0 | 0 | 0 | 0 | 0 | 0 | 0 | 0 | 0 | 0 | 0 | 0 | 0_E10_Switched Out
Units Out
| E1 | 0 | 0 | 0 | 0 | 0 | 0 | 0 | 0 | 0 | 0 | 0 | 0 | 0 | 0 | 0 | 0 | 0 | 0 | 0 | 0 | 0 | 0 | 0 | 0 | 0 | 0 | 0 | 0 | 0 | 0 | 0
| E2 | 0 | 0 | 0 | 0 | 0 | 0 | 0 | 0 | 0 | 0 | 0 | 0 | 0 | 0 | 0 | 0 | 0 | 0 | 0 | 0 | 0 | 0 | 0 | 0 | 0 | 0 | 0 | 0 | 0 | 0 | 0
| E3 | 0 | 0 | 0 | 0 | 0 | 0 | 0 | 0 | 0 | 0 | 0 | 0 | 0 | 0 | 0 | 0 | 0 | 0 | 0 | 0 | 0 | 0 | 0 | 0 | 0 | 0 | 0 | 0 | 0 | 0 | 0
| E4 | 0 | 0 | 0 | 0 | 0 | 0 | 0 | 0 | 0 | 0 | 0 | 0 | 0 | 0 | 0 | 0 | 0 | 0 | 0 | 0 | 0 | 0 | 0 | 0 | 0 | 0 | 0 | 0 | 0 | 0 | 0
| E5 | 0 | 0 | 0 | 0 | 0 | 0 | 0 | 0 | 0 | 0 | 0 | 0 | 0 | 0 | 0 | 0 | 0 | 0 | 0 | 0 | 0 | 0 | 0 | 0 | 0 | 0 | 0 | 0 | 0 | 0 | 0
| E6 | 0 | 0 | 0 | 0 | 0 | 0 | 0 | 0 | 0 | 0 | 0 | 0 | 0 | 0 | 0 | 0 | 0 | 0 | 0 | 0 | 0 | 0 | 0 | 0 | 0 | 0 | 0 | 0 | 0 | 0 | 0
| E7 | 0 | 0 | 0 | 0 | 0 | 0 | 0 | 0 | 0 | 0 | 0 | 0 | 0 | 0 | 0 | 0 | 0 | 0 | 0 | 0 | 0 | 0 | 0 | 0 | 0 | 0 | 0 | 0 | 0 | 0 | 0
| E8 | 0 | 0 | 0 | 0 | 0 | 0 | 0 | 0 | 0 | 0 | 0 | 0 | 0 | 0 | 0 | 0 | 0 | 0 | 0 | 0 | 0 | 0 | 0 | 0 | 0 | 0 | 0 | 0 | 0 | 0 | 0
| E9 | 0 | 0 | 0 | 0 | 0 | 0 | 0 | 0 | 0 | 0 | 0 | 0 | 0 | 0 | 0 | 0 | 0 | 0 | 0 | 0 | 0 | 0 | 0 | 0 | 0 | 0 | 0 | 0 | 0 | 0 | 0
| E10 | 0 | 0 | 0 | 0 | 0 | 0 | 0 | 0 | 0 | 0 | 0 | 0 | 0 | 0 | 0 | 0 | 0 | 0 | 0 | 0 | 0 | 0 | 0 | 0 | 0 | 0 | 0 | 0 | 0 | 0 | 0
| Vintage | 0 | 0 | 0 | 0 | 0 | 0 | 0 | 0 | 0 | 0 | 0 | 0 | 0 | 0 | 0 | 0 | 0 | 0 | 0 | 0 | 0 | 0 | 0 | 0 | 0 | 0 | 0 | 0 | 0 | 0 | 0
Tech Purchase Shares
| Year | Year 0 | Year 1 | Year 2 | Year 3 | Year 4 | Year 5 | Year 6 | Year 7 | Year 8 | Year 9 | Year 10 | Year 11 | Year 12 | Year 13 | Year 14 | Year 15 | Year 16 | Year 17 | Year 18 | Year 19 | Year 20 | Year 21 | Year 22 | Year 23 | Year 24 | Year 25 | Year 26 | Year 27 | Year 28 | Year 29 | Year 30
E1 | bar: Year 0 to Year 30
E2 | bar: Year 0 to Year 30
E3 | bar: Year 0 to Year 30
E4 | bar: Year 0 to Year 30
E5 | bar: Year 0 to Year 30
E6 | bar: Year 0 to Year 30
E7 | bar: Year 0 to Year 30
E8 | bar: Year 0 to Year 30
E9 | bar: Year 0 to Year 30
E10 | bar: Year 0 to Year 30
Units In from Switching
| E1 | 0 | 0 | 0 | 0 | 0 | 0 | 0 | 0 | 0 | 0 | 0 | 0 | 0 | 0 | 0 | 0 | 0 | 0 | 0 | 0 | 0 | 0 | 0 | 0 | 0 | 0 | 0 | 0 | 0 | 0 | 0
| E2 | 0 | 0 | 0 | 0 | 0 | 0 | 0 | 0 | 0 | 0 | 0 | 0 | 0 | 0 | 0 | 0 | 0 | 0 | 0 | 0 | 0 | 0 | 0 | 0 | 0 | 0 | 0 | 0 | 0 | 0 | 0
| E3 | 0 | 0 | 0 | 0 | 0 | 0 | 0 | 0 | 0 | 0 | 0 | 0 | 0 | 0 | 0 | 0 | 0 | 0 | 0 | 0 | 0 | 0 | 0 | 0 | 0 | 0 | 0 | 0 | 0 | 0 | 0
| E4 | 0 | 0 | 0 | 0 | 0 | 0 | 0 | 0 | 0 | 0 | 0 | 0 | 0 | 0 | 0 | 0 | 0 | 0 | 0 | 0 | 0 | 0 | 0 | 0 | 0 | 0 | 0 | 0 | 0 | 0 | 0
| E5 | 0 | 0 | 0 | 0 | 0 | 0 | 0 | 0 | 0 | 0 | 0 | 0 | 0 | 0 | 0 | 0 | 0 | 0 | 0 | 0 | 0 | 0 | 0 | 0 | 0 | 0 | 0 | 0 | 0 | 0 | 0
| E6 | 0 | 0 | 0 | 0 | 0 | 0 | 0 | 0 | 0 | 0 | 0 | 0 | 0 | 0 | 0 | 0 | 0 | 0 | 0 | 0 | 0 | 0 | 0 | 0 | 0 | 0 | 0 | 0 | 0 | 0 | 0
| E7 | 0 | 0 | 0 | 0 | 0 | 0 | 0 | 0 | 0 | 0 | 0 | 0 | 0 | 0 | 0 | 0 | 0 | 0 | 0 | 0 | 0 | 0 | 0 | 0 | 0 | 0 | 0 | 0 | 0 | 0 | 0
| E8 | 0 | 0 | 0 | 0 | 0 | 0 | 0 | 0 | 0 | 0 | 0 | 0 | 0 | 0 | 0 | 0 | 0 | 0 | 0 | 0 | 0 | 0 | 0 | 0 | 0 | 0 | 0 | 0 | 0 | 0 | 0
| E9 | 0 | 0 | 0 | 0 | 0 | 0 | 0 | 0 | 0 | 0 | 0 | 0 | 0 | 0 | 0 | 0 | 0 | 0 | 0 | 0 | 0 | 0 | 0 | 0 | 0 | 0 | 0 | 0 | 0 | 0 | 0
| E10 | 0 | 0 | 0 | 0 | 0 | 0 | 0 | 0 | 0 | 0 | 0 | 0 | 0 | 0 | 0 | 0 | 0 | 0 | 0 | 0 | 0 | 0 | 0 | 0 | 0 | 0 | 0 | 0 | 0 | 0 | 0
| Vintage | 0 | 0 | 0 | 0 | 0 | 0 | 0 | 0 | 0 | 0 | 0 | 0 | 0 | 0 | 0 | 0 | 0 | 0 | 0 | 0 | 0 | 0 | 0 | 0 | 0 | 0 | 0 | 0 | 0 | 0 | 0
Net Change
| Year | Year 0 | Year 1 | Year 2 | Year 3 | Year 4 | Year 5 | Year 6 | Year 7 | Year 8 | Year 9 | Year 10 | Year 11 | Year 12 | Year 13 | Year 14 | Year 15 | Year 16 | Year 17 | Year 18 | Year 19 | Year 20 | Year 21 | Year 22 | Year 23 | Year 24 | Year 25 | Year 26 | Year 27 | Year 28 | Year 29 | Year 30 | Key
| Units | 0 | 0 | 0 | 0 | 0 | 0 | 0 | 0 | 0 | 0 | 0 | 0 | 0 | 0 | 0 | 0 | 0 | 0 | 0 | 0 | 0 | 0 | 0 | 0 | 0 | 0 | 0 | 0 | 0 | 0 | 0 | 0_Units |  |  |  |  | 301957.8232
| Usage | 0 | 0 | 0 | 0 | 0 | 0 | 0 | 0 | 0 | 0 | 0 | 0 | 0 | 0 | 0 | 0 | 0 | 0 | 0 | 0 | 0 | 0 | 0 | 0 | 0 | 0 | 0 | 0 | 0 | 0 | 0 | 0_Usage |  |  |  |  | 1698.6543
| Peak Demand (S) | 0 | 0 | 0 | 0 | 0 | 0 | 0 | 0 | 0 | 0 | 0 | 0 | 0 | 0 | 0 | 0 | 0 | 0 | 0 | 0 | 0 | 0 | 0 | 0 | 0 | 0 | 0 | 0 | 0 | 0 | 0 | 0_Peak Demand (S) |  |  |  |  | 0
| Peak Demand (W) | 0 | 0 | 0 | 0 | 0 | 0 | 0 | 0 | 0 | 0 | 0 | 0 | 0 | 0 | 0 | 0 | 0 | 0 | 0 | 0 | 0 | 0 | 0 | 0 | 0 | 0 | 0 | 0 | 0 | 0 | 0 | 0_Peak Demand (W) |  |  |  |  | 884.6119
| Turnover | 0 | 0 | 0 | 0 | 0 | 0 | 0 | 0 | 0 | 0 | 0 | 0 | 0 | 0 | 0 | 0 | 0 | 0 | 0 | 0 | 0 | 0 | 0 | 0 | 0 | 0 | 0 | 0 | 0 | 0 | 0 | 0_Turnover |  |  |  |  | 6885.4476
| Avg. Replacement Usage | 0 | 0 | 0 | 0 | 0 | 0 | 0 | 0 | 0 | 0 | 0 | 0 | 0 | 0 | 0 | 0 | 0 | 0 | 0 | 0 | 0 | 0 | 0 | 0 | 0 | 0 | 0 | 0 | 0 | 0 | 0 | 0_Avg. Replacement Usage |  |  |  |  | 5638.8522
| Avg. Replacement Demand (S) | 0 | 0 | 0 | 0 | 0 | 0 | 0 | 0 | 0 | 0 | 0 | 0 | 0 | 0 | 0 | 0 | 0 | 0 | 0 | 0 | 0 | 0 | 0 | 0 | 0 | 0 | 0 | 0 | 0 | 0 | 0 | 0_Avg. Replacement Demand (S) |  |  |  |  | 0
| Avg. Replacement Demand (W) | 0 | 0 | 0 | 0 | 0 | 0 | 0 | 0 | 0 | 0 | 0 | 0 | 0 | 0 | 0 | 0 | 0 | 0 | 0 | 0 | 0 | 0 | 0 | 0 | 0 | 0 | 0 | 0 | 0 | 0 | 0 | 0_Avg. Replacement Demand (W) |  |  |  |  | 2.9366
Purchases
| Year | Year 0 | Year 1 | Year 2 | Year 3 | Year 4 | Year 5 | Year 6 | Year 7 | Year 8 | Year 9 | Year 10 | Year 11 | Year 12 | Year 13 | Year 14 | Year 15 | Year 16 | Year 17 | Year 18 | Year 19 | Year 20 | Year 21 | Year 22 | Year 23 | Year 24 | Year 25 | Year 26 | Year 27 | Year 28 | Year 29 | Year 30
| E1 | 0 | 0 | 0 | 0 | 0 | 0 | 0 | 0 | 0 | 0 | 0 | 0 | 0 | 0 | 0 | 0 | 0 | 0 | 0 | 0 | 0 | 0 | 0 | 0 | 0 | 0 | 0 | 0 | 0 | 0 | 0 | 0_E1_Purchases |  |  |  |  | 6885.4476
| E2 | 0 | 0 | 0 | 0 | 0 | 0 | 0 | 0 | 0 | 0 | 0 | 0 | 0 | 0 | 0 | 0 | 0 | 0 | 0 | 0 | 0 | 0 | 0 | 0 | 0 | 0 | 0 | 0 | 0 | 0 | 0 | 0_E2_Purchases |  |  |  |  | 0
| E3 | 0 | 0 | 0 | 0 | 0 | 0 | 0 | 0 | 0 | 0 | 0 | 0 | 0 | 0 | 0 | 0 | 0 | 0 | 0 | 0 | 0 | 0 | 0 | 0 | 0 | 0 | 0 | 0 | 0 | 0 | 0 | 0_E3_Purchases |  |  |  |  | 0
| E4 | 0 | 0 | 0 | 0 | 0 | 0 | 0 | 0 | 0 | 0 | 0 | 0 | 0 | 0 | 0 | 0 | 0 | 0 | 0 | 0 | 0 | 0 | 0 | 0 | 0 | 0 | 0 | 0 | 0 | 0 | 0 | 0_E4_Purchases |  |  |  |  | 0
| E5 | 0 | 0 | 0 | 0 | 0 | 0 | 0 | 0 | 0 | 0 | 0 | 0 | 0 | 0 | 0 | 0 | 0 | 0 | 0 | 0 | 0 | 0 | 0 | 0 | 0 | 0 | 0 | 0 | 0 | 0 | 0 | 0_E5_Purchases |  |  |  |  | 0
| E6 | 0 | 0 | 0 | 0 | 0 | 0 | 0 | 0 | 0 | 0 | 0 | 0 | 0 | 0 | 0 | 0 | 0 | 0 | 0 | 0 | 0 | 0 | 0 | 0 | 0 | 0 | 0 | 0 | 0 | 0 | 0 | 0_E6_Purchases |  |  |  |  | 0
| E7 | 0 | 0 | 0 | 0 | 0 | 0 | 0 | 0 | 0 | 0 | 0 | 0 | 0 | 0 | 0 | 0 | 0 | 0 | 0 | 0 | 0 | 0 | 0 | 0 | 0 | 0 | 0 | 0 | 0 | 0 | 0 | 0_E7_Purchases |  |  |  |  | 0
| E8 | 0 | 0 | 0 | 0 | 0 | 0 | 0 | 0 | 0 | 0 | 0 | 0 | 0 | 0 | 0 | 0 | 0 | 0 | 0 | 0 | 0 | 0 | 0 | 0 | 0 | 0 | 0 | 0 | 0 | 0 | 0 | 0_E8_Purchases |  |  |  |  | 0
| E9 | 0 | 0 | 0 | 0 | 0 | 0 | 0 | 0 | 0 | 0 | 0 | 0 | 0 | 0 | 0 | 0 | 0 | 0 | 0 | 0 | 0 | 0 | 0 | 0 | 0 | 0 | 0 | 0 | 0 | 0 | 0 | 0_E9_Purchases |  |  |  |  | 0
| E10 | 0 | 0 | 0 | 0 | 0 | 0 | 0 | 0 | 0 | 0 | 0 | 0 | 0 | 0 | 0 | 0 | 0 | 0 | 0 | 0 | 0 | 0 | 0 | 0 | 0 | 0 | 0 | 0 | 0 | 0 | 0 | 0_E10_Purchases |  |  |  |  | 0
Stock
| Year | Year 0 | Year 1 | Year 2 | Year 3 | Year 4 | Year 5 | Year 6 | Year 7 | Year 8 | Year 9 | Year 10 | Year 11 | Year 12 | Year 13 | Year 14 | Year 15 | Year 16 | Year 17 | Year 18 | Year 19 | Year 20 | Year 21 | Year 22 | Year 23 | Year 24 | Year 25 | Year 26 | Year 27 | Year 28 | Year 29 | Year 30
| E1 | 0 | 0 | 0 | 0 | 0 | 0 | 0 | 0 | 0 | 0 | 0 | 0 | 0 | 0 | 0 | 0 | 0 | 0 | 0 | 0 | 0 | 0 | 0 | 0 | 0 | 0 | 0 | 0 | 0 | 0 | 0 | 0_E1_Stock |  |  |  |  | 13576.6093
| E2 | 0 | 0 | 0 | 0 | 0 | 0 | 0 | 0 | 0 | 0 | 0 | 0 | 0 | 0 | 0 | 0 | 0 | 0 | 0 | 0 | 0 | 0 | 0 | 0 | 0 | 0 | 0 | 0 | 0 | 0 | 0 | 0_E2_Stock |  |  |  |  | 0
| E3 | 0 | 0 | 0 | 0 | 0 | 0 | 0 | 0 | 0 | 0 | 0 | 0 | 0 | 0 | 0 | 0 | 0 | 0 | 0 | 0 | 0 | 0 | 0 | 0 | 0 | 0 | 0 | 0 | 0 | 0 | 0 | 0_E3_Stock |  |  |  |  | 0
| E4 | 0 | 0 | 0 | 0 | 0 | 0 | 0 | 0 | 0 | 0 | 0 | 0 | 0 | 0 | 0 | 0 | 0 | 0 | 0 | 0 | 0 | 0 | 0 | 0 | 0 | 0 | 0 | 0 | 0 | 0 | 0 | 0_E4_Stock |  |  |  |  | 0
| E5 | 0 | 0 | 0 | 0 | 0 | 0 | 0 | 0 | 0 | 0 | 0 | 0 | 0 | 0 | 0 | 0 | 0 | 0 | 0 | 0 | 0 | 0 | 0 | 0 | 0 | 0 | 0 | 0 | 0 | 0 | 0 | 0_E5_Stock |  |  |  |  | 0
| E6 | 0 | 0 | 0 | 0 | 0 | 0 | 0 | 0 | 0 | 0 | 0 | 0 | 0 | 0 | 0 | 0 | 0 | 0 | 0 | 0 | 0 | 0 | 0 | 0 | 0 | 0 | 0 | 0 | 0 | 0 | 0 | 0_E6_Stock |  |  |  |  | 0
| E7 | 0 | 0 | 0 | 0 | 0 | 0 | 0 | 0 | 0 | 0 | 0 | 0 | 0 | 0 | 0 | 0 | 0 | 0 | 0 | 0 | 0 | 0 | 0 | 0 | 0 | 0 | 0 | 0 | 0 | 0 | 0 | 0_E7_Stock |  |  |  |  | 0
| E8 | 0 | 0 | 0 | 0 | 0 | 0 | 0 | 0 | 0 | 0 | 0 | 0 | 0 | 0 | 0 | 0 | 0 | 0 | 0 | 0 | 0 | 0 | 0 | 0 | 0 | 0 | 0 | 0 | 0 | 0 | 0 | 0_E8_Stock |  |  |  |  | 0
| E9 | 0 | 0 | 0 | 0 | 0 | 0 | 0 | 0 | 0 | 0 | 0 | 0 | 0 | 0 | 0 | 0 | 0 | 0 | 0 | 0 | 0 | 0 | 0 | 0 | 0 | 0 | 0 | 0 | 0 | 0 | 0 | 0_E9_Stock |  |  |  |  | 0
| E10 | 0 | 0 | 0 | 0 | 0 | 0 | 0 | 0 | 0 | 0 | 0 | 0 | 0 | 0 | 0 | 0 | 0 | 0 | 0 | 0 | 0 | 0 | 0 | 0 | 0 | 0 | 0 | 0 | 0 | 0 | 0 | 0_E10_Stock |  |  |  |  | 0
| Vintage | 0 | 0 | 0 | 0 | 0 | 0 | 0 | 0 | 0 | 0 | 0 | 0 | 0 | 0 | 0 | 0 | 0 | 0 | 0 | 0 | 0 | 0 | 0 | 0 | 0 | 0 | 0 | 0 | 0 | 0 | 0 | 0_Vintage_Stock |  |  |  |  | 288381.2139
S4C2 |  | Year 0: System 4 Technology 2
Technology Variables
| Tech Key | Year 0: 0
| Peak Factor (S) | Year 0: 0
| Peak Factor (W) | Year 0: 0
| Min Vintage Lifetime | Year 0: 0
| Max Vintage Lifetime | Year 0: 0
| Turnover Style | Year 0: 0
Technology Variables
| Equipment | Year 0: Label; Year 1: Min Lifetime; Year 2: Max Lifetime; Year 3: Degradation; Year 4: Usage; Year 5: Available
| E1 | Year 1: 0; Year 2: 0; Year 3: 0%; Year 4: 0; Year 5: FALSE
| E2 | Year 1: 0; Year 2: 0; Year 3: 0%; Year 4: 0; Year 5: FALSE
| E3 | Year 1: 0; Year 2: 0; Year 3: 0%; Year 4: 0; Year 5: FALSE
| E4 | Year 1: 0; Year 2: 0; Year 3: 0%; Year 4: 0; Year 5: FALSE
| E5 | Year 1: 0; Year 2: 0; Year 3: 0%; Year 4: 0; Year 5: FALSE
| E6 | Year 1: 0; Year 2: 0; Year 3: 0%; Year 4: 0; Year 5: FALSE
| E7 | Year 1: 0; Year 2: 0; Year 3: 0%; Year 4: 0; Year 5: FALSE
| E8 | Year 1: 0; Year 2: 0; Year 3: 0%; Year 4: 0; Year 5: FALSE
| E9 | Year 1: 0; Year 2: 0; Year 3: 0%; Year 4: 0; Year 5: FALSE
| E10 | Year 1: 0; Year 2: 0; Year 3: 0%; Year 4: 0; Year 5: FALSE
Original Forecast Results
| Year | Year 0 | Year 1 | Year 2 | Year 3 | Year 4 | Year 5 | Year 6 | Year 7 | Year 8 | Year 9 | Year 10 | Year 11 | Year 12 | Year 13 | Year 14 | Year 15 | Year 16 | Year 17 | Year 18 | Year 19 | Year 20 | Year 21 | Year 22 | Year 23 | Year 24 | Year 25 | Year 26 | Year 27 | Year 28 | Year 29 | Year 30 | Key
| Units | 0 | 0 | 0 | 0 | 0 | 0 | 0 | 0 | 0 | 0 | 0 | 0 | 0 | 0 | 0 | 0 | 0 | 0 | 0 | 0 | 0 | 0 | 0 | 0 | 0 | 0 | 0 | 0 | 0 | 0 | 0 | #REF! |  |  |  |  | 301957.8232
| Usage | 0 | 0 | 0 | 0 | 0 | 0 | 0 | 0 | 0 | 0 | 0 | 0 | 0 | 0 | 0 | 0 | 0 | 0 | 0 | 0 | 0 | 0 | 0 | 0 | 0 | 0 | 0 | 0 | 0 | 0 | 0 | #REF! |  |  |  |  | 1698.6543
| Peak Demand (S) | 0 | 0 | 0 | 0 | 0 | 0 | 0 | 0 | 0 | 0 | 0 | 0 | 0 | 0 | 0 | 0 | 0 | 0 | 0 | 0 | 0 | 0 | 0 | 0 | 0 | 0 | 0 | 0 | 0 | 0 | 0 | #REF! |  |  |  |  | 0
| Peak Demand (W) | 0 | 0 | 0 | 0 | 0 | 0 | 0 | 0 | 0 | 0 | 0 | 0 | 0 | 0 | 0 | 0 | 0 | 0 | 0 | 0 | 0 | 0 | 0 | 0 | 0 | 0 | 0 | 0 | 0 | 0 | 0 | #REF! |  |  |  |  | 884.6119
| Turnover | 0 | 0 | 0 | 0 | 0 | 0 | 0 | 0 | 0 | 0 | 0 | 0 | 0 | 0 | 0 | 0 | 0 | 0 | 0 | 0 | 0 | 0 | 0 | 0 | 0 | 0 | 0 | 0 | 0 | 0 | 0 | #REF! |  |  |  |  | 6885.4476
| Avg. Replacement Usage | 0 | 0 | 0 | 0 | 0 | 0 | 0 | 0 | 0 | 0 | 0 | 0 | 0 | 0 | 0 | 0 | 0 | 0 | 0 | 0 | 0 | 0 | 0 | 0 | 0 | 0 | 0 | 0 | 0 | 0 | 0 | #REF! |  |  |  |  | 5638.8522
| Avg. Replacement Demand (S) | 0 | 0 | 0 | 0 | 0 | 0 | 0 | 0 | 0 | 0 | 0 | 0 | 0 | 0 | 0 | 0 | 0 | 0 | 0 | 0 | 0 | 0 | 0 | 0 | 0 | 0 | 0 | 0 | 0 | 0 | 0 | #REF! |  |  |  |  | 0
| Avg. Replacement Demand (W) | 0 | 0 | 0 | 0 | 0 | 0 | 0 | 0 | 0 | 0 | 0 | 0 | 0 | 0 | 0 | 0 | 0 | 0 | 0 | 0 | 0 | 0 | 0 | 0 | 0 | 0 | 0 | 0 | 0 | 0 | 0 | #REF! |  |  |  |  | 2.9366
Tech Forecast Stock
| Year | Year 0 | Year 1 | Year 2 | Year 3 | Year 4 | Year 5 | Year 6 | Year 7 | Year 8 | Year 9 | Year 10 | Year 11 | Year 12 | Year 13 | Year 14 | Year 15 | Year 16 | Year 17 | Year 18 | Year 19 | Year 20 | Year 21 | Year 22 | Year 23 | Year 24 | Year 25 | Year 26 | Year 27 | Year 28 | Year 29 | Year 30
| E1 | 0 | 0 | 0 | 0 | 0 | 0 | 0 | 0 | 0 | 0 | 0 | 0 | 0 | 0 | 0 | 0 | 0 | 0 | 0 | 0 | 0 | 0 | 0 | 0 | 0 | 0 | 0 | 0 | 0 | 0 | 0
| E2 | 0 | 0 | 0 | 0 | 0 | 0 | 0 | 0 | 0 | 0 | 0 | 0 | 0 | 0 | 0 | 0 | 0 | 0 | 0 | 0 | 0 | 0 | 0 | 0 | 0 | 0 | 0 | 0 | 0 | 0 | 0
| E3 | 0 | 0 | 0 | 0 | 0 | 0 | 0 | 0 | 0 | 0 | 0 | 0 | 0 | 0 | 0 | 0 | 0 | 0 | 0 | 0 | 0 | 0 | 0 | 0 | 0 | 0 | 0 | 0 | 0 | 0 | 0
| E4 | 0 | 0 | 0 | 0 | 0 | 0 | 0 | 0 | 0 | 0 | 0 | 0 | 0 | 0 | 0 | 0 | 0 | 0 | 0 | 0 | 0 | 0 | 0 | 0 | 0 | 0 | 0 | 0 | 0 | 0 | 0
| E5 | 0 | 0 | 0 | 0 | 0 | 0 | 0 | 0 | 0 | 0 | 0 | 0 | 0 | 0 | 0 | 0 | 0 | 0 | 0 | 0 | 0 | 0 | 0 | 0 | 0 | 0 | 0 | 0 | 0 | 0 | 0
| E6 | 0 | 0 | 0 | 0 | 0 | 0 | 0 | 0 | 0 | 0 | 0 | 0 | 0 | 0 | 0 | 0 | 0 | 0 | 0 | 0 | 0 | 0 | 0 | 0 | 0 | 0 | 0 | 0 | 0 | 0 | 0
| E7 | 0 | 0 | 0 | 0 | 0 | 0 | 0 | 0 | 0 | 0 | 0 | 0 | 0 | 0 | 0 | 0 | 0 | 0 | 0 | 0 | 0 | 0 | 0 | 0 | 0 | 0 | 0 | 0 | 0 | 0 | 0
| E8 | 0 | 0 | 0 | 0 | 0 | 0 | 0 | 0 | 0 | 0 | 0 | 0 | 0 | 0 | 0 | 0 | 0 | 0 | 0 | 0 | 0 | 0 | 0 | 0 | 0 | 0 | 0 | 0 | 0 | 0 | 0
| E9 | 0 | 0 | 0 | 0 | 0 | 0 | 0 | 0 | 0 | 0 | 0 | 0 | 0 | 0 | 0 | 0 | 0 | 0 | 0 | 0 | 0 | 0 | 0 | 0 | 0 | 0 | 0 | 0 | 0 | 0 | 0
| E10 | 0 | 0 | 0 | 0 | 0 | 0 | 0 | 0 | 0 | 0 | 0 | 0 | 0 | 0 | 0 | 0 | 0 | 0 | 0 | 0 | 0 | 0 | 0 | 0 | 0 | 0 | 0 | 0 | 0 | 0 | 0
| Vintage | 0 | 0 | 0 | 0 | 0 | 0 | 0 | 0 | 0 | 0 | 0 | 0 | 0 | 0 | 0 | 0 | 0 | 0 | 0 | 0 | 0 | 0 | 0 | 0 | 0 | 0 | 0 | 0 | 0 | 0 | 0
Stock for Switching
| Year | Year 0 | Year 1 | Year 2 | Year 3 | Year 4 | Year 5 | Year 6 | Year 7 | Year 8 | Year 9 | Year 10 | Year 11 | Year 12 | Year 13 | Year 14 | Year 15 | Year 16 | Year 17 | Year 18 | Year 19 | Year 20 | Year 21 | Year 22 | Year 23 | Year 24 | Year 25 | Year 26 | Year 27 | Year 28 | Year 29 | Year 30
| E1 | 0 | 0 | 0 | 0 | 0 | 0 | 0 | 0 | 0 | 0 | 0 | 0 | 0 | 0 | 0 | 0 | 0 | 0 | 0 | 0 | 0 | 0 | 0 | 0 | 0 | 0 | 0 | 0 | 0 | 0 | 0 | 0_E1_SysStock
| E2 | 0 | 0 | 0 | 0 | 0 | 0 | 0 | 0 | 0 | 0 | 0 | 0 | 0 | 0 | 0 | 0 | 0 | 0 | 0 | 0 | 0 | 0 | 0 | 0 | 0 | 0 | 0 | 0 | 0 | 0 | 0 | 0_E2_SysStock
| E3 | 0 | 0 | 0 | 0 | 0 | 0 | 0 | 0 | 0 | 0 | 0 | 0 | 0 | 0 | 0 | 0 | 0 | 0 | 0 | 0 | 0 | 0 | 0 | 0 | 0 | 0 | 0 | 0 | 0 | 0 | 0 | 0_E3_SysStock
| E4 | 0 | 0 | 0 | 0 | 0 | 0 | 0 | 0 | 0 | 0 | 0 | 0 | 0 | 0 | 0 | 0 | 0 | 0 | 0 | 0 | 0 | 0 | 0 | 0 | 0 | 0 | 0 | 0 | 0 | 0 | 0 | 0_E4_SysStock
| E5 | 0 | 0 | 0 | 0 | 0 | 0 | 0 | 0 | 0 | 0 | 0 | 0 | 0 | 0 | 0 | 0 | 0 | 0 | 0 | 0 | 0 | 0 | 0 | 0 | 0 | 0 | 0 | 0 | 0 | 0 | 0 | 0_E5_SysStock
| E6 | 0 | 0 | 0 | 0 | 0 | 0 | 0 | 0 | 0 | 0 | 0 | 0 | 0 | 0 | 0 | 0 | 0 | 0 | 0 | 0 | 0 | 0 | 0 | 0 | 0 | 0 | 0 | 0 | 0 | 0 | 0 | 0_E6_SysStock
| E7 | 0 | 0 | 0 | 0 | 0 | 0 | 0 | 0 | 0 | 0 | 0 | 0 | 0 | 0 | 0 | 0 | 0 | 0 | 0 | 0 | 0 | 0 | 0 | 0 | 0 | 0 | 0 | 0 | 0 | 0 | 0 | 0_E7_SysStock
| E8 | 0 | 0 | 0 | 0 | 0 | 0 | 0 | 0 | 0 | 0 | 0 | 0 | 0 | 0 | 0 | 0 | 0 | 0 | 0 | 0 | 0 | 0 | 0 | 0 | 0 | 0 | 0 | 0 | 0 | 0 | 0 | 0_E8_SysStock
| E9 | 0 | 0 | 0 | 0 | 0 | 0 | 0 | 0 | 0 | 0 | 0 | 0 | 0 | 0 | 0 | 0 | 0 | 0 | 0 | 0 | 0 | 0 | 0 | 0 | 0 | 0 | 0 | 0 | 0 | 0 | 0 | 0_E9_SysStock
| E10 | 0 | 0 | 0 | 0 | 0 | 0 | 0 | 0 | 0 | 0 | 0 | 0 | 0 | 0 | 0 | 0 | 0 | 0 | 0 | 0 | 0 | 0 | 0 | 0 | 0 | 0 | 0 | 0 | 0 | 0 | 0 | 0_E10_SysStock
| Vintage | 0 | 0 | 0 | 0 | 0 | 0 | 0 | 0 | 0 | 0 | 0 | 0 | 0 | 0 | 0 | 0 | 0 | 0 | 0 | 0 | 0 | 0 | 0 | 0 | 0 | 0 | 0 | 0 | 0 | 0 | 0 | 0_Vintage_SysStock
Tech Forecast Purchases
| Year | Year 0 | Year 1 | Year 2 | Year 3 | Year 4 | Year 5 | Year 6 | Year 7 | Year 8 | Year 9 | Year 10 | Year 11 | Year 12 | Year 13 | Year 14 | Year 15 | Year 16 | Year 17 | Year 18 | Year 19 | Year 20 | Year 21 | Year 22 | Year 23 | Year 24 | Year 25 | Year 26 | Year 27 | Year 28 | Year 29 | Year 30
| E1 | 0 | 0 | 0 | 0 | 0 | 0 | 0 | 0 | 0 | 0 | 0 | 0 | 0 | 0 | 0 | 0 | 0 | 0 | 0 | 0 | 0 | 0 | 0 | 0 | 0 | 0 | 0 | 0 | 0 | 0 | 0
| E2 | 0 | 0 | 0 | 0 | 0 | 0 | 0 | 0 | 0 | 0 | 0 | 0 | 0 | 0 | 0 | 0 | 0 | 0 | 0 | 0 | 0 | 0 | 0 | 0 | 0 | 0 | 0 | 0 | 0 | 0 | 0
| E3 | 0 | 0 | 0 | 0 | 0 | 0 | 0 | 0 | 0 | 0 | 0 | 0 | 0 | 0 | 0 | 0 | 0 | 0 | 0 | 0 | 0 | 0 | 0 | 0 | 0 | 0 | 0 | 0 | 0 | 0 | 0
| E4 | 0 | 0 | 0 | 0 | 0 | 0 | 0 | 0 | 0 | 0 | 0 | 0 | 0 | 0 | 0 | 0 | 0 | 0 | 0 | 0 | 0 | 0 | 0 | 0 | 0 | 0 | 0 | 0 | 0 | 0 | 0
| E5 | 0 | 0 | 0 | 0 | 0 | 0 | 0 | 0 | 0 | 0 | 0 | 0 | 0 | 0 | 0 | 0 | 0 | 0 | 0 | 0 | 0 | 0 | 0 | 0 | 0 | 0 | 0 | 0 | 0 | 0 | 0
| E6 | 0 | 0 | 0 | 0 | 0 | 0 | 0 | 0 | 0 | 0 | 0 | 0 | 0 | 0 | 0 | 0 | 0 | 0 | 0 | 0 | 0 | 0 | 0 | 0 | 0 | 0 | 0 | 0 | 0 | 0 | 0
| E7 | 0 | 0 | 0 | 0 | 0 | 0 | 0 | 0 | 0 | 0 | 0 | 0 | 0 | 0 | 0 | 0 | 0 | 0 | 0 | 0 | 0 | 0 | 0 | 0 | 0 | 0 | 0 | 0 | 0 | 0 | 0
| E8 | 0 | 0 | 0 | 0 | 0 | 0 | 0 | 0 | 0 | 0 | 0 | 0 | 0 | 0 | 0 | 0 | 0 | 0 | 0 | 0 | 0 | 0 | 0 | 0 | 0 | 0 | 0 | 0 | 0 | 0 | 0
| E9 | 0 | 0 | 0 | 0 | 0 | 0 | 0 | 0 | 0 | 0 | 0 | 0 | 0 | 0 | 0 | 0 | 0 | 0 | 0 | 0 | 0 | 0 | 0 | 0 | 0 | 0 | 0 | 0 | 0 | 0 | 0
| E10 | 0 | 0 | 0 | 0 | 0 | 0 | 0 | 0 | 0 | 0 | 0 | 0 | 0 | 0 | 0 | 0 | 0 | 0 | 0 | 0 | 0 | 0 | 0 | 0 | 0 | 0 | 0 | 0 | 0 | 0 | 0
Potential to Switch
| Year | Year 0 | Year 1 | Year 2 | Year 3 | Year 4 | Year 5 | Year 6 | Year 7 | Year 8 | Year 9 | Year 10 | Year 11 | Year 12 | Year 13 | Year 14 | Year 15 | Year 16 | Year 17 | Year 18 | Year 19 | Year 20 | Year 21 | Year 22 | Year 23 | Year 24 | Year 25 | Year 26 | Year 27 | Year 28 | Year 29 | Year 30
| E1 | 0 | 0 | 0 | 0 | 0 | 0 | 0 | 0 | 0 | 0 | 0 | 0 | 0 | 0 | 0 | 0 | 0 | 0 | 0 | 0 | 0 | 0 | 0 | 0 | 0 | 0 | 0 | 0 | 0 | 0 | 0 | 0_E1_Switched Out
| E2 | 0 | 0 | 0 | 0 | 0 | 0 | 0 | 0 | 0 | 0 | 0 | 0 | 0 | 0 | 0 | 0 | 0 | 0 | 0 | 0 | 0 | 0 | 0 | 0 | 0 | 0 | 0 | 0 | 0 | 0 | 0 | 0_E2_Switched Out
| E3 | 0 | 0 | 0 | 0 | 0 | 0 | 0 | 0 | 0 | 0 | 0 | 0 | 0 | 0 | 0 | 0 | 0 | 0 | 0 | 0 | 0 | 0 | 0 | 0 | 0 | 0 | 0 | 0 | 0 | 0 | 0 | 0_E3_Switched Out
| E4 | 0 | 0 | 0 | 0 | 0 | 0 | 0 | 0 | 0 | 0 | 0 | 0 | 0 | 0 | 0 | 0 | 0 | 0 | 0 | 0 | 0 | 0 | 0 | 0 | 0 | 0 | 0 | 0 | 0 | 0 | 0 | 0_E4_Switched Out
| E5 | 0 | 0 | 0 | 0 | 0 | 0 | 0 | 0 | 0 | 0 | 0 | 0 | 0 | 0 | 0 | 0 | 0 | 0 | 0 | 0 | 0 | 0 | 0 | 0 | 0 | 0 | 0 | 0 | 0 | 0 | 0 | 0_E5_Switched Out
| E6 | 0 | 0 | 0 | 0 | 0 | 0 | 0 | 0 | 0 | 0 | 0 | 0 | 0 | 0 | 0 | 0 | 0 | 0 | 0 | 0 | 0 | 0 | 0 | 0 | 0 | 0 | 0 | 0 | 0 | 0 | 0 | 0_E6_Switched Out
| E7 | 0 | 0 | 0 | 0 | 0 | 0 | 0 | 0 | 0 | 0 | 0 | 0 | 0 | 0 | 0 | 0 | 0 | 0 | 0 | 0 | 0 | 0 | 0 | 0 | 0 | 0 | 0 | 0 | 0 | 0 | 0 | 0_E7_Switched Out
| E8 | 0 | 0 | 0 | 0 | 0 | 0 | 0 | 0 | 0 | 0 | 0 | 0 | 0 | 0 | 0 | 0 | 0 | 0 | 0 | 0 | 0 | 0 | 0 | 0 | 0 | 0 | 0 | 0 | 0 | 0 | 0 | 0_E8_Switched Out
| E9 | 0 | 0 | 0 | 0 | 0 | 0 | 0 | 0 | 0 | 0 | 0 | 0 | 0 | 0 | 0 | 0 | 0 | 0 | 0 | 0 | 0 | 0 | 0 | 0 | 0 | 0 | 0 | 0 | 0 | 0 | 0 | 0_E9_Switched Out
| E10 | 0 | 0 | 0 | 0 | 0 | 0 | 0 | 0 | 0 | 0 | 0 | 0 | 0 | 0 | 0 | 0 | 0 | 0 | 0 | 0 | 0 | 0 | 0 | 0 | 0 | 0 | 0 | 0 | 0 | 0 | 0 | 0_E10_Switched Out
Units Out
| E1 | 0 | 0 | 0 | 0 | 0 | 0 | 0 | 0 | 0 | 0 | 0 | 0 | 0 | 0 | 0 | 0 | 0 | 0 | 0 | 0 | 0 | 0 | 0 | 0 | 0 | 0 | 0 | 0 | 0 | 0 | 0
| E2 | 0 | 0 | 0 | 0 | 0 | 0 | 0 | 0 | 0 | 0 | 0 | 0 | 0 | 0 | 0 | 0 | 0 | 0 | 0 | 0 | 0 | 0 | 0 | 0 | 0 | 0 | 0 | 0 | 0 | 0 | 0
| E3 | 0 | 0 | 0 | 0 | 0 | 0 | 0 | 0 | 0 | 0 | 0 | 0 | 0 | 0 | 0 | 0 | 0 | 0 | 0 | 0 | 0 | 0 | 0 | 0 | 0 | 0 | 0 | 0 | 0 | 0 | 0
| E4 | 0 | 0 | 0 | 0 | 0 | 0 | 0 | 0 | 0 | 0 | 0 | 0 | 0 | 0 | 0 | 0 | 0 | 0 | 0 | 0 | 0 | 0 | 0 | 0 | 0 | 0 | 0 | 0 | 0 | 0 | 0
| E5 | 0 | 0 | 0 | 0 | 0 | 0 | 0 | 0 | 0 | 0 | 0 | 0 | 0 | 0 | 0 | 0 | 0 | 0 | 0 | 0 | 0 | 0 | 0 | 0 | 0 | 0 | 0 | 0 | 0 | 0 | 0
| E6 | 0 | 0 | 0 | 0 | 0 | 0 | 0 | 0 | 0 | 0 | 0 | 0 | 0 | 0 | 0 | 0 | 0 | 0 | 0 | 0 | 0 | 0 | 0 | 0 | 0 | 0 | 0 | 0 | 0 | 0 | 0
| E7 | 0 | 0 | 0 | 0 | 0 | 0 | 0 | 0 | 0 | 0 | 0 | 0 | 0 | 0 | 0 | 0 | 0 | 0 | 0 | 0 | 0 | 0 | 0 | 0 | 0 | 0 | 0 | 0 | 0 | 0 | 0
| E8 | 0 | 0 | 0 | 0 | 0 | 0 | 0 | 0 | 0 | 0 | 0 | 0 | 0 | 0 | 0 | 0 | 0 | 0 | 0 | 0 | 0 | 0 | 0 | 0 | 0 | 0 | 0 | 0 | 0 | 0 | 0
| E9 | 0 | 0 | 0 | 0 | 0 | 0 | 0 | 0 | 0 | 0 | 0 | 0 | 0 | 0 | 0 | 0 | 0 | 0 | 0 | 0 | 0 | 0 | 0 | 0 | 0 | 0 | 0 | 0 | 0 | 0 | 0
| E10 | 0 | 0 | 0 | 0 | 0 | 0 | 0 | 0 | 0 | 0 | 0 | 0 | 0 | 0 | 0 | 0 | 0 | 0 | 0 | 0 | 0 | 0 | 0 | 0 | 0 | 0 | 0 | 0 | 0 | 0 | 0
| Vintage | 0 | 0 | 0 | 0 | 0 | 0 | 0 | 0 | 0 | 0 | 0 | 0 | 0 | 0 | 0 | 0 | 0 | 0 | 0 | 0 | 0 | 0 | 0 | 0 | 0 | 0 | 0 | 0 | 0 | 0 | 0
Tech Purchase Shares
| Year | Year 0 | Year 1 | Year 2 | Year 3 | Year 4 | Year 5 | Year 6 | Year 7 | Year 8 | Year 9 | Year 10 | Year 11 | Year 12 | Year 13 | Year 14 | Year 15 | Year 16 | Year 17 | Year 18 | Year 19 | Year 20 | Year 21 | Year 22 | Year 23 | Year 24 | Year 25 | Year 26 | Year 27 | Year 28 | Year 29 | Year 30
E1 | bar: Year 0 to Year 30
E2 | bar: Year 0 to Year 30
E3 | bar: Year 0 to Year 30
E4 | bar: Year 0 to Year 30
E5 | bar: Year 0 to Year 30
E6 | bar: Year 0 to Year 30
E7 | bar: Year 0 to Year 30
E8 | bar: Year 0 to Year 30
E9 | bar: Year 0 to Year 30
E10 | bar: Year 0 to Year 30
Units In from Switching
| E1 | 0 | 0 | 0 | 0 | 0 | 0 | 0 | 0 | 0 | 0 | 0 | 0 | 0 | 0 | 0 | 0 | 0 | 0 | 0 | 0 | 0 | 0 | 0 | 0 | 0 | 0 | 0 | 0 | 0 | 0 | 0
| E2 | 0 | 0 | 0 | 0 | 0 | 0 | 0 | 0 | 0 | 0 | 0 | 0 | 0 | 0 | 0 | 0 | 0 | 0 | 0 | 0 | 0 | 0 | 0 | 0 | 0 | 0 | 0 | 0 | 0 | 0 | 0
| E3 | 0 | 0 | 0 | 0 | 0 | 0 | 0 | 0 | 0 | 0 | 0 | 0 | 0 | 0 | 0 | 0 | 0 | 0 | 0 | 0 | 0 | 0 | 0 | 0 | 0 | 0 | 0 | 0 | 0 | 0 | 0
| E4 | 0 | 0 | 0 | 0 | 0 | 0 | 0 | 0 | 0 | 0 | 0 | 0 | 0 | 0 | 0 | 0 | 0 | 0 | 0 | 0 | 0 | 0 | 0 | 0 | 0 | 0 | 0 | 0 | 0 | 0 | 0
| E5 | 0 | 0 | 0 | 0 | 0 | 0 | 0 | 0 | 0 | 0 | 0 | 0 | 0 | 0 | 0 | 0 | 0 | 0 | 0 | 0 | 0 | 0 | 0 | 0 | 0 | 0 | 0 | 0 | 0 | 0 | 0
| E6 | 0 | 0 | 0 | 0 | 0 | 0 | 0 | 0 | 0 | 0 | 0 | 0 | 0 | 0 | 0 | 0 | 0 | 0 | 0 | 0 | 0 | 0 | 0 | 0 | 0 | 0 | 0 | 0 | 0 | 0 | 0
| E7 | 0 | 0 | 0 | 0 | 0 | 0 | 0 | 0 | 0 | 0 | 0 | 0 | 0 | 0 | 0 | 0 | 0 | 0 | 0 | 0 | 0 | 0 | 0 | 0 | 0 | 0 | 0 | 0 | 0 | 0 | 0
| E8 | 0 | 0 | 0 | 0 | 0 | 0 | 0 | 0 | 0 | 0 | 0 | 0 | 0 | 0 | 0 | 0 | 0 | 0 | 0 | 0 | 0 | 0 | 0 | 0 | 0 | 0 | 0 | 0 | 0 | 0 | 0
| E9 | 0 | 0 | 0 | 0 | 0 | 0 | 0 | 0 | 0 | 0 | 0 | 0 | 0 | 0 | 0 | 0 | 0 | 0 | 0 | 0 | 0 | 0 | 0 | 0 | 0 | 0 | 0 | 0 | 0 | 0 | 0
| E10 | 0 | 0 | 0 | 0 | 0 | 0 | 0 | 0 | 0 | 0 | 0 | 0 | 0 | 0 | 0 | 0 | 0 | 0 | 0 | 0 | 0 | 0 | 0 | 0 | 0 | 0 | 0 | 0 | 0 | 0 | 0
| Vintage | 0 | 0 | 0 | 0 | 0 | 0 | 0 | 0 | 0 | 0 | 0 | 0 | 0 | 0 | 0 | 0 | 0 | 0 | 0 | 0 | 0 | 0 | 0 | 0 | 0 | 0 | 0 | 0 | 0 | 0 | 0
Net Change
| Year | Year 0 | Year 1 | Year 2 | Year 3 | Year 4 | Year 5 | Year 6 | Year 7 | Year 8 | Year 9 | Year 10 | Year 11 | Year 12 | Year 13 | Year 14 | Year 15 | Year 16 | Year 17 | Year 18 | Year 19 | Year 20 | Year 21 | Year 22 | Year 23 | Year 24 | Year 25 | Year 26 | Year 27 | Year 28 | Year 29 | Year 30 | Key
| Units | 0 | 0 | 0 | 0 | 0 | 0 | 0 | 0 | 0 | 0 | 0 | 0 | 0 | 0 | 0 | 0 | 0 | 0 | 0 | 0 | 0 | 0 | 0 | 0 | 0 | 0 | 0 | 0 | 0 | 0 | 0 | 0_Units |  |  |  |  | 301957.8232
| Usage | 0 | 0 | 0 | 0 | 0 | 0 | 0 | 0 | 0 | 0 | 0 | 0 | 0 | 0 | 0 | 0 | 0 | 0 | 0 | 0 | 0 | 0 | 0 | 0 | 0 | 0 | 0 | 0 | 0 | 0 | 0 | 0_Usage |  |  |  |  | 1698.6543
| Peak Demand (S) | 0 | 0 | 0 | 0 | 0 | 0 | 0 | 0 | 0 | 0 | 0 | 0 | 0 | 0 | 0 | 0 | 0 | 0 | 0 | 0 | 0 | 0 | 0 | 0 | 0 | 0 | 0 | 0 | 0 | 0 | 0 | 0_Peak Demand (S) |  |  |  |  | 0
| Peak Demand (W) | 0 | 0 | 0 | 0 | 0 | 0 | 0 | 0 | 0 | 0 | 0 | 0 | 0 | 0 | 0 | 0 | 0 | 0 | 0 | 0 | 0 | 0 | 0 | 0 | 0 | 0 | 0 | 0 | 0 | 0 | 0 | 0_Peak Demand (W) |  |  |  |  | 884.6119
| Turnover | 0 | 0 | 0 | 0 | 0 | 0 | 0 | 0 | 0 | 0 | 0 | 0 | 0 | 0 | 0 | 0 | 0 | 0 | 0 | 0 | 0 | 0 | 0 | 0 | 0 | 0 | 0 | 0 | 0 | 0 | 0 | 0_Turnover |  |  |  |  | 6885.4476
| Avg. Replacement Usage | 0 | 0 | 0 | 0 | 0 | 0 | 0 | 0 | 0 | 0 | 0 | 0 | 0 | 0 | 0 | 0 | 0 | 0 | 0 | 0 | 0 | 0 | 0 | 0 | 0 | 0 | 0 | 0 | 0 | 0 | 0 | 0_Avg. Replacement Usage |  |  |  |  | 5638.8522
| Avg. Replacement Demand (S) | 0 | 0 | 0 | 0 | 0 | 0 | 0 | 0 | 0 | 0 | 0 | 0 | 0 | 0 | 0 | 0 | 0 | 0 | 0 | 0 | 0 | 0 | 0 | 0 | 0 | 0 | 0 | 0 | 0 | 0 | 0 | 0_Avg. Replacement Demand (S) |  |  |  |  | 0
| Avg. Replacement Demand (W) | 0 | 0 | 0 | 0 | 0 | 0 | 0 | 0 | 0 | 0 | 0 | 0 | 0 | 0 | 0 | 0 | 0 | 0 | 0 | 0 | 0 | 0 | 0 | 0 | 0 | 0 | 0 | 0 | 0 | 0 | 0 | 0_Avg. Replacement Demand (W) |  |  |  |  | 2.9366
Purchases
| Year | Year 0 | Year 1 | Year 2 | Year 3 | Year 4 | Year 5 | Year 6 | Year 7 | Year 8 | Year 9 | Year 10 | Year 11 | Year 12 | Year 13 | Year 14 | Year 15 | Year 16 | Year 17 | Year 18 | Year 19 | Year 20 | Year 21 | Year 22 | Year 23 | Year 24 | Year 25 | Year 26 | Year 27 | Year 28 | Year 29 | Year 30
| E1 | 0 | 0 | 0 | 0 | 0 | 0 | 0 | 0 | 0 | 0 | 0 | 0 | 0 | 0 | 0 | 0 | 0 | 0 | 0 | 0 | 0 | 0 | 0 | 0 | 0 | 0 | 0 | 0 | 0 | 0 | 0 | 0_E1_Purchases |  |  |  |  | 6885.4476
| E2 | 0 | 0 | 0 | 0 | 0 | 0 | 0 | 0 | 0 | 0 | 0 | 0 | 0 | 0 | 0 | 0 | 0 | 0 | 0 | 0 | 0 | 0 | 0 | 0 | 0 | 0 | 0 | 0 | 0 | 0 | 0 | 0_E2_Purchases |  |  |  |  | 0
| E3 | 0 | 0 | 0 | 0 | 0 | 0 | 0 | 0 | 0 | 0 | 0 | 0 | 0 | 0 | 0 | 0 | 0 | 0 | 0 | 0 | 0 | 0 | 0 | 0 | 0 | 0 | 0 | 0 | 0 | 0 | 0 | 0_E3_Purchases |  |  |  |  | 0
| E4 | 0 | 0 | 0 | 0 | 0 | 0 | 0 | 0 | 0 | 0 | 0 | 0 | 0 | 0 | 0 | 0 | 0 | 0 | 0 | 0 | 0 | 0 | 0 | 0 | 0 | 0 | 0 | 0 | 0 | 0 | 0 | 0_E4_Purchases |  |  |  |  | 0
| E5 | 0 | 0 | 0 | 0 | 0 | 0 | 0 | 0 | 0 | 0 | 0 | 0 | 0 | 0 | 0 | 0 | 0 | 0 | 0 | 0 | 0 | 0 | 0 | 0 | 0 | 0 | 0 | 0 | 0 | 0 | 0 | 0_E5_Purchases |  |  |  |  | 0
| E6 | 0 | 0 | 0 | 0 | 0 | 0 | 0 | 0 | 0 | 0 | 0 | 0 | 0 | 0 | 0 | 0 | 0 | 0 | 0 | 0 | 0 | 0 | 0 | 0 | 0 | 0 | 0 | 0 | 0 | 0 | 0 | 0_E6_Purchases |  |  |  |  | 0
| E7 | 0 | 0 | 0 | 0 | 0 | 0 | 0 | 0 | 0 | 0 | 0 | 0 | 0 | 0 | 0 | 0 | 0 | 0 | 0 | 0 | 0 | 0 | 0 | 0 | 0 | 0 | 0 | 0 | 0 | 0 | 0 | 0_E7_Purchases |  |  |  |  | 0
| E8 | 0 | 0 | 0 | 0 | 0 | 0 | 0 | 0 | 0 | 0 | 0 | 0 | 0 | 0 | 0 | 0 | 0 | 0 | 0 | 0 | 0 | 0 | 0 | 0 | 0 | 0 | 0 | 0 | 0 | 0 | 0 | 0_E8_Purchases |  |  |  |  | 0
| E9 | 0 | 0 | 0 | 0 | 0 | 0 | 0 | 0 | 0 | 0 | 0 | 0 | 0 | 0 | 0 | 0 | 0 | 0 | 0 | 0 | 0 | 0 | 0 | 0 | 0 | 0 | 0 | 0 | 0 | 0 | 0 | 0_E9_Purchases |  |  |  |  | 0
| E10 | 0 | 0 | 0 | 0 | 0 | 0 | 0 | 0 | 0 | 0 | 0 | 0 | 0 | 0 | 0 | 0 | 0 | 0 | 0 | 0 | 0 | 0 | 0 | 0 | 0 | 0 | 0 | 0 | 0 | 0 | 0 | 0_E10_Purchases |  |  |  |  | 0
Stock
| Year | Year 0 | Year 1 | Year 2 | Year 3 | Year 4 | Year 5 | Year 6 | Year 7 | Year 8 | Year 9 | Year 10 | Year 11 | Year 12 | Year 13 | Year 14 | Year 15 | Year 16 | Year 17 | Year 18 | Year 19 | Year 20 | Year 21 | Year 22 | Year 23 | Year 24 | Year 25 | Year 26 | Year 27 | Year 28 | Year 29 | Year 30
| E1 | 0 | 0 | 0 | 0 | 0 | 0 | 0 | 0 | 0 | 0 | 0 | 0 | 0 | 0 | 0 | 0 | 0 | 0 | 0 | 0 | 0 | 0 | 0 | 0 | 0 | 0 | 0 | 0 | 0 | 0 | 0 | 0_E1_Stock |  |  |  |  | 13576.6093
| E2 | 0 | 0 | 0 | 0 | 0 | 0 | 0 | 0 | 0 | 0 | 0 | 0 | 0 | 0 | 0 | 0 | 0 | 0 | 0 | 0 | 0 | 0 | 0 | 0 | 0 | 0 | 0 | 0 | 0 | 0 | 0 | 0_E2_Stock |  |  |  |  | 0
| E3 | 0 | 0 | 0 | 0 | 0 | 0 | 0 | 0 | 0 | 0 | 0 | 0 | 0 | 0 | 0 | 0 | 0 | 0 | 0 | 0 | 0 | 0 | 0 | 0 | 0 | 0 | 0 | 0 | 0 | 0 | 0 | 0_E3_Stock |  |  |  |  | 0
| E4 | 0 | 0 | 0 | 0 | 0 | 0 | 0 | 0 | 0 | 0 | 0 | 0 | 0 | 0 | 0 | 0 | 0 | 0 | 0 | 0 | 0 | 0 | 0 | 0 | 0 | 0 | 0 | 0 | 0 | 0 | 0 | 0_E4_Stock |  |  |  |  | 0
| E5 | 0 | 0 | 0 | 0 | 0 | 0 | 0 | 0 | 0 | 0 | 0 | 0 | 0 | 0 | 0 | 0 | 0 | 0 | 0 | 0 | 0 | 0 | 0 | 0 | 0 | 0 | 0 | 0 | 0 | 0 | 0 | 0_E5_Stock |  |  |  |  | 0
| E6 | 0 | 0 | 0 | 0 | 0 | 0 | 0 | 0 | 0 | 0 | 0 | 0 | 0 | 0 | 0 | 0 | 0 | 0 | 0 | 0 | 0 | 0 | 0 | 0 | 0 | 0 | 0 | 0 | 0 | 0 | 0 | 0_E6_Stock |  |  |  |  | 0
| E7 | 0 | 0 | 0 | 0 | 0 | 0 | 0 | 0 | 0 | 0 | 0 | 0 | 0 | 0 | 0 | 0 | 0 | 0 | 0 | 0 | 0 | 0 | 0 | 0 | 0 | 0 | 0 | 0 | 0 | 0 | 0 | 0_E7_Stock |  |  |  |  | 0
| E8 | 0 | 0 | 0 | 0 | 0 | 0 | 0 | 0 | 0 | 0 | 0 | 0 | 0 | 0 | 0 | 0 | 0 | 0 | 0 | 0 | 0 | 0 | 0 | 0 | 0 | 0 | 0 | 0 | 0 | 0 | 0 | 0_E8_Stock |  |  |  |  | 0
| E9 | 0 | 0 | 0 | 0 | 0 | 0 | 0 | 0 | 0 | 0 | 0 | 0 | 0 | 0 | 0 | 0 | 0 | 0 | 0 | 0 | 0 | 0 | 0 | 0 | 0 | 0 | 0 | 0 | 0 | 0 | 0 | 0_E9_Stock |  |  |  |  | 0
| E10 | 0 | 0 | 0 | 0 | 0 | 0 | 0 | 0 | 0 | 0 | 0 | 0 | 0 | 0 | 0 | 0 | 0 | 0 | 0 | 0 | 0 | 0 | 0 | 0 | 0 | 0 | 0 | 0 | 0 | 0 | 0 | 0_E10_Stock |  |  |  |  | 0
| Vintage | 0 | 0 | 0 | 0 | 0 | 0 | 0 | 0 | 0 | 0 | 0 | 0 | 0 | 0 | 0 | 0 | 0 | 0 | 0 | 0 | 0 | 0 | 0 | 0 | 0 | 0 | 0 | 0 | 0 | 0 | 0 | 0_Vintage_Stock |  |  |  |  | 288381.2139
S4C3 |  | Year 0: System 4 Technology 3
Technology Variables
| Tech Key | Year 0: 0
| Peak Factor (S) | Year 0: 0
| Peak Factor (W) | Year 0: 0
| Min Vintage Lifetime | Year 0: 0
| Max Vintage Lifetime | Year 0: 0
| Turnover Style | Year 0: 0
Technology Variables
| Equipment | Year 0: Label; Year 1: Min Lifetime; Year 2: Max Lifetime; Year 3: Degradation; Year 4: Usage; Year 5: Available
| E1 | Year 1: 0; Year 2: 0; Year 3: 0%; Year 4: 0; Year 5: FALSE
| E2 | Year 1: 0; Year 2: 0; Year 3: 0%; Year 4: 0; Year 5: FALSE
| E3 | Year 1: 0; Year 2: 0; Year 3: 0%; Year 4: 0; Year 5: FALSE
| E4 | Year 1: 0; Year 2: 0; Year 3: 0%; Year 4: 0; Year 5: FALSE
| E5 | Year 1: 0; Year 2: 0; Year 3: 0%; Year 4: 0; Year 5: FALSE
| E6 | Year 1: 0; Year 2: 0; Year 3: 0%; Year 4: 0; Year 5: FALSE
| E7 | Year 1: 0; Year 2: 0; Year 3: 0%; Year 4: 0; Year 5: FALSE
| E8 | Year 1: 0; Year 2: 0; Year 3: 0%; Year 4: 0; Year 5: FALSE
| E9 | Year 1: 0; Year 2: 0; Year 3: 0%; Year 4: 0; Year 5: FALSE
| E10 | Year 1: 0; Year 2: 0; Year 3: 0%; Year 4: 0; Year 5: FALSE
Original Forecast Results
| Year | Year 0 | Year 1 | Year 2 | Year 3 | Year 4 | Year 5 | Year 6 | Year 7 | Year 8 | Year 9 | Year 10 | Year 11 | Year 12 | Year 13 | Year 14 | Year 15 | Year 16 | Year 17 | Year 18 | Year 19 | Year 20 | Year 21 | Year 22 | Year 23 | Year 24 | Year 25 | Year 26 | Year 27 | Year 28 | Year 29 | Year 30 | Key
| Units | 0 | 0 | 0 | 0 | 0 | 0 | 0 | 0 | 0 | 0 | 0 | 0 | 0 | 0 | 0 | 0 | 0 | 0 | 0 | 0 | 0 | 0 | 0 | 0 | 0 | 0 | 0 | 0 | 0 | 0 | 0 | #REF! |  |  |  |  | 301957.8232
| Usage | 0 | 0 | 0 | 0 | 0 | 0 | 0 | 0 | 0 | 0 | 0 | 0 | 0 | 0 | 0 | 0 | 0 | 0 | 0 | 0 | 0 | 0 | 0 | 0 | 0 | 0 | 0 | 0 | 0 | 0 | 0 | #REF! |  |  |  |  | 1698.6543
| Peak Demand (S) | 0 | 0 | 0 | 0 | 0 | 0 | 0 | 0 | 0 | 0 | 0 | 0 | 0 | 0 | 0 | 0 | 0 | 0 | 0 | 0 | 0 | 0 | 0 | 0 | 0 | 0 | 0 | 0 | 0 | 0 | 0 | #REF! |  |  |  |  | 0
| Peak Demand (W) | 0 | 0 | 0 | 0 | 0 | 0 | 0 | 0 | 0 | 0 | 0 | 0 | 0 | 0 | 0 | 0 | 0 | 0 | 0 | 0 | 0 | 0 | 0 | 0 | 0 | 0 | 0 | 0 | 0 | 0 | 0 | #REF! |  |  |  |  | 884.6119
| Turnover | 0 | 0 | 0 | 0 | 0 | 0 | 0 | 0 | 0 | 0 | 0 | 0 | 0 | 0 | 0 | 0 | 0 | 0 | 0 | 0 | 0 | 0 | 0 | 0 | 0 | 0 | 0 | 0 | 0 | 0 | 0 | #REF! |  |  |  |  | 6885.4476
| Avg. Replacement Usage | 0 | 0 | 0 | 0 | 0 | 0 | 0 | 0 | 0 | 0 | 0 | 0 | 0 | 0 | 0 | 0 | 0 | 0 | 0 | 0 | 0 | 0 | 0 | 0 | 0 | 0 | 0 | 0 | 0 | 0 | 0 | #REF! |  |  |  |  | 5638.8522
| Avg. Replacement Demand (S) | 0 | 0 | 0 | 0 | 0 | 0 | 0 | 0 | 0 | 0 | 0 | 0 | 0 | 0 | 0 | 0 | 0 | 0 | 0 | 0 | 0 | 0 | 0 | 0 | 0 | 0 | 0 | 0 | 0 | 0 | 0 | #REF! |  |  |  |  | 0
| Avg. Replacement Demand (W) | 0 | 0 | 0 | 0 | 0 | 0 | 0 | 0 | 0 | 0 | 0 | 0 | 0 | 0 | 0 | 0 | 0 | 0 | 0 | 0 | 0 | 0 | 0 | 0 | 0 | 0 | 0 | 0 | 0 | 0 | 0 | #REF! |  |  |  |  | 2.9366
Tech Forecast Stock
| Year | Year 0 | Year 1 | Year 2 | Year 3 | Year 4 | Year 5 | Year 6 | Year 7 | Year 8 | Year 9 | Year 10 | Year 11 | Year 12 | Year 13 | Year 14 | Year 15 | Year 16 | Year 17 | Year 18 | Year 19 | Year 20 | Year 21 | Year 22 | Year 23 | Year 24 | Year 25 | Year 26 | Year 27 | Year 28 | Year 29 | Year 30
| E1 | 0 | 0 | 0 | 0 | 0 | 0 | 0 | 0 | 0 | 0 | 0 | 0 | 0 | 0 | 0 | 0 | 0 | 0 | 0 | 0 | 0 | 0 | 0 | 0 | 0 | 0 | 0 | 0 | 0 | 0 | 0
| E2 | 0 | 0 | 0 | 0 | 0 | 0 | 0 | 0 | 0 | 0 | 0 | 0 | 0 | 0 | 0 | 0 | 0 | 0 | 0 | 0 | 0 | 0 | 0 | 0 | 0 | 0 | 0 | 0 | 0 | 0 | 0
| E3 | 0 | 0 | 0 | 0 | 0 | 0 | 0 | 0 | 0 | 0 | 0 | 0 | 0 | 0 | 0 | 0 | 0 | 0 | 0 | 0 | 0 | 0 | 0 | 0 | 0 | 0 | 0 | 0 | 0 | 0 | 0
| E4 | 0 | 0 | 0 | 0 | 0 | 0 | 0 | 0 | 0 | 0 | 0 | 0 | 0 | 0 | 0 | 0 | 0 | 0 | 0 | 0 | 0 | 0 | 0 | 0 | 0 | 0 | 0 | 0 | 0 | 0 | 0
| E5 | 0 | 0 | 0 | 0 | 0 | 0 | 0 | 0 | 0 | 0 | 0 | 0 | 0 | 0 | 0 | 0 | 0 | 0 | 0 | 0 | 0 | 0 | 0 | 0 | 0 | 0 | 0 | 0 | 0 | 0 | 0
| E6 | 0 | 0 | 0 | 0 | 0 | 0 | 0 | 0 | 0 | 0 | 0 | 0 | 0 | 0 | 0 | 0 | 0 | 0 | 0 | 0 | 0 | 0 | 0 | 0 | 0 | 0 | 0 | 0 | 0 | 0 | 0
| E7 | 0 | 0 | 0 | 0 | 0 | 0 | 0 | 0 | 0 | 0 | 0 | 0 | 0 | 0 | 0 | 0 | 0 | 0 | 0 | 0 | 0 | 0 | 0 | 0 | 0 | 0 | 0 | 0 | 0 | 0 | 0
| E8 | 0 | 0 | 0 | 0 | 0 | 0 | 0 | 0 | 0 | 0 | 0 | 0 | 0 | 0 | 0 | 0 | 0 | 0 | 0 | 0 | 0 | 0 | 0 | 0 | 0 | 0 | 0 | 0 | 0 | 0 | 0
| E9 | 0 | 0 | 0 | 0 | 0 | 0 | 0 | 0 | 0 | 0 | 0 | 0 | 0 | 0 | 0 | 0 | 0 | 0 | 0 | 0 | 0 | 0 | 0 | 0 | 0 | 0 | 0 | 0 | 0 | 0 | 0
| E10 | 0 | 0 | 0 | 0 | 0 | 0 | 0 | 0 | 0 | 0 | 0 | 0 | 0 | 0 | 0 | 0 | 0 | 0 | 0 | 0 | 0 | 0 | 0 | 0 | 0 | 0 | 0 | 0 | 0 | 0 | 0
| Vintage | 0 | 0 | 0 | 0 | 0 | 0 | 0 | 0 | 0 | 0 | 0 | 0 | 0 | 0 | 0 | 0 | 0 | 0 | 0 | 0 | 0 | 0 | 0 | 0 | 0 | 0 | 0 | 0 | 0 | 0 | 0
Stock for Switching
| Year | Year 0 | Year 1 | Year 2 | Year 3 | Year 4 | Year 5 | Year 6 | Year 7 | Year 8 | Year 9 | Year 10 | Year 11 | Year 12 | Year 13 | Year 14 | Year 15 | Year 16 | Year 17 | Year 18 | Year 19 | Year 20 | Year 21 | Year 22 | Year 23 | Year 24 | Year 25 | Year 26 | Year 27 | Year 28 | Year 29 | Year 30
| E1 | 0 | 0 | 0 | 0 | 0 | 0 | 0 | 0 | 0 | 0 | 0 | 0 | 0 | 0 | 0 | 0 | 0 | 0 | 0 | 0 | 0 | 0 | 0 | 0 | 0 | 0 | 0 | 0 | 0 | 0 | 0 | 0_E1_SysStock
| E2 | 0 | 0 | 0 | 0 | 0 | 0 | 0 | 0 | 0 | 0 | 0 | 0 | 0 | 0 | 0 | 0 | 0 | 0 | 0 | 0 | 0 | 0 | 0 | 0 | 0 | 0 | 0 | 0 | 0 | 0 | 0 | 0_E2_SysStock
| E3 | 0 | 0 | 0 | 0 | 0 | 0 | 0 | 0 | 0 | 0 | 0 | 0 | 0 | 0 | 0 | 0 | 0 | 0 | 0 | 0 | 0 | 0 | 0 | 0 | 0 | 0 | 0 | 0 | 0 | 0 | 0 | 0_E3_SysStock
| E4 | 0 | 0 | 0 | 0 | 0 | 0 | 0 | 0 | 0 | 0 | 0 | 0 | 0 | 0 | 0 | 0 | 0 | 0 | 0 | 0 | 0 | 0 | 0 | 0 | 0 | 0 | 0 | 0 | 0 | 0 | 0 | 0_E4_SysStock
| E5 | 0 | 0 | 0 | 0 | 0 | 0 | 0 | 0 | 0 | 0 | 0 | 0 | 0 | 0 | 0 | 0 | 0 | 0 | 0 | 0 | 0 | 0 | 0 | 0 | 0 | 0 | 0 | 0 | 0 | 0 | 0 | 0_E5_SysStock
| E6 | 0 | 0 | 0 | 0 | 0 | 0 | 0 | 0 | 0 | 0 | 0 | 0 | 0 | 0 | 0 | 0 | 0 | 0 | 0 | 0 | 0 | 0 | 0 | 0 | 0 | 0 | 0 | 0 | 0 | 0 | 0 | 0_E6_SysStock
| E7 | 0 | 0 | 0 | 0 | 0 | 0 | 0 | 0 | 0 | 0 | 0 | 0 | 0 | 0 | 0 | 0 | 0 | 0 | 0 | 0 | 0 | 0 | 0 | 0 | 0 | 0 | 0 | 0 | 0 | 0 | 0 | 0_E7_SysStock
| E8 | 0 | 0 | 0 | 0 | 0 | 0 | 0 | 0 | 0 | 0 | 0 | 0 | 0 | 0 | 0 | 0 | 0 | 0 | 0 | 0 | 0 | 0 | 0 | 0 | 0 | 0 | 0 | 0 | 0 | 0 | 0 | 0_E8_SysStock
| E9 | 0 | 0 | 0 | 0 | 0 | 0 | 0 | 0 | 0 | 0 | 0 | 0 | 0 | 0 | 0 | 0 | 0 | 0 | 0 | 0 | 0 | 0 | 0 | 0 | 0 | 0 | 0 | 0 | 0 | 0 | 0 | 0_E9_SysStock
| E10 | 0 | 0 | 0 | 0 | 0 | 0 | 0 | 0 | 0 | 0 | 0 | 0 | 0 | 0 | 0 | 0 | 0 | 0 | 0 | 0 | 0 | 0 | 0 | 0 | 0 | 0 | 0 | 0 | 0 | 0 | 0 | 0_E10_SysStock
| Vintage | 0 | 0 | 0 | 0 | 0 | 0 | 0 | 0 | 0 | 0 | 0 | 0 | 0 | 0 | 0 | 0 | 0 | 0 | 0 | 0 | 0 | 0 | 0 | 0 | 0 | 0 | 0 | 0 | 0 | 0 | 0 | 0_Vintage_SysStock
Tech Forecast Purchases
| Year | Year 0 | Year 1 | Year 2 | Year 3 | Year 4 | Year 5 | Year 6 | Year 7 | Year 8 | Year 9 | Year 10 | Year 11 | Year 12 | Year 13 | Year 14 | Year 15 | Year 16 | Year 17 | Year 18 | Year 19 | Year 20 | Year 21 | Year 22 | Year 23 | Year 24 | Year 25 | Year 26 | Year 27 | Year 28 | Year 29 | Year 30
| E1 | 0 | 0 | 0 | 0 | 0 | 0 | 0 | 0 | 0 | 0 | 0 | 0 | 0 | 0 | 0 | 0 | 0 | 0 | 0 | 0 | 0 | 0 | 0 | 0 | 0 | 0 | 0 | 0 | 0 | 0 | 0
| E2 | 0 | 0 | 0 | 0 | 0 | 0 | 0 | 0 | 0 | 0 | 0 | 0 | 0 | 0 | 0 | 0 | 0 | 0 | 0 | 0 | 0 | 0 | 0 | 0 | 0 | 0 | 0 | 0 | 0 | 0 | 0
| E3 | 0 | 0 | 0 | 0 | 0 | 0 | 0 | 0 | 0 | 0 | 0 | 0 | 0 | 0 | 0 | 0 | 0 | 0 | 0 | 0 | 0 | 0 | 0 | 0 | 0 | 0 | 0 | 0 | 0 | 0 | 0
| E4 | 0 | 0 | 0 | 0 | 0 | 0 | 0 | 0 | 0 | 0 | 0 | 0 | 0 | 0 | 0 | 0 | 0 | 0 | 0 | 0 | 0 | 0 | 0 | 0 | 0 | 0 | 0 | 0 | 0 | 0 | 0
| E5 | 0 | 0 | 0 | 0 | 0 | 0 | 0 | 0 | 0 | 0 | 0 | 0 | 0 | 0 | 0 | 0 | 0 | 0 | 0 | 0 | 0 | 0 | 0 | 0 | 0 | 0 | 0 | 0 | 0 | 0 | 0
| E6 | 0 | 0 | 0 | 0 | 0 | 0 | 0 | 0 | 0 | 0 | 0 | 0 | 0 | 0 | 0 | 0 | 0 | 0 | 0 | 0 | 0 | 0 | 0 | 0 | 0 | 0 | 0 | 0 | 0 | 0 | 0
| E7 | 0 | 0 | 0 | 0 | 0 | 0 | 0 | 0 | 0 | 0 | 0 | 0 | 0 | 0 | 0 | 0 | 0 | 0 | 0 | 0 | 0 | 0 | 0 | 0 | 0 | 0 | 0 | 0 | 0 | 0 | 0
| E8 | 0 | 0 | 0 | 0 | 0 | 0 | 0 | 0 | 0 | 0 | 0 | 0 | 0 | 0 | 0 | 0 | 0 | 0 | 0 | 0 | 0 | 0 | 0 | 0 | 0 | 0 | 0 | 0 | 0 | 0 | 0
| E9 | 0 | 0 | 0 | 0 | 0 | 0 | 0 | 0 | 0 | 0 | 0 | 0 | 0 | 0 | 0 | 0 | 0 | 0 | 0 | 0 | 0 | 0 | 0 | 0 | 0 | 0 | 0 | 0 | 0 | 0 | 0
| E10 | 0 | 0 | 0 | 0 | 0 | 0 | 0 | 0 | 0 | 0 | 0 | 0 | 0 | 0 | 0 | 0 | 0 | 0 | 0 | 0 | 0 | 0 | 0 | 0 | 0 | 0 | 0 | 0 | 0 | 0 | 0
Potential to Switch
| Year | Year 0 | Year 1 | Year 2 | Year 3 | Year 4 | Year 5 | Year 6 | Year 7 | Year 8 | Year 9 | Year 10 | Year 11 | Year 12 | Year 13 | Year 14 | Year 15 | Year 16 | Year 17 | Year 18 | Year 19 | Year 20 | Year 21 | Year 22 | Year 23 | Year 24 | Year 25 | Year 26 | Year 27 | Year 28 | Year 29 | Year 30
| E1 | 0 | 0 | 0 | 0 | 0 | 0 | 0 | 0 | 0 | 0 | 0 | 0 | 0 | 0 | 0 | 0 | 0 | 0 | 0 | 0 | 0 | 0 | 0 | 0 | 0 | 0 | 0 | 0 | 0 | 0 | 0 | 0_E1_Switched Out
| E2 | 0 | 0 | 0 | 0 | 0 | 0 | 0 | 0 | 0 | 0 | 0 | 0 | 0 | 0 | 0 | 0 | 0 | 0 | 0 | 0 | 0 | 0 | 0 | 0 | 0 | 0 | 0 | 0 | 0 | 0 | 0 | 0_E2_Switched Out
| E3 | 0 | 0 | 0 | 0 | 0 | 0 | 0 | 0 | 0 | 0 | 0 | 0 | 0 | 0 | 0 | 0 | 0 | 0 | 0 | 0 | 0 | 0 | 0 | 0 | 0 | 0 | 0 | 0 | 0 | 0 | 0 | 0_E3_Switched Out
| E4 | 0 | 0 | 0 | 0 | 0 | 0 | 0 | 0 | 0 | 0 | 0 | 0 | 0 | 0 | 0 | 0 | 0 | 0 | 0 | 0 | 0 | 0 | 0 | 0 | 0 | 0 | 0 | 0 | 0 | 0 | 0 | 0_E4_Switched Out
| E5 | 0 | 0 | 0 | 0 | 0 | 0 | 0 | 0 | 0 | 0 | 0 | 0 | 0 | 0 | 0 | 0 | 0 | 0 | 0 | 0 | 0 | 0 | 0 | 0 | 0 | 0 | 0 | 0 | 0 | 0 | 0 | 0_E5_Switched Out
| E6 | 0 | 0 | 0 | 0 | 0 | 0 | 0 | 0 | 0 | 0 | 0 | 0 | 0 | 0 | 0 | 0 | 0 | 0 | 0 | 0 | 0 | 0 | 0 | 0 | 0 | 0 | 0 | 0 | 0 | 0 | 0 | 0_E6_Switched Out
| E7 | 0 | 0 | 0 | 0 | 0 | 0 | 0 | 0 | 0 | 0 | 0 | 0 | 0 | 0 | 0 | 0 | 0 | 0 | 0 | 0 | 0 | 0 | 0 | 0 | 0 | 0 | 0 | 0 | 0 | 0 | 0 | 0_E7_Switched Out
| E8 | 0 | 0 | 0 | 0 | 0 | 0 | 0 | 0 | 0 | 0 | 0 | 0 | 0 | 0 | 0 | 0 | 0 | 0 | 0 | 0 | 0 | 0 | 0 | 0 | 0 | 0 | 0 | 0 | 0 | 0 | 0 | 0_E8_Switched Out
| E9 | 0 | 0 | 0 | 0 | 0 | 0 | 0 | 0 | 0 | 0 | 0 | 0 | 0 | 0 | 0 | 0 | 0 | 0 | 0 | 0 | 0 | 0 | 0 | 0 | 0 | 0 | 0 | 0 | 0 | 0 | 0 | 0_E9_Switched Out
| E10 | 0 | 0 | 0 | 0 | 0 | 0 | 0 | 0 | 0 | 0 | 0 | 0 | 0 | 0 | 0 | 0 | 0 | 0 | 0 | 0 | 0 | 0 | 0 | 0 | 0 | 0 | 0 | 0 | 0 | 0 | 0 | 0_E10_Switched Out
Units Out
| E1 | 0 | 0 | 0 | 0 | 0 | 0 | 0 | 0 | 0 | 0 | 0 | 0 | 0 | 0 | 0 | 0 | 0 | 0 | 0 | 0 | 0 | 0 | 0 | 0 | 0 | 0 | 0 | 0 | 0 | 0 | 0
| E2 | 0 | 0 | 0 | 0 | 0 | 0 | 0 | 0 | 0 | 0 | 0 | 0 | 0 | 0 | 0 | 0 | 0 | 0 | 0 | 0 | 0 | 0 | 0 | 0 | 0 | 0 | 0 | 0 | 0 | 0 | 0
| E3 | 0 | 0 | 0 | 0 | 0 | 0 | 0 | 0 | 0 | 0 | 0 | 0 | 0 | 0 | 0 | 0 | 0 | 0 | 0 | 0 | 0 | 0 | 0 | 0 | 0 | 0 | 0 | 0 | 0 | 0 | 0
| E4 | 0 | 0 | 0 | 0 | 0 | 0 | 0 | 0 | 0 | 0 | 0 | 0 | 0 | 0 | 0 | 0 | 0 | 0 | 0 | 0 | 0 | 0 | 0 | 0 | 0 | 0 | 0 | 0 | 0 | 0 | 0
| E5 | 0 | 0 | 0 | 0 | 0 | 0 | 0 | 0 | 0 | 0 | 0 | 0 | 0 | 0 | 0 | 0 | 0 | 0 | 0 | 0 | 0 | 0 | 0 | 0 | 0 | 0 | 0 | 0 | 0 | 0 | 0
| E6 | 0 | 0 | 0 | 0 | 0 | 0 | 0 | 0 | 0 | 0 | 0 | 0 | 0 | 0 | 0 | 0 | 0 | 0 | 0 | 0 | 0 | 0 | 0 | 0 | 0 | 0 | 0 | 0 | 0 | 0 | 0
| E7 | 0 | 0 | 0 | 0 | 0 | 0 | 0 | 0 | 0 | 0 | 0 | 0 | 0 | 0 | 0 | 0 | 0 | 0 | 0 | 0 | 0 | 0 | 0 | 0 | 0 | 0 | 0 | 0 | 0 | 0 | 0
| E8 | 0 | 0 | 0 | 0 | 0 | 0 | 0 | 0 | 0 | 0 | 0 | 0 | 0 | 0 | 0 | 0 | 0 | 0 | 0 | 0 | 0 | 0 | 0 | 0 | 0 | 0 | 0 | 0 | 0 | 0 | 0
| E9 | 0 | 0 | 0 | 0 | 0 | 0 | 0 | 0 | 0 | 0 | 0 | 0 | 0 | 0 | 0 | 0 | 0 | 0 | 0 | 0 | 0 | 0 | 0 | 0 | 0 | 0 | 0 | 0 | 0 | 0 | 0
| E10 | 0 | 0 | 0 | 0 | 0 | 0 | 0 | 0 | 0 | 0 | 0 | 0 | 0 | 0 | 0 | 0 | 0 | 0 | 0 | 0 | 0 | 0 | 0 | 0 | 0 | 0 | 0 | 0 | 0 | 0 | 0
| Vintage | 0 | 0 | 0 | 0 | 0 | 0 | 0 | 0 | 0 | 0 | 0 | 0 | 0 | 0 | 0 | 0 | 0 | 0 | 0 | 0 | 0 | 0 | 0 | 0 | 0 | 0 | 0 | 0 | 0 | 0 | 0
Tech Purchase Shares
| Year | Year 0 | Year 1 | Year 2 | Year 3 | Year 4 | Year 5 | Year 6 | Year 7 | Year 8 | Year 9 | Year 10 | Year 11 | Year 12 | Year 13 | Year 14 | Year 15 | Year 16 | Year 17 | Year 18 | Year 19 | Year 20 | Year 21 | Year 22 | Year 23 | Year 24 | Year 25 | Year 26 | Year 27 | Year 28 | Year 29 | Year 30
E1 | bar: Year 0 to Year 30
E2 | bar: Year 0 to Year 30
E3 | bar: Year 0 to Year 30
E4 | bar: Year 0 to Year 30
E5 | bar: Year 0 to Year 30
E6 | bar: Year 0 to Year 30
E7 | bar: Year 0 to Year 30
E8 | bar: Year 0 to Year 30
E9 | bar: Year 0 to Year 30
E10 | bar: Year 0 to Year 30
Units In from Switching
| E1 | 0 | 0 | 0 | 0 | 0 | 0 | 0 | 0 | 0 | 0 | 0 | 0 | 0 | 0 | 0 | 0 | 0 | 0 | 0 | 0 | 0 | 0 | 0 | 0 | 0 | 0 | 0 | 0 | 0 | 0 | 0
| E2 | 0 | 0 | 0 | 0 | 0 | 0 | 0 | 0 | 0 | 0 | 0 | 0 | 0 | 0 | 0 | 0 | 0 | 0 | 0 | 0 | 0 | 0 | 0 | 0 | 0 | 0 | 0 | 0 | 0 | 0 | 0
| E3 | 0 | 0 | 0 | 0 | 0 | 0 | 0 | 0 | 0 | 0 | 0 | 0 | 0 | 0 | 0 | 0 | 0 | 0 | 0 | 0 | 0 | 0 | 0 | 0 | 0 | 0 | 0 | 0 | 0 | 0 | 0
| E4 | 0 | 0 | 0 | 0 | 0 | 0 | 0 | 0 | 0 | 0 | 0 | 0 | 0 | 0 | 0 | 0 | 0 | 0 | 0 | 0 | 0 | 0 | 0 | 0 | 0 | 0 | 0 | 0 | 0 | 0 | 0
| E5 | 0 | 0 | 0 | 0 | 0 | 0 | 0 | 0 | 0 | 0 | 0 | 0 | 0 | 0 | 0 | 0 | 0 | 0 | 0 | 0 | 0 | 0 | 0 | 0 | 0 | 0 | 0 | 0 | 0 | 0 | 0
| E6 | 0 | 0 | 0 | 0 | 0 | 0 | 0 | 0 | 0 | 0 | 0 | 0 | 0 | 0 | 0 | 0 | 0 | 0 | 0 | 0 | 0 | 0 | 0 | 0 | 0 | 0 | 0 | 0 | 0 | 0 | 0
| E7 | 0 | 0 | 0 | 0 | 0 | 0 | 0 | 0 | 0 | 0 | 0 | 0 | 0 | 0 | 0 | 0 | 0 | 0 | 0 | 0 | 0 | 0 | 0 | 0 | 0 | 0 | 0 | 0 | 0 | 0 | 0
| E8 | 0 | 0 | 0 | 0 | 0 | 0 | 0 | 0 | 0 | 0 | 0 | 0 | 0 | 0 | 0 | 0 | 0 | 0 | 0 | 0 | 0 | 0 | 0 | 0 | 0 | 0 | 0 | 0 | 0 | 0 | 0
| E9 | 0 | 0 | 0 | 0 | 0 | 0 | 0 | 0 | 0 | 0 | 0 | 0 | 0 | 0 | 0 | 0 | 0 | 0 | 0 | 0 | 0 | 0 | 0 | 0 | 0 | 0 | 0 | 0 | 0 | 0 | 0
| E10 | 0 | 0 | 0 | 0 | 0 | 0 | 0 | 0 | 0 | 0 | 0 | 0 | 0 | 0 | 0 | 0 | 0 | 0 | 0 | 0 | 0 | 0 | 0 | 0 | 0 | 0 | 0 | 0 | 0 | 0 | 0
| Vintage | 0 | 0 | 0 | 0 | 0 | 0 | 0 | 0 | 0 | 0 | 0 | 0 | 0 | 0 | 0 | 0 | 0 | 0 | 0 | 0 | 0 | 0 | 0 | 0 | 0 | 0 | 0 | 0 | 0 | 0 | 0
Net Change
| Year | Year 0 | Year 1 | Year 2 | Year 3 | Year 4 | Year 5 | Year 6 | Year 7 | Year 8 | Year 9 | Year 10 | Year 11 | Year 12 | Year 13 | Year 14 | Year 15 | Year 16 | Year 17 | Year 18 | Year 19 | Year 20 | Year 21 | Year 22 | Year 23 | Year 24 | Year 25 | Year 26 | Year 27 | Year 28 | Year 29 | Year 30 | Key
| Units | 0 | 0 | 0 | 0 | 0 | 0 | 0 | 0 | 0 | 0 | 0 | 0 | 0 | 0 | 0 | 0 | 0 | 0 | 0 | 0 | 0 | 0 | 0 | 0 | 0 | 0 | 0 | 0 | 0 | 0 | 0 | 0_Units |  |  |  |  | 301957.8232
| Usage | 0 | 0 | 0 | 0 | 0 | 0 | 0 | 0 | 0 | 0 | 0 | 0 | 0 | 0 | 0 | 0 | 0 | 0 | 0 | 0 | 0 | 0 | 0 | 0 | 0 | 0 | 0 | 0 | 0 | 0 | 0 | 0_Usage |  |  |  |  | 1698.6543
| Peak Demand (S) | 0 | 0 | 0 | 0 | 0 | 0 | 0 | 0 | 0 | 0 | 0 | 0 | 0 | 0 | 0 | 0 | 0 | 0 | 0 | 0 | 0 | 0 | 0 | 0 | 0 | 0 | 0 | 0 | 0 | 0 | 0 | 0_Peak Demand (S) |  |  |  |  | 0
| Peak Demand (W) | 0 | 0 | 0 | 0 | 0 | 0 | 0 | 0 | 0 | 0 | 0 | 0 | 0 | 0 | 0 | 0 | 0 | 0 | 0 | 0 | 0 | 0 | 0 | 0 | 0 | 0 | 0 | 0 | 0 | 0 | 0 | 0_Peak Demand (W) |  |  |  |  | 884.6119
| Turnover | 0 | 0 | 0 | 0 | 0 | 0 | 0 | 0 | 0 | 0 | 0 | 0 | 0 | 0 | 0 | 0 | 0 | 0 | 0 | 0 | 0 | 0 | 0 | 0 | 0 | 0 | 0 | 0 | 0 | 0 | 0 | 0_Turnover |  |  |  |  | 6885.4476
| Avg. Replacement Usage | 0 | 0 | 0 | 0 | 0 | 0 | 0 | 0 | 0 | 0 | 0 | 0 | 0 | 0 | 0 | 0 | 0 | 0 | 0 | 0 | 0 | 0 | 0 | 0 | 0 | 0 | 0 | 0 | 0 | 0 | 0 | 0_Avg. Replacement Usage |  |  |  |  | 5638.8522
| Avg. Replacement Demand (S) | 0 | 0 | 0 | 0 | 0 | 0 | 0 | 0 | 0 | 0 | 0 | 0 | 0 | 0 | 0 | 0 | 0 | 0 | 0 | 0 | 0 | 0 | 0 | 0 | 0 | 0 | 0 | 0 | 0 | 0 | 0 | 0_Avg. Replacement Demand (S) |  |  |  |  | 0
| Avg. Replacement Demand (W) | 0 | 0 | 0 | 0 | 0 | 0 | 0 | 0 | 0 | 0 | 0 | 0 | 0 | 0 | 0 | 0 | 0 | 0 | 0 | 0 | 0 | 0 | 0 | 0 | 0 | 0 | 0 | 0 | 0 | 0 | 0 | 0_Avg. Replacement Demand (W) |  |  |  |  | 2.9366
Purchases
| Year | Year 0 | Year 1 | Year 2 | Year 3 | Year 4 | Year 5 | Year 6 | Year 7 | Year 8 | Year 9 | Year 10 | Year 11 | Year 12 | Year 13 | Year 14 | Year 15 | Year 16 | Year 17 | Year 18 | Year 19 | Year 20 | Year 21 | Year 22 | Year 23 | Year 24 | Year 25 | Year 26 | Year 27 | Year 28 | Year 29 | Year 30
| E1 | 0 | 0 | 0 | 0 | 0 | 0 | 0 | 0 | 0 | 0 | 0 | 0 | 0 | 0 | 0 | 0 | 0 | 0 | 0 | 0 | 0 | 0 | 0 | 0 | 0 | 0 | 0 | 0 | 0 | 0 | 0 | 0_E1_Purchases |  |  |  |  | 6885.4476
| E2 | 0 | 0 | 0 | 0 | 0 | 0 | 0 | 0 | 0 | 0 | 0 | 0 | 0 | 0 | 0 | 0 | 0 | 0 | 0 | 0 | 0 | 0 | 0 | 0 | 0 | 0 | 0 | 0 | 0 | 0 | 0 | 0_E2_Purchases |  |  |  |  | 0
| E3 | 0 | 0 | 0 | 0 | 0 | 0 | 0 | 0 | 0 | 0 | 0 | 0 | 0 | 0 | 0 | 0 | 0 | 0 | 0 | 0 | 0 | 0 | 0 | 0 | 0 | 0 | 0 | 0 | 0 | 0 | 0 | 0_E3_Purchases |  |  |  |  | 0
| E4 | 0 | 0 | 0 | 0 | 0 | 0 | 0 | 0 | 0 | 0 | 0 | 0 | 0 | 0 | 0 | 0 | 0 | 0 | 0 | 0 | 0 | 0 | 0 | 0 | 0 | 0 | 0 | 0 | 0 | 0 | 0 | 0_E4_Purchases |  |  |  |  | 0
| E5 | 0 | 0 | 0 | 0 | 0 | 0 | 0 | 0 | 0 | 0 | 0 | 0 | 0 | 0 | 0 | 0 | 0 | 0 | 0 | 0 | 0 | 0 | 0 | 0 | 0 | 0 | 0 | 0 | 0 | 0 | 0 | 0_E5_Purchases |  |  |  |  | 0
| E6 | 0 | 0 | 0 | 0 | 0 | 0 | 0 | 0 | 0 | 0 | 0 | 0 | 0 | 0 | 0 | 0 | 0 | 0 | 0 | 0 | 0 | 0 | 0 | 0 | 0 | 0 | 0 | 0 | 0 | 0 | 0 | 0_E6_Purchases |  |  |  |  | 0
| E7 | 0 | 0 | 0 | 0 | 0 | 0 | 0 | 0 | 0 | 0 | 0 | 0 | 0 | 0 | 0 | 0 | 0 | 0 | 0 | 0 | 0 | 0 | 0 | 0 | 0 | 0 | 0 | 0 | 0 | 0 | 0 | 0_E7_Purchases |  |  |  |  | 0
| E8 | 0 | 0 | 0 | 0 | 0 | 0 | 0 | 0 | 0 | 0 | 0 | 0 | 0 | 0 | 0 | 0 | 0 | 0 | 0 | 0 | 0 | 0 | 0 | 0 | 0 | 0 | 0 | 0 | 0 | 0 | 0 | 0_E8_Purchases |  |  |  |  | 0
| E9 | 0 | 0 | 0 | 0 | 0 | 0 | 0 | 0 | 0 | 0 | 0 | 0 | 0 | 0 | 0 | 0 | 0 | 0 | 0 | 0 | 0 | 0 | 0 | 0 | 0 | 0 | 0 | 0 | 0 | 0 | 0 | 0_E9_Purchases |  |  |  |  | 0
| E10 | 0 | 0 | 0 | 0 | 0 | 0 | 0 | 0 | 0 | 0 | 0 | 0 | 0 | 0 | 0 | 0 | 0 | 0 | 0 | 0 | 0 | 0 | 0 | 0 | 0 | 0 | 0 | 0 | 0 | 0 | 0 | 0_E10_Purchases |  |  |  |  | 0
Stock
| Year | Year 0 | Year 1 | Year 2 | Year 3 | Year 4 | Year 5 | Year 6 | Year 7 | Year 8 | Year 9 | Year 10 | Year 11 | Year 12 | Year 13 | Year 14 | Year 15 | Year 16 | Year 17 | Year 18 | Year 19 | Year 20 | Year 21 | Year 22 | Year 23 | Year 24 | Year 25 | Year 26 | Year 27 | Year 28 | Year 29 | Year 30
| E1 | 0 | 0 | 0 | 0 | 0 | 0 | 0 | 0 | 0 | 0 | 0 | 0 | 0 | 0 | 0 | 0 | 0 | 0 | 0 | 0 | 0 | 0 | 0 | 0 | 0 | 0 | 0 | 0 | 0 | 0 | 0 | 0_E1_Stock |  |  |  |  | 13576.6093
| E2 | 0 | 0 | 0 | 0 | 0 | 0 | 0 | 0 | 0 | 0 | 0 | 0 | 0 | 0 | 0 | 0 | 0 | 0 | 0 | 0 | 0 | 0 | 0 | 0 | 0 | 0 | 0 | 0 | 0 | 0 | 0 | 0_E2_Stock |  |  |  |  | 0
| E3 | 0 | 0 | 0 | 0 | 0 | 0 | 0 | 0 | 0 | 0 | 0 | 0 | 0 | 0 | 0 | 0 | 0 | 0 | 0 | 0 | 0 | 0 | 0 | 0 | 0 | 0 | 0 | 0 | 0 | 0 | 0 | 0_E3_Stock |  |  |  |  | 0
| E4 | 0 | 0 | 0 | 0 | 0 | 0 | 0 | 0 | 0 | 0 | 0 | 0 | 0 | 0 | 0 | 0 | 0 | 0 | 0 | 0 | 0 | 0 | 0 | 0 | 0 | 0 | 0 | 0 | 0 | 0 | 0 | 0_E4_Stock |  |  |  |  | 0
| E5 | 0 | 0 | 0 | 0 | 0 | 0 | 0 | 0 | 0 | 0 | 0 | 0 | 0 | 0 | 0 | 0 | 0 | 0 | 0 | 0 | 0 | 0 | 0 | 0 | 0 | 0 | 0 | 0 | 0 | 0 | 0 | 0_E5_Stock |  |  |  |  | 0
| E6 | 0 | 0 | 0 | 0 | 0 | 0 | 0 | 0 | 0 | 0 | 0 | 0 | 0 | 0 | 0 | 0 | 0 | 0 | 0 | 0 | 0 | 0 | 0 | 0 | 0 | 0 | 0 | 0 | 0 | 0 | 0 | 0_E6_Stock |  |  |  |  | 0
| E7 | 0 | 0 | 0 | 0 | 0 | 0 | 0 | 0 | 0 | 0 | 0 | 0 | 0 | 0 | 0 | 0 | 0 | 0 | 0 | 0 | 0 | 0 | 0 | 0 | 0 | 0 | 0 | 0 | 0 | 0 | 0 | 0_E7_Stock |  |  |  |  | 0
| E8 | 0 | 0 | 0 | 0 | 0 | 0 | 0 | 0 | 0 | 0 | 0 | 0 | 0 | 0 | 0 | 0 | 0 | 0 | 0 | 0 | 0 | 0 | 0 | 0 | 0 | 0 | 0 | 0 | 0 | 0 | 0 | 0_E8_Stock |  |  |  |  | 0
| E9 | 0 | 0 | 0 | 0 | 0 | 0 | 0 | 0 | 0 | 0 | 0 | 0 | 0 | 0 | 0 | 0 | 0 | 0 | 0 | 0 | 0 | 0 | 0 | 0 | 0 | 0 | 0 | 0 | 0 | 0 | 0 | 0_E9_Stock |  |  |  |  | 0
| E10 | 0 | 0 | 0 | 0 | 0 | 0 | 0 | 0 | 0 | 0 | 0 | 0 | 0 | 0 | 0 | 0 | 0 | 0 | 0 | 0 | 0 | 0 | 0 | 0 | 0 | 0 | 0 | 0 | 0 | 0 | 0 | 0_E10_Stock |  |  |  |  | 0
| Vintage | 0 | 0 | 0 | 0 | 0 | 0 | 0 | 0 | 0 | 0 | 0 | 0 | 0 | 0 | 0 | 0 | 0 | 0 | 0 | 0 | 0 | 0 | 0 | 0 | 0 | 0 | 0 | 0 | 0 | 0 | 0 | 0_Vintage_Stock |  |  |  |  | 288381.2139
S4C4 |  | Year 0: System 4 Technology 4
Technology Variables
| Tech Key | Year 0: 0
| Peak Factor (S) | Year 0: 0
| Peak Factor (W) | Year 0: 0
| Min Vintage Lifetime | Year 0: 0
| Max Vintage Lifetime | Year 0: 0
| Turnover Style | Year 0: 0
Technology Variables
| Equipment | Year 0: Label; Year 1: Min Lifetime; Year 2: Max Lifetime; Year 3: Degradation; Year 4: Usage; Year 5: Available
| E1 | Year 1: 0; Year 2: 0; Year 3: 0%; Year 4: 0; Year 5: FALSE
| E2 | Year 1: 0; Year 2: 0; Year 3: 0%; Year 4: 0; Year 5: FALSE
| E3 | Year 1: 0; Year 2: 0; Year 3: 0%; Year 4: 0; Year 5: FALSE
| E4 | Year 1: 0; Year 2: 0; Year 3: 0%; Year 4: 0; Year 5: FALSE
| E5 | Year 1: 0; Year 2: 0; Year 3: 0%; Year 4: 0; Year 5: FALSE
| E6 | Year 1: 0; Year 2: 0; Year 3: 0%; Year 4: 0; Year 5: FALSE
| E7 | Year 1: 0; Year 2: 0; Year 3: 0%; Year 4: 0; Year 5: FALSE
| E8 | Year 1: 0; Year 2: 0; Year 3: 0%; Year 4: 0; Year 5: FALSE
| E9 | Year 1: 0; Year 2: 0; Year 3: 0%; Year 4: 0; Year 5: FALSE
| E10 | Year 1: 0; Year 2: 0; Year 3: 0%; Year 4: 0; Year 5: FALSE
Original Forecast Results
| Year | Year 0 | Year 1 | Year 2 | Year 3 | Year 4 | Year 5 | Year 6 | Year 7 | Year 8 | Year 9 | Year 10 | Year 11 | Year 12 | Year 13 | Year 14 | Year 15 | Year 16 | Year 17 | Year 18 | Year 19 | Year 20 | Year 21 | Year 22 | Year 23 | Year 24 | Year 25 | Year 26 | Year 27 | Year 28 | Year 29 | Year 30 | Key
| Units | 0 | 0 | 0 | 0 | 0 | 0 | 0 | 0 | 0 | 0 | 0 | 0 | 0 | 0 | 0 | 0 | 0 | 0 | 0 | 0 | 0 | 0 | 0 | 0 | 0 | 0 | 0 | 0 | 0 | 0 | 0 | #REF! |  |  |  |  | 301957.8232
| Usage | 0 | 0 | 0 | 0 | 0 | 0 | 0 | 0 | 0 | 0 | 0 | 0 | 0 | 0 | 0 | 0 | 0 | 0 | 0 | 0 | 0 | 0 | 0 | 0 | 0 | 0 | 0 | 0 | 0 | 0 | 0 | #REF! |  |  |  |  | 1698.6543
| Peak Demand (S) | 0 | 0 | 0 | 0 | 0 | 0 | 0 | 0 | 0 | 0 | 0 | 0 | 0 | 0 | 0 | 0 | 0 | 0 | 0 | 0 | 0 | 0 | 0 | 0 | 0 | 0 | 0 | 0 | 0 | 0 | 0 | #REF! |  |  |  |  | 0
| Peak Demand (W) | 0 | 0 | 0 | 0 | 0 | 0 | 0 | 0 | 0 | 0 | 0 | 0 | 0 | 0 | 0 | 0 | 0 | 0 | 0 | 0 | 0 | 0 | 0 | 0 | 0 | 0 | 0 | 0 | 0 | 0 | 0 | #REF! |  |  |  |  | 884.6119
| Turnover | 0 | 0 | 0 | 0 | 0 | 0 | 0 | 0 | 0 | 0 | 0 | 0 | 0 | 0 | 0 | 0 | 0 | 0 | 0 | 0 | 0 | 0 | 0 | 0 | 0 | 0 | 0 | 0 | 0 | 0 | 0 | #REF! |  |  |  |  | 6885.4476
| Avg. Replacement Usage | 0 | 0 | 0 | 0 | 0 | 0 | 0 | 0 | 0 | 0 | 0 | 0 | 0 | 0 | 0 | 0 | 0 | 0 | 0 | 0 | 0 | 0 | 0 | 0 | 0 | 0 | 0 | 0 | 0 | 0 | 0 | #REF! |  |  |  |  | 5638.8522
| Avg. Replacement Demand (S) | 0 | 0 | 0 | 0 | 0 | 0 | 0 | 0 | 0 | 0 | 0 | 0 | 0 | 0 | 0 | 0 | 0 | 0 | 0 | 0 | 0 | 0 | 0 | 0 | 0 | 0 | 0 | 0 | 0 | 0 | 0 | #REF! |  |  |  |  | 0
| Avg. Replacement Demand (W) | 0 | 0 | 0 | 0 | 0 | 0 | 0 | 0 | 0 | 0 | 0 | 0 | 0 | 0 | 0 | 0 | 0 | 0 | 0 | 0 | 0 | 0 | 0 | 0 | 0 | 0 | 0 | 0 | 0 | 0 | 0 | #REF! |  |  |  |  | 2.9366
Tech Forecast Stock
| Year | Year 0 | Year 1 | Year 2 | Year 3 | Year 4 | Year 5 | Year 6 | Year 7 | Year 8 | Year 9 | Year 10 | Year 11 | Year 12 | Year 13 | Year 14 | Year 15 | Year 16 | Year 17 | Year 18 | Year 19 | Year 20 | Year 21 | Year 22 | Year 23 | Year 24 | Year 25 | Year 26 | Year 27 | Year 28 | Year 29 | Year 30
| E1 | 0 | 0 | 0 | 0 | 0 | 0 | 0 | 0 | 0 | 0 | 0 | 0 | 0 | 0 | 0 | 0 | 0 | 0 | 0 | 0 | 0 | 0 | 0 | 0 | 0 | 0 | 0 | 0 | 0 | 0 | 0
| E2 | 0 | 0 | 0 | 0 | 0 | 0 | 0 | 0 | 0 | 0 | 0 | 0 | 0 | 0 | 0 | 0 | 0 | 0 | 0 | 0 | 0 | 0 | 0 | 0 | 0 | 0 | 0 | 0 | 0 | 0 | 0
| E3 | 0 | 0 | 0 | 0 | 0 | 0 | 0 | 0 | 0 | 0 | 0 | 0 | 0 | 0 | 0 | 0 | 0 | 0 | 0 | 0 | 0 | 0 | 0 | 0 | 0 | 0 | 0 | 0 | 0 | 0 | 0
| E4 | 0 | 0 | 0 | 0 | 0 | 0 | 0 | 0 | 0 | 0 | 0 | 0 | 0 | 0 | 0 | 0 | 0 | 0 | 0 | 0 | 0 | 0 | 0 | 0 | 0 | 0 | 0 | 0 | 0 | 0 | 0
| E5 | 0 | 0 | 0 | 0 | 0 | 0 | 0 | 0 | 0 | 0 | 0 | 0 | 0 | 0 | 0 | 0 | 0 | 0 | 0 | 0 | 0 | 0 | 0 | 0 | 0 | 0 | 0 | 0 | 0 | 0 | 0
| E6 | 0 | 0 | 0 | 0 | 0 | 0 | 0 | 0 | 0 | 0 | 0 | 0 | 0 | 0 | 0 | 0 | 0 | 0 | 0 | 0 | 0 | 0 | 0 | 0 | 0 | 0 | 0 | 0 | 0 | 0 | 0
| E7 | 0 | 0 | 0 | 0 | 0 | 0 | 0 | 0 | 0 | 0 | 0 | 0 | 0 | 0 | 0 | 0 | 0 | 0 | 0 | 0 | 0 | 0 | 0 | 0 | 0 | 0 | 0 | 0 | 0 | 0 | 0
| E8 | 0 | 0 | 0 | 0 | 0 | 0 | 0 | 0 | 0 | 0 | 0 | 0 | 0 | 0 | 0 | 0 | 0 | 0 | 0 | 0 | 0 | 0 | 0 | 0 | 0 | 0 | 0 | 0 | 0 | 0 | 0
| E9 | 0 | 0 | 0 | 0 | 0 | 0 | 0 | 0 | 0 | 0 | 0 | 0 | 0 | 0 | 0 | 0 | 0 | 0 | 0 | 0 | 0 | 0 | 0 | 0 | 0 | 0 | 0 | 0 | 0 | 0 | 0
| E10 | 0 | 0 | 0 | 0 | 0 | 0 | 0 | 0 | 0 | 0 | 0 | 0 | 0 | 0 | 0 | 0 | 0 | 0 | 0 | 0 | 0 | 0 | 0 | 0 | 0 | 0 | 0 | 0 | 0 | 0 | 0
| Vintage | 0 | 0 | 0 | 0 | 0 | 0 | 0 | 0 | 0 | 0 | 0 | 0 | 0 | 0 | 0 | 0 | 0 | 0 | 0 | 0 | 0 | 0 | 0 | 0 | 0 | 0 | 0 | 0 | 0 | 0 | 0
Stock for Switching
| Year | Year 0 | Year 1 | Year 2 | Year 3 | Year 4 | Year 5 | Year 6 | Year 7 | Year 8 | Year 9 | Year 10 | Year 11 | Year 12 | Year 13 | Year 14 | Year 15 | Year 16 | Year 17 | Year 18 | Year 19 | Year 20 | Year 21 | Year 22 | Year 23 | Year 24 | Year 25 | Year 26 | Year 27 | Year 28 | Year 29 | Year 30
| E1 | 0 | 0 | 0 | 0 | 0 | 0 | 0 | 0 | 0 | 0 | 0 | 0 | 0 | 0 | 0 | 0 | 0 | 0 | 0 | 0 | 0 | 0 | 0 | 0 | 0 | 0 | 0 | 0 | 0 | 0 | 0 | 0_E1_SysStock
| E2 | 0 | 0 | 0 | 0 | 0 | 0 | 0 | 0 | 0 | 0 | 0 | 0 | 0 | 0 | 0 | 0 | 0 | 0 | 0 | 0 | 0 | 0 | 0 | 0 | 0 | 0 | 0 | 0 | 0 | 0 | 0 | 0_E2_SysStock
| E3 | 0 | 0 | 0 | 0 | 0 | 0 | 0 | 0 | 0 | 0 | 0 | 0 | 0 | 0 | 0 | 0 | 0 | 0 | 0 | 0 | 0 | 0 | 0 | 0 | 0 | 0 | 0 | 0 | 0 | 0 | 0 | 0_E3_SysStock
| E4 | 0 | 0 | 0 | 0 | 0 | 0 | 0 | 0 | 0 | 0 | 0 | 0 | 0 | 0 | 0 | 0 | 0 | 0 | 0 | 0 | 0 | 0 | 0 | 0 | 0 | 0 | 0 | 0 | 0 | 0 | 0 | 0_E4_SysStock
| E5 | 0 | 0 | 0 | 0 | 0 | 0 | 0 | 0 | 0 | 0 | 0 | 0 | 0 | 0 | 0 | 0 | 0 | 0 | 0 | 0 | 0 | 0 | 0 | 0 | 0 | 0 | 0 | 0 | 0 | 0 | 0 | 0_E5_SysStock
| E6 | 0 | 0 | 0 | 0 | 0 | 0 | 0 | 0 | 0 | 0 | 0 | 0 | 0 | 0 | 0 | 0 | 0 | 0 | 0 | 0 | 0 | 0 | 0 | 0 | 0 | 0 | 0 | 0 | 0 | 0 | 0 | 0_E6_SysStock
| E7 | 0 | 0 | 0 | 0 | 0 | 0 | 0 | 0 | 0 | 0 | 0 | 0 | 0 | 0 | 0 | 0 | 0 | 0 | 0 | 0 | 0 | 0 | 0 | 0 | 0 | 0 | 0 | 0 | 0 | 0 | 0 | 0_E7_SysStock
| E8 | 0 | 0 | 0 | 0 | 0 | 0 | 0 | 0 | 0 | 0 | 0 | 0 | 0 | 0 | 0 | 0 | 0 | 0 | 0 | 0 | 0 | 0 | 0 | 0 | 0 | 0 | 0 | 0 | 0 | 0 | 0 | 0_E8_SysStock
| E9 | 0 | 0 | 0 | 0 | 0 | 0 | 0 | 0 | 0 | 0 | 0 | 0 | 0 | 0 | 0 | 0 | 0 | 0 | 0 | 0 | 0 | 0 | 0 | 0 | 0 | 0 | 0 | 0 | 0 | 0 | 0 | 0_E9_SysStock
| E10 | 0 | 0 | 0 | 0 | 0 | 0 | 0 | 0 | 0 | 0 | 0 | 0 | 0 | 0 | 0 | 0 | 0 | 0 | 0 | 0 | 0 | 0 | 0 | 0 | 0 | 0 | 0 | 0 | 0 | 0 | 0 | 0_E10_SysStock
| Vintage | 0 | 0 | 0 | 0 | 0 | 0 | 0 | 0 | 0 | 0 | 0 | 0 | 0 | 0 | 0 | 0 | 0 | 0 | 0 | 0 | 0 | 0 | 0 | 0 | 0 | 0 | 0 | 0 | 0 | 0 | 0 | 0_Vintage_SysStock
Tech Forecast Purchases
| Year | Year 0 | Year 1 | Year 2 | Year 3 | Year 4 | Year 5 | Year 6 | Year 7 | Year 8 | Year 9 | Year 10 | Year 11 | Year 12 | Year 13 | Year 14 | Year 15 | Year 16 | Year 17 | Year 18 | Year 19 | Year 20 | Year 21 | Year 22 | Year 23 | Year 24 | Year 25 | Year 26 | Year 27 | Year 28 | Year 29 | Year 30
| E1 | 0 | 0 | 0 | 0 | 0 | 0 | 0 | 0 | 0 | 0 | 0 | 0 | 0 | 0 | 0 | 0 | 0 | 0 | 0 | 0 | 0 | 0 | 0 | 0 | 0 | 0 | 0 | 0 | 0 | 0 | 0
| E2 | 0 | 0 | 0 | 0 | 0 | 0 | 0 | 0 | 0 | 0 | 0 | 0 | 0 | 0 | 0 | 0 | 0 | 0 | 0 | 0 | 0 | 0 | 0 | 0 | 0 | 0 | 0 | 0 | 0 | 0 | 0
| E3 | 0 | 0 | 0 | 0 | 0 | 0 | 0 | 0 | 0 | 0 | 0 | 0 | 0 | 0 | 0 | 0 | 0 | 0 | 0 | 0 | 0 | 0 | 0 | 0 | 0 | 0 | 0 | 0 | 0 | 0 | 0
| E4 | 0 | 0 | 0 | 0 | 0 | 0 | 0 | 0 | 0 | 0 | 0 | 0 | 0 | 0 | 0 | 0 | 0 | 0 | 0 | 0 | 0 | 0 | 0 | 0 | 0 | 0 | 0 | 0 | 0 | 0 | 0
| E5 | 0 | 0 | 0 | 0 | 0 | 0 | 0 | 0 | 0 | 0 | 0 | 0 | 0 | 0 | 0 | 0 | 0 | 0 | 0 | 0 | 0 | 0 | 0 | 0 | 0 | 0 | 0 | 0 | 0 | 0 | 0
| E6 | 0 | 0 | 0 | 0 | 0 | 0 | 0 | 0 | 0 | 0 | 0 | 0 | 0 | 0 | 0 | 0 | 0 | 0 | 0 | 0 | 0 | 0 | 0 | 0 | 0 | 0 | 0 | 0 | 0 | 0 | 0
| E7 | 0 | 0 | 0 | 0 | 0 | 0 | 0 | 0 | 0 | 0 | 0 | 0 | 0 | 0 | 0 | 0 | 0 | 0 | 0 | 0 | 0 | 0 | 0 | 0 | 0 | 0 | 0 | 0 | 0 | 0 | 0
| E8 | 0 | 0 | 0 | 0 | 0 | 0 | 0 | 0 | 0 | 0 | 0 | 0 | 0 | 0 | 0 | 0 | 0 | 0 | 0 | 0 | 0 | 0 | 0 | 0 | 0 | 0 | 0 | 0 | 0 | 0 | 0
| E9 | 0 | 0 | 0 | 0 | 0 | 0 | 0 | 0 | 0 | 0 | 0 | 0 | 0 | 0 | 0 | 0 | 0 | 0 | 0 | 0 | 0 | 0 | 0 | 0 | 0 | 0 | 0 | 0 | 0 | 0 | 0
| E10 | 0 | 0 | 0 | 0 | 0 | 0 | 0 | 0 | 0 | 0 | 0 | 0 | 0 | 0 | 0 | 0 | 0 | 0 | 0 | 0 | 0 | 0 | 0 | 0 | 0 | 0 | 0 | 0 | 0 | 0 | 0
Potential to Switch
| Year | Year 0 | Year 1 | Year 2 | Year 3 | Year 4 | Year 5 | Year 6 | Year 7 | Year 8 | Year 9 | Year 10 | Year 11 | Year 12 | Year 13 | Year 14 | Year 15 | Year 16 | Year 17 | Year 18 | Year 19 | Year 20 | Year 21 | Year 22 | Year 23 | Year 24 | Year 25 | Year 26 | Year 27 | Year 28 | Year 29 | Year 30
| E1 | 0 | 0 | 0 | 0 | 0 | 0 | 0 | 0 | 0 | 0 | 0 | 0 | 0 | 0 | 0 | 0 | 0 | 0 | 0 | 0 | 0 | 0 | 0 | 0 | 0 | 0 | 0 | 0 | 0 | 0 | 0 | 0_E1_Switched Out
| E2 | 0 | 0 | 0 | 0 | 0 | 0 | 0 | 0 | 0 | 0 | 0 | 0 | 0 | 0 | 0 | 0 | 0 | 0 | 0 | 0 | 0 | 0 | 0 | 0 | 0 | 0 | 0 | 0 | 0 | 0 | 0 | 0_E2_Switched Out
| E3 | 0 | 0 | 0 | 0 | 0 | 0 | 0 | 0 | 0 | 0 | 0 | 0 | 0 | 0 | 0 | 0 | 0 | 0 | 0 | 0 | 0 | 0 | 0 | 0 | 0 | 0 | 0 | 0 | 0 | 0 | 0 | 0_E3_Switched Out
| E4 | 0 | 0 | 0 | 0 | 0 | 0 | 0 | 0 | 0 | 0 | 0 | 0 | 0 | 0 | 0 | 0 | 0 | 0 | 0 | 0 | 0 | 0 | 0 | 0 | 0 | 0 | 0 | 0 | 0 | 0 | 0 | 0_E4_Switched Out
| E5 | 0 | 0 | 0 | 0 | 0 | 0 | 0 | 0 | 0 | 0 | 0 | 0 | 0 | 0 | 0 | 0 | 0 | 0 | 0 | 0 | 0 | 0 | 0 | 0 | 0 | 0 | 0 | 0 | 0 | 0 | 0 | 0_E5_Switched Out
| E6 | 0 | 0 | 0 | 0 | 0 | 0 | 0 | 0 | 0 | 0 | 0 | 0 | 0 | 0 | 0 | 0 | 0 | 0 | 0 | 0 | 0 | 0 | 0 | 0 | 0 | 0 | 0 | 0 | 0 | 0 | 0 | 0_E6_Switched Out
| E7 | 0 | 0 | 0 | 0 | 0 | 0 | 0 | 0 | 0 | 0 | 0 | 0 | 0 | 0 | 0 | 0 | 0 | 0 | 0 | 0 | 0 | 0 | 0 | 0 | 0 | 0 | 0 | 0 | 0 | 0 | 0 | 0_E7_Switched Out
| E8 | 0 | 0 | 0 | 0 | 0 | 0 | 0 | 0 | 0 | 0 | 0 | 0 | 0 | 0 | 0 | 0 | 0 | 0 | 0 | 0 | 0 | 0 | 0 | 0 | 0 | 0 | 0 | 0 | 0 | 0 | 0 | 0_E8_Switched Out
| E9 | 0 | 0 | 0 | 0 | 0 | 0 | 0 | 0 | 0 | 0 | 0 | 0 | 0 | 0 | 0 | 0 | 0 | 0 | 0 | 0 | 0 | 0 | 0 | 0 | 0 | 0 | 0 | 0 | 0 | 0 | 0 | 0_E9_Switched Out
| E10 | 0 | 0 | 0 | 0 | 0 | 0 | 0 | 0 | 0 | 0 | 0 | 0 | 0 | 0 | 0 | 0 | 0 | 0 | 0 | 0 | 0 | 0 | 0 | 0 | 0 | 0 | 0 | 0 | 0 | 0 | 0 | 0_E10_Switched Out
Units Out
| E1 | 0 | 0 | 0 | 0 | 0 | 0 | 0 | 0 | 0 | 0 | 0 | 0 | 0 | 0 | 0 | 0 | 0 | 0 | 0 | 0 | 0 | 0 | 0 | 0 | 0 | 0 | 0 | 0 | 0 | 0 | 0
| E2 | 0 | 0 | 0 | 0 | 0 | 0 | 0 | 0 | 0 | 0 | 0 | 0 | 0 | 0 | 0 | 0 | 0 | 0 | 0 | 0 | 0 | 0 | 0 | 0 | 0 | 0 | 0 | 0 | 0 | 0 | 0
| E3 | 0 | 0 | 0 | 0 | 0 | 0 | 0 | 0 | 0 | 0 | 0 | 0 | 0 | 0 | 0 | 0 | 0 | 0 | 0 | 0 | 0 | 0 | 0 | 0 | 0 | 0 | 0 | 0 | 0 | 0 | 0
| E4 | 0 | 0 | 0 | 0 | 0 | 0 | 0 | 0 | 0 | 0 | 0 | 0 | 0 | 0 | 0 | 0 | 0 | 0 | 0 | 0 | 0 | 0 | 0 | 0 | 0 | 0 | 0 | 0 | 0 | 0 | 0
| E5 | 0 | 0 | 0 | 0 | 0 | 0 | 0 | 0 | 0 | 0 | 0 | 0 | 0 | 0 | 0 | 0 | 0 | 0 | 0 | 0 | 0 | 0 | 0 | 0 | 0 | 0 | 0 | 0 | 0 | 0 | 0
| E6 | 0 | 0 | 0 | 0 | 0 | 0 | 0 | 0 | 0 | 0 | 0 | 0 | 0 | 0 | 0 | 0 | 0 | 0 | 0 | 0 | 0 | 0 | 0 | 0 | 0 | 0 | 0 | 0 | 0 | 0 | 0
| E7 | 0 | 0 | 0 | 0 | 0 | 0 | 0 | 0 | 0 | 0 | 0 | 0 | 0 | 0 | 0 | 0 | 0 | 0 | 0 | 0 | 0 | 0 | 0 | 0 | 0 | 0 | 0 | 0 | 0 | 0 | 0
| E8 | 0 | 0 | 0 | 0 | 0 | 0 | 0 | 0 | 0 | 0 | 0 | 0 | 0 | 0 | 0 | 0 | 0 | 0 | 0 | 0 | 0 | 0 | 0 | 0 | 0 | 0 | 0 | 0 | 0 | 0 | 0
| E9 | 0 | 0 | 0 | 0 | 0 | 0 | 0 | 0 | 0 | 0 | 0 | 0 | 0 | 0 | 0 | 0 | 0 | 0 | 0 | 0 | 0 | 0 | 0 | 0 | 0 | 0 | 0 | 0 | 0 | 0 | 0
| E10 | 0 | 0 | 0 | 0 | 0 | 0 | 0 | 0 | 0 | 0 | 0 | 0 | 0 | 0 | 0 | 0 | 0 | 0 | 0 | 0 | 0 | 0 | 0 | 0 | 0 | 0 | 0 | 0 | 0 | 0 | 0
| Vintage | 0 | 0 | 0 | 0 | 0 | 0 | 0 | 0 | 0 | 0 | 0 | 0 | 0 | 0 | 0 | 0 | 0 | 0 | 0 | 0 | 0 | 0 | 0 | 0 | 0 | 0 | 0 | 0 | 0 | 0 | 0
Tech Purchase Shares
| Year | Year 0 | Year 1 | Year 2 | Year 3 | Year 4 | Year 5 | Year 6 | Year 7 | Year 8 | Year 9 | Year 10 | Year 11 | Year 12 | Year 13 | Year 14 | Year 15 | Year 16 | Year 17 | Year 18 | Year 19 | Year 20 | Year 21 | Year 22 | Year 23 | Year 24 | Year 25 | Year 26 | Year 27 | Year 28 | Year 29 | Year 30
E1 | bar: Year 0 to Year 30
E2 | bar: Year 0 to Year 30
E3 | bar: Year 0 to Year 30
E4 | bar: Year 0 to Year 30
E5 | bar: Year 0 to Year 30
E6 | bar: Year 0 to Year 30
E7 | bar: Year 0 to Year 30
E8 | bar: Year 0 to Year 30
E9 | bar: Year 0 to Year 30
E10 | bar: Year 0 to Year 30
Units In from Switching
| E1 | 0 | 0 | 0 | 0 | 0 | 0 | 0 | 0 | 0 | 0 | 0 | 0 | 0 | 0 | 0 | 0 | 0 | 0 | 0 | 0 | 0 | 0 | 0 | 0 | 0 | 0 | 0 | 0 | 0 | 0 | 0
| E2 | 0 | 0 | 0 | 0 | 0 | 0 | 0 | 0 | 0 | 0 | 0 | 0 | 0 | 0 | 0 | 0 | 0 | 0 | 0 | 0 | 0 | 0 | 0 | 0 | 0 | 0 | 0 | 0 | 0 | 0 | 0
| E3 | 0 | 0 | 0 | 0 | 0 | 0 | 0 | 0 | 0 | 0 | 0 | 0 | 0 | 0 | 0 | 0 | 0 | 0 | 0 | 0 | 0 | 0 | 0 | 0 | 0 | 0 | 0 | 0 | 0 | 0 | 0
| E4 | 0 | 0 | 0 | 0 | 0 | 0 | 0 | 0 | 0 | 0 | 0 | 0 | 0 | 0 | 0 | 0 | 0 | 0 | 0 | 0 | 0 | 0 | 0 | 0 | 0 | 0 | 0 | 0 | 0 | 0 | 0
| E5 | 0 | 0 | 0 | 0 | 0 | 0 | 0 | 0 | 0 | 0 | 0 | 0 | 0 | 0 | 0 | 0 | 0 | 0 | 0 | 0 | 0 | 0 | 0 | 0 | 0 | 0 | 0 | 0 | 0 | 0 | 0
| E6 | 0 | 0 | 0 | 0 | 0 | 0 | 0 | 0 | 0 | 0 | 0 | 0 | 0 | 0 | 0 | 0 | 0 | 0 | 0 | 0 | 0 | 0 | 0 | 0 | 0 | 0 | 0 | 0 | 0 | 0 | 0
| E7 | 0 | 0 | 0 | 0 | 0 | 0 | 0 | 0 | 0 | 0 | 0 | 0 | 0 | 0 | 0 | 0 | 0 | 0 | 0 | 0 | 0 | 0 | 0 | 0 | 0 | 0 | 0 | 0 | 0 | 0 | 0
| E8 | 0 | 0 | 0 | 0 | 0 | 0 | 0 | 0 | 0 | 0 | 0 | 0 | 0 | 0 | 0 | 0 | 0 | 0 | 0 | 0 | 0 | 0 | 0 | 0 | 0 | 0 | 0 | 0 | 0 | 0 | 0
| E9 | 0 | 0 | 0 | 0 | 0 | 0 | 0 | 0 | 0 | 0 | 0 | 0 | 0 | 0 | 0 | 0 | 0 | 0 | 0 | 0 | 0 | 0 | 0 | 0 | 0 | 0 | 0 | 0 | 0 | 0 | 0
| E10 | 0 | 0 | 0 | 0 | 0 | 0 | 0 | 0 | 0 | 0 | 0 | 0 | 0 | 0 | 0 | 0 | 0 | 0 | 0 | 0 | 0 | 0 | 0 | 0 | 0 | 0 | 0 | 0 | 0 | 0 | 0
| Vintage | 0 | 0 | 0 | 0 | 0 | 0 | 0 | 0 | 0 | 0 | 0 | 0 | 0 | 0 | 0 | 0 | 0 | 0 | 0 | 0 | 0 | 0 | 0 | 0 | 0 | 0 | 0 | 0 | 0 | 0 | 0
Net Change
| Year | Year 0 | Year 1 | Year 2 | Year 3 | Year 4 | Year 5 | Year 6 | Year 7 | Year 8 | Year 9 | Year 10 | Year 11 | Year 12 | Year 13 | Year 14 | Year 15 | Year 16 | Year 17 | Year 18 | Year 19 | Year 20 | Year 21 | Year 22 | Year 23 | Year 24 | Year 25 | Year 26 | Year 27 | Year 28 | Year 29 | Year 30 | Key
| Units | 0 | 0 | 0 | 0 | 0 | 0 | 0 | 0 | 0 | 0 | 0 | 0 | 0 | 0 | 0 | 0 | 0 | 0 | 0 | 0 | 0 | 0 | 0 | 0 | 0 | 0 | 0 | 0 | 0 | 0 | 0 | 0_Units |  |  |  |  | 301957.8232
| Usage | 0 | 0 | 0 | 0 | 0 | 0 | 0 | 0 | 0 | 0 | 0 | 0 | 0 | 0 | 0 | 0 | 0 | 0 | 0 | 0 | 0 | 0 | 0 | 0 | 0 | 0 | 0 | 0 | 0 | 0 | 0 | 0_Usage |  |  |  |  | 1698.6543
| Peak Demand (S) | 0 | 0 | 0 | 0 | 0 | 0 | 0 | 0 | 0 | 0 | 0 | 0 | 0 | 0 | 0 | 0 | 0 | 0 | 0 | 0 | 0 | 0 | 0 | 0 | 0 | 0 | 0 | 0 | 0 | 0 | 0 | 0_Peak Demand (S) |  |  |  |  | 0
| Peak Demand (W) | 0 | 0 | 0 | 0 | 0 | 0 | 0 | 0 | 0 | 0 | 0 | 0 | 0 | 0 | 0 | 0 | 0 | 0 | 0 | 0 | 0 | 0 | 0 | 0 | 0 | 0 | 0 | 0 | 0 | 0 | 0 | 0_Peak Demand (W) |  |  |  |  | 884.6119
| Turnover | 0 | 0 | 0 | 0 | 0 | 0 | 0 | 0 | 0 | 0 | 0 | 0 | 0 | 0 | 0 | 0 | 0 | 0 | 0 | 0 | 0 | 0 | 0 | 0 | 0 | 0 | 0 | 0 | 0 | 0 | 0 | 0_Turnover |  |  |  |  | 6885.4476
| Avg. Replacement Usage | 0 | 0 | 0 | 0 | 0 | 0 | 0 | 0 | 0 | 0 | 0 | 0 | 0 | 0 | 0 | 0 | 0 | 0 | 0 | 0 | 0 | 0 | 0 | 0 | 0 | 0 | 0 | 0 | 0 | 0 | 0 | 0_Avg. Replacement Usage |  |  |  |  | 5638.8522
| Avg. Replacement Demand (S) | 0 | 0 | 0 | 0 | 0 | 0 | 0 | 0 | 0 | 0 | 0 | 0 | 0 | 0 | 0 | 0 | 0 | 0 | 0 | 0 | 0 | 0 | 0 | 0 | 0 | 0 | 0 | 0 | 0 | 0 | 0 | 0_Avg. Replacement Demand (S) |  |  |  |  | 0
| Avg. Replacement Demand (W) | 0 | 0 | 0 | 0 | 0 | 0 | 0 | 0 | 0 | 0 | 0 | 0 | 0 | 0 | 0 | 0 | 0 | 0 | 0 | 0 | 0 | 0 | 0 | 0 | 0 | 0 | 0 | 0 | 0 | 0 | 0 | 0_Avg. Replacement Demand (W) |  |  |  |  | 2.9366
Purchases
| Year | Year 0 | Year 1 | Year 2 | Year 3 | Year 4 | Year 5 | Year 6 | Year 7 | Year 8 | Year 9 | Year 10 | Year 11 | Year 12 | Year 13 | Year 14 | Year 15 | Year 16 | Year 17 | Year 18 | Year 19 | Year 20 | Year 21 | Year 22 | Year 23 | Year 24 | Year 25 | Year 26 | Year 27 | Year 28 | Year 29 | Year 30
| E1 | 0 | 0 | 0 | 0 | 0 | 0 | 0 | 0 | 0 | 0 | 0 | 0 | 0 | 0 | 0 | 0 | 0 | 0 | 0 | 0 | 0 | 0 | 0 | 0 | 0 | 0 | 0 | 0 | 0 | 0 | 0 | 0_E1_Purchases |  |  |  |  | 6885.4476
| E2 | 0 | 0 | 0 | 0 | 0 | 0 | 0 | 0 | 0 | 0 | 0 | 0 | 0 | 0 | 0 | 0 | 0 | 0 | 0 | 0 | 0 | 0 | 0 | 0 | 0 | 0 | 0 | 0 | 0 | 0 | 0 | 0_E2_Purchases |  |  |  |  | 0
| E3 | 0 | 0 | 0 | 0 | 0 | 0 | 0 | 0 | 0 | 0 | 0 | 0 | 0 | 0 | 0 | 0 | 0 | 0 | 0 | 0 | 0 | 0 | 0 | 0 | 0 | 0 | 0 | 0 | 0 | 0 | 0 | 0_E3_Purchases |  |  |  |  | 0
| E4 | 0 | 0 | 0 | 0 | 0 | 0 | 0 | 0 | 0 | 0 | 0 | 0 | 0 | 0 | 0 | 0 | 0 | 0 | 0 | 0 | 0 | 0 | 0 | 0 | 0 | 0 | 0 | 0 | 0 | 0 | 0 | 0_E4_Purchases |  |  |  |  | 0
| E5 | 0 | 0 | 0 | 0 | 0 | 0 | 0 | 0 | 0 | 0 | 0 | 0 | 0 | 0 | 0 | 0 | 0 | 0 | 0 | 0 | 0 | 0 | 0 | 0 | 0 | 0 | 0 | 0 | 0 | 0 | 0 | 0_E5_Purchases |  |  |  |  | 0
| E6 | 0 | 0 | 0 | 0 | 0 | 0 | 0 | 0 | 0 | 0 | 0 | 0 | 0 | 0 | 0 | 0 | 0 | 0 | 0 | 0 | 0 | 0 | 0 | 0 | 0 | 0 | 0 | 0 | 0 | 0 | 0 | 0_E6_Purchases |  |  |  |  | 0
| E7 | 0 | 0 | 0 | 0 | 0 | 0 | 0 | 0 | 0 | 0 | 0 | 0 | 0 | 0 | 0 | 0 | 0 | 0 | 0 | 0 | 0 | 0 | 0 | 0 | 0 | 0 | 0 | 0 | 0 | 0 | 0 | 0_E7_Purchases |  |  |  |  | 0
| E8 | 0 | 0 | 0 | 0 | 0 | 0 | 0 | 0 | 0 | 0 | 0 | 0 | 0 | 0 | 0 | 0 | 0 | 0 | 0 | 0 | 0 | 0 | 0 | 0 | 0 | 0 | 0 | 0 | 0 | 0 | 0 | 0_E8_Purchases |  |  |  |  | 0
| E9 | 0 | 0 | 0 | 0 | 0 | 0 | 0 | 0 | 0 | 0 | 0 | 0 | 0 | 0 | 0 | 0 | 0 | 0 | 0 | 0 | 0 | 0 | 0 | 0 | 0 | 0 | 0 | 0 | 0 | 0 | 0 | 0_E9_Purchases |  |  |  |  | 0
| E10 | 0 | 0 | 0 | 0 | 0 | 0 | 0 | 0 | 0 | 0 | 0 | 0 | 0 | 0 | 0 | 0 | 0 | 0 | 0 | 0 | 0 | 0 | 0 | 0 | 0 | 0 | 0 | 0 | 0 | 0 | 0 | 0_E10_Purchases |  |  |  |  | 0
Stock
| Year | Year 0 | Year 1 | Year 2 | Year 3 | Year 4 | Year 5 | Year 6 | Year 7 | Year 8 | Year 9 | Year 10 | Year 11 | Year 12 | Year 13 | Year 14 | Year 15 | Year 16 | Year 17 | Year 18 | Year 19 | Year 20 | Year 21 | Year 22 | Year 23 | Year 24 | Year 25 | Year 26 | Year 27 | Year 28 | Year 29 | Year 30
| E1 | 0 | 0 | 0 | 0 | 0 | 0 | 0 | 0 | 0 | 0 | 0 | 0 | 0 | 0 | 0 | 0 | 0 | 0 | 0 | 0 | 0 | 0 | 0 | 0 | 0 | 0 | 0 | 0 | 0 | 0 | 0 | 0_E1_Stock |  |  |  |  | 13576.6093
| E2 | 0 | 0 | 0 | 0 | 0 | 0 | 0 | 0 | 0 | 0 | 0 | 0 | 0 | 0 | 0 | 0 | 0 | 0 | 0 | 0 | 0 | 0 | 0 | 0 | 0 | 0 | 0 | 0 | 0 | 0 | 0 | 0_E2_Stock |  |  |  |  | 0
| E3 | 0 | 0 | 0 | 0 | 0 | 0 | 0 | 0 | 0 | 0 | 0 | 0 | 0 | 0 | 0 | 0 | 0 | 0 | 0 | 0 | 0 | 0 | 0 | 0 | 0 | 0 | 0 | 0 | 0 | 0 | 0 | 0_E3_Stock |  |  |  |  | 0
| E4 | 0 | 0 | 0 | 0 | 0 | 0 | 0 | 0 | 0 | 0 | 0 | 0 | 0 | 0 | 0 | 0 | 0 | 0 | 0 | 0 | 0 | 0 | 0 | 0 | 0 | 0 | 0 | 0 | 0 | 0 | 0 | 0_E4_Stock |  |  |  |  | 0
| E5 | 0 | 0 | 0 | 0 | 0 | 0 | 0 | 0 | 0 | 0 | 0 | 0 | 0 | 0 | 0 | 0 | 0 | 0 | 0 | 0 | 0 | 0 | 0 | 0 | 0 | 0 | 0 | 0 | 0 | 0 | 0 | 0_E5_Stock |  |  |  |  | 0
| E6 | 0 | 0 | 0 | 0 | 0 | 0 | 0 | 0 | 0 | 0 | 0 | 0 | 0 | 0 | 0 | 0 | 0 | 0 | 0 | 0 | 0 | 0 | 0 | 0 | 0 | 0 | 0 | 0 | 0 | 0 | 0 | 0_E6_Stock |  |  |  |  | 0
| E7 | 0 | 0 | 0 | 0 | 0 | 0 | 0 | 0 | 0 | 0 | 0 | 0 | 0 | 0 | 0 | 0 | 0 | 0 | 0 | 0 | 0 | 0 | 0 | 0 | 0 | 0 | 0 | 0 | 0 | 0 | 0 | 0_E7_Stock |  |  |  |  | 0
| E8 | 0 | 0 | 0 | 0 | 0 | 0 | 0 | 0 | 0 | 0 | 0 | 0 | 0 | 0 | 0 | 0 | 0 | 0 | 0 | 0 | 0 | 0 | 0 | 0 | 0 | 0 | 0 | 0 | 0 | 0 | 0 | 0_E8_Stock |  |  |  |  | 0
| E9 | 0 | 0 | 0 | 0 | 0 | 0 | 0 | 0 | 0 | 0 | 0 | 0 | 0 | 0 | 0 | 0 | 0 | 0 | 0 | 0 | 0 | 0 | 0 | 0 | 0 | 0 | 0 | 0 | 0 | 0 | 0 | 0_E9_Stock |  |  |  |  | 0
| E10 | 0 | 0 | 0 | 0 | 0 | 0 | 0 | 0 | 0 | 0 | 0 | 0 | 0 | 0 | 0 | 0 | 0 | 0 | 0 | 0 | 0 | 0 | 0 | 0 | 0 | 0 | 0 | 0 | 0 | 0 | 0 | 0_E10_Stock |  |  |  |  | 0
| Vintage | 0 | 0 | 0 | 0 | 0 | 0 | 0 | 0 | 0 | 0 | 0 | 0 | 0 | 0 | 0 | 0 | 0 | 0 | 0 | 0 | 0 | 0 | 0 | 0 | 0 | 0 | 0 | 0 | 0 | 0 | 0 | 0_Vintage_Stock |  |  |  |  | 288381.2139
S4C5 |  | Year 0: System 4 Technology 5
Technology Variables
| Tech Key | Year 0: 0
| Peak Factor (S) | Year 0: 0
| Peak Factor (W) | Year 0: 0
| Min Vintage Lifetime | Year 0: 0
| Max Vintage Lifetime | Year 0: 0
| Turnover Style | Year 0: 0
Technology Variables
| Equipment | Year 0: Label; Year 1: Min Lifetime; Year 2: Max Lifetime; Year 3: Degradation; Year 4: Usage; Year 5: Available
| E1 | Year 1: 0; Year 2: 0; Year 3: 0%; Year 4: 0; Year 5: FALSE
| E2 | Year 1: 0; Year 2: 0; Year 3: 0%; Year 4: 0; Year 5: FALSE
| E3 | Year 1: 0; Year 2: 0; Year 3: 0%; Year 4: 0; Year 5: FALSE
| E4 | Year 1: 0; Year 2: 0; Year 3: 0%; Year 4: 0; Year 5: FALSE
| E5 | Year 1: 0; Year 2: 0; Year 3: 0%; Year 4: 0; Year 5: FALSE
| E6 | Year 1: 0; Year 2: 0; Year 3: 0%; Year 4: 0; Year 5: FALSE
| E7 | Year 1: 0; Year 2: 0; Year 3: 0%; Year 4: 0; Year 5: FALSE
| E8 | Year 1: 0; Year 2: 0; Year 3: 0%; Year 4: 0; Year 5: FALSE
| E9 | Year 1: 0; Year 2: 0; Year 3: 0%; Year 4: 0; Year 5: FALSE
| E10 | Year 1: 0; Year 2: 0; Year 3: 0%; Year 4: 0; Year 5: FALSE
Original Forecast Results
| Year | Year 0 | Year 1 | Year 2 | Year 3 | Year 4 | Year 5 | Year 6 | Year 7 | Year 8 | Year 9 | Year 10 | Year 11 | Year 12 | Year 13 | Year 14 | Year 15 | Year 16 | Year 17 | Year 18 | Year 19 | Year 20 | Year 21 | Year 22 | Year 23 | Year 24 | Year 25 | Year 26 | Year 27 | Year 28 | Year 29 | Year 30 | Key
| Units | 0 | 0 | 0 | 0 | 0 | 0 | 0 | 0 | 0 | 0 | 0 | 0 | 0 | 0 | 0 | 0 | 0 | 0 | 0 | 0 | 0 | 0 | 0 | 0 | 0 | 0 | 0 | 0 | 0 | 0 | 0 | #REF! |  |  |  |  | 301957.8232
| Usage | 0 | 0 | 0 | 0 | 0 | 0 | 0 | 0 | 0 | 0 | 0 | 0 | 0 | 0 | 0 | 0 | 0 | 0 | 0 | 0 | 0 | 0 | 0 | 0 | 0 | 0 | 0 | 0 | 0 | 0 | 0 | #REF! |  |  |  |  | 1698.6543
| Peak Demand (S) | 0 | 0 | 0 | 0 | 0 | 0 | 0 | 0 | 0 | 0 | 0 | 0 | 0 | 0 | 0 | 0 | 0 | 0 | 0 | 0 | 0 | 0 | 0 | 0 | 0 | 0 | 0 | 0 | 0 | 0 | 0 | #REF! |  |  |  |  | 0
| Peak Demand (W) | 0 | 0 | 0 | 0 | 0 | 0 | 0 | 0 | 0 | 0 | 0 | 0 | 0 | 0 | 0 | 0 | 0 | 0 | 0 | 0 | 0 | 0 | 0 | 0 | 0 | 0 | 0 | 0 | 0 | 0 | 0 | #REF! |  |  |  |  | 884.6119
| Turnover | 0 | 0 | 0 | 0 | 0 | 0 | 0 | 0 | 0 | 0 | 0 | 0 | 0 | 0 | 0 | 0 | 0 | 0 | 0 | 0 | 0 | 0 | 0 | 0 | 0 | 0 | 0 | 0 | 0 | 0 | 0 | #REF! |  |  |  |  | 6885.4476
| Avg. Replacement Usage | 0 | 0 | 0 | 0 | 0 | 0 | 0 | 0 | 0 | 0 | 0 | 0 | 0 | 0 | 0 | 0 | 0 | 0 | 0 | 0 | 0 | 0 | 0 | 0 | 0 | 0 | 0 | 0 | 0 | 0 | 0 | #REF! |  |  |  |  | 5638.8522
| Avg. Replacement Demand (S) | 0 | 0 | 0 | 0 | 0 | 0 | 0 | 0 | 0 | 0 | 0 | 0 | 0 | 0 | 0 | 0 | 0 | 0 | 0 | 0 | 0 | 0 | 0 | 0 | 0 | 0 | 0 | 0 | 0 | 0 | 0 | #REF! |  |  |  |  | 0
| Avg. Replacement Demand (W) | 0 | 0 | 0 | 0 | 0 | 0 | 0 | 0 | 0 | 0 | 0 | 0 | 0 | 0 | 0 | 0 | 0 | 0 | 0 | 0 | 0 | 0 | 0 | 0 | 0 | 0 | 0 | 0 | 0 | 0 | 0 | #REF! |  |  |  |  | 2.9366
Tech Forecast Stock
| Year | Year 0 | Year 1 | Year 2 | Year 3 | Year 4 | Year 5 | Year 6 | Year 7 | Year 8 | Year 9 | Year 10 | Year 11 | Year 12 | Year 13 | Year 14 | Year 15 | Year 16 | Year 17 | Year 18 | Year 19 | Year 20 | Year 21 | Year 22 | Year 23 | Year 24 | Year 25 | Year 26 | Year 27 | Year 28 | Year 29 | Year 30
| E1 | 0 | 0 | 0 | 0 | 0 | 0 | 0 | 0 | 0 | 0 | 0 | 0 | 0 | 0 | 0 | 0 | 0 | 0 | 0 | 0 | 0 | 0 | 0 | 0 | 0 | 0 | 0 | 0 | 0 | 0 | 0
| E2 | 0 | 0 | 0 | 0 | 0 | 0 | 0 | 0 | 0 | 0 | 0 | 0 | 0 | 0 | 0 | 0 | 0 | 0 | 0 | 0 | 0 | 0 | 0 | 0 | 0 | 0 | 0 | 0 | 0 | 0 | 0
| E3 | 0 | 0 | 0 | 0 | 0 | 0 | 0 | 0 | 0 | 0 | 0 | 0 | 0 | 0 | 0 | 0 | 0 | 0 | 0 | 0 | 0 | 0 | 0 | 0 | 0 | 0 | 0 | 0 | 0 | 0 | 0
| E4 | 0 | 0 | 0 | 0 | 0 | 0 | 0 | 0 | 0 | 0 | 0 | 0 | 0 | 0 | 0 | 0 | 0 | 0 | 0 | 0 | 0 | 0 | 0 | 0 | 0 | 0 | 0 | 0 | 0 | 0 | 0
| E5 | 0 | 0 | 0 | 0 | 0 | 0 | 0 | 0 | 0 | 0 | 0 | 0 | 0 | 0 | 0 | 0 | 0 | 0 | 0 | 0 | 0 | 0 | 0 | 0 | 0 | 0 | 0 | 0 | 0 | 0 | 0
| E6 | 0 | 0 | 0 | 0 | 0 | 0 | 0 | 0 | 0 | 0 | 0 | 0 | 0 | 0 | 0 | 0 | 0 | 0 | 0 | 0 | 0 | 0 | 0 | 0 | 0 | 0 | 0 | 0 | 0 | 0 | 0
| E7 | 0 | 0 | 0 | 0 | 0 | 0 | 0 | 0 | 0 | 0 | 0 | 0 | 0 | 0 | 0 | 0 | 0 | 0 | 0 | 0 | 0 | 0 | 0 | 0 | 0 | 0 | 0 | 0 | 0 | 0 | 0
| E8 | 0 | 0 | 0 | 0 | 0 | 0 | 0 | 0 | 0 | 0 | 0 | 0 | 0 | 0 | 0 | 0 | 0 | 0 | 0 | 0 | 0 | 0 | 0 | 0 | 0 | 0 | 0 | 0 | 0 | 0 | 0
| E9 | 0 | 0 | 0 | 0 | 0 | 0 | 0 | 0 | 0 | 0 | 0 | 0 | 0 | 0 | 0 | 0 | 0 | 0 | 0 | 0 | 0 | 0 | 0 | 0 | 0 | 0 | 0 | 0 | 0 | 0 | 0
| E10 | 0 | 0 | 0 | 0 | 0 | 0 | 0 | 0 | 0 | 0 | 0 | 0 | 0 | 0 | 0 | 0 | 0 | 0 | 0 | 0 | 0 | 0 | 0 | 0 | 0 | 0 | 0 | 0 | 0 | 0 | 0
| Vintage | 0 | 0 | 0 | 0 | 0 | 0 | 0 | 0 | 0 | 0 | 0 | 0 | 0 | 0 | 0 | 0 | 0 | 0 | 0 | 0 | 0 | 0 | 0 | 0 | 0 | 0 | 0 | 0 | 0 | 0 | 0
Stock for Switching
| Year | Year 0 | Year 1 | Year 2 | Year 3 | Year 4 | Year 5 | Year 6 | Year 7 | Year 8 | Year 9 | Year 10 | Year 11 | Year 12 | Year 13 | Year 14 | Year 15 | Year 16 | Year 17 | Year 18 | Year 19 | Year 20 | Year 21 | Year 22 | Year 23 | Year 24 | Year 25 | Year 26 | Year 27 | Year 28 | Year 29 | Year 30
| E1 | 0 | 0 | 0 | 0 | 0 | 0 | 0 | 0 | 0 | 0 | 0 | 0 | 0 | 0 | 0 | 0 | 0 | 0 | 0 | 0 | 0 | 0 | 0 | 0 | 0 | 0 | 0 | 0 | 0 | 0 | 0 | 0_E1_SysStock
| E2 | 0 | 0 | 0 | 0 | 0 | 0 | 0 | 0 | 0 | 0 | 0 | 0 | 0 | 0 | 0 | 0 | 0 | 0 | 0 | 0 | 0 | 0 | 0 | 0 | 0 | 0 | 0 | 0 | 0 | 0 | 0 | 0_E2_SysStock
| E3 | 0 | 0 | 0 | 0 | 0 | 0 | 0 | 0 | 0 | 0 | 0 | 0 | 0 | 0 | 0 | 0 | 0 | 0 | 0 | 0 | 0 | 0 | 0 | 0 | 0 | 0 | 0 | 0 | 0 | 0 | 0 | 0_E3_SysStock
| E4 | 0 | 0 | 0 | 0 | 0 | 0 | 0 | 0 | 0 | 0 | 0 | 0 | 0 | 0 | 0 | 0 | 0 | 0 | 0 | 0 | 0 | 0 | 0 | 0 | 0 | 0 | 0 | 0 | 0 | 0 | 0 | 0_E4_SysStock
| E5 | 0 | 0 | 0 | 0 | 0 | 0 | 0 | 0 | 0 | 0 | 0 | 0 | 0 | 0 | 0 | 0 | 0 | 0 | 0 | 0 | 0 | 0 | 0 | 0 | 0 | 0 | 0 | 0 | 0 | 0 | 0 | 0_E5_SysStock
| E6 | 0 | 0 | 0 | 0 | 0 | 0 | 0 | 0 | 0 | 0 | 0 | 0 | 0 | 0 | 0 | 0 | 0 | 0 | 0 | 0 | 0 | 0 | 0 | 0 | 0 | 0 | 0 | 0 | 0 | 0 | 0 | 0_E6_SysStock
| E7 | 0 | 0 | 0 | 0 | 0 | 0 | 0 | 0 | 0 | 0 | 0 | 0 | 0 | 0 | 0 | 0 | 0 | 0 | 0 | 0 | 0 | 0 | 0 | 0 | 0 | 0 | 0 | 0 | 0 | 0 | 0 | 0_E7_SysStock
| E8 | 0 | 0 | 0 | 0 | 0 | 0 | 0 | 0 | 0 | 0 | 0 | 0 | 0 | 0 | 0 | 0 | 0 | 0 | 0 | 0 | 0 | 0 | 0 | 0 | 0 | 0 | 0 | 0 | 0 | 0 | 0 | 0_E8_SysStock
| E9 | 0 | 0 | 0 | 0 | 0 | 0 | 0 | 0 | 0 | 0 | 0 | 0 | 0 | 0 | 0 | 0 | 0 | 0 | 0 | 0 | 0 | 0 | 0 | 0 | 0 | 0 | 0 | 0 | 0 | 0 | 0 | 0_E9_SysStock
| E10 | 0 | 0 | 0 | 0 | 0 | 0 | 0 | 0 | 0 | 0 | 0 | 0 | 0 | 0 | 0 | 0 | 0 | 0 | 0 | 0 | 0 | 0 | 0 | 0 | 0 | 0 | 0 | 0 | 0 | 0 | 0 | 0_E10_SysStock
| Vintage | 0 | 0 | 0 | 0 | 0 | 0 | 0 | 0 | 0 | 0 | 0 | 0 | 0 | 0 | 0 | 0 | 0 | 0 | 0 | 0 | 0 | 0 | 0 | 0 | 0 | 0 | 0 | 0 | 0 | 0 | 0 | 0_Vintage_SysStock
Tech Forecast Purchases
| Year | Year 0 | Year 1 | Year 2 | Year 3 | Year 4 | Year 5 | Year 6 | Year 7 | Year 8 | Year 9 | Year 10 | Year 11 | Year 12 | Year 13 | Year 14 | Year 15 | Year 16 | Year 17 | Year 18 | Year 19 | Year 20 | Year 21 | Year 22 | Year 23 | Year 24 | Year 25 | Year 26 | Year 27 | Year 28 | Year 29 | Year 30
| E1 | 0 | 0 | 0 | 0 | 0 | 0 | 0 | 0 | 0 | 0 | 0 | 0 | 0 | 0 | 0 | 0 | 0 | 0 | 0 | 0 | 0 | 0 | 0 | 0 | 0 | 0 | 0 | 0 | 0 | 0 | 0
| E2 | 0 | 0 | 0 | 0 | 0 | 0 | 0 | 0 | 0 | 0 | 0 | 0 | 0 | 0 | 0 | 0 | 0 | 0 | 0 | 0 | 0 | 0 | 0 | 0 | 0 | 0 | 0 | 0 | 0 | 0 | 0
| E3 | 0 | 0 | 0 | 0 | 0 | 0 | 0 | 0 | 0 | 0 | 0 | 0 | 0 | 0 | 0 | 0 | 0 | 0 | 0 | 0 | 0 | 0 | 0 | 0 | 0 | 0 | 0 | 0 | 0 | 0 | 0
| E4 | 0 | 0 | 0 | 0 | 0 | 0 | 0 | 0 | 0 | 0 | 0 | 0 | 0 | 0 | 0 | 0 | 0 | 0 | 0 | 0 | 0 | 0 | 0 | 0 | 0 | 0 | 0 | 0 | 0 | 0 | 0
| E5 | 0 | 0 | 0 | 0 | 0 | 0 | 0 | 0 | 0 | 0 | 0 | 0 | 0 | 0 | 0 | 0 | 0 | 0 | 0 | 0 | 0 | 0 | 0 | 0 | 0 | 0 | 0 | 0 | 0 | 0 | 0
| E6 | 0 | 0 | 0 | 0 | 0 | 0 | 0 | 0 | 0 | 0 | 0 | 0 | 0 | 0 | 0 | 0 | 0 | 0 | 0 | 0 | 0 | 0 | 0 | 0 | 0 | 0 | 0 | 0 | 0 | 0 | 0
| E7 | 0 | 0 | 0 | 0 | 0 | 0 | 0 | 0 | 0 | 0 | 0 | 0 | 0 | 0 | 0 | 0 | 0 | 0 | 0 | 0 | 0 | 0 | 0 | 0 | 0 | 0 | 0 | 0 | 0 | 0 | 0
| E8 | 0 | 0 | 0 | 0 | 0 | 0 | 0 | 0 | 0 | 0 | 0 | 0 | 0 | 0 | 0 | 0 | 0 | 0 | 0 | 0 | 0 | 0 | 0 | 0 | 0 | 0 | 0 | 0 | 0 | 0 | 0
| E9 | 0 | 0 | 0 | 0 | 0 | 0 | 0 | 0 | 0 | 0 | 0 | 0 | 0 | 0 | 0 | 0 | 0 | 0 | 0 | 0 | 0 | 0 | 0 | 0 | 0 | 0 | 0 | 0 | 0 | 0 | 0
| E10 | 0 | 0 | 0 | 0 | 0 | 0 | 0 | 0 | 0 | 0 | 0 | 0 | 0 | 0 | 0 | 0 | 0 | 0 | 0 | 0 | 0 | 0 | 0 | 0 | 0 | 0 | 0 | 0 | 0 | 0 | 0
Potential to Switch
| Year | Year 0 | Year 1 | Year 2 | Year 3 | Year 4 | Year 5 | Year 6 | Year 7 | Year 8 | Year 9 | Year 10 | Year 11 | Year 12 | Year 13 | Year 14 | Year 15 | Year 16 | Year 17 | Year 18 | Year 19 | Year 20 | Year 21 | Year 22 | Year 23 | Year 24 | Year 25 | Year 26 | Year 27 | Year 28 | Year 29 | Year 30
| E1 | 0 | 0 | 0 | 0 | 0 | 0 | 0 | 0 | 0 | 0 | 0 | 0 | 0 | 0 | 0 | 0 | 0 | 0 | 0 | 0 | 0 | 0 | 0 | 0 | 0 | 0 | 0 | 0 | 0 | 0 | 0 | 0_E1_Switched Out
| E2 | 0 | 0 | 0 | 0 | 0 | 0 | 0 | 0 | 0 | 0 | 0 | 0 | 0 | 0 | 0 | 0 | 0 | 0 | 0 | 0 | 0 | 0 | 0 | 0 | 0 | 0 | 0 | 0 | 0 | 0 | 0 | 0_E2_Switched Out
| E3 | 0 | 0 | 0 | 0 | 0 | 0 | 0 | 0 | 0 | 0 | 0 | 0 | 0 | 0 | 0 | 0 | 0 | 0 | 0 | 0 | 0 | 0 | 0 | 0 | 0 | 0 | 0 | 0 | 0 | 0 | 0 | 0_E3_Switched Out
| E4 | 0 | 0 | 0 | 0 | 0 | 0 | 0 | 0 | 0 | 0 | 0 | 0 | 0 | 0 | 0 | 0 | 0 | 0 | 0 | 0 | 0 | 0 | 0 | 0 | 0 | 0 | 0 | 0 | 0 | 0 | 0 | 0_E4_Switched Out
| E5 | 0 | 0 | 0 | 0 | 0 | 0 | 0 | 0 | 0 | 0 | 0 | 0 | 0 | 0 | 0 | 0 | 0 | 0 | 0 | 0 | 0 | 0 | 0 | 0 | 0 | 0 | 0 | 0 | 0 | 0 | 0 | 0_E5_Switched Out
| E6 | 0 | 0 | 0 | 0 | 0 | 0 | 0 | 0 | 0 | 0 | 0 | 0 | 0 | 0 | 0 | 0 | 0 | 0 | 0 | 0 | 0 | 0 | 0 | 0 | 0 | 0 | 0 | 0 | 0 | 0 | 0 | 0_E6_Switched Out
| E7 | 0 | 0 | 0 | 0 | 0 | 0 | 0 | 0 | 0 | 0 | 0 | 0 | 0 | 0 | 0 | 0 | 0 | 0 | 0 | 0 | 0 | 0 | 0 | 0 | 0 | 0 | 0 | 0 | 0 | 0 | 0 | 0_E7_Switched Out
| E8 | 0 | 0 | 0 | 0 | 0 | 0 | 0 | 0 | 0 | 0 | 0 | 0 | 0 | 0 | 0 | 0 | 0 | 0 | 0 | 0 | 0 | 0 | 0 | 0 | 0 | 0 | 0 | 0 | 0 | 0 | 0 | 0_E8_Switched Out
| E9 | 0 | 0 | 0 | 0 | 0 | 0 | 0 | 0 | 0 | 0 | 0 | 0 | 0 | 0 | 0 | 0 | 0 | 0 | 0 | 0 | 0 | 0 | 0 | 0 | 0 | 0 | 0 | 0 | 0 | 0 | 0 | 0_E9_Switched Out
| E10 | 0 | 0 | 0 | 0 | 0 | 0 | 0 | 0 | 0 | 0 | 0 | 0 | 0 | 0 | 0 | 0 | 0 | 0 | 0 | 0 | 0 | 0 | 0 | 0 | 0 | 0 | 0 | 0 | 0 | 0 | 0 | 0_E10_Switched Out
Units Out
| E1 | 0 | 0 | 0 | 0 | 0 | 0 | 0 | 0 | 0 | 0 | 0 | 0 | 0 | 0 | 0 | 0 | 0 | 0 | 0 | 0 | 0 | 0 | 0 | 0 | 0 | 0 | 0 | 0 | 0 | 0 | 0
| E2 | 0 | 0 | 0 | 0 | 0 | 0 | 0 | 0 | 0 | 0 | 0 | 0 | 0 | 0 | 0 | 0 | 0 | 0 | 0 | 0 | 0 | 0 | 0 | 0 | 0 | 0 | 0 | 0 | 0 | 0 | 0
| E3 | 0 | 0 | 0 | 0 | 0 | 0 | 0 | 0 | 0 | 0 | 0 | 0 | 0 | 0 | 0 | 0 | 0 | 0 | 0 | 0 | 0 | 0 | 0 | 0 | 0 | 0 | 0 | 0 | 0 | 0 | 0
| E4 | 0 | 0 | 0 | 0 | 0 | 0 | 0 | 0 | 0 | 0 | 0 | 0 | 0 | 0 | 0 | 0 | 0 | 0 | 0 | 0 | 0 | 0 | 0 | 0 | 0 | 0 | 0 | 0 | 0 | 0 | 0
| E5 | 0 | 0 | 0 | 0 | 0 | 0 | 0 | 0 | 0 | 0 | 0 | 0 | 0 | 0 | 0 | 0 | 0 | 0 | 0 | 0 | 0 | 0 | 0 | 0 | 0 | 0 | 0 | 0 | 0 | 0 | 0
| E6 | 0 | 0 | 0 | 0 | 0 | 0 | 0 | 0 | 0 | 0 | 0 | 0 | 0 | 0 | 0 | 0 | 0 | 0 | 0 | 0 | 0 | 0 | 0 | 0 | 0 | 0 | 0 | 0 | 0 | 0 | 0
| E7 | 0 | 0 | 0 | 0 | 0 | 0 | 0 | 0 | 0 | 0 | 0 | 0 | 0 | 0 | 0 | 0 | 0 | 0 | 0 | 0 | 0 | 0 | 0 | 0 | 0 | 0 | 0 | 0 | 0 | 0 | 0
| E8 | 0 | 0 | 0 | 0 | 0 | 0 | 0 | 0 | 0 | 0 | 0 | 0 | 0 | 0 | 0 | 0 | 0 | 0 | 0 | 0 | 0 | 0 | 0 | 0 | 0 | 0 | 0 | 0 | 0 | 0 | 0
| E9 | 0 | 0 | 0 | 0 | 0 | 0 | 0 | 0 | 0 | 0 | 0 | 0 | 0 | 0 | 0 | 0 | 0 | 0 | 0 | 0 | 0 | 0 | 0 | 0 | 0 | 0 | 0 | 0 | 0 | 0 | 0
| E10 | 0 | 0 | 0 | 0 | 0 | 0 | 0 | 0 | 0 | 0 | 0 | 0 | 0 | 0 | 0 | 0 | 0 | 0 | 0 | 0 | 0 | 0 | 0 | 0 | 0 | 0 | 0 | 0 | 0 | 0 | 0
| Vintage | 0 | 0 | 0 | 0 | 0 | 0 | 0 | 0 | 0 | 0 | 0 | 0 | 0 | 0 | 0 | 0 | 0 | 0 | 0 | 0 | 0 | 0 | 0 | 0 | 0 | 0 | 0 | 0 | 0 | 0 | 0
Tech Purchase Shares
| Year | Year 0 | Year 1 | Year 2 | Year 3 | Year 4 | Year 5 | Year 6 | Year 7 | Year 8 | Year 9 | Year 10 | Year 11 | Year 12 | Year 13 | Year 14 | Year 15 | Year 16 | Year 17 | Year 18 | Year 19 | Year 20 | Year 21 | Year 22 | Year 23 | Year 24 | Year 25 | Year 26 | Year 27 | Year 28 | Year 29 | Year 30
E1 | bar: Year 0 to Year 30
E2 | bar: Year 0 to Year 30
E3 | bar: Year 0 to Year 30
E4 | bar: Year 0 to Year 30
E5 | bar: Year 0 to Year 30
E6 | bar: Year 0 to Year 30
E7 | bar: Year 0 to Year 30
E8 | bar: Year 0 to Year 30
E9 | bar: Year 0 to Year 30
E10 | bar: Year 0 to Year 30
Units In from Switching
| E1 | 0 | 0 | 0 | 0 | 0 | 0 | 0 | 0 | 0 | 0 | 0 | 0 | 0 | 0 | 0 | 0 | 0 | 0 | 0 | 0 | 0 | 0 | 0 | 0 | 0 | 0 | 0 | 0 | 0 | 0 | 0
| E2 | 0 | 0 | 0 | 0 | 0 | 0 | 0 | 0 | 0 | 0 | 0 | 0 | 0 | 0 | 0 | 0 | 0 | 0 | 0 | 0 | 0 | 0 | 0 | 0 | 0 | 0 | 0 | 0 | 0 | 0 | 0
| E3 | 0 | 0 | 0 | 0 | 0 | 0 | 0 | 0 | 0 | 0 | 0 | 0 | 0 | 0 | 0 | 0 | 0 | 0 | 0 | 0 | 0 | 0 | 0 | 0 | 0 | 0 | 0 | 0 | 0 | 0 | 0
| E4 | 0 | 0 | 0 | 0 | 0 | 0 | 0 | 0 | 0 | 0 | 0 | 0 | 0 | 0 | 0 | 0 | 0 | 0 | 0 | 0 | 0 | 0 | 0 | 0 | 0 | 0 | 0 | 0 | 0 | 0 | 0
| E5 | 0 | 0 | 0 | 0 | 0 | 0 | 0 | 0 | 0 | 0 | 0 | 0 | 0 | 0 | 0 | 0 | 0 | 0 | 0 | 0 | 0 | 0 | 0 | 0 | 0 | 0 | 0 | 0 | 0 | 0 | 0
| E6 | 0 | 0 | 0 | 0 | 0 | 0 | 0 | 0 | 0 | 0 | 0 | 0 | 0 | 0 | 0 | 0 | 0 | 0 | 0 | 0 | 0 | 0 | 0 | 0 | 0 | 0 | 0 | 0 | 0 | 0 | 0
| E7 | 0 | 0 | 0 | 0 | 0 | 0 | 0 | 0 | 0 | 0 | 0 | 0 | 0 | 0 | 0 | 0 | 0 | 0 | 0 | 0 | 0 | 0 | 0 | 0 | 0 | 0 | 0 | 0 | 0 | 0 | 0
| E8 | 0 | 0 | 0 | 0 | 0 | 0 | 0 | 0 | 0 | 0 | 0 | 0 | 0 | 0 | 0 | 0 | 0 | 0 | 0 | 0 | 0 | 0 | 0 | 0 | 0 | 0 | 0 | 0 | 0 | 0 | 0
| E9 | 0 | 0 | 0 | 0 | 0 | 0 | 0 | 0 | 0 | 0 | 0 | 0 | 0 | 0 | 0 | 0 | 0 | 0 | 0 | 0 | 0 | 0 | 0 | 0 | 0 | 0 | 0 | 0 | 0 | 0 | 0
| E10 | 0 | 0 | 0 | 0 | 0 | 0 | 0 | 0 | 0 | 0 | 0 | 0 | 0 | 0 | 0 | 0 | 0 | 0 | 0 | 0 | 0 | 0 | 0 | 0 | 0 | 0 | 0 | 0 | 0 | 0 | 0
| Vintage | 0 | 0 | 0 | 0 | 0 | 0 | 0 | 0 | 0 | 0 | 0 | 0 | 0 | 0 | 0 | 0 | 0 | 0 | 0 | 0 | 0 | 0 | 0 | 0 | 0 | 0 | 0 | 0 | 0 | 0 | 0
Net Change
| Year | Year 0 | Year 1 | Year 2 | Year 3 | Year 4 | Year 5 | Year 6 | Year 7 | Year 8 | Year 9 | Year 10 | Year 11 | Year 12 | Year 13 | Year 14 | Year 15 | Year 16 | Year 17 | Year 18 | Year 19 | Year 20 | Year 21 | Year 22 | Year 23 | Year 24 | Year 25 | Year 26 | Year 27 | Year 28 | Year 29 | Year 30 | Key
| Units | 0 | 0 | 0 | 0 | 0 | 0 | 0 | 0 | 0 | 0 | 0 | 0 | 0 | 0 | 0 | 0 | 0 | 0 | 0 | 0 | 0 | 0 | 0 | 0 | 0 | 0 | 0 | 0 | 0 | 0 | 0 | 0_Units |  |  |  |  | 301957.8232
| Usage | 0 | 0 | 0 | 0 | 0 | 0 | 0 | 0 | 0 | 0 | 0 | 0 | 0 | 0 | 0 | 0 | 0 | 0 | 0 | 0 | 0 | 0 | 0 | 0 | 0 | 0 | 0 | 0 | 0 | 0 | 0 | 0_Usage |  |  |  |  | 1698.6543
| Peak Demand (S) | 0 | 0 | 0 | 0 | 0 | 0 | 0 | 0 | 0 | 0 | 0 | 0 | 0 | 0 | 0 | 0 | 0 | 0 | 0 | 0 | 0 | 0 | 0 | 0 | 0 | 0 | 0 | 0 | 0 | 0 | 0 | 0_Peak Demand (S) |  |  |  |  | 0
| Peak Demand (W) | 0 | 0 | 0 | 0 | 0 | 0 | 0 | 0 | 0 | 0 | 0 | 0 | 0 | 0 | 0 | 0 | 0 | 0 | 0 | 0 | 0 | 0 | 0 | 0 | 0 | 0 | 0 | 0 | 0 | 0 | 0 | 0_Peak Demand (W) |  |  |  |  | 884.6119
| Turnover | 0 | 0 | 0 | 0 | 0 | 0 | 0 | 0 | 0 | 0 | 0 | 0 | 0 | 0 | 0 | 0 | 0 | 0 | 0 | 0 | 0 | 0 | 0 | 0 | 0 | 0 | 0 | 0 | 0 | 0 | 0 | 0_Turnover |  |  |  |  | 6885.4476
| Avg. Replacement Usage | 0 | 0 | 0 | 0 | 0 | 0 | 0 | 0 | 0 | 0 | 0 | 0 | 0 | 0 | 0 | 0 | 0 | 0 | 0 | 0 | 0 | 0 | 0 | 0 | 0 | 0 | 0 | 0 | 0 | 0 | 0 | 0_Avg. Replacement Usage |  |  |  |  | 5638.8522
| Avg. Replacement Demand (S) | 0 | 0 | 0 | 0 | 0 | 0 | 0 | 0 | 0 | 0 | 0 | 0 | 0 | 0 | 0 | 0 | 0 | 0 | 0 | 0 | 0 | 0 | 0 | 0 | 0 | 0 | 0 | 0 | 0 | 0 | 0 | 0_Avg. Replacement Demand (S) |  |  |  |  | 0
| Avg. Replacement Demand (W) | 0 | 0 | 0 | 0 | 0 | 0 | 0 | 0 | 0 | 0 | 0 | 0 | 0 | 0 | 0 | 0 | 0 | 0 | 0 | 0 | 0 | 0 | 0 | 0 | 0 | 0 | 0 | 0 | 0 | 0 | 0 | 0_Avg. Replacement Demand (W) |  |  |  |  | 2.9366
Purchases
| Year | Year 0 | Year 1 | Year 2 | Year 3 | Year 4 | Year 5 | Year 6 | Year 7 | Year 8 | Year 9 | Year 10 | Year 11 | Year 12 | Year 13 | Year 14 | Year 15 | Year 16 | Year 17 | Year 18 | Year 19 | Year 20 | Year 21 | Year 22 | Year 23 | Year 24 | Year 25 | Year 26 | Year 27 | Year 28 | Year 29 | Year 30
| E1 | 0 | 0 | 0 | 0 | 0 | 0 | 0 | 0 | 0 | 0 | 0 | 0 | 0 | 0 | 0 | 0 | 0 | 0 | 0 | 0 | 0 | 0 | 0 | 0 | 0 | 0 | 0 | 0 | 0 | 0 | 0 | 0_E1_Purchases |  |  |  |  | 6885.4476
| E2 | 0 | 0 | 0 | 0 | 0 | 0 | 0 | 0 | 0 | 0 | 0 | 0 | 0 | 0 | 0 | 0 | 0 | 0 | 0 | 0 | 0 | 0 | 0 | 0 | 0 | 0 | 0 | 0 | 0 | 0 | 0 | 0_E2_Purchases |  |  |  |  | 0
| E3 | 0 | 0 | 0 | 0 | 0 | 0 | 0 | 0 | 0 | 0 | 0 | 0 | 0 | 0 | 0 | 0 | 0 | 0 | 0 | 0 | 0 | 0 | 0 | 0 | 0 | 0 | 0 | 0 | 0 | 0 | 0 | 0_E3_Purchases |  |  |  |  | 0
| E4 | 0 | 0 | 0 | 0 | 0 | 0 | 0 | 0 | 0 | 0 | 0 | 0 | 0 | 0 | 0 | 0 | 0 | 0 | 0 | 0 | 0 | 0 | 0 | 0 | 0 | 0 | 0 | 0 | 0 | 0 | 0 | 0_E4_Purchases |  |  |  |  | 0
| E5 | 0 | 0 | 0 | 0 | 0 | 0 | 0 | 0 | 0 | 0 | 0 | 0 | 0 | 0 | 0 | 0 | 0 | 0 | 0 | 0 | 0 | 0 | 0 | 0 | 0 | 0 | 0 | 0 | 0 | 0 | 0 | 0_E5_Purchases |  |  |  |  | 0
| E6 | 0 | 0 | 0 | 0 | 0 | 0 | 0 | 0 | 0 | 0 | 0 | 0 | 0 | 0 | 0 | 0 | 0 | 0 | 0 | 0 | 0 | 0 | 0 | 0 | 0 | 0 | 0 | 0 | 0 | 0 | 0 | 0_E6_Purchases |  |  |  |  | 0
| E7 | 0 | 0 | 0 | 0 | 0 | 0 | 0 | 0 | 0 | 0 | 0 | 0 | 0 | 0 | 0 | 0 | 0 | 0 | 0 | 0 | 0 | 0 | 0 | 0 | 0 | 0 | 0 | 0 | 0 | 0 | 0 | 0_E7_Purchases |  |  |  |  | 0
| E8 | 0 | 0 | 0 | 0 | 0 | 0 | 0 | 0 | 0 | 0 | 0 | 0 | 0 | 0 | 0 | 0 | 0 | 0 | 0 | 0 | 0 | 0 | 0 | 0 | 0 | 0 | 0 | 0 | 0 | 0 | 0 | 0_E8_Purchases |  |  |  |  | 0
| E9 | 0 | 0 | 0 | 0 | 0 | 0 | 0 | 0 | 0 | 0 | 0 | 0 | 0 | 0 | 0 | 0 | 0 | 0 | 0 | 0 | 0 | 0 | 0 | 0 | 0 | 0 | 0 | 0 | 0 | 0 | 0 | 0_E9_Purchases |  |  |  |  | 0
| E10 | 0 | 0 | 0 | 0 | 0 | 0 | 0 | 0 | 0 | 0 | 0 | 0 | 0 | 0 | 0 | 0 | 0 | 0 | 0 | 0 | 0 | 0 | 0 | 0 | 0 | 0 | 0 | 0 | 0 | 0 | 0 | 0_E10_Purchases |  |  |  |  | 0
Stock
| Year | Year 0 | Year 1 | Year 2 | Year 3 | Year 4 | Year 5 | Year 6 | Year 7 | Year 8 | Year 9 | Year 10 | Year 11 | Year 12 | Year 13 | Year 14 | Year 15 | Year 16 | Year 17 | Year 18 | Year 19 | Year 20 | Year 21 | Year 22 | Year 23 | Year 24 | Year 25 | Year 26 | Year 27 | Year 28 | Year 29 | Year 30
| E1 | 0 | 0 | 0 | 0 | 0 | 0 | 0 | 0 | 0 | 0 | 0 | 0 | 0 | 0 | 0 | 0 | 0 | 0 | 0 | 0 | 0 | 0 | 0 | 0 | 0 | 0 | 0 | 0 | 0 | 0 | 0 | 0_E1_Stock |  |  |  |  | 13576.6093
| E2 | 0 | 0 | 0 | 0 | 0 | 0 | 0 | 0 | 0 | 0 | 0 | 0 | 0 | 0 | 0 | 0 | 0 | 0 | 0 | 0 | 0 | 0 | 0 | 0 | 0 | 0 | 0 | 0 | 0 | 0 | 0 | 0_E2_Stock |  |  |  |  | 0
| E3 | 0 | 0 | 0 | 0 | 0 | 0 | 0 | 0 | 0 | 0 | 0 | 0 | 0 | 0 | 0 | 0 | 0 | 0 | 0 | 0 | 0 | 0 | 0 | 0 | 0 | 0 | 0 | 0 | 0 | 0 | 0 | 0_E3_Stock |  |  |  |  | 0
| E4 | 0 | 0 | 0 | 0 | 0 | 0 | 0 | 0 | 0 | 0 | 0 | 0 | 0 | 0 | 0 | 0 | 0 | 0 | 0 | 0 | 0 | 0 | 0 | 0 | 0 | 0 | 0 | 0 | 0 | 0 | 0 | 0_E4_Stock |  |  |  |  | 0
| E5 | 0 | 0 | 0 | 0 | 0 | 0 | 0 | 0 | 0 | 0 | 0 | 0 | 0 | 0 | 0 | 0 | 0 | 0 | 0 | 0 | 0 | 0 | 0 | 0 | 0 | 0 | 0 | 0 | 0 | 0 | 0 | 0_E5_Stock |  |  |  |  | 0
| E6 | 0 | 0 | 0 | 0 | 0 | 0 | 0 | 0 | 0 | 0 | 0 | 0 | 0 | 0 | 0 | 0 | 0 | 0 | 0 | 0 | 0 | 0 | 0 | 0 | 0 | 0 | 0 | 0 | 0 | 0 | 0 | 0_E6_Stock |  |  |  |  | 0
| E7 | 0 | 0 | 0 | 0 | 0 | 0 | 0 | 0 | 0 | 0 | 0 | 0 | 0 | 0 | 0 | 0 | 0 | 0 | 0 | 0 | 0 | 0 | 0 | 0 | 0 | 0 | 0 | 0 | 0 | 0 | 0 | 0_E7_Stock |  |  |  |  | 0
| E8 | 0 | 0 | 0 | 0 | 0 | 0 | 0 | 0 | 0 | 0 | 0 | 0 | 0 | 0 | 0 | 0 | 0 | 0 | 0 | 0 | 0 | 0 | 0 | 0 | 0 | 0 | 0 | 0 | 0 | 0 | 0 | 0_E8_Stock |  |  |  |  | 0
| E9 | 0 | 0 | 0 | 0 | 0 | 0 | 0 | 0 | 0 | 0 | 0 | 0 | 0 | 0 | 0 | 0 | 0 | 0 | 0 | 0 | 0 | 0 | 0 | 0 | 0 | 0 | 0 | 0 | 0 | 0 | 0 | 0_E9_Stock |  |  |  |  | 0
| E10 | 0 | 0 | 0 | 0 | 0 | 0 | 0 | 0 | 0 | 0 | 0 | 0 | 0 | 0 | 0 | 0 | 0 | 0 | 0 | 0 | 0 | 0 | 0 | 0 | 0 | 0 | 0 | 0 | 0 | 0 | 0 | 0_E10_Stock |  |  |  |  | 0
| Vintage | 0 | 0 | 0 | 0 | 0 | 0 | 0 | 0 | 0 | 0 | 0 | 0 | 0 | 0 | 0 | 0 | 0 | 0 | 0 | 0 | 0 | 0 | 0 | 0 | 0 | 0 | 0 | 0 | 0 | 0 | 0 | 0_Vintage_Stock |  |  |  |  | 288381.2139
S5C1 |  | Year 0: System 5 Technology 1
Technology Variables
| Tech Key | Year 0: 0
| Peak Factor (S) | Year 0: 0
| Peak Factor (W) | Year 0: 0
| Min Vintage Lifetime | Year 0: 0
| Max Vintage Lifetime | Year 0: 0
| Turnover Style | Year 0: 0
Technology Variables
| Equipment | Year 0: Label; Year 1: Min Lifetime; Year 2: Max Lifetime; Year 3: Degradation; Year 4: Usage; Year 5: Available
| E1 | Year 1: 0; Year 2: 0; Year 3: 0%; Year 4: 0; Year 5: FALSE
| E2 | Year 1: 0; Year 2: 0; Year 3: 0%; Year 4: 0; Year 5: FALSE
| E3 | Year 1: 0; Year 2: 0; Year 3: 0%; Year 4: 0; Year 5: FALSE
| E4 | Year 1: 0; Year 2: 0; Year 3: 0%; Year 4: 0; Year 5: FALSE
| E5 | Year 1: 0; Year 2: 0; Year 3: 0%; Year 4: 0; Year 5: FALSE
| E6 | Year 1: 0; Year 2: 0; Year 3: 0%; Year 4: 0; Year 5: FALSE
| E7 | Year 1: 0; Year 2: 0; Year 3: 0%; Year 4: 0; Year 5: FALSE
| E8 | Year 1: 0; Year 2: 0; Year 3: 0%; Year 4: 0; Year 5: FALSE
| E9 | Year 1: 0; Year 2: 0; Year 3: 0%; Year 4: 0; Year 5: FALSE
| E10 | Year 1: 0; Year 2: 0; Year 3: 0%; Year 4: 0; Year 5: FALSE
Original Forecast Results
| Year | Year 0 | Year 1 | Year 2 | Year 3 | Year 4 | Year 5 | Year 6 | Year 7 | Year 8 | Year 9 | Year 10 | Year 11 | Year 12 | Year 13 | Year 14 | Year 15 | Year 16 | Year 17 | Year 18 | Year 19 | Year 20 | Year 21 | Year 22 | Year 23 | Year 24 | Year 25 | Year 26 | Year 27 | Year 28 | Year 29 | Year 30 | Key
| Units | 0 | 0 | 0 | 0 | 0 | 0 | 0 | 0 | 0 | 0 | 0 | 0 | 0 | 0 | 0 | 0 | 0 | 0 | 0 | 0 | 0 | 0 | 0 | 0 | 0 | 0 | 0 | 0 | 0 | 0 | 0 | #REF! |  |  |  |  | 301957.8232
| Usage | 0 | 0 | 0 | 0 | 0 | 0 | 0 | 0 | 0 | 0 | 0 | 0 | 0 | 0 | 0 | 0 | 0 | 0 | 0 | 0 | 0 | 0 | 0 | 0 | 0 | 0 | 0 | 0 | 0 | 0 | 0 | #REF! |  |  |  |  | 1698.6543
| Peak Demand (S) | 0 | 0 | 0 | 0 | 0 | 0 | 0 | 0 | 0 | 0 | 0 | 0 | 0 | 0 | 0 | 0 | 0 | 0 | 0 | 0 | 0 | 0 | 0 | 0 | 0 | 0 | 0 | 0 | 0 | 0 | 0 | #REF! |  |  |  |  | 0
| Peak Demand (W) | 0 | 0 | 0 | 0 | 0 | 0 | 0 | 0 | 0 | 0 | 0 | 0 | 0 | 0 | 0 | 0 | 0 | 0 | 0 | 0 | 0 | 0 | 0 | 0 | 0 | 0 | 0 | 0 | 0 | 0 | 0 | #REF! |  |  |  |  | 884.6119
| Turnover | 0 | 0 | 0 | 0 | 0 | 0 | 0 | 0 | 0 | 0 | 0 | 0 | 0 | 0 | 0 | 0 | 0 | 0 | 0 | 0 | 0 | 0 | 0 | 0 | 0 | 0 | 0 | 0 | 0 | 0 | 0 | #REF! |  |  |  |  | 6885.4476
| Avg. Replacement Usage | 0 | 0 | 0 | 0 | 0 | 0 | 0 | 0 | 0 | 0 | 0 | 0 | 0 | 0 | 0 | 0 | 0 | 0 | 0 | 0 | 0 | 0 | 0 | 0 | 0 | 0 | 0 | 0 | 0 | 0 | 0 | #REF! |  |  |  |  | 5638.8522
| Avg. Replacement Demand (S) | 0 | 0 | 0 | 0 | 0 | 0 | 0 | 0 | 0 | 0 | 0 | 0 | 0 | 0 | 0 | 0 | 0 | 0 | 0 | 0 | 0 | 0 | 0 | 0 | 0 | 0 | 0 | 0 | 0 | 0 | 0 | #REF! |  |  |  |  | 0
| Avg. Replacement Demand (W) | 0 | 0 | 0 | 0 | 0 | 0 | 0 | 0 | 0 | 0 | 0 | 0 | 0 | 0 | 0 | 0 | 0 | 0 | 0 | 0 | 0 | 0 | 0 | 0 | 0 | 0 | 0 | 0 | 0 | 0 | 0 | #REF! |  |  |  |  | 2.9366
Tech Forecast Stock
| Year | Year 0 | Year 1 | Year 2 | Year 3 | Year 4 | Year 5 | Year 6 | Year 7 | Year 8 | Year 9 | Year 10 | Year 11 | Year 12 | Year 13 | Year 14 | Year 15 | Year 16 | Year 17 | Year 18 | Year 19 | Year 20 | Year 21 | Year 22 | Year 23 | Year 24 | Year 25 | Year 26 | Year 27 | Year 28 | Year 29 | Year 30
| E1 | 0 | 0 | 0 | 0 | 0 | 0 | 0 | 0 | 0 | 0 | 0 | 0 | 0 | 0 | 0 | 0 | 0 | 0 | 0 | 0 | 0 | 0 | 0 | 0 | 0 | 0 | 0 | 0 | 0 | 0 | 0
| E2 | 0 | 0 | 0 | 0 | 0 | 0 | 0 | 0 | 0 | 0 | 0 | 0 | 0 | 0 | 0 | 0 | 0 | 0 | 0 | 0 | 0 | 0 | 0 | 0 | 0 | 0 | 0 | 0 | 0 | 0 | 0
| E3 | 0 | 0 | 0 | 0 | 0 | 0 | 0 | 0 | 0 | 0 | 0 | 0 | 0 | 0 | 0 | 0 | 0 | 0 | 0 | 0 | 0 | 0 | 0 | 0 | 0 | 0 | 0 | 0 | 0 | 0 | 0
| E4 | 0 | 0 | 0 | 0 | 0 | 0 | 0 | 0 | 0 | 0 | 0 | 0 | 0 | 0 | 0 | 0 | 0 | 0 | 0 | 0 | 0 | 0 | 0 | 0 | 0 | 0 | 0 | 0 | 0 | 0 | 0
| E5 | 0 | 0 | 0 | 0 | 0 | 0 | 0 | 0 | 0 | 0 | 0 | 0 | 0 | 0 | 0 | 0 | 0 | 0 | 0 | 0 | 0 | 0 | 0 | 0 | 0 | 0 | 0 | 0 | 0 | 0 | 0
| E6 | 0 | 0 | 0 | 0 | 0 | 0 | 0 | 0 | 0 | 0 | 0 | 0 | 0 | 0 | 0 | 0 | 0 | 0 | 0 | 0 | 0 | 0 | 0 | 0 | 0 | 0 | 0 | 0 | 0 | 0 | 0
| E7 | 0 | 0 | 0 | 0 | 0 | 0 | 0 | 0 | 0 | 0 | 0 | 0 | 0 | 0 | 0 | 0 | 0 | 0 | 0 | 0 | 0 | 0 | 0 | 0 | 0 | 0 | 0 | 0 | 0 | 0 | 0
| E8 | 0 | 0 | 0 | 0 | 0 | 0 | 0 | 0 | 0 | 0 | 0 | 0 | 0 | 0 | 0 | 0 | 0 | 0 | 0 | 0 | 0 | 0 | 0 | 0 | 0 | 0 | 0 | 0 | 0 | 0 | 0
| E9 | 0 | 0 | 0 | 0 | 0 | 0 | 0 | 0 | 0 | 0 | 0 | 0 | 0 | 0 | 0 | 0 | 0 | 0 | 0 | 0 | 0 | 0 | 0 | 0 | 0 | 0 | 0 | 0 | 0 | 0 | 0
| E10 | 0 | 0 | 0 | 0 | 0 | 0 | 0 | 0 | 0 | 0 | 0 | 0 | 0 | 0 | 0 | 0 | 0 | 0 | 0 | 0 | 0 | 0 | 0 | 0 | 0 | 0 | 0 | 0 | 0 | 0 | 0
| Vintage | 0 | 0 | 0 | 0 | 0 | 0 | 0 | 0 | 0 | 0 | 0 | 0 | 0 | 0 | 0 | 0 | 0 | 0 | 0 | 0 | 0 | 0 | 0 | 0 | 0 | 0 | 0 | 0 | 0 | 0 | 0
Stock for Switching
| Year | Year 0 | Year 1 | Year 2 | Year 3 | Year 4 | Year 5 | Year 6 | Year 7 | Year 8 | Year 9 | Year 10 | Year 11 | Year 12 | Year 13 | Year 14 | Year 15 | Year 16 | Year 17 | Year 18 | Year 19 | Year 20 | Year 21 | Year 22 | Year 23 | Year 24 | Year 25 | Year 26 | Year 27 | Year 28 | Year 29 | Year 30
| E1 | 0 | 0 | 0 | 0 | 0 | 0 | 0 | 0 | 0 | 0 | 0 | 0 | 0 | 0 | 0 | 0 | 0 | 0 | 0 | 0 | 0 | 0 | 0 | 0 | 0 | 0 | 0 | 0 | 0 | 0 | 0 | 0_E1_SysStock
| E2 | 0 | 0 | 0 | 0 | 0 | 0 | 0 | 0 | 0 | 0 | 0 | 0 | 0 | 0 | 0 | 0 | 0 | 0 | 0 | 0 | 0 | 0 | 0 | 0 | 0 | 0 | 0 | 0 | 0 | 0 | 0 | 0_E2_SysStock
| E3 | 0 | 0 | 0 | 0 | 0 | 0 | 0 | 0 | 0 | 0 | 0 | 0 | 0 | 0 | 0 | 0 | 0 | 0 | 0 | 0 | 0 | 0 | 0 | 0 | 0 | 0 | 0 | 0 | 0 | 0 | 0 | 0_E3_SysStock
| E4 | 0 | 0 | 0 | 0 | 0 | 0 | 0 | 0 | 0 | 0 | 0 | 0 | 0 | 0 | 0 | 0 | 0 | 0 | 0 | 0 | 0 | 0 | 0 | 0 | 0 | 0 | 0 | 0 | 0 | 0 | 0 | 0_E4_SysStock
| E5 | 0 | 0 | 0 | 0 | 0 | 0 | 0 | 0 | 0 | 0 | 0 | 0 | 0 | 0 | 0 | 0 | 0 | 0 | 0 | 0 | 0 | 0 | 0 | 0 | 0 | 0 | 0 | 0 | 0 | 0 | 0 | 0_E5_SysStock
| E6 | 0 | 0 | 0 | 0 | 0 | 0 | 0 | 0 | 0 | 0 | 0 | 0 | 0 | 0 | 0 | 0 | 0 | 0 | 0 | 0 | 0 | 0 | 0 | 0 | 0 | 0 | 0 | 0 | 0 | 0 | 0 | 0_E6_SysStock
| E7 | 0 | 0 | 0 | 0 | 0 | 0 | 0 | 0 | 0 | 0 | 0 | 0 | 0 | 0 | 0 | 0 | 0 | 0 | 0 | 0 | 0 | 0 | 0 | 0 | 0 | 0 | 0 | 0 | 0 | 0 | 0 | 0_E7_SysStock
| E8 | 0 | 0 | 0 | 0 | 0 | 0 | 0 | 0 | 0 | 0 | 0 | 0 | 0 | 0 | 0 | 0 | 0 | 0 | 0 | 0 | 0 | 0 | 0 | 0 | 0 | 0 | 0 | 0 | 0 | 0 | 0 | 0_E8_SysStock
| E9 | 0 | 0 | 0 | 0 | 0 | 0 | 0 | 0 | 0 | 0 | 0 | 0 | 0 | 0 | 0 | 0 | 0 | 0 | 0 | 0 | 0 | 0 | 0 | 0 | 0 | 0 | 0 | 0 | 0 | 0 | 0 | 0_E9_SysStock
| E10 | 0 | 0 | 0 | 0 | 0 | 0 | 0 | 0 | 0 | 0 | 0 | 0 | 0 | 0 | 0 | 0 | 0 | 0 | 0 | 0 | 0 | 0 | 0 | 0 | 0 | 0 | 0 | 0 | 0 | 0 | 0 | 0_E10_SysStock
| Vintage | 0 | 0 | 0 | 0 | 0 | 0 | 0 | 0 | 0 | 0 | 0 | 0 | 0 | 0 | 0 | 0 | 0 | 0 | 0 | 0 | 0 | 0 | 0 | 0 | 0 | 0 | 0 | 0 | 0 | 0 | 0 | 0_Vintage_SysStock
Tech Forecast Purchases
| Year | Year 0 | Year 1 | Year 2 | Year 3 | Year 4 | Year 5 | Year 6 | Year 7 | Year 8 | Year 9 | Year 10 | Year 11 | Year 12 | Year 13 | Year 14 | Year 15 | Year 16 | Year 17 | Year 18 | Year 19 | Year 20 | Year 21 | Year 22 | Year 23 | Year 24 | Year 25 | Year 26 | Year 27 | Year 28 | Year 29 | Year 30
| E1 | 0 | 0 | 0 | 0 | 0 | 0 | 0 | 0 | 0 | 0 | 0 | 0 | 0 | 0 | 0 | 0 | 0 | 0 | 0 | 0 | 0 | 0 | 0 | 0 | 0 | 0 | 0 | 0 | 0 | 0 | 0
| E2 | 0 | 0 | 0 | 0 | 0 | 0 | 0 | 0 | 0 | 0 | 0 | 0 | 0 | 0 | 0 | 0 | 0 | 0 | 0 | 0 | 0 | 0 | 0 | 0 | 0 | 0 | 0 | 0 | 0 | 0 | 0
| E3 | 0 | 0 | 0 | 0 | 0 | 0 | 0 | 0 | 0 | 0 | 0 | 0 | 0 | 0 | 0 | 0 | 0 | 0 | 0 | 0 | 0 | 0 | 0 | 0 | 0 | 0 | 0 | 0 | 0 | 0 | 0
| E4 | 0 | 0 | 0 | 0 | 0 | 0 | 0 | 0 | 0 | 0 | 0 | 0 | 0 | 0 | 0 | 0 | 0 | 0 | 0 | 0 | 0 | 0 | 0 | 0 | 0 | 0 | 0 | 0 | 0 | 0 | 0
| E5 | 0 | 0 | 0 | 0 | 0 | 0 | 0 | 0 | 0 | 0 | 0 | 0 | 0 | 0 | 0 | 0 | 0 | 0 | 0 | 0 | 0 | 0 | 0 | 0 | 0 | 0 | 0 | 0 | 0 | 0 | 0
| E6 | 0 | 0 | 0 | 0 | 0 | 0 | 0 | 0 | 0 | 0 | 0 | 0 | 0 | 0 | 0 | 0 | 0 | 0 | 0 | 0 | 0 | 0 | 0 | 0 | 0 | 0 | 0 | 0 | 0 | 0 | 0
| E7 | 0 | 0 | 0 | 0 | 0 | 0 | 0 | 0 | 0 | 0 | 0 | 0 | 0 | 0 | 0 | 0 | 0 | 0 | 0 | 0 | 0 | 0 | 0 | 0 | 0 | 0 | 0 | 0 | 0 | 0 | 0
| E8 | 0 | 0 | 0 | 0 | 0 | 0 | 0 | 0 | 0 | 0 | 0 | 0 | 0 | 0 | 0 | 0 | 0 | 0 | 0 | 0 | 0 | 0 | 0 | 0 | 0 | 0 | 0 | 0 | 0 | 0 | 0
| E9 | 0 | 0 | 0 | 0 | 0 | 0 | 0 | 0 | 0 | 0 | 0 | 0 | 0 | 0 | 0 | 0 | 0 | 0 | 0 | 0 | 0 | 0 | 0 | 0 | 0 | 0 | 0 | 0 | 0 | 0 | 0
| E10 | 0 | 0 | 0 | 0 | 0 | 0 | 0 | 0 | 0 | 0 | 0 | 0 | 0 | 0 | 0 | 0 | 0 | 0 | 0 | 0 | 0 | 0 | 0 | 0 | 0 | 0 | 0 | 0 | 0 | 0 | 0
Potential to Switch
| Year | Year 0 | Year 1 | Year 2 | Year 3 | Year 4 | Year 5 | Year 6 | Year 7 | Year 8 | Year 9 | Year 10 | Year 11 | Year 12 | Year 13 | Year 14 | Year 15 | Year 16 | Year 17 | Year 18 | Year 19 | Year 20 | Year 21 | Year 22 | Year 23 | Year 24 | Year 25 | Year 26 | Year 27 | Year 28 | Year 29 | Year 30
| E1 | 0 | 0 | 0 | 0 | 0 | 0 | 0 | 0 | 0 | 0 | 0 | 0 | 0 | 0 | 0 | 0 | 0 | 0 | 0 | 0 | 0 | 0 | 0 | 0 | 0 | 0 | 0 | 0 | 0 | 0 | 0 | 0_E1_Switched Out
| E2 | 0 | 0 | 0 | 0 | 0 | 0 | 0 | 0 | 0 | 0 | 0 | 0 | 0 | 0 | 0 | 0 | 0 | 0 | 0 | 0 | 0 | 0 | 0 | 0 | 0 | 0 | 0 | 0 | 0 | 0 | 0 | 0_E2_Switched Out
| E3 | 0 | 0 | 0 | 0 | 0 | 0 | 0 | 0 | 0 | 0 | 0 | 0 | 0 | 0 | 0 | 0 | 0 | 0 | 0 | 0 | 0 | 0 | 0 | 0 | 0 | 0 | 0 | 0 | 0 | 0 | 0 | 0_E3_Switched Out
| E4 | 0 | 0 | 0 | 0 | 0 | 0 | 0 | 0 | 0 | 0 | 0 | 0 | 0 | 0 | 0 | 0 | 0 | 0 | 0 | 0 | 0 | 0 | 0 | 0 | 0 | 0 | 0 | 0 | 0 | 0 | 0 | 0_E4_Switched Out
| E5 | 0 | 0 | 0 | 0 | 0 | 0 | 0 | 0 | 0 | 0 | 0 | 0 | 0 | 0 | 0 | 0 | 0 | 0 | 0 | 0 | 0 | 0 | 0 | 0 | 0 | 0 | 0 | 0 | 0 | 0 | 0 | 0_E5_Switched Out
| E6 | 0 | 0 | 0 | 0 | 0 | 0 | 0 | 0 | 0 | 0 | 0 | 0 | 0 | 0 | 0 | 0 | 0 | 0 | 0 | 0 | 0 | 0 | 0 | 0 | 0 | 0 | 0 | 0 | 0 | 0 | 0 | 0_E6_Switched Out
| E7 | 0 | 0 | 0 | 0 | 0 | 0 | 0 | 0 | 0 | 0 | 0 | 0 | 0 | 0 | 0 | 0 | 0 | 0 | 0 | 0 | 0 | 0 | 0 | 0 | 0 | 0 | 0 | 0 | 0 | 0 | 0 | 0_E7_Switched Out
| E8 | 0 | 0 | 0 | 0 | 0 | 0 | 0 | 0 | 0 | 0 | 0 | 0 | 0 | 0 | 0 | 0 | 0 | 0 | 0 | 0 | 0 | 0 | 0 | 0 | 0 | 0 | 0 | 0 | 0 | 0 | 0 | 0_E8_Switched Out
| E9 | 0 | 0 | 0 | 0 | 0 | 0 | 0 | 0 | 0 | 0 | 0 | 0 | 0 | 0 | 0 | 0 | 0 | 0 | 0 | 0 | 0 | 0 | 0 | 0 | 0 | 0 | 0 | 0 | 0 | 0 | 0 | 0_E9_Switched Out
| E10 | 0 | 0 | 0 | 0 | 0 | 0 | 0 | 0 | 0 | 0 | 0 | 0 | 0 | 0 | 0 | 0 | 0 | 0 | 0 | 0 | 0 | 0 | 0 | 0 | 0 | 0 | 0 | 0 | 0 | 0 | 0 | 0_E10_Switched Out
Units Out
| E1 | 0 | 0 | 0 | 0 | 0 | 0 | 0 | 0 | 0 | 0 | 0 | 0 | 0 | 0 | 0 | 0 | 0 | 0 | 0 | 0 | 0 | 0 | 0 | 0 | 0 | 0 | 0 | 0 | 0 | 0 | 0
| E2 | 0 | 0 | 0 | 0 | 0 | 0 | 0 | 0 | 0 | 0 | 0 | 0 | 0 | 0 | 0 | 0 | 0 | 0 | 0 | 0 | 0 | 0 | 0 | 0 | 0 | 0 | 0 | 0 | 0 | 0 | 0
| E3 | 0 | 0 | 0 | 0 | 0 | 0 | 0 | 0 | 0 | 0 | 0 | 0 | 0 | 0 | 0 | 0 | 0 | 0 | 0 | 0 | 0 | 0 | 0 | 0 | 0 | 0 | 0 | 0 | 0 | 0 | 0
| E4 | 0 | 0 | 0 | 0 | 0 | 0 | 0 | 0 | 0 | 0 | 0 | 0 | 0 | 0 | 0 | 0 | 0 | 0 | 0 | 0 | 0 | 0 | 0 | 0 | 0 | 0 | 0 | 0 | 0 | 0 | 0
| E5 | 0 | 0 | 0 | 0 | 0 | 0 | 0 | 0 | 0 | 0 | 0 | 0 | 0 | 0 | 0 | 0 | 0 | 0 | 0 | 0 | 0 | 0 | 0 | 0 | 0 | 0 | 0 | 0 | 0 | 0 | 0
| E6 | 0 | 0 | 0 | 0 | 0 | 0 | 0 | 0 | 0 | 0 | 0 | 0 | 0 | 0 | 0 | 0 | 0 | 0 | 0 | 0 | 0 | 0 | 0 | 0 | 0 | 0 | 0 | 0 | 0 | 0 | 0
| E7 | 0 | 0 | 0 | 0 | 0 | 0 | 0 | 0 | 0 | 0 | 0 | 0 | 0 | 0 | 0 | 0 | 0 | 0 | 0 | 0 | 0 | 0 | 0 | 0 | 0 | 0 | 0 | 0 | 0 | 0 | 0
| E8 | 0 | 0 | 0 | 0 | 0 | 0 | 0 | 0 | 0 | 0 | 0 | 0 | 0 | 0 | 0 | 0 | 0 | 0 | 0 | 0 | 0 | 0 | 0 | 0 | 0 | 0 | 0 | 0 | 0 | 0 | 0
| E9 | 0 | 0 | 0 | 0 | 0 | 0 | 0 | 0 | 0 | 0 | 0 | 0 | 0 | 0 | 0 | 0 | 0 | 0 | 0 | 0 | 0 | 0 | 0 | 0 | 0 | 0 | 0 | 0 | 0 | 0 | 0
| E10 | 0 | 0 | 0 | 0 | 0 | 0 | 0 | 0 | 0 | 0 | 0 | 0 | 0 | 0 | 0 | 0 | 0 | 0 | 0 | 0 | 0 | 0 | 0 | 0 | 0 | 0 | 0 | 0 | 0 | 0 | 0
| Vintage | 0 | 0 | 0 | 0 | 0 | 0 | 0 | 0 | 0 | 0 | 0 | 0 | 0 | 0 | 0 | 0 | 0 | 0 | 0 | 0 | 0 | 0 | 0 | 0 | 0 | 0 | 0 | 0 | 0 | 0 | 0
Tech Purchase Shares
| Year | Year 0 | Year 1 | Year 2 | Year 3 | Year 4 | Year 5 | Year 6 | Year 7 | Year 8 | Year 9 | Year 10 | Year 11 | Year 12 | Year 13 | Year 14 | Year 15 | Year 16 | Year 17 | Year 18 | Year 19 | Year 20 | Year 21 | Year 22 | Year 23 | Year 24 | Year 25 | Year 26 | Year 27 | Year 28 | Year 29 | Year 30
E1 | bar: Year 0 to Year 30
E2 | bar: Year 0 to Year 30
E3 | bar: Year 0 to Year 30
E4 | bar: Year 0 to Year 30
E5 | bar: Year 0 to Year 30
E6 | bar: Year 0 to Year 30
E7 | bar: Year 0 to Year 30
E8 | bar: Year 0 to Year 30
E9 | bar: Year 0 to Year 30
E10 | bar: Year 0 to Year 30
Units In from Switching
| E1 | 0 | 0 | 0 | 0 | 0 | 0 | 0 | 0 | 0 | 0 | 0 | 0 | 0 | 0 | 0 | 0 | 0 | 0 | 0 | 0 | 0 | 0 | 0 | 0 | 0 | 0 | 0 | 0 | 0 | 0 | 0
| E2 | 0 | 0 | 0 | 0 | 0 | 0 | 0 | 0 | 0 | 0 | 0 | 0 | 0 | 0 | 0 | 0 | 0 | 0 | 0 | 0 | 0 | 0 | 0 | 0 | 0 | 0 | 0 | 0 | 0 | 0 | 0
| E3 | 0 | 0 | 0 | 0 | 0 | 0 | 0 | 0 | 0 | 0 | 0 | 0 | 0 | 0 | 0 | 0 | 0 | 0 | 0 | 0 | 0 | 0 | 0 | 0 | 0 | 0 | 0 | 0 | 0 | 0 | 0
| E4 | 0 | 0 | 0 | 0 | 0 | 0 | 0 | 0 | 0 | 0 | 0 | 0 | 0 | 0 | 0 | 0 | 0 | 0 | 0 | 0 | 0 | 0 | 0 | 0 | 0 | 0 | 0 | 0 | 0 | 0 | 0
| E5 | 0 | 0 | 0 | 0 | 0 | 0 | 0 | 0 | 0 | 0 | 0 | 0 | 0 | 0 | 0 | 0 | 0 | 0 | 0 | 0 | 0 | 0 | 0 | 0 | 0 | 0 | 0 | 0 | 0 | 0 | 0
| E6 | 0 | 0 | 0 | 0 | 0 | 0 | 0 | 0 | 0 | 0 | 0 | 0 | 0 | 0 | 0 | 0 | 0 | 0 | 0 | 0 | 0 | 0 | 0 | 0 | 0 | 0 | 0 | 0 | 0 | 0 | 0
| E7 | 0 | 0 | 0 | 0 | 0 | 0 | 0 | 0 | 0 | 0 | 0 | 0 | 0 | 0 | 0 | 0 | 0 | 0 | 0 | 0 | 0 | 0 | 0 | 0 | 0 | 0 | 0 | 0 | 0 | 0 | 0
| E8 | 0 | 0 | 0 | 0 | 0 | 0 | 0 | 0 | 0 | 0 | 0 | 0 | 0 | 0 | 0 | 0 | 0 | 0 | 0 | 0 | 0 | 0 | 0 | 0 | 0 | 0 | 0 | 0 | 0 | 0 | 0
| E9 | 0 | 0 | 0 | 0 | 0 | 0 | 0 | 0 | 0 | 0 | 0 | 0 | 0 | 0 | 0 | 0 | 0 | 0 | 0 | 0 | 0 | 0 | 0 | 0 | 0 | 0 | 0 | 0 | 0 | 0 | 0
| E10 | 0 | 0 | 0 | 0 | 0 | 0 | 0 | 0 | 0 | 0 | 0 | 0 | 0 | 0 | 0 | 0 | 0 | 0 | 0 | 0 | 0 | 0 | 0 | 0 | 0 | 0 | 0 | 0 | 0 | 0 | 0
| Vintage | 0 | 0 | 0 | 0 | 0 | 0 | 0 | 0 | 0 | 0 | 0 | 0 | 0 | 0 | 0 | 0 | 0 | 0 | 0 | 0 | 0 | 0 | 0 | 0 | 0 | 0 | 0 | 0 | 0 | 0 | 0
Net Change
| Year | Year 0 | Year 1 | Year 2 | Year 3 | Year 4 | Year 5 | Year 6 | Year 7 | Year 8 | Year 9 | Year 10 | Year 11 | Year 12 | Year 13 | Year 14 | Year 15 | Year 16 | Year 17 | Year 18 | Year 19 | Year 20 | Year 21 | Year 22 | Year 23 | Year 24 | Year 25 | Year 26 | Year 27 | Year 28 | Year 29 | Year 30 | Key
| Units | 0 | 0 | 0 | 0 | 0 | 0 | 0 | 0 | 0 | 0 | 0 | 0 | 0 | 0 | 0 | 0 | 0 | 0 | 0 | 0 | 0 | 0 | 0 | 0 | 0 | 0 | 0 | 0 | 0 | 0 | 0 | 0_Units |  |  |  |  | 301957.8232
| Usage | 0 | 0 | 0 | 0 | 0 | 0 | 0 | 0 | 0 | 0 | 0 | 0 | 0 | 0 | 0 | 0 | 0 | 0 | 0 | 0 | 0 | 0 | 0 | 0 | 0 | 0 | 0 | 0 | 0 | 0 | 0 | 0_Usage |  |  |  |  | 1698.6543
| Peak Demand (S) | 0 | 0 | 0 | 0 | 0 | 0 | 0 | 0 | 0 | 0 | 0 | 0 | 0 | 0 | 0 | 0 | 0 | 0 | 0 | 0 | 0 | 0 | 0 | 0 | 0 | 0 | 0 | 0 | 0 | 0 | 0 | 0_Peak Demand (S) |  |  |  |  | 0
| Peak Demand (W) | 0 | 0 | 0 | 0 | 0 | 0 | 0 | 0 | 0 | 0 | 0 | 0 | 0 | 0 | 0 | 0 | 0 | 0 | 0 | 0 | 0 | 0 | 0 | 0 | 0 | 0 | 0 | 0 | 0 | 0 | 0 | 0_Peak Demand (W) |  |  |  |  | 884.6119
| Turnover | 0 | 0 | 0 | 0 | 0 | 0 | 0 | 0 | 0 | 0 | 0 | 0 | 0 | 0 | 0 | 0 | 0 | 0 | 0 | 0 | 0 | 0 | 0 | 0 | 0 | 0 | 0 | 0 | 0 | 0 | 0 | 0_Turnover |  |  |  |  | 6885.4476
| Avg. Replacement Usage | 0 | 0 | 0 | 0 | 0 | 0 | 0 | 0 | 0 | 0 | 0 | 0 | 0 | 0 | 0 | 0 | 0 | 0 | 0 | 0 | 0 | 0 | 0 | 0 | 0 | 0 | 0 | 0 | 0 | 0 | 0 | 0_Avg. Replacement Usage |  |  |  |  | 5638.8522
| Avg. Replacement Demand (S) | 0 | 0 | 0 | 0 | 0 | 0 | 0 | 0 | 0 | 0 | 0 | 0 | 0 | 0 | 0 | 0 | 0 | 0 | 0 | 0 | 0 | 0 | 0 | 0 | 0 | 0 | 0 | 0 | 0 | 0 | 0 | 0_Avg. Replacement Demand (S) |  |  |  |  | 0
| Avg. Replacement Demand (W) | 0 | 0 | 0 | 0 | 0 | 0 | 0 | 0 | 0 | 0 | 0 | 0 | 0 | 0 | 0 | 0 | 0 | 0 | 0 | 0 | 0 | 0 | 0 | 0 | 0 | 0 | 0 | 0 | 0 | 0 | 0 | 0_Avg. Replacement Demand (W) |  |  |  |  | 2.9366
Purchases
| Year | Year 0 | Year 1 | Year 2 | Year 3 | Year 4 | Year 5 | Year 6 | Year 7 | Year 8 | Year 9 | Year 10 | Year 11 | Year 12 | Year 13 | Year 14 | Year 15 | Year 16 | Year 17 | Year 18 | Year 19 | Year 20 | Year 21 | Year 22 | Year 23 | Year 24 | Year 25 | Year 26 | Year 27 | Year 28 | Year 29 | Year 30
| E1 | 0 | 0 | 0 | 0 | 0 | 0 | 0 | 0 | 0 | 0 | 0 | 0 | 0 | 0 | 0 | 0 | 0 | 0 | 0 | 0 | 0 | 0 | 0 | 0 | 0 | 0 | 0 | 0 | 0 | 0 | 0 | 0_E1_Purchases |  |  |  |  | 6885.4476
| E2 | 0 | 0 | 0 | 0 | 0 | 0 | 0 | 0 | 0 | 0 | 0 | 0 | 0 | 0 | 0 | 0 | 0 | 0 | 0 | 0 | 0 | 0 | 0 | 0 | 0 | 0 | 0 | 0 | 0 | 0 | 0 | 0_E2_Purchases |  |  |  |  | 0
| E3 | 0 | 0 | 0 | 0 | 0 | 0 | 0 | 0 | 0 | 0 | 0 | 0 | 0 | 0 | 0 | 0 | 0 | 0 | 0 | 0 | 0 | 0 | 0 | 0 | 0 | 0 | 0 | 0 | 0 | 0 | 0 | 0_E3_Purchases |  |  |  |  | 0
| E4 | 0 | 0 | 0 | 0 | 0 | 0 | 0 | 0 | 0 | 0 | 0 | 0 | 0 | 0 | 0 | 0 | 0 | 0 | 0 | 0 | 0 | 0 | 0 | 0 | 0 | 0 | 0 | 0 | 0 | 0 | 0 | 0_E4_Purchases |  |  |  |  | 0
| E5 | 0 | 0 | 0 | 0 | 0 | 0 | 0 | 0 | 0 | 0 | 0 | 0 | 0 | 0 | 0 | 0 | 0 | 0 | 0 | 0 | 0 | 0 | 0 | 0 | 0 | 0 | 0 | 0 | 0 | 0 | 0 | 0_E5_Purchases |  |  |  |  | 0
| E6 | 0 | 0 | 0 | 0 | 0 | 0 | 0 | 0 | 0 | 0 | 0 | 0 | 0 | 0 | 0 | 0 | 0 | 0 | 0 | 0 | 0 | 0 | 0 | 0 | 0 | 0 | 0 | 0 | 0 | 0 | 0 | 0_E6_Purchases |  |  |  |  | 0
| E7 | 0 | 0 | 0 | 0 | 0 | 0 | 0 | 0 | 0 | 0 | 0 | 0 | 0 | 0 | 0 | 0 | 0 | 0 | 0 | 0 | 0 | 0 | 0 | 0 | 0 | 0 | 0 | 0 | 0 | 0 | 0 | 0_E7_Purchases |  |  |  |  | 0
| E8 | 0 | 0 | 0 | 0 | 0 | 0 | 0 | 0 | 0 | 0 | 0 | 0 | 0 | 0 | 0 | 0 | 0 | 0 | 0 | 0 | 0 | 0 | 0 | 0 | 0 | 0 | 0 | 0 | 0 | 0 | 0 | 0_E8_Purchases |  |  |  |  | 0
| E9 | 0 | 0 | 0 | 0 | 0 | 0 | 0 | 0 | 0 | 0 | 0 | 0 | 0 | 0 | 0 | 0 | 0 | 0 | 0 | 0 | 0 | 0 | 0 | 0 | 0 | 0 | 0 | 0 | 0 | 0 | 0 | 0_E9_Purchases |  |  |  |  | 0
| E10 | 0 | 0 | 0 | 0 | 0 | 0 | 0 | 0 | 0 | 0 | 0 | 0 | 0 | 0 | 0 | 0 | 0 | 0 | 0 | 0 | 0 | 0 | 0 | 0 | 0 | 0 | 0 | 0 | 0 | 0 | 0 | 0_E10_Purchases |  |  |  |  | 0
Stock
| Year | Year 0 | Year 1 | Year 2 | Year 3 | Year 4 | Year 5 | Year 6 | Year 7 | Year 8 | Year 9 | Year 10 | Year 11 | Year 12 | Year 13 | Year 14 | Year 15 | Year 16 | Year 17 | Year 18 | Year 19 | Year 20 | Year 21 | Year 22 | Year 23 | Year 24 | Year 25 | Year 26 | Year 27 | Year 28 | Year 29 | Year 30
| E1 | 0 | 0 | 0 | 0 | 0 | 0 | 0 | 0 | 0 | 0 | 0 | 0 | 0 | 0 | 0 | 0 | 0 | 0 | 0 | 0 | 0 | 0 | 0 | 0 | 0 | 0 | 0 | 0 | 0 | 0 | 0 | 0_E1_Stock |  |  |  |  | 13576.6093
| E2 | 0 | 0 | 0 | 0 | 0 | 0 | 0 | 0 | 0 | 0 | 0 | 0 | 0 | 0 | 0 | 0 | 0 | 0 | 0 | 0 | 0 | 0 | 0 | 0 | 0 | 0 | 0 | 0 | 0 | 0 | 0 | 0_E2_Stock |  |  |  |  | 0
| E3 | 0 | 0 | 0 | 0 | 0 | 0 | 0 | 0 | 0 | 0 | 0 | 0 | 0 | 0 | 0 | 0 | 0 | 0 | 0 | 0 | 0 | 0 | 0 | 0 | 0 | 0 | 0 | 0 | 0 | 0 | 0 | 0_E3_Stock |  |  |  |  | 0
| E4 | 0 | 0 | 0 | 0 | 0 | 0 | 0 | 0 | 0 | 0 | 0 | 0 | 0 | 0 | 0 | 0 | 0 | 0 | 0 | 0 | 0 | 0 | 0 | 0 | 0 | 0 | 0 | 0 | 0 | 0 | 0 | 0_E4_Stock |  |  |  |  | 0
| E5 | 0 | 0 | 0 | 0 | 0 | 0 | 0 | 0 | 0 | 0 | 0 | 0 | 0 | 0 | 0 | 0 | 0 | 0 | 0 | 0 | 0 | 0 | 0 | 0 | 0 | 0 | 0 | 0 | 0 | 0 | 0 | 0_E5_Stock |  |  |  |  | 0
| E6 | 0 | 0 | 0 | 0 | 0 | 0 | 0 | 0 | 0 | 0 | 0 | 0 | 0 | 0 | 0 | 0 | 0 | 0 | 0 | 0 | 0 | 0 | 0 | 0 | 0 | 0 | 0 | 0 | 0 | 0 | 0 | 0_E6_Stock |  |  |  |  | 0
| E7 | 0 | 0 | 0 | 0 | 0 | 0 | 0 | 0 | 0 | 0 | 0 | 0 | 0 | 0 | 0 | 0 | 0 | 0 | 0 | 0 | 0 | 0 | 0 | 0 | 0 | 0 | 0 | 0 | 0 | 0 | 0 | 0_E7_Stock |  |  |  |  | 0
| E8 | 0 | 0 | 0 | 0 | 0 | 0 | 0 | 0 | 0 | 0 | 0 | 0 | 0 | 0 | 0 | 0 | 0 | 0 | 0 | 0 | 0 | 0 | 0 | 0 | 0 | 0 | 0 | 0 | 0 | 0 | 0 | 0_E8_Stock |  |  |  |  | 0
| E9 | 0 | 0 | 0 | 0 | 0 | 0 | 0 | 0 | 0 | 0 | 0 | 0 | 0 | 0 | 0 | 0 | 0 | 0 | 0 | 0 | 0 | 0 | 0 | 0 | 0 | 0 | 0 | 0 | 0 | 0 | 0 | 0_E9_Stock |  |  |  |  | 0
| E10 | 0 | 0 | 0 | 0 | 0 | 0 | 0 | 0 | 0 | 0 | 0 | 0 | 0 | 0 | 0 | 0 | 0 | 0 | 0 | 0 | 0 | 0 | 0 | 0 | 0 | 0 | 0 | 0 | 0 | 0 | 0 | 0_E10_Stock |  |  |  |  | 0
| Vintage | 0 | 0 | 0 | 0 | 0 | 0 | 0 | 0 | 0 | 0 | 0 | 0 | 0 | 0 | 0 | 0 | 0 | 0 | 0 | 0 | 0 | 0 | 0 | 0 | 0 | 0 | 0 | 0 | 0 | 0 | 0 | 0_Vintage_Stock |  |  |  |  | 288381.2139
S5C2 |  | Year 0: System 5 Technology 2
Technology Variables
| Tech Key | Year 0: 0
| Peak Factor (S) | Year 0: 0
| Peak Factor (W) | Year 0: 0
| Min Vintage Lifetime | Year 0: 0
| Max Vintage Lifetime | Year 0: 0
| Turnover Style | Year 0: 0
Technology Variables
| Equipment | Year 0: Label; Year 1: Min Lifetime; Year 2: Max Lifetime; Year 3: Degradation; Year 4: Usage; Year 5: Available
| E1 | Year 1: 0; Year 2: 0; Year 3: 0%; Year 4: 0; Year 5: FALSE
| E2 | Year 1: 0; Year 2: 0; Year 3: 0%; Year 4: 0; Year 5: FALSE
| E3 | Year 1: 0; Year 2: 0; Year 3: 0%; Year 4: 0; Year 5: FALSE
| E4 | Year 1: 0; Year 2: 0; Year 3: 0%; Year 4: 0; Year 5: FALSE
| E5 | Year 1: 0; Year 2: 0; Year 3: 0%; Year 4: 0; Year 5: FALSE
| E6 | Year 1: 0; Year 2: 0; Year 3: 0%; Year 4: 0; Year 5: FALSE
| E7 | Year 1: 0; Year 2: 0; Year 3: 0%; Year 4: 0; Year 5: FALSE
| E8 | Year 1: 0; Year 2: 0; Year 3: 0%; Year 4: 0; Year 5: FALSE
| E9 | Year 1: 0; Year 2: 0; Year 3: 0%; Year 4: 0; Year 5: FALSE
| E10 | Year 1: 0; Year 2: 0; Year 3: 0%; Year 4: 0; Year 5: FALSE
Original Forecast Results
| Year | Year 0 | Year 1 | Year 2 | Year 3 | Year 4 | Year 5 | Year 6 | Year 7 | Year 8 | Year 9 | Year 10 | Year 11 | Year 12 | Year 13 | Year 14 | Year 15 | Year 16 | Year 17 | Year 18 | Year 19 | Year 20 | Year 21 | Year 22 | Year 23 | Year 24 | Year 25 | Year 26 | Year 27 | Year 28 | Year 29 | Year 30 | Key
| Units | 0 | 0 | 0 | 0 | 0 | 0 | 0 | 0 | 0 | 0 | 0 | 0 | 0 | 0 | 0 | 0 | 0 | 0 | 0 | 0 | 0 | 0 | 0 | 0 | 0 | 0 | 0 | 0 | 0 | 0 | 0 | #REF! |  |  |  |  | 301957.8232
| Usage | 0 | 0 | 0 | 0 | 0 | 0 | 0 | 0 | 0 | 0 | 0 | 0 | 0 | 0 | 0 | 0 | 0 | 0 | 0 | 0 | 0 | 0 | 0 | 0 | 0 | 0 | 0 | 0 | 0 | 0 | 0 | #REF! |  |  |  |  | 1698.6543
| Peak Demand (S) | 0 | 0 | 0 | 0 | 0 | 0 | 0 | 0 | 0 | 0 | 0 | 0 | 0 | 0 | 0 | 0 | 0 | 0 | 0 | 0 | 0 | 0 | 0 | 0 | 0 | 0 | 0 | 0 | 0 | 0 | 0 | #REF! |  |  |  |  | 0
| Peak Demand (W) | 0 | 0 | 0 | 0 | 0 | 0 | 0 | 0 | 0 | 0 | 0 | 0 | 0 | 0 | 0 | 0 | 0 | 0 | 0 | 0 | 0 | 0 | 0 | 0 | 0 | 0 | 0 | 0 | 0 | 0 | 0 | #REF! |  |  |  |  | 884.6119
| Turnover | 0 | 0 | 0 | 0 | 0 | 0 | 0 | 0 | 0 | 0 | 0 | 0 | 0 | 0 | 0 | 0 | 0 | 0 | 0 | 0 | 0 | 0 | 0 | 0 | 0 | 0 | 0 | 0 | 0 | 0 | 0 | #REF! |  |  |  |  | 6885.4476
| Avg. Replacement Usage | 0 | 0 | 0 | 0 | 0 | 0 | 0 | 0 | 0 | 0 | 0 | 0 | 0 | 0 | 0 | 0 | 0 | 0 | 0 | 0 | 0 | 0 | 0 | 0 | 0 | 0 | 0 | 0 | 0 | 0 | 0 | #REF! |  |  |  |  | 5638.8522
| Avg. Replacement Demand (S) | 0 | 0 | 0 | 0 | 0 | 0 | 0 | 0 | 0 | 0 | 0 | 0 | 0 | 0 | 0 | 0 | 0 | 0 | 0 | 0 | 0 | 0 | 0 | 0 | 0 | 0 | 0 | 0 | 0 | 0 | 0 | #REF! |  |  |  |  | 0
| Avg. Replacement Demand (W) | 0 | 0 | 0 | 0 | 0 | 0 | 0 | 0 | 0 | 0 | 0 | 0 | 0 | 0 | 0 | 0 | 0 | 0 | 0 | 0 | 0 | 0 | 0 | 0 | 0 | 0 | 0 | 0 | 0 | 0 | 0 | #REF! |  |  |  |  | 2.9366
Tech Forecast Stock
| Year | Year 0 | Year 1 | Year 2 | Year 3 | Year 4 | Year 5 | Year 6 | Year 7 | Year 8 | Year 9 | Year 10 | Year 11 | Year 12 | Year 13 | Year 14 | Year 15 | Year 16 | Year 17 | Year 18 | Year 19 | Year 20 | Year 21 | Year 22 | Year 23 | Year 24 | Year 25 | Year 26 | Year 27 | Year 28 | Year 29 | Year 30
| E1 | 0 | 0 | 0 | 0 | 0 | 0 | 0 | 0 | 0 | 0 | 0 | 0 | 0 | 0 | 0 | 0 | 0 | 0 | 0 | 0 | 0 | 0 | 0 | 0 | 0 | 0 | 0 | 0 | 0 | 0 | 0
| E2 | 0 | 0 | 0 | 0 | 0 | 0 | 0 | 0 | 0 | 0 | 0 | 0 | 0 | 0 | 0 | 0 | 0 | 0 | 0 | 0 | 0 | 0 | 0 | 0 | 0 | 0 | 0 | 0 | 0 | 0 | 0
| E3 | 0 | 0 | 0 | 0 | 0 | 0 | 0 | 0 | 0 | 0 | 0 | 0 | 0 | 0 | 0 | 0 | 0 | 0 | 0 | 0 | 0 | 0 | 0 | 0 | 0 | 0 | 0 | 0 | 0 | 0 | 0
| E4 | 0 | 0 | 0 | 0 | 0 | 0 | 0 | 0 | 0 | 0 | 0 | 0 | 0 | 0 | 0 | 0 | 0 | 0 | 0 | 0 | 0 | 0 | 0 | 0 | 0 | 0 | 0 | 0 | 0 | 0 | 0
| E5 | 0 | 0 | 0 | 0 | 0 | 0 | 0 | 0 | 0 | 0 | 0 | 0 | 0 | 0 | 0 | 0 | 0 | 0 | 0 | 0 | 0 | 0 | 0 | 0 | 0 | 0 | 0 | 0 | 0 | 0 | 0
| E6 | 0 | 0 | 0 | 0 | 0 | 0 | 0 | 0 | 0 | 0 | 0 | 0 | 0 | 0 | 0 | 0 | 0 | 0 | 0 | 0 | 0 | 0 | 0 | 0 | 0 | 0 | 0 | 0 | 0 | 0 | 0
| E7 | 0 | 0 | 0 | 0 | 0 | 0 | 0 | 0 | 0 | 0 | 0 | 0 | 0 | 0 | 0 | 0 | 0 | 0 | 0 | 0 | 0 | 0 | 0 | 0 | 0 | 0 | 0 | 0 | 0 | 0 | 0
| E8 | 0 | 0 | 0 | 0 | 0 | 0 | 0 | 0 | 0 | 0 | 0 | 0 | 0 | 0 | 0 | 0 | 0 | 0 | 0 | 0 | 0 | 0 | 0 | 0 | 0 | 0 | 0 | 0 | 0 | 0 | 0
| E9 | 0 | 0 | 0 | 0 | 0 | 0 | 0 | 0 | 0 | 0 | 0 | 0 | 0 | 0 | 0 | 0 | 0 | 0 | 0 | 0 | 0 | 0 | 0 | 0 | 0 | 0 | 0 | 0 | 0 | 0 | 0
| E10 | 0 | 0 | 0 | 0 | 0 | 0 | 0 | 0 | 0 | 0 | 0 | 0 | 0 | 0 | 0 | 0 | 0 | 0 | 0 | 0 | 0 | 0 | 0 | 0 | 0 | 0 | 0 | 0 | 0 | 0 | 0
| Vintage | 0 | 0 | 0 | 0 | 0 | 0 | 0 | 0 | 0 | 0 | 0 | 0 | 0 | 0 | 0 | 0 | 0 | 0 | 0 | 0 | 0 | 0 | 0 | 0 | 0 | 0 | 0 | 0 | 0 | 0 | 0
Stock for Switching
| Year | Year 0 | Year 1 | Year 2 | Year 3 | Year 4 | Year 5 | Year 6 | Year 7 | Year 8 | Year 9 | Year 10 | Year 11 | Year 12 | Year 13 | Year 14 | Year 15 | Year 16 | Year 17 | Year 18 | Year 19 | Year 20 | Year 21 | Year 22 | Year 23 | Year 24 | Year 25 | Year 26 | Year 27 | Year 28 | Year 29 | Year 30
| E1 | 0 | 0 | 0 | 0 | 0 | 0 | 0 | 0 | 0 | 0 | 0 | 0 | 0 | 0 | 0 | 0 | 0 | 0 | 0 | 0 | 0 | 0 | 0 | 0 | 0 | 0 | 0 | 0 | 0 | 0 | 0 | 0_E1_SysStock
| E2 | 0 | 0 | 0 | 0 | 0 | 0 | 0 | 0 | 0 | 0 | 0 | 0 | 0 | 0 | 0 | 0 | 0 | 0 | 0 | 0 | 0 | 0 | 0 | 0 | 0 | 0 | 0 | 0 | 0 | 0 | 0 | 0_E2_SysStock
| E3 | 0 | 0 | 0 | 0 | 0 | 0 | 0 | 0 | 0 | 0 | 0 | 0 | 0 | 0 | 0 | 0 | 0 | 0 | 0 | 0 | 0 | 0 | 0 | 0 | 0 | 0 | 0 | 0 | 0 | 0 | 0 | 0_E3_SysStock
| E4 | 0 | 0 | 0 | 0 | 0 | 0 | 0 | 0 | 0 | 0 | 0 | 0 | 0 | 0 | 0 | 0 | 0 | 0 | 0 | 0 | 0 | 0 | 0 | 0 | 0 | 0 | 0 | 0 | 0 | 0 | 0 | 0_E4_SysStock
| E5 | 0 | 0 | 0 | 0 | 0 | 0 | 0 | 0 | 0 | 0 | 0 | 0 | 0 | 0 | 0 | 0 | 0 | 0 | 0 | 0 | 0 | 0 | 0 | 0 | 0 | 0 | 0 | 0 | 0 | 0 | 0 | 0_E5_SysStock
| E6 | 0 | 0 | 0 | 0 | 0 | 0 | 0 | 0 | 0 | 0 | 0 | 0 | 0 | 0 | 0 | 0 | 0 | 0 | 0 | 0 | 0 | 0 | 0 | 0 | 0 | 0 | 0 | 0 | 0 | 0 | 0 | 0_E6_SysStock
| E7 | 0 | 0 | 0 | 0 | 0 | 0 | 0 | 0 | 0 | 0 | 0 | 0 | 0 | 0 | 0 | 0 | 0 | 0 | 0 | 0 | 0 | 0 | 0 | 0 | 0 | 0 | 0 | 0 | 0 | 0 | 0 | 0_E7_SysStock
| E8 | 0 | 0 | 0 | 0 | 0 | 0 | 0 | 0 | 0 | 0 | 0 | 0 | 0 | 0 | 0 | 0 | 0 | 0 | 0 | 0 | 0 | 0 | 0 | 0 | 0 | 0 | 0 | 0 | 0 | 0 | 0 | 0_E8_SysStock
| E9 | 0 | 0 | 0 | 0 | 0 | 0 | 0 | 0 | 0 | 0 | 0 | 0 | 0 | 0 | 0 | 0 | 0 | 0 | 0 | 0 | 0 | 0 | 0 | 0 | 0 | 0 | 0 | 0 | 0 | 0 | 0 | 0_E9_SysStock
| E10 | 0 | 0 | 0 | 0 | 0 | 0 | 0 | 0 | 0 | 0 | 0 | 0 | 0 | 0 | 0 | 0 | 0 | 0 | 0 | 0 | 0 | 0 | 0 | 0 | 0 | 0 | 0 | 0 | 0 | 0 | 0 | 0_E10_SysStock
| Vintage | 0 | 0 | 0 | 0 | 0 | 0 | 0 | 0 | 0 | 0 | 0 | 0 | 0 | 0 | 0 | 0 | 0 | 0 | 0 | 0 | 0 | 0 | 0 | 0 | 0 | 0 | 0 | 0 | 0 | 0 | 0 | 0_Vintage_SysStock
Tech Forecast Purchases
| Year | Year 0 | Year 1 | Year 2 | Year 3 | Year 4 | Year 5 | Year 6 | Year 7 | Year 8 | Year 9 | Year 10 | Year 11 | Year 12 | Year 13 | Year 14 | Year 15 | Year 16 | Year 17 | Year 18 | Year 19 | Year 20 | Year 21 | Year 22 | Year 23 | Year 24 | Year 25 | Year 26 | Year 27 | Year 28 | Year 29 | Year 30
| E1 | 0 | 0 | 0 | 0 | 0 | 0 | 0 | 0 | 0 | 0 | 0 | 0 | 0 | 0 | 0 | 0 | 0 | 0 | 0 | 0 | 0 | 0 | 0 | 0 | 0 | 0 | 0 | 0 | 0 | 0 | 0
| E2 | 0 | 0 | 0 | 0 | 0 | 0 | 0 | 0 | 0 | 0 | 0 | 0 | 0 | 0 | 0 | 0 | 0 | 0 | 0 | 0 | 0 | 0 | 0 | 0 | 0 | 0 | 0 | 0 | 0 | 0 | 0
| E3 | 0 | 0 | 0 | 0 | 0 | 0 | 0 | 0 | 0 | 0 | 0 | 0 | 0 | 0 | 0 | 0 | 0 | 0 | 0 | 0 | 0 | 0 | 0 | 0 | 0 | 0 | 0 | 0 | 0 | 0 | 0
| E4 | 0 | 0 | 0 | 0 | 0 | 0 | 0 | 0 | 0 | 0 | 0 | 0 | 0 | 0 | 0 | 0 | 0 | 0 | 0 | 0 | 0 | 0 | 0 | 0 | 0 | 0 | 0 | 0 | 0 | 0 | 0
| E5 | 0 | 0 | 0 | 0 | 0 | 0 | 0 | 0 | 0 | 0 | 0 | 0 | 0 | 0 | 0 | 0 | 0 | 0 | 0 | 0 | 0 | 0 | 0 | 0 | 0 | 0 | 0 | 0 | 0 | 0 | 0
| E6 | 0 | 0 | 0 | 0 | 0 | 0 | 0 | 0 | 0 | 0 | 0 | 0 | 0 | 0 | 0 | 0 | 0 | 0 | 0 | 0 | 0 | 0 | 0 | 0 | 0 | 0 | 0 | 0 | 0 | 0 | 0
| E7 | 0 | 0 | 0 | 0 | 0 | 0 | 0 | 0 | 0 | 0 | 0 | 0 | 0 | 0 | 0 | 0 | 0 | 0 | 0 | 0 | 0 | 0 | 0 | 0 | 0 | 0 | 0 | 0 | 0 | 0 | 0
| E8 | 0 | 0 | 0 | 0 | 0 | 0 | 0 | 0 | 0 | 0 | 0 | 0 | 0 | 0 | 0 | 0 | 0 | 0 | 0 | 0 | 0 | 0 | 0 | 0 | 0 | 0 | 0 | 0 | 0 | 0 | 0
| E9 | 0 | 0 | 0 | 0 | 0 | 0 | 0 | 0 | 0 | 0 | 0 | 0 | 0 | 0 | 0 | 0 | 0 | 0 | 0 | 0 | 0 | 0 | 0 | 0 | 0 | 0 | 0 | 0 | 0 | 0 | 0
| E10 | 0 | 0 | 0 | 0 | 0 | 0 | 0 | 0 | 0 | 0 | 0 | 0 | 0 | 0 | 0 | 0 | 0 | 0 | 0 | 0 | 0 | 0 | 0 | 0 | 0 | 0 | 0 | 0 | 0 | 0 | 0
Potential to Switch
| Year | Year 0 | Year 1 | Year 2 | Year 3 | Year 4 | Year 5 | Year 6 | Year 7 | Year 8 | Year 9 | Year 10 | Year 11 | Year 12 | Year 13 | Year 14 | Year 15 | Year 16 | Year 17 | Year 18 | Year 19 | Year 20 | Year 21 | Year 22 | Year 23 | Year 24 | Year 25 | Year 26 | Year 27 | Year 28 | Year 29 | Year 30
| E1 | 0 | 0 | 0 | 0 | 0 | 0 | 0 | 0 | 0 | 0 | 0 | 0 | 0 | 0 | 0 | 0 | 0 | 0 | 0 | 0 | 0 | 0 | 0 | 0 | 0 | 0 | 0 | 0 | 0 | 0 | 0 | 0_E1_Switched Out
| E2 | 0 | 0 | 0 | 0 | 0 | 0 | 0 | 0 | 0 | 0 | 0 | 0 | 0 | 0 | 0 | 0 | 0 | 0 | 0 | 0 | 0 | 0 | 0 | 0 | 0 | 0 | 0 | 0 | 0 | 0 | 0 | 0_E2_Switched Out
| E3 | 0 | 0 | 0 | 0 | 0 | 0 | 0 | 0 | 0 | 0 | 0 | 0 | 0 | 0 | 0 | 0 | 0 | 0 | 0 | 0 | 0 | 0 | 0 | 0 | 0 | 0 | 0 | 0 | 0 | 0 | 0 | 0_E3_Switched Out
| E4 | 0 | 0 | 0 | 0 | 0 | 0 | 0 | 0 | 0 | 0 | 0 | 0 | 0 | 0 | 0 | 0 | 0 | 0 | 0 | 0 | 0 | 0 | 0 | 0 | 0 | 0 | 0 | 0 | 0 | 0 | 0 | 0_E4_Switched Out
| E5 | 0 | 0 | 0 | 0 | 0 | 0 | 0 | 0 | 0 | 0 | 0 | 0 | 0 | 0 | 0 | 0 | 0 | 0 | 0 | 0 | 0 | 0 | 0 | 0 | 0 | 0 | 0 | 0 | 0 | 0 | 0 | 0_E5_Switched Out
| E6 | 0 | 0 | 0 | 0 | 0 | 0 | 0 | 0 | 0 | 0 | 0 | 0 | 0 | 0 | 0 | 0 | 0 | 0 | 0 | 0 | 0 | 0 | 0 | 0 | 0 | 0 | 0 | 0 | 0 | 0 | 0 | 0_E6_Switched Out
| E7 | 0 | 0 | 0 | 0 | 0 | 0 | 0 | 0 | 0 | 0 | 0 | 0 | 0 | 0 | 0 | 0 | 0 | 0 | 0 | 0 | 0 | 0 | 0 | 0 | 0 | 0 | 0 | 0 | 0 | 0 | 0 | 0_E7_Switched Out
| E8 | 0 | 0 | 0 | 0 | 0 | 0 | 0 | 0 | 0 | 0 | 0 | 0 | 0 | 0 | 0 | 0 | 0 | 0 | 0 | 0 | 0 | 0 | 0 | 0 | 0 | 0 | 0 | 0 | 0 | 0 | 0 | 0_E8_Switched Out
| E9 | 0 | 0 | 0 | 0 | 0 | 0 | 0 | 0 | 0 | 0 | 0 | 0 | 0 | 0 | 0 | 0 | 0 | 0 | 0 | 0 | 0 | 0 | 0 | 0 | 0 | 0 | 0 | 0 | 0 | 0 | 0 | 0_E9_Switched Out
| E10 | 0 | 0 | 0 | 0 | 0 | 0 | 0 | 0 | 0 | 0 | 0 | 0 | 0 | 0 | 0 | 0 | 0 | 0 | 0 | 0 | 0 | 0 | 0 | 0 | 0 | 0 | 0 | 0 | 0 | 0 | 0 | 0_E10_Switched Out
Units Out
| E1 | 0 | 0 | 0 | 0 | 0 | 0 | 0 | 0 | 0 | 0 | 0 | 0 | 0 | 0 | 0 | 0 | 0 | 0 | 0 | 0 | 0 | 0 | 0 | 0 | 0 | 0 | 0 | 0 | 0 | 0 | 0
| E2 | 0 | 0 | 0 | 0 | 0 | 0 | 0 | 0 | 0 | 0 | 0 | 0 | 0 | 0 | 0 | 0 | 0 | 0 | 0 | 0 | 0 | 0 | 0 | 0 | 0 | 0 | 0 | 0 | 0 | 0 | 0
| E3 | 0 | 0 | 0 | 0 | 0 | 0 | 0 | 0 | 0 | 0 | 0 | 0 | 0 | 0 | 0 | 0 | 0 | 0 | 0 | 0 | 0 | 0 | 0 | 0 | 0 | 0 | 0 | 0 | 0 | 0 | 0
| E4 | 0 | 0 | 0 | 0 | 0 | 0 | 0 | 0 | 0 | 0 | 0 | 0 | 0 | 0 | 0 | 0 | 0 | 0 | 0 | 0 | 0 | 0 | 0 | 0 | 0 | 0 | 0 | 0 | 0 | 0 | 0
| E5 | 0 | 0 | 0 | 0 | 0 | 0 | 0 | 0 | 0 | 0 | 0 | 0 | 0 | 0 | 0 | 0 | 0 | 0 | 0 | 0 | 0 | 0 | 0 | 0 | 0 | 0 | 0 | 0 | 0 | 0 | 0
| E6 | 0 | 0 | 0 | 0 | 0 | 0 | 0 | 0 | 0 | 0 | 0 | 0 | 0 | 0 | 0 | 0 | 0 | 0 | 0 | 0 | 0 | 0 | 0 | 0 | 0 | 0 | 0 | 0 | 0 | 0 | 0
| E7 | 0 | 0 | 0 | 0 | 0 | 0 | 0 | 0 | 0 | 0 | 0 | 0 | 0 | 0 | 0 | 0 | 0 | 0 | 0 | 0 | 0 | 0 | 0 | 0 | 0 | 0 | 0 | 0 | 0 | 0 | 0
| E8 | 0 | 0 | 0 | 0 | 0 | 0 | 0 | 0 | 0 | 0 | 0 | 0 | 0 | 0 | 0 | 0 | 0 | 0 | 0 | 0 | 0 | 0 | 0 | 0 | 0 | 0 | 0 | 0 | 0 | 0 | 0
| E9 | 0 | 0 | 0 | 0 | 0 | 0 | 0 | 0 | 0 | 0 | 0 | 0 | 0 | 0 | 0 | 0 | 0 | 0 | 0 | 0 | 0 | 0 | 0 | 0 | 0 | 0 | 0 | 0 | 0 | 0 | 0
| E10 | 0 | 0 | 0 | 0 | 0 | 0 | 0 | 0 | 0 | 0 | 0 | 0 | 0 | 0 | 0 | 0 | 0 | 0 | 0 | 0 | 0 | 0 | 0 | 0 | 0 | 0 | 0 | 0 | 0 | 0 | 0
| Vintage | 0 | 0 | 0 | 0 | 0 | 0 | 0 | 0 | 0 | 0 | 0 | 0 | 0 | 0 | 0 | 0 | 0 | 0 | 0 | 0 | 0 | 0 | 0 | 0 | 0 | 0 | 0 | 0 | 0 | 0 | 0
Tech Purchase Shares
| Year | Year 0 | Year 1 | Year 2 | Year 3 | Year 4 | Year 5 | Year 6 | Year 7 | Year 8 | Year 9 | Year 10 | Year 11 | Year 12 | Year 13 | Year 14 | Year 15 | Year 16 | Year 17 | Year 18 | Year 19 | Year 20 | Year 21 | Year 22 | Year 23 | Year 24 | Year 25 | Year 26 | Year 27 | Year 28 | Year 29 | Year 30
E1 | bar: Year 0 to Year 30
E2 | bar: Year 0 to Year 30
E3 | bar: Year 0 to Year 30
E4 | bar: Year 0 to Year 30
E5 | bar: Year 0 to Year 30
E6 | bar: Year 0 to Year 30
E7 | bar: Year 0 to Year 30
E8 | bar: Year 0 to Year 30
E9 | bar: Year 0 to Year 30
E10 | bar: Year 0 to Year 30
Units In from Switching
| E1 | 0 | 0 | 0 | 0 | 0 | 0 | 0 | 0 | 0 | 0 | 0 | 0 | 0 | 0 | 0 | 0 | 0 | 0 | 0 | 0 | 0 | 0 | 0 | 0 | 0 | 0 | 0 | 0 | 0 | 0 | 0
| E2 | 0 | 0 | 0 | 0 | 0 | 0 | 0 | 0 | 0 | 0 | 0 | 0 | 0 | 0 | 0 | 0 | 0 | 0 | 0 | 0 | 0 | 0 | 0 | 0 | 0 | 0 | 0 | 0 | 0 | 0 | 0
| E3 | 0 | 0 | 0 | 0 | 0 | 0 | 0 | 0 | 0 | 0 | 0 | 0 | 0 | 0 | 0 | 0 | 0 | 0 | 0 | 0 | 0 | 0 | 0 | 0 | 0 | 0 | 0 | 0 | 0 | 0 | 0
| E4 | 0 | 0 | 0 | 0 | 0 | 0 | 0 | 0 | 0 | 0 | 0 | 0 | 0 | 0 | 0 | 0 | 0 | 0 | 0 | 0 | 0 | 0 | 0 | 0 | 0 | 0 | 0 | 0 | 0 | 0 | 0
| E5 | 0 | 0 | 0 | 0 | 0 | 0 | 0 | 0 | 0 | 0 | 0 | 0 | 0 | 0 | 0 | 0 | 0 | 0 | 0 | 0 | 0 | 0 | 0 | 0 | 0 | 0 | 0 | 0 | 0 | 0 | 0
| E6 | 0 | 0 | 0 | 0 | 0 | 0 | 0 | 0 | 0 | 0 | 0 | 0 | 0 | 0 | 0 | 0 | 0 | 0 | 0 | 0 | 0 | 0 | 0 | 0 | 0 | 0 | 0 | 0 | 0 | 0 | 0
| E7 | 0 | 0 | 0 | 0 | 0 | 0 | 0 | 0 | 0 | 0 | 0 | 0 | 0 | 0 | 0 | 0 | 0 | 0 | 0 | 0 | 0 | 0 | 0 | 0 | 0 | 0 | 0 | 0 | 0 | 0 | 0
| E8 | 0 | 0 | 0 | 0 | 0 | 0 | 0 | 0 | 0 | 0 | 0 | 0 | 0 | 0 | 0 | 0 | 0 | 0 | 0 | 0 | 0 | 0 | 0 | 0 | 0 | 0 | 0 | 0 | 0 | 0 | 0
| E9 | 0 | 0 | 0 | 0 | 0 | 0 | 0 | 0 | 0 | 0 | 0 | 0 | 0 | 0 | 0 | 0 | 0 | 0 | 0 | 0 | 0 | 0 | 0 | 0 | 0 | 0 | 0 | 0 | 0 | 0 | 0
| E10 | 0 | 0 | 0 | 0 | 0 | 0 | 0 | 0 | 0 | 0 | 0 | 0 | 0 | 0 | 0 | 0 | 0 | 0 | 0 | 0 | 0 | 0 | 0 | 0 | 0 | 0 | 0 | 0 | 0 | 0 | 0
| Vintage | 0 | 0 | 0 | 0 | 0 | 0 | 0 | 0 | 0 | 0 | 0 | 0 | 0 | 0 | 0 | 0 | 0 | 0 | 0 | 0 | 0 | 0 | 0 | 0 | 0 | 0 | 0 | 0 | 0 | 0 | 0
Net Change
| Year | Year 0 | Year 1 | Year 2 | Year 3 | Year 4 | Year 5 | Year 6 | Year 7 | Year 8 | Year 9 | Year 10 | Year 11 | Year 12 | Year 13 | Year 14 | Year 15 | Year 16 | Year 17 | Year 18 | Year 19 | Year 20 | Year 21 | Year 22 | Year 23 | Year 24 | Year 25 | Year 26 | Year 27 | Year 28 | Year 29 | Year 30 | Key
| Units | 0 | 0 | 0 | 0 | 0 | 0 | 0 | 0 | 0 | 0 | 0 | 0 | 0 | 0 | 0 | 0 | 0 | 0 | 0 | 0 | 0 | 0 | 0 | 0 | 0 | 0 | 0 | 0 | 0 | 0 | 0 | 0_Units |  |  |  |  | 301957.8232
| Usage | 0 | 0 | 0 | 0 | 0 | 0 | 0 | 0 | 0 | 0 | 0 | 0 | 0 | 0 | 0 | 0 | 0 | 0 | 0 | 0 | 0 | 0 | 0 | 0 | 0 | 0 | 0 | 0 | 0 | 0 | 0 | 0_Usage |  |  |  |  | 1698.6543
| Peak Demand (S) | 0 | 0 | 0 | 0 | 0 | 0 | 0 | 0 | 0 | 0 | 0 | 0 | 0 | 0 | 0 | 0 | 0 | 0 | 0 | 0 | 0 | 0 | 0 | 0 | 0 | 0 | 0 | 0 | 0 | 0 | 0 | 0_Peak Demand (S) |  |  |  |  | 0
| Peak Demand (W) | 0 | 0 | 0 | 0 | 0 | 0 | 0 | 0 | 0 | 0 | 0 | 0 | 0 | 0 | 0 | 0 | 0 | 0 | 0 | 0 | 0 | 0 | 0 | 0 | 0 | 0 | 0 | 0 | 0 | 0 | 0 | 0_Peak Demand (W) |  |  |  |  | 884.6119
| Turnover | 0 | 0 | 0 | 0 | 0 | 0 | 0 | 0 | 0 | 0 | 0 | 0 | 0 | 0 | 0 | 0 | 0 | 0 | 0 | 0 | 0 | 0 | 0 | 0 | 0 | 0 | 0 | 0 | 0 | 0 | 0 | 0_Turnover |  |  |  |  | 6885.4476
| Avg. Replacement Usage | 0 | 0 | 0 | 0 | 0 | 0 | 0 | 0 | 0 | 0 | 0 | 0 | 0 | 0 | 0 | 0 | 0 | 0 | 0 | 0 | 0 | 0 | 0 | 0 | 0 | 0 | 0 | 0 | 0 | 0 | 0 | 0_Avg. Replacement Usage |  |  |  |  | 5638.8522
| Avg. Replacement Demand (S) | 0 | 0 | 0 | 0 | 0 | 0 | 0 | 0 | 0 | 0 | 0 | 0 | 0 | 0 | 0 | 0 | 0 | 0 | 0 | 0 | 0 | 0 | 0 | 0 | 0 | 0 | 0 | 0 | 0 | 0 | 0 | 0_Avg. Replacement Demand (S) |  |  |  |  | 0
| Avg. Replacement Demand (W) | 0 | 0 | 0 | 0 | 0 | 0 | 0 | 0 | 0 | 0 | 0 | 0 | 0 | 0 | 0 | 0 | 0 | 0 | 0 | 0 | 0 | 0 | 0 | 0 | 0 | 0 | 0 | 0 | 0 | 0 | 0 | 0_Avg. Replacement Demand (W) |  |  |  |  | 2.9366
Purchases
| Year | Year 0 | Year 1 | Year 2 | Year 3 | Year 4 | Year 5 | Year 6 | Year 7 | Year 8 | Year 9 | Year 10 | Year 11 | Year 12 | Year 13 | Year 14 | Year 15 | Year 16 | Year 17 | Year 18 | Year 19 | Year 20 | Year 21 | Year 22 | Year 23 | Year 24 | Year 25 | Year 26 | Year 27 | Year 28 | Year 29 | Year 30
| E1 | 0 | 0 | 0 | 0 | 0 | 0 | 0 | 0 | 0 | 0 | 0 | 0 | 0 | 0 | 0 | 0 | 0 | 0 | 0 | 0 | 0 | 0 | 0 | 0 | 0 | 0 | 0 | 0 | 0 | 0 | 0 | 0_E1_Purchases |  |  |  |  | 6885.4476
| E2 | 0 | 0 | 0 | 0 | 0 | 0 | 0 | 0 | 0 | 0 | 0 | 0 | 0 | 0 | 0 | 0 | 0 | 0 | 0 | 0 | 0 | 0 | 0 | 0 | 0 | 0 | 0 | 0 | 0 | 0 | 0 | 0_E2_Purchases |  |  |  |  | 0
| E3 | 0 | 0 | 0 | 0 | 0 | 0 | 0 | 0 | 0 | 0 | 0 | 0 | 0 | 0 | 0 | 0 | 0 | 0 | 0 | 0 | 0 | 0 | 0 | 0 | 0 | 0 | 0 | 0 | 0 | 0 | 0 | 0_E3_Purchases |  |  |  |  | 0
| E4 | 0 | 0 | 0 | 0 | 0 | 0 | 0 | 0 | 0 | 0 | 0 | 0 | 0 | 0 | 0 | 0 | 0 | 0 | 0 | 0 | 0 | 0 | 0 | 0 | 0 | 0 | 0 | 0 | 0 | 0 | 0 | 0_E4_Purchases |  |  |  |  | 0
| E5 | 0 | 0 | 0 | 0 | 0 | 0 | 0 | 0 | 0 | 0 | 0 | 0 | 0 | 0 | 0 | 0 | 0 | 0 | 0 | 0 | 0 | 0 | 0 | 0 | 0 | 0 | 0 | 0 | 0 | 0 | 0 | 0_E5_Purchases |  |  |  |  | 0
| E6 | 0 | 0 | 0 | 0 | 0 | 0 | 0 | 0 | 0 | 0 | 0 | 0 | 0 | 0 | 0 | 0 | 0 | 0 | 0 | 0 | 0 | 0 | 0 | 0 | 0 | 0 | 0 | 0 | 0 | 0 | 0 | 0_E6_Purchases |  |  |  |  | 0
| E7 | 0 | 0 | 0 | 0 | 0 | 0 | 0 | 0 | 0 | 0 | 0 | 0 | 0 | 0 | 0 | 0 | 0 | 0 | 0 | 0 | 0 | 0 | 0 | 0 | 0 | 0 | 0 | 0 | 0 | 0 | 0 | 0_E7_Purchases |  |  |  |  | 0
| E8 | 0 | 0 | 0 | 0 | 0 | 0 | 0 | 0 | 0 | 0 | 0 | 0 | 0 | 0 | 0 | 0 | 0 | 0 | 0 | 0 | 0 | 0 | 0 | 0 | 0 | 0 | 0 | 0 | 0 | 0 | 0 | 0_E8_Purchases |  |  |  |  | 0
| E9 | 0 | 0 | 0 | 0 | 0 | 0 | 0 | 0 | 0 | 0 | 0 | 0 | 0 | 0 | 0 | 0 | 0 | 0 | 0 | 0 | 0 | 0 | 0 | 0 | 0 | 0 | 0 | 0 | 0 | 0 | 0 | 0_E9_Purchases |  |  |  |  | 0
| E10 | 0 | 0 | 0 | 0 | 0 | 0 | 0 | 0 | 0 | 0 | 0 | 0 | 0 | 0 | 0 | 0 | 0 | 0 | 0 | 0 | 0 | 0 | 0 | 0 | 0 | 0 | 0 | 0 | 0 | 0 | 0 | 0_E10_Purchases |  |  |  |  | 0
Stock
| Year | Year 0 | Year 1 | Year 2 | Year 3 | Year 4 | Year 5 | Year 6 | Year 7 | Year 8 | Year 9 | Year 10 | Year 11 | Year 12 | Year 13 | Year 14 | Year 15 | Year 16 | Year 17 | Year 18 | Year 19 | Year 20 | Year 21 | Year 22 | Year 23 | Year 24 | Year 25 | Year 26 | Year 27 | Year 28 | Year 29 | Year 30
| E1 | 0 | 0 | 0 | 0 | 0 | 0 | 0 | 0 | 0 | 0 | 0 | 0 | 0 | 0 | 0 | 0 | 0 | 0 | 0 | 0 | 0 | 0 | 0 | 0 | 0 | 0 | 0 | 0 | 0 | 0 | 0 | 0_E1_Stock |  |  |  |  | 13576.6093
| E2 | 0 | 0 | 0 | 0 | 0 | 0 | 0 | 0 | 0 | 0 | 0 | 0 | 0 | 0 | 0 | 0 | 0 | 0 | 0 | 0 | 0 | 0 | 0 | 0 | 0 | 0 | 0 | 0 | 0 | 0 | 0 | 0_E2_Stock |  |  |  |  | 0
| E3 | 0 | 0 | 0 | 0 | 0 | 0 | 0 | 0 | 0 | 0 | 0 | 0 | 0 | 0 | 0 | 0 | 0 | 0 | 0 | 0 | 0 | 0 | 0 | 0 | 0 | 0 | 0 | 0 | 0 | 0 | 0 | 0_E3_Stock |  |  |  |  | 0
| E4 | 0 | 0 | 0 | 0 | 0 | 0 | 0 | 0 | 0 | 0 | 0 | 0 | 0 | 0 | 0 | 0 | 0 | 0 | 0 | 0 | 0 | 0 | 0 | 0 | 0 | 0 | 0 | 0 | 0 | 0 | 0 | 0_E4_Stock |  |  |  |  | 0
| E5 | 0 | 0 | 0 | 0 | 0 | 0 | 0 | 0 | 0 | 0 | 0 | 0 | 0 | 0 | 0 | 0 | 0 | 0 | 0 | 0 | 0 | 0 | 0 | 0 | 0 | 0 | 0 | 0 | 0 | 0 | 0 | 0_E5_Stock |  |  |  |  | 0
| E6 | 0 | 0 | 0 | 0 | 0 | 0 | 0 | 0 | 0 | 0 | 0 | 0 | 0 | 0 | 0 | 0 | 0 | 0 | 0 | 0 | 0 | 0 | 0 | 0 | 0 | 0 | 0 | 0 | 0 | 0 | 0 | 0_E6_Stock |  |  |  |  | 0
| E7 | 0 | 0 | 0 | 0 | 0 | 0 | 0 | 0 | 0 | 0 | 0 | 0 | 0 | 0 | 0 | 0 | 0 | 0 | 0 | 0 | 0 | 0 | 0 | 0 | 0 | 0 | 0 | 0 | 0 | 0 | 0 | 0_E7_Stock |  |  |  |  | 0
| E8 | 0 | 0 | 0 | 0 | 0 | 0 | 0 | 0 | 0 | 0 | 0 | 0 | 0 | 0 | 0 | 0 | 0 | 0 | 0 | 0 | 0 | 0 | 0 | 0 | 0 | 0 | 0 | 0 | 0 | 0 | 0 | 0_E8_Stock |  |  |  |  | 0
| E9 | 0 | 0 | 0 | 0 | 0 | 0 | 0 | 0 | 0 | 0 | 0 | 0 | 0 | 0 | 0 | 0 | 0 | 0 | 0 | 0 | 0 | 0 | 0 | 0 | 0 | 0 | 0 | 0 | 0 | 0 | 0 | 0_E9_Stock |  |  |  |  | 0
| E10 | 0 | 0 | 0 | 0 | 0 | 0 | 0 | 0 | 0 | 0 | 0 | 0 | 0 | 0 | 0 | 0 | 0 | 0 | 0 | 0 | 0 | 0 | 0 | 0 | 0 | 0 | 0 | 0 | 0 | 0 | 0 | 0_E10_Stock |  |  |  |  | 0
| Vintage | 0 | 0 | 0 | 0 | 0 | 0 | 0 | 0 | 0 | 0 | 0 | 0 | 0 | 0 | 0 | 0 | 0 | 0 | 0 | 0 | 0 | 0 | 0 | 0 | 0 | 0 | 0 | 0 | 0 | 0 | 0 | 0_Vintage_Stock |  |  |  |  | 288381.2139
S5C3 |  | Year 0: System 5 Technology 3
Technology Variables
| Tech Key | Year 0: 0
| Peak Factor (S) | Year 0: 0
| Peak Factor (W) | Year 0: 0
| Min Vintage Lifetime | Year 0: 0
| Max Vintage Lifetime | Year 0: 0
| Turnover Style | Year 0: 0
Technology Variables
| Equipment | Year 0: Label; Year 1: Min Lifetime; Year 2: Max Lifetime; Year 3: Degradation; Year 4: Usage; Year 5: Available
| E1 | Year 1: 0; Year 2: 0; Year 3: 0%; Year 4: 0; Year 5: FALSE
| E2 | Year 1: 0; Year 2: 0; Year 3: 0%; Year 4: 0; Year 5: FALSE
| E3 | Year 1: 0; Year 2: 0; Year 3: 0%; Year 4: 0; Year 5: FALSE
| E4 | Year 1: 0; Year 2: 0; Year 3: 0%; Year 4: 0; Year 5: FALSE
| E5 | Year 1: 0; Year 2: 0; Year 3: 0%; Year 4: 0; Year 5: FALSE
| E6 | Year 1: 0; Year 2: 0; Year 3: 0%; Year 4: 0; Year 5: FALSE
| E7 | Year 1: 0; Year 2: 0; Year 3: 0%; Year 4: 0; Year 5: FALSE
| E8 | Year 1: 0; Year 2: 0; Year 3: 0%; Year 4: 0; Year 5: FALSE
| E9 | Year 1: 0; Year 2: 0; Year 3: 0%; Year 4: 0; Year 5: FALSE
| E10 | Year 1: 0; Year 2: 0; Year 3: 0%; Year 4: 0; Year 5: FALSE
Original Forecast Results
| Year | Year 0 | Year 1 | Year 2 | Year 3 | Year 4 | Year 5 | Year 6 | Year 7 | Year 8 | Year 9 | Year 10 | Year 11 | Year 12 | Year 13 | Year 14 | Year 15 | Year 16 | Year 17 | Year 18 | Year 19 | Year 20 | Year 21 | Year 22 | Year 23 | Year 24 | Year 25 | Year 26 | Year 27 | Year 28 | Year 29 | Year 30 | Key
| Units | 0 | 0 | 0 | 0 | 0 | 0 | 0 | 0 | 0 | 0 | 0 | 0 | 0 | 0 | 0 | 0 | 0 | 0 | 0 | 0 | 0 | 0 | 0 | 0 | 0 | 0 | 0 | 0 | 0 | 0 | 0 | #REF! |  |  |  |  | 301957.8232
| Usage | 0 | 0 | 0 | 0 | 0 | 0 | 0 | 0 | 0 | 0 | 0 | 0 | 0 | 0 | 0 | 0 | 0 | 0 | 0 | 0 | 0 | 0 | 0 | 0 | 0 | 0 | 0 | 0 | 0 | 0 | 0 | #REF! |  |  |  |  | 1698.6543
| Peak Demand (S) | 0 | 0 | 0 | 0 | 0 | 0 | 0 | 0 | 0 | 0 | 0 | 0 | 0 | 0 | 0 | 0 | 0 | 0 | 0 | 0 | 0 | 0 | 0 | 0 | 0 | 0 | 0 | 0 | 0 | 0 | 0 | #REF! |  |  |  |  | 0
| Peak Demand (W) | 0 | 0 | 0 | 0 | 0 | 0 | 0 | 0 | 0 | 0 | 0 | 0 | 0 | 0 | 0 | 0 | 0 | 0 | 0 | 0 | 0 | 0 | 0 | 0 | 0 | 0 | 0 | 0 | 0 | 0 | 0 | #REF! |  |  |  |  | 884.6119
| Turnover | 0 | 0 | 0 | 0 | 0 | 0 | 0 | 0 | 0 | 0 | 0 | 0 | 0 | 0 | 0 | 0 | 0 | 0 | 0 | 0 | 0 | 0 | 0 | 0 | 0 | 0 | 0 | 0 | 0 | 0 | 0 | #REF! |  |  |  |  | 6885.4476
| Avg. Replacement Usage | 0 | 0 | 0 | 0 | 0 | 0 | 0 | 0 | 0 | 0 | 0 | 0 | 0 | 0 | 0 | 0 | 0 | 0 | 0 | 0 | 0 | 0 | 0 | 0 | 0 | 0 | 0 | 0 | 0 | 0 | 0 | #REF! |  |  |  |  | 5638.8522
| Avg. Replacement Demand (S) | 0 | 0 | 0 | 0 | 0 | 0 | 0 | 0 | 0 | 0 | 0 | 0 | 0 | 0 | 0 | 0 | 0 | 0 | 0 | 0 | 0 | 0 | 0 | 0 | 0 | 0 | 0 | 0 | 0 | 0 | 0 | #REF! |  |  |  |  | 0
| Avg. Replacement Demand (W) | 0 | 0 | 0 | 0 | 0 | 0 | 0 | 0 | 0 | 0 | 0 | 0 | 0 | 0 | 0 | 0 | 0 | 0 | 0 | 0 | 0 | 0 | 0 | 0 | 0 | 0 | 0 | 0 | 0 | 0 | 0 | #REF! |  |  |  |  | 2.9366
Tech Forecast Stock
| Year | Year 0 | Year 1 | Year 2 | Year 3 | Year 4 | Year 5 | Year 6 | Year 7 | Year 8 | Year 9 | Year 10 | Year 11 | Year 12 | Year 13 | Year 14 | Year 15 | Year 16 | Year 17 | Year 18 | Year 19 | Year 20 | Year 21 | Year 22 | Year 23 | Year 24 | Year 25 | Year 26 | Year 27 | Year 28 | Year 29 | Year 30
| E1 | 0 | 0 | 0 | 0 | 0 | 0 | 0 | 0 | 0 | 0 | 0 | 0 | 0 | 0 | 0 | 0 | 0 | 0 | 0 | 0 | 0 | 0 | 0 | 0 | 0 | 0 | 0 | 0 | 0 | 0 | 0
| E2 | 0 | 0 | 0 | 0 | 0 | 0 | 0 | 0 | 0 | 0 | 0 | 0 | 0 | 0 | 0 | 0 | 0 | 0 | 0 | 0 | 0 | 0 | 0 | 0 | 0 | 0 | 0 | 0 | 0 | 0 | 0
| E3 | 0 | 0 | 0 | 0 | 0 | 0 | 0 | 0 | 0 | 0 | 0 | 0 | 0 | 0 | 0 | 0 | 0 | 0 | 0 | 0 | 0 | 0 | 0 | 0 | 0 | 0 | 0 | 0 | 0 | 0 | 0
| E4 | 0 | 0 | 0 | 0 | 0 | 0 | 0 | 0 | 0 | 0 | 0 | 0 | 0 | 0 | 0 | 0 | 0 | 0 | 0 | 0 | 0 | 0 | 0 | 0 | 0 | 0 | 0 | 0 | 0 | 0 | 0
| E5 | 0 | 0 | 0 | 0 | 0 | 0 | 0 | 0 | 0 | 0 | 0 | 0 | 0 | 0 | 0 | 0 | 0 | 0 | 0 | 0 | 0 | 0 | 0 | 0 | 0 | 0 | 0 | 0 | 0 | 0 | 0
| E6 | 0 | 0 | 0 | 0 | 0 | 0 | 0 | 0 | 0 | 0 | 0 | 0 | 0 | 0 | 0 | 0 | 0 | 0 | 0 | 0 | 0 | 0 | 0 | 0 | 0 | 0 | 0 | 0 | 0 | 0 | 0
| E7 | 0 | 0 | 0 | 0 | 0 | 0 | 0 | 0 | 0 | 0 | 0 | 0 | 0 | 0 | 0 | 0 | 0 | 0 | 0 | 0 | 0 | 0 | 0 | 0 | 0 | 0 | 0 | 0 | 0 | 0 | 0
| E8 | 0 | 0 | 0 | 0 | 0 | 0 | 0 | 0 | 0 | 0 | 0 | 0 | 0 | 0 | 0 | 0 | 0 | 0 | 0 | 0 | 0 | 0 | 0 | 0 | 0 | 0 | 0 | 0 | 0 | 0 | 0
| E9 | 0 | 0 | 0 | 0 | 0 | 0 | 0 | 0 | 0 | 0 | 0 | 0 | 0 | 0 | 0 | 0 | 0 | 0 | 0 | 0 | 0 | 0 | 0 | 0 | 0 | 0 | 0 | 0 | 0 | 0 | 0
| E10 | 0 | 0 | 0 | 0 | 0 | 0 | 0 | 0 | 0 | 0 | 0 | 0 | 0 | 0 | 0 | 0 | 0 | 0 | 0 | 0 | 0 | 0 | 0 | 0 | 0 | 0 | 0 | 0 | 0 | 0 | 0
| Vintage | 0 | 0 | 0 | 0 | 0 | 0 | 0 | 0 | 0 | 0 | 0 | 0 | 0 | 0 | 0 | 0 | 0 | 0 | 0 | 0 | 0 | 0 | 0 | 0 | 0 | 0 | 0 | 0 | 0 | 0 | 0
Stock for Switching
| Year | Year 0 | Year 1 | Year 2 | Year 3 | Year 4 | Year 5 | Year 6 | Year 7 | Year 8 | Year 9 | Year 10 | Year 11 | Year 12 | Year 13 | Year 14 | Year 15 | Year 16 | Year 17 | Year 18 | Year 19 | Year 20 | Year 21 | Year 22 | Year 23 | Year 24 | Year 25 | Year 26 | Year 27 | Year 28 | Year 29 | Year 30
| E1 | 0 | 0 | 0 | 0 | 0 | 0 | 0 | 0 | 0 | 0 | 0 | 0 | 0 | 0 | 0 | 0 | 0 | 0 | 0 | 0 | 0 | 0 | 0 | 0 | 0 | 0 | 0 | 0 | 0 | 0 | 0 | 0_E1_SysStock
| E2 | 0 | 0 | 0 | 0 | 0 | 0 | 0 | 0 | 0 | 0 | 0 | 0 | 0 | 0 | 0 | 0 | 0 | 0 | 0 | 0 | 0 | 0 | 0 | 0 | 0 | 0 | 0 | 0 | 0 | 0 | 0 | 0_E2_SysStock
| E3 | 0 | 0 | 0 | 0 | 0 | 0 | 0 | 0 | 0 | 0 | 0 | 0 | 0 | 0 | 0 | 0 | 0 | 0 | 0 | 0 | 0 | 0 | 0 | 0 | 0 | 0 | 0 | 0 | 0 | 0 | 0 | 0_E3_SysStock
| E4 | 0 | 0 | 0 | 0 | 0 | 0 | 0 | 0 | 0 | 0 | 0 | 0 | 0 | 0 | 0 | 0 | 0 | 0 | 0 | 0 | 0 | 0 | 0 | 0 | 0 | 0 | 0 | 0 | 0 | 0 | 0 | 0_E4_SysStock
| E5 | 0 | 0 | 0 | 0 | 0 | 0 | 0 | 0 | 0 | 0 | 0 | 0 | 0 | 0 | 0 | 0 | 0 | 0 | 0 | 0 | 0 | 0 | 0 | 0 | 0 | 0 | 0 | 0 | 0 | 0 | 0 | 0_E5_SysStock
| E6 | 0 | 0 | 0 | 0 | 0 | 0 | 0 | 0 | 0 | 0 | 0 | 0 | 0 | 0 | 0 | 0 | 0 | 0 | 0 | 0 | 0 | 0 | 0 | 0 | 0 | 0 | 0 | 0 | 0 | 0 | 0 | 0_E6_SysStock
| E7 | 0 | 0 | 0 | 0 | 0 | 0 | 0 | 0 | 0 | 0 | 0 | 0 | 0 | 0 | 0 | 0 | 0 | 0 | 0 | 0 | 0 | 0 | 0 | 0 | 0 | 0 | 0 | 0 | 0 | 0 | 0 | 0_E7_SysStock
| E8 | 0 | 0 | 0 | 0 | 0 | 0 | 0 | 0 | 0 | 0 | 0 | 0 | 0 | 0 | 0 | 0 | 0 | 0 | 0 | 0 | 0 | 0 | 0 | 0 | 0 | 0 | 0 | 0 | 0 | 0 | 0 | 0_E8_SysStock
| E9 | 0 | 0 | 0 | 0 | 0 | 0 | 0 | 0 | 0 | 0 | 0 | 0 | 0 | 0 | 0 | 0 | 0 | 0 | 0 | 0 | 0 | 0 | 0 | 0 | 0 | 0 | 0 | 0 | 0 | 0 | 0 | 0_E9_SysStock
| E10 | 0 | 0 | 0 | 0 | 0 | 0 | 0 | 0 | 0 | 0 | 0 | 0 | 0 | 0 | 0 | 0 | 0 | 0 | 0 | 0 | 0 | 0 | 0 | 0 | 0 | 0 | 0 | 0 | 0 | 0 | 0 | 0_E10_SysStock
| Vintage | 0 | 0 | 0 | 0 | 0 | 0 | 0 | 0 | 0 | 0 | 0 | 0 | 0 | 0 | 0 | 0 | 0 | 0 | 0 | 0 | 0 | 0 | 0 | 0 | 0 | 0 | 0 | 0 | 0 | 0 | 0 | 0_Vintage_SysStock
Tech Forecast Purchases
| Year | Year 0 | Year 1 | Year 2 | Year 3 | Year 4 | Year 5 | Year 6 | Year 7 | Year 8 | Year 9 | Year 10 | Year 11 | Year 12 | Year 13 | Year 14 | Year 15 | Year 16 | Year 17 | Year 18 | Year 19 | Year 20 | Year 21 | Year 22 | Year 23 | Year 24 | Year 25 | Year 26 | Year 27 | Year 28 | Year 29 | Year 30
| E1 | 0 | 0 | 0 | 0 | 0 | 0 | 0 | 0 | 0 | 0 | 0 | 0 | 0 | 0 | 0 | 0 | 0 | 0 | 0 | 0 | 0 | 0 | 0 | 0 | 0 | 0 | 0 | 0 | 0 | 0 | 0
| E2 | 0 | 0 | 0 | 0 | 0 | 0 | 0 | 0 | 0 | 0 | 0 | 0 | 0 | 0 | 0 | 0 | 0 | 0 | 0 | 0 | 0 | 0 | 0 | 0 | 0 | 0 | 0 | 0 | 0 | 0 | 0
| E3 | 0 | 0 | 0 | 0 | 0 | 0 | 0 | 0 | 0 | 0 | 0 | 0 | 0 | 0 | 0 | 0 | 0 | 0 | 0 | 0 | 0 | 0 | 0 | 0 | 0 | 0 | 0 | 0 | 0 | 0 | 0
| E4 | 0 | 0 | 0 | 0 | 0 | 0 | 0 | 0 | 0 | 0 | 0 | 0 | 0 | 0 | 0 | 0 | 0 | 0 | 0 | 0 | 0 | 0 | 0 | 0 | 0 | 0 | 0 | 0 | 0 | 0 | 0
| E5 | 0 | 0 | 0 | 0 | 0 | 0 | 0 | 0 | 0 | 0 | 0 | 0 | 0 | 0 | 0 | 0 | 0 | 0 | 0 | 0 | 0 | 0 | 0 | 0 | 0 | 0 | 0 | 0 | 0 | 0 | 0
| E6 | 0 | 0 | 0 | 0 | 0 | 0 | 0 | 0 | 0 | 0 | 0 | 0 | 0 | 0 | 0 | 0 | 0 | 0 | 0 | 0 | 0 | 0 | 0 | 0 | 0 | 0 | 0 | 0 | 0 | 0 | 0
| E7 | 0 | 0 | 0 | 0 | 0 | 0 | 0 | 0 | 0 | 0 | 0 | 0 | 0 | 0 | 0 | 0 | 0 | 0 | 0 | 0 | 0 | 0 | 0 | 0 | 0 | 0 | 0 | 0 | 0 | 0 | 0
| E8 | 0 | 0 | 0 | 0 | 0 | 0 | 0 | 0 | 0 | 0 | 0 | 0 | 0 | 0 | 0 | 0 | 0 | 0 | 0 | 0 | 0 | 0 | 0 | 0 | 0 | 0 | 0 | 0 | 0 | 0 | 0
| E9 | 0 | 0 | 0 | 0 | 0 | 0 | 0 | 0 | 0 | 0 | 0 | 0 | 0 | 0 | 0 | 0 | 0 | 0 | 0 | 0 | 0 | 0 | 0 | 0 | 0 | 0 | 0 | 0 | 0 | 0 | 0
| E10 | 0 | 0 | 0 | 0 | 0 | 0 | 0 | 0 | 0 | 0 | 0 | 0 | 0 | 0 | 0 | 0 | 0 | 0 | 0 | 0 | 0 | 0 | 0 | 0 | 0 | 0 | 0 | 0 | 0 | 0 | 0
Potential to Switch
| Year | Year 0 | Year 1 | Year 2 | Year 3 | Year 4 | Year 5 | Year 6 | Year 7 | Year 8 | Year 9 | Year 10 | Year 11 | Year 12 | Year 13 | Year 14 | Year 15 | Year 16 | Year 17 | Year 18 | Year 19 | Year 20 | Year 21 | Year 22 | Year 23 | Year 24 | Year 25 | Year 26 | Year 27 | Year 28 | Year 29 | Year 30
| E1 | 0 | 0 | 0 | 0 | 0 | 0 | 0 | 0 | 0 | 0 | 0 | 0 | 0 | 0 | 0 | 0 | 0 | 0 | 0 | 0 | 0 | 0 | 0 | 0 | 0 | 0 | 0 | 0 | 0 | 0 | 0 | 0_E1_Switched Out
| E2 | 0 | 0 | 0 | 0 | 0 | 0 | 0 | 0 | 0 | 0 | 0 | 0 | 0 | 0 | 0 | 0 | 0 | 0 | 0 | 0 | 0 | 0 | 0 | 0 | 0 | 0 | 0 | 0 | 0 | 0 | 0 | 0_E2_Switched Out
| E3 | 0 | 0 | 0 | 0 | 0 | 0 | 0 | 0 | 0 | 0 | 0 | 0 | 0 | 0 | 0 | 0 | 0 | 0 | 0 | 0 | 0 | 0 | 0 | 0 | 0 | 0 | 0 | 0 | 0 | 0 | 0 | 0_E3_Switched Out
| E4 | 0 | 0 | 0 | 0 | 0 | 0 | 0 | 0 | 0 | 0 | 0 | 0 | 0 | 0 | 0 | 0 | 0 | 0 | 0 | 0 | 0 | 0 | 0 | 0 | 0 | 0 | 0 | 0 | 0 | 0 | 0 | 0_E4_Switched Out
| E5 | 0 | 0 | 0 | 0 | 0 | 0 | 0 | 0 | 0 | 0 | 0 | 0 | 0 | 0 | 0 | 0 | 0 | 0 | 0 | 0 | 0 | 0 | 0 | 0 | 0 | 0 | 0 | 0 | 0 | 0 | 0 | 0_E5_Switched Out
| E6 | 0 | 0 | 0 | 0 | 0 | 0 | 0 | 0 | 0 | 0 | 0 | 0 | 0 | 0 | 0 | 0 | 0 | 0 | 0 | 0 | 0 | 0 | 0 | 0 | 0 | 0 | 0 | 0 | 0 | 0 | 0 | 0_E6_Switched Out
| E7 | 0 | 0 | 0 | 0 | 0 | 0 | 0 | 0 | 0 | 0 | 0 | 0 | 0 | 0 | 0 | 0 | 0 | 0 | 0 | 0 | 0 | 0 | 0 | 0 | 0 | 0 | 0 | 0 | 0 | 0 | 0 | 0_E7_Switched Out
| E8 | 0 | 0 | 0 | 0 | 0 | 0 | 0 | 0 | 0 | 0 | 0 | 0 | 0 | 0 | 0 | 0 | 0 | 0 | 0 | 0 | 0 | 0 | 0 | 0 | 0 | 0 | 0 | 0 | 0 | 0 | 0 | 0_E8_Switched Out
| E9 | 0 | 0 | 0 | 0 | 0 | 0 | 0 | 0 | 0 | 0 | 0 | 0 | 0 | 0 | 0 | 0 | 0 | 0 | 0 | 0 | 0 | 0 | 0 | 0 | 0 | 0 | 0 | 0 | 0 | 0 | 0 | 0_E9_Switched Out
| E10 | 0 | 0 | 0 | 0 | 0 | 0 | 0 | 0 | 0 | 0 | 0 | 0 | 0 | 0 | 0 | 0 | 0 | 0 | 0 | 0 | 0 | 0 | 0 | 0 | 0 | 0 | 0 | 0 | 0 | 0 | 0 | 0_E10_Switched Out
Units Out
| E1 | 0 | 0 | 0 | 0 | 0 | 0 | 0 | 0 | 0 | 0 | 0 | 0 | 0 | 0 | 0 | 0 | 0 | 0 | 0 | 0 | 0 | 0 | 0 | 0 | 0 | 0 | 0 | 0 | 0 | 0 | 0
| E2 | 0 | 0 | 0 | 0 | 0 | 0 | 0 | 0 | 0 | 0 | 0 | 0 | 0 | 0 | 0 | 0 | 0 | 0 | 0 | 0 | 0 | 0 | 0 | 0 | 0 | 0 | 0 | 0 | 0 | 0 | 0
| E3 | 0 | 0 | 0 | 0 | 0 | 0 | 0 | 0 | 0 | 0 | 0 | 0 | 0 | 0 | 0 | 0 | 0 | 0 | 0 | 0 | 0 | 0 | 0 | 0 | 0 | 0 | 0 | 0 | 0 | 0 | 0
| E4 | 0 | 0 | 0 | 0 | 0 | 0 | 0 | 0 | 0 | 0 | 0 | 0 | 0 | 0 | 0 | 0 | 0 | 0 | 0 | 0 | 0 | 0 | 0 | 0 | 0 | 0 | 0 | 0 | 0 | 0 | 0
| E5 | 0 | 0 | 0 | 0 | 0 | 0 | 0 | 0 | 0 | 0 | 0 | 0 | 0 | 0 | 0 | 0 | 0 | 0 | 0 | 0 | 0 | 0 | 0 | 0 | 0 | 0 | 0 | 0 | 0 | 0 | 0
| E6 | 0 | 0 | 0 | 0 | 0 | 0 | 0 | 0 | 0 | 0 | 0 | 0 | 0 | 0 | 0 | 0 | 0 | 0 | 0 | 0 | 0 | 0 | 0 | 0 | 0 | 0 | 0 | 0 | 0 | 0 | 0
| E7 | 0 | 0 | 0 | 0 | 0 | 0 | 0 | 0 | 0 | 0 | 0 | 0 | 0 | 0 | 0 | 0 | 0 | 0 | 0 | 0 | 0 | 0 | 0 | 0 | 0 | 0 | 0 | 0 | 0 | 0 | 0
| E8 | 0 | 0 | 0 | 0 | 0 | 0 | 0 | 0 | 0 | 0 | 0 | 0 | 0 | 0 | 0 | 0 | 0 | 0 | 0 | 0 | 0 | 0 | 0 | 0 | 0 | 0 | 0 | 0 | 0 | 0 | 0
| E9 | 0 | 0 | 0 | 0 | 0 | 0 | 0 | 0 | 0 | 0 | 0 | 0 | 0 | 0 | 0 | 0 | 0 | 0 | 0 | 0 | 0 | 0 | 0 | 0 | 0 | 0 | 0 | 0 | 0 | 0 | 0
| E10 | 0 | 0 | 0 | 0 | 0 | 0 | 0 | 0 | 0 | 0 | 0 | 0 | 0 | 0 | 0 | 0 | 0 | 0 | 0 | 0 | 0 | 0 | 0 | 0 | 0 | 0 | 0 | 0 | 0 | 0 | 0
| Vintage | 0 | 0 | 0 | 0 | 0 | 0 | 0 | 0 | 0 | 0 | 0 | 0 | 0 | 0 | 0 | 0 | 0 | 0 | 0 | 0 | 0 | 0 | 0 | 0 | 0 | 0 | 0 | 0 | 0 | 0 | 0
Tech Purchase Shares
| Year | Year 0 | Year 1 | Year 2 | Year 3 | Year 4 | Year 5 | Year 6 | Year 7 | Year 8 | Year 9 | Year 10 | Year 11 | Year 12 | Year 13 | Year 14 | Year 15 | Year 16 | Year 17 | Year 18 | Year 19 | Year 20 | Year 21 | Year 22 | Year 23 | Year 24 | Year 25 | Year 26 | Year 27 | Year 28 | Year 29 | Year 30
E1 | bar: Year 0 to Year 30
E2 | bar: Year 0 to Year 30
E3 | bar: Year 0 to Year 30
E4 | bar: Year 0 to Year 30
E5 | bar: Year 0 to Year 30
E6 | bar: Year 0 to Year 30
E7 | bar: Year 0 to Year 30
E8 | bar: Year 0 to Year 30
E9 | bar: Year 0 to Year 30
E10 | bar: Year 0 to Year 30
Units In from Switching
| E1 | 0 | 0 | 0 | 0 | 0 | 0 | 0 | 0 | 0 | 0 | 0 | 0 | 0 | 0 | 0 | 0 | 0 | 0 | 0 | 0 | 0 | 0 | 0 | 0 | 0 | 0 | 0 | 0 | 0 | 0 | 0
| E2 | 0 | 0 | 0 | 0 | 0 | 0 | 0 | 0 | 0 | 0 | 0 | 0 | 0 | 0 | 0 | 0 | 0 | 0 | 0 | 0 | 0 | 0 | 0 | 0 | 0 | 0 | 0 | 0 | 0 | 0 | 0
| E3 | 0 | 0 | 0 | 0 | 0 | 0 | 0 | 0 | 0 | 0 | 0 | 0 | 0 | 0 | 0 | 0 | 0 | 0 | 0 | 0 | 0 | 0 | 0 | 0 | 0 | 0 | 0 | 0 | 0 | 0 | 0
| E4 | 0 | 0 | 0 | 0 | 0 | 0 | 0 | 0 | 0 | 0 | 0 | 0 | 0 | 0 | 0 | 0 | 0 | 0 | 0 | 0 | 0 | 0 | 0 | 0 | 0 | 0 | 0 | 0 | 0 | 0 | 0
| E5 | 0 | 0 | 0 | 0 | 0 | 0 | 0 | 0 | 0 | 0 | 0 | 0 | 0 | 0 | 0 | 0 | 0 | 0 | 0 | 0 | 0 | 0 | 0 | 0 | 0 | 0 | 0 | 0 | 0 | 0 | 0
| E6 | 0 | 0 | 0 | 0 | 0 | 0 | 0 | 0 | 0 | 0 | 0 | 0 | 0 | 0 | 0 | 0 | 0 | 0 | 0 | 0 | 0 | 0 | 0 | 0 | 0 | 0 | 0 | 0 | 0 | 0 | 0
| E7 | 0 | 0 | 0 | 0 | 0 | 0 | 0 | 0 | 0 | 0 | 0 | 0 | 0 | 0 | 0 | 0 | 0 | 0 | 0 | 0 | 0 | 0 | 0 | 0 | 0 | 0 | 0 | 0 | 0 | 0 | 0
| E8 | 0 | 0 | 0 | 0 | 0 | 0 | 0 | 0 | 0 | 0 | 0 | 0 | 0 | 0 | 0 | 0 | 0 | 0 | 0 | 0 | 0 | 0 | 0 | 0 | 0 | 0 | 0 | 0 | 0 | 0 | 0
| E9 | 0 | 0 | 0 | 0 | 0 | 0 | 0 | 0 | 0 | 0 | 0 | 0 | 0 | 0 | 0 | 0 | 0 | 0 | 0 | 0 | 0 | 0 | 0 | 0 | 0 | 0 | 0 | 0 | 0 | 0 | 0
| E10 | 0 | 0 | 0 | 0 | 0 | 0 | 0 | 0 | 0 | 0 | 0 | 0 | 0 | 0 | 0 | 0 | 0 | 0 | 0 | 0 | 0 | 0 | 0 | 0 | 0 | 0 | 0 | 0 | 0 | 0 | 0
| Vintage | 0 | 0 | 0 | 0 | 0 | 0 | 0 | 0 | 0 | 0 | 0 | 0 | 0 | 0 | 0 | 0 | 0 | 0 | 0 | 0 | 0 | 0 | 0 | 0 | 0 | 0 | 0 | 0 | 0 | 0 | 0
Net Change
| Year | Year 0 | Year 1 | Year 2 | Year 3 | Year 4 | Year 5 | Year 6 | Year 7 | Year 8 | Year 9 | Year 10 | Year 11 | Year 12 | Year 13 | Year 14 | Year 15 | Year 16 | Year 17 | Year 18 | Year 19 | Year 20 | Year 21 | Year 22 | Year 23 | Year 24 | Year 25 | Year 26 | Year 27 | Year 28 | Year 29 | Year 30 | Key
| Units | 0 | 0 | 0 | 0 | 0 | 0 | 0 | 0 | 0 | 0 | 0 | 0 | 0 | 0 | 0 | 0 | 0 | 0 | 0 | 0 | 0 | 0 | 0 | 0 | 0 | 0 | 0 | 0 | 0 | 0 | 0 | 0_Units |  |  |  |  | 301957.8232
| Usage | 0 | 0 | 0 | 0 | 0 | 0 | 0 | 0 | 0 | 0 | 0 | 0 | 0 | 0 | 0 | 0 | 0 | 0 | 0 | 0 | 0 | 0 | 0 | 0 | 0 | 0 | 0 | 0 | 0 | 0 | 0 | 0_Usage |  |  |  |  | 1698.6543
| Peak Demand (S) | 0 | 0 | 0 | 0 | 0 | 0 | 0 | 0 | 0 | 0 | 0 | 0 | 0 | 0 | 0 | 0 | 0 | 0 | 0 | 0 | 0 | 0 | 0 | 0 | 0 | 0 | 0 | 0 | 0 | 0 | 0 | 0_Peak Demand (S) |  |  |  |  | 0
| Peak Demand (W) | 0 | 0 | 0 | 0 | 0 | 0 | 0 | 0 | 0 | 0 | 0 | 0 | 0 | 0 | 0 | 0 | 0 | 0 | 0 | 0 | 0 | 0 | 0 | 0 | 0 | 0 | 0 | 0 | 0 | 0 | 0 | 0_Peak Demand (W) |  |  |  |  | 884.6119
| Turnover | 0 | 0 | 0 | 0 | 0 | 0 | 0 | 0 | 0 | 0 | 0 | 0 | 0 | 0 | 0 | 0 | 0 | 0 | 0 | 0 | 0 | 0 | 0 | 0 | 0 | 0 | 0 | 0 | 0 | 0 | 0 | 0_Turnover |  |  |  |  | 6885.4476
| Avg. Replacement Usage | 0 | 0 | 0 | 0 | 0 | 0 | 0 | 0 | 0 | 0 | 0 | 0 | 0 | 0 | 0 | 0 | 0 | 0 | 0 | 0 | 0 | 0 | 0 | 0 | 0 | 0 | 0 | 0 | 0 | 0 | 0 | 0_Avg. Replacement Usage |  |  |  |  | 5638.8522
| Avg. Replacement Demand (S) | 0 | 0 | 0 | 0 | 0 | 0 | 0 | 0 | 0 | 0 | 0 | 0 | 0 | 0 | 0 | 0 | 0 | 0 | 0 | 0 | 0 | 0 | 0 | 0 | 0 | 0 | 0 | 0 | 0 | 0 | 0 | 0_Avg. Replacement Demand (S) |  |  |  |  | 0
| Avg. Replacement Demand (W) | 0 | 0 | 0 | 0 | 0 | 0 | 0 | 0 | 0 | 0 | 0 | 0 | 0 | 0 | 0 | 0 | 0 | 0 | 0 | 0 | 0 | 0 | 0 | 0 | 0 | 0 | 0 | 0 | 0 | 0 | 0 | 0_Avg. Replacement Demand (W) |  |  |  |  | 2.9366
Purchases
| Year | Year 0 | Year 1 | Year 2 | Year 3 | Year 4 | Year 5 | Year 6 | Year 7 | Year 8 | Year 9 | Year 10 | Year 11 | Year 12 | Year 13 | Year 14 | Year 15 | Year 16 | Year 17 | Year 18 | Year 19 | Year 20 | Year 21 | Year 22 | Year 23 | Year 24 | Year 25 | Year 26 | Year 27 | Year 28 | Year 29 | Year 30
| E1 | 0 | 0 | 0 | 0 | 0 | 0 | 0 | 0 | 0 | 0 | 0 | 0 | 0 | 0 | 0 | 0 | 0 | 0 | 0 | 0 | 0 | 0 | 0 | 0 | 0 | 0 | 0 | 0 | 0 | 0 | 0 | 0_E1_Purchases |  |  |  |  | 6885.4476
| E2 | 0 | 0 | 0 | 0 | 0 | 0 | 0 | 0 | 0 | 0 | 0 | 0 | 0 | 0 | 0 | 0 | 0 | 0 | 0 | 0 | 0 | 0 | 0 | 0 | 0 | 0 | 0 | 0 | 0 | 0 | 0 | 0_E2_Purchases |  |  |  |  | 0
| E3 | 0 | 0 | 0 | 0 | 0 | 0 | 0 | 0 | 0 | 0 | 0 | 0 | 0 | 0 | 0 | 0 | 0 | 0 | 0 | 0 | 0 | 0 | 0 | 0 | 0 | 0 | 0 | 0 | 0 | 0 | 0 | 0_E3_Purchases |  |  |  |  | 0
| E4 | 0 | 0 | 0 | 0 | 0 | 0 | 0 | 0 | 0 | 0 | 0 | 0 | 0 | 0 | 0 | 0 | 0 | 0 | 0 | 0 | 0 | 0 | 0 | 0 | 0 | 0 | 0 | 0 | 0 | 0 | 0 | 0_E4_Purchases |  |  |  |  | 0
| E5 | 0 | 0 | 0 | 0 | 0 | 0 | 0 | 0 | 0 | 0 | 0 | 0 | 0 | 0 | 0 | 0 | 0 | 0 | 0 | 0 | 0 | 0 | 0 | 0 | 0 | 0 | 0 | 0 | 0 | 0 | 0 | 0_E5_Purchases |  |  |  |  | 0
| E6 | 0 | 0 | 0 | 0 | 0 | 0 | 0 | 0 | 0 | 0 | 0 | 0 | 0 | 0 | 0 | 0 | 0 | 0 | 0 | 0 | 0 | 0 | 0 | 0 | 0 | 0 | 0 | 0 | 0 | 0 | 0 | 0_E6_Purchases |  |  |  |  | 0
| E7 | 0 | 0 | 0 | 0 | 0 | 0 | 0 | 0 | 0 | 0 | 0 | 0 | 0 | 0 | 0 | 0 | 0 | 0 | 0 | 0 | 0 | 0 | 0 | 0 | 0 | 0 | 0 | 0 | 0 | 0 | 0 | 0_E7_Purchases |  |  |  |  | 0
| E8 | 0 | 0 | 0 | 0 | 0 | 0 | 0 | 0 | 0 | 0 | 0 | 0 | 0 | 0 | 0 | 0 | 0 | 0 | 0 | 0 | 0 | 0 | 0 | 0 | 0 | 0 | 0 | 0 | 0 | 0 | 0 | 0_E8_Purchases |  |  |  |  | 0
| E9 | 0 | 0 | 0 | 0 | 0 | 0 | 0 | 0 | 0 | 0 | 0 | 0 | 0 | 0 | 0 | 0 | 0 | 0 | 0 | 0 | 0 | 0 | 0 | 0 | 0 | 0 | 0 | 0 | 0 | 0 | 0 | 0_E9_Purchases |  |  |  |  | 0
| E10 | 0 | 0 | 0 | 0 | 0 | 0 | 0 | 0 | 0 | 0 | 0 | 0 | 0 | 0 | 0 | 0 | 0 | 0 | 0 | 0 | 0 | 0 | 0 | 0 | 0 | 0 | 0 | 0 | 0 | 0 | 0 | 0_E10_Purchases |  |  |  |  | 0
Stock
| Year | Year 0 | Year 1 | Year 2 | Year 3 | Year 4 | Year 5 | Year 6 | Year 7 | Year 8 | Year 9 | Year 10 | Year 11 | Year 12 | Year 13 | Year 14 | Year 15 | Year 16 | Year 17 | Year 18 | Year 19 | Year 20 | Year 21 | Year 22 | Year 23 | Year 24 | Year 25 | Year 26 | Year 27 | Year 28 | Year 29 | Year 30
| E1 | 0 | 0 | 0 | 0 | 0 | 0 | 0 | 0 | 0 | 0 | 0 | 0 | 0 | 0 | 0 | 0 | 0 | 0 | 0 | 0 | 0 | 0 | 0 | 0 | 0 | 0 | 0 | 0 | 0 | 0 | 0 | 0_E1_Stock |  |  |  |  | 13576.6093
| E2 | 0 | 0 | 0 | 0 | 0 | 0 | 0 | 0 | 0 | 0 | 0 | 0 | 0 | 0 | 0 | 0 | 0 | 0 | 0 | 0 | 0 | 0 | 0 | 0 | 0 | 0 | 0 | 0 | 0 | 0 | 0 | 0_E2_Stock |  |  |  |  | 0
| E3 | 0 | 0 | 0 | 0 | 0 | 0 | 0 | 0 | 0 | 0 | 0 | 0 | 0 | 0 | 0 | 0 | 0 | 0 | 0 | 0 | 0 | 0 | 0 | 0 | 0 | 0 | 0 | 0 | 0 | 0 | 0 | 0_E3_Stock |  |  |  |  | 0
| E4 | 0 | 0 | 0 | 0 | 0 | 0 | 0 | 0 | 0 | 0 | 0 | 0 | 0 | 0 | 0 | 0 | 0 | 0 | 0 | 0 | 0 | 0 | 0 | 0 | 0 | 0 | 0 | 0 | 0 | 0 | 0 | 0_E4_Stock |  |  |  |  | 0
| E5 | 0 | 0 | 0 | 0 | 0 | 0 | 0 | 0 | 0 | 0 | 0 | 0 | 0 | 0 | 0 | 0 | 0 | 0 | 0 | 0 | 0 | 0 | 0 | 0 | 0 | 0 | 0 | 0 | 0 | 0 | 0 | 0_E5_Stock |  |  |  |  | 0
| E6 | 0 | 0 | 0 | 0 | 0 | 0 | 0 | 0 | 0 | 0 | 0 | 0 | 0 | 0 | 0 | 0 | 0 | 0 | 0 | 0 | 0 | 0 | 0 | 0 | 0 | 0 | 0 | 0 | 0 | 0 | 0 | 0_E6_Stock |  |  |  |  | 0
| E7 | 0 | 0 | 0 | 0 | 0 | 0 | 0 | 0 | 0 | 0 | 0 | 0 | 0 | 0 | 0 | 0 | 0 | 0 | 0 | 0 | 0 | 0 | 0 | 0 | 0 | 0 | 0 | 0 | 0 | 0 | 0 | 0_E7_Stock |  |  |  |  | 0
| E8 | 0 | 0 | 0 | 0 | 0 | 0 | 0 | 0 | 0 | 0 | 0 | 0 | 0 | 0 | 0 | 0 | 0 | 0 | 0 | 0 | 0 | 0 | 0 | 0 | 0 | 0 | 0 | 0 | 0 | 0 | 0 | 0_E8_Stock |  |  |  |  | 0
| E9 | 0 | 0 | 0 | 0 | 0 | 0 | 0 | 0 | 0 | 0 | 0 | 0 | 0 | 0 | 0 | 0 | 0 | 0 | 0 | 0 | 0 | 0 | 0 | 0 | 0 | 0 | 0 | 0 | 0 | 0 | 0 | 0_E9_Stock |  |  |  |  | 0
| E10 | 0 | 0 | 0 | 0 | 0 | 0 | 0 | 0 | 0 | 0 | 0 | 0 | 0 | 0 | 0 | 0 | 0 | 0 | 0 | 0 | 0 | 0 | 0 | 0 | 0 | 0 | 0 | 0 | 0 | 0 | 0 | 0_E10_Stock |  |  |  |  | 0
| Vintage | 0 | 0 | 0 | 0 | 0 | 0 | 0 | 0 | 0 | 0 | 0 | 0 | 0 | 0 | 0 | 0 | 0 | 0 | 0 | 0 | 0 | 0 | 0 | 0 | 0 | 0 | 0 | 0 | 0 | 0 | 0 | 0_Vintage_Stock |  |  |  |  | 288381.2139
S5C4 |  | Year 0: System 5 Technology 4
Technology Variables
| Tech Key | Year 0: 0
| Peak Factor (S) | Year 0: 0
| Peak Factor (W) | Year 0: 0
| Min Vintage Lifetime | Year 0: 0
| Max Vintage Lifetime | Year 0: 0
| Turnover Style | Year 0: 0
Technology Variables
| Equipment | Year 0: Label; Year 1: Min Lifetime; Year 2: Max Lifetime; Year 3: Degradation; Year 4: Usage; Year 5: Available
| E1 | Year 1: 0; Year 2: 0; Year 3: 0%; Year 4: 0; Year 5: FALSE
| E2 | Year 1: 0; Year 2: 0; Year 3: 0%; Year 4: 0; Year 5: FALSE
| E3 | Year 1: 0; Year 2: 0; Year 3: 0%; Year 4: 0; Year 5: FALSE
| E4 | Year 1: 0; Year 2: 0; Year 3: 0%; Year 4: 0; Year 5: FALSE
| E5 | Year 1: 0; Year 2: 0; Year 3: 0%; Year 4: 0; Year 5: FALSE
| E6 | Year 1: 0; Year 2: 0; Year 3: 0%; Year 4: 0; Year 5: FALSE
| E7 | Year 1: 0; Year 2: 0; Year 3: 0%; Year 4: 0; Year 5: FALSE
| E8 | Year 1: 0; Year 2: 0; Year 3: 0%; Year 4: 0; Year 5: FALSE
| E9 | Year 1: 0; Year 2: 0; Year 3: 0%; Year 4: 0; Year 5: FALSE
| E10 | Year 1: 0; Year 2: 0; Year 3: 0%; Year 4: 0; Year 5: FALSE
Original Forecast Results
| Year | Year 0 | Year 1 | Year 2 | Year 3 | Year 4 | Year 5 | Year 6 | Year 7 | Year 8 | Year 9 | Year 10 | Year 11 | Year 12 | Year 13 | Year 14 | Year 15 | Year 16 | Year 17 | Year 18 | Year 19 | Year 20 | Year 21 | Year 22 | Year 23 | Year 24 | Year 25 | Year 26 | Year 27 | Year 28 | Year 29 | Year 30 | Key
| Units | 0 | 0 | 0 | 0 | 0 | 0 | 0 | 0 | 0 | 0 | 0 | 0 | 0 | 0 | 0 | 0 | 0 | 0 | 0 | 0 | 0 | 0 | 0 | 0 | 0 | 0 | 0 | 0 | 0 | 0 | 0 | #REF! |  |  |  |  | 301957.8232
| Usage | 0 | 0 | 0 | 0 | 0 | 0 | 0 | 0 | 0 | 0 | 0 | 0 | 0 | 0 | 0 | 0 | 0 | 0 | 0 | 0 | 0 | 0 | 0 | 0 | 0 | 0 | 0 | 0 | 0 | 0 | 0 | #REF! |  |  |  |  | 1698.6543
| Peak Demand (S) | 0 | 0 | 0 | 0 | 0 | 0 | 0 | 0 | 0 | 0 | 0 | 0 | 0 | 0 | 0 | 0 | 0 | 0 | 0 | 0 | 0 | 0 | 0 | 0 | 0 | 0 | 0 | 0 | 0 | 0 | 0 | #REF! |  |  |  |  | 0
| Peak Demand (W) | 0 | 0 | 0 | 0 | 0 | 0 | 0 | 0 | 0 | 0 | 0 | 0 | 0 | 0 | 0 | 0 | 0 | 0 | 0 | 0 | 0 | 0 | 0 | 0 | 0 | 0 | 0 | 0 | 0 | 0 | 0 | #REF! |  |  |  |  | 884.6119
| Turnover | 0 | 0 | 0 | 0 | 0 | 0 | 0 | 0 | 0 | 0 | 0 | 0 | 0 | 0 | 0 | 0 | 0 | 0 | 0 | 0 | 0 | 0 | 0 | 0 | 0 | 0 | 0 | 0 | 0 | 0 | 0 | #REF! |  |  |  |  | 6885.4476
| Avg. Replacement Usage | 0 | 0 | 0 | 0 | 0 | 0 | 0 | 0 | 0 | 0 | 0 | 0 | 0 | 0 | 0 | 0 | 0 | 0 | 0 | 0 | 0 | 0 | 0 | 0 | 0 | 0 | 0 | 0 | 0 | 0 | 0 | #REF! |  |  |  |  | 5638.8522
| Avg. Replacement Demand (S) | 0 | 0 | 0 | 0 | 0 | 0 | 0 | 0 | 0 | 0 | 0 | 0 | 0 | 0 | 0 | 0 | 0 | 0 | 0 | 0 | 0 | 0 | 0 | 0 | 0 | 0 | 0 | 0 | 0 | 0 | 0 | #REF! |  |  |  |  | 0
| Avg. Replacement Demand (W) | 0 | 0 | 0 | 0 | 0 | 0 | 0 | 0 | 0 | 0 | 0 | 0 | 0 | 0 | 0 | 0 | 0 | 0 | 0 | 0 | 0 | 0 | 0 | 0 | 0 | 0 | 0 | 0 | 0 | 0 | 0 | #REF! |  |  |  |  | 2.9366
Tech Forecast Stock
| Year | Year 0 | Year 1 | Year 2 | Year 3 | Year 4 | Year 5 | Year 6 | Year 7 | Year 8 | Year 9 | Year 10 | Year 11 | Year 12 | Year 13 | Year 14 | Year 15 | Year 16 | Year 17 | Year 18 | Year 19 | Year 20 | Year 21 | Year 22 | Year 23 | Year 24 | Year 25 | Year 26 | Year 27 | Year 28 | Year 29 | Year 30
| E1 | 0 | 0 | 0 | 0 | 0 | 0 | 0 | 0 | 0 | 0 | 0 | 0 | 0 | 0 | 0 | 0 | 0 | 0 | 0 | 0 | 0 | 0 | 0 | 0 | 0 | 0 | 0 | 0 | 0 | 0 | 0
| E2 | 0 | 0 | 0 | 0 | 0 | 0 | 0 | 0 | 0 | 0 | 0 | 0 | 0 | 0 | 0 | 0 | 0 | 0 | 0 | 0 | 0 | 0 | 0 | 0 | 0 | 0 | 0 | 0 | 0 | 0 | 0
| E3 | 0 | 0 | 0 | 0 | 0 | 0 | 0 | 0 | 0 | 0 | 0 | 0 | 0 | 0 | 0 | 0 | 0 | 0 | 0 | 0 | 0 | 0 | 0 | 0 | 0 | 0 | 0 | 0 | 0 | 0 | 0
| E4 | 0 | 0 | 0 | 0 | 0 | 0 | 0 | 0 | 0 | 0 | 0 | 0 | 0 | 0 | 0 | 0 | 0 | 0 | 0 | 0 | 0 | 0 | 0 | 0 | 0 | 0 | 0 | 0 | 0 | 0 | 0
| E5 | 0 | 0 | 0 | 0 | 0 | 0 | 0 | 0 | 0 | 0 | 0 | 0 | 0 | 0 | 0 | 0 | 0 | 0 | 0 | 0 | 0 | 0 | 0 | 0 | 0 | 0 | 0 | 0 | 0 | 0 | 0
| E6 | 0 | 0 | 0 | 0 | 0 | 0 | 0 | 0 | 0 | 0 | 0 | 0 | 0 | 0 | 0 | 0 | 0 | 0 | 0 | 0 | 0 | 0 | 0 | 0 | 0 | 0 | 0 | 0 | 0 | 0 | 0
| E7 | 0 | 0 | 0 | 0 | 0 | 0 | 0 | 0 | 0 | 0 | 0 | 0 | 0 | 0 | 0 | 0 | 0 | 0 | 0 | 0 | 0 | 0 | 0 | 0 | 0 | 0 | 0 | 0 | 0 | 0 | 0
| E8 | 0 | 0 | 0 | 0 | 0 | 0 | 0 | 0 | 0 | 0 | 0 | 0 | 0 | 0 | 0 | 0 | 0 | 0 | 0 | 0 | 0 | 0 | 0 | 0 | 0 | 0 | 0 | 0 | 0 | 0 | 0
| E9 | 0 | 0 | 0 | 0 | 0 | 0 | 0 | 0 | 0 | 0 | 0 | 0 | 0 | 0 | 0 | 0 | 0 | 0 | 0 | 0 | 0 | 0 | 0 | 0 | 0 | 0 | 0 | 0 | 0 | 0 | 0
| E10 | 0 | 0 | 0 | 0 | 0 | 0 | 0 | 0 | 0 | 0 | 0 | 0 | 0 | 0 | 0 | 0 | 0 | 0 | 0 | 0 | 0 | 0 | 0 | 0 | 0 | 0 | 0 | 0 | 0 | 0 | 0
| Vintage | 0 | 0 | 0 | 0 | 0 | 0 | 0 | 0 | 0 | 0 | 0 | 0 | 0 | 0 | 0 | 0 | 0 | 0 | 0 | 0 | 0 | 0 | 0 | 0 | 0 | 0 | 0 | 0 | 0 | 0 | 0
Stock for Switching
| Year | Year 0 | Year 1 | Year 2 | Year 3 | Year 4 | Year 5 | Year 6 | Year 7 | Year 8 | Year 9 | Year 10 | Year 11 | Year 12 | Year 13 | Year 14 | Year 15 | Year 16 | Year 17 | Year 18 | Year 19 | Year 20 | Year 21 | Year 22 | Year 23 | Year 24 | Year 25 | Year 26 | Year 27 | Year 28 | Year 29 | Year 30
| E1 | 0 | 0 | 0 | 0 | 0 | 0 | 0 | 0 | 0 | 0 | 0 | 0 | 0 | 0 | 0 | 0 | 0 | 0 | 0 | 0 | 0 | 0 | 0 | 0 | 0 | 0 | 0 | 0 | 0 | 0 | 0 | 0_E1_SysStock
| E2 | 0 | 0 | 0 | 0 | 0 | 0 | 0 | 0 | 0 | 0 | 0 | 0 | 0 | 0 | 0 | 0 | 0 | 0 | 0 | 0 | 0 | 0 | 0 | 0 | 0 | 0 | 0 | 0 | 0 | 0 | 0 | 0_E2_SysStock
| E3 | 0 | 0 | 0 | 0 | 0 | 0 | 0 | 0 | 0 | 0 | 0 | 0 | 0 | 0 | 0 | 0 | 0 | 0 | 0 | 0 | 0 | 0 | 0 | 0 | 0 | 0 | 0 | 0 | 0 | 0 | 0 | 0_E3_SysStock
| E4 | 0 | 0 | 0 | 0 | 0 | 0 | 0 | 0 | 0 | 0 | 0 | 0 | 0 | 0 | 0 | 0 | 0 | 0 | 0 | 0 | 0 | 0 | 0 | 0 | 0 | 0 | 0 | 0 | 0 | 0 | 0 | 0_E4_SysStock
| E5 | 0 | 0 | 0 | 0 | 0 | 0 | 0 | 0 | 0 | 0 | 0 | 0 | 0 | 0 | 0 | 0 | 0 | 0 | 0 | 0 | 0 | 0 | 0 | 0 | 0 | 0 | 0 | 0 | 0 | 0 | 0 | 0_E5_SysStock
| E6 | 0 | 0 | 0 | 0 | 0 | 0 | 0 | 0 | 0 | 0 | 0 | 0 | 0 | 0 | 0 | 0 | 0 | 0 | 0 | 0 | 0 | 0 | 0 | 0 | 0 | 0 | 0 | 0 | 0 | 0 | 0 | 0_E6_SysStock
| E7 | 0 | 0 | 0 | 0 | 0 | 0 | 0 | 0 | 0 | 0 | 0 | 0 | 0 | 0 | 0 | 0 | 0 | 0 | 0 | 0 | 0 | 0 | 0 | 0 | 0 | 0 | 0 | 0 | 0 | 0 | 0 | 0_E7_SysStock
| E8 | 0 | 0 | 0 | 0 | 0 | 0 | 0 | 0 | 0 | 0 | 0 | 0 | 0 | 0 | 0 | 0 | 0 | 0 | 0 | 0 | 0 | 0 | 0 | 0 | 0 | 0 | 0 | 0 | 0 | 0 | 0 | 0_E8_SysStock
| E9 | 0 | 0 | 0 | 0 | 0 | 0 | 0 | 0 | 0 | 0 | 0 | 0 | 0 | 0 | 0 | 0 | 0 | 0 | 0 | 0 | 0 | 0 | 0 | 0 | 0 | 0 | 0 | 0 | 0 | 0 | 0 | 0_E9_SysStock
| E10 | 0 | 0 | 0 | 0 | 0 | 0 | 0 | 0 | 0 | 0 | 0 | 0 | 0 | 0 | 0 | 0 | 0 | 0 | 0 | 0 | 0 | 0 | 0 | 0 | 0 | 0 | 0 | 0 | 0 | 0 | 0 | 0_E10_SysStock
| Vintage | 0 | 0 | 0 | 0 | 0 | 0 | 0 | 0 | 0 | 0 | 0 | 0 | 0 | 0 | 0 | 0 | 0 | 0 | 0 | 0 | 0 | 0 | 0 | 0 | 0 | 0 | 0 | 0 | 0 | 0 | 0 | 0_Vintage_SysStock
Tech Forecast Purchases
| Year | Year 0 | Year 1 | Year 2 | Year 3 | Year 4 | Year 5 | Year 6 | Year 7 | Year 8 | Year 9 | Year 10 | Year 11 | Year 12 | Year 13 | Year 14 | Year 15 | Year 16 | Year 17 | Year 18 | Year 19 | Year 20 | Year 21 | Year 22 | Year 23 | Year 24 | Year 25 | Year 26 | Year 27 | Year 28 | Year 29 | Year 30
| E1 | 0 | 0 | 0 | 0 | 0 | 0 | 0 | 0 | 0 | 0 | 0 | 0 | 0 | 0 | 0 | 0 | 0 | 0 | 0 | 0 | 0 | 0 | 0 | 0 | 0 | 0 | 0 | 0 | 0 | 0 | 0
| E2 | 0 | 0 | 0 | 0 | 0 | 0 | 0 | 0 | 0 | 0 | 0 | 0 | 0 | 0 | 0 | 0 | 0 | 0 | 0 | 0 | 0 | 0 | 0 | 0 | 0 | 0 | 0 | 0 | 0 | 0 | 0
| E3 | 0 | 0 | 0 | 0 | 0 | 0 | 0 | 0 | 0 | 0 | 0 | 0 | 0 | 0 | 0 | 0 | 0 | 0 | 0 | 0 | 0 | 0 | 0 | 0 | 0 | 0 | 0 | 0 | 0 | 0 | 0
| E4 | 0 | 0 | 0 | 0 | 0 | 0 | 0 | 0 | 0 | 0 | 0 | 0 | 0 | 0 | 0 | 0 | 0 | 0 | 0 | 0 | 0 | 0 | 0 | 0 | 0 | 0 | 0 | 0 | 0 | 0 | 0
| E5 | 0 | 0 | 0 | 0 | 0 | 0 | 0 | 0 | 0 | 0 | 0 | 0 | 0 | 0 | 0 | 0 | 0 | 0 | 0 | 0 | 0 | 0 | 0 | 0 | 0 | 0 | 0 | 0 | 0 | 0 | 0
| E6 | 0 | 0 | 0 | 0 | 0 | 0 | 0 | 0 | 0 | 0 | 0 | 0 | 0 | 0 | 0 | 0 | 0 | 0 | 0 | 0 | 0 | 0 | 0 | 0 | 0 | 0 | 0 | 0 | 0 | 0 | 0
| E7 | 0 | 0 | 0 | 0 | 0 | 0 | 0 | 0 | 0 | 0 | 0 | 0 | 0 | 0 | 0 | 0 | 0 | 0 | 0 | 0 | 0 | 0 | 0 | 0 | 0 | 0 | 0 | 0 | 0 | 0 | 0
| E8 | 0 | 0 | 0 | 0 | 0 | 0 | 0 | 0 | 0 | 0 | 0 | 0 | 0 | 0 | 0 | 0 | 0 | 0 | 0 | 0 | 0 | 0 | 0 | 0 | 0 | 0 | 0 | 0 | 0 | 0 | 0
| E9 | 0 | 0 | 0 | 0 | 0 | 0 | 0 | 0 | 0 | 0 | 0 | 0 | 0 | 0 | 0 | 0 | 0 | 0 | 0 | 0 | 0 | 0 | 0 | 0 | 0 | 0 | 0 | 0 | 0 | 0 | 0
| E10 | 0 | 0 | 0 | 0 | 0 | 0 | 0 | 0 | 0 | 0 | 0 | 0 | 0 | 0 | 0 | 0 | 0 | 0 | 0 | 0 | 0 | 0 | 0 | 0 | 0 | 0 | 0 | 0 | 0 | 0 | 0
Potential to Switch
| Year | Year 0 | Year 1 | Year 2 | Year 3 | Year 4 | Year 5 | Year 6 | Year 7 | Year 8 | Year 9 | Year 10 | Year 11 | Year 12 | Year 13 | Year 14 | Year 15 | Year 16 | Year 17 | Year 18 | Year 19 | Year 20 | Year 21 | Year 22 | Year 23 | Year 24 | Year 25 | Year 26 | Year 27 | Year 28 | Year 29 | Year 30
| E1 | 0 | 0 | 0 | 0 | 0 | 0 | 0 | 0 | 0 | 0 | 0 | 0 | 0 | 0 | 0 | 0 | 0 | 0 | 0 | 0 | 0 | 0 | 0 | 0 | 0 | 0 | 0 | 0 | 0 | 0 | 0 | 0_E1_Switched Out
| E2 | 0 | 0 | 0 | 0 | 0 | 0 | 0 | 0 | 0 | 0 | 0 | 0 | 0 | 0 | 0 | 0 | 0 | 0 | 0 | 0 | 0 | 0 | 0 | 0 | 0 | 0 | 0 | 0 | 0 | 0 | 0 | 0_E2_Switched Out
| E3 | 0 | 0 | 0 | 0 | 0 | 0 | 0 | 0 | 0 | 0 | 0 | 0 | 0 | 0 | 0 | 0 | 0 | 0 | 0 | 0 | 0 | 0 | 0 | 0 | 0 | 0 | 0 | 0 | 0 | 0 | 0 | 0_E3_Switched Out
| E4 | 0 | 0 | 0 | 0 | 0 | 0 | 0 | 0 | 0 | 0 | 0 | 0 | 0 | 0 | 0 | 0 | 0 | 0 | 0 | 0 | 0 | 0 | 0 | 0 | 0 | 0 | 0 | 0 | 0 | 0 | 0 | 0_E4_Switched Out
| E5 | 0 | 0 | 0 | 0 | 0 | 0 | 0 | 0 | 0 | 0 | 0 | 0 | 0 | 0 | 0 | 0 | 0 | 0 | 0 | 0 | 0 | 0 | 0 | 0 | 0 | 0 | 0 | 0 | 0 | 0 | 0 | 0_E5_Switched Out
| E6 | 0 | 0 | 0 | 0 | 0 | 0 | 0 | 0 | 0 | 0 | 0 | 0 | 0 | 0 | 0 | 0 | 0 | 0 | 0 | 0 | 0 | 0 | 0 | 0 | 0 | 0 | 0 | 0 | 0 | 0 | 0 | 0_E6_Switched Out
| E7 | 0 | 0 | 0 | 0 | 0 | 0 | 0 | 0 | 0 | 0 | 0 | 0 | 0 | 0 | 0 | 0 | 0 | 0 | 0 | 0 | 0 | 0 | 0 | 0 | 0 | 0 | 0 | 0 | 0 | 0 | 0 | 0_E7_Switched Out
| E8 | 0 | 0 | 0 | 0 | 0 | 0 | 0 | 0 | 0 | 0 | 0 | 0 | 0 | 0 | 0 | 0 | 0 | 0 | 0 | 0 | 0 | 0 | 0 | 0 | 0 | 0 | 0 | 0 | 0 | 0 | 0 | 0_E8_Switched Out
| E9 | 0 | 0 | 0 | 0 | 0 | 0 | 0 | 0 | 0 | 0 | 0 | 0 | 0 | 0 | 0 | 0 | 0 | 0 | 0 | 0 | 0 | 0 | 0 | 0 | 0 | 0 | 0 | 0 | 0 | 0 | 0 | 0_E9_Switched Out
| E10 | 0 | 0 | 0 | 0 | 0 | 0 | 0 | 0 | 0 | 0 | 0 | 0 | 0 | 0 | 0 | 0 | 0 | 0 | 0 | 0 | 0 | 0 | 0 | 0 | 0 | 0 | 0 | 0 | 0 | 0 | 0 | 0_E10_Switched Out
Units Out
| E1 | 0 | 0 | 0 | 0 | 0 | 0 | 0 | 0 | 0 | 0 | 0 | 0 | 0 | 0 | 0 | 0 | 0 | 0 | 0 | 0 | 0 | 0 | 0 | 0 | 0 | 0 | 0 | 0 | 0 | 0 | 0
| E2 | 0 | 0 | 0 | 0 | 0 | 0 | 0 | 0 | 0 | 0 | 0 | 0 | 0 | 0 | 0 | 0 | 0 | 0 | 0 | 0 | 0 | 0 | 0 | 0 | 0 | 0 | 0 | 0 | 0 | 0 | 0
| E3 | 0 | 0 | 0 | 0 | 0 | 0 | 0 | 0 | 0 | 0 | 0 | 0 | 0 | 0 | 0 | 0 | 0 | 0 | 0 | 0 | 0 | 0 | 0 | 0 | 0 | 0 | 0 | 0 | 0 | 0 | 0
| E4 | 0 | 0 | 0 | 0 | 0 | 0 | 0 | 0 | 0 | 0 | 0 | 0 | 0 | 0 | 0 | 0 | 0 | 0 | 0 | 0 | 0 | 0 | 0 | 0 | 0 | 0 | 0 | 0 | 0 | 0 | 0
| E5 | 0 | 0 | 0 | 0 | 0 | 0 | 0 | 0 | 0 | 0 | 0 | 0 | 0 | 0 | 0 | 0 | 0 | 0 | 0 | 0 | 0 | 0 | 0 | 0 | 0 | 0 | 0 | 0 | 0 | 0 | 0
| E6 | 0 | 0 | 0 | 0 | 0 | 0 | 0 | 0 | 0 | 0 | 0 | 0 | 0 | 0 | 0 | 0 | 0 | 0 | 0 | 0 | 0 | 0 | 0 | 0 | 0 | 0 | 0 | 0 | 0 | 0 | 0
| E7 | 0 | 0 | 0 | 0 | 0 | 0 | 0 | 0 | 0 | 0 | 0 | 0 | 0 | 0 | 0 | 0 | 0 | 0 | 0 | 0 | 0 | 0 | 0 | 0 | 0 | 0 | 0 | 0 | 0 | 0 | 0
| E8 | 0 | 0 | 0 | 0 | 0 | 0 | 0 | 0 | 0 | 0 | 0 | 0 | 0 | 0 | 0 | 0 | 0 | 0 | 0 | 0 | 0 | 0 | 0 | 0 | 0 | 0 | 0 | 0 | 0 | 0 | 0
| E9 | 0 | 0 | 0 | 0 | 0 | 0 | 0 | 0 | 0 | 0 | 0 | 0 | 0 | 0 | 0 | 0 | 0 | 0 | 0 | 0 | 0 | 0 | 0 | 0 | 0 | 0 | 0 | 0 | 0 | 0 | 0
| E10 | 0 | 0 | 0 | 0 | 0 | 0 | 0 | 0 | 0 | 0 | 0 | 0 | 0 | 0 | 0 | 0 | 0 | 0 | 0 | 0 | 0 | 0 | 0 | 0 | 0 | 0 | 0 | 0 | 0 | 0 | 0
| Vintage | 0 | 0 | 0 | 0 | 0 | 0 | 0 | 0 | 0 | 0 | 0 | 0 | 0 | 0 | 0 | 0 | 0 | 0 | 0 | 0 | 0 | 0 | 0 | 0 | 0 | 0 | 0 | 0 | 0 | 0 | 0
Tech Purchase Shares
| Year | Year 0 | Year 1 | Year 2 | Year 3 | Year 4 | Year 5 | Year 6 | Year 7 | Year 8 | Year 9 | Year 10 | Year 11 | Year 12 | Year 13 | Year 14 | Year 15 | Year 16 | Year 17 | Year 18 | Year 19 | Year 20 | Year 21 | Year 22 | Year 23 | Year 24 | Year 25 | Year 26 | Year 27 | Year 28 | Year 29 | Year 30
E1 | bar: Year 0 to Year 30
E2 | bar: Year 0 to Year 30
E3 | bar: Year 0 to Year 30
E4 | bar: Year 0 to Year 30
E5 | bar: Year 0 to Year 30
E6 | bar: Year 0 to Year 30
E7 | bar: Year 0 to Year 30
E8 | bar: Year 0 to Year 30
E9 | bar: Year 0 to Year 30
E10 | bar: Year 0 to Year 30
Units In from Switching
| E1 | 0 | 0 | 0 | 0 | 0 | 0 | 0 | 0 | 0 | 0 | 0 | 0 | 0 | 0 | 0 | 0 | 0 | 0 | 0 | 0 | 0 | 0 | 0 | 0 | 0 | 0 | 0 | 0 | 0 | 0 | 0
| E2 | 0 | 0 | 0 | 0 | 0 | 0 | 0 | 0 | 0 | 0 | 0 | 0 | 0 | 0 | 0 | 0 | 0 | 0 | 0 | 0 | 0 | 0 | 0 | 0 | 0 | 0 | 0 | 0 | 0 | 0 | 0
| E3 | 0 | 0 | 0 | 0 | 0 | 0 | 0 | 0 | 0 | 0 | 0 | 0 | 0 | 0 | 0 | 0 | 0 | 0 | 0 | 0 | 0 | 0 | 0 | 0 | 0 | 0 | 0 | 0 | 0 | 0 | 0
| E4 | 0 | 0 | 0 | 0 | 0 | 0 | 0 | 0 | 0 | 0 | 0 | 0 | 0 | 0 | 0 | 0 | 0 | 0 | 0 | 0 | 0 | 0 | 0 | 0 | 0 | 0 | 0 | 0 | 0 | 0 | 0
| E5 | 0 | 0 | 0 | 0 | 0 | 0 | 0 | 0 | 0 | 0 | 0 | 0 | 0 | 0 | 0 | 0 | 0 | 0 | 0 | 0 | 0 | 0 | 0 | 0 | 0 | 0 | 0 | 0 | 0 | 0 | 0
| E6 | 0 | 0 | 0 | 0 | 0 | 0 | 0 | 0 | 0 | 0 | 0 | 0 | 0 | 0 | 0 | 0 | 0 | 0 | 0 | 0 | 0 | 0 | 0 | 0 | 0 | 0 | 0 | 0 | 0 | 0 | 0
| E7 | 0 | 0 | 0 | 0 | 0 | 0 | 0 | 0 | 0 | 0 | 0 | 0 | 0 | 0 | 0 | 0 | 0 | 0 | 0 | 0 | 0 | 0 | 0 | 0 | 0 | 0 | 0 | 0 | 0 | 0 | 0
| E8 | 0 | 0 | 0 | 0 | 0 | 0 | 0 | 0 | 0 | 0 | 0 | 0 | 0 | 0 | 0 | 0 | 0 | 0 | 0 | 0 | 0 | 0 | 0 | 0 | 0 | 0 | 0 | 0 | 0 | 0 | 0
| E9 | 0 | 0 | 0 | 0 | 0 | 0 | 0 | 0 | 0 | 0 | 0 | 0 | 0 | 0 | 0 | 0 | 0 | 0 | 0 | 0 | 0 | 0 | 0 | 0 | 0 | 0 | 0 | 0 | 0 | 0 | 0
| E10 | 0 | 0 | 0 | 0 | 0 | 0 | 0 | 0 | 0 | 0 | 0 | 0 | 0 | 0 | 0 | 0 | 0 | 0 | 0 | 0 | 0 | 0 | 0 | 0 | 0 | 0 | 0 | 0 | 0 | 0 | 0
| Vintage | 0 | 0 | 0 | 0 | 0 | 0 | 0 | 0 | 0 | 0 | 0 | 0 | 0 | 0 | 0 | 0 | 0 | 0 | 0 | 0 | 0 | 0 | 0 | 0 | 0 | 0 | 0 | 0 | 0 | 0 | 0
Net Change
| Year | Year 0 | Year 1 | Year 2 | Year 3 | Year 4 | Year 5 | Year 6 | Year 7 | Year 8 | Year 9 | Year 10 | Year 11 | Year 12 | Year 13 | Year 14 | Year 15 | Year 16 | Year 17 | Year 18 | Year 19 | Year 20 | Year 21 | Year 22 | Year 23 | Year 24 | Year 25 | Year 26 | Year 27 | Year 28 | Year 29 | Year 30 | Key
| Units | 0 | 0 | 0 | 0 | 0 | 0 | 0 | 0 | 0 | 0 | 0 | 0 | 0 | 0 | 0 | 0 | 0 | 0 | 0 | 0 | 0 | 0 | 0 | 0 | 0 | 0 | 0 | 0 | 0 | 0 | 0 | 0_Units |  |  |  |  | 301957.8232
| Usage | 0 | 0 | 0 | 0 | 0 | 0 | 0 | 0 | 0 | 0 | 0 | 0 | 0 | 0 | 0 | 0 | 0 | 0 | 0 | 0 | 0 | 0 | 0 | 0 | 0 | 0 | 0 | 0 | 0 | 0 | 0 | 0_Usage |  |  |  |  | 1698.6543
| Peak Demand (S) | 0 | 0 | 0 | 0 | 0 | 0 | 0 | 0 | 0 | 0 | 0 | 0 | 0 | 0 | 0 | 0 | 0 | 0 | 0 | 0 | 0 | 0 | 0 | 0 | 0 | 0 | 0 | 0 | 0 | 0 | 0 | 0_Peak Demand (S) |  |  |  |  | 0
| Peak Demand (W) | 0 | 0 | 0 | 0 | 0 | 0 | 0 | 0 | 0 | 0 | 0 | 0 | 0 | 0 | 0 | 0 | 0 | 0 | 0 | 0 | 0 | 0 | 0 | 0 | 0 | 0 | 0 | 0 | 0 | 0 | 0 | 0_Peak Demand (W) |  |  |  |  | 884.6119
| Turnover | 0 | 0 | 0 | 0 | 0 | 0 | 0 | 0 | 0 | 0 | 0 | 0 | 0 | 0 | 0 | 0 | 0 | 0 | 0 | 0 | 0 | 0 | 0 | 0 | 0 | 0 | 0 | 0 | 0 | 0 | 0 | 0_Turnover |  |  |  |  | 6885.4476
| Avg. Replacement Usage | 0 | 0 | 0 | 0 | 0 | 0 | 0 | 0 | 0 | 0 | 0 | 0 | 0 | 0 | 0 | 0 | 0 | 0 | 0 | 0 | 0 | 0 | 0 | 0 | 0 | 0 | 0 | 0 | 0 | 0 | 0 | 0_Avg. Replacement Usage |  |  |  |  | 5638.8522
| Avg. Replacement Demand (S) | 0 | 0 | 0 | 0 | 0 | 0 | 0 | 0 | 0 | 0 | 0 | 0 | 0 | 0 | 0 | 0 | 0 | 0 | 0 | 0 | 0 | 0 | 0 | 0 | 0 | 0 | 0 | 0 | 0 | 0 | 0 | 0_Avg. Replacement Demand (S) |  |  |  |  | 0
| Avg. Replacement Demand (W) | 0 | 0 | 0 | 0 | 0 | 0 | 0 | 0 | 0 | 0 | 0 | 0 | 0 | 0 | 0 | 0 | 0 | 0 | 0 | 0 | 0 | 0 | 0 | 0 | 0 | 0 | 0 | 0 | 0 | 0 | 0 | 0_Avg. Replacement Demand (W) |  |  |  |  | 2.9366
Purchases
| Year | Year 0 | Year 1 | Year 2 | Year 3 | Year 4 | Year 5 | Year 6 | Year 7 | Year 8 | Year 9 | Year 10 | Year 11 | Year 12 | Year 13 | Year 14 | Year 15 | Year 16 | Year 17 | Year 18 | Year 19 | Year 20 | Year 21 | Year 22 | Year 23 | Year 24 | Year 25 | Year 26 | Year 27 | Year 28 | Year 29 | Year 30
| E1 | 0 | 0 | 0 | 0 | 0 | 0 | 0 | 0 | 0 | 0 | 0 | 0 | 0 | 0 | 0 | 0 | 0 | 0 | 0 | 0 | 0 | 0 | 0 | 0 | 0 | 0 | 0 | 0 | 0 | 0 | 0 | 0_E1_Purchases |  |  |  |  | 6885.4476
| E2 | 0 | 0 | 0 | 0 | 0 | 0 | 0 | 0 | 0 | 0 | 0 | 0 | 0 | 0 | 0 | 0 | 0 | 0 | 0 | 0 | 0 | 0 | 0 | 0 | 0 | 0 | 0 | 0 | 0 | 0 | 0 | 0_E2_Purchases |  |  |  |  | 0
| E3 | 0 | 0 | 0 | 0 | 0 | 0 | 0 | 0 | 0 | 0 | 0 | 0 | 0 | 0 | 0 | 0 | 0 | 0 | 0 | 0 | 0 | 0 | 0 | 0 | 0 | 0 | 0 | 0 | 0 | 0 | 0 | 0_E3_Purchases |  |  |  |  | 0
| E4 | 0 | 0 | 0 | 0 | 0 | 0 | 0 | 0 | 0 | 0 | 0 | 0 | 0 | 0 | 0 | 0 | 0 | 0 | 0 | 0 | 0 | 0 | 0 | 0 | 0 | 0 | 0 | 0 | 0 | 0 | 0 | 0_E4_Purchases |  |  |  |  | 0
| E5 | 0 | 0 | 0 | 0 | 0 | 0 | 0 | 0 | 0 | 0 | 0 | 0 | 0 | 0 | 0 | 0 | 0 | 0 | 0 | 0 | 0 | 0 | 0 | 0 | 0 | 0 | 0 | 0 | 0 | 0 | 0 | 0_E5_Purchases |  |  |  |  | 0
| E6 | 0 | 0 | 0 | 0 | 0 | 0 | 0 | 0 | 0 | 0 | 0 | 0 | 0 | 0 | 0 | 0 | 0 | 0 | 0 | 0 | 0 | 0 | 0 | 0 | 0 | 0 | 0 | 0 | 0 | 0 | 0 | 0_E6_Purchases |  |  |  |  | 0
| E7 | 0 | 0 | 0 | 0 | 0 | 0 | 0 | 0 | 0 | 0 | 0 | 0 | 0 | 0 | 0 | 0 | 0 | 0 | 0 | 0 | 0 | 0 | 0 | 0 | 0 | 0 | 0 | 0 | 0 | 0 | 0 | 0_E7_Purchases |  |  |  |  | 0
| E8 | 0 | 0 | 0 | 0 | 0 | 0 | 0 | 0 | 0 | 0 | 0 | 0 | 0 | 0 | 0 | 0 | 0 | 0 | 0 | 0 | 0 | 0 | 0 | 0 | 0 | 0 | 0 | 0 | 0 | 0 | 0 | 0_E8_Purchases |  |  |  |  | 0
| E9 | 0 | 0 | 0 | 0 | 0 | 0 | 0 | 0 | 0 | 0 | 0 | 0 | 0 | 0 | 0 | 0 | 0 | 0 | 0 | 0 | 0 | 0 | 0 | 0 | 0 | 0 | 0 | 0 | 0 | 0 | 0 | 0_E9_Purchases |  |  |  |  | 0
| E10 | 0 | 0 | 0 | 0 | 0 | 0 | 0 | 0 | 0 | 0 | 0 | 0 | 0 | 0 | 0 | 0 | 0 | 0 | 0 | 0 | 0 | 0 | 0 | 0 | 0 | 0 | 0 | 0 | 0 | 0 | 0 | 0_E10_Purchases |  |  |  |  | 0
Stock
| Year | Year 0 | Year 1 | Year 2 | Year 3 | Year 4 | Year 5 | Year 6 | Year 7 | Year 8 | Year 9 | Year 10 | Year 11 | Year 12 | Year 13 | Year 14 | Year 15 | Year 16 | Year 17 | Year 18 | Year 19 | Year 20 | Year 21 | Year 22 | Year 23 | Year 24 | Year 25 | Year 26 | Year 27 | Year 28 | Year 29 | Year 30
| E1 | 0 | 0 | 0 | 0 | 0 | 0 | 0 | 0 | 0 | 0 | 0 | 0 | 0 | 0 | 0 | 0 | 0 | 0 | 0 | 0 | 0 | 0 | 0 | 0 | 0 | 0 | 0 | 0 | 0 | 0 | 0 | 0_E1_Stock |  |  |  |  | 13576.6093
| E2 | 0 | 0 | 0 | 0 | 0 | 0 | 0 | 0 | 0 | 0 | 0 | 0 | 0 | 0 | 0 | 0 | 0 | 0 | 0 | 0 | 0 | 0 | 0 | 0 | 0 | 0 | 0 | 0 | 0 | 0 | 0 | 0_E2_Stock |  |  |  |  | 0
| E3 | 0 | 0 | 0 | 0 | 0 | 0 | 0 | 0 | 0 | 0 | 0 | 0 | 0 | 0 | 0 | 0 | 0 | 0 | 0 | 0 | 0 | 0 | 0 | 0 | 0 | 0 | 0 | 0 | 0 | 0 | 0 | 0_E3_Stock |  |  |  |  | 0
| E4 | 0 | 0 | 0 | 0 | 0 | 0 | 0 | 0 | 0 | 0 | 0 | 0 | 0 | 0 | 0 | 0 | 0 | 0 | 0 | 0 | 0 | 0 | 0 | 0 | 0 | 0 | 0 | 0 | 0 | 0 | 0 | 0_E4_Stock |  |  |  |  | 0
| E5 | 0 | 0 | 0 | 0 | 0 | 0 | 0 | 0 | 0 | 0 | 0 | 0 | 0 | 0 | 0 | 0 | 0 | 0 | 0 | 0 | 0 | 0 | 0 | 0 | 0 | 0 | 0 | 0 | 0 | 0 | 0 | 0_E5_Stock |  |  |  |  | 0
| E6 | 0 | 0 | 0 | 0 | 0 | 0 | 0 | 0 | 0 | 0 | 0 | 0 | 0 | 0 | 0 | 0 | 0 | 0 | 0 | 0 | 0 | 0 | 0 | 0 | 0 | 0 | 0 | 0 | 0 | 0 | 0 | 0_E6_Stock |  |  |  |  | 0
| E7 | 0 | 0 | 0 | 0 | 0 | 0 | 0 | 0 | 0 | 0 | 0 | 0 | 0 | 0 | 0 | 0 | 0 | 0 | 0 | 0 | 0 | 0 | 0 | 0 | 0 | 0 | 0 | 0 | 0 | 0 | 0 | 0_E7_Stock |  |  |  |  | 0
| E8 | 0 | 0 | 0 | 0 | 0 | 0 | 0 | 0 | 0 | 0 | 0 | 0 | 0 | 0 | 0 | 0 | 0 | 0 | 0 | 0 | 0 | 0 | 0 | 0 | 0 | 0 | 0 | 0 | 0 | 0 | 0 | 0_E8_Stock |  |  |  |  | 0
| E9 | 0 | 0 | 0 | 0 | 0 | 0 | 0 | 0 | 0 | 0 | 0 | 0 | 0 | 0 | 0 | 0 | 0 | 0 | 0 | 0 | 0 | 0 | 0 | 0 | 0 | 0 | 0 | 0 | 0 | 0 | 0 | 0_E9_Stock |  |  |  |  | 0
| E10 | 0 | 0 | 0 | 0 | 0 | 0 | 0 | 0 | 0 | 0 | 0 | 0 | 0 | 0 | 0 | 0 | 0 | 0 | 0 | 0 | 0 | 0 | 0 | 0 | 0 | 0 | 0 | 0 | 0 | 0 | 0 | 0_E10_Stock |  |  |  |  | 0
| Vintage | 0 | 0 | 0 | 0 | 0 | 0 | 0 | 0 | 0 | 0 | 0 | 0 | 0 | 0 | 0 | 0 | 0 | 0 | 0 | 0 | 0 | 0 | 0 | 0 | 0 | 0 | 0 | 0 | 0 | 0 | 0 | 0_Vintage_Stock |  |  |  |  | 288381.2139
S5C5 |  | Year 0: System 5 Technology 5
Technology Variables
| Tech Key | Year 0: 0
| Peak Factor (S) | Year 0: 0
| Peak Factor (W) | Year 0: 0
| Min Vintage Lifetime | Year 0: 0
| Max Vintage Lifetime | Year 0: 0
| Turnover Style | Year 0: 0
Technology Variables
| Equipment | Year 0: Label; Year 1: Min Lifetime; Year 2: Max Lifetime; Year 3: Degradation; Year 4: Usage; Year 5: Available
| E1 | Year 1: 0; Year 2: 0; Year 3: 0%; Year 4: 0; Year 5: FALSE
| E2 | Year 1: 0; Year 2: 0; Year 3: 0%; Year 4: 0; Year 5: FALSE
| E3 | Year 1: 0; Year 2: 0; Year 3: 0%; Year 4: 0; Year 5: FALSE
| E4 | Year 1: 0; Year 2: 0; Year 3: 0%; Year 4: 0; Year 5: FALSE
| E5 | Year 1: 0; Year 2: 0; Year 3: 0%; Year 4: 0; Year 5: FALSE
| E6 | Year 1: 0; Year 2: 0; Year 3: 0%; Year 4: 0; Year 5: FALSE
| E7 | Year 1: 0; Year 2: 0; Year 3: 0%; Year 4: 0; Year 5: FALSE
| E8 | Year 1: 0; Year 2: 0; Year 3: 0%; Year 4: 0; Year 5: FALSE
| E9 | Year 1: 0; Year 2: 0; Year 3: 0%; Year 4: 0; Year 5: FALSE
| E10 | Year 1: 0; Year 2: 0; Year 3: 0%; Year 4: 0; Year 5: FALSE
Original Forecast Results
| Year | Year 0 | Year 1 | Year 2 | Year 3 | Year 4 | Year 5 | Year 6 | Year 7 | Year 8 | Year 9 | Year 10 | Year 11 | Year 12 | Year 13 | Year 14 | Year 15 | Year 16 | Year 17 | Year 18 | Year 19 | Year 20 | Year 21 | Year 22 | Year 23 | Year 24 | Year 25 | Year 26 | Year 27 | Year 28 | Year 29 | Year 30 | Key
| Units | 0 | 0 | 0 | 0 | 0 | 0 | 0 | 0 | 0 | 0 | 0 | 0 | 0 | 0 | 0 | 0 | 0 | 0 | 0 | 0 | 0 | 0 | 0 | 0 | 0 | 0 | 0 | 0 | 0 | 0 | 0 | #REF! |  |  |  |  | 301957.8232
| Usage | 0 | 0 | 0 | 0 | 0 | 0 | 0 | 0 | 0 | 0 | 0 | 0 | 0 | 0 | 0 | 0 | 0 | 0 | 0 | 0 | 0 | 0 | 0 | 0 | 0 | 0 | 0 | 0 | 0 | 0 | 0 | #REF! |  |  |  |  | 1698.6543
| Peak Demand (S) | 0 | 0 | 0 | 0 | 0 | 0 | 0 | 0 | 0 | 0 | 0 | 0 | 0 | 0 | 0 | 0 | 0 | 0 | 0 | 0 | 0 | 0 | 0 | 0 | 0 | 0 | 0 | 0 | 0 | 0 | 0 | #REF! |  |  |  |  | 0
| Peak Demand (W) | 0 | 0 | 0 | 0 | 0 | 0 | 0 | 0 | 0 | 0 | 0 | 0 | 0 | 0 | 0 | 0 | 0 | 0 | 0 | 0 | 0 | 0 | 0 | 0 | 0 | 0 | 0 | 0 | 0 | 0 | 0 | #REF! |  |  |  |  | 884.6119
| Turnover | 0 | 0 | 0 | 0 | 0 | 0 | 0 | 0 | 0 | 0 | 0 | 0 | 0 | 0 | 0 | 0 | 0 | 0 | 0 | 0 | 0 | 0 | 0 | 0 | 0 | 0 | 0 | 0 | 0 | 0 | 0 | #REF! |  |  |  |  | 6885.4476
| Avg. Replacement Usage | 0 | 0 | 0 | 0 | 0 | 0 | 0 | 0 | 0 | 0 | 0 | 0 | 0 | 0 | 0 | 0 | 0 | 0 | 0 | 0 | 0 | 0 | 0 | 0 | 0 | 0 | 0 | 0 | 0 | 0 | 0 | #REF! |  |  |  |  | 5638.8522
| Avg. Replacement Demand (S) | 0 | 0 | 0 | 0 | 0 | 0 | 0 | 0 | 0 | 0 | 0 | 0 | 0 | 0 | 0 | 0 | 0 | 0 | 0 | 0 | 0 | 0 | 0 | 0 | 0 | 0 | 0 | 0 | 0 | 0 | 0 | #REF! |  |  |  |  | 0
| Avg. Replacement Demand (W) | 0 | 0 | 0 | 0 | 0 | 0 | 0 | 0 | 0 | 0 | 0 | 0 | 0 | 0 | 0 | 0 | 0 | 0 | 0 | 0 | 0 | 0 | 0 | 0 | 0 | 0 | 0 | 0 | 0 | 0 | 0 | #REF! |  |  |  |  | 2.9366
Tech Forecast Stock
| Year | Year 0 | Year 1 | Year 2 | Year 3 | Year 4 | Year 5 | Year 6 | Year 7 | Year 8 | Year 9 | Year 10 | Year 11 | Year 12 | Year 13 | Year 14 | Year 15 | Year 16 | Year 17 | Year 18 | Year 19 | Year 20 | Year 21 | Year 22 | Year 23 | Year 24 | Year 25 | Year 26 | Year 27 | Year 28 | Year 29 | Year 30
| E1 | 0 | 0 | 0 | 0 | 0 | 0 | 0 | 0 | 0 | 0 | 0 | 0 | 0 | 0 | 0 | 0 | 0 | 0 | 0 | 0 | 0 | 0 | 0 | 0 | 0 | 0 | 0 | 0 | 0 | 0 | 0
| E2 | 0 | 0 | 0 | 0 | 0 | 0 | 0 | 0 | 0 | 0 | 0 | 0 | 0 | 0 | 0 | 0 | 0 | 0 | 0 | 0 | 0 | 0 | 0 | 0 | 0 | 0 | 0 | 0 | 0 | 0 | 0
| E3 | 0 | 0 | 0 | 0 | 0 | 0 | 0 | 0 | 0 | 0 | 0 | 0 | 0 | 0 | 0 | 0 | 0 | 0 | 0 | 0 | 0 | 0 | 0 | 0 | 0 | 0 | 0 | 0 | 0 | 0 | 0
| E4 | 0 | 0 | 0 | 0 | 0 | 0 | 0 | 0 | 0 | 0 | 0 | 0 | 0 | 0 | 0 | 0 | 0 | 0 | 0 | 0 | 0 | 0 | 0 | 0 | 0 | 0 | 0 | 0 | 0 | 0 | 0
| E5 | 0 | 0 | 0 | 0 | 0 | 0 | 0 | 0 | 0 | 0 | 0 | 0 | 0 | 0 | 0 | 0 | 0 | 0 | 0 | 0 | 0 | 0 | 0 | 0 | 0 | 0 | 0 | 0 | 0 | 0 | 0
| E6 | 0 | 0 | 0 | 0 | 0 | 0 | 0 | 0 | 0 | 0 | 0 | 0 | 0 | 0 | 0 | 0 | 0 | 0 | 0 | 0 | 0 | 0 | 0 | 0 | 0 | 0 | 0 | 0 | 0 | 0 | 0
| E7 | 0 | 0 | 0 | 0 | 0 | 0 | 0 | 0 | 0 | 0 | 0 | 0 | 0 | 0 | 0 | 0 | 0 | 0 | 0 | 0 | 0 | 0 | 0 | 0 | 0 | 0 | 0 | 0 | 0 | 0 | 0
| E8 | 0 | 0 | 0 | 0 | 0 | 0 | 0 | 0 | 0 | 0 | 0 | 0 | 0 | 0 | 0 | 0 | 0 | 0 | 0 | 0 | 0 | 0 | 0 | 0 | 0 | 0 | 0 | 0 | 0 | 0 | 0
| E9 | 0 | 0 | 0 | 0 | 0 | 0 | 0 | 0 | 0 | 0 | 0 | 0 | 0 | 0 | 0 | 0 | 0 | 0 | 0 | 0 | 0 | 0 | 0 | 0 | 0 | 0 | 0 | 0 | 0 | 0 | 0
| E10 | 0 | 0 | 0 | 0 | 0 | 0 | 0 | 0 | 0 | 0 | 0 | 0 | 0 | 0 | 0 | 0 | 0 | 0 | 0 | 0 | 0 | 0 | 0 | 0 | 0 | 0 | 0 | 0 | 0 | 0 | 0
| Vintage | 0 | 0 | 0 | 0 | 0 | 0 | 0 | 0 | 0 | 0 | 0 | 0 | 0 | 0 | 0 | 0 | 0 | 0 | 0 | 0 | 0 | 0 | 0 | 0 | 0 | 0 | 0 | 0 | 0 | 0 | 0
Stock for Switching
| Year | Year 0 | Year 1 | Year 2 | Year 3 | Year 4 | Year 5 | Year 6 | Year 7 | Year 8 | Year 9 | Year 10 | Year 11 | Year 12 | Year 13 | Year 14 | Year 15 | Year 16 | Year 17 | Year 18 | Year 19 | Year 20 | Year 21 | Year 22 | Year 23 | Year 24 | Year 25 | Year 26 | Year 27 | Year 28 | Year 29 | Year 30
| E1 | 0 | 0 | 0 | 0 | 0 | 0 | 0 | 0 | 0 | 0 | 0 | 0 | 0 | 0 | 0 | 0 | 0 | 0 | 0 | 0 | 0 | 0 | 0 | 0 | 0 | 0 | 0 | 0 | 0 | 0 | 0 | 0_E1_SysStock
| E2 | 0 | 0 | 0 | 0 | 0 | 0 | 0 | 0 | 0 | 0 | 0 | 0 | 0 | 0 | 0 | 0 | 0 | 0 | 0 | 0 | 0 | 0 | 0 | 0 | 0 | 0 | 0 | 0 | 0 | 0 | 0 | 0_E2_SysStock
| E3 | 0 | 0 | 0 | 0 | 0 | 0 | 0 | 0 | 0 | 0 | 0 | 0 | 0 | 0 | 0 | 0 | 0 | 0 | 0 | 0 | 0 | 0 | 0 | 0 | 0 | 0 | 0 | 0 | 0 | 0 | 0 | 0_E3_SysStock
| E4 | 0 | 0 | 0 | 0 | 0 | 0 | 0 | 0 | 0 | 0 | 0 | 0 | 0 | 0 | 0 | 0 | 0 | 0 | 0 | 0 | 0 | 0 | 0 | 0 | 0 | 0 | 0 | 0 | 0 | 0 | 0 | 0_E4_SysStock
| E5 | 0 | 0 | 0 | 0 | 0 | 0 | 0 | 0 | 0 | 0 | 0 | 0 | 0 | 0 | 0 | 0 | 0 | 0 | 0 | 0 | 0 | 0 | 0 | 0 | 0 | 0 | 0 | 0 | 0 | 0 | 0 | 0_E5_SysStock
| E6 | 0 | 0 | 0 | 0 | 0 | 0 | 0 | 0 | 0 | 0 | 0 | 0 | 0 | 0 | 0 | 0 | 0 | 0 | 0 | 0 | 0 | 0 | 0 | 0 | 0 | 0 | 0 | 0 | 0 | 0 | 0 | 0_E6_SysStock
| E7 | 0 | 0 | 0 | 0 | 0 | 0 | 0 | 0 | 0 | 0 | 0 | 0 | 0 | 0 | 0 | 0 | 0 | 0 | 0 | 0 | 0 | 0 | 0 | 0 | 0 | 0 | 0 | 0 | 0 | 0 | 0 | 0_E7_SysStock
| E8 | 0 | 0 | 0 | 0 | 0 | 0 | 0 | 0 | 0 | 0 | 0 | 0 | 0 | 0 | 0 | 0 | 0 | 0 | 0 | 0 | 0 | 0 | 0 | 0 | 0 | 0 | 0 | 0 | 0 | 0 | 0 | 0_E8_SysStock
| E9 | 0 | 0 | 0 | 0 | 0 | 0 | 0 | 0 | 0 | 0 | 0 | 0 | 0 | 0 | 0 | 0 | 0 | 0 | 0 | 0 | 0 | 0 | 0 | 0 | 0 | 0 | 0 | 0 | 0 | 0 | 0 | 0_E9_SysStock
| E10 | 0 | 0 | 0 | 0 | 0 | 0 | 0 | 0 | 0 | 0 | 0 | 0 | 0 | 0 | 0 | 0 | 0 | 0 | 0 | 0 | 0 | 0 | 0 | 0 | 0 | 0 | 0 | 0 | 0 | 0 | 0 | 0_E10_SysStock
| Vintage | 0 | 0 | 0 | 0 | 0 | 0 | 0 | 0 | 0 | 0 | 0 | 0 | 0 | 0 | 0 | 0 | 0 | 0 | 0 | 0 | 0 | 0 | 0 | 0 | 0 | 0 | 0 | 0 | 0 | 0 | 0 | 0_Vintage_SysStock
Tech Forecast Purchases
| Year | Year 0 | Year 1 | Year 2 | Year 3 | Year 4 | Year 5 | Year 6 | Year 7 | Year 8 | Year 9 | Year 10 | Year 11 | Year 12 | Year 13 | Year 14 | Year 15 | Year 16 | Year 17 | Year 18 | Year 19 | Year 20 | Year 21 | Year 22 | Year 23 | Year 24 | Year 25 | Year 26 | Year 27 | Year 28 | Year 29 | Year 30
| E1 | 0 | 0 | 0 | 0 | 0 | 0 | 0 | 0 | 0 | 0 | 0 | 0 | 0 | 0 | 0 | 0 | 0 | 0 | 0 | 0 | 0 | 0 | 0 | 0 | 0 | 0 | 0 | 0 | 0 | 0 | 0
| E2 | 0 | 0 | 0 | 0 | 0 | 0 | 0 | 0 | 0 | 0 | 0 | 0 | 0 | 0 | 0 | 0 | 0 | 0 | 0 | 0 | 0 | 0 | 0 | 0 | 0 | 0 | 0 | 0 | 0 | 0 | 0
| E3 | 0 | 0 | 0 | 0 | 0 | 0 | 0 | 0 | 0 | 0 | 0 | 0 | 0 | 0 | 0 | 0 | 0 | 0 | 0 | 0 | 0 | 0 | 0 | 0 | 0 | 0 | 0 | 0 | 0 | 0 | 0
| E4 | 0 | 0 | 0 | 0 | 0 | 0 | 0 | 0 | 0 | 0 | 0 | 0 | 0 | 0 | 0 | 0 | 0 | 0 | 0 | 0 | 0 | 0 | 0 | 0 | 0 | 0 | 0 | 0 | 0 | 0 | 0
| E5 | 0 | 0 | 0 | 0 | 0 | 0 | 0 | 0 | 0 | 0 | 0 | 0 | 0 | 0 | 0 | 0 | 0 | 0 | 0 | 0 | 0 | 0 | 0 | 0 | 0 | 0 | 0 | 0 | 0 | 0 | 0
| E6 | 0 | 0 | 0 | 0 | 0 | 0 | 0 | 0 | 0 | 0 | 0 | 0 | 0 | 0 | 0 | 0 | 0 | 0 | 0 | 0 | 0 | 0 | 0 | 0 | 0 | 0 | 0 | 0 | 0 | 0 | 0
| E7 | 0 | 0 | 0 | 0 | 0 | 0 | 0 | 0 | 0 | 0 | 0 | 0 | 0 | 0 | 0 | 0 | 0 | 0 | 0 | 0 | 0 | 0 | 0 | 0 | 0 | 0 | 0 | 0 | 0 | 0 | 0
| E8 | 0 | 0 | 0 | 0 | 0 | 0 | 0 | 0 | 0 | 0 | 0 | 0 | 0 | 0 | 0 | 0 | 0 | 0 | 0 | 0 | 0 | 0 | 0 | 0 | 0 | 0 | 0 | 0 | 0 | 0 | 0
| E9 | 0 | 0 | 0 | 0 | 0 | 0 | 0 | 0 | 0 | 0 | 0 | 0 | 0 | 0 | 0 | 0 | 0 | 0 | 0 | 0 | 0 | 0 | 0 | 0 | 0 | 0 | 0 | 0 | 0 | 0 | 0
| E10 | 0 | 0 | 0 | 0 | 0 | 0 | 0 | 0 | 0 | 0 | 0 | 0 | 0 | 0 | 0 | 0 | 0 | 0 | 0 | 0 | 0 | 0 | 0 | 0 | 0 | 0 | 0 | 0 | 0 | 0 | 0
Potential to Switch
| Year | Year 0 | Year 1 | Year 2 | Year 3 | Year 4 | Year 5 | Year 6 | Year 7 | Year 8 | Year 9 | Year 10 | Year 11 | Year 12 | Year 13 | Year 14 | Year 15 | Year 16 | Year 17 | Year 18 | Year 19 | Year 20 | Year 21 | Year 22 | Year 23 | Year 24 | Year 25 | Year 26 | Year 27 | Year 28 | Year 29 | Year 30
| E1 | 0 | 0 | 0 | 0 | 0 | 0 | 0 | 0 | 0 | 0 | 0 | 0 | 0 | 0 | 0 | 0 | 0 | 0 | 0 | 0 | 0 | 0 | 0 | 0 | 0 | 0 | 0 | 0 | 0 | 0 | 0 | 0_E1_Switched Out
| E2 | 0 | 0 | 0 | 0 | 0 | 0 | 0 | 0 | 0 | 0 | 0 | 0 | 0 | 0 | 0 | 0 | 0 | 0 | 0 | 0 | 0 | 0 | 0 | 0 | 0 | 0 | 0 | 0 | 0 | 0 | 0 | 0_E2_Switched Out
| E3 | 0 | 0 | 0 | 0 | 0 | 0 | 0 | 0 | 0 | 0 | 0 | 0 | 0 | 0 | 0 | 0 | 0 | 0 | 0 | 0 | 0 | 0 | 0 | 0 | 0 | 0 | 0 | 0 | 0 | 0 | 0 | 0_E3_Switched Out
| E4 | 0 | 0 | 0 | 0 | 0 | 0 | 0 | 0 | 0 | 0 | 0 | 0 | 0 | 0 | 0 | 0 | 0 | 0 | 0 | 0 | 0 | 0 | 0 | 0 | 0 | 0 | 0 | 0 | 0 | 0 | 0 | 0_E4_Switched Out
| E5 | 0 | 0 | 0 | 0 | 0 | 0 | 0 | 0 | 0 | 0 | 0 | 0 | 0 | 0 | 0 | 0 | 0 | 0 | 0 | 0 | 0 | 0 | 0 | 0 | 0 | 0 | 0 | 0 | 0 | 0 | 0 | 0_E5_Switched Out
| E6 | 0 | 0 | 0 | 0 | 0 | 0 | 0 | 0 | 0 | 0 | 0 | 0 | 0 | 0 | 0 | 0 | 0 | 0 | 0 | 0 | 0 | 0 | 0 | 0 | 0 | 0 | 0 | 0 | 0 | 0 | 0 | 0_E6_Switched Out
| E7 | 0 | 0 | 0 | 0 | 0 | 0 | 0 | 0 | 0 | 0 | 0 | 0 | 0 | 0 | 0 | 0 | 0 | 0 | 0 | 0 | 0 | 0 | 0 | 0 | 0 | 0 | 0 | 0 | 0 | 0 | 0 | 0_E7_Switched Out
| E8 | 0 | 0 | 0 | 0 | 0 | 0 | 0 | 0 | 0 | 0 | 0 | 0 | 0 | 0 | 0 | 0 | 0 | 0 | 0 | 0 | 0 | 0 | 0 | 0 | 0 | 0 | 0 | 0 | 0 | 0 | 0 | 0_E8_Switched Out
| E9 | 0 | 0 | 0 | 0 | 0 | 0 | 0 | 0 | 0 | 0 | 0 | 0 | 0 | 0 | 0 | 0 | 0 | 0 | 0 | 0 | 0 | 0 | 0 | 0 | 0 | 0 | 0 | 0 | 0 | 0 | 0 | 0_E9_Switched Out
| E10 | 0 | 0 | 0 | 0 | 0 | 0 | 0 | 0 | 0 | 0 | 0 | 0 | 0 | 0 | 0 | 0 | 0 | 0 | 0 | 0 | 0 | 0 | 0 | 0 | 0 | 0 | 0 | 0 | 0 | 0 | 0 | 0_E10_Switched Out
Units Out
| E1 | 0 | 0 | 0 | 0 | 0 | 0 | 0 | 0 | 0 | 0 | 0 | 0 | 0 | 0 | 0 | 0 | 0 | 0 | 0 | 0 | 0 | 0 | 0 | 0 | 0 | 0 | 0 | 0 | 0 | 0 | 0
| E2 | 0 | 0 | 0 | 0 | 0 | 0 | 0 | 0 | 0 | 0 | 0 | 0 | 0 | 0 | 0 | 0 | 0 | 0 | 0 | 0 | 0 | 0 | 0 | 0 | 0 | 0 | 0 | 0 | 0 | 0 | 0
| E3 | 0 | 0 | 0 | 0 | 0 | 0 | 0 | 0 | 0 | 0 | 0 | 0 | 0 | 0 | 0 | 0 | 0 | 0 | 0 | 0 | 0 | 0 | 0 | 0 | 0 | 0 | 0 | 0 | 0 | 0 | 0
| E4 | 0 | 0 | 0 | 0 | 0 | 0 | 0 | 0 | 0 | 0 | 0 | 0 | 0 | 0 | 0 | 0 | 0 | 0 | 0 | 0 | 0 | 0 | 0 | 0 | 0 | 0 | 0 | 0 | 0 | 0 | 0
| E5 | 0 | 0 | 0 | 0 | 0 | 0 | 0 | 0 | 0 | 0 | 0 | 0 | 0 | 0 | 0 | 0 | 0 | 0 | 0 | 0 | 0 | 0 | 0 | 0 | 0 | 0 | 0 | 0 | 0 | 0 | 0
| E6 | 0 | 0 | 0 | 0 | 0 | 0 | 0 | 0 | 0 | 0 | 0 | 0 | 0 | 0 | 0 | 0 | 0 | 0 | 0 | 0 | 0 | 0 | 0 | 0 | 0 | 0 | 0 | 0 | 0 | 0 | 0
| E7 | 0 | 0 | 0 | 0 | 0 | 0 | 0 | 0 | 0 | 0 | 0 | 0 | 0 | 0 | 0 | 0 | 0 | 0 | 0 | 0 | 0 | 0 | 0 | 0 | 0 | 0 | 0 | 0 | 0 | 0 | 0
| E8 | 0 | 0 | 0 | 0 | 0 | 0 | 0 | 0 | 0 | 0 | 0 | 0 | 0 | 0 | 0 | 0 | 0 | 0 | 0 | 0 | 0 | 0 | 0 | 0 | 0 | 0 | 0 | 0 | 0 | 0 | 0
| E9 | 0 | 0 | 0 | 0 | 0 | 0 | 0 | 0 | 0 | 0 | 0 | 0 | 0 | 0 | 0 | 0 | 0 | 0 | 0 | 0 | 0 | 0 | 0 | 0 | 0 | 0 | 0 | 0 | 0 | 0 | 0
| E10 | 0 | 0 | 0 | 0 | 0 | 0 | 0 | 0 | 0 | 0 | 0 | 0 | 0 | 0 | 0 | 0 | 0 | 0 | 0 | 0 | 0 | 0 | 0 | 0 | 0 | 0 | 0 | 0 | 0 | 0 | 0
| Vintage | 0 | 0 | 0 | 0 | 0 | 0 | 0 | 0 | 0 | 0 | 0 | 0 | 0 | 0 | 0 | 0 | 0 | 0 | 0 | 0 | 0 | 0 | 0 | 0 | 0 | 0 | 0 | 0 | 0 | 0 | 0
Tech Purchase Shares
| Year | Year 0 | Year 1 | Year 2 | Year 3 | Year 4 | Year 5 | Year 6 | Year 7 | Year 8 | Year 9 | Year 10 | Year 11 | Year 12 | Year 13 | Year 14 | Year 15 | Year 16 | Year 17 | Year 18 | Year 19 | Year 20 | Year 21 | Year 22 | Year 23 | Year 24 | Year 25 | Year 26 | Year 27 | Year 28 | Year 29 | Year 30
E1 | bar: Year 0 to Year 30
E2 | bar: Year 0 to Year 30
E3 | bar: Year 0 to Year 30
E4 | bar: Year 0 to Year 30
E5 | bar: Year 0 to Year 30
E6 | bar: Year 0 to Year 30
E7 | bar: Year 0 to Year 30
E8 | bar: Year 0 to Year 30
E9 | bar: Year 0 to Year 30
E10 | bar: Year 0 to Year 30
Units In from Switching
| E1 | 0 | 0 | 0 | 0 | 0 | 0 | 0 | 0 | 0 | 0 | 0 | 0 | 0 | 0 | 0 | 0 | 0 | 0 | 0 | 0 | 0 | 0 | 0 | 0 | 0 | 0 | 0 | 0 | 0 | 0 | 0
| E2 | 0 | 0 | 0 | 0 | 0 | 0 | 0 | 0 | 0 | 0 | 0 | 0 | 0 | 0 | 0 | 0 | 0 | 0 | 0 | 0 | 0 | 0 | 0 | 0 | 0 | 0 | 0 | 0 | 0 | 0 | 0
| E3 | 0 | 0 | 0 | 0 | 0 | 0 | 0 | 0 | 0 | 0 | 0 | 0 | 0 | 0 | 0 | 0 | 0 | 0 | 0 | 0 | 0 | 0 | 0 | 0 | 0 | 0 | 0 | 0 | 0 | 0 | 0
| E4 | 0 | 0 | 0 | 0 | 0 | 0 | 0 | 0 | 0 | 0 | 0 | 0 | 0 | 0 | 0 | 0 | 0 | 0 | 0 | 0 | 0 | 0 | 0 | 0 | 0 | 0 | 0 | 0 | 0 | 0 | 0
| E5 | 0 | 0 | 0 | 0 | 0 | 0 | 0 | 0 | 0 | 0 | 0 | 0 | 0 | 0 | 0 | 0 | 0 | 0 | 0 | 0 | 0 | 0 | 0 | 0 | 0 | 0 | 0 | 0 | 0 | 0 | 0
| E6 | 0 | 0 | 0 | 0 | 0 | 0 | 0 | 0 | 0 | 0 | 0 | 0 | 0 | 0 | 0 | 0 | 0 | 0 | 0 | 0 | 0 | 0 | 0 | 0 | 0 | 0 | 0 | 0 | 0 | 0 | 0
| E7 | 0 | 0 | 0 | 0 | 0 | 0 | 0 | 0 | 0 | 0 | 0 | 0 | 0 | 0 | 0 | 0 | 0 | 0 | 0 | 0 | 0 | 0 | 0 | 0 | 0 | 0 | 0 | 0 | 0 | 0 | 0
| E8 | 0 | 0 | 0 | 0 | 0 | 0 | 0 | 0 | 0 | 0 | 0 | 0 | 0 | 0 | 0 | 0 | 0 | 0 | 0 | 0 | 0 | 0 | 0 | 0 | 0 | 0 | 0 | 0 | 0 | 0 | 0
| E9 | 0 | 0 | 0 | 0 | 0 | 0 | 0 | 0 | 0 | 0 | 0 | 0 | 0 | 0 | 0 | 0 | 0 | 0 | 0 | 0 | 0 | 0 | 0 | 0 | 0 | 0 | 0 | 0 | 0 | 0 | 0
| E10 | 0 | 0 | 0 | 0 | 0 | 0 | 0 | 0 | 0 | 0 | 0 | 0 | 0 | 0 | 0 | 0 | 0 | 0 | 0 | 0 | 0 | 0 | 0 | 0 | 0 | 0 | 0 | 0 | 0 | 0 | 0
| Vintage | 0 | 0 | 0 | 0 | 0 | 0 | 0 | 0 | 0 | 0 | 0 | 0 | 0 | 0 | 0 | 0 | 0 | 0 | 0 | 0 | 0 | 0 | 0 | 0 | 0 | 0 | 0 | 0 | 0 | 0 | 0
Net Change
| Year | Year 0 | Year 1 | Year 2 | Year 3 | Year 4 | Year 5 | Year 6 | Year 7 | Year 8 | Year 9 | Year 10 | Year 11 | Year 12 | Year 13 | Year 14 | Year 15 | Year 16 | Year 17 | Year 18 | Year 19 | Year 20 | Year 21 | Year 22 | Year 23 | Year 24 | Year 25 | Year 26 | Year 27 | Year 28 | Year 29 | Year 30 | Key
| Units | 0 | 0 | 0 | 0 | 0 | 0 | 0 | 0 | 0 | 0 | 0 | 0 | 0 | 0 | 0 | 0 | 0 | 0 | 0 | 0 | 0 | 0 | 0 | 0 | 0 | 0 | 0 | 0 | 0 | 0 | 0 | 0_Units |  |  |  |  | 301957.8232
| Usage | 0 | 0 | 0 | 0 | 0 | 0 | 0 | 0 | 0 | 0 | 0 | 0 | 0 | 0 | 0 | 0 | 0 | 0 | 0 | 0 | 0 | 0 | 0 | 0 | 0 | 0 | 0 | 0 | 0 | 0 | 0 | 0_Usage |  |  |  |  | 1698.6543
| Peak Demand (S) | 0 | 0 | 0 | 0 | 0 | 0 | 0 | 0 | 0 | 0 | 0 | 0 | 0 | 0 | 0 | 0 | 0 | 0 | 0 | 0 | 0 | 0 | 0 | 0 | 0 | 0 | 0 | 0 | 0 | 0 | 0 | 0_Peak Demand (S) |  |  |  |  | 0
| Peak Demand (W) | 0 | 0 | 0 | 0 | 0 | 0 | 0 | 0 | 0 | 0 | 0 | 0 | 0 | 0 | 0 | 0 | 0 | 0 | 0 | 0 | 0 | 0 | 0 | 0 | 0 | 0 | 0 | 0 | 0 | 0 | 0 | 0_Peak Demand (W) |  |  |  |  | 884.6119
| Turnover | 0 | 0 | 0 | 0 | 0 | 0 | 0 | 0 | 0 | 0 | 0 | 0 | 0 | 0 | 0 | 0 | 0 | 0 | 0 | 0 | 0 | 0 | 0 | 0 | 0 | 0 | 0 | 0 | 0 | 0 | 0 | 0_Turnover |  |  |  |  | 6885.4476
| Avg. Replacement Usage | 0 | 0 | 0 | 0 | 0 | 0 | 0 | 0 | 0 | 0 | 0 | 0 | 0 | 0 | 0 | 0 | 0 | 0 | 0 | 0 | 0 | 0 | 0 | 0 | 0 | 0 | 0 | 0 | 0 | 0 | 0 | 0_Avg. Replacement Usage |  |  |  |  | 5638.8522
| Avg. Replacement Demand (S) | 0 | 0 | 0 | 0 | 0 | 0 | 0 | 0 | 0 | 0 | 0 | 0 | 0 | 0 | 0 | 0 | 0 | 0 | 0 | 0 | 0 | 0 | 0 | 0 | 0 | 0 | 0 | 0 | 0 | 0 | 0 | 0_Avg. Replacement Demand (S) |  |  |  |  | 0
| Avg. Replacement Demand (W) | 0 | 0 | 0 | 0 | 0 | 0 | 0 | 0 | 0 | 0 | 0 | 0 | 0 | 0 | 0 | 0 | 0 | 0 | 0 | 0 | 0 | 0 | 0 | 0 | 0 | 0 | 0 | 0 | 0 | 0 | 0 | 0_Avg. Replacement Demand (W) |  |  |  |  | 2.9366
Purchases
| Year | Year 0 | Year 1 | Year 2 | Year 3 | Year 4 | Year 5 | Year 6 | Year 7 | Year 8 | Year 9 | Year 10 | Year 11 | Year 12 | Year 13 | Year 14 | Year 15 | Year 16 | Year 17 | Year 18 | Year 19 | Year 20 | Year 21 | Year 22 | Year 23 | Year 24 | Year 25 | Year 26 | Year 27 | Year 28 | Year 29 | Year 30
| E1 | 0 | 0 | 0 | 0 | 0 | 0 | 0 | 0 | 0 | 0 | 0 | 0 | 0 | 0 | 0 | 0 | 0 | 0 | 0 | 0 | 0 | 0 | 0 | 0 | 0 | 0 | 0 | 0 | 0 | 0 | 0 | 0_E1_Purchases |  |  |  |  | 6885.4476
| E2 | 0 | 0 | 0 | 0 | 0 | 0 | 0 | 0 | 0 | 0 | 0 | 0 | 0 | 0 | 0 | 0 | 0 | 0 | 0 | 0 | 0 | 0 | 0 | 0 | 0 | 0 | 0 | 0 | 0 | 0 | 0 | 0_E2_Purchases |  |  |  |  | 0
| E3 | 0 | 0 | 0 | 0 | 0 | 0 | 0 | 0 | 0 | 0 | 0 | 0 | 0 | 0 | 0 | 0 | 0 | 0 | 0 | 0 | 0 | 0 | 0 | 0 | 0 | 0 | 0 | 0 | 0 | 0 | 0 | 0_E3_Purchases |  |  |  |  | 0
| E4 | 0 | 0 | 0 | 0 | 0 | 0 | 0 | 0 | 0 | 0 | 0 | 0 | 0 | 0 | 0 | 0 | 0 | 0 | 0 | 0 | 0 | 0 | 0 | 0 | 0 | 0 | 0 | 0 | 0 | 0 | 0 | 0_E4_Purchases |  |  |  |  | 0
| E5 | 0 | 0 | 0 | 0 | 0 | 0 | 0 | 0 | 0 | 0 | 0 | 0 | 0 | 0 | 0 | 0 | 0 | 0 | 0 | 0 | 0 | 0 | 0 | 0 | 0 | 0 | 0 | 0 | 0 | 0 | 0 | 0_E5_Purchases |  |  |  |  | 0
| E6 | 0 | 0 | 0 | 0 | 0 | 0 | 0 | 0 | 0 | 0 | 0 | 0 | 0 | 0 | 0 | 0 | 0 | 0 | 0 | 0 | 0 | 0 | 0 | 0 | 0 | 0 | 0 | 0 | 0 | 0 | 0 | 0_E6_Purchases |  |  |  |  | 0
| E7 | 0 | 0 | 0 | 0 | 0 | 0 | 0 | 0 | 0 | 0 | 0 | 0 | 0 | 0 | 0 | 0 | 0 | 0 | 0 | 0 | 0 | 0 | 0 | 0 | 0 | 0 | 0 | 0 | 0 | 0 | 0 | 0_E7_Purchases |  |  |  |  | 0
| E8 | 0 | 0 | 0 | 0 | 0 | 0 | 0 | 0 | 0 | 0 | 0 | 0 | 0 | 0 | 0 | 0 | 0 | 0 | 0 | 0 | 0 | 0 | 0 | 0 | 0 | 0 | 0 | 0 | 0 | 0 | 0 | 0_E8_Purchases |  |  |  |  | 0
| E9 | 0 | 0 | 0 | 0 | 0 | 0 | 0 | 0 | 0 | 0 | 0 | 0 | 0 | 0 | 0 | 0 | 0 | 0 | 0 | 0 | 0 | 0 | 0 | 0 | 0 | 0 | 0 | 0 | 0 | 0 | 0 | 0_E9_Purchases |  |  |  |  | 0
| E10 | 0 | 0 | 0 | 0 | 0 | 0 | 0 | 0 | 0 | 0 | 0 | 0 | 0 | 0 | 0 | 0 | 0 | 0 | 0 | 0 | 0 | 0 | 0 | 0 | 0 | 0 | 0 | 0 | 0 | 0 | 0 | 0_E10_Purchases |  |  |  |  | 0
Stock
| Year | Year 0 | Year 1 | Year 2 | Year 3 | Year 4 | Year 5 | Year 6 | Year 7 | Year 8 | Year 9 | Year 10 | Year 11 | Year 12 | Year 13 | Year 14 | Year 15 | Year 16 | Year 17 | Year 18 | Year 19 | Year 20 | Year 21 | Year 22 | Year 23 | Year 24 | Year 25 | Year 26 | Year 27 | Year 28 | Year 29 | Year 30
| E1 | 0 | 0 | 0 | 0 | 0 | 0 | 0 | 0 | 0 | 0 | 0 | 0 | 0 | 0 | 0 | 0 | 0 | 0 | 0 | 0 | 0 | 0 | 0 | 0 | 0 | 0 | 0 | 0 | 0 | 0 | 0 | 0_E1_Stock |  |  |  |  | 13576.6093
| E2 | 0 | 0 | 0 | 0 | 0 | 0 | 0 | 0 | 0 | 0 | 0 | 0 | 0 | 0 | 0 | 0 | 0 | 0 | 0 | 0 | 0 | 0 | 0 | 0 | 0 | 0 | 0 | 0 | 0 | 0 | 0 | 0_E2_Stock |  |  |  |  | 0
| E3 | 0 | 0 | 0 | 0 | 0 | 0 | 0 | 0 | 0 | 0 | 0 | 0 | 0 | 0 | 0 | 0 | 0 | 0 | 0 | 0 | 0 | 0 | 0 | 0 | 0 | 0 | 0 | 0 | 0 | 0 | 0 | 0_E3_Stock |  |  |  |  | 0
| E4 | 0 | 0 | 0 | 0 | 0 | 0 | 0 | 0 | 0 | 0 | 0 | 0 | 0 | 0 | 0 | 0 | 0 | 0 | 0 | 0 | 0 | 0 | 0 | 0 | 0 | 0 | 0 | 0 | 0 | 0 | 0 | 0_E4_Stock |  |  |  |  | 0
| E5 | 0 | 0 | 0 | 0 | 0 | 0 | 0 | 0 | 0 | 0 | 0 | 0 | 0 | 0 | 0 | 0 | 0 | 0 | 0 | 0 | 0 | 0 | 0 | 0 | 0 | 0 | 0 | 0 | 0 | 0 | 0 | 0_E5_Stock |  |  |  |  | 0
| E6 | 0 | 0 | 0 | 0 | 0 | 0 | 0 | 0 | 0 | 0 | 0 | 0 | 0 | 0 | 0 | 0 | 0 | 0 | 0 | 0 | 0 | 0 | 0 | 0 | 0 | 0 | 0 | 0 | 0 | 0 | 0 | 0_E6_Stock |  |  |  |  | 0
| E7 | 0 | 0 | 0 | 0 | 0 | 0 | 0 | 0 | 0 | 0 | 0 | 0 | 0 | 0 | 0 | 0 | 0 | 0 | 0 | 0 | 0 | 0 | 0 | 0 | 0 | 0 | 0 | 0 | 0 | 0 | 0 | 0_E7_Stock |  |  |  |  | 0
| E8 | 0 | 0 | 0 | 0 | 0 | 0 | 0 | 0 | 0 | 0 | 0 | 0 | 0 | 0 | 0 | 0 | 0 | 0 | 0 | 0 | 0 | 0 | 0 | 0 | 0 | 0 | 0 | 0 | 0 | 0 | 0 | 0_E8_Stock |  |  |  |  | 0
| E9 | 0 | 0 | 0 | 0 | 0 | 0 | 0 | 0 | 0 | 0 | 0 | 0 | 0 | 0 | 0 | 0 | 0 | 0 | 0 | 0 | 0 | 0 | 0 | 0 | 0 | 0 | 0 | 0 | 0 | 0 | 0 | 0_E9_Stock |  |  |  |  | 0
| E10 | 0 | 0 | 0 | 0 | 0 | 0 | 0 | 0 | 0 | 0 | 0 | 0 | 0 | 0 | 0 | 0 | 0 | 0 | 0 | 0 | 0 | 0 | 0 | 0 | 0 | 0 | 0 | 0 | 0 | 0 | 0 | 0_E10_Stock |  |  |  |  | 0
| Vintage | 0 | 0 | 0 | 0 | 0 | 0 | 0 | 0 | 0 | 0 | 0 | 0 | 0 | 0 | 0 | 0 | 0 | 0 | 0 | 0 | 0 | 0 | 0 | 0 | 0 | 0 | 0 | 0 | 0 | 0 | 0 | 0_Vintage_Stock |  |  |  |  | 288381.2139
Total Results
System Stock
| Year | Year 0 | Year 1 | Year 2 | Year 3 | Year 4 | Year 5 | Year 6 | Year 7 | Year 8 | Year 9 | Year 10 | Year 11 | Year 12 | Year 13 | Year 14 | Year 15 | Year 16 | Year 17 | Year 18 | Year 19 | Year 20 | Year 21 | Year 22 | Year 23 | Year 24 | Year 25 | Year 26 | Year 27 | Year 28 | Year 29 | Year 30
| System 1 | 0 | 0 | 0 | 0 | 0 | 0 | 0 | 0 | 0 | 0 | 0 | 0 | 0 | 0 | 0 | 0 | 0 | 0 | 0 | 0 | 0 | 0 | 0 | 0 | 0 | 0 | 0 | 0 | 0 | 0 | 0
| System 2 | 0 | 0 | 0 | 0 | 0 | 0 | 0 | 0 | 0 | 0 | 0 | 0 | 0 | 0 | 0 | 0 | 0 | 0 | 0 | 0 | 0 | 0 | 0 | 0 | 0 | 0 | 0 | 0 | 0 | 0 | 0
| System 3 | 0 | 0 | 0 | 0 | 0 | 0 | 0 | 0 | 0 | 0 | 0 | 0 | 0 | 0 | 0 | 0 | 0 | 0 | 0 | 0 | 0 | 0 | 0 | 0 | 0 | 0 | 0 | 0 | 0 | 0 | 0
| System 4 | 0 | 0 | 0 | 0 | 0 | 0 | 0 | 0 | 0 | 0 | 0 | 0 | 0 | 0 | 0 | 0 | 0 | 0 | 0 | 0 | 0 | 0 | 0 | 0 | 0 | 0 | 0 | 0 | 0 | 0 | 0
| System 5 | 0 | 0 | 0 | 0 | 0 | 0 | 0 | 0 | 0 | 0 | 0 | 0 | 0 | 0 | 0 | 0 | 0 | 0 | 0 | 0 | 0 | 0 | 0 | 0 | 0 | 0 | 0 | 0 | 0 | 0 | 0

## System Results (hidden)
Technology |  |  | Forecast Variables
Tech Key | Heating_Electric_Air-Source Heat Pump |  | Base Year | 2013
Vintage | New |  | Forecast Start | 2015
Aggregate Results
Year | 2013 | 2014 | 2015 | 2016 | 2017 | 2018 | 2019 | 2020 | 2021 | 2022 | 2023 | 2024 | 2025 | 2026 | 2027 | 2028 | 2029 | 2030 | 2031 | 2032 | 2033 | 2034 | 2035 | 2036 | 2037 | 2038 | 2039 | 2040 | 2041 | 2042 | 2043 | Key
Units | 0 | 0 | 0 | 0 | 0 | 0 | 0 | 0 | 0 | 0 | 0 | 0 | 0 | 0 | 0 | 0 | 0 | 0 | 0 | 0 | 0 | 0 | 0 | 0 | 0 | 0 | 0 | 0 | 0 | 0 | 0 | Heating_Electric_Air-Source Heat Pump_Units
Usage | 0 | 0 | 0 | 0 | 0 | 0 | 0 | 0 | 0 | 0 | 0 | 0 | 0 | 0 | 0 | 0 | 0 | 0 | 0 | 0 | 0 | 0 | 0 | 0 | 0 | 0 | 0 | 0 | 0 | 0 | 0 | Heating_Electric_Air-Source Heat Pump_Usage
Peak Demand (S) | 0 | 0 | 0 | 0 | 0 | 0 | 0 | 0 | 0 | 0 | 0 | 0 | 0 | 0 | 0 | 0 | 0 | 0 | 0 | 0 | 0 | 0 | 0 | 0 | 0 | 0 | 0 | 0 | 0 | 0 | 0 | Heating_Electric_Air-Source Heat Pump_Peak Demand (S)
Peak Demand (W) | 0 | 0 | 0 | 0 | 0 | 0 | 0 | 0 | 0 | 0 | 0 | 0 | 0 | 0 | 0 | 0 | 0 | 0 | 0 | 0 | 0 | 0 | 0 | 0 | 0 | 0 | 0 | 0 | 0 | 0 | 0 | Heating_Electric_Air-Source Heat Pump_Peak Demand (W)
Turnover | 0 | 0 | 0 | 0 | 0 | 0 | 0 | 0 | 0 | 0 | 0 | 0 | 0 | 0 | 0 | 0 | 0 | 0 | 0 | 0 | 0 | 0 | 0 | 0 | 0 | 0 | 0 | 0 | 0 | 0 | 0 | Heating_Electric_Air-Source Heat Pump_Turnover
Avg. Replacement Usage | 0 | 0 | 0 | 0 | 0 | 0 | 0 | 0 | 0 | 0 | 0 | 0 | 0 | 0 | 0 | 0 | 0 | 0 | 0 | 0 | 0 | 0 | 0 | 0 | 0 | 0 | 0 | 0 | 0 | 0 | 0 | Heating_Electric_Air-Source Heat Pump_Avg. Replacement Usage
Avg. Replacement Demand (S) | 0 | 0 | 0 | 0 | 0 | 0 | 0 | 0 | 0 | 0 | 0 | 0 | 0 | 0 | 0 | 0 | 0 | 0 | 0 | 0 | 0 | 0 | 0 | 0 | 0 | 0 | 0 | 0 | 0 | 0 | 0 | Heating_Electric_Air-Source Heat Pump_Avg. Replacement Demand (S)
Avg. Replacement Demand (W) | 0 | 0 | 0 | 0 | 0 | 0 | 0 | 0 | 0 | 0 | 0 | 0 | 0 | 0 | 0 | 0 | 0 | 0 | 0 | 0 | 0 | 0 | 0 | 0 | 0 | 0 | 0 | 0 | 0 | 0 | 0 | Heating_Electric_Air-Source Heat Pump_Avg. Replacement Demand (W)
Aggregate Purchases
Year | Year 0 | Year 1 | Year 2 | Year 3 | Year 4 | Year 5 | Year 6 | Year 7 | Year 8 | Year 9 | Year 10 | Year 11 | Year 12 | Year 13 | Year 14 | Year 15 | Year 16 | Year 17 | Year 18 | Year 19 | Year 20 | Year 21 | Year 22 | Year 23 | Year 24 | Year 25 | Year 26 | Year 27 | Year 28 | Year 29 | Year 30
E1 | 0 | 0 | 0 | 0 | 0 | 0 | 0 | 0 | 0 | 0 | 0 | 0 | 0 | 0 | 0 | 0 | 0 | 0 | 0 | 0 | 0 | 0 | 0 | 0 | 0 | 0 | 0 | 0 | 0 | 0 | 0 | Heating_Electric_Air-Source Heat Pump_E1_Purchases
E2 | 0 | 0 | 0 | 0 | 0 | 0 | 0 | 0 | 0 | 0 | 0 | 0 | 0 | 0 | 0 | 0 | 0 | 0 | 0 | 0 | 0 | 0 | 0 | 0 | 0 | 0 | 0 | 0 | 0 | 0 | 0 | Heating_Electric_Air-Source Heat Pump_E2_Purchases
E3 | 0 | 0 | 0 | 0 | 0 | 0 | 0 | 0 | 0 | 0 | 0 | 0 | 0 | 0 | 0 | 0 | 0 | 0 | 0 | 0 | 0 | 0 | 0 | 0 | 0 | 0 | 0 | 0 | 0 | 0 | 0 | Heating_Electric_Air-Source Heat Pump_E3_Purchases
E4 | 0 | 0 | 0 | 0 | 0 | 0 | 0 | 0 | 0 | 0 | 0 | 0 | 0 | 0 | 0 | 0 | 0 | 0 | 0 | 0 | 0 | 0 | 0 | 0 | 0 | 0 | 0 | 0 | 0 | 0 | 0 | Heating_Electric_Air-Source Heat Pump_E4_Purchases
E5 | 0 | 0 | 0 | 0 | 0 | 0 | 0 | 0 | 0 | 0 | 0 | 0 | 0 | 0 | 0 | 0 | 0 | 0 | 0 | 0 | 0 | 0 | 0 | 0 | 0 | 0 | 0 | 0 | 0 | 0 | 0 | Heating_Electric_Air-Source Heat Pump_E5_Purchases
E6 | 0 | 0 | 0 | 0 | 0 | 0 | 0 | 0 | 0 | 0 | 0 | 0 | 0 | 0 | 0 | 0 | 0 | 0 | 0 | 0 | 0 | 0 | 0 | 0 | 0 | 0 | 0 | 0 | 0 | 0 | 0 | Heating_Electric_Air-Source Heat Pump_E6_Purchases
E7 | 0 | 0 | 0 | 0 | 0 | 0 | 0 | 0 | 0 | 0 | 0 | 0 | 0 | 0 | 0 | 0 | 0 | 0 | 0 | 0 | 0 | 0 | 0 | 0 | 0 | 0 | 0 | 0 | 0 | 0 | 0 | Heating_Electric_Air-Source Heat Pump_E7_Purchases
E8 | 0 | 0 | 0 | 0 | 0 | 0 | 0 | 0 | 0 | 0 | 0 | 0 | 0 | 0 | 0 | 0 | 0 | 0 | 0 | 0 | 0 | 0 | 0 | 0 | 0 | 0 | 0 | 0 | 0 | 0 | 0 | Heating_Electric_Air-Source Heat Pump_E8_Purchases
E9 | 0 | 0 | 0 | 0 | 0 | 0 | 0 | 0 | 0 | 0 | 0 | 0 | 0 | 0 | 0 | 0 | 0 | 0 | 0 | 0 | 0 | 0 | 0 | 0 | 0 | 0 | 0 | 0 | 0 | 0 | 0 | Heating_Electric_Air-Source Heat Pump_E9_Purchases
E10 | 0 | 0 | 0 | 0 | 0 | 0 | 0 | 0 | 0 | 0 | 0 | 0 | 0 | 0 | 0 | 0 | 0 | 0 | 0 | 0 | 0 | 0 | 0 | 0 | 0 | 0 | 0 | 0 | 0 | 0 | 0 | Heating_Electric_Air-Source Heat Pump_E10_Purchases
Aggregate Stock
Year | Year 0 | Year 1 | Year 2 | Year 3 | Year 4 | Year 5 | Year 6 | Year 7 | Year 8 | Year 9 | Year 10 | Year 11 | Year 12 | Year 13 | Year 14 | Year 15 | Year 16 | Year 17 | Year 18 | Year 19 | Year 20 | Year 21 | Year 22 | Year 23 | Year 24 | Year 25 | Year 26 | Year 27 | Year 28 | Year 29 | Year 30
E1 | 0 | 0 | 0 | 0 | 0 | 0 | 0 | 0 | 0 | 0 | 0 | 0 | 0 | 0 | 0 | 0 | 0 | 0 | 0 | 0 | 0 | 0 | 0 | 0 | 0 | 0 | 0 | 0 | 0 | 0 | 0 | Heating_Electric_Air-Source Heat Pump_E1_Stock
E2 | 0 | 0 | 0 | 0 | 0 | 0 | 0 | 0 | 0 | 0 | 0 | 0 | 0 | 0 | 0 | 0 | 0 | 0 | 0 | 0 | 0 | 0 | 0 | 0 | 0 | 0 | 0 | 0 | 0 | 0 | 0 | Heating_Electric_Air-Source Heat Pump_E2_Stock
E3 | 0 | 0 | 0 | 0 | 0 | 0 | 0 | 0 | 0 | 0 | 0 | 0 | 0 | 0 | 0 | 0 | 0 | 0 | 0 | 0 | 0 | 0 | 0 | 0 | 0 | 0 | 0 | 0 | 0 | 0 | 0 | Heating_Electric_Air-Source Heat Pump_E3_Stock
E4 | 0 | 0 | 0 | 0 | 0 | 0 | 0 | 0 | 0 | 0 | 0 | 0 | 0 | 0 | 0 | 0 | 0 | 0 | 0 | 0 | 0 | 0 | 0 | 0 | 0 | 0 | 0 | 0 | 0 | 0 | 0 | Heating_Electric_Air-Source Heat Pump_E4_Stock
E5 | 0 | 0 | 0 | 0 | 0 | 0 | 0 | 0 | 0 | 0 | 0 | 0 | 0 | 0 | 0 | 0 | 0 | 0 | 0 | 0 | 0 | 0 | 0 | 0 | 0 | 0 | 0 | 0 | 0 | 0 | 0 | Heating_Electric_Air-Source Heat Pump_E5_Stock
E6 | 0 | 0 | 0 | 0 | 0 | 0 | 0 | 0 | 0 | 0 | 0 | 0 | 0 | 0 | 0 | 0 | 0 | 0 | 0 | 0 | 0 | 0 | 0 | 0 | 0 | 0 | 0 | 0 | 0 | 0 | 0 | Heating_Electric_Air-Source Heat Pump_E6_Stock
E7 | 0 | 0 | 0 | 0 | 0 | 0 | 0 | 0 | 0 | 0 | 0 | 0 | 0 | 0 | 0 | 0 | 0 | 0 | 0 | 0 | 0 | 0 | 0 | 0 | 0 | 0 | 0 | 0 | 0 | 0 | 0 | Heating_Electric_Air-Source Heat Pump_E7_Stock
E8 | 0 | 0 | 0 | 0 | 0 | 0 | 0 | 0 | 0 | 0 | 0 | 0 | 0 | 0 | 0 | 0 | 0 | 0 | 0 | 0 | 0 | 0 | 0 | 0 | 0 | 0 | 0 | 0 | 0 | 0 | 0 | Heating_Electric_Air-Source Heat Pump_E8_Stock
E9 | 0 | 0 | 0 | 0 | 0 | 0 | 0 | 0 | 0 | 0 | 0 | 0 | 0 | 0 | 0 | 0 | 0 | 0 | 0 | 0 | 0 | 0 | 0 | 0 | 0 | 0 | 0 | 0 | 0 | 0 | 0 | Heating_Electric_Air-Source Heat Pump_E9_Stock
E10 | 0 | 0 | 0 | 0 | 0 | 0 | 0 | 0 | 0 | 0 | 0 | 0 | 0 | 0 | 0 | 0 | 0 | 0 | 0 | 0 | 0 | 0 | 0 | 0 | 0 | 0 | 0 | 0 | 0 | 0 | 0 | Heating_Electric_Air-Source Heat Pump_E10_Stock
Vintage | 0 | 0 | 0 | 0 | 0 | 0 | 0 | 0 | 0 | 0 | 0 | 0 | 0 | 0 | 0 | 0 | 0 | 0 | 0 | 0 | 0 | 0 | 0 | 0 | 0 | 0 | 0 | 0 | 0 | 0 | 0 | Heating_Electric_Air-Source Heat Pump_Vintage_Stock
Original Forecast Results
Year | Year 0 | Year 1 | Year 2 | Year 3 | Year 4 | Year 5 | Year 6 | Year 7 | Year 8 | Year 9 | Year 10 | Year 11 | Year 12 | Year 13 | Year 14 | Year 15 | Year 16 | Year 17 | Year 18 | Year 19 | Year 20 | Year 21 | Year 22 | Year 23 | Year 24 | Year 25 | Year 26 | Year 27 | Year 28 | Year 29 | Year 30
Units | 0 | 112.8302 | 229.7584 | 353.1488 | 476.2485 | 596.5041 | 711.4829 | 821.2078 | 926.5466 | 1028.9428 | 1129.6085 | 1228.2157 | 1324.8035 | 1419.3936 | 1512.0086 | 1602.4138 | 1690.6778 | 1776.7895 | 1860.6174 | 1942.3725 | 2022.1705 | 2100.3087 | 2176.7413 | 0 | 0 | 0 | 0 | 0 | 0 | 0 | 0
Usage | 0 | 0.63294 | 1.2804 | 1.9544 | 2.5883 | 3.2473 | 3.891 | 4.4692 | 5.0106 | 5.5795 | 6.1638 | 6.7447 | 7.311 | 7.8625 | 8.4299 | 8.9717 | 9.4898 | 9.9702 | 10.4684 | 10.9475 | 11.414 | 11.8721 | 12.2686 | 0 | 0 | 0 | 0 | 0 | 0 | 0 | 0
Peak Demand (S) | 0 | 0 | 0 | 0 | 0 | 0 | 0 | 0 | 0 | 0 | 0 | 0 | 0 | 0 | 0 | 0 | 0 | 0 | 0 | 0 | 0 | 0 | 0 | 0 | 0 | 0 | 0 | 0 | 0 | 0 | 0
Peak Demand (W) | 0 | 0.36516 | 0.73871 | 1.1276 | 1.4933 | 1.8735 | 2.2449 | 2.5784 | 2.8908 | 3.219 | 3.5561 | 3.8913 | 4.218 | 4.5361 | 4.8635 | 5.1761 | 5.475 | 5.7521 | 6.0396 | 6.316 | 6.5851 | 6.8494 | 7.0782 | 0 | 0 | 0 | 0 | 0 | 0 | 0 | 0
Turnover | 0 | 112.8302 | 116.9282 | 123.3904 | 123.0996 | 120.2556 | 114.9789 | 109.7249 | 105.3388 | 102.3962 | 100.6658 | 98.6071 | 96.5878 | 94.5902 | 92.6149 | 90.4052 | 88.264 | 86.1117 | 83.8279 | 81.7551 | 79.798 | 78.1382 | 95.2376 | 0 | 0 | 0 | 0 | 0 | 0 | 0 | 0
Avg. Replacement Usage | 5454.871 | 5609.6679 | 5447.2655 | 5452.4836 | 5374.9208 | 5395.9068 | 5428.4915 | 5407.332 | 5377.0735 | 5394.7916 | 5431.1577 | 5467.8903 | 5496.5911 | 5518.7175 | 5555.8135 | 5580.4498 | 5595.4787 | 5594.6568 | 5610.3287 | 5620.8068 | 5629.6677 | 5638.3533 | 5624.8219 | 0 | 0 | 0 | 0 | 0 | 0 | 0 | 0
Avg. Replacement Demand (S) | 0 | 0 | 0 | 0 | 0 | 0 | 0 | 0 | 0 | 0 | 0 | 0 | 0 | 0 | 0 | 0 | 0 | 0 | 0 | 0 | 0 | 0 | 0 | 0 | 0 | 0 | 0 | 0 | 0 | 0 | 0
Avg. Replacement Demand (W) | 3.1471 | 3.2364 | 3.1427 | 3.1457 | 3.101 | 3.1131 | 3.1319 | 3.1197 | 3.1022 | 3.1124 | 3.1334 | 3.1546 | 3.1712 | 3.1839 | 3.2053 | 3.2196 | 3.2282 | 3.2277 | 3.2368 | 3.2428 | 3.2479 | 3.253 | 3.2452 | 0 | 0 | 0 | 0 | 0 | 0 | 0 | 0
Original Forecast Purchases
Year | Year 0 | Year 1 | Year 2 | Year 3 | Year 4 | Year 5 | Year 6 | Year 7 | Year 8 | Year 9 | Year 10 | Year 11 | Year 12 | Year 13 | Year 14 | Year 15 | Year 16 | Year 17 | Year 18 | Year 19 | Year 20 | Year 21 | Year 22 | Year 23 | Year 24 | Year 25 | Year 26 | Year 27 | Year 28 | Year 29 | Year 30
E1 | 0 | 97.5964 | 3.3103e-15 | 4.6577e-15 | 5.8084e-15 | 6.809e-15 | 7.5953e-15 | 8.2837e-15 | 8.9466e-15 | 9.663e-15 | 9.4997e-15 | 9.3055e-15 | 9.1149e-15 | 8.9264e-15 | 8.74e-15 | 8.5314e-15 | 8.3294e-15 | 8.1263e-15 | 7.9107e-15 | 7.7151e-15 | 7.5305e-15 | 7.3738e-15 | 8.9875e-15 | 0 | 0 | 0 | 0 | 0 | 0 | 0 | 0
E2 | 0 | 0 | 103.4797 | 109.1986 | 108.9413 | 106.4244 | 101.7546 | 97.1049 | 93.2232 | 90.6191 | 89.0877 | 87.2658 | 85.4787 | 83.7109 | 81.9628 | 80.0072 | 78.1123 | 76.2076 | 74.1864 | 72.352 | 70.6201 | 69.1511 | 84.2838 | 0 | 0 | 0 | 0 | 0 | 0 | 0 | 0
E3 | 0 | 9.7743 | 7.2415 | 7.6417 | 7.6237 | 7.4476 | 7.1208 | 6.7954 | 6.5238 | 6.3415 | 6.2344 | 6.1069 | 5.9818 | 5.8581 | 5.7358 | 5.5989 | 5.4663 | 5.333 | 5.1916 | 5.0632 | 4.942 | 4.8392 | 5.8982 | 0 | 0 | 0 | 0 | 0 | 0 | 0 | 0
E4 | 0 | 3.7571 | 4.2562 | 4.4915 | 4.4809 | 4.3774 | 4.1853 | 3.994 | 3.8344 | 3.7273 | 3.6643 | 3.5893 | 3.5158 | 3.4431 | 3.3712 | 3.2908 | 3.2128 | 3.1345 | 3.0514 | 2.9759 | 2.9047 | 2.8443 | 3.4667 | 0 | 0 | 0 | 0 | 0 | 0 | 0 | 0
E5 | 0 | 1.7024 | 1.9508 | 2.0586 | 2.0537 | 2.0063 | 1.9183 | 1.8306 | 1.7574 | 1.7083 | 1.6795 | 1.6451 | 1.6114 | 1.5781 | 1.5451 | 1.5083 | 1.4726 | 1.4366 | 1.3985 | 1.364 | 1.3313 | 1.3036 | 1.5889 | 0 | 0 | 0 | 0 | 0 | 0 | 0 | 0
E6 | 0 | 0 | 0 | 0 | 0 | 0 | 0 | 0 | 0 | 0 | 0 | 0 | 0 | 0 | 0 | 0 | 0 | 0 | 0 | 0 | 0 | 0 | 0 | 0 | 0 | 0 | 0 | 0 | 0 | 0 | 0
E7 | 0 | 0 | 0 | 0 | 0 | 0 | 0 | 0 | 0 | 0 | 0 | 0 | 0 | 0 | 0 | 0 | 0 | 0 | 0 | 0 | 0 | 0 | 0 | 0 | 0 | 0 | 0 | 0 | 0 | 0 | 0
E8 | 0 | 0 | 0 | 0 | 0 | 0 | 0 | 0 | 0 | 0 | 0 | 0 | 0 | 0 | 0 | 0 | 0 | 0 | 0 | 0 | 0 | 0 | 0 | 0 | 0 | 0 | 0 | 0 | 0 | 0 | 0
E9 | 0 | 0 | 0 | 0 | 0 | 0 | 0 | 0 | 0 | 0 | 0 | 0 | 0 | 0 | 0 | 0 | 0 | 0 | 0 | 0 | 0 | 0 | 0 | 0 | 0 | 0 | 0 | 0 | 0 | 0 | 0
E10 | 0 | 0 | 0 | 0 | 0 | 0 | 0 | 0 | 0 | 0 | 0 | 0 | 0 | 0 | 0 | 0 | 0 | 0 | 0 | 0 | 0 | 0 | 0 | 0 | 0 | 0 | 0 | 0 | 0 | 0 | 0
Original Forecast Stock
Year | Year 0 | Year 1 | Year 2 | Year 3 | Year 4 | Year 5 | Year 6 | Year 7 | Year 8 | Year 9 | Year 10 | Year 11 | Year 12 | Year 13 | Year 14 | Year 15 | Year 16 | Year 17 | Year 18 | Year 19 | Year 20 | Year 21 | Year 22 | Year 23 | Year 24 | Year 25 | Year 26 | Year 27 | Year 28 | Year 29 | Year 30
E1 | 0 | 97.5964 | 97.5964 | 97.5964 | 97.5964 | 97.5964 | 97.5964 | 97.5964 | 97.5964 | 97.5964 | 97.5964 | 97.5964 | 97.5964 | 97.5964 | 97.5964 | 97.5964 | 97.5964 | 97.5964 | 97.5964 | 97.5964 | 97.5964 | 97.5964 | 81.3303 | 0 | 0 | 0 | 0 | 0 | 0 | 0 | 0
E2 | 0 | 0 | 103.4797 | 212.6783 | 321.6196 | 428.044 | 529.7986 | 626.9034 | 720.1266 | 810.7457 | 899.8334 | 987.0992 | 1072.5779 | 1156.2888 | 1238.2516 | 1318.2588 | 1396.3711 | 1472.5787 | 1546.7651 | 1619.1171 | 1689.7372 | 1758.8883 | 1843.1722 | 0 | 0 | 0 | 0 | 0 | 0 | 0 | 0
E3 | 0 | 9.7743 | 17.0158 | 24.6575 | 32.2813 | 39.7288 | 46.8496 | 53.645 | 60.1688 | 66.5103 | 72.7447 | 78.8515 | 84.8333 | 90.6914 | 96.4272 | 102.0261 | 107.4924 | 112.8254 | 118.0169 | 123.0801 | 128.0221 | 132.8613 | 137.1305 | 0 | 0 | 0 | 0 | 0 | 0 | 0 | 0
E4 | 0 | 3.7571 | 8.0133 | 12.5048 | 16.9857 | 21.363 | 25.5483 | 29.5423 | 33.3767 | 37.104 | 40.7682 | 44.3576 | 47.8734 | 51.3165 | 54.6878 | 57.9785 | 61.1914 | 64.3259 | 67.3773 | 70.3532 | 73.2579 | 76.1021 | 78.9426 | 0 | 0 | 0 | 0 | 0 | 0 | 0 | 0
E5 | 0 | 1.7024 | 3.6532 | 5.7118 | 7.7655 | 9.7718 | 11.6901 | 13.5207 | 15.2781 | 16.9864 | 18.6659 | 20.311 | 21.9224 | 23.5005 | 25.0457 | 26.5539 | 28.0265 | 29.4631 | 30.8617 | 32.2256 | 33.5569 | 34.8606 | 36.1657 | 0 | 0 | 0 | 0 | 0 | 0 | 0 | 0
E6 | 0 | 0 | 0 | 0 | 0 | 0 | 0 | 0 | 0 | 0 | 0 | 0 | 0 | 0 | 0 | 0 | 0 | 0 | 0 | 0 | 0 | 0 | 0 | 0 | 0 | 0 | 0 | 0 | 0 | 0 | 0
E7 | 0 | 0 | 0 | 0 | 0 | 0 | 0 | 0 | 0 | 0 | 0 | 0 | 0 | 0 | 0 | 0 | 0 | 0 | 0 | 0 | 0 | 0 | 0 | 0 | 0 | 0 | 0 | 0 | 0 | 0 | 0
E8 | 0 | 0 | 0 | 0 | 0 | 0 | 0 | 0 | 0 | 0 | 0 | 0 | 0 | 0 | 0 | 0 | 0 | 0 | 0 | 0 | 0 | 0 | 0 | 0 | 0 | 0 | 0 | 0 | 0 | 0 | 0
E9 | 0 | 0 | 0 | 0 | 0 | 0 | 0 | 0 | 0 | 0 | 0 | 0 | 0 | 0 | 0 | 0 | 0 | 0 | 0 | 0 | 0 | 0 | 0 | 0 | 0 | 0 | 0 | 0 | 0 | 0 | 0
E10 | 0 | 0 | 0 | 0 | 0 | 0 | 0 | 0 | 0 | 0 | 0 | 0 | 0 | 0 | 0 | 0 | 0 | 0 | 0 | 0 | 0 | 0 | 0 | 0 | 0 | 0 | 0 | 0 | 0 | 0 | 0
Vintage | 0 | 0 | 0 | 0 | 0 | 0 | 0 | 0 | 0 | 0 | 0 | 0 | 0 | 0 | 0 | 0 | 0 | 0 | 0 | 0 | 0 | 0 | 0 | 0 | 0 | 0 | 0 | 0 | 0 | 0 | 0
Current Forecast Results (Repeat Techs only)
Year | Year 0 | Year 1 | Year 2 | Year 3 | Year 4 | Year 5 | Year 6 | Year 7 | Year 8 | Year 9 | Year 10 | Year 11 | Year 12 | Year 13 | Year 14 | Year 15 | Year 16 | Year 17 | Year 18 | Year 19 | Year 20 | Year 21 | Year 22 | Year 23 | Year 24 | Year 25 | Year 26 | Year 27 | Year 28 | Year 29 | Year 30
Units | 0 | 0 | 0 | 0 | 0 | 0 | 0 | 0 | 0 | 0 | 0 | 0 | 0 | 0 | 0 | 0 | 0 | 0 | 0 | 0 | 0 | 0 | 0 | 0 | 0 | 0 | 0 | 0 | 0 | 0 | 0
Usage | 0 | 0 | 0 | 0 | 0 | 0 | 0 | 0 | 0 | 0 | 0 | 0 | 0 | 0 | 0 | 0 | 0 | 0 | 0 | 0 | 0 | 0 | 0 | 0 | 0 | 0 | 0 | 0 | 0 | 0 | 0
Peak Demand (S) | 0 | 0 | 0 | 0 | 0 | 0 | 0 | 0 | 0 | 0 | 0 | 0 | 0 | 0 | 0 | 0 | 0 | 0 | 0 | 0 | 0 | 0 | 0 | 0 | 0 | 0 | 0 | 0 | 0 | 0 | 0
Peak Demand (W) | 0 | 0 | 0 | 0 | 0 | 0 | 0 | 0 | 0 | 0 | 0 | 0 | 0 | 0 | 0 | 0 | 0 | 0 | 0 | 0 | 0 | 0 | 0 | 0 | 0 | 0 | 0 | 0 | 0 | 0 | 0
Turnover | 0 | 0 | 0 | 0 | 0 | 0 | 0 | 0 | 0 | 0 | 0 | 0 | 0 | 0 | 0 | 0 | 0 | 0 | 0 | 0 | 0 | 0 | 0 | 0 | 0 | 0 | 0 | 0 | 0 | 0 | 0
Avg. Replacement Usage | 0 | 0 | 0 | 0 | 0 | 0 | 0 | 0 | 0 | 0 | 0 | 0 | 0 | 0 | 0 | 0 | 0 | 0 | 0 | 0 | 0 | 0 | 0 | 0 | 0 | 0 | 0 | 0 | 0 | 0 | 0
Avg. Replacement Demand (S) | 0 | 0 | 0 | 0 | 0 | 0 | 0 | 0 | 0 | 0 | 0 | 0 | 0 | 0 | 0 | 0 | 0 | 0 | 0 | 0 | 0 | 0 | 0 | 0 | 0 | 0 | 0 | 0 | 0 | 0 | 0
Avg. Replacement Demand (W) | 0 | 0 | 0 | 0 | 0 | 0 | 0 | 0 | 0 | 0 | 0 | 0 | 0 | 0 | 0 | 0 | 0 | 0 | 0 | 0 | 0 | 0 | 0 | 0 | 0 | 0 | 0 | 0 | 0 | 0 | 0
Current Forecast Purchases (Repeat Techs only)
Year | Year 0 | Year 1 | Year 2 | Year 3 | Year 4 | Year 5 | Year 6 | Year 7 | Year 8 | Year 9 | Year 10 | Year 11 | Year 12 | Year 13 | Year 14 | Year 15 | Year 16 | Year 17 | Year 18 | Year 19 | Year 20 | Year 21 | Year 22 | Year 23 | Year 24 | Year 25 | Year 26 | Year 27 | Year 28 | Year 29 | Year 30
E1 | 0 | 0 | 0 | 0 | 0 | 0 | 0 | 0 | 0 | 0 | 0 | 0 | 0 | 0 | 0 | 0 | 0 | 0 | 0 | 0 | 0 | 0 | 0 | 0 | 0 | 0 | 0 | 0 | 0 | 0 | 0
E2 | 0 | 0 | 0 | 0 | 0 | 0 | 0 | 0 | 0 | 0 | 0 | 0 | 0 | 0 | 0 | 0 | 0 | 0 | 0 | 0 | 0 | 0 | 0 | 0 | 0 | 0 | 0 | 0 | 0 | 0 | 0
E3 | 0 | 0 | 0 | 0 | 0 | 0 | 0 | 0 | 0 | 0 | 0 | 0 | 0 | 0 | 0 | 0 | 0 | 0 | 0 | 0 | 0 | 0 | 0 | 0 | 0 | 0 | 0 | 0 | 0 | 0 | 0
E4 | 0 | 0 | 0 | 0 | 0 | 0 | 0 | 0 | 0 | 0 | 0 | 0 | 0 | 0 | 0 | 0 | 0 | 0 | 0 | 0 | 0 | 0 | 0 | 0 | 0 | 0 | 0 | 0 | 0 | 0 | 0
E5 | 0 | 0 | 0 | 0 | 0 | 0 | 0 | 0 | 0 | 0 | 0 | 0 | 0 | 0 | 0 | 0 | 0 | 0 | 0 | 0 | 0 | 0 | 0 | 0 | 0 | 0 | 0 | 0 | 0 | 0 | 0
E6 | 0 | 0 | 0 | 0 | 0 | 0 | 0 | 0 | 0 | 0 | 0 | 0 | 0 | 0 | 0 | 0 | 0 | 0 | 0 | 0 | 0 | 0 | 0 | 0 | 0 | 0 | 0 | 0 | 0 | 0 | 0
E7 | 0 | 0 | 0 | 0 | 0 | 0 | 0 | 0 | 0 | 0 | 0 | 0 | 0 | 0 | 0 | 0 | 0 | 0 | 0 | 0 | 0 | 0 | 0 | 0 | 0 | 0 | 0 | 0 | 0 | 0 | 0
E8 | 0 | 0 | 0 | 0 | 0 | 0 | 0 | 0 | 0 | 0 | 0 | 0 | 0 | 0 | 0 | 0 | 0 | 0 | 0 | 0 | 0 | 0 | 0 | 0 | 0 | 0 | 0 | 0 | 0 | 0 | 0
E9 | 0 | 0 | 0 | 0 | 0 | 0 | 0 | 0 | 0 | 0 | 0 | 0 | 0 | 0 | 0 | 0 | 0 | 0 | 0 | 0 | 0 | 0 | 0 | 0 | 0 | 0 | 0 | 0 | 0 | 0 | 0
E10 | 0 | 0 | 0 | 0 | 0 | 0 | 0 | 0 | 0 | 0 | 0 | 0 | 0 | 0 | 0 | 0 | 0 | 0 | 0 | 0 | 0 | 0 | 0 | 0 | 0 | 0 | 0 | 0 | 0 | 0 | 0
Current Forecast Stock (Repeat Techs only)
Year | Year 0 | Year 1 | Year 2 | Year 3 | Year 4 | Year 5 | Year 6 | Year 7 | Year 8 | Year 9 | Year 10 | Year 11 | Year 12 | Year 13 | Year 14 | Year 15 | Year 16 | Year 17 | Year 18 | Year 19 | Year 20 | Year 21 | Year 22 | Year 23 | Year 24 | Year 25 | Year 26 | Year 27 | Year 28 | Year 29 | Year 30
E1 | 0 | 0 | 0 | 0 | 0 | 0 | 0 | 0 | 0 | 0 | 0 | 0 | 0 | 0 | 0 | 0 | 0 | 0 | 0 | 0 | 0 | 0 | 0 | 0 | 0 | 0 | 0 | 0 | 0 | 0 | 0
E2 | 0 | 0 | 0 | 0 | 0 | 0 | 0 | 0 | 0 | 0 | 0 | 0 | 0 | 0 | 0 | 0 | 0 | 0 | 0 | 0 | 0 | 0 | 0 | 0 | 0 | 0 | 0 | 0 | 0 | 0 | 0
E3 | 0 | 0 | 0 | 0 | 0 | 0 | 0 | 0 | 0 | 0 | 0 | 0 | 0 | 0 | 0 | 0 | 0 | 0 | 0 | 0 | 0 | 0 | 0 | 0 | 0 | 0 | 0 | 0 | 0 | 0 | 0
E4 | 0 | 0 | 0 | 0 | 0 | 0 | 0 | 0 | 0 | 0 | 0 | 0 | 0 | 0 | 0 | 0 | 0 | 0 | 0 | 0 | 0 | 0 | 0 | 0 | 0 | 0 | 0 | 0 | 0 | 0 | 0
E5 | 0 | 0 | 0 | 0 | 0 | 0 | 0 | 0 | 0 | 0 | 0 | 0 | 0 | 0 | 0 | 0 | 0 | 0 | 0 | 0 | 0 | 0 | 0 | 0 | 0 | 0 | 0 | 0 | 0 | 0 | 0
E6 | 0 | 0 | 0 | 0 | 0 | 0 | 0 | 0 | 0 | 0 | 0 | 0 | 0 | 0 | 0 | 0 | 0 | 0 | 0 | 0 | 0 | 0 | 0 | 0 | 0 | 0 | 0 | 0 | 0 | 0 | 0
E7 | 0 | 0 | 0 | 0 | 0 | 0 | 0 | 0 | 0 | 0 | 0 | 0 | 0 | 0 | 0 | 0 | 0 | 0 | 0 | 0 | 0 | 0 | 0 | 0 | 0 | 0 | 0 | 0 | 0 | 0 | 0
E8 | 0 | 0 | 0 | 0 | 0 | 0 | 0 | 0 | 0 | 0 | 0 | 0 | 0 | 0 | 0 | 0 | 0 | 0 | 0 | 0 | 0 | 0 | 0 | 0 | 0 | 0 | 0 | 0 | 0 | 0 | 0
E9 | 0 | 0 | 0 | 0 | 0 | 0 | 0 | 0 | 0 | 0 | 0 | 0 | 0 | 0 | 0 | 0 | 0 | 0 | 0 | 0 | 0 | 0 | 0 | 0 | 0 | 0 | 0 | 0 | 0 | 0 | 0
E10 | 0 | 0 | 0 | 0 | 0 | 0 | 0 | 0 | 0 | 0 | 0 | 0 | 0 | 0 | 0 | 0 | 0 | 0 | 0 | 0 | 0 | 0 | 0 | 0 | 0 | 0 | 0 | 0 | 0 | 0 | 0
Vintage | 0 | 0 | 0 | 0 | 0 | 0 | 0 | 0 | 0 | 0 | 0 | 0 | 0 | 0 | 0 | 0 | 0 | 0 | 0 | 0 | 0 | 0 | 0 | 0 | 0 | 0 | 0 | 0 | 0 | 0 | 0
Final Results
Year | Year 0 | Year 1 | Year 2 | Year 3 | Year 4 | Year 5 | Year 6 | Year 7 | Year 8 | Year 9 | Year 10 | Year 11 | Year 12 | Year 13 | Year 14 | Year 15 | Year 16 | Year 17 | Year 18 | Year 19 | Year 20 | Year 21 | Year 22 | Year 23 | Year 24 | Year 25 | Year 26 | Year 27 | Year 28 | Year 29 | Year 30
Units | 0 | 112.8302 | 229.7584 | 353.1488 | 476.2485 | 596.5041 | 711.4829 | 821.2078 | 926.5466 | 1028.9428 | 1129.6085 | 1228.2157 | 1324.8035 | 1419.3936 | 1512.0086 | 1602.4138 | 1690.6778 | 1776.7895 | 1860.6174 | 1942.3725 | 2022.1705 | 2100.3087 | 2176.7413 | 0 | 0 | 0 | 0 | 0 | 0 | 0 | 0
Usage | 0 | 0.63294 | 1.2804 | 1.9544 | 2.5883 | 3.2473 | 3.891 | 4.4692 | 5.0106 | 5.5795 | 6.1638 | 6.7447 | 7.311 | 7.8625 | 8.4299 | 8.9717 | 9.4898 | 9.9702 | 10.4684 | 10.9475 | 11.414 | 11.8721 | 12.2686 | 0 | 0 | 0 | 0 | 0 | 0 | 0 | 0
Peak Demand (S) | 0 | 0 | 0 | 0 | 0 | 0 | 0 | 0 | 0 | 0 | 0 | 0 | 0 | 0 | 0 | 0 | 0 | 0 | 0 | 0 | 0 | 0 | 0 | 0 | 0 | 0 | 0 | 0 | 0 | 0 | 0
Peak Demand (W) | 0 | 0.36516 | 0.73871 | 1.1276 | 1.4933 | 1.8735 | 2.2449 | 2.5784 | 2.8908 | 3.219 | 3.5561 | 3.8913 | 4.218 | 4.5361 | 4.8635 | 5.1761 | 5.475 | 5.7521 | 6.0396 | 6.316 | 6.5851 | 6.8494 | 7.0782 | 0 | 0 | 0 | 0 | 0 | 0 | 0 | 0
Turnover | 0 | 112.8302 | 116.9282 | 123.3904 | 123.0996 | 120.2556 | 114.9789 | 109.7249 | 105.3388 | 102.3962 | 100.6658 | 98.6071 | 96.5878 | 94.5902 | 92.6149 | 90.4052 | 88.264 | 86.1117 | 83.8279 | 81.7551 | 79.798 | 78.1382 | 95.2376 | 0 | 0 | 0 | 0 | 0 | 0 | 0 | 0
Avg. Replacement Usage | 5454.871 | 5609.6679 | 5447.2655 | 5452.4836 | 5374.9208 | 5395.9068 | 5428.4915 | 5407.332 | 5377.0735 | 5394.7916 | 5431.1577 | 5467.8903 | 5496.5911 | 5518.7175 | 5555.8135 | 5580.4498 | 5595.4787 | 5594.6568 | 5610.3287 | 5620.8068 | 5629.6677 | 5638.3533 | 5624.8219 | 0 | 0 | 0 | 0 | 0 | 0 | 0 | 0
Avg. Replacement Demand (S) | 0 | 0 | 0 | 0 | 0 | 0 | 0 | 0 | 0 | 0 | 0 | 0 | 0 | 0 | 0 | 0 | 0 | 0 | 0 | 0 | 0 | 0 | 0 | 0 | 0 | 0 | 0 | 0 | 0 | 0 | 0
Avg. Replacement Demand (W) | 3.1471 | 3.2364 | 3.1427 | 3.1457 | 3.101 | 3.1131 | 3.1319 | 3.1197 | 3.1022 | 3.1124 | 3.1334 | 3.1546 | 3.1712 | 3.1839 | 3.2053 | 3.2196 | 3.2282 | 3.2277 | 3.2368 | 3.2428 | 3.2479 | 3.253 | 3.2452 | 0 | 0 | 0 | 0 | 0 | 0 | 0 | 0
Final Purchases
Year | Year 0 | Year 1 | Year 2 | Year 3 | Year 4 | Year 5 | Year 6 | Year 7 | Year 8 | Year 9 | Year 10 | Year 11 | Year 12 | Year 13 | Year 14 | Year 15 | Year 16 | Year 17 | Year 18 | Year 19 | Year 20 | Year 21 | Year 22 | Year 23 | Year 24 | Year 25 | Year 26 | Year 27 | Year 28 | Year 29 | Year 30
E1 | 0 | 97.5964 | 3.3103e-15 | 4.6577e-15 | 5.8084e-15 | 6.809e-15 | 7.5953e-15 | 8.2837e-15 | 8.9466e-15 | 9.663e-15 | 9.4997e-15 | 9.3055e-15 | 9.1149e-15 | 8.9264e-15 | 8.74e-15 | 8.5314e-15 | 8.3294e-15 | 8.1263e-15 | 7.9107e-15 | 7.7151e-15 | 7.5305e-15 | 7.3738e-15 | 8.9875e-15 | 0 | 0 | 0 | 0 | 0 | 0 | 0 | 0
E2 | 0 | 0 | 103.4797 | 109.1986 | 108.9413 | 106.4244 | 101.7546 | 97.1049 | 93.2232 | 90.6191 | 89.0877 | 87.2658 | 85.4787 | 83.7109 | 81.9628 | 80.0072 | 78.1123 | 76.2076 | 74.1864 | 72.352 | 70.6201 | 69.1511 | 84.2838 | 0 | 0 | 0 | 0 | 0 | 0 | 0 | 0
E3 | 0 | 9.7743 | 7.2415 | 7.6417 | 7.6237 | 7.4476 | 7.1208 | 6.7954 | 6.5238 | 6.3415 | 6.2344 | 6.1069 | 5.9818 | 5.8581 | 5.7358 | 5.5989 | 5.4663 | 5.333 | 5.1916 | 5.0632 | 4.942 | 4.8392 | 5.8982 | 0 | 0 | 0 | 0 | 0 | 0 | 0 | 0
E4 | 0 | 3.7571 | 4.2562 | 4.4915 | 4.4809 | 4.3774 | 4.1853 | 3.994 | 3.8344 | 3.7273 | 3.6643 | 3.5893 | 3.5158 | 3.4431 | 3.3712 | 3.2908 | 3.2128 | 3.1345 | 3.0514 | 2.9759 | 2.9047 | 2.8443 | 3.4667 | 0 | 0 | 0 | 0 | 0 | 0 | 0 | 0
E5 | 0 | 1.7024 | 1.9508 | 2.0586 | 2.0537 | 2.0063 | 1.9183 | 1.8306 | 1.7574 | 1.7083 | 1.6795 | 1.6451 | 1.6114 | 1.5781 | 1.5451 | 1.5083 | 1.4726 | 1.4366 | 1.3985 | 1.364 | 1.3313 | 1.3036 | 1.5889 | 0 | 0 | 0 | 0 | 0 | 0 | 0 | 0
E6 | 0 | 0 | 0 | 0 | 0 | 0 | 0 | 0 | 0 | 0 | 0 | 0 | 0 | 0 | 0 | 0 | 0 | 0 | 0 | 0 | 0 | 0 | 0 | 0 | 0 | 0 | 0 | 0 | 0 | 0 | 0
E7 | 0 | 0 | 0 | 0 | 0 | 0 | 0 | 0 | 0 | 0 | 0 | 0 | 0 | 0 | 0 | 0 | 0 | 0 | 0 | 0 | 0 | 0 | 0 | 0 | 0 | 0 | 0 | 0 | 0 | 0 | 0
E8 | 0 | 0 | 0 | 0 | 0 | 0 | 0 | 0 | 0 | 0 | 0 | 0 | 0 | 0 | 0 | 0 | 0 | 0 | 0 | 0 | 0 | 0 | 0 | 0 | 0 | 0 | 0 | 0 | 0 | 0 | 0
E9 | 0 | 0 | 0 | 0 | 0 | 0 | 0 | 0 | 0 | 0 | 0 | 0 | 0 | 0 | 0 | 0 | 0 | 0 | 0 | 0 | 0 | 0 | 0 | 0 | 0 | 0 | 0 | 0 | 0 | 0 | 0
E10 | 0 | 0 | 0 | 0 | 0 | 0 | 0 | 0 | 0 | 0 | 0 | 0 | 0 | 0 | 0 | 0 | 0 | 0 | 0 | 0 | 0 | 0 | 0 | 0 | 0 | 0 | 0 | 0 | 0 | 0 | 0
Final Stock
Year | Year 0 | Year 1 | Year 2 | Year 3 | Year 4 | Year 5 | Year 6 | Year 7 | Year 8 | Year 9 | Year 10 | Year 11 | Year 12 | Year 13 | Year 14 | Year 15 | Year 16 | Year 17 | Year 18 | Year 19 | Year 20 | Year 21 | Year 22 | Year 23 | Year 24 | Year 25 | Year 26 | Year 27 | Year 28 | Year 29 | Year 30
E1 | 0 | 97.5964 | 97.5964 | 97.5964 | 97.5964 | 97.5964 | 97.5964 | 97.5964 | 97.5964 | 97.5964 | 97.5964 | 97.5964 | 97.5964 | 97.5964 | 97.5964 | 97.5964 | 97.5964 | 97.5964 | 97.5964 | 97.5964 | 97.5964 | 97.5964 | 81.3303 | 0 | 0 | 0 | 0 | 0 | 0 | 0 | 0
E2 | 0 | 0 | 103.4797 | 212.6783 | 321.6196 | 428.044 | 529.7986 | 626.9034 | 720.1266 | 810.7457 | 899.8334 | 987.0992 | 1072.5779 | 1156.2888 | 1238.2516 | 1318.2588 | 1396.3711 | 1472.5787 | 1546.7651 | 1619.1171 | 1689.7372 | 1758.8883 | 1843.1722 | 0 | 0 | 0 | 0 | 0 | 0 | 0 | 0
E3 | 0 | 9.7743 | 17.0158 | 24.6575 | 32.2813 | 39.7288 | 46.8496 | 53.645 | 60.1688 | 66.5103 | 72.7447 | 78.8515 | 84.8333 | 90.6914 | 96.4272 | 102.0261 | 107.4924 | 112.8254 | 118.0169 | 123.0801 | 128.0221 | 132.8613 | 137.1305 | 0 | 0 | 0 | 0 | 0 | 0 | 0 | 0
E4 | 0 | 3.7571 | 8.0133 | 12.5048 | 16.9857 | 21.363 | 25.5483 | 29.5423 | 33.3767 | 37.104 | 40.7682 | 44.3576 | 47.8734 | 51.3165 | 54.6878 | 57.9785 | 61.1914 | 64.3259 | 67.3773 | 70.3532 | 73.2579 | 76.1021 | 78.9426 | 0 | 0 | 0 | 0 | 0 | 0 | 0 | 0
E5 | 0 | 1.7024 | 3.6532 | 5.7118 | 7.7655 | 9.7718 | 11.6901 | 13.5207 | 15.2781 | 16.9864 | 18.6659 | 20.311 | 21.9224 | 23.5005 | 25.0457 | 26.5539 | 28.0265 | 29.4631 | 30.8617 | 32.2256 | 33.5569 | 34.8606 | 36.1657 | 0 | 0 | 0 | 0 | 0 | 0 | 0 | 0
E6 | 0 | 0 | 0 | 0 | 0 | 0 | 0 | 0 | 0 | 0 | 0 | 0 | 0 | 0 | 0 | 0 | 0 | 0 | 0 | 0 | 0 | 0 | 0 | 0 | 0 | 0 | 0 | 0 | 0 | 0 | 0
E7 | 0 | 0 | 0 | 0 | 0 | 0 | 0 | 0 | 0 | 0 | 0 | 0 | 0 | 0 | 0 | 0 | 0 | 0 | 0 | 0 | 0 | 0 | 0 | 0 | 0 | 0 | 0 | 0 | 0 | 0 | 0
E8 | 0 | 0 | 0 | 0 | 0 | 0 | 0 | 0 | 0 | 0 | 0 | 0 | 0 | 0 | 0 | 0 | 0 | 0 | 0 | 0 | 0 | 0 | 0 | 0 | 0 | 0 | 0 | 0 | 0 | 0 | 0
E9 | 0 | 0 | 0 | 0 | 0 | 0 | 0 | 0 | 0 | 0 | 0 | 0 | 0 | 0 | 0 | 0 | 0 | 0 | 0 | 0 | 0 | 0 | 0 | 0 | 0 | 0 | 0 | 0 | 0 | 0 | 0
E10 | 0 | 0 | 0 | 0 | 0 | 0 | 0 | 0 | 0 | 0 | 0 | 0 | 0 | 0 | 0 | 0 | 0 | 0 | 0 | 0 | 0 | 0 | 0 | 0 | 0 | 0 | 0 | 0 | 0 | 0 | 0
Vintage | 0 | 0 | 0 | 0 | 0 | 0 | 0 | 0 | 0 | 0 | 0 | 0 | 0 | 0 | 0 | 0 | 0 | 0 | 0 | 0 | 0 | 0 | 0 | 0 | 0 | 0 | 0 | 0 | 0 | 0 | 0

## System Cache (hidden)
Setup |  |  |  |  | Market Size | Building Systems | BC Ratio Factors |  | Potential Factors |  |  |  | System Data | [14 empty] | System Purchase Shares | [5 empty] | System Costs | [5 empty] | System Stock
Key | Segment | Segment | Vintage | System | Market Size-Row | Building Systems-Row | Incentive Rate-Row | Admin Adder-Row | Potential Factors-MAP-Key | Potential Factors-MAP-Row | Potential Factors-RAP-Key | Potential Factors-RAP-Row | System Data-C1-Row | System Data-C1-Tech-Key | System Data-C1-Tech-Row | System Data-C2-Row | System Data-C2-Tech-Key | System Data-C2-Tech-Row | System Data-C3-Row | System Data-C3-Tech-Key | System Data-C3-Tech-Row | System Data-C4-Row | System Data-C4-Tech-Key | System Data-C4-Tech-Row | System Data-C5-Row | System Data-C5-Tech-Key | System Data-C5-Tech-Row | System Purchase Shares-Baseline Forecast-Row | System Purchase Shares-Codes & Standards Forecast-Row | System Purchase Shares-Realistic Achievable Potential-Row | System Purchase Shares-Maximum Achievable Potential-Row | System Purchase Shares-Economic Potential-Row | System Purchase Shares-Technical Potential-Row | System Costs-F1-Row | System Costs-F2-Row | System Costs-F3-Row | System Costs-F4-Row | System Costs-F5-Row | System Costs-F6-Row | System Stock-BLF-Row | System Stock-CSF-Row | System Stock-RAP-Row | System Stock-MAP-Row | System Stock-EP-Row | System Stock-TP-Row
___S1 |  |  |  | S1 | #VALUE! | 0 | 0 | 0 | __S1_MAP | 0 | __S1_RAP | 0 | 0 | #N/A | 0 | 0 | #N/A | 0 | 0 | #N/A | 0 | 0 | #N/A | 0 | 0 | #N/A | 0 | 0 | 0 | 0 | 0 | 0 | 0 | 0 | 0 | 0 | 0 | 0 | 0 | 0 | 0 | 0 | 0 | 0 | 0

## Technology Costs
Key | Field | Sector | Segment | Vintage | End Use | Fuel | Technology | Equipment | Label | 2021 | 2022 | 2023 | 2024 | 2025 | 2026 | 2027 | 2028 | 2029 | 2030 | 2031 | 2032 | 2033 | 2034 | 2035 | 2036 | 2037 | 2038 | 2039 | 2040 | 2041 | 2042 | 2043 | 2044 | 2045 | 2046 | 2047
F1_Industrial_WA - Industrial_Existing_Space Heating_Natural Gas_Furnace_E1 | F1 | Industrial | WA - Industrial | Existing | Space Heating | Natural Gas | Furnace | E1 | RVT - Cost of Equipment | 98.9717 | 98.9717 | 98.9717 | 0 | 0 | 0 | 0 | 0 | 0 | 0 | 0 | 0 | 0 | 0 | 0 | 0 | 0 | 0 | 0 | 0 | 0 | 0 | 0 | 0 | 0 | 0 | 0
F1_Industrial_WA - Industrial_Existing_Space Heating_Natural Gas_Furnace_E2 | F1 | Industrial | WA - Industrial | Existing | Space Heating | Natural Gas | Furnace | E2 | RVT - Cost of Equipment | 121.6163 | 121.6163 | 121.6163 | 121.6163 | 121.6163 | 121.6163 | 121.6163 | 121.6163 | 121.6163 | 121.6163 | 121.6163 | 121.6163 | 121.6163 | 121.6163 | 121.6163 | 121.6163 | 121.6163 | 121.6163 | 121.6163 | 121.6163 | 121.6163 | 121.6163 | 121.6163 | 121.6163 | 121.6163 | 121.6163 | 121.6163
F1_Industrial_WA - Industrial_Existing_Space Heating_Natural Gas_Furnace_E3 | F1 | Industrial | WA - Industrial | Existing | Space Heating | Natural Gas | Furnace | E3 | RVT - Cost of Equipment | 144.2609 | 144.2609 | 144.2609 | 144.2609 | 144.2609 | 144.2609 | 144.2609 | 144.2609 | 144.2609 | 144.2609 | 144.2609 | 144.2609 | 144.2609 | 144.2609 | 144.2609 | 144.2609 | 144.2609 | 144.2609 | 144.2609 | 144.2609 | 144.2609 | 144.2609 | 144.2609 | 144.2609 | 144.2609 | 144.2609 | 144.2609
F1_Industrial_WA - Industrial_Existing_Space Heating_Natural Gas_Furnace_E4 | F1 | Industrial | WA - Industrial | Existing | Space Heating | Natural Gas | Furnace | E4 | RVT - Cost of Equipment | 0 | 0 | 0 | 0 | 0 | 0 | 0 | 0 | 0 | 0 | 0 | 0 | 0 | 0 | 0 | 0 | 0 | 0 | 0 | 0 | 0 | 0 | 0 | 0 | 0 | 0 | 0
F1_Industrial_WA - Industrial_Existing_Space Heating_Natural Gas_Furnace_E5 | F1 | Industrial | WA - Industrial | Existing | Space Heating | Natural Gas | Furnace | E5 | RVT - Cost of Equipment | 0 | 0 | 0 | 0 | 0 | 0 | 0 | 0 | 0 | 0 | 0 | 0 | 0 | 0 | 0 | 0 | 0 | 0 | 0 | 0 | 0 | 0 | 0 | 0 | 0 | 0 | 0
F1_Industrial_WA - Industrial_Existing_Space Heating_Natural Gas_Furnace_E6 | F1 | Industrial | WA - Industrial | Existing | Space Heating | Natural Gas | Furnace | E6 | RVT - Cost of Equipment | 0 | 0 | 0 | 0 | 0 | 0 | 0 | 0 | 0 | 0 | 0 | 0 | 0 | 0 | 0 | 0 | 0 | 0 | 0 | 0 | 0 | 0 | 0 | 0 | 0 | 0 | 0
F1_Industrial_WA - Industrial_Existing_Space Heating_Natural Gas_Furnace_E7 | F1 | Industrial | WA - Industrial | Existing | Space Heating | Natural Gas | Furnace | E7 | RVT - Cost of Equipment | 0 | 0 | 0 | 0 | 0 | 0 | 0 | 0 | 0 | 0 | 0 | 0 | 0 | 0 | 0 | 0 | 0 | 0 | 0 | 0 | 0 | 0 | 0 | 0 | 0 | 0 | 0
F1_Industrial_WA - Industrial_Existing_Space Heating_Natural Gas_Furnace_E8 | F1 | Industrial | WA - Industrial | Existing | Space Heating | Natural Gas | Furnace | E8 | RVT - Cost of Equipment | 0 | 0 | 0 | 0 | 0 | 0 | 0 | 0 | 0 | 0 | 0 | 0 | 0 | 0 | 0 | 0 | 0 | 0 | 0 | 0 | 0 | 0 | 0 | 0 | 0 | 0 | 0
F1_Industrial_WA - Industrial_Existing_Space Heating_Natural Gas_Furnace_E9 | F1 | Industrial | WA - Industrial | Existing | Space Heating | Natural Gas | Furnace | E9 | RVT - Cost of Equipment | 0 | 0 | 0 | 0 | 0 | 0 | 0 | 0 | 0 | 0 | 0 | 0 | 0 | 0 | 0 | 0 | 0 | 0 | 0 | 0 | 0 | 0 | 0 | 0 | 0 | 0 | 0
F1_Industrial_WA - Industrial_Existing_Space Heating_Natural Gas_Furnace_E10 | F1 | Industrial | WA - Industrial | Existing | Space Heating | Natural Gas | Furnace | E10 | RVT - Cost of Equipment | 0 | 0 | 0 | 0 | 0 | 0 | 0 | 0 | 0 | 0 | 0 | 0 | 0 | 0 | 0 | 0 | 0 | 0 | 0 | 0 | 0 | 0 | 0 | 0 | 0 | 0 | 0
F2_Industrial_WA - Industrial_Existing_Space Heating_Natural Gas_Furnace_E1 | F2 | Industrial | WA - Industrial | Existing | Space Heating | Natural Gas | Furnace | E1 | RVT - Cost of Operation | 0 | 0 | 0 | 0 | 0 | 0 | 0 | 0 | 0 | 0 | 0 | 0 | 0 | 0 | 0 | 0 | 0 | 0 | 0 | 0 | 0 | 0 | 0 | 0 | 0 | 0 | 0
F2_Industrial_WA - Industrial_Existing_Space Heating_Natural Gas_Furnace_E2 | F2 | Industrial | WA - Industrial | Existing | Space Heating | Natural Gas | Furnace | E2 | RVT - Cost of Operation | 0 | 0 | 0 | 0 | 0 | 0 | 0 | 0 | 0 | 0 | 0 | 0 | 0 | 0 | 0 | 0 | 0 | 0 | 0 | 0 | 0 | 0 | 0 | 0 | 0 | 0 | 0
F2_Industrial_WA - Industrial_Existing_Space Heating_Natural Gas_Furnace_E3 | F2 | Industrial | WA - Industrial | Existing | Space Heating | Natural Gas | Furnace | E3 | RVT - Cost of Operation | 0 | 0 | 0 | 0 | 0 | 0 | 0 | 0 | 0 | 0 | 0 | 0 | 0 | 0 | 0 | 0 | 0 | 0 | 0 | 0 | 0 | 0 | 0 | 0 | 0 | 0 | 0
F2_Industrial_WA - Industrial_Existing_Space Heating_Natural Gas_Furnace_E4 | F2 | Industrial | WA - Industrial | Existing | Space Heating | Natural Gas | Furnace | E4 | RVT - Cost of Operation | 0 | 0 | 0 | 0 | 0 | 0 | 0 | 0 | 0 | 0 | 0 | 0 | 0 | 0 | 0 | 0 | 0 | 0 | 0 | 0 | 0 | 0 | 0 | 0 | 0 | 0 | 0
F2_Industrial_WA - Industrial_Existing_Space Heating_Natural Gas_Furnace_E5 | F2 | Industrial | WA - Industrial | Existing | Space Heating | Natural Gas | Furnace | E5 | RVT - Cost of Operation | 0 | 0 | 0 | 0 | 0 | 0 | 0 | 0 | 0 | 0 | 0 | 0 | 0 | 0 | 0 | 0 | 0 | 0 | 0 | 0 | 0 | 0 | 0 | 0 | 0 | 0 | 0
F2_Industrial_WA - Industrial_Existing_Space Heating_Natural Gas_Furnace_E6 | F2 | Industrial | WA - Industrial | Existing | Space Heating | Natural Gas | Furnace | E6 | RVT - Cost of Operation | 0 | 0 | 0 | 0 | 0 | 0 | 0 | 0 | 0 | 0 | 0 | 0 | 0 | 0 | 0 | 0 | 0 | 0 | 0 | 0 | 0 | 0 | 0 | 0 | 0 | 0 | 0
F2_Industrial_WA - Industrial_Existing_Space Heating_Natural Gas_Furnace_E7 | F2 | Industrial | WA - Industrial | Existing | Space Heating | Natural Gas | Furnace | E7 | RVT - Cost of Operation | 0 | 0 | 0 | 0 | 0 | 0 | 0 | 0 | 0 | 0 | 0 | 0 | 0 | 0 | 0 | 0 | 0 | 0 | 0 | 0 | 0 | 0 | 0 | 0 | 0 | 0 | 0
F2_Industrial_WA - Industrial_Existing_Space Heating_Natural Gas_Furnace_E8 | F2 | Industrial | WA - Industrial | Existing | Space Heating | Natural Gas | Furnace | E8 | RVT - Cost of Operation | 0 | 0 | 0 | 0 | 0 | 0 | 0 | 0 | 0 | 0 | 0 | 0 | 0 | 0 | 0 | 0 | 0 | 0 | 0 | 0 | 0 | 0 | 0 | 0 | 0 | 0 | 0
F2_Industrial_WA - Industrial_Existing_Space Heating_Natural Gas_Furnace_E9 | F2 | Industrial | WA - Industrial | Existing | Space Heating | Natural Gas | Furnace | E9 | RVT - Cost of Operation | 0 | 0 | 0 | 0 | 0 | 0 | 0 | 0 | 0 | 0 | 0 | 0 | 0 | 0 | 0 | 0 | 0 | 0 | 0 | 0 | 0 | 0 | 0 | 0 | 0 | 0 | 0
F2_Industrial_WA - Industrial_Existing_Space Heating_Natural Gas_Furnace_E10 | F2 | Industrial | WA - Industrial | Existing | Space Heating | Natural Gas | Furnace | E10 | RVT - Cost of Operation | 0 | 0 | 0 | 0 | 0 | 0 | 0 | 0 | 0 | 0 | 0 | 0 | 0 | 0 | 0 | 0 | 0 | 0 | 0 | 0 | 0 | 0 | 0 | 0 | 0 | 0 | 0
F3_Industrial_WA - Industrial_Existing_Space Heating_Natural Gas_Furnace_E1 | F3 | Industrial | WA - Industrial | Existing | Space Heating | Natural Gas | Furnace | E1 | System - kBTUs of Consumption | 259142.3408 | 259897.563 | 259853.5822 | 0 | 0 | 0 | 0 | 0 | 0 | 0 | 0 | 0 | 0 | 0 | 0 | 0 | 0 | 0 | 0 | 0 | 0 | 0 | 0 | 0 | 0 | 0 | 0
F3_Industrial_WA - Industrial_Existing_Space Heating_Natural Gas_Furnace_E2 | F3 | Industrial | WA - Industrial | Existing | Space Heating | Natural Gas | Furnace | E2 | System - kBTUs of Consumption | 230348.7474 | 231020.056 | 230980.9619 | 230980.9619 | 230980.9619 | 230980.9619 | 230980.9619 | 230980.9619 | 230980.9619 | 230980.9619 | 230980.9619 | 230980.9619 | 230980.9619 | 230980.9619 | 230980.9619 | 230980.9619 | 230980.9619 | 230980.9619 | 230980.9619 | 230980.9619 | 230980.9619 | 230980.9619 | 230980.9619 | 230980.9619 | 230980.9619 | 230980.9619 | 230980.9619
F3_Industrial_WA - Industrial_Existing_Space Heating_Natural Gas_Furnace_E3 | F3 | Industrial | WA - Industrial | Existing | Space Heating | Natural Gas | Furnace | E3 | System - kBTUs of Consumption | 215951.9507 | 216581.3025 | 216544.6518 | 216544.6518 | 216544.6518 | 216544.6518 | 216544.6518 | 216544.6518 | 216544.6518 | 216544.6518 | 216544.6518 | 216544.6518 | 216544.6518 | 216544.6518 | 216544.6518 | 216544.6518 | 216544.6518 | 216544.6518 | 216544.6518 | 216544.6518 | 216544.6518 | 216544.6518 | 216544.6518 | 216544.6518 | 216544.6518 | 216544.6518 | 216544.6518
F3_Industrial_WA - Industrial_Existing_Space Heating_Natural Gas_Furnace_E4 | F3 | Industrial | WA - Industrial | Existing | Space Heating | Natural Gas | Furnace | E4 | System - kBTUs of Consumption | 0 | 0 | 0 | 0 | 0 | 0 | 0 | 0 | 0 | 0 | 0 | 0 | 0 | 0 | 0 | 0 | 0 | 0 | 0 | 0 | 0 | 0 | 0 | 0 | 0 | 0 | 0
F3_Industrial_WA - Industrial_Existing_Space Heating_Natural Gas_Furnace_E5 | F3 | Industrial | WA - Industrial | Existing | Space Heating | Natural Gas | Furnace | E5 | System - kBTUs of Consumption | 0 | 0 | 0 | 0 | 0 | 0 | 0 | 0 | 0 | 0 | 0 | 0 | 0 | 0 | 0 | 0 | 0 | 0 | 0 | 0 | 0 | 0 | 0 | 0 | 0 | 0 | 0
F3_Industrial_WA - Industrial_Existing_Space Heating_Natural Gas_Furnace_E6 | F3 | Industrial | WA - Industrial | Existing | Space Heating | Natural Gas | Furnace | E6 | System - kBTUs of Consumption | 0 | 0 | 0 | 0 | 0 | 0 | 0 | 0 | 0 | 0 | 0 | 0 | 0 | 0 | 0 | 0 | 0 | 0 | 0 | 0 | 0 | 0 | 0 | 0 | 0 | 0 | 0
F3_Industrial_WA - Industrial_Existing_Space Heating_Natural Gas_Furnace_E7 | F3 | Industrial | WA - Industrial | Existing | Space Heating | Natural Gas | Furnace | E7 | System - kBTUs of Consumption | 0 | 0 | 0 | 0 | 0 | 0 | 0 | 0 | 0 | 0 | 0 | 0 | 0 | 0 | 0 | 0 | 0 | 0 | 0 | 0 | 0 | 0 | 0 | 0 | 0 | 0 | 0
F3_Industrial_WA - Industrial_Existing_Space Heating_Natural Gas_Furnace_E8 | F3 | Industrial | WA - Industrial | Existing | Space Heating | Natural Gas | Furnace | E8 | System - kBTUs of Consumption | 0 | 0 | 0 | 0 | 0 | 0 | 0 | 0 | 0 | 0 | 0 | 0 | 0 | 0 | 0 | 0 | 0 | 0 | 0 | 0 | 0 | 0 | 0 | 0 | 0 | 0 | 0
F3_Industrial_WA - Industrial_Existing_Space Heating_Natural Gas_Furnace_E9 | F3 | Industrial | WA - Industrial | Existing | Space Heating | Natural Gas | Furnace | E9 | System - kBTUs of Consumption | 0 | 0 | 0 | 0 | 0 | 0 | 0 | 0 | 0 | 0 | 0 | 0 | 0 | 0 | 0 | 0 | 0 | 0 | 0 | 0 | 0 | 0 | 0 | 0 | 0 | 0 | 0
F3_Industrial_WA - Industrial_Existing_Space Heating_Natural Gas_Furnace_E10 | F3 | Industrial | WA - Industrial | Existing | Space Heating | Natural Gas | Furnace | E10 | System - kBTUs of Consumption | 0 | 0 | 0 | 0 | 0 | 0 | 0 | 0 | 0 | 0 | 0 | 0 | 0 | 0 | 0 | 0 | 0 | 0 | 0 | 0 | 0 | 0 | 0 | 0 | 0 | 0 | 0
F4_Industrial_WA - Industrial_Existing_Space Heating_Natural Gas_Furnace_E1 | F4 | Industrial | WA - Industrial | Existing | Space Heating | Natural Gas | Furnace | E1 | Utility - Cost of Equipment | 98.9717 | 98.9717 | 98.9717 | 0 | 0 | 0 | 0 | 0 | 0 | 0 | 0 | 0 | 0 | 0 | 0 | 0 | 0 | 0 | 0 | 0 | 0 | 0 | 0 | 0 | 0 | 0 | 0
F4_Industrial_WA - Industrial_Existing_Space Heating_Natural Gas_Furnace_E2 | F4 | Industrial | WA - Industrial | Existing | Space Heating | Natural Gas | Furnace | E2 | Utility - Cost of Equipment | 121.6163 | 121.6163 | 121.6163 | 121.6163 | 121.6163 | 121.6163 | 121.6163 | 121.6163 | 121.6163 | 121.6163 | 121.6163 | 121.6163 | 121.6163 | 121.6163 | 121.6163 | 121.6163 | 121.6163 | 121.6163 | 121.6163 | 121.6163 | 121.6163 | 121.6163 | 121.6163 | 121.6163 | 121.6163 | 121.6163 | 121.6163
F4_Industrial_WA - Industrial_Existing_Space Heating_Natural Gas_Furnace_E3 | F4 | Industrial | WA - Industrial | Existing | Space Heating | Natural Gas | Furnace | E3 | Utility - Cost of Equipment | 144.2609 | 144.2609 | 144.2609 | 144.2609 | 144.2609 | 144.2609 | 144.2609 | 144.2609 | 144.2609 | 144.2609 | 144.2609 | 144.2609 | 144.2609 | 144.2609 | 144.2609 | 144.2609 | 144.2609 | 144.2609 | 144.2609 | 144.2609 | 144.2609 | 144.2609 | 144.2609 | 144.2609 | 144.2609 | 144.2609 | 144.2609
F4_Industrial_WA - Industrial_Existing_Space Heating_Natural Gas_Furnace_E4 | F4 | Industrial | WA - Industrial | Existing | Space Heating | Natural Gas | Furnace | E4 | Utility - Cost of Equipment | 0 | 0 | 0 | 0 | 0 | 0 | 0 | 0 | 0 | 0 | 0 | 0 | 0 | 0 | 0 | 0 | 0 | 0 | 0 | 0 | 0 | 0 | 0 | 0 | 0 | 0 | 0
F4_Industrial_WA - Industrial_Existing_Space Heating_Natural Gas_Furnace_E5 | F4 | Industrial | WA - Industrial | Existing | Space Heating | Natural Gas | Furnace | E5 | Utility - Cost of Equipment | 0 | 0 | 0 | 0 | 0 | 0 | 0 | 0 | 0 | 0 | 0 | 0 | 0 | 0 | 0 | 0 | 0 | 0 | 0 | 0 | 0 | 0 | 0 | 0 | 0 | 0 | 0
F4_Industrial_WA - Industrial_Existing_Space Heating_Natural Gas_Furnace_E6 | F4 | Industrial | WA - Industrial | Existing | Space Heating | Natural Gas | Furnace | E6 | Utility - Cost of Equipment | 0 | 0 | 0 | 0 | 0 | 0 | 0 | 0 | 0 | 0 | 0 | 0 | 0 | 0 | 0 | 0 | 0 | 0 | 0 | 0 | 0 | 0 | 0 | 0 | 0 | 0 | 0
F4_Industrial_WA - Industrial_Existing_Space Heating_Natural Gas_Furnace_E7 | F4 | Industrial | WA - Industrial | Existing | Space Heating | Natural Gas | Furnace | E7 | Utility - Cost of Equipment | 0 | 0 | 0 | 0 | 0 | 0 | 0 | 0 | 0 | 0 | 0 | 0 | 0 | 0 | 0 | 0 | 0 | 0 | 0 | 0 | 0 | 0 | 0 | 0 | 0 | 0 | 0
F4_Industrial_WA - Industrial_Existing_Space Heating_Natural Gas_Furnace_E8 | F4 | Industrial | WA - Industrial | Existing | Space Heating | Natural Gas | Furnace | E8 | Utility - Cost of Equipment | 0 | 0 | 0 | 0 | 0 | 0 | 0 | 0 | 0 | 0 | 0 | 0 | 0 | 0 | 0 | 0 | 0 | 0 | 0 | 0 | 0 | 0 | 0 | 0 | 0 | 0 | 0
F4_Industrial_WA - Industrial_Existing_Space Heating_Natural Gas_Furnace_E9 | F4 | Industrial | WA - Industrial | Existing | Space Heating | Natural Gas | Furnace | E9 | Utility - Cost of Equipment | 0 | 0 | 0 | 0 | 0 | 0 | 0 | 0 | 0 | 0 | 0 | 0 | 0 | 0 | 0 | 0 | 0 | 0 | 0 | 0 | 0 | 0 | 0 | 0 | 0 | 0 | 0
F4_Industrial_WA - Industrial_Existing_Space Heating_Natural Gas_Furnace_E10 | F4 | Industrial | WA - Industrial | Existing | Space Heating | Natural Gas | Furnace | E10 | Utility - Cost of Equipment | 0 | 0 | 0 | 0 | 0 | 0 | 0 | 0 | 0 | 0 | 0 | 0 | 0 | 0 | 0 | 0 | 0 | 0 | 0 | 0 | 0 | 0 | 0 | 0 | 0 | 0 | 0
F5_Industrial_WA - Industrial_Existing_Space Heating_Natural Gas_Furnace_E1 | F5 | Industrial | WA - Industrial | Existing | Space Heating | Natural Gas | Furnace | E1 | Utility - Cost of Operation | 3330.6803 | 3370.0871 | 3390.836 | 0 | 0 | 0 | 0 | 0 | 0 | 0 | 0 | 0 | 0 | 0 | 0 | 0 | 0 | 0 | 0 | 0 | 0 | 0 | 0 | 0 | 0 | 0 | 0
F5_Industrial_WA - Industrial_Existing_Space Heating_Natural Gas_Furnace_E2 | F5 | Industrial | WA - Industrial | Existing | Space Heating | Natural Gas | Furnace | E2 | Utility - Cost of Operation | 2960.6047 | 2995.633 | 3014.0764 | 3033.0728 | 3079.4447 | 3143.3555 | 3155.4933 | 3168.2225 | 3178.3991 | 3184.4385 | 3186.5417 | 3184.0478 | 3177.192 | 3163.6331 | 3143.7551 | 3117.3516 | 3083.2155 | 3041.6335 | 2991.2257 | 2930.5965 | 2858.8592 | 2775.5828 | 2702.2246 | 2656.5212 | 2639.6357 | 2652.575 | 2665.5779
F5_Industrial_WA - Industrial_Existing_Space Heating_Natural Gas_Furnace_E3 | F5 | Industrial | WA - Industrial | Existing | Space Heating | Natural Gas | Furnace | E3 | Utility - Cost of Operation | 2775.5669 | 2808.4059 | 2825.6966 | 2843.5058 | 2886.9794 | 2946.8958 | 2958.275 | 2970.2086 | 2979.7491 | 2985.4111 | 2987.3828 | 2985.0448 | 2978.6175 | 2965.906 | 2947.2704 | 2922.5171 | 2890.5146 | 2851.5314 | 2804.2741 | 2747.4342 | 2680.1805 | 2602.1089 | 2533.3355 | 2490.4887 | 2474.6584 | 2486.7891 | 2498.9792
F5_Industrial_WA - Industrial_Existing_Space Heating_Natural Gas_Furnace_E4 | F5 | Industrial | WA - Industrial | Existing | Space Heating | Natural Gas | Furnace | E4 | Utility - Cost of Operation | 0 | 0 | 0 | 0 | 0 | 0 | 0 | 0 | 0 | 0 | 0 | 0 | 0 | 0 | 0 | 0 | 0 | 0 | 0 | 0 | 0 | 0 | 0 | 0 | 0 | 0 | 0
F5_Industrial_WA - Industrial_Existing_Space Heating_Natural Gas_Furnace_E5 | F5 | Industrial | WA - Industrial | Existing | Space Heating | Natural Gas | Furnace | E5 | Utility - Cost of Operation | 0 | 0 | 0 | 0 | 0 | 0 | 0 | 0 | 0 | 0 | 0 | 0 | 0 | 0 | 0 | 0 | 0 | 0 | 0 | 0 | 0 | 0 | 0 | 0 | 0 | 0 | 0
F5_Industrial_WA - Industrial_Existing_Space Heating_Natural Gas_Furnace_E6 | F5 | Industrial | WA - Industrial | Existing | Space Heating | Natural Gas | Furnace | E6 | Utility - Cost of Operation | 0 | 0 | 0 | 0 | 0 | 0 | 0 | 0 | 0 | 0 | 0 | 0 | 0 | 0 | 0 | 0 | 0 | 0 | 0 | 0 | 0 | 0 | 0 | 0 | 0 | 0 | 0
F5_Industrial_WA - Industrial_Existing_Space Heating_Natural Gas_Furnace_E7 | F5 | Industrial | WA - Industrial | Existing | Space Heating | Natural Gas | Furnace | E7 | Utility - Cost of Operation | 0 | 0 | 0 | 0 | 0 | 0 | 0 | 0 | 0 | 0 | 0 | 0 | 0 | 0 | 0 | 0 | 0 | 0 | 0 | 0 | 0 | 0 | 0 | 0 | 0 | 0 | 0
F5_Industrial_WA - Industrial_Existing_Space Heating_Natural Gas_Furnace_E8 | F5 | Industrial | WA - Industrial | Existing | Space Heating | Natural Gas | Furnace | E8 | Utility - Cost of Operation | 0 | 0 | 0 | 0 | 0 | 0 | 0 | 0 | 0 | 0 | 0 | 0 | 0 | 0 | 0 | 0 | 0 | 0 | 0 | 0 | 0 | 0 | 0 | 0 | 0 | 0 | 0
F5_Industrial_WA - Industrial_Existing_Space Heating_Natural Gas_Furnace_E9 | F5 | Industrial | WA - Industrial | Existing | Space Heating | Natural Gas | Furnace | E9 | Utility - Cost of Operation | 0 | 0 | 0 | 0 | 0 | 0 | 0 | 0 | 0 | 0 | 0 | 0 | 0 | 0 | 0 | 0 | 0 | 0 | 0 | 0 | 0 | 0 | 0 | 0 | 0 | 0 | 0
F5_Industrial_WA - Industrial_Existing_Space Heating_Natural Gas_Furnace_E10 | F5 | Industrial | WA - Industrial | Existing | Space Heating | Natural Gas | Furnace | E10 | Utility - Cost of Operation | 0 | 0 | 0 | 0 | 0 | 0 | 0 | 0 | 0 | 0 | 0 | 0 | 0 | 0 | 0 | 0 | 0 | 0 | 0 | 0 | 0 | 0 | 0 | 0 | 0 | 0 | 0
F6_Industrial_WA - Industrial_Existing_Space Heating_Natural Gas_Furnace_E1 | F6 | Industrial | WA - Industrial | Existing | Space Heating | Natural Gas | Furnace | E1 | Utility - Value of Sales | 0 | 0 | 0 | 0 | 0 | 0 | 0 | 0 | 0 | 0 | 0 | 0 | 0 | 0 | 0 | 0 | 0 | 0 | 0 | 0 | 0 | 0 | 0 | 0 | 0 | 0 | 0
F6_Industrial_WA - Industrial_Existing_Space Heating_Natural Gas_Furnace_E2 | F6 | Industrial | WA - Industrial | Existing | Space Heating | Natural Gas | Furnace | E2 | Utility - Value of Sales | 0 | 0 | 0 | 0 | 0 | 0 | 0 | 0 | 0 | 0 | 0 | 0 | 0 | 0 | 0 | 0 | 0 | 0 | 0 | 0 | 0 | 0 | 0 | 0 | 0 | 0 | 0
F6_Industrial_WA - Industrial_Existing_Space Heating_Natural Gas_Furnace_E3 | F6 | Industrial | WA - Industrial | Existing | Space Heating | Natural Gas | Furnace | E3 | Utility - Value of Sales | 0 | 0 | 0 | 0 | 0 | 0 | 0 | 0 | 0 | 0 | 0 | 0 | 0 | 0 | 0 | 0 | 0 | 0 | 0 | 0 | 0 | 0 | 0 | 0 | 0 | 0 | 0
F6_Industrial_WA - Industrial_Existing_Space Heating_Natural Gas_Furnace_E4 | F6 | Industrial | WA - Industrial | Existing | Space Heating | Natural Gas | Furnace | E4 | Utility - Value of Sales | 0 | 0 | 0 | 0 | 0 | 0 | 0 | 0 | 0 | 0 | 0 | 0 | 0 | 0 | 0 | 0 | 0 | 0 | 0 | 0 | 0 | 0 | 0 | 0 | 0 | 0 | 0
F6_Industrial_WA - Industrial_Existing_Space Heating_Natural Gas_Furnace_E5 | F6 | Industrial | WA - Industrial | Existing | Space Heating | Natural Gas | Furnace | E5 | Utility - Value of Sales | 0 | 0 | 0 | 0 | 0 | 0 | 0 | 0 | 0 | 0 | 0 | 0 | 0 | 0 | 0 | 0 | 0 | 0 | 0 | 0 | 0 | 0 | 0 | 0 | 0 | 0 | 0
F6_Industrial_WA - Industrial_Existing_Space Heating_Natural Gas_Furnace_E6 | F6 | Industrial | WA - Industrial | Existing | Space Heating | Natural Gas | Furnace | E6 | Utility - Value of Sales | 0 | 0 | 0 | 0 | 0 | 0 | 0 | 0 | 0 | 0 | 0 | 0 | 0 | 0 | 0 | 0 | 0 | 0 | 0 | 0 | 0 | 0 | 0 | 0 | 0 | 0 | 0
F6_Industrial_WA - Industrial_Existing_Space Heating_Natural Gas_Furnace_E7 | F6 | Industrial | WA - Industrial | Existing | Space Heating | Natural Gas | Furnace | E7 | Utility - Value of Sales | 0 | 0 | 0 | 0 | 0 | 0 | 0 | 0 | 0 | 0 | 0 | 0 | 0 | 0 | 0 | 0 | 0 | 0 | 0 | 0 | 0 | 0 | 0 | 0 | 0 | 0 | 0
F6_Industrial_WA - Industrial_Existing_Space Heating_Natural Gas_Furnace_E8 | F6 | Industrial | WA - Industrial | Existing | Space Heating | Natural Gas | Furnace | E8 | Utility - Value of Sales | 0 | 0 | 0 | 0 | 0 | 0 | 0 | 0 | 0 | 0 | 0 | 0 | 0 | 0 | 0 | 0 | 0 | 0 | 0 | 0 | 0 | 0 | 0 | 0 | 0 | 0 | 0
F6_Industrial_WA - Industrial_Existing_Space Heating_Natural Gas_Furnace_E9 | F6 | Industrial | WA - Industrial | Existing | Space Heating | Natural Gas | Furnace | E9 | Utility - Value of Sales | 0 | 0 | 0 | 0 | 0 | 0 | 0 | 0 | 0 | 0 | 0 | 0 | 0 | 0 | 0 | 0 | 0 | 0 | 0 | 0 | 0 | 0 | 0 | 0 | 0 | 0 | 0
F6_Industrial_WA - Industrial_Existing_Space Heating_Natural Gas_Furnace_E10 | F6 | Industrial | WA - Industrial | Existing | Space Heating | Natural Gas | Furnace | E10 | Utility - Value of Sales | 0 | 0 | 0 | 0 | 0 | 0 | 0 | 0 | 0 | 0 | 0 | 0 | 0 | 0 | 0 | 0 | 0 | 0 | 0 | 0 | 0 | 0 | 0 | 0 | 0 | 0 | 0
F1_Industrial_WA - Industrial_Existing_Space Heating_Natural Gas_Boiler_E1 | F1 | Industrial | WA - Industrial | Existing | Space Heating | Natural Gas | Boiler | E1 | RVT - Cost of Equipment | 543.7979 | 543.7979 | 543.7979 | 543.7979 | 543.7979 | 543.7979 | 543.7979 | 543.7979 | 543.7979 | 543.7979 | 543.7979 | 543.7979 | 543.7979 | 543.7979 | 543.7979 | 543.7979 | 543.7979 | 543.7979 | 543.7979 | 543.7979 | 543.7979 | 543.7979 | 543.7979 | 543.7979 | 543.7979 | 543.7979 | 543.7979
F1_Industrial_WA - Industrial_Existing_Space Heating_Natural Gas_Boiler_E2 | F1 | Industrial | WA - Industrial | Existing | Space Heating | Natural Gas | Boiler | E2 | RVT - Cost of Equipment | 618.6823 | 618.6823 | 618.6823 | 618.6823 | 618.6823 | 618.6823 | 618.6823 | 618.6823 | 618.6823 | 618.6823 | 618.6823 | 618.6823 | 618.6823 | 618.6823 | 618.6823 | 618.6823 | 618.6823 | 618.6823 | 618.6823 | 618.6823 | 618.6823 | 618.6823 | 618.6823 | 618.6823 | 618.6823 | 618.6823 | 618.6823
F1_Industrial_WA - Industrial_Existing_Space Heating_Natural Gas_Boiler_E3 | F1 | Industrial | WA - Industrial | Existing | Space Heating | Natural Gas | Boiler | E3 | RVT - Cost of Equipment | 769.0767 | 769.0767 | 769.0767 | 769.0767 | 769.0767 | 769.0767 | 769.0767 | 769.0767 | 769.0767 | 769.0767 | 769.0767 | 769.0767 | 769.0767 | 769.0767 | 769.0767 | 769.0767 | 769.0767 | 769.0767 | 769.0767 | 769.0767 | 769.0767 | 769.0767 | 769.0767 | 769.0767 | 769.0767 | 769.0767 | 769.0767
F1_Industrial_WA - Industrial_Existing_Space Heating_Natural Gas_Boiler_E4 | F1 | Industrial | WA - Industrial | Existing | Space Heating | Natural Gas | Boiler | E4 | RVT - Cost of Equipment | 2868.3375 | 2868.3375 | 2868.3375 | 2868.3375 | 2868.3375 | 2868.3375 | 2868.3375 | 2868.3375 | 2868.3375 | 2868.3375 | 2868.3375 | 2868.3375 | 2868.3375 | 2868.3375 | 2868.3375 | 2868.3375 | 2868.3375 | 2868.3375 | 2868.3375 | 2868.3375 | 2868.3375 | 2868.3375 | 2868.3375 | 2868.3375 | 2868.3375 | 2868.3375 | 2868.3375
F1_Industrial_WA - Industrial_Existing_Space Heating_Natural Gas_Boiler_E5 | F1 | Industrial | WA - Industrial | Existing | Space Heating | Natural Gas | Boiler | E5 | RVT - Cost of Equipment | 0 | 0 | 0 | 0 | 0 | 0 | 0 | 0 | 0 | 0 | 0 | 0 | 0 | 0 | 0 | 0 | 0 | 0 | 0 | 0 | 0 | 0 | 0 | 0 | 0 | 0 | 0
F1_Industrial_WA - Industrial_Existing_Space Heating_Natural Gas_Boiler_E6 | F1 | Industrial | WA - Industrial | Existing | Space Heating | Natural Gas | Boiler | E6 | RVT - Cost of Equipment | 0 | 0 | 0 | 0 | 0 | 0 | 0 | 0 | 0 | 0 | 0 | 0 | 0 | 0 | 0 | 0 | 0 | 0 | 0 | 0 | 0 | 0 | 0 | 0 | 0 | 0 | 0
F1_Industrial_WA - Industrial_Existing_Space Heating_Natural Gas_Boiler_E7 | F1 | Industrial | WA - Industrial | Existing | Space Heating | Natural Gas | Boiler | E7 | RVT - Cost of Equipment | 0 | 0 | 0 | 0 | 0 | 0 | 0 | 0 | 0 | 0 | 0 | 0 | 0 | 0 | 0 | 0 | 0 | 0 | 0 | 0 | 0 | 0 | 0 | 0 | 0 | 0 | 0
F1_Industrial_WA - Industrial_Existing_Space Heating_Natural Gas_Boiler_E8 | F1 | Industrial | WA - Industrial | Existing | Space Heating | Natural Gas | Boiler | E8 | RVT - Cost of Equipment | 0 | 0 | 0 | 0 | 0 | 0 | 0 | 0 | 0 | 0 | 0 | 0 | 0 | 0 | 0 | 0 | 0 | 0 | 0 | 0 | 0 | 0 | 0 | 0 | 0 | 0 | 0
F1_Industrial_WA - Industrial_Existing_Space Heating_Natural Gas_Boiler_E9 | F1 | Industrial | WA - Industrial | Existing | Space Heating | Natural Gas | Boiler | E9 | RVT - Cost of Equipment | 0 | 0 | 0 | 0 | 0 | 0 | 0 | 0 | 0 | 0 | 0 | 0 | 0 | 0 | 0 | 0 | 0 | 0 | 0 | 0 | 0 | 0 | 0 | 0 | 0 | 0 | 0
F1_Industrial_WA - Industrial_Existing_Space Heating_Natural Gas_Boiler_E10 | F1 | Industrial | WA - Industrial | Existing | Space Heating | Natural Gas | Boiler | E10 | RVT - Cost of Equipment | 0 | 0 | 0 | 0 | 0 | 0 | 0 | 0 | 0 | 0 | 0 | 0 | 0 | 0 | 0 | 0 | 0 | 0 | 0 | 0 | 0 | 0 | 0 | 0 | 0 | 0 | 0
F2_Industrial_WA - Industrial_Existing_Space Heating_Natural Gas_Boiler_E1 | F2 | Industrial | WA - Industrial | Existing | Space Heating | Natural Gas | Boiler | E1 | RVT - Cost of Operation | 0 | 0 | 0 | 0 | 0 | 0 | 0 | 0 | 0 | 0 | 0 | 0 | 0 | 0 | 0 | 0 | 0 | 0 | 0 | 0 | 0 | 0 | 0 | 0 | 0 | 0 | 0
F2_Industrial_WA - Industrial_Existing_Space Heating_Natural Gas_Boiler_E2 | F2 | Industrial | WA - Industrial | Existing | Space Heating | Natural Gas | Boiler | E2 | RVT - Cost of Operation | 0 | 0 | 0 | 0 | 0 | 0 | 0 | 0 | 0 | 0 | 0 | 0 | 0 | 0 | 0 | 0 | 0 | 0 | 0 | 0 | 0 | 0 | 0 | 0 | 0 | 0 | 0
F2_Industrial_WA - Industrial_Existing_Space Heating_Natural Gas_Boiler_E3 | F2 | Industrial | WA - Industrial | Existing | Space Heating | Natural Gas | Boiler | E3 | RVT - Cost of Operation | 0 | 0 | 0 | 0 | 0 | 0 | 0 | 0 | 0 | 0 | 0 | 0 | 0 | 0 | 0 | 0 | 0 | 0 | 0 | 0 | 0 | 0 | 0 | 0 | 0 | 0 | 0
F2_Industrial_WA - Industrial_Existing_Space Heating_Natural Gas_Boiler_E4 | F2 | Industrial | WA - Industrial | Existing | Space Heating | Natural Gas | Boiler | E4 | RVT - Cost of Operation | 0 | 0 | 0 | 0 | 0 | 0 | 0 | 0 | 0 | 0 | 0 | 0 | 0 | 0 | 0 | 0 | 0 | 0 | 0 | 0 | 0 | 0 | 0 | 0 | 0 | 0 | 0
F2_Industrial_WA - Industrial_Existing_Space Heating_Natural Gas_Boiler_E5 | F2 | Industrial | WA - Industrial | Existing | Space Heating | Natural Gas | Boiler | E5 | RVT - Cost of Operation | 0 | 0 | 0 | 0 | 0 | 0 | 0 | 0 | 0 | 0 | 0 | 0 | 0 | 0 | 0 | 0 | 0 | 0 | 0 | 0 | 0 | 0 | 0 | 0 | 0 | 0 | 0
F2_Industrial_WA - Industrial_Existing_Space Heating_Natural Gas_Boiler_E6 | F2 | Industrial | WA - Industrial | Existing | Space Heating | Natural Gas | Boiler | E6 | RVT - Cost of Operation | 0 | 0 | 0 | 0 | 0 | 0 | 0 | 0 | 0 | 0 | 0 | 0 | 0 | 0 | 0 | 0 | 0 | 0 | 0 | 0 | 0 | 0 | 0 | 0 | 0 | 0 | 0
F2_Industrial_WA - Industrial_Existing_Space Heating_Natural Gas_Boiler_E7 | F2 | Industrial | WA - Industrial | Existing | Space Heating | Natural Gas | Boiler | E7 | RVT - Cost of Operation | 0 | 0 | 0 | 0 | 0 | 0 | 0 | 0 | 0 | 0 | 0 | 0 | 0 | 0 | 0 | 0 | 0 | 0 | 0 | 0 | 0 | 0 | 0 | 0 | 0 | 0 | 0
F2_Industrial_WA - Industrial_Existing_Space Heating_Natural Gas_Boiler_E8 | F2 | Industrial | WA - Industrial | Existing | Space Heating | Natural Gas | Boiler | E8 | RVT - Cost of Operation | 0 | 0 | 0 | 0 | 0 | 0 | 0 | 0 | 0 | 0 | 0 | 0 | 0 | 0 | 0 | 0 | 0 | 0 | 0 | 0 | 0 | 0 | 0 | 0 | 0 | 0 | 0
F2_Industrial_WA - Industrial_Existing_Space Heating_Natural Gas_Boiler_E9 | F2 | Industrial | WA - Industrial | Existing | Space Heating | Natural Gas | Boiler | E9 | RVT - Cost of Operation | 0 | 0 | 0 | 0 | 0 | 0 | 0 | 0 | 0 | 0 | 0 | 0 | 0 | 0 | 0 | 0 | 0 | 0 | 0 | 0 | 0 | 0 | 0 | 0 | 0 | 0 | 0
F2_Industrial_WA - Industrial_Existing_Space Heating_Natural Gas_Boiler_E10 | F2 | Industrial | WA - Industrial | Existing | Space Heating | Natural Gas | Boiler | E10 | RVT - Cost of Operation | 0 | 0 | 0 | 0 | 0 | 0 | 0 | 0 | 0 | 0 | 0 | 0 | 0 | 0 | 0 | 0 | 0 | 0 | 0 | 0 | 0 | 0 | 0 | 0 | 0 | 0 | 0
F3_Industrial_WA - Industrial_Existing_Space Heating_Natural Gas_Boiler_E1 | F3 | Industrial | WA - Industrial | Existing | Space Heating | Natural Gas | Boiler | E1 | System - kBTUs of Consumption | 252546.8346 | 253223.8067 | 253184.3828 | 253184.3828 | 253184.3828 | 253184.3828 | 253184.3828 | 253184.3828 | 253184.3828 | 253184.3828 | 253184.3828 | 253184.3828 | 253184.3828 | 253184.3828 | 253184.3828 | 253184.3828 | 253184.3828 | 253184.3828 | 253184.3828 | 253184.3828 | 253184.3828 | 253184.3828 | 253184.3828 | 253184.3828 | 253184.3828 | 253184.3828 | 253184.3828
F3_Industrial_WA - Industrial_Existing_Space Heating_Natural Gas_Boiler_E2 | F3 | Industrial | WA - Industrial | Existing | Space Heating | Natural Gas | Boiler | E2 | System - kBTUs of Consumption | 237693.8967 | 238331.0544 | 238293.9491 | 238293.9491 | 238293.9491 | 238293.9491 | 238293.9491 | 238293.9491 | 238293.9491 | 238293.9491 | 238293.9491 | 238293.9491 | 238293.9491 | 238293.9491 | 238293.9491 | 238293.9491 | 238293.9491 | 238293.9491 | 238293.9491 | 238293.9491 | 238293.9491 | 238293.9491 | 238293.9491 | 238293.9491 | 238293.9491 | 238293.9491 | 238293.9491
F3_Industrial_WA - Industrial_Existing_Space Heating_Natural Gas_Boiler_E3 | F3 | Industrial | WA - Industrial | Existing | Space Heating | Natural Gas | Boiler | E3 | System - kBTUs of Consumption | 208281.0941 | 208839.4083 | 208806.8945 | 208806.8945 | 208806.8945 | 208806.8945 | 208806.8945 | 208806.8945 | 208806.8945 | 208806.8945 | 208806.8945 | 208806.8945 | 208806.8945 | 208806.8945 | 208806.8945 | 208806.8945 | 208806.8945 | 208806.8945 | 208806.8945 | 208806.8945 | 208806.8945 | 208806.8945 | 208806.8945 | 208806.8945 | 208806.8945 | 208806.8945 | 208806.8945
F3_Industrial_WA - Industrial_Existing_Space Heating_Natural Gas_Boiler_E4 | F3 | Industrial | WA - Industrial | Existing | Space Heating | Natural Gas | Boiler | E4 | System - kBTUs of Consumption | 144069.6014 | 144714.3368 | 144676.7902 | 144676.7902 | 144676.7902 | 144676.7902 | 144676.7902 | 144676.7902 | 144676.7902 | 144676.7902 | 144676.7902 | 144676.7902 | 144676.7902 | 144676.7902 | 144676.7902 | 144676.7902 | 144676.7902 | 144676.7902 | 144676.7902 | 144676.7902 | 144676.7902 | 144676.7902 | 144676.7902 | 144676.7902 | 144676.7902 | 144676.7902 | 144676.7902
F3_Industrial_WA - Industrial_Existing_Space Heating_Natural Gas_Boiler_E5 | F3 | Industrial | WA - Industrial | Existing | Space Heating | Natural Gas | Boiler | E5 | System - kBTUs of Consumption | 0 | 0 | 0 | 0 | 0 | 0 | 0 | 0 | 0 | 0 | 0 | 0 | 0 | 0 | 0 | 0 | 0 | 0 | 0 | 0 | 0 | 0 | 0 | 0 | 0 | 0 | 0
F3_Industrial_WA - Industrial_Existing_Space Heating_Natural Gas_Boiler_E6 | F3 | Industrial | WA - Industrial | Existing | Space Heating | Natural Gas | Boiler | E6 | System - kBTUs of Consumption | 0 | 0 | 0 | 0 | 0 | 0 | 0 | 0 | 0 | 0 | 0 | 0 | 0 | 0 | 0 | 0 | 0 | 0 | 0 | 0 | 0 | 0 | 0 | 0 | 0 | 0 | 0
F3_Industrial_WA - Industrial_Existing_Space Heating_Natural Gas_Boiler_E7 | F3 | Industrial | WA - Industrial | Existing | Space Heating | Natural Gas | Boiler | E7 | System - kBTUs of Consumption | 0 | 0 | 0 | 0 | 0 | 0 | 0 | 0 | 0 | 0 | 0 | 0 | 0 | 0 | 0 | 0 | 0 | 0 | 0 | 0 | 0 | 0 | 0 | 0 | 0 | 0 | 0
F3_Industrial_WA - Industrial_Existing_Space Heating_Natural Gas_Boiler_E8 | F3 | Industrial | WA - Industrial | Existing | Space Heating | Natural Gas | Boiler | E8 | System - kBTUs of Consumption | 0 | 0 | 0 | 0 | 0 | 0 | 0 | 0 | 0 | 0 | 0 | 0 | 0 | 0 | 0 | 0 | 0 | 0 | 0 | 0 | 0 | 0 | 0 | 0 | 0 | 0 | 0
F3_Industrial_WA - Industrial_Existing_Space Heating_Natural Gas_Boiler_E9 | F3 | Industrial | WA - Industrial | Existing | Space Heating | Natural Gas | Boiler | E9 | System - kBTUs of Consumption | 0 | 0 | 0 | 0 | 0 | 0 | 0 | 0 | 0 | 0 | 0 | 0 | 0 | 0 | 0 | 0 | 0 | 0 | 0 | 0 | 0 | 0 | 0 | 0 | 0 | 0 | 0
F3_Industrial_WA - Industrial_Existing_Space Heating_Natural Gas_Boiler_E10 | F3 | Industrial | WA - Industrial | Existing | Space Heating | Natural Gas | Boiler | E10 | System - kBTUs of Consumption | 0 | 0 | 0 | 0 | 0 | 0 | 0 | 0 | 0 | 0 | 0 | 0 | 0 | 0 | 0 | 0 | 0 | 0 | 0 | 0 | 0 | 0 | 0 | 0 | 0 | 0 | 0
F4_Industrial_WA - Industrial_Existing_Space Heating_Natural Gas_Boiler_E1 | F4 | Industrial | WA - Industrial | Existing | Space Heating | Natural Gas | Boiler | E1 | Utility - Cost of Equipment | 543.7979 | 543.7979 | 543.7979 | 543.7979 | 543.7979 | 543.7979 | 543.7979 | 543.7979 | 543.7979 | 543.7979 | 543.7979 | 543.7979 | 543.7979 | 543.7979 | 543.7979 | 543.7979 | 543.7979 | 543.7979 | 543.7979 | 543.7979 | 543.7979 | 543.7979 | 543.7979 | 543.7979 | 543.7979 | 543.7979 | 543.7979
F4_Industrial_WA - Industrial_Existing_Space Heating_Natural Gas_Boiler_E2 | F4 | Industrial | WA - Industrial | Existing | Space Heating | Natural Gas | Boiler | E2 | Utility - Cost of Equipment | 618.6823 | 618.6823 | 618.6823 | 618.6823 | 618.6823 | 618.6823 | 618.6823 | 618.6823 | 618.6823 | 618.6823 | 618.6823 | 618.6823 | 618.6823 | 618.6823 | 618.6823 | 618.6823 | 618.6823 | 618.6823 | 618.6823 | 618.6823 | 618.6823 | 618.6823 | 618.6823 | 618.6823 | 618.6823 | 618.6823 | 618.6823
F4_Industrial_WA - Industrial_Existing_Space Heating_Natural Gas_Boiler_E3 | F4 | Industrial | WA - Industrial | Existing | Space Heating | Natural Gas | Boiler | E3 | Utility - Cost of Equipment | 769.0767 | 769.0767 | 769.0767 | 769.0767 | 769.0767 | 769.0767 | 769.0767 | 769.0767 | 769.0767 | 769.0767 | 769.0767 | 769.0767 | 769.0767 | 769.0767 | 769.0767 | 769.0767 | 769.0767 | 769.0767 | 769.0767 | 769.0767 | 769.0767 | 769.0767 | 769.0767 | 769.0767 | 769.0767 | 769.0767 | 769.0767
F4_Industrial_WA - Industrial_Existing_Space Heating_Natural Gas_Boiler_E4 | F4 | Industrial | WA - Industrial | Existing | Space Heating | Natural Gas | Boiler | E4 | Utility - Cost of Equipment | 2868.3375 | 2868.3375 | 2868.3375 | 2868.3375 | 2868.3375 | 2868.3375 | 2868.3375 | 2868.3375 | 2868.3375 | 2868.3375 | 2868.3375 | 2868.3375 | 2868.3375 | 2868.3375 | 2868.3375 | 2868.3375 | 2868.3375 | 2868.3375 | 2868.3375 | 2868.3375 | 2868.3375 | 2868.3375 | 2868.3375 | 2868.3375 | 2868.3375 | 2868.3375 | 2868.3375
F4_Industrial_WA - Industrial_Existing_Space Heating_Natural Gas_Boiler_E5 | F4 | Industrial | WA - Industrial | Existing | Space Heating | Natural Gas | Boiler | E5 | Utility - Cost of Equipment | 0 | 0 | 0 | 0 | 0 | 0 | 0 | 0 | 0 | 0 | 0 | 0 | 0 | 0 | 0 | 0 | 0 | 0 | 0 | 0 | 0 | 0 | 0 | 0 | 0 | 0 | 0
F4_Industrial_WA - Industrial_Existing_Space Heating_Natural Gas_Boiler_E6 | F4 | Industrial | WA - Industrial | Existing | Space Heating | Natural Gas | Boiler | E6 | Utility - Cost of Equipment | 0 | 0 | 0 | 0 | 0 | 0 | 0 | 0 | 0 | 0 | 0 | 0 | 0 | 0 | 0 | 0 | 0 | 0 | 0 | 0 | 0 | 0 | 0 | 0 | 0 | 0 | 0
F4_Industrial_WA - Industrial_Existing_Space Heating_Natural Gas_Boiler_E7 | F4 | Industrial | WA - Industrial | Existing | Space Heating | Natural Gas | Boiler | E7 | Utility - Cost of Equipment | 0 | 0 | 0 | 0 | 0 | 0 | 0 | 0 | 0 | 0 | 0 | 0 | 0 | 0 | 0 | 0 | 0 | 0 | 0 | 0 | 0 | 0 | 0 | 0 | 0 | 0 | 0
F4_Industrial_WA - Industrial_Existing_Space Heating_Natural Gas_Boiler_E8 | F4 | Industrial | WA - Industrial | Existing | Space Heating | Natural Gas | Boiler | E8 | Utility - Cost of Equipment | 0 | 0 | 0 | 0 | 0 | 0 | 0 | 0 | 0 | 0 | 0 | 0 | 0 | 0 | 0 | 0 | 0 | 0 | 0 | 0 | 0 | 0 | 0 | 0 | 0 | 0 | 0
F4_Industrial_WA - Industrial_Existing_Space Heating_Natural Gas_Boiler_E9 | F4 | Industrial | WA - Industrial | Existing | Space Heating | Natural Gas | Boiler | E9 | Utility - Cost of Equipment | 0 | 0 | 0 | 0 | 0 | 0 | 0 | 0 | 0 | 0 | 0 | 0 | 0 | 0 | 0 | 0 | 0 | 0 | 0 | 0 | 0 | 0 | 0 | 0 | 0 | 0 | 0
F4_Industrial_WA - Industrial_Existing_Space Heating_Natural Gas_Boiler_E10 | F4 | Industrial | WA - Industrial | Existing | Space Heating | Natural Gas | Boiler | E10 | Utility - Cost of Equipment | 0 | 0 | 0 | 0 | 0 | 0 | 0 | 0 | 0 | 0 | 0 | 0 | 0 | 0 | 0 | 0 | 0 | 0 | 0 | 0 | 0 | 0 | 0 | 0 | 0 | 0 | 0
F5_Industrial_WA - Industrial_Existing_Space Heating_Natural Gas_Boiler_E1 | F5 | Industrial | WA - Industrial | Existing | Space Heating | Natural Gas | Boiler | E1 | Utility - Cost of Operation | 3267.6426 | 3300.8689 | 3315.3808 | 3329.8167 | 3373.6169 | 3437.4837 | 3448.592 | 3461.8112 | 3473.1067 | 3480.0202 | 3482.7646 | 3480.6396 | 3473.8943 | 3460.0475 | 3439.5064 | 3412.052 | 3376.4053 | 3332.8699 | 3279.9835 | 3216.2672 | 3140.781 | 3053.0684 | 2975.8697 | 2927.9825 | 2910.639 | 2924.9069 | 2939.2446
F5_Industrial_WA - Industrial_Existing_Space Heating_Natural Gas_Boiler_E2 | F5 | Industrial | WA - Industrial | Existing | Space Heating | Natural Gas | Boiler | E2 | Utility - Cost of Operation | 3075.464 | 3106.7362 | 3120.3947 | 3133.9815 | 3175.2057 | 3235.3163 | 3245.7713 | 3258.2131 | 3268.8443 | 3275.3512 | 3277.9341 | 3275.9341 | 3269.5855 | 3256.5531 | 3237.22 | 3211.3803 | 3177.8301 | 3136.8551 | 3087.0791 | 3027.1101 | 2956.0635 | 2873.5095 | 2800.8511 | 2755.7802 | 2739.4567 | 2752.8855 | 2766.38
F5_Industrial_WA - Industrial_Existing_Space Heating_Natural Gas_Boiler_E3 | F5 | Industrial | WA - Industrial | Existing | Space Heating | Natural Gas | Boiler | E3 | Utility - Cost of Operation | 2694.8988 | 2722.3014 | 2734.2697 | 2746.1753 | 2782.2983 | 2834.9706 | 2844.1319 | 2855.0341 | 2864.3498 | 2870.0515 | 2872.3149 | 2870.5623 | 2864.9993 | 2853.5795 | 2836.6388 | 2813.9966 | 2784.5979 | 2748.6933 | 2705.0767 | 2652.5284 | 2590.2732 | 2517.9347 | 2454.2672 | 2414.7734 | 2400.4699 | 2412.2369 | 2424.0616
F5_Industrial_WA - Industrial_Existing_Space Heating_Natural Gas_Boiler_E4 | F5 | Industrial | WA - Industrial | Existing | Space Heating | Natural Gas | Boiler | E4 | Utility - Cost of Operation | 1784.9751 | 1815.4045 | 1835.6171 | 1858.6371 | 1904.8978 | 1966.3346 | 1988.7599 | 2012.0642 | 2032.9544 | 2049.2162 | 2060.5105 | 2065.7604 | 2064.5291 | 2055.1664 | 2038.8372 | 2016.3521 | 1987.8511 | 1953.5567 | 1912.3969 | 1863.2879 | 1805.5407 | 1738.8205 | 1679.7943 | 1642.2392 | 1627.0584 | 1635.0342 | 1643.049
F5_Industrial_WA - Industrial_Existing_Space Heating_Natural Gas_Boiler_E5 | F5 | Industrial | WA - Industrial | Existing | Space Heating | Natural Gas | Boiler | E5 | Utility - Cost of Operation | 0 | 0 | 0 | 0 | 0 | 0 | 0 | 0 | 0 | 0 | 0 | 0 | 0 | 0 | 0 | 0 | 0 | 0 | 0 | 0 | 0 | 0 | 0 | 0 | 0 | 0 | 0
F5_Industrial_WA - Industrial_Existing_Space Heating_Natural Gas_Boiler_E6 | F5 | Industrial | WA - Industrial | Existing | Space Heating | Natural Gas | Boiler | E6 | Utility - Cost of Operation | 0 | 0 | 0 | 0 | 0 | 0 | 0 | 0 | 0 | 0 | 0 | 0 | 0 | 0 | 0 | 0 | 0 | 0 | 0 | 0 | 0 | 0 | 0 | 0 | 0 | 0 | 0
F5_Industrial_WA - Industrial_Existing_Space Heating_Natural Gas_Boiler_E7 | F5 | Industrial | WA - Industrial | Existing | Space Heating | Natural Gas | Boiler | E7 | Utility - Cost of Operation | 0 | 0 | 0 | 0 | 0 | 0 | 0 | 0 | 0 | 0 | 0 | 0 | 0 | 0 | 0 | 0 | 0 | 0 | 0 | 0 | 0 | 0 | 0 | 0 | 0 | 0 | 0
F5_Industrial_WA - Industrial_Existing_Space Heating_Natural Gas_Boiler_E8 | F5 | Industrial | WA - Industrial | Existing | Space Heating | Natural Gas | Boiler | E8 | Utility - Cost of Operation | 0 | 0 | 0 | 0 | 0 | 0 | 0 | 0 | 0 | 0 | 0 | 0 | 0 | 0 | 0 | 0 | 0 | 0 | 0 | 0 | 0 | 0 | 0 | 0 | 0 | 0 | 0
F5_Industrial_WA - Industrial_Existing_Space Heating_Natural Gas_Boiler_E9 | F5 | Industrial | WA - Industrial | Existing | Space Heating | Natural Gas | Boiler | E9 | Utility - Cost of Operation | 0 | 0 | 0 | 0 | 0 | 0 | 0 | 0 | 0 | 0 | 0 | 0 | 0 | 0 | 0 | 0 | 0 | 0 | 0 | 0 | 0 | 0 | 0 | 0 | 0 | 0 | 0
F5_Industrial_WA - Industrial_Existing_Space Heating_Natural Gas_Boiler_E10 | F5 | Industrial | WA - Industrial | Existing | Space Heating | Natural Gas | Boiler | E10 | Utility - Cost of Operation | 0 | 0 | 0 | 0 | 0 | 0 | 0 | 0 | 0 | 0 | 0 | 0 | 0 | 0 | 0 | 0 | 0 | 0 | 0 | 0 | 0 | 0 | 0 | 0 | 0 | 0 | 0
F6_Industrial_WA - Industrial_Existing_Space Heating_Natural Gas_Boiler_E1 | F6 | Industrial | WA - Industrial | Existing | Space Heating | Natural Gas | Boiler | E1 | Utility - Value of Sales | 0 | 0 | 0 | 0 | 0 | 0 | 0 | 0 | 0 | 0 | 0 | 0 | 0 | 0 | 0 | 0 | 0 | 0 | 0 | 0 | 0 | 0 | 0 | 0 | 0 | 0 | 0
F6_Industrial_WA - Industrial_Existing_Space Heating_Natural Gas_Boiler_E2 | F6 | Industrial | WA - Industrial | Existing | Space Heating | Natural Gas | Boiler | E2 | Utility - Value of Sales | 0 | 0 | 0 | 0 | 0 | 0 | 0 | 0 | 0 | 0 | 0 | 0 | 0 | 0 | 0 | 0 | 0 | 0 | 0 | 0 | 0 | 0 | 0 | 0 | 0 | 0 | 0
F6_Industrial_WA - Industrial_Existing_Space Heating_Natural Gas_Boiler_E3 | F6 | Industrial | WA - Industrial | Existing | Space Heating | Natural Gas | Boiler | E3 | Utility - Value of Sales | 0 | 0 | 0 | 0 | 0 | 0 | 0 | 0 | 0 | 0 | 0 | 0 | 0 | 0 | 0 | 0 | 0 | 0 | 0 | 0 | 0 | 0 | 0 | 0 | 0 | 0 | 0
F6_Industrial_WA - Industrial_Existing_Space Heating_Natural Gas_Boiler_E4 | F6 | Industrial | WA - Industrial | Existing | Space Heating | Natural Gas | Boiler | E4 | Utility - Value of Sales | 0 | 0 | 0 | 0 | 0 | 0 | 0 | 0 | 0 | 0 | 0 | 0 | 0 | 0 | 0 | 0 | 0 | 0 | 0 | 0 | 0 | 0 | 0 | 0 | 0 | 0 | 0
F6_Industrial_WA - Industrial_Existing_Space Heating_Natural Gas_Boiler_E5 | F6 | Industrial | WA - Industrial | Existing | Space Heating | Natural Gas | Boiler | E5 | Utility - Value of Sales | 0 | 0 | 0 | 0 | 0 | 0 | 0 | 0 | 0 | 0 | 0 | 0 | 0 | 0 | 0 | 0 | 0 | 0 | 0 | 0 | 0 | 0 | 0 | 0 | 0 | 0 | 0
F6_Industrial_WA - Industrial_Existing_Space Heating_Natural Gas_Boiler_E6 | F6 | Industrial | WA - Industrial | Existing | Space Heating | Natural Gas | Boiler | E6 | Utility - Value of Sales | 0 | 0 | 0 | 0 | 0 | 0 | 0 | 0 | 0 | 0 | 0 | 0 | 0 | 0 | 0 | 0 | 0 | 0 | 0 | 0 | 0 | 0 | 0 | 0 | 0 | 0 | 0
F6_Industrial_WA - Industrial_Existing_Space Heating_Natural Gas_Boiler_E7 | F6 | Industrial | WA - Industrial | Existing | Space Heating | Natural Gas | Boiler | E7 | Utility - Value of Sales | 0 | 0 | 0 | 0 | 0 | 0 | 0 | 0 | 0 | 0 | 0 | 0 | 0 | 0 | 0 | 0 | 0 | 0 | 0 | 0 | 0 | 0 | 0 | 0 | 0 | 0 | 0
F6_Industrial_WA - Industrial_Existing_Space Heating_Natural Gas_Boiler_E8 | F6 | Industrial | WA - Industrial | Existing | Space Heating | Natural Gas | Boiler | E8 | Utility - Value of Sales | 0 | 0 | 0 | 0 | 0 | 0 | 0 | 0 | 0 | 0 | 0 | 0 | 0 | 0 | 0 | 0 | 0 | 0 | 0 | 0 | 0 | 0 | 0 | 0 | 0 | 0 | 0
F6_Industrial_WA - Industrial_Existing_Space Heating_Natural Gas_Boiler_E9 | F6 | Industrial | WA - Industrial | Existing | Space Heating | Natural Gas | Boiler | E9 | Utility - Value of Sales | 0 | 0 | 0 | 0 | 0 | 0 | 0 | 0 | 0 | 0 | 0 | 0 | 0 | 0 | 0 | 0 | 0 | 0 | 0 | 0 | 0 | 0 | 0 | 0 | 0 | 0 | 0
F6_Industrial_WA - Industrial_Existing_Space Heating_Natural Gas_Boiler_E10 | F6 | Industrial | WA - Industrial | Existing | Space Heating | Natural Gas | Boiler | E10 | Utility - Value of Sales | 0 | 0 | 0 | 0 | 0 | 0 | 0 | 0 | 0 | 0 | 0 | 0 | 0 | 0 | 0 | 0 | 0 | 0 | 0 | 0 | 0 | 0 | 0 | 0 | 0 | 0 | 0
F1_Industrial_WA - Industrial_Existing_Space Heating_Natural Gas_Unit Heater_E1 | F1 | Industrial | WA - Industrial | Existing | Space Heating | Natural Gas | Unit Heater | E1 | RVT - Cost of Equipment | 19.8857 | 19.8857 | 19.8857 | 19.8857 | 19.8857 | 19.8857 | 19.8857 | 19.8857 | 19.8857 | 19.8857 | 19.8857 | 19.8857 | 19.8857 | 19.8857 | 19.8857 | 19.8857 | 19.8857 | 19.8857 | 19.8857 | 19.8857 | 19.8857 | 19.8857 | 19.8857 | 19.8857 | 19.8857 | 19.8857 | 19.8857
F1_Industrial_WA - Industrial_Existing_Space Heating_Natural Gas_Unit Heater_E2 | F1 | Industrial | WA - Industrial | Existing | Space Heating | Natural Gas | Unit Heater | E2 | RVT - Cost of Equipment | 23.7117 | 23.7117 | 23.7117 | 23.7117 | 23.7117 | 23.7117 | 23.7117 | 23.7117 | 23.7117 | 23.7117 | 23.7117 | 23.7117 | 23.7117 | 23.7117 | 23.7117 | 23.7117 | 23.7117 | 23.7117 | 23.7117 | 23.7117 | 23.7117 | 23.7117 | 23.7117 | 23.7117 | 23.7117 | 23.7117 | 23.7117
F1_Industrial_WA - Industrial_Existing_Space Heating_Natural Gas_Unit Heater_E3 | F1 | Industrial | WA - Industrial | Existing | Space Heating | Natural Gas | Unit Heater | E3 | RVT - Cost of Equipment | 25.9941 | 25.9941 | 25.9941 | 25.9941 | 25.9941 | 25.9941 | 25.9941 | 25.9941 | 25.9941 | 25.9941 | 25.9941 | 25.9941 | 25.9941 | 25.9941 | 25.9941 | 25.9941 | 25.9941 | 25.9941 | 25.9941 | 25.9941 | 25.9941 | 25.9941 | 25.9941 | 25.9941 | 25.9941 | 25.9941 | 25.9941
F1_Industrial_WA - Industrial_Existing_Space Heating_Natural Gas_Unit Heater_E4 | F1 | Industrial | WA - Industrial | Existing | Space Heating | Natural Gas | Unit Heater | E4 | RVT - Cost of Equipment | 0 | 0 | 0 | 0 | 0 | 0 | 0 | 0 | 0 | 0 | 0 | 0 | 0 | 0 | 0 | 0 | 0 | 0 | 0 | 0 | 0 | 0 | 0 | 0 | 0 | 0 | 0
F1_Industrial_WA - Industrial_Existing_Space Heating_Natural Gas_Unit Heater_E5 | F1 | Industrial | WA - Industrial | Existing | Space Heating | Natural Gas | Unit Heater | E5 | RVT - Cost of Equipment | 0 | 0 | 0 | 0 | 0 | 0 | 0 | 0 | 0 | 0 | 0 | 0 | 0 | 0 | 0 | 0 | 0 | 0 | 0 | 0 | 0 | 0 | 0 | 0 | 0 | 0 | 0
F1_Industrial_WA - Industrial_Existing_Space Heating_Natural Gas_Unit Heater_E6 | F1 | Industrial | WA - Industrial | Existing | Space Heating | Natural Gas | Unit Heater | E6 | RVT - Cost of Equipment | 0 | 0 | 0 | 0 | 0 | 0 | 0 | 0 | 0 | 0 | 0 | 0 | 0 | 0 | 0 | 0 | 0 | 0 | 0 | 0 | 0 | 0 | 0 | 0 | 0 | 0 | 0
F1_Industrial_WA - Industrial_Existing_Space Heating_Natural Gas_Unit Heater_E7 | F1 | Industrial | WA - Industrial | Existing | Space Heating | Natural Gas | Unit Heater | E7 | RVT - Cost of Equipment | 0 | 0 | 0 | 0 | 0 | 0 | 0 | 0 | 0 | 0 | 0 | 0 | 0 | 0 | 0 | 0 | 0 | 0 | 0 | 0 | 0 | 0 | 0 | 0 | 0 | 0 | 0
F1_Industrial_WA - Industrial_Existing_Space Heating_Natural Gas_Unit Heater_E8 | F1 | Industrial | WA - Industrial | Existing | Space Heating | Natural Gas | Unit Heater | E8 | RVT - Cost of Equipment | 0 | 0 | 0 | 0 | 0 | 0 | 0 | 0 | 0 | 0 | 0 | 0 | 0 | 0 | 0 | 0 | 0 | 0 | 0 | 0 | 0 | 0 | 0 | 0 | 0 | 0 | 0
F1_Industrial_WA - Industrial_Existing_Space Heating_Natural Gas_Unit Heater_E9 | F1 | Industrial | WA - Industrial | Existing | Space Heating | Natural Gas | Unit Heater | E9 | RVT - Cost of Equipment | 0 | 0 | 0 | 0 | 0 | 0 | 0 | 0 | 0 | 0 | 0 | 0 | 0 | 0 | 0 | 0 | 0 | 0 | 0 | 0 | 0 | 0 | 0 | 0 | 0 | 0 | 0
F1_Industrial_WA - Industrial_Existing_Space Heating_Natural Gas_Unit Heater_E10 | F1 | Industrial | WA - Industrial | Existing | Space Heating | Natural Gas | Unit Heater | E10 | RVT - Cost of Equipment | 0 | 0 | 0 | 0 | 0 | 0 | 0 | 0 | 0 | 0 | 0 | 0 | 0 | 0 | 0 | 0 | 0 | 0 | 0 | 0 | 0 | 0 | 0 | 0 | 0 | 0 | 0
F2_Industrial_WA - Industrial_Existing_Space Heating_Natural Gas_Unit Heater_E1 | F2 | Industrial | WA - Industrial | Existing | Space Heating | Natural Gas | Unit Heater | E1 | RVT - Cost of Operation | 0 | 0 | 0 | 0 | 0 | 0 | 0 | 0 | 0 | 0 | 0 | 0 | 0 | 0 | 0 | 0 | 0 | 0 | 0 | 0 | 0 | 0 | 0 | 0 | 0 | 0 | 0
F2_Industrial_WA - Industrial_Existing_Space Heating_Natural Gas_Unit Heater_E2 | F2 | Industrial | WA - Industrial | Existing | Space Heating | Natural Gas | Unit Heater | E2 | RVT - Cost of Operation | 0 | 0 | 0 | 0 | 0 | 0 | 0 | 0 | 0 | 0 | 0 | 0 | 0 | 0 | 0 | 0 | 0 | 0 | 0 | 0 | 0 | 0 | 0 | 0 | 0 | 0 | 0
F2_Industrial_WA - Industrial_Existing_Space Heating_Natural Gas_Unit Heater_E3 | F2 | Industrial | WA - Industrial | Existing | Space Heating | Natural Gas | Unit Heater | E3 | RVT - Cost of Operation | 0 | 0 | 0 | 0 | 0 | 0 | 0 | 0 | 0 | 0 | 0 | 0 | 0 | 0 | 0 | 0 | 0 | 0 | 0 | 0 | 0 | 0 | 0 | 0 | 0 | 0 | 0
F2_Industrial_WA - Industrial_Existing_Space Heating_Natural Gas_Unit Heater_E4 | F2 | Industrial | WA - Industrial | Existing | Space Heating | Natural Gas | Unit Heater | E4 | RVT - Cost of Operation | 0 | 0 | 0 | 0 | 0 | 0 | 0 | 0 | 0 | 0 | 0 | 0 | 0 | 0 | 0 | 0 | 0 | 0 | 0 | 0 | 0 | 0 | 0 | 0 | 0 | 0 | 0
F2_Industrial_WA - Industrial_Existing_Space Heating_Natural Gas_Unit Heater_E5 | F2 | Industrial | WA - Industrial | Existing | Space Heating | Natural Gas | Unit Heater | E5 | RVT - Cost of Operation | 0 | 0 | 0 | 0 | 0 | 0 | 0 | 0 | 0 | 0 | 0 | 0 | 0 | 0 | 0 | 0 | 0 | 0 | 0 | 0 | 0 | 0 | 0 | 0 | 0 | 0 | 0
F2_Industrial_WA - Industrial_Existing_Space Heating_Natural Gas_Unit Heater_E6 | F2 | Industrial | WA - Industrial | Existing | Space Heating | Natural Gas | Unit Heater | E6 | RVT - Cost of Operation | 0 | 0 | 0 | 0 | 0 | 0 | 0 | 0 | 0 | 0 | 0 | 0 | 0 | 0 | 0 | 0 | 0 | 0 | 0 | 0 | 0 | 0 | 0 | 0 | 0 | 0 | 0
F2_Industrial_WA - Industrial_Existing_Space Heating_Natural Gas_Unit Heater_E7 | F2 | Industrial | WA - Industrial | Existing | Space Heating | Natural Gas | Unit Heater | E7 | RVT - Cost of Operation | 0 | 0 | 0 | 0 | 0 | 0 | 0 | 0 | 0 | 0 | 0 | 0 | 0 | 0 | 0 | 0 | 0 | 0 | 0 | 0 | 0 | 0 | 0 | 0 | 0 | 0 | 0
F2_Industrial_WA - Industrial_Existing_Space Heating_Natural Gas_Unit Heater_E8 | F2 | Industrial | WA - Industrial | Existing | Space Heating | Natural Gas | Unit Heater | E8 | RVT - Cost of Operation | 0 | 0 | 0 | 0 | 0 | 0 | 0 | 0 | 0 | 0 | 0 | 0 | 0 | 0 | 0 | 0 | 0 | 0 | 0 | 0 | 0 | 0 | 0 | 0 | 0 | 0 | 0
F2_Industrial_WA - Industrial_Existing_Space Heating_Natural Gas_Unit Heater_E9 | F2 | Industrial | WA - Industrial | Existing | Space Heating | Natural Gas | Unit Heater | E9 | RVT - Cost of Operation | 0 | 0 | 0 | 0 | 0 | 0 | 0 | 0 | 0 | 0 | 0 | 0 | 0 | 0 | 0 | 0 | 0 | 0 | 0 | 0 | 0 | 0 | 0 | 0 | 0 | 0 | 0
F2_Industrial_WA - Industrial_Existing_Space Heating_Natural Gas_Unit Heater_E10 | F2 | Industrial | WA - Industrial | Existing | Space Heating | Natural Gas | Unit Heater | E10 | RVT - Cost of Operation | 0 | 0 | 0 | 0 | 0 | 0 | 0 | 0 | 0 | 0 | 0 | 0 | 0 | 0 | 0 | 0 | 0 | 0 | 0 | 0 | 0 | 0 | 0 | 0 | 0 | 0 | 0
F3_Industrial_WA - Industrial_Existing_Space Heating_Natural Gas_Unit Heater_E1 | F3 | Industrial | WA - Industrial | Existing | Space Heating | Natural Gas | Unit Heater | E1 | System - kBTUs of Consumption | 265670.9974 | 266561.7502 | 266509.8766 | 266509.8766 | 266509.8766 | 266509.8766 | 266509.8766 | 266509.8766 | 266509.8766 | 266509.8766 | 266509.8766 | 266509.8766 | 266509.8766 | 266509.8766 | 266509.8766 | 266509.8766 | 266509.8766 | 266509.8766 | 266509.8766 | 266509.8766 | 266509.8766 | 266509.8766 | 266509.8766 | 266509.8766 | 266509.8766 | 266509.8766 | 266509.8766
F3_Industrial_WA - Industrial_Existing_Space Heating_Natural Gas_Unit Heater_E2 | F3 | Industrial | WA - Industrial | Existing | Space Heating | Natural Gas | Unit Heater | E2 | System - kBTUs of Consumption | 236293.9159 | 237086.172 | 237040.0345 | 237040.0345 | 237040.0345 | 237040.0345 | 237040.0345 | 237040.0345 | 237040.0345 | 237040.0345 | 237040.0345 | 237040.0345 | 237040.0345 | 237040.0345 | 237040.0345 | 237040.0345 | 237040.0345 | 237040.0345 | 237040.0345 | 237040.0345 | 237040.0345 | 237040.0345 | 237040.0345 | 237040.0345 | 237040.0345 | 237040.0345 | 237040.0345
F3_Industrial_WA - Industrial_Existing_Space Heating_Natural Gas_Unit Heater_E3 | F3 | Industrial | WA - Industrial | Existing | Space Heating | Natural Gas | Unit Heater | E3 | System - kBTUs of Consumption | 234769.2897 | 235819.9212 | 235758.737 | 235758.737 | 235758.737 | 235758.737 | 235758.737 | 235758.737 | 235758.737 | 235758.737 | 235758.737 | 235758.737 | 235758.737 | 235758.737 | 235758.737 | 235758.737 | 235758.737 | 235758.737 | 235758.737 | 235758.737 | 235758.737 | 235758.737 | 235758.737 | 235758.737 | 235758.737 | 235758.737 | 235758.737
F3_Industrial_WA - Industrial_Existing_Space Heating_Natural Gas_Unit Heater_E4 | F3 | Industrial | WA - Industrial | Existing | Space Heating | Natural Gas | Unit Heater | E4 | System - kBTUs of Consumption | 0 | 0 | 0 | 0 | 0 | 0 | 0 | 0 | 0 | 0 | 0 | 0 | 0 | 0 | 0 | 0 | 0 | 0 | 0 | 0 | 0 | 0 | 0 | 0 | 0 | 0 | 0
F3_Industrial_WA - Industrial_Existing_Space Heating_Natural Gas_Unit Heater_E5 | F3 | Industrial | WA - Industrial | Existing | Space Heating | Natural Gas | Unit Heater | E5 | System - kBTUs of Consumption | 0 | 0 | 0 | 0 | 0 | 0 | 0 | 0 | 0 | 0 | 0 | 0 | 0 | 0 | 0 | 0 | 0 | 0 | 0 | 0 | 0 | 0 | 0 | 0 | 0 | 0 | 0
F3_Industrial_WA - Industrial_Existing_Space Heating_Natural Gas_Unit Heater_E6 | F3 | Industrial | WA - Industrial | Existing | Space Heating | Natural Gas | Unit Heater | E6 | System - kBTUs of Consumption | 0 | 0 | 0 | 0 | 0 | 0 | 0 | 0 | 0 | 0 | 0 | 0 | 0 | 0 | 0 | 0 | 0 | 0 | 0 | 0 | 0 | 0 | 0 | 0 | 0 | 0 | 0
F3_Industrial_WA - Industrial_Existing_Space Heating_Natural Gas_Unit Heater_E7 | F3 | Industrial | WA - Industrial | Existing | Space Heating | Natural Gas | Unit Heater | E7 | System - kBTUs of Consumption | 0 | 0 | 0 | 0 | 0 | 0 | 0 | 0 | 0 | 0 | 0 | 0 | 0 | 0 | 0 | 0 | 0 | 0 | 0 | 0 | 0 | 0 | 0 | 0 | 0 | 0 | 0
F3_Industrial_WA - Industrial_Existing_Space Heating_Natural Gas_Unit Heater_E8 | F3 | Industrial | WA - Industrial | Existing | Space Heating | Natural Gas | Unit Heater | E8 | System - kBTUs of Consumption | 0 | 0 | 0 | 0 | 0 | 0 | 0 | 0 | 0 | 0 | 0 | 0 | 0 | 0 | 0 | 0 | 0 | 0 | 0 | 0 | 0 | 0 | 0 | 0 | 0 | 0 | 0
F3_Industrial_WA - Industrial_Existing_Space Heating_Natural Gas_Unit Heater_E9 | F3 | Industrial | WA - Industrial | Existing | Space Heating | Natural Gas | Unit Heater | E9 | System - kBTUs of Consumption | 0 | 0 | 0 | 0 | 0 | 0 | 0 | 0 | 0 | 0 | 0 | 0 | 0 | 0 | 0 | 0 | 0 | 0 | 0 | 0 | 0 | 0 | 0 | 0 | 0 | 0 | 0
F3_Industrial_WA - Industrial_Existing_Space Heating_Natural Gas_Unit Heater_E10 | F3 | Industrial | WA - Industrial | Existing | Space Heating | Natural Gas | Unit Heater | E10 | System - kBTUs of Consumption | 0 | 0 | 0 | 0 | 0 | 0 | 0 | 0 | 0 | 0 | 0 | 0 | 0 | 0 | 0 | 0 | 0 | 0 | 0 | 0 | 0 | 0 | 0 | 0 | 0 | 0 | 0
F4_Industrial_WA - Industrial_Existing_Space Heating_Natural Gas_Unit Heater_E1 | F4 | Industrial | WA - Industrial | Existing | Space Heating | Natural Gas | Unit Heater | E1 | Utility - Cost of Equipment | 19.8857 | 19.8857 | 19.8857 | 19.8857 | 19.8857 | 19.8857 | 19.8857 | 19.8857 | 19.8857 | 19.8857 | 19.8857 | 19.8857 | 19.8857 | 19.8857 | 19.8857 | 19.8857 | 19.8857 | 19.8857 | 19.8857 | 19.8857 | 19.8857 | 19.8857 | 19.8857 | 19.8857 | 19.8857 | 19.8857 | 19.8857
F4_Industrial_WA - Industrial_Existing_Space Heating_Natural Gas_Unit Heater_E2 | F4 | Industrial | WA - Industrial | Existing | Space Heating | Natural Gas | Unit Heater | E2 | Utility - Cost of Equipment | 23.7117 | 23.7117 | 23.7117 | 23.7117 | 23.7117 | 23.7117 | 23.7117 | 23.7117 | 23.7117 | 23.7117 | 23.7117 | 23.7117 | 23.7117 | 23.7117 | 23.7117 | 23.7117 | 23.7117 | 23.7117 | 23.7117 | 23.7117 | 23.7117 | 23.7117 | 23.7117 | 23.7117 | 23.7117 | 23.7117 | 23.7117
F4_Industrial_WA - Industrial_Existing_Space Heating_Natural Gas_Unit Heater_E3 | F4 | Industrial | WA - Industrial | Existing | Space Heating | Natural Gas | Unit Heater | E3 | Utility - Cost of Equipment | 25.9941 | 25.9941 | 25.9941 | 25.9941 | 25.9941 | 25.9941 | 25.9941 | 25.9941 | 25.9941 | 25.9941 | 25.9941 | 25.9941 | 25.9941 | 25.9941 | 25.9941 | 25.9941 | 25.9941 | 25.9941 | 25.9941 | 25.9941 | 25.9941 | 25.9941 | 25.9941 | 25.9941 | 25.9941 | 25.9941 | 25.9941
F4_Industrial_WA - Industrial_Existing_Space Heating_Natural Gas_Unit Heater_E4 | F4 | Industrial | WA - Industrial | Existing | Space Heating | Natural Gas | Unit Heater | E4 | Utility - Cost of Equipment | 0 | 0 | 0 | 0 | 0 | 0 | 0 | 0 | 0 | 0 | 0 | 0 | 0 | 0 | 0 | 0 | 0 | 0 | 0 | 0 | 0 | 0 | 0 | 0 | 0 | 0 | 0
F4_Industrial_WA - Industrial_Existing_Space Heating_Natural Gas_Unit Heater_E5 | F4 | Industrial | WA - Industrial | Existing | Space Heating | Natural Gas | Unit Heater | E5 | Utility - Cost of Equipment | 0 | 0 | 0 | 0 | 0 | 0 | 0 | 0 | 0 | 0 | 0 | 0 | 0 | 0 | 0 | 0 | 0 | 0 | 0 | 0 | 0 | 0 | 0 | 0 | 0 | 0 | 0
F4_Industrial_WA - Industrial_Existing_Space Heating_Natural Gas_Unit Heater_E6 | F4 | Industrial | WA - Industrial | Existing | Space Heating | Natural Gas | Unit Heater | E6 | Utility - Cost of Equipment | 0 | 0 | 0 | 0 | 0 | 0 | 0 | 0 | 0 | 0 | 0 | 0 | 0 | 0 | 0 | 0 | 0 | 0 | 0 | 0 | 0 | 0 | 0 | 0 | 0 | 0 | 0
F4_Industrial_WA - Industrial_Existing_Space Heating_Natural Gas_Unit Heater_E7 | F4 | Industrial | WA - Industrial | Existing | Space Heating | Natural Gas | Unit Heater | E7 | Utility - Cost of Equipment | 0 | 0 | 0 | 0 | 0 | 0 | 0 | 0 | 0 | 0 | 0 | 0 | 0 | 0 | 0 | 0 | 0 | 0 | 0 | 0 | 0 | 0 | 0 | 0 | 0 | 0 | 0
F4_Industrial_WA - Industrial_Existing_Space Heating_Natural Gas_Unit Heater_E8 | F4 | Industrial | WA - Industrial | Existing | Space Heating | Natural Gas | Unit Heater | E8 | Utility - Cost of Equipment | 0 | 0 | 0 | 0 | 0 | 0 | 0 | 0 | 0 | 0 | 0 | 0 | 0 | 0 | 0 | 0 | 0 | 0 | 0 | 0 | 0 | 0 | 0 | 0 | 0 | 0 | 0
F4_Industrial_WA - Industrial_Existing_Space Heating_Natural Gas_Unit Heater_E9 | F4 | Industrial | WA - Industrial | Existing | Space Heating | Natural Gas | Unit Heater | E9 | Utility - Cost of Equipment | 0 | 0 | 0 | 0 | 0 | 0 | 0 | 0 | 0 | 0 | 0 | 0 | 0 | 0 | 0 | 0 | 0 | 0 | 0 | 0 | 0 | 0 | 0 | 0 | 0 | 0 | 0
F4_Industrial_WA - Industrial_Existing_Space Heating_Natural Gas_Unit Heater_E10 | F4 | Industrial | WA - Industrial | Existing | Space Heating | Natural Gas | Unit Heater | E10 | Utility - Cost of Equipment | 0 | 0 | 0 | 0 | 0 | 0 | 0 | 0 | 0 | 0 | 0 | 0 | 0 | 0 | 0 | 0 | 0 | 0 | 0 | 0 | 0 | 0 | 0 | 0 | 0 | 0 | 0
F5_Industrial_WA - Industrial_Existing_Space Heating_Natural Gas_Unit Heater_E1 | F5 | Industrial | WA - Industrial | Existing | Space Heating | Natural Gas | Unit Heater | E1 | Utility - Cost of Operation | 3398.3336 | 3446.7105 | 3475.1423 | 3504.7178 | 3568.3946 | 3654.0467 | 3675.743 | 3696.3869 | 3711.4923 | 3719.1905 | 3720.8284 | 3716.8139 | 3707.4361 | 3689.8185 | 3664.4331 | 3631.0261 | 3588.1147 | 3536.0509 | 3473.1396 | 3397.6662 | 3308.5413 | 3205.2354 | 3114.1093 | 3056.9533 | 3035.1958 | 3050.0742 | 3065.0255
F5_Industrial_WA - Industrial_Existing_Space Heating_Natural Gas_Unit Heater_E2 | F5 | Industrial | WA - Industrial | Existing | Space Heating | Natural Gas | Unit Heater | E2 | Utility - Cost of Operation | 3022.5564 | 3065.5839 | 3090.8717 | 3117.1769 | 3173.8125 | 3249.9935 | 3269.2906 | 3287.6518 | 3301.0869 | 3307.9339 | 3309.3906 | 3305.8201 | 3297.4792 | 3281.8097 | 3259.2314 | 3229.5184 | 3191.352 | 3145.0453 | 3089.0905 | 3021.9627 | 2942.693 | 2850.8103 | 2769.7607 | 2718.9248 | 2699.5732 | 2712.8064 | 2726.1044
F5_Industrial_WA - Industrial_Existing_Space Heating_Natural Gas_Unit Heater_E3 | F5 | Industrial | WA - Industrial | Existing | Space Heating | Natural Gas | Unit Heater | E3 | Utility - Cost of Operation | 2908.7145 | 2958.3009 | 2991.2383 | 3028.7507 | 3104.1351 | 3204.2497 | 3240.793 | 3278.7685 | 3312.8103 | 3339.3098 | 3357.7145 | 3366.2694 | 3364.263 | 3349.006 | 3322.3966 | 3285.756 | 3239.312 | 3183.4274 | 3116.3553 | 3036.3295 | 2942.2272 | 2833.503 | 2737.3166 | 2676.1185 | 2651.3806 | 2664.3775 | 2677.4382
F5_Industrial_WA - Industrial_Existing_Space Heating_Natural Gas_Unit Heater_E4 | F5 | Industrial | WA - Industrial | Existing | Space Heating | Natural Gas | Unit Heater | E4 | Utility - Cost of Operation | 0 | 0 | 0 | 0 | 0 | 0 | 0 | 0 | 0 | 0 | 0 | 0 | 0 | 0 | 0 | 0 | 0 | 0 | 0 | 0 | 0 | 0 | 0 | 0 | 0 | 0 | 0
F5_Industrial_WA - Industrial_Existing_Space Heating_Natural Gas_Unit Heater_E5 | F5 | Industrial | WA - Industrial | Existing | Space Heating | Natural Gas | Unit Heater | E5 | Utility - Cost of Operation | 0 | 0 | 0 | 0 | 0 | 0 | 0 | 0 | 0 | 0 | 0 | 0 | 0 | 0 | 0 | 0 | 0 | 0 | 0 | 0 | 0 | 0 | 0 | 0 | 0 | 0 | 0
F5_Industrial_WA - Industrial_Existing_Space Heating_Natural Gas_Unit Heater_E6 | F5 | Industrial | WA - Industrial | Existing | Space Heating | Natural Gas | Unit Heater | E6 | Utility - Cost of Operation | 0 | 0 | 0 | 0 | 0 | 0 | 0 | 0 | 0 | 0 | 0 | 0 | 0 | 0 | 0 | 0 | 0 | 0 | 0 | 0 | 0 | 0 | 0 | 0 | 0 | 0 | 0
F5_Industrial_WA - Industrial_Existing_Space Heating_Natural Gas_Unit Heater_E7 | F5 | Industrial | WA - Industrial | Existing | Space Heating | Natural Gas | Unit Heater | E7 | Utility - Cost of Operation | 0 | 0 | 0 | 0 | 0 | 0 | 0 | 0 | 0 | 0 | 0 | 0 | 0 | 0 | 0 | 0 | 0 | 0 | 0 | 0 | 0 | 0 | 0 | 0 | 0 | 0 | 0
F5_Industrial_WA - Industrial_Existing_Space Heating_Natural Gas_Unit Heater_E8 | F5 | Industrial | WA - Industrial | Existing | Space Heating | Natural Gas | Unit Heater | E8 | Utility - Cost of Operation | 0 | 0 | 0 | 0 | 0 | 0 | 0 | 0 | 0 | 0 | 0 | 0 | 0 | 0 | 0 | 0 | 0 | 0 | 0 | 0 | 0 | 0 | 0 | 0 | 0 | 0 | 0
F5_Industrial_WA - Industrial_Existing_Space Heating_Natural Gas_Unit Heater_E9 | F5 | Industrial | WA - Industrial | Existing | Space Heating | Natural Gas | Unit Heater | E9 | Utility - Cost of Operation | 0 | 0 | 0 | 0 | 0 | 0 | 0 | 0 | 0 | 0 | 0 | 0 | 0 | 0 | 0 | 0 | 0 | 0 | 0 | 0 | 0 | 0 | 0 | 0 | 0 | 0 | 0
F5_Industrial_WA - Industrial_Existing_Space Heating_Natural Gas_Unit Heater_E10 | F5 | Industrial | WA - Industrial | Existing | Space Heating | Natural Gas | Unit Heater | E10 | Utility - Cost of Operation | 0 | 0 | 0 | 0 | 0 | 0 | 0 | 0 | 0 | 0 | 0 | 0 | 0 | 0 | 0 | 0 | 0 | 0 | 0 | 0 | 0 | 0 | 0 | 0 | 0 | 0 | 0
F6_Industrial_WA - Industrial_Existing_Space Heating_Natural Gas_Unit Heater_E1 | F6 | Industrial | WA - Industrial | Existing | Space Heating | Natural Gas | Unit Heater | E1 | Utility - Value of Sales | 0 | 0 | 0 | 0 | 0 | 0 | 0 | 0 | 0 | 0 | 0 | 0 | 0 | 0 | 0 | 0 | 0 | 0 | 0 | 0 | 0 | 0 | 0 | 0 | 0 | 0 | 0
F6_Industrial_WA - Industrial_Existing_Space Heating_Natural Gas_Unit Heater_E2 | F6 | Industrial | WA - Industrial | Existing | Space Heating | Natural Gas | Unit Heater | E2 | Utility - Value of Sales | 0 | 0 | 0 | 0 | 0 | 0 | 0 | 0 | 0 | 0 | 0 | 0 | 0 | 0 | 0 | 0 | 0 | 0 | 0 | 0 | 0 | 0 | 0 | 0 | 0 | 0 | 0
F6_Industrial_WA - Industrial_Existing_Space Heating_Natural Gas_Unit Heater_E3 | F6 | Industrial | WA - Industrial | Existing | Space Heating | Natural Gas | Unit Heater | E3 | Utility - Value of Sales | 0 | 0 | 0 | 0 | 0 | 0 | 0 | 0 | 0 | 0 | 0 | 0 | 0 | 0 | 0 | 0 | 0 | 0 | 0 | 0 | 0 | 0 | 0 | 0 | 0 | 0 | 0
F6_Industrial_WA - Industrial_Existing_Space Heating_Natural Gas_Unit Heater_E4 | F6 | Industrial | WA - Industrial | Existing | Space Heating | Natural Gas | Unit Heater | E4 | Utility - Value of Sales | 0 | 0 | 0 | 0 | 0 | 0 | 0 | 0 | 0 | 0 | 0 | 0 | 0 | 0 | 0 | 0 | 0 | 0 | 0 | 0 | 0 | 0 | 0 | 0 | 0 | 0 | 0
F6_Industrial_WA - Industrial_Existing_Space Heating_Natural Gas_Unit Heater_E5 | F6 | Industrial | WA - Industrial | Existing | Space Heating | Natural Gas | Unit Heater | E5 | Utility - Value of Sales | 0 | 0 | 0 | 0 | 0 | 0 | 0 | 0 | 0 | 0 | 0 | 0 | 0 | 0 | 0 | 0 | 0 | 0 | 0 | 0 | 0 | 0 | 0 | 0 | 0 | 0 | 0
F6_Industrial_WA - Industrial_Existing_Space Heating_Natural Gas_Unit Heater_E6 | F6 | Industrial | WA - Industrial | Existing | Space Heating | Natural Gas | Unit Heater | E6 | Utility - Value of Sales | 0 | 0 | 0 | 0 | 0 | 0 | 0 | 0 | 0 | 0 | 0 | 0 | 0 | 0 | 0 | 0 | 0 | 0 | 0 | 0 | 0 | 0 | 0 | 0 | 0 | 0 | 0
F6_Industrial_WA - Industrial_Existing_Space Heating_Natural Gas_Unit Heater_E7 | F6 | Industrial | WA - Industrial | Existing | Space Heating | Natural Gas | Unit Heater | E7 | Utility - Value of Sales | 0 | 0 | 0 | 0 | 0 | 0 | 0 | 0 | 0 | 0 | 0 | 0 | 0 | 0 | 0 | 0 | 0 | 0 | 0 | 0 | 0 | 0 | 0 | 0 | 0 | 0 | 0
F6_Industrial_WA - Industrial_Existing_Space Heating_Natural Gas_Unit Heater_E8 | F6 | Industrial | WA - Industrial | Existing | Space Heating | Natural Gas | Unit Heater | E8 | Utility - Value of Sales | 0 | 0 | 0 | 0 | 0 | 0 | 0 | 0 | 0 | 0 | 0 | 0 | 0 | 0 | 0 | 0 | 0 | 0 | 0 | 0 | 0 | 0 | 0 | 0 | 0 | 0 | 0
F6_Industrial_WA - Industrial_Existing_Space Heating_Natural Gas_Unit Heater_E9 | F6 | Industrial | WA - Industrial | Existing | Space Heating | Natural Gas | Unit Heater | E9 | Utility - Value of Sales | 0 | 0 | 0 | 0 | 0 | 0 | 0 | 0 | 0 | 0 | 0 | 0 | 0 | 0 | 0 | 0 | 0 | 0 | 0 | 0 | 0 | 0 | 0 | 0 | 0 | 0 | 0
F6_Industrial_WA - Industrial_Existing_Space Heating_Natural Gas_Unit Heater_E10 | F6 | Industrial | WA - Industrial | Existing | Space Heating | Natural Gas | Unit Heater | E10 | Utility - Value of Sales | 0 | 0 | 0 | 0 | 0 | 0 | 0 | 0 | 0 | 0 | 0 | 0 | 0 | 0 | 0 | 0 | 0 | 0 | 0 | 0 | 0 | 0 | 0 | 0 | 0 | 0 | 0
F1_Industrial_WA - Industrial_Existing_Process_Natural Gas_Process Boiler_E1 | F1 | Industrial | WA - Industrial | Existing | Process | Natural Gas | Process Boiler | E1 | RVT - Cost of Equipment | 4730.1788 | 4730.1788 | 4730.1788 | 4730.1788 | 4730.1788 | 4730.1788 | 4730.1788 | 4730.1788 | 4730.1788 | 4730.1788 | 4730.1788 | 4730.1788 | 4730.1788 | 4730.1788 | 4730.1788 | 4730.1788 | 4730.1788 | 4730.1788 | 4730.1788 | 4730.1788 | 4730.1788 | 4730.1788 | 4730.1788 | 4730.1788 | 4730.1788 | 4730.1788 | 4730.1788
F1_Industrial_WA - Industrial_Existing_Process_Natural Gas_Process Boiler_E2 | F1 | Industrial | WA - Industrial | Existing | Process | Natural Gas | Process Boiler | E2 | RVT - Cost of Equipment | 0 | 0 | 0 | 0 | 0 | 0 | 0 | 0 | 0 | 0 | 0 | 0 | 0 | 0 | 0 | 0 | 0 | 0 | 0 | 0 | 0 | 0 | 0 | 0 | 0 | 0 | 0
F1_Industrial_WA - Industrial_Existing_Process_Natural Gas_Process Boiler_E3 | F1 | Industrial | WA - Industrial | Existing | Process | Natural Gas | Process Boiler | E3 | RVT - Cost of Equipment | 0 | 0 | 0 | 0 | 0 | 0 | 0 | 0 | 0 | 0 | 0 | 0 | 0 | 0 | 0 | 0 | 0 | 0 | 0 | 0 | 0 | 0 | 0 | 0 | 0 | 0 | 0
F1_Industrial_WA - Industrial_Existing_Process_Natural Gas_Process Boiler_E4 | F1 | Industrial | WA - Industrial | Existing | Process | Natural Gas | Process Boiler | E4 | RVT - Cost of Equipment | 0 | 0 | 0 | 0 | 0 | 0 | 0 | 0 | 0 | 0 | 0 | 0 | 0 | 0 | 0 | 0 | 0 | 0 | 0 | 0 | 0 | 0 | 0 | 0 | 0 | 0 | 0
F1_Industrial_WA - Industrial_Existing_Process_Natural Gas_Process Boiler_E5 | F1 | Industrial | WA - Industrial | Existing | Process | Natural Gas | Process Boiler | E5 | RVT - Cost of Equipment | 0 | 0 | 0 | 0 | 0 | 0 | 0 | 0 | 0 | 0 | 0 | 0 | 0 | 0 | 0 | 0 | 0 | 0 | 0 | 0 | 0 | 0 | 0 | 0 | 0 | 0 | 0
F1_Industrial_WA - Industrial_Existing_Process_Natural Gas_Process Boiler_E6 | F1 | Industrial | WA - Industrial | Existing | Process | Natural Gas | Process Boiler | E6 | RVT - Cost of Equipment | 0 | 0 | 0 | 0 | 0 | 0 | 0 | 0 | 0 | 0 | 0 | 0 | 0 | 0 | 0 | 0 | 0 | 0 | 0 | 0 | 0 | 0 | 0 | 0 | 0 | 0 | 0
F1_Industrial_WA - Industrial_Existing_Process_Natural Gas_Process Boiler_E7 | F1 | Industrial | WA - Industrial | Existing | Process | Natural Gas | Process Boiler | E7 | RVT - Cost of Equipment | 0 | 0 | 0 | 0 | 0 | 0 | 0 | 0 | 0 | 0 | 0 | 0 | 0 | 0 | 0 | 0 | 0 | 0 | 0 | 0 | 0 | 0 | 0 | 0 | 0 | 0 | 0
F1_Industrial_WA - Industrial_Existing_Process_Natural Gas_Process Boiler_E8 | F1 | Industrial | WA - Industrial | Existing | Process | Natural Gas | Process Boiler | E8 | RVT - Cost of Equipment | 0 | 0 | 0 | 0 | 0 | 0 | 0 | 0 | 0 | 0 | 0 | 0 | 0 | 0 | 0 | 0 | 0 | 0 | 0 | 0 | 0 | 0 | 0 | 0 | 0 | 0 | 0
F1_Industrial_WA - Industrial_Existing_Process_Natural Gas_Process Boiler_E9 | F1 | Industrial | WA - Industrial | Existing | Process | Natural Gas | Process Boiler | E9 | RVT - Cost of Equipment | 0 | 0 | 0 | 0 | 0 | 0 | 0 | 0 | 0 | 0 | 0 | 0 | 0 | 0 | 0 | 0 | 0 | 0 | 0 | 0 | 0 | 0 | 0 | 0 | 0 | 0 | 0
F1_Industrial_WA - Industrial_Existing_Process_Natural Gas_Process Boiler_E10 | F1 | Industrial | WA - Industrial | Existing | Process | Natural Gas | Process Boiler | E10 | RVT - Cost of Equipment | 0 | 0 | 0 | 0 | 0 | 0 | 0 | 0 | 0 | 0 | 0 | 0 | 0 | 0 | 0 | 0 | 0 | 0 | 0 | 0 | 0 | 0 | 0 | 0 | 0 | 0 | 0
F2_Industrial_WA - Industrial_Existing_Process_Natural Gas_Process Boiler_E1 | F2 | Industrial | WA - Industrial | Existing | Process | Natural Gas | Process Boiler | E1 | RVT - Cost of Operation | 0 | 0 | 0 | 0 | 0 | 0 | 0 | 0 | 0 | 0 | 0 | 0 | 0 | 0 | 0 | 0 | 0 | 0 | 0 | 0 | 0 | 0 | 0 | 0 | 0 | 0 | 0
F2_Industrial_WA - Industrial_Existing_Process_Natural Gas_Process Boiler_E2 | F2 | Industrial | WA - Industrial | Existing | Process | Natural Gas | Process Boiler | E2 | RVT - Cost of Operation | 0 | 0 | 0 | 0 | 0 | 0 | 0 | 0 | 0 | 0 | 0 | 0 | 0 | 0 | 0 | 0 | 0 | 0 | 0 | 0 | 0 | 0 | 0 | 0 | 0 | 0 | 0
F2_Industrial_WA - Industrial_Existing_Process_Natural Gas_Process Boiler_E3 | F2 | Industrial | WA - Industrial | Existing | Process | Natural Gas | Process Boiler | E3 | RVT - Cost of Operation | 0 | 0 | 0 | 0 | 0 | 0 | 0 | 0 | 0 | 0 | 0 | 0 | 0 | 0 | 0 | 0 | 0 | 0 | 0 | 0 | 0 | 0 | 0 | 0 | 0 | 0 | 0
F2_Industrial_WA - Industrial_Existing_Process_Natural Gas_Process Boiler_E4 | F2 | Industrial | WA - Industrial | Existing | Process | Natural Gas | Process Boiler | E4 | RVT - Cost of Operation | 0 | 0 | 0 | 0 | 0 | 0 | 0 | 0 | 0 | 0 | 0 | 0 | 0 | 0 | 0 | 0 | 0 | 0 | 0 | 0 | 0 | 0 | 0 | 0 | 0 | 0 | 0
F2_Industrial_WA - Industrial_Existing_Process_Natural Gas_Process Boiler_E5 | F2 | Industrial | WA - Industrial | Existing | Process | Natural Gas | Process Boiler | E5 | RVT - Cost of Operation | 0 | 0 | 0 | 0 | 0 | 0 | 0 | 0 | 0 | 0 | 0 | 0 | 0 | 0 | 0 | 0 | 0 | 0 | 0 | 0 | 0 | 0 | 0 | 0 | 0 | 0 | 0
F2_Industrial_WA - Industrial_Existing_Process_Natural Gas_Process Boiler_E6 | F2 | Industrial | WA - Industrial | Existing | Process | Natural Gas | Process Boiler | E6 | RVT - Cost of Operation | 0 | 0 | 0 | 0 | 0 | 0 | 0 | 0 | 0 | 0 | 0 | 0 | 0 | 0 | 0 | 0 | 0 | 0 | 0 | 0 | 0 | 0 | 0 | 0 | 0 | 0 | 0
F2_Industrial_WA - Industrial_Existing_Process_Natural Gas_Process Boiler_E7 | F2 | Industrial | WA - Industrial | Existing | Process | Natural Gas | Process Boiler | E7 | RVT - Cost of Operation | 0 | 0 | 0 | 0 | 0 | 0 | 0 | 0 | 0 | 0 | 0 | 0 | 0 | 0 | 0 | 0 | 0 | 0 | 0 | 0 | 0 | 0 | 0 | 0 | 0 | 0 | 0
F2_Industrial_WA - Industrial_Existing_Process_Natural Gas_Process Boiler_E8 | F2 | Industrial | WA - Industrial | Existing | Process | Natural Gas | Process Boiler | E8 | RVT - Cost of Operation | 0 | 0 | 0 | 0 | 0 | 0 | 0 | 0 | 0 | 0 | 0 | 0 | 0 | 0 | 0 | 0 | 0 | 0 | 0 | 0 | 0 | 0 | 0 | 0 | 0 | 0 | 0
F2_Industrial_WA - Industrial_Existing_Process_Natural Gas_Process Boiler_E9 | F2 | Industrial | WA - Industrial | Existing | Process | Natural Gas | Process Boiler | E9 | RVT - Cost of Operation | 0 | 0 | 0 | 0 | 0 | 0 | 0 | 0 | 0 | 0 | 0 | 0 | 0 | 0 | 0 | 0 | 0 | 0 | 0 | 0 | 0 | 0 | 0 | 0 | 0 | 0 | 0
F2_Industrial_WA - Industrial_Existing_Process_Natural Gas_Process Boiler_E10 | F2 | Industrial | WA - Industrial | Existing | Process | Natural Gas | Process Boiler | E10 | RVT - Cost of Operation | 0 | 0 | 0 | 0 | 0 | 0 | 0 | 0 | 0 | 0 | 0 | 0 | 0 | 0 | 0 | 0 | 0 | 0 | 0 | 0 | 0 | 0 | 0 | 0 | 0 | 0 | 0
F3_Industrial_WA - Industrial_Existing_Process_Natural Gas_Process Boiler_E1 | F3 | Industrial | WA - Industrial | Existing | Process | Natural Gas | Process Boiler | E1 | System - kBTUs of Consumption | 1809722.7892 | 1809722.7892 | 1809722.7892 | 1809722.7892 | 1809722.7892 | 1809722.7892 | 1809722.7892 | 1809722.7892 | 1809722.7892 | 1809722.7892 | 1809722.7892 | 1809722.7892 | 1809722.7892 | 1809722.7892 | 1809722.7892 | 1809722.7892 | 1809722.7892 | 1809722.7892 | 1809722.7892 | 1809722.7892 | 1809722.7892 | 1809722.7892 | 1809722.7892 | 1809722.7892 | 1809722.7892 | 1809722.7892 | 1809722.7892
F3_Industrial_WA - Industrial_Existing_Process_Natural Gas_Process Boiler_E2 | F3 | Industrial | WA - Industrial | Existing | Process | Natural Gas | Process Boiler | E2 | System - kBTUs of Consumption | 0 | 0 | 0 | 0 | 0 | 0 | 0 | 0 | 0 | 0 | 0 | 0 | 0 | 0 | 0 | 0 | 0 | 0 | 0 | 0 | 0 | 0 | 0 | 0 | 0 | 0 | 0
F3_Industrial_WA - Industrial_Existing_Process_Natural Gas_Process Boiler_E3 | F3 | Industrial | WA - Industrial | Existing | Process | Natural Gas | Process Boiler | E3 | System - kBTUs of Consumption | 0 | 0 | 0 | 0 | 0 | 0 | 0 | 0 | 0 | 0 | 0 | 0 | 0 | 0 | 0 | 0 | 0 | 0 | 0 | 0 | 0 | 0 | 0 | 0 | 0 | 0 | 0
F3_Industrial_WA - Industrial_Existing_Process_Natural Gas_Process Boiler_E4 | F3 | Industrial | WA - Industrial | Existing | Process | Natural Gas | Process Boiler | E4 | System - kBTUs of Consumption | 0 | 0 | 0 | 0 | 0 | 0 | 0 | 0 | 0 | 0 | 0 | 0 | 0 | 0 | 0 | 0 | 0 | 0 | 0 | 0 | 0 | 0 | 0 | 0 | 0 | 0 | 0
F3_Industrial_WA - Industrial_Existing_Process_Natural Gas_Process Boiler_E5 | F3 | Industrial | WA - Industrial | Existing | Process | Natural Gas | Process Boiler | E5 | System - kBTUs of Consumption | 0 | 0 | 0 | 0 | 0 | 0 | 0 | 0 | 0 | 0 | 0 | 0 | 0 | 0 | 0 | 0 | 0 | 0 | 0 | 0 | 0 | 0 | 0 | 0 | 0 | 0 | 0
F3_Industrial_WA - Industrial_Existing_Process_Natural Gas_Process Boiler_E6 | F3 | Industrial | WA - Industrial | Existing | Process | Natural Gas | Process Boiler | E6 | System - kBTUs of Consumption | 0 | 0 | 0 | 0 | 0 | 0 | 0 | 0 | 0 | 0 | 0 | 0 | 0 | 0 | 0 | 0 | 0 | 0 | 0 | 0 | 0 | 0 | 0 | 0 | 0 | 0 | 0
F3_Industrial_WA - Industrial_Existing_Process_Natural Gas_Process Boiler_E7 | F3 | Industrial | WA - Industrial | Existing | Process | Natural Gas | Process Boiler | E7 | System - kBTUs of Consumption | 0 | 0 | 0 | 0 | 0 | 0 | 0 | 0 | 0 | 0 | 0 | 0 | 0 | 0 | 0 | 0 | 0 | 0 | 0 | 0 | 0 | 0 | 0 | 0 | 0 | 0 | 0
F3_Industrial_WA - Industrial_Existing_Process_Natural Gas_Process Boiler_E8 | F3 | Industrial | WA - Industrial | Existing | Process | Natural Gas | Process Boiler | E8 | System - kBTUs of Consumption | 0 | 0 | 0 | 0 | 0 | 0 | 0 | 0 | 0 | 0 | 0 | 0 | 0 | 0 | 0 | 0 | 0 | 0 | 0 | 0 | 0 | 0 | 0 | 0 | 0 | 0 | 0
F3_Industrial_WA - Industrial_Existing_Process_Natural Gas_Process Boiler_E9 | F3 | Industrial | WA - Industrial | Existing | Process | Natural Gas | Process Boiler | E9 | System - kBTUs of Consumption | 0 | 0 | 0 | 0 | 0 | 0 | 0 | 0 | 0 | 0 | 0 | 0 | 0 | 0 | 0 | 0 | 0 | 0 | 0 | 0 | 0 | 0 | 0 | 0 | 0 | 0 | 0
F3_Industrial_WA - Industrial_Existing_Process_Natural Gas_Process Boiler_E10 | F3 | Industrial | WA - Industrial | Existing | Process | Natural Gas | Process Boiler | E10 | System - kBTUs of Consumption | 0 | 0 | 0 | 0 | 0 | 0 | 0 | 0 | 0 | 0 | 0 | 0 | 0 | 0 | 0 | 0 | 0 | 0 | 0 | 0 | 0 | 0 | 0 | 0 | 0 | 0 | 0
F4_Industrial_WA - Industrial_Existing_Process_Natural Gas_Process Boiler_E1 | F4 | Industrial | WA - Industrial | Existing | Process | Natural Gas | Process Boiler | E1 | Utility - Cost of Equipment | 4730.1788 | 4730.1788 | 4730.1788 | 4730.1788 | 4730.1788 | 4730.1788 | 4730.1788 | 4730.1788 | 4730.1788 | 4730.1788 | 4730.1788 | 4730.1788 | 4730.1788 | 4730.1788 | 4730.1788 | 4730.1788 | 4730.1788 | 4730.1788 | 4730.1788 | 4730.1788 | 4730.1788 | 4730.1788 | 4730.1788 | 4730.1788 | 4730.1788 | 4730.1788 | 4730.1788
F4_Industrial_WA - Industrial_Existing_Process_Natural Gas_Process Boiler_E2 | F4 | Industrial | WA - Industrial | Existing | Process | Natural Gas | Process Boiler | E2 | Utility - Cost of Equipment | 0 | 0 | 0 | 0 | 0 | 0 | 0 | 0 | 0 | 0 | 0 | 0 | 0 | 0 | 0 | 0 | 0 | 0 | 0 | 0 | 0 | 0 | 0 | 0 | 0 | 0 | 0
F4_Industrial_WA - Industrial_Existing_Process_Natural Gas_Process Boiler_E3 | F4 | Industrial | WA - Industrial | Existing | Process | Natural Gas | Process Boiler | E3 | Utility - Cost of Equipment | 0 | 0 | 0 | 0 | 0 | 0 | 0 | 0 | 0 | 0 | 0 | 0 | 0 | 0 | 0 | 0 | 0 | 0 | 0 | 0 | 0 | 0 | 0 | 0 | 0 | 0 | 0
F4_Industrial_WA - Industrial_Existing_Process_Natural Gas_Process Boiler_E4 | F4 | Industrial | WA - Industrial | Existing | Process | Natural Gas | Process Boiler | E4 | Utility - Cost of Equipment | 0 | 0 | 0 | 0 | 0 | 0 | 0 | 0 | 0 | 0 | 0 | 0 | 0 | 0 | 0 | 0 | 0 | 0 | 0 | 0 | 0 | 0 | 0 | 0 | 0 | 0 | 0
F4_Industrial_WA - Industrial_Existing_Process_Natural Gas_Process Boiler_E5 | F4 | Industrial | WA - Industrial | Existing | Process | Natural Gas | Process Boiler | E5 | Utility - Cost of Equipment | 0 | 0 | 0 | 0 | 0 | 0 | 0 | 0 | 0 | 0 | 0 | 0 | 0 | 0 | 0 | 0 | 0 | 0 | 0 | 0 | 0 | 0 | 0 | 0 | 0 | 0 | 0
F4_Industrial_WA - Industrial_Existing_Process_Natural Gas_Process Boiler_E6 | F4 | Industrial | WA - Industrial | Existing | Process | Natural Gas | Process Boiler | E6 | Utility - Cost of Equipment | 0 | 0 | 0 | 0 | 0 | 0 | 0 | 0 | 0 | 0 | 0 | 0 | 0 | 0 | 0 | 0 | 0 | 0 | 0 | 0 | 0 | 0 | 0 | 0 | 0 | 0 | 0
F4_Industrial_WA - Industrial_Existing_Process_Natural Gas_Process Boiler_E7 | F4 | Industrial | WA - Industrial | Existing | Process | Natural Gas | Process Boiler | E7 | Utility - Cost of Equipment | 0 | 0 | 0 | 0 | 0 | 0 | 0 | 0 | 0 | 0 | 0 | 0 | 0 | 0 | 0 | 0 | 0 | 0 | 0 | 0 | 0 | 0 | 0 | 0 | 0 | 0 | 0
F4_Industrial_WA - Industrial_Existing_Process_Natural Gas_Process Boiler_E8 | F4 | Industrial | WA - Industrial | Existing | Process | Natural Gas | Process Boiler | E8 | Utility - Cost of Equipment | 0 | 0 | 0 | 0 | 0 | 0 | 0 | 0 | 0 | 0 | 0 | 0 | 0 | 0 | 0 | 0 | 0 | 0 | 0 | 0 | 0 | 0 | 0 | 0 | 0 | 0 | 0
F4_Industrial_WA - Industrial_Existing_Process_Natural Gas_Process Boiler_E9 | F4 | Industrial | WA - Industrial | Existing | Process | Natural Gas | Process Boiler | E9 | Utility - Cost of Equipment | 0 | 0 | 0 | 0 | 0 | 0 | 0 | 0 | 0 | 0 | 0 | 0 | 0 | 0 | 0 | 0 | 0 | 0 | 0 | 0 | 0 | 0 | 0 | 0 | 0 | 0 | 0
F4_Industrial_WA - Industrial_Existing_Process_Natural Gas_Process Boiler_E10 | F4 | Industrial | WA - Industrial | Existing | Process | Natural Gas | Process Boiler | E10 | Utility - Cost of Equipment | 0 | 0 | 0 | 0 | 0 | 0 | 0 | 0 | 0 | 0 | 0 | 0 | 0 | 0 | 0 | 0 | 0 | 0 | 0 | 0 | 0 | 0 | 0 | 0 | 0 | 0 | 0
F5_Industrial_WA - Industrial_Existing_Process_Natural Gas_Process Boiler_E1 | F5 | Industrial | WA - Industrial | Existing | Process | Natural Gas | Process Boiler | E1 | Utility - Cost of Operation | 21011.3884 | 20882.3639 | 20776.5783 | 20788.0651 | 21596.9962 | 22879.2393 | 23151.9498 | 23547.5138 | 23991.0488 | 24440.4584 | 24909.379 | 25396.6372 | 25916.2009 | 26428.7572 | 26915.3047 | 27306.5201 | 27505.6588 | 27437.621 | 27035.5083 | 26226.9602 | 24946.4705 | 23197.2934 | 21508.8354 | 20337.7809 | 19789.8552 | 19886.8643 | 19984.3489
F5_Industrial_WA - Industrial_Existing_Process_Natural Gas_Process Boiler_E2 | F5 | Industrial | WA - Industrial | Existing | Process | Natural Gas | Process Boiler | E2 | Utility - Cost of Operation | 0 | 0 | 0 | 0 | 0 | 0 | 0 | 0 | 0 | 0 | 0 | 0 | 0 | 0 | 0 | 0 | 0 | 0 | 0 | 0 | 0 | 0 | 0 | 0 | 0 | 0 | 0
F5_Industrial_WA - Industrial_Existing_Process_Natural Gas_Process Boiler_E3 | F5 | Industrial | WA - Industrial | Existing | Process | Natural Gas | Process Boiler | E3 | Utility - Cost of Operation | 0 | 0 | 0 | 0 | 0 | 0 | 0 | 0 | 0 | 0 | 0 | 0 | 0 | 0 | 0 | 0 | 0 | 0 | 0 | 0 | 0 | 0 | 0 | 0 | 0 | 0 | 0
F5_Industrial_WA - Industrial_Existing_Process_Natural Gas_Process Boiler_E4 | F5 | Industrial | WA - Industrial | Existing | Process | Natural Gas | Process Boiler | E4 | Utility - Cost of Operation | 0 | 0 | 0 | 0 | 0 | 0 | 0 | 0 | 0 | 0 | 0 | 0 | 0 | 0 | 0 | 0 | 0 | 0 | 0 | 0 | 0 | 0 | 0 | 0 | 0 | 0 | 0
F5_Industrial_WA - Industrial_Existing_Process_Natural Gas_Process Boiler_E5 | F5 | Industrial | WA - Industrial | Existing | Process | Natural Gas | Process Boiler | E5 | Utility - Cost of Operation | 0 | 0 | 0 | 0 | 0 | 0 | 0 | 0 | 0 | 0 | 0 | 0 | 0 | 0 | 0 | 0 | 0 | 0 | 0 | 0 | 0 | 0 | 0 | 0 | 0 | 0 | 0
F5_Industrial_WA - Industrial_Existing_Process_Natural Gas_Process Boiler_E6 | F5 | Industrial | WA - Industrial | Existing | Process | Natural Gas | Process Boiler | E6 | Utility - Cost of Operation | 0 | 0 | 0 | 0 | 0 | 0 | 0 | 0 | 0 | 0 | 0 | 0 | 0 | 0 | 0 | 0 | 0 | 0 | 0 | 0 | 0 | 0 | 0 | 0 | 0 | 0 | 0
F5_Industrial_WA - Industrial_Existing_Process_Natural Gas_Process Boiler_E7 | F5 | Industrial | WA - Industrial | Existing | Process | Natural Gas | Process Boiler | E7 | Utility - Cost of Operation | 0 | 0 | 0 | 0 | 0 | 0 | 0 | 0 | 0 | 0 | 0 | 0 | 0 | 0 | 0 | 0 | 0 | 0 | 0 | 0 | 0 | 0 | 0 | 0 | 0 | 0 | 0
F5_Industrial_WA - Industrial_Existing_Process_Natural Gas_Process Boiler_E8 | F5 | Industrial | WA - Industrial | Existing | Process | Natural Gas | Process Boiler | E8 | Utility - Cost of Operation | 0 | 0 | 0 | 0 | 0 | 0 | 0 | 0 | 0 | 0 | 0 | 0 | 0 | 0 | 0 | 0 | 0 | 0 | 0 | 0 | 0 | 0 | 0 | 0 | 0 | 0 | 0
F5_Industrial_WA - Industrial_Existing_Process_Natural Gas_Process Boiler_E9 | F5 | Industrial | WA - Industrial | Existing | Process | Natural Gas | Process Boiler | E9 | Utility - Cost of Operation | 0 | 0 | 0 | 0 | 0 | 0 | 0 | 0 | 0 | 0 | 0 | 0 | 0 | 0 | 0 | 0 | 0 | 0 | 0 | 0 | 0 | 0 | 0 | 0 | 0 | 0 | 0
F5_Industrial_WA - Industrial_Existing_Process_Natural Gas_Process Boiler_E10 | F5 | Industrial | WA - Industrial | Existing | Process | Natural Gas | Process Boiler | E10 | Utility - Cost of Operation | 0 | 0 | 0 | 0 | 0 | 0 | 0 | 0 | 0 | 0 | 0 | 0 | 0 | 0 | 0 | 0 | 0 | 0 | 0 | 0 | 0 | 0 | 0 | 0 | 0 | 0 | 0
F6_Industrial_WA - Industrial_Existing_Process_Natural Gas_Process Boiler_E1 | F6 | Industrial | WA - Industrial | Existing | Process | Natural Gas | Process Boiler | E1 | Utility - Value of Sales | 0 | 0 | 0 | 0 | 0 | 0 | 0 | 0 | 0 | 0 | 0 | 0 | 0 | 0 | 0 | 0 | 0 | 0 | 0 | 0 | 0 | 0 | 0 | 0 | 0 | 0 | 0
F6_Industrial_WA - Industrial_Existing_Process_Natural Gas_Process Boiler_E2 | F6 | Industrial | WA - Industrial | Existing | Process | Natural Gas | Process Boiler | E2 | Utility - Value of Sales | 0 | 0 | 0 | 0 | 0 | 0 | 0 | 0 | 0 | 0 | 0 | 0 | 0 | 0 | 0 | 0 | 0 | 0 | 0 | 0 | 0 | 0 | 0 | 0 | 0 | 0 | 0
F6_Industrial_WA - Industrial_Existing_Process_Natural Gas_Process Boiler_E3 | F6 | Industrial | WA - Industrial | Existing | Process | Natural Gas | Process Boiler | E3 | Utility - Value of Sales | 0 | 0 | 0 | 0 | 0 | 0 | 0 | 0 | 0 | 0 | 0 | 0 | 0 | 0 | 0 | 0 | 0 | 0 | 0 | 0 | 0 | 0 | 0 | 0 | 0 | 0 | 0
F6_Industrial_WA - Industrial_Existing_Process_Natural Gas_Process Boiler_E4 | F6 | Industrial | WA - Industrial | Existing | Process | Natural Gas | Process Boiler | E4 | Utility - Value of Sales | 0 | 0 | 0 | 0 | 0 | 0 | 0 | 0 | 0 | 0 | 0 | 0 | 0 | 0 | 0 | 0 | 0 | 0 | 0 | 0 | 0 | 0 | 0 | 0 | 0 | 0 | 0
F6_Industrial_WA - Industrial_Existing_Process_Natural Gas_Process Boiler_E5 | F6 | Industrial | WA - Industrial | Existing | Process | Natural Gas | Process Boiler | E5 | Utility - Value of Sales | 0 | 0 | 0 | 0 | 0 | 0 | 0 | 0 | 0 | 0 | 0 | 0 | 0 | 0 | 0 | 0 | 0 | 0 | 0 | 0 | 0 | 0 | 0 | 0 | 0 | 0 | 0
F6_Industrial_WA - Industrial_Existing_Process_Natural Gas_Process Boiler_E6 | F6 | Industrial | WA - Industrial | Existing | Process | Natural Gas | Process Boiler | E6 | Utility - Value of Sales | 0 | 0 | 0 | 0 | 0 | 0 | 0 | 0 | 0 | 0 | 0 | 0 | 0 | 0 | 0 | 0 | 0 | 0 | 0 | 0 | 0 | 0 | 0 | 0 | 0 | 0 | 0
F6_Industrial_WA - Industrial_Existing_Process_Natural Gas_Process Boiler_E7 | F6 | Industrial | WA - Industrial | Existing | Process | Natural Gas | Process Boiler | E7 | Utility - Value of Sales | 0 | 0 | 0 | 0 | 0 | 0 | 0 | 0 | 0 | 0 | 0 | 0 | 0 | 0 | 0 | 0 | 0 | 0 | 0 | 0 | 0 | 0 | 0 | 0 | 0 | 0 | 0
F6_Industrial_WA - Industrial_Existing_Process_Natural Gas_Process Boiler_E8 | F6 | Industrial | WA - Industrial | Existing | Process | Natural Gas | Process Boiler | E8 | Utility - Value of Sales | 0 | 0 | 0 | 0 | 0 | 0 | 0 | 0 | 0 | 0 | 0 | 0 | 0 | 0 | 0 | 0 | 0 | 0 | 0 | 0 | 0 | 0 | 0 | 0 | 0 | 0 | 0
F6_Industrial_WA - Industrial_Existing_Process_Natural Gas_Process Boiler_E9 | F6 | Industrial | WA - Industrial | Existing | Process | Natural Gas | Process Boiler | E9 | Utility - Value of Sales | 0 | 0 | 0 | 0 | 0 | 0 | 0 | 0 | 0 | 0 | 0 | 0 | 0 | 0 | 0 | 0 | 0 | 0 | 0 | 0 | 0 | 0 | 0 | 0 | 0 | 0 | 0
F6_Industrial_WA - Industrial_Existing_Process_Natural Gas_Process Boiler_E10 | F6 | Industrial | WA - Industrial | Existing | Process | Natural Gas | Process Boiler | E10 | Utility - Value of Sales | 0 | 0 | 0 | 0 | 0 | 0 | 0 | 0 | 0 | 0 | 0 | 0 | 0 | 0 | 0 | 0 | 0 | 0 | 0 | 0 | 0 | 0 | 0 | 0 | 0 | 0 | 0
F1_Industrial_WA - Industrial_Existing_Process_Natural Gas_Process Heating_E1 | F1 | Industrial | WA - Industrial | Existing | Process | Natural Gas | Process Heating | E1 | RVT - Cost of Equipment | 4324.7849 | 4324.7849 | 4324.7849 | 4324.7849 | 4324.7849 | 4324.7849 | 4324.7849 | 4324.7849 | 4324.7849 | 4324.7849 | 4324.7849 | 4324.7849 | 4324.7849 | 4324.7849 | 4324.7849 | 4324.7849 | 4324.7849 | 4324.7849 | 4324.7849 | 4324.7849 | 4324.7849 | 4324.7849 | 4324.7849 | 4324.7849 | 4324.7849 | 4324.7849 | 4324.7849
F1_Industrial_WA - Industrial_Existing_Process_Natural Gas_Process Heating_E2 | F1 | Industrial | WA - Industrial | Existing | Process | Natural Gas | Process Heating | E2 | RVT - Cost of Equipment | 0 | 0 | 0 | 0 | 0 | 0 | 0 | 0 | 0 | 0 | 0 | 0 | 0 | 0 | 0 | 0 | 0 | 0 | 0 | 0 | 0 | 0 | 0 | 0 | 0 | 0 | 0
F1_Industrial_WA - Industrial_Existing_Process_Natural Gas_Process Heating_E3 | F1 | Industrial | WA - Industrial | Existing | Process | Natural Gas | Process Heating | E3 | RVT - Cost of Equipment | 0 | 0 | 0 | 0 | 0 | 0 | 0 | 0 | 0 | 0 | 0 | 0 | 0 | 0 | 0 | 0 | 0 | 0 | 0 | 0 | 0 | 0 | 0 | 0 | 0 | 0 | 0
F1_Industrial_WA - Industrial_Existing_Process_Natural Gas_Process Heating_E4 | F1 | Industrial | WA - Industrial | Existing | Process | Natural Gas | Process Heating | E4 | RVT - Cost of Equipment | 0 | 0 | 0 | 0 | 0 | 0 | 0 | 0 | 0 | 0 | 0 | 0 | 0 | 0 | 0 | 0 | 0 | 0 | 0 | 0 | 0 | 0 | 0 | 0 | 0 | 0 | 0
F1_Industrial_WA - Industrial_Existing_Process_Natural Gas_Process Heating_E5 | F1 | Industrial | WA - Industrial | Existing | Process | Natural Gas | Process Heating | E5 | RVT - Cost of Equipment | 0 | 0 | 0 | 0 | 0 | 0 | 0 | 0 | 0 | 0 | 0 | 0 | 0 | 0 | 0 | 0 | 0 | 0 | 0 | 0 | 0 | 0 | 0 | 0 | 0 | 0 | 0
F1_Industrial_WA - Industrial_Existing_Process_Natural Gas_Process Heating_E6 | F1 | Industrial | WA - Industrial | Existing | Process | Natural Gas | Process Heating | E6 | RVT - Cost of Equipment | 0 | 0 | 0 | 0 | 0 | 0 | 0 | 0 | 0 | 0 | 0 | 0 | 0 | 0 | 0 | 0 | 0 | 0 | 0 | 0 | 0 | 0 | 0 | 0 | 0 | 0 | 0
F1_Industrial_WA - Industrial_Existing_Process_Natural Gas_Process Heating_E7 | F1 | Industrial | WA - Industrial | Existing | Process | Natural Gas | Process Heating | E7 | RVT - Cost of Equipment | 0 | 0 | 0 | 0 | 0 | 0 | 0 | 0 | 0 | 0 | 0 | 0 | 0 | 0 | 0 | 0 | 0 | 0 | 0 | 0 | 0 | 0 | 0 | 0 | 0 | 0 | 0
F1_Industrial_WA - Industrial_Existing_Process_Natural Gas_Process Heating_E8 | F1 | Industrial | WA - Industrial | Existing | Process | Natural Gas | Process Heating | E8 | RVT - Cost of Equipment | 0 | 0 | 0 | 0 | 0 | 0 | 0 | 0 | 0 | 0 | 0 | 0 | 0 | 0 | 0 | 0 | 0 | 0 | 0 | 0 | 0 | 0 | 0 | 0 | 0 | 0 | 0
F1_Industrial_WA - Industrial_Existing_Process_Natural Gas_Process Heating_E9 | F1 | Industrial | WA - Industrial | Existing | Process | Natural Gas | Process Heating | E9 | RVT - Cost of Equipment | 0 | 0 | 0 | 0 | 0 | 0 | 0 | 0 | 0 | 0 | 0 | 0 | 0 | 0 | 0 | 0 | 0 | 0 | 0 | 0 | 0 | 0 | 0 | 0 | 0 | 0 | 0
F1_Industrial_WA - Industrial_Existing_Process_Natural Gas_Process Heating_E10 | F1 | Industrial | WA - Industrial | Existing | Process | Natural Gas | Process Heating | E10 | RVT - Cost of Equipment | 0 | 0 | 0 | 0 | 0 | 0 | 0 | 0 | 0 | 0 | 0 | 0 | 0 | 0 | 0 | 0 | 0 | 0 | 0 | 0 | 0 | 0 | 0 | 0 | 0 | 0 | 0
F2_Industrial_WA - Industrial_Existing_Process_Natural Gas_Process Heating_E1 | F2 | Industrial | WA - Industrial | Existing | Process | Natural Gas | Process Heating | E1 | RVT - Cost of Operation | 0 | 0 | 0 | 0 | 0 | 0 | 0 | 0 | 0 | 0 | 0 | 0 | 0 | 0 | 0 | 0 | 0 | 0 | 0 | 0 | 0 | 0 | 0 | 0 | 0 | 0 | 0
F2_Industrial_WA - Industrial_Existing_Process_Natural Gas_Process Heating_E2 | F2 | Industrial | WA - Industrial | Existing | Process | Natural Gas | Process Heating | E2 | RVT - Cost of Operation | 0 | 0 | 0 | 0 | 0 | 0 | 0 | 0 | 0 | 0 | 0 | 0 | 0 | 0 | 0 | 0 | 0 | 0 | 0 | 0 | 0 | 0 | 0 | 0 | 0 | 0 | 0
F2_Industrial_WA - Industrial_Existing_Process_Natural Gas_Process Heating_E3 | F2 | Industrial | WA - Industrial | Existing | Process | Natural Gas | Process Heating | E3 | RVT - Cost of Operation | 0 | 0 | 0 | 0 | 0 | 0 | 0 | 0 | 0 | 0 | 0 | 0 | 0 | 0 | 0 | 0 | 0 | 0 | 0 | 0 | 0 | 0 | 0 | 0 | 0 | 0 | 0
F2_Industrial_WA - Industrial_Existing_Process_Natural Gas_Process Heating_E4 | F2 | Industrial | WA - Industrial | Existing | Process | Natural Gas | Process Heating | E4 | RVT - Cost of Operation | 0 | 0 | 0 | 0 | 0 | 0 | 0 | 0 | 0 | 0 | 0 | 0 | 0 | 0 | 0 | 0 | 0 | 0 | 0 | 0 | 0 | 0 | 0 | 0 | 0 | 0 | 0
F2_Industrial_WA - Industrial_Existing_Process_Natural Gas_Process Heating_E5 | F2 | Industrial | WA - Industrial | Existing | Process | Natural Gas | Process Heating | E5 | RVT - Cost of Operation | 0 | 0 | 0 | 0 | 0 | 0 | 0 | 0 | 0 | 0 | 0 | 0 | 0 | 0 | 0 | 0 | 0 | 0 | 0 | 0 | 0 | 0 | 0 | 0 | 0 | 0 | 0
F2_Industrial_WA - Industrial_Existing_Process_Natural Gas_Process Heating_E6 | F2 | Industrial | WA - Industrial | Existing | Process | Natural Gas | Process Heating | E6 | RVT - Cost of Operation | 0 | 0 | 0 | 0 | 0 | 0 | 0 | 0 | 0 | 0 | 0 | 0 | 0 | 0 | 0 | 0 | 0 | 0 | 0 | 0 | 0 | 0 | 0 | 0 | 0 | 0 | 0
F2_Industrial_WA - Industrial_Existing_Process_Natural Gas_Process Heating_E7 | F2 | Industrial | WA - Industrial | Existing | Process | Natural Gas | Process Heating | E7 | RVT - Cost of Operation | 0 | 0 | 0 | 0 | 0 | 0 | 0 | 0 | 0 | 0 | 0 | 0 | 0 | 0 | 0 | 0 | 0 | 0 | 0 | 0 | 0 | 0 | 0 | 0 | 0 | 0 | 0
F2_Industrial_WA - Industrial_Existing_Process_Natural Gas_Process Heating_E8 | F2 | Industrial | WA - Industrial | Existing | Process | Natural Gas | Process Heating | E8 | RVT - Cost of Operation | 0 | 0 | 0 | 0 | 0 | 0 | 0 | 0 | 0 | 0 | 0 | 0 | 0 | 0 | 0 | 0 | 0 | 0 | 0 | 0 | 0 | 0 | 0 | 0 | 0 | 0 | 0
F2_Industrial_WA - Industrial_Existing_Process_Natural Gas_Process Heating_E9 | F2 | Industrial | WA - Industrial | Existing | Process | Natural Gas | Process Heating | E9 | RVT - Cost of Operation | 0 | 0 | 0 | 0 | 0 | 0 | 0 | 0 | 0 | 0 | 0 | 0 | 0 | 0 | 0 | 0 | 0 | 0 | 0 | 0 | 0 | 0 | 0 | 0 | 0 | 0 | 0
F2_Industrial_WA - Industrial_Existing_Process_Natural Gas_Process Heating_E10 | F2 | Industrial | WA - Industrial | Existing | Process | Natural Gas | Process Heating | E10 | RVT - Cost of Operation | 0 | 0 | 0 | 0 | 0 | 0 | 0 | 0 | 0 | 0 | 0 | 0 | 0 | 0 | 0 | 0 | 0 | 0 | 0 | 0 | 0 | 0 | 0 | 0 | 0 | 0 | 0
F3_Industrial_WA - Industrial_Existing_Process_Natural Gas_Process Heating_E1 | F3 | Industrial | WA - Industrial | Existing | Process | Natural Gas | Process Heating | E1 | System - kBTUs of Consumption | 1654622.794 | 1654622.794 | 1654622.794 | 1654622.794 | 1654622.794 | 1654622.794 | 1654622.794 | 1654622.794 | 1654622.794 | 1654622.794 | 1654622.794 | 1654622.794 | 1654622.794 | 1654622.794 | 1654622.794 | 1654622.794 | 1654622.794 | 1654622.794 | 1654622.794 | 1654622.794 | 1654622.794 | 1654622.794 | 1654622.794 | 1654622.794 | 1654622.794 | 1654622.794 | 1654622.794
F3_Industrial_WA - Industrial_Existing_Process_Natural Gas_Process Heating_E2 | F3 | Industrial | WA - Industrial | Existing | Process | Natural Gas | Process Heating | E2 | System - kBTUs of Consumption | 0 | 0 | 0 | 0 | 0 | 0 | 0 | 0 | 0 | 0 | 0 | 0 | 0 | 0 | 0 | 0 | 0 | 0 | 0 | 0 | 0 | 0 | 0 | 0 | 0 | 0 | 0
F3_Industrial_WA - Industrial_Existing_Process_Natural Gas_Process Heating_E3 | F3 | Industrial | WA - Industrial | Existing | Process | Natural Gas | Process Heating | E3 | System - kBTUs of Consumption | 0 | 0 | 0 | 0 | 0 | 0 | 0 | 0 | 0 | 0 | 0 | 0 | 0 | 0 | 0 | 0 | 0 | 0 | 0 | 0 | 0 | 0 | 0 | 0 | 0 | 0 | 0
F3_Industrial_WA - Industrial_Existing_Process_Natural Gas_Process Heating_E4 | F3 | Industrial | WA - Industrial | Existing | Process | Natural Gas | Process Heating | E4 | System - kBTUs of Consumption | 0 | 0 | 0 | 0 | 0 | 0 | 0 | 0 | 0 | 0 | 0 | 0 | 0 | 0 | 0 | 0 | 0 | 0 | 0 | 0 | 0 | 0 | 0 | 0 | 0 | 0 | 0
F3_Industrial_WA - Industrial_Existing_Process_Natural Gas_Process Heating_E5 | F3 | Industrial | WA - Industrial | Existing | Process | Natural Gas | Process Heating | E5 | System - kBTUs of Consumption | 0 | 0 | 0 | 0 | 0 | 0 | 0 | 0 | 0 | 0 | 0 | 0 | 0 | 0 | 0 | 0 | 0 | 0 | 0 | 0 | 0 | 0 | 0 | 0 | 0 | 0 | 0
F3_Industrial_WA - Industrial_Existing_Process_Natural Gas_Process Heating_E6 | F3 | Industrial | WA - Industrial | Existing | Process | Natural Gas | Process Heating | E6 | System - kBTUs of Consumption | 0 | 0 | 0 | 0 | 0 | 0 | 0 | 0 | 0 | 0 | 0 | 0 | 0 | 0 | 0 | 0 | 0 | 0 | 0 | 0 | 0 | 0 | 0 | 0 | 0 | 0 | 0
F3_Industrial_WA - Industrial_Existing_Process_Natural Gas_Process Heating_E7 | F3 | Industrial | WA - Industrial | Existing | Process | Natural Gas | Process Heating | E7 | System - kBTUs of Consumption | 0 | 0 | 0 | 0 | 0 | 0 | 0 | 0 | 0 | 0 | 0 | 0 | 0 | 0 | 0 | 0 | 0 | 0 | 0 | 0 | 0 | 0 | 0 | 0 | 0 | 0 | 0
F3_Industrial_WA - Industrial_Existing_Process_Natural Gas_Process Heating_E8 | F3 | Industrial | WA - Industrial | Existing | Process | Natural Gas | Process Heating | E8 | System - kBTUs of Consumption | 0 | 0 | 0 | 0 | 0 | 0 | 0 | 0 | 0 | 0 | 0 | 0 | 0 | 0 | 0 | 0 | 0 | 0 | 0 | 0 | 0 | 0 | 0 | 0 | 0 | 0 | 0
F3_Industrial_WA - Industrial_Existing_Process_Natural Gas_Process Heating_E9 | F3 | Industrial | WA - Industrial | Existing | Process | Natural Gas | Process Heating | E9 | System - kBTUs of Consumption | 0 | 0 | 0 | 0 | 0 | 0 | 0 | 0 | 0 | 0 | 0 | 0 | 0 | 0 | 0 | 0 | 0 | 0 | 0 | 0 | 0 | 0 | 0 | 0 | 0 | 0 | 0
F3_Industrial_WA - Industrial_Existing_Process_Natural Gas_Process Heating_E10 | F3 | Industrial | WA - Industrial | Existing | Process | Natural Gas | Process Heating | E10 | System - kBTUs of Consumption | 0 | 0 | 0 | 0 | 0 | 0 | 0 | 0 | 0 | 0 | 0 | 0 | 0 | 0 | 0 | 0 | 0 | 0 | 0 | 0 | 0 | 0 | 0 | 0 | 0 | 0 | 0
F4_Industrial_WA - Industrial_Existing_Process_Natural Gas_Process Heating_E1 | F4 | Industrial | WA - Industrial | Existing | Process | Natural Gas | Process Heating | E1 | Utility - Cost of Equipment | 4324.7849 | 4324.7849 | 4324.7849 | 4324.7849 | 4324.7849 | 4324.7849 | 4324.7849 | 4324.7849 | 4324.7849 | 4324.7849 | 4324.7849 | 4324.7849 | 4324.7849 | 4324.7849 | 4324.7849 | 4324.7849 | 4324.7849 | 4324.7849 | 4324.7849 | 4324.7849 | 4324.7849 | 4324.7849 | 4324.7849 | 4324.7849 | 4324.7849 | 4324.7849 | 4324.7849
F4_Industrial_WA - Industrial_Existing_Process_Natural Gas_Process Heating_E2 | F4 | Industrial | WA - Industrial | Existing | Process | Natural Gas | Process Heating | E2 | Utility - Cost of Equipment | 0 | 0 | 0 | 0 | 0 | 0 | 0 | 0 | 0 | 0 | 0 | 0 | 0 | 0 | 0 | 0 | 0 | 0 | 0 | 0 | 0 | 0 | 0 | 0 | 0 | 0 | 0
F4_Industrial_WA - Industrial_Existing_Process_Natural Gas_Process Heating_E3 | F4 | Industrial | WA - Industrial | Existing | Process | Natural Gas | Process Heating | E3 | Utility - Cost of Equipment | 0 | 0 | 0 | 0 | 0 | 0 | 0 | 0 | 0 | 0 | 0 | 0 | 0 | 0 | 0 | 0 | 0 | 0 | 0 | 0 | 0 | 0 | 0 | 0 | 0 | 0 | 0
F4_Industrial_WA - Industrial_Existing_Process_Natural Gas_Process Heating_E4 | F4 | Industrial | WA - Industrial | Existing | Process | Natural Gas | Process Heating | E4 | Utility - Cost of Equipment | 0 | 0 | 0 | 0 | 0 | 0 | 0 | 0 | 0 | 0 | 0 | 0 | 0 | 0 | 0 | 0 | 0 | 0 | 0 | 0 | 0 | 0 | 0 | 0 | 0 | 0 | 0
F4_Industrial_WA - Industrial_Existing_Process_Natural Gas_Process Heating_E5 | F4 | Industrial | WA - Industrial | Existing | Process | Natural Gas | Process Heating | E5 | Utility - Cost of Equipment | 0 | 0 | 0 | 0 | 0 | 0 | 0 | 0 | 0 | 0 | 0 | 0 | 0 | 0 | 0 | 0 | 0 | 0 | 0 | 0 | 0 | 0 | 0 | 0 | 0 | 0 | 0
F4_Industrial_WA - Industrial_Existing_Process_Natural Gas_Process Heating_E6 | F4 | Industrial | WA - Industrial | Existing | Process | Natural Gas | Process Heating | E6 | Utility - Cost of Equipment | 0 | 0 | 0 | 0 | 0 | 0 | 0 | 0 | 0 | 0 | 0 | 0 | 0 | 0 | 0 | 0 | 0 | 0 | 0 | 0 | 0 | 0 | 0 | 0 | 0 | 0 | 0
F4_Industrial_WA - Industrial_Existing_Process_Natural Gas_Process Heating_E7 | F4 | Industrial | WA - Industrial | Existing | Process | Natural Gas | Process Heating | E7 | Utility - Cost of Equipment | 0 | 0 | 0 | 0 | 0 | 0 | 0 | 0 | 0 | 0 | 0 | 0 | 0 | 0 | 0 | 0 | 0 | 0 | 0 | 0 | 0 | 0 | 0 | 0 | 0 | 0 | 0
F4_Industrial_WA - Industrial_Existing_Process_Natural Gas_Process Heating_E8 | F4 | Industrial | WA - Industrial | Existing | Process | Natural Gas | Process Heating | E8 | Utility - Cost of Equipment | 0 | 0 | 0 | 0 | 0 | 0 | 0 | 0 | 0 | 0 | 0 | 0 | 0 | 0 | 0 | 0 | 0 | 0 | 0 | 0 | 0 | 0 | 0 | 0 | 0 | 0 | 0
F4_Industrial_WA - Industrial_Existing_Process_Natural Gas_Process Heating_E9 | F4 | Industrial | WA - Industrial | Existing | Process | Natural Gas | Process Heating | E9 | Utility - Cost of Equipment | 0 | 0 | 0 | 0 | 0 | 0 | 0 | 0 | 0 | 0 | 0 | 0 | 0 | 0 | 0 | 0 | 0 | 0 | 0 | 0 | 0 | 0 | 0 | 0 | 0 | 0 | 0
F4_Industrial_WA - Industrial_Existing_Process_Natural Gas_Process Heating_E10 | F4 | Industrial | WA - Industrial | Existing | Process | Natural Gas | Process Heating | E10 | Utility - Cost of Equipment | 0 | 0 | 0 | 0 | 0 | 0 | 0 | 0 | 0 | 0 | 0 | 0 | 0 | 0 | 0 | 0 | 0 | 0 | 0 | 0 | 0 | 0 | 0 | 0 | 0 | 0 | 0
F5_Industrial_WA - Industrial_Existing_Process_Natural Gas_Process Heating_E1 | F5 | Industrial | WA - Industrial | Existing | Process | Natural Gas | Process Heating | E1 | Utility - Cost of Operation | 19210.634 | 19092.6674 | 18995.948 | 19006.4503 | 19746.0531 | 20918.4031 | 21167.7413 | 21529.404 | 21934.9264 | 22345.8199 | 22774.5523 | 23220.0506 | 23695.0858 | 24163.7141 | 24608.5626 | 24966.2494 | 25148.3212 | 25086.1145 | 24718.4644 | 23979.2118 | 22808.4649 | 21209.1988 | 19665.4479 | 18594.7572 | 18093.7908 | 18182.4858 | 18271.6157
F5_Industrial_WA - Industrial_Existing_Process_Natural Gas_Process Heating_E2 | F5 | Industrial | WA - Industrial | Existing | Process | Natural Gas | Process Heating | E2 | Utility - Cost of Operation | 0 | 0 | 0 | 0 | 0 | 0 | 0 | 0 | 0 | 0 | 0 | 0 | 0 | 0 | 0 | 0 | 0 | 0 | 0 | 0 | 0 | 0 | 0 | 0 | 0 | 0 | 0
F5_Industrial_WA - Industrial_Existing_Process_Natural Gas_Process Heating_E3 | F5 | Industrial | WA - Industrial | Existing | Process | Natural Gas | Process Heating | E3 | Utility - Cost of Operation | 0 | 0 | 0 | 0 | 0 | 0 | 0 | 0 | 0 | 0 | 0 | 0 | 0 | 0 | 0 | 0 | 0 | 0 | 0 | 0 | 0 | 0 | 0 | 0 | 0 | 0 | 0
F5_Industrial_WA - Industrial_Existing_Process_Natural Gas_Process Heating_E4 | F5 | Industrial | WA - Industrial | Existing | Process | Natural Gas | Process Heating | E4 | Utility - Cost of Operation | 0 | 0 | 0 | 0 | 0 | 0 | 0 | 0 | 0 | 0 | 0 | 0 | 0 | 0 | 0 | 0 | 0 | 0 | 0 | 0 | 0 | 0 | 0 | 0 | 0 | 0 | 0
F5_Industrial_WA - Industrial_Existing_Process_Natural Gas_Process Heating_E5 | F5 | Industrial | WA - Industrial | Existing | Process | Natural Gas | Process Heating | E5 | Utility - Cost of Operation | 0 | 0 | 0 | 0 | 0 | 0 | 0 | 0 | 0 | 0 | 0 | 0 | 0 | 0 | 0 | 0 | 0 | 0 | 0 | 0 | 0 | 0 | 0 | 0 | 0 | 0 | 0
F5_Industrial_WA - Industrial_Existing_Process_Natural Gas_Process Heating_E6 | F5 | Industrial | WA - Industrial | Existing | Process | Natural Gas | Process Heating | E6 | Utility - Cost of Operation | 0 | 0 | 0 | 0 | 0 | 0 | 0 | 0 | 0 | 0 | 0 | 0 | 0 | 0 | 0 | 0 | 0 | 0 | 0 | 0 | 0 | 0 | 0 | 0 | 0 | 0 | 0
F5_Industrial_WA - Industrial_Existing_Process_Natural Gas_Process Heating_E7 | F5 | Industrial | WA - Industrial | Existing | Process | Natural Gas | Process Heating | E7 | Utility - Cost of Operation | 0 | 0 | 0 | 0 | 0 | 0 | 0 | 0 | 0 | 0 | 0 | 0 | 0 | 0 | 0 | 0 | 0 | 0 | 0 | 0 | 0 | 0 | 0 | 0 | 0 | 0 | 0
F5_Industrial_WA - Industrial_Existing_Process_Natural Gas_Process Heating_E8 | F5 | Industrial | WA - Industrial | Existing | Process | Natural Gas | Process Heating | E8 | Utility - Cost of Operation | 0 | 0 | 0 | 0 | 0 | 0 | 0 | 0 | 0 | 0 | 0 | 0 | 0 | 0 | 0 | 0 | 0 | 0 | 0 | 0 | 0 | 0 | 0 | 0 | 0 | 0 | 0
F5_Industrial_WA - Industrial_Existing_Process_Natural Gas_Process Heating_E9 | F5 | Industrial | WA - Industrial | Existing | Process | Natural Gas | Process Heating | E9 | Utility - Cost of Operation | 0 | 0 | 0 | 0 | 0 | 0 | 0 | 0 | 0 | 0 | 0 | 0 | 0 | 0 | 0 | 0 | 0 | 0 | 0 | 0 | 0 | 0 | 0 | 0 | 0 | 0 | 0
F5_Industrial_WA - Industrial_Existing_Process_Natural Gas_Process Heating_E10 | F5 | Industrial | WA - Industrial | Existing | Process | Natural Gas | Process Heating | E10 | Utility - Cost of Operation | 0 | 0 | 0 | 0 | 0 | 0 | 0 | 0 | 0 | 0 | 0 | 0 | 0 | 0 | 0 | 0 | 0 | 0 | 0 | 0 | 0 | 0 | 0 | 0 | 0 | 0 | 0
F6_Industrial_WA - Industrial_Existing_Process_Natural Gas_Process Heating_E1 | F6 | Industrial | WA - Industrial | Existing | Process | Natural Gas | Process Heating | E1 | Utility - Value of Sales | 0 | 0 | 0 | 0 | 0 | 0 | 0 | 0 | 0 | 0 | 0 | 0 | 0 | 0 | 0 | 0 | 0 | 0 | 0 | 0 | 0 | 0 | 0 | 0 | 0 | 0 | 0
F6_Industrial_WA - Industrial_Existing_Process_Natural Gas_Process Heating_E2 | F6 | Industrial | WA - Industrial | Existing | Process | Natural Gas | Process Heating | E2 | Utility - Value of Sales | 0 | 0 | 0 | 0 | 0 | 0 | 0 | 0 | 0 | 0 | 0 | 0 | 0 | 0 | 0 | 0 | 0 | 0 | 0 | 0 | 0 | 0 | 0 | 0 | 0 | 0 | 0
F6_Industrial_WA - Industrial_Existing_Process_Natural Gas_Process Heating_E3 | F6 | Industrial | WA - Industrial | Existing | Process | Natural Gas | Process Heating | E3 | Utility - Value of Sales | 0 | 0 | 0 | 0 | 0 | 0 | 0 | 0 | 0 | 0 | 0 | 0 | 0 | 0 | 0 | 0 | 0 | 0 | 0 | 0 | 0 | 0 | 0 | 0 | 0 | 0 | 0
F6_Industrial_WA - Industrial_Existing_Process_Natural Gas_Process Heating_E4 | F6 | Industrial | WA - Industrial | Existing | Process | Natural Gas | Process Heating | E4 | Utility - Value of Sales | 0 | 0 | 0 | 0 | 0 | 0 | 0 | 0 | 0 | 0 | 0 | 0 | 0 | 0 | 0 | 0 | 0 | 0 | 0 | 0 | 0 | 0 | 0 | 0 | 0 | 0 | 0
F6_Industrial_WA - Industrial_Existing_Process_Natural Gas_Process Heating_E5 | F6 | Industrial | WA - Industrial | Existing | Process | Natural Gas | Process Heating | E5 | Utility - Value of Sales | 0 | 0 | 0 | 0 | 0 | 0 | 0 | 0 | 0 | 0 | 0 | 0 | 0 | 0 | 0 | 0 | 0 | 0 | 0 | 0 | 0 | 0 | 0 | 0 | 0 | 0 | 0
F6_Industrial_WA - Industrial_Existing_Process_Natural Gas_Process Heating_E6 | F6 | Industrial | WA - Industrial | Existing | Process | Natural Gas | Process Heating | E6 | Utility - Value of Sales | 0 | 0 | 0 | 0 | 0 | 0 | 0 | 0 | 0 | 0 | 0 | 0 | 0 | 0 | 0 | 0 | 0 | 0 | 0 | 0 | 0 | 0 | 0 | 0 | 0 | 0 | 0
F6_Industrial_WA - Industrial_Existing_Process_Natural Gas_Process Heating_E7 | F6 | Industrial | WA - Industrial | Existing | Process | Natural Gas | Process Heating | E7 | Utility - Value of Sales | 0 | 0 | 0 | 0 | 0 | 0 | 0 | 0 | 0 | 0 | 0 | 0 | 0 | 0 | 0 | 0 | 0 | 0 | 0 | 0 | 0 | 0 | 0 | 0 | 0 | 0 | 0
F6_Industrial_WA - Industrial_Existing_Process_Natural Gas_Process Heating_E8 | F6 | Industrial | WA - Industrial | Existing | Process | Natural Gas | Process Heating | E8 | Utility - Value of Sales | 0 | 0 | 0 | 0 | 0 | 0 | 0 | 0 | 0 | 0 | 0 | 0 | 0 | 0 | 0 | 0 | 0 | 0 | 0 | 0 | 0 | 0 | 0 | 0 | 0 | 0 | 0
F6_Industrial_WA - Industrial_Existing_Process_Natural Gas_Process Heating_E9 | F6 | Industrial | WA - Industrial | Existing | Process | Natural Gas | Process Heating | E9 | Utility - Value of Sales | 0 | 0 | 0 | 0 | 0 | 0 | 0 | 0 | 0 | 0 | 0 | 0 | 0 | 0 | 0 | 0 | 0 | 0 | 0 | 0 | 0 | 0 | 0 | 0 | 0 | 0 | 0
F6_Industrial_WA - Industrial_Existing_Process_Natural Gas_Process Heating_E10 | F6 | Industrial | WA - Industrial | Existing | Process | Natural Gas | Process Heating | E10 | Utility - Value of Sales | 0 | 0 | 0 | 0 | 0 | 0 | 0 | 0 | 0 | 0 | 0 | 0 | 0 | 0 | 0 | 0 | 0 | 0 | 0 | 0 | 0 | 0 | 0 | 0 | 0 | 0 | 0
F1_Industrial_WA - Industrial_Existing_Process_Natural Gas_Process Cooling_E1 | F1 | Industrial | WA - Industrial | Existing | Process | Natural Gas | Process Cooling | E1 | RVT - Cost of Equipment | 41.9373 | 41.9373 | 41.9373 | 41.9373 | 41.9373 | 41.9373 | 41.9373 | 41.9373 | 41.9373 | 41.9373 | 41.9373 | 41.9373 | 41.9373 | 41.9373 | 41.9373 | 41.9373 | 41.9373 | 41.9373 | 41.9373 | 41.9373 | 41.9373 | 41.9373 | 41.9373 | 41.9373 | 41.9373 | 41.9373 | 41.9373
F1_Industrial_WA - Industrial_Existing_Process_Natural Gas_Process Cooling_E2 | F1 | Industrial | WA - Industrial | Existing | Process | Natural Gas | Process Cooling | E2 | RVT - Cost of Equipment | 0 | 0 | 0 | 0 | 0 | 0 | 0 | 0 | 0 | 0 | 0 | 0 | 0 | 0 | 0 | 0 | 0 | 0 | 0 | 0 | 0 | 0 | 0 | 0 | 0 | 0 | 0
F1_Industrial_WA - Industrial_Existing_Process_Natural Gas_Process Cooling_E3 | F1 | Industrial | WA - Industrial | Existing | Process | Natural Gas | Process Cooling | E3 | RVT - Cost of Equipment | 0 | 0 | 0 | 0 | 0 | 0 | 0 | 0 | 0 | 0 | 0 | 0 | 0 | 0 | 0 | 0 | 0 | 0 | 0 | 0 | 0 | 0 | 0 | 0 | 0 | 0 | 0
F1_Industrial_WA - Industrial_Existing_Process_Natural Gas_Process Cooling_E4 | F1 | Industrial | WA - Industrial | Existing | Process | Natural Gas | Process Cooling | E4 | RVT - Cost of Equipment | 0 | 0 | 0 | 0 | 0 | 0 | 0 | 0 | 0 | 0 | 0 | 0 | 0 | 0 | 0 | 0 | 0 | 0 | 0 | 0 | 0 | 0 | 0 | 0 | 0 | 0 | 0
F1_Industrial_WA - Industrial_Existing_Process_Natural Gas_Process Cooling_E5 | F1 | Industrial | WA - Industrial | Existing | Process | Natural Gas | Process Cooling | E5 | RVT - Cost of Equipment | 0 | 0 | 0 | 0 | 0 | 0 | 0 | 0 | 0 | 0 | 0 | 0 | 0 | 0 | 0 | 0 | 0 | 0 | 0 | 0 | 0 | 0 | 0 | 0 | 0 | 0 | 0
F1_Industrial_WA - Industrial_Existing_Process_Natural Gas_Process Cooling_E6 | F1 | Industrial | WA - Industrial | Existing | Process | Natural Gas | Process Cooling | E6 | RVT - Cost of Equipment | 0 | 0 | 0 | 0 | 0 | 0 | 0 | 0 | 0 | 0 | 0 | 0 | 0 | 0 | 0 | 0 | 0 | 0 | 0 | 0 | 0 | 0 | 0 | 0 | 0 | 0 | 0
F1_Industrial_WA - Industrial_Existing_Process_Natural Gas_Process Cooling_E7 | F1 | Industrial | WA - Industrial | Existing | Process | Natural Gas | Process Cooling | E7 | RVT - Cost of Equipment | 0 | 0 | 0 | 0 | 0 | 0 | 0 | 0 | 0 | 0 | 0 | 0 | 0 | 0 | 0 | 0 | 0 | 0 | 0 | 0 | 0 | 0 | 0 | 0 | 0 | 0 | 0
F1_Industrial_WA - Industrial_Existing_Process_Natural Gas_Process Cooling_E8 | F1 | Industrial | WA - Industrial | Existing | Process | Natural Gas | Process Cooling | E8 | RVT - Cost of Equipment | 0 | 0 | 0 | 0 | 0 | 0 | 0 | 0 | 0 | 0 | 0 | 0 | 0 | 0 | 0 | 0 | 0 | 0 | 0 | 0 | 0 | 0 | 0 | 0 | 0 | 0 | 0
F1_Industrial_WA - Industrial_Existing_Process_Natural Gas_Process Cooling_E9 | F1 | Industrial | WA - Industrial | Existing | Process | Natural Gas | Process Cooling | E9 | RVT - Cost of Equipment | 0 | 0 | 0 | 0 | 0 | 0 | 0 | 0 | 0 | 0 | 0 | 0 | 0 | 0 | 0 | 0 | 0 | 0 | 0 | 0 | 0 | 0 | 0 | 0 | 0 | 0 | 0
F1_Industrial_WA - Industrial_Existing_Process_Natural Gas_Process Cooling_E10 | F1 | Industrial | WA - Industrial | Existing | Process | Natural Gas | Process Cooling | E10 | RVT - Cost of Equipment | 0 | 0 | 0 | 0 | 0 | 0 | 0 | 0 | 0 | 0 | 0 | 0 | 0 | 0 | 0 | 0 | 0 | 0 | 0 | 0 | 0 | 0 | 0 | 0 | 0 | 0 | 0
F2_Industrial_WA - Industrial_Existing_Process_Natural Gas_Process Cooling_E1 | F2 | Industrial | WA - Industrial | Existing | Process | Natural Gas | Process Cooling | E1 | RVT - Cost of Operation | 0 | 0 | 0 | 0 | 0 | 0 | 0 | 0 | 0 | 0 | 0 | 0 | 0 | 0 | 0 | 0 | 0 | 0 | 0 | 0 | 0 | 0 | 0 | 0 | 0 | 0 | 0
F2_Industrial_WA - Industrial_Existing_Process_Natural Gas_Process Cooling_E2 | F2 | Industrial | WA - Industrial | Existing | Process | Natural Gas | Process Cooling | E2 | RVT - Cost of Operation | 0 | 0 | 0 | 0 | 0 | 0 | 0 | 0 | 0 | 0 | 0 | 0 | 0 | 0 | 0 | 0 | 0 | 0 | 0 | 0 | 0 | 0 | 0 | 0 | 0 | 0 | 0
F2_Industrial_WA - Industrial_Existing_Process_Natural Gas_Process Cooling_E3 | F2 | Industrial | WA - Industrial | Existing | Process | Natural Gas | Process Cooling | E3 | RVT - Cost of Operation | 0 | 0 | 0 | 0 | 0 | 0 | 0 | 0 | 0 | 0 | 0 | 0 | 0 | 0 | 0 | 0 | 0 | 0 | 0 | 0 | 0 | 0 | 0 | 0 | 0 | 0 | 0
F2_Industrial_WA - Industrial_Existing_Process_Natural Gas_Process Cooling_E4 | F2 | Industrial | WA - Industrial | Existing | Process | Natural Gas | Process Cooling | E4 | RVT - Cost of Operation | 0 | 0 | 0 | 0 | 0 | 0 | 0 | 0 | 0 | 0 | 0 | 0 | 0 | 0 | 0 | 0 | 0 | 0 | 0 | 0 | 0 | 0 | 0 | 0 | 0 | 0 | 0
F2_Industrial_WA - Industrial_Existing_Process_Natural Gas_Process Cooling_E5 | F2 | Industrial | WA - Industrial | Existing | Process | Natural Gas | Process Cooling | E5 | RVT - Cost of Operation | 0 | 0 | 0 | 0 | 0 | 0 | 0 | 0 | 0 | 0 | 0 | 0 | 0 | 0 | 0 | 0 | 0 | 0 | 0 | 0 | 0 | 0 | 0 | 0 | 0 | 0 | 0
F2_Industrial_WA - Industrial_Existing_Process_Natural Gas_Process Cooling_E6 | F2 | Industrial | WA - Industrial | Existing | Process | Natural Gas | Process Cooling | E6 | RVT - Cost of Operation | 0 | 0 | 0 | 0 | 0 | 0 | 0 | 0 | 0 | 0 | 0 | 0 | 0 | 0 | 0 | 0 | 0 | 0 | 0 | 0 | 0 | 0 | 0 | 0 | 0 | 0 | 0
F2_Industrial_WA - Industrial_Existing_Process_Natural Gas_Process Cooling_E7 | F2 | Industrial | WA - Industrial | Existing | Process | Natural Gas | Process Cooling | E7 | RVT - Cost of Operation | 0 | 0 | 0 | 0 | 0 | 0 | 0 | 0 | 0 | 0 | 0 | 0 | 0 | 0 | 0 | 0 | 0 | 0 | 0 | 0 | 0 | 0 | 0 | 0 | 0 | 0 | 0
F2_Industrial_WA - Industrial_Existing_Process_Natural Gas_Process Cooling_E8 | F2 | Industrial | WA - Industrial | Existing | Process | Natural Gas | Process Cooling | E8 | RVT - Cost of Operation | 0 | 0 | 0 | 0 | 0 | 0 | 0 | 0 | 0 | 0 | 0 | 0 | 0 | 0 | 0 | 0 | 0 | 0 | 0 | 0 | 0 | 0 | 0 | 0 | 0 | 0 | 0
F2_Industrial_WA - Industrial_Existing_Process_Natural Gas_Process Cooling_E9 | F2 | Industrial | WA - Industrial | Existing | Process | Natural Gas | Process Cooling | E9 | RVT - Cost of Operation | 0 | 0 | 0 | 0 | 0 | 0 | 0 | 0 | 0 | 0 | 0 | 0 | 0 | 0 | 0 | 0 | 0 | 0 | 0 | 0 | 0 | 0 | 0 | 0 | 0 | 0 | 0
F2_Industrial_WA - Industrial_Existing_Process_Natural Gas_Process Cooling_E10 | F2 | Industrial | WA - Industrial | Existing | Process | Natural Gas | Process Cooling | E10 | RVT - Cost of Operation | 0 | 0 | 0 | 0 | 0 | 0 | 0 | 0 | 0 | 0 | 0 | 0 | 0 | 0 | 0 | 0 | 0 | 0 | 0 | 0 | 0 | 0 | 0 | 0 | 0 | 0 | 0
F3_Industrial_WA - Industrial_Existing_Process_Natural Gas_Process Cooling_E1 | F3 | Industrial | WA - Industrial | Existing | Process | Natural Gas | Process Cooling | E1 | System - kBTUs of Consumption | 16044.8271 | 16044.8271 | 16044.8271 | 16044.8271 | 16044.8271 | 16044.8271 | 16044.8271 | 16044.8271 | 16044.8271 | 16044.8271 | 16044.8271 | 16044.8271 | 16044.8271 | 16044.8271 | 16044.8271 | 16044.8271 | 16044.8271 | 16044.8271 | 16044.8271 | 16044.8271 | 16044.8271 | 16044.8271 | 16044.8271 | 16044.8271 | 16044.8271 | 16044.8271 | 16044.8271
F3_Industrial_WA - Industrial_Existing_Process_Natural Gas_Process Cooling_E2 | F3 | Industrial | WA - Industrial | Existing | Process | Natural Gas | Process Cooling | E2 | System - kBTUs of Consumption | 0 | 0 | 0 | 0 | 0 | 0 | 0 | 0 | 0 | 0 | 0 | 0 | 0 | 0 | 0 | 0 | 0 | 0 | 0 | 0 | 0 | 0 | 0 | 0 | 0 | 0 | 0
F3_Industrial_WA - Industrial_Existing_Process_Natural Gas_Process Cooling_E3 | F3 | Industrial | WA - Industrial | Existing | Process | Natural Gas | Process Cooling | E3 | System - kBTUs of Consumption | 0 | 0 | 0 | 0 | 0 | 0 | 0 | 0 | 0 | 0 | 0 | 0 | 0 | 0 | 0 | 0 | 0 | 0 | 0 | 0 | 0 | 0 | 0 | 0 | 0 | 0 | 0
F3_Industrial_WA - Industrial_Existing_Process_Natural Gas_Process Cooling_E4 | F3 | Industrial | WA - Industrial | Existing | Process | Natural Gas | Process Cooling | E4 | System - kBTUs of Consumption | 0 | 0 | 0 | 0 | 0 | 0 | 0 | 0 | 0 | 0 | 0 | 0 | 0 | 0 | 0 | 0 | 0 | 0 | 0 | 0 | 0 | 0 | 0 | 0 | 0 | 0 | 0
F3_Industrial_WA - Industrial_Existing_Process_Natural Gas_Process Cooling_E5 | F3 | Industrial | WA - Industrial | Existing | Process | Natural Gas | Process Cooling | E5 | System - kBTUs of Consumption | 0 | 0 | 0 | 0 | 0 | 0 | 0 | 0 | 0 | 0 | 0 | 0 | 0 | 0 | 0 | 0 | 0 | 0 | 0 | 0 | 0 | 0 | 0 | 0 | 0 | 0 | 0
F3_Industrial_WA - Industrial_Existing_Process_Natural Gas_Process Cooling_E6 | F3 | Industrial | WA - Industrial | Existing | Process | Natural Gas | Process Cooling | E6 | System - kBTUs of Consumption | 0 | 0 | 0 | 0 | 0 | 0 | 0 | 0 | 0 | 0 | 0 | 0 | 0 | 0 | 0 | 0 | 0 | 0 | 0 | 0 | 0 | 0 | 0 | 0 | 0 | 0 | 0
F3_Industrial_WA - Industrial_Existing_Process_Natural Gas_Process Cooling_E7 | F3 | Industrial | WA - Industrial | Existing | Process | Natural Gas | Process Cooling | E7 | System - kBTUs of Consumption | 0 | 0 | 0 | 0 | 0 | 0 | 0 | 0 | 0 | 0 | 0 | 0 | 0 | 0 | 0 | 0 | 0 | 0 | 0 | 0 | 0 | 0 | 0 | 0 | 0 | 0 | 0
F3_Industrial_WA - Industrial_Existing_Process_Natural Gas_Process Cooling_E8 | F3 | Industrial | WA - Industrial | Existing | Process | Natural Gas | Process Cooling | E8 | System - kBTUs of Consumption | 0 | 0 | 0 | 0 | 0 | 0 | 0 | 0 | 0 | 0 | 0 | 0 | 0 | 0 | 0 | 0 | 0 | 0 | 0 | 0 | 0 | 0 | 0 | 0 | 0 | 0 | 0
F3_Industrial_WA - Industrial_Existing_Process_Natural Gas_Process Cooling_E9 | F3 | Industrial | WA - Industrial | Existing | Process | Natural Gas | Process Cooling | E9 | System - kBTUs of Consumption | 0 | 0 | 0 | 0 | 0 | 0 | 0 | 0 | 0 | 0 | 0 | 0 | 0 | 0 | 0 | 0 | 0 | 0 | 0 | 0 | 0 | 0 | 0 | 0 | 0 | 0 | 0
F3_Industrial_WA - Industrial_Existing_Process_Natural Gas_Process Cooling_E10 | F3 | Industrial | WA - Industrial | Existing | Process | Natural Gas | Process Cooling | E10 | System - kBTUs of Consumption | 0 | 0 | 0 | 0 | 0 | 0 | 0 | 0 | 0 | 0 | 0 | 0 | 0 | 0 | 0 | 0 | 0 | 0 | 0 | 0 | 0 | 0 | 0 | 0 | 0 | 0 | 0
F4_Industrial_WA - Industrial_Existing_Process_Natural Gas_Process Cooling_E1 | F4 | Industrial | WA - Industrial | Existing | Process | Natural Gas | Process Cooling | E1 | Utility - Cost of Equipment | 41.9373 | 41.9373 | 41.9373 | 41.9373 | 41.9373 | 41.9373 | 41.9373 | 41.9373 | 41.9373 | 41.9373 | 41.9373 | 41.9373 | 41.9373 | 41.9373 | 41.9373 | 41.9373 | 41.9373 | 41.9373 | 41.9373 | 41.9373 | 41.9373 | 41.9373 | 41.9373 | 41.9373 | 41.9373 | 41.9373 | 41.9373
F4_Industrial_WA - Industrial_Existing_Process_Natural Gas_Process Cooling_E2 | F4 | Industrial | WA - Industrial | Existing | Process | Natural Gas | Process Cooling | E2 | Utility - Cost of Equipment | 0 | 0 | 0 | 0 | 0 | 0 | 0 | 0 | 0 | 0 | 0 | 0 | 0 | 0 | 0 | 0 | 0 | 0 | 0 | 0 | 0 | 0 | 0 | 0 | 0 | 0 | 0
F4_Industrial_WA - Industrial_Existing_Process_Natural Gas_Process Cooling_E3 | F4 | Industrial | WA - Industrial | Existing | Process | Natural Gas | Process Cooling | E3 | Utility - Cost of Equipment | 0 | 0 | 0 | 0 | 0 | 0 | 0 | 0 | 0 | 0 | 0 | 0 | 0 | 0 | 0 | 0 | 0 | 0 | 0 | 0 | 0 | 0 | 0 | 0 | 0 | 0 | 0
F4_Industrial_WA - Industrial_Existing_Process_Natural Gas_Process Cooling_E4 | F4 | Industrial | WA - Industrial | Existing | Process | Natural Gas | Process Cooling | E4 | Utility - Cost of Equipment | 0 | 0 | 0 | 0 | 0 | 0 | 0 | 0 | 0 | 0 | 0 | 0 | 0 | 0 | 0 | 0 | 0 | 0 | 0 | 0 | 0 | 0 | 0 | 0 | 0 | 0 | 0
F4_Industrial_WA - Industrial_Existing_Process_Natural Gas_Process Cooling_E5 | F4 | Industrial | WA - Industrial | Existing | Process | Natural Gas | Process Cooling | E5 | Utility - Cost of Equipment | 0 | 0 | 0 | 0 | 0 | 0 | 0 | 0 | 0 | 0 | 0 | 0 | 0 | 0 | 0 | 0 | 0 | 0 | 0 | 0 | 0 | 0 | 0 | 0 | 0 | 0 | 0
F4_Industrial_WA - Industrial_Existing_Process_Natural Gas_Process Cooling_E6 | F4 | Industrial | WA - Industrial | Existing | Process | Natural Gas | Process Cooling | E6 | Utility - Cost of Equipment | 0 | 0 | 0 | 0 | 0 | 0 | 0 | 0 | 0 | 0 | 0 | 0 | 0 | 0 | 0 | 0 | 0 | 0 | 0 | 0 | 0 | 0 | 0 | 0 | 0 | 0 | 0
F4_Industrial_WA - Industrial_Existing_Process_Natural Gas_Process Cooling_E7 | F4 | Industrial | WA - Industrial | Existing | Process | Natural Gas | Process Cooling | E7 | Utility - Cost of Equipment | 0 | 0 | 0 | 0 | 0 | 0 | 0 | 0 | 0 | 0 | 0 | 0 | 0 | 0 | 0 | 0 | 0 | 0 | 0 | 0 | 0 | 0 | 0 | 0 | 0 | 0 | 0
F4_Industrial_WA - Industrial_Existing_Process_Natural Gas_Process Cooling_E8 | F4 | Industrial | WA - Industrial | Existing | Process | Natural Gas | Process Cooling | E8 | Utility - Cost of Equipment | 0 | 0 | 0 | 0 | 0 | 0 | 0 | 0 | 0 | 0 | 0 | 0 | 0 | 0 | 0 | 0 | 0 | 0 | 0 | 0 | 0 | 0 | 0 | 0 | 0 | 0 | 0
F4_Industrial_WA - Industrial_Existing_Process_Natural Gas_Process Cooling_E9 | F4 | Industrial | WA - Industrial | Existing | Process | Natural Gas | Process Cooling | E9 | Utility - Cost of Equipment | 0 | 0 | 0 | 0 | 0 | 0 | 0 | 0 | 0 | 0 | 0 | 0 | 0 | 0 | 0 | 0 | 0 | 0 | 0 | 0 | 0 | 0 | 0 | 0 | 0 | 0 | 0
F4_Industrial_WA - Industrial_Existing_Process_Natural Gas_Process Cooling_E10 | F4 | Industrial | WA - Industrial | Existing | Process | Natural Gas | Process Cooling | E10 | Utility - Cost of Equipment | 0 | 0 | 0 | 0 | 0 | 0 | 0 | 0 | 0 | 0 | 0 | 0 | 0 | 0 | 0 | 0 | 0 | 0 | 0 | 0 | 0 | 0 | 0 | 0 | 0 | 0 | 0
F5_Industrial_WA - Industrial_Existing_Process_Natural Gas_Process Cooling_E1 | F5 | Industrial | WA - Industrial | Existing | Process | Natural Gas | Process Cooling | E1 | Utility - Cost of Operation | 186.2849 | 185.141 | 184.2031 | 184.305 | 191.4769 | 202.8451 | 205.2629 | 208.77 | 212.7023 | 216.6867 | 220.8441 | 225.1641 | 229.7705 | 234.3148 | 238.6285 | 242.097 | 243.8625 | 243.2593 | 239.6942 | 232.5257 | 221.173 | 205.665 | 190.6953 | 180.3128 | 175.4549 | 176.315 | 177.1793
F5_Industrial_WA - Industrial_Existing_Process_Natural Gas_Process Cooling_E2 | F5 | Industrial | WA - Industrial | Existing | Process | Natural Gas | Process Cooling | E2 | Utility - Cost of Operation | 0 | 0 | 0 | 0 | 0 | 0 | 0 | 0 | 0 | 0 | 0 | 0 | 0 | 0 | 0 | 0 | 0 | 0 | 0 | 0 | 0 | 0 | 0 | 0 | 0 | 0 | 0
F5_Industrial_WA - Industrial_Existing_Process_Natural Gas_Process Cooling_E3 | F5 | Industrial | WA - Industrial | Existing | Process | Natural Gas | Process Cooling | E3 | Utility - Cost of Operation | 0 | 0 | 0 | 0 | 0 | 0 | 0 | 0 | 0 | 0 | 0 | 0 | 0 | 0 | 0 | 0 | 0 | 0 | 0 | 0 | 0 | 0 | 0 | 0 | 0 | 0 | 0
F5_Industrial_WA - Industrial_Existing_Process_Natural Gas_Process Cooling_E4 | F5 | Industrial | WA - Industrial | Existing | Process | Natural Gas | Process Cooling | E4 | Utility - Cost of Operation | 0 | 0 | 0 | 0 | 0 | 0 | 0 | 0 | 0 | 0 | 0 | 0 | 0 | 0 | 0 | 0 | 0 | 0 | 0 | 0 | 0 | 0 | 0 | 0 | 0 | 0 | 0
F5_Industrial_WA - Industrial_Existing_Process_Natural Gas_Process Cooling_E5 | F5 | Industrial | WA - Industrial | Existing | Process | Natural Gas | Process Cooling | E5 | Utility - Cost of Operation | 0 | 0 | 0 | 0 | 0 | 0 | 0 | 0 | 0 | 0 | 0 | 0 | 0 | 0 | 0 | 0 | 0 | 0 | 0 | 0 | 0 | 0 | 0 | 0 | 0 | 0 | 0
F5_Industrial_WA - Industrial_Existing_Process_Natural Gas_Process Cooling_E6 | F5 | Industrial | WA - Industrial | Existing | Process | Natural Gas | Process Cooling | E6 | Utility - Cost of Operation | 0 | 0 | 0 | 0 | 0 | 0 | 0 | 0 | 0 | 0 | 0 | 0 | 0 | 0 | 0 | 0 | 0 | 0 | 0 | 0 | 0 | 0 | 0 | 0 | 0 | 0 | 0
F5_Industrial_WA - Industrial_Existing_Process_Natural Gas_Process Cooling_E7 | F5 | Industrial | WA - Industrial | Existing | Process | Natural Gas | Process Cooling | E7 | Utility - Cost of Operation | 0 | 0 | 0 | 0 | 0 | 0 | 0 | 0 | 0 | 0 | 0 | 0 | 0 | 0 | 0 | 0 | 0 | 0 | 0 | 0 | 0 | 0 | 0 | 0 | 0 | 0 | 0
F5_Industrial_WA - Industrial_Existing_Process_Natural Gas_Process Cooling_E8 | F5 | Industrial | WA - Industrial | Existing | Process | Natural Gas | Process Cooling | E8 | Utility - Cost of Operation | 0 | 0 | 0 | 0 | 0 | 0 | 0 | 0 | 0 | 0 | 0 | 0 | 0 | 0 | 0 | 0 | 0 | 0 | 0 | 0 | 0 | 0 | 0 | 0 | 0 | 0 | 0
F5_Industrial_WA - Industrial_Existing_Process_Natural Gas_Process Cooling_E9 | F5 | Industrial | WA - Industrial | Existing | Process | Natural Gas | Process Cooling | E9 | Utility - Cost of Operation | 0 | 0 | 0 | 0 | 0 | 0 | 0 | 0 | 0 | 0 | 0 | 0 | 0 | 0 | 0 | 0 | 0 | 0 | 0 | 0 | 0 | 0 | 0 | 0 | 0 | 0 | 0
F5_Industrial_WA - Industrial_Existing_Process_Natural Gas_Process Cooling_E10 | F5 | Industrial | WA - Industrial | Existing | Process | Natural Gas | Process Cooling | E10 | Utility - Cost of Operation | 0 | 0 | 0 | 0 | 0 | 0 | 0 | 0 | 0 | 0 | 0 | 0 | 0 | 0 | 0 | 0 | 0 | 0 | 0 | 0 | 0 | 0 | 0 | 0 | 0 | 0 | 0
F6_Industrial_WA - Industrial_Existing_Process_Natural Gas_Process Cooling_E1 | F6 | Industrial | WA - Industrial | Existing | Process | Natural Gas | Process Cooling | E1 | Utility - Value of Sales | 0 | 0 | 0 | 0 | 0 | 0 | 0 | 0 | 0 | 0 | 0 | 0 | 0 | 0 | 0 | 0 | 0 | 0 | 0 | 0 | 0 | 0 | 0 | 0 | 0 | 0 | 0
F6_Industrial_WA - Industrial_Existing_Process_Natural Gas_Process Cooling_E2 | F6 | Industrial | WA - Industrial | Existing | Process | Natural Gas | Process Cooling | E2 | Utility - Value of Sales | 0 | 0 | 0 | 0 | 0 | 0 | 0 | 0 | 0 | 0 | 0 | 0 | 0 | 0 | 0 | 0 | 0 | 0 | 0 | 0 | 0 | 0 | 0 | 0 | 0 | 0 | 0
F6_Industrial_WA - Industrial_Existing_Process_Natural Gas_Process Cooling_E3 | F6 | Industrial | WA - Industrial | Existing | Process | Natural Gas | Process Cooling | E3 | Utility - Value of Sales | 0 | 0 | 0 | 0 | 0 | 0 | 0 | 0 | 0 | 0 | 0 | 0 | 0 | 0 | 0 | 0 | 0 | 0 | 0 | 0 | 0 | 0 | 0 | 0 | 0 | 0 | 0
F6_Industrial_WA - Industrial_Existing_Process_Natural Gas_Process Cooling_E4 | F6 | Industrial | WA - Industrial | Existing | Process | Natural Gas | Process Cooling | E4 | Utility - Value of Sales | 0 | 0 | 0 | 0 | 0 | 0 | 0 | 0 | 0 | 0 | 0 | 0 | 0 | 0 | 0 | 0 | 0 | 0 | 0 | 0 | 0 | 0 | 0 | 0 | 0 | 0 | 0
F6_Industrial_WA - Industrial_Existing_Process_Natural Gas_Process Cooling_E5 | F6 | Industrial | WA - Industrial | Existing | Process | Natural Gas | Process Cooling | E5 | Utility - Value of Sales | 0 | 0 | 0 | 0 | 0 | 0 | 0 | 0 | 0 | 0 | 0 | 0 | 0 | 0 | 0 | 0 | 0 | 0 | 0 | 0 | 0 | 0 | 0 | 0 | 0 | 0 | 0
F6_Industrial_WA - Industrial_Existing_Process_Natural Gas_Process Cooling_E6 | F6 | Industrial | WA - Industrial | Existing | Process | Natural Gas | Process Cooling | E6 | Utility - Value of Sales | 0 | 0 | 0 | 0 | 0 | 0 | 0 | 0 | 0 | 0 | 0 | 0 | 0 | 0 | 0 | 0 | 0 | 0 | 0 | 0 | 0 | 0 | 0 | 0 | 0 | 0 | 0
F6_Industrial_WA - Industrial_Existing_Process_Natural Gas_Process Cooling_E7 | F6 | Industrial | WA - Industrial | Existing | Process | Natural Gas | Process Cooling | E7 | Utility - Value of Sales | 0 | 0 | 0 | 0 | 0 | 0 | 0 | 0 | 0 | 0 | 0 | 0 | 0 | 0 | 0 | 0 | 0 | 0 | 0 | 0 | 0 | 0 | 0 | 0 | 0 | 0 | 0
F6_Industrial_WA - Industrial_Existing_Process_Natural Gas_Process Cooling_E8 | F6 | Industrial | WA - Industrial | Existing | Process | Natural Gas | Process Cooling | E8 | Utility - Value of Sales | 0 | 0 | 0 | 0 | 0 | 0 | 0 | 0 | 0 | 0 | 0 | 0 | 0 | 0 | 0 | 0 | 0 | 0 | 0 | 0 | 0 | 0 | 0 | 0 | 0 | 0 | 0
F6_Industrial_WA - Industrial_Existing_Process_Natural Gas_Process Cooling_E9 | F6 | Industrial | WA - Industrial | Existing | Process | Natural Gas | Process Cooling | E9 | Utility - Value of Sales | 0 | 0 | 0 | 0 | 0 | 0 | 0 | 0 | 0 | 0 | 0 | 0 | 0 | 0 | 0 | 0 | 0 | 0 | 0 | 0 | 0 | 0 | 0 | 0 | 0 | 0 | 0
F6_Industrial_WA - Industrial_Existing_Process_Natural Gas_Process Cooling_E10 | F6 | Industrial | WA - Industrial | Existing | Process | Natural Gas | Process Cooling | E10 | Utility - Value of Sales | 0 | 0 | 0 | 0 | 0 | 0 | 0 | 0 | 0 | 0 | 0 | 0 | 0 | 0 | 0 | 0 | 0 | 0 | 0 | 0 | 0 | 0 | 0 | 0 | 0 | 0 | 0
F1_Industrial_WA - Industrial_Existing_Process_Natural Gas_Other Process_E1 | F1 | Industrial | WA - Industrial | Existing | Process | Natural Gas | Other Process | E1 | RVT - Cost of Equipment | 442.0891 | 442.0891 | 442.0891 | 442.0891 | 442.0891 | 442.0891 | 442.0891 | 442.0891 | 442.0891 | 442.0891 | 442.0891 | 442.0891 | 442.0891 | 442.0891 | 442.0891 | 442.0891 | 442.0891 | 442.0891 | 442.0891 | 442.0891 | 442.0891 | 442.0891 | 442.0891 | 442.0891 | 442.0891 | 442.0891 | 442.0891
F1_Industrial_WA - Industrial_Existing_Process_Natural Gas_Other Process_E2 | F1 | Industrial | WA - Industrial | Existing | Process | Natural Gas | Other Process | E2 | RVT - Cost of Equipment | 0 | 0 | 0 | 0 | 0 | 0 | 0 | 0 | 0 | 0 | 0 | 0 | 0 | 0 | 0 | 0 | 0 | 0 | 0 | 0 | 0 | 0 | 0 | 0 | 0 | 0 | 0
F1_Industrial_WA - Industrial_Existing_Process_Natural Gas_Other Process_E3 | F1 | Industrial | WA - Industrial | Existing | Process | Natural Gas | Other Process | E3 | RVT - Cost of Equipment | 0 | 0 | 0 | 0 | 0 | 0 | 0 | 0 | 0 | 0 | 0 | 0 | 0 | 0 | 0 | 0 | 0 | 0 | 0 | 0 | 0 | 0 | 0 | 0 | 0 | 0 | 0
F1_Industrial_WA - Industrial_Existing_Process_Natural Gas_Other Process_E4 | F1 | Industrial | WA - Industrial | Existing | Process | Natural Gas | Other Process | E4 | RVT - Cost of Equipment | 0 | 0 | 0 | 0 | 0 | 0 | 0 | 0 | 0 | 0 | 0 | 0 | 0 | 0 | 0 | 0 | 0 | 0 | 0 | 0 | 0 | 0 | 0 | 0 | 0 | 0 | 0
F1_Industrial_WA - Industrial_Existing_Process_Natural Gas_Other Process_E5 | F1 | Industrial | WA - Industrial | Existing | Process | Natural Gas | Other Process | E5 | RVT - Cost of Equipment | 0 | 0 | 0 | 0 | 0 | 0 | 0 | 0 | 0 | 0 | 0 | 0 | 0 | 0 | 0 | 0 | 0 | 0 | 0 | 0 | 0 | 0 | 0 | 0 | 0 | 0 | 0
F1_Industrial_WA - Industrial_Existing_Process_Natural Gas_Other Process_E6 | F1 | Industrial | WA - Industrial | Existing | Process | Natural Gas | Other Process | E6 | RVT - Cost of Equipment | 0 | 0 | 0 | 0 | 0 | 0 | 0 | 0 | 0 | 0 | 0 | 0 | 0 | 0 | 0 | 0 | 0 | 0 | 0 | 0 | 0 | 0 | 0 | 0 | 0 | 0 | 0
F1_Industrial_WA - Industrial_Existing_Process_Natural Gas_Other Process_E7 | F1 | Industrial | WA - Industrial | Existing | Process | Natural Gas | Other Process | E7 | RVT - Cost of Equipment | 0 | 0 | 0 | 0 | 0 | 0 | 0 | 0 | 0 | 0 | 0 | 0 | 0 | 0 | 0 | 0 | 0 | 0 | 0 | 0 | 0 | 0 | 0 | 0 | 0 | 0 | 0
F1_Industrial_WA - Industrial_Existing_Process_Natural Gas_Other Process_E8 | F1 | Industrial | WA - Industrial | Existing | Process | Natural Gas | Other Process | E8 | RVT - Cost of Equipment | 0 | 0 | 0 | 0 | 0 | 0 | 0 | 0 | 0 | 0 | 0 | 0 | 0 | 0 | 0 | 0 | 0 | 0 | 0 | 0 | 0 | 0 | 0 | 0 | 0 | 0 | 0
F1_Industrial_WA - Industrial_Existing_Process_Natural Gas_Other Process_E9 | F1 | Industrial | WA - Industrial | Existing | Process | Natural Gas | Other Process | E9 | RVT - Cost of Equipment | 0 | 0 | 0 | 0 | 0 | 0 | 0 | 0 | 0 | 0 | 0 | 0 | 0 | 0 | 0 | 0 | 0 | 0 | 0 | 0 | 0 | 0 | 0 | 0 | 0 | 0 | 0
F1_Industrial_WA - Industrial_Existing_Process_Natural Gas_Other Process_E10 | F1 | Industrial | WA - Industrial | Existing | Process | Natural Gas | Other Process | E10 | RVT - Cost of Equipment | 0 | 0 | 0 | 0 | 0 | 0 | 0 | 0 | 0 | 0 | 0 | 0 | 0 | 0 | 0 | 0 | 0 | 0 | 0 | 0 | 0 | 0 | 0 | 0 | 0 | 0 | 0
F2_Industrial_WA - Industrial_Existing_Process_Natural Gas_Other Process_E1 | F2 | Industrial | WA - Industrial | Existing | Process | Natural Gas | Other Process | E1 | RVT - Cost of Operation | 0 | 0 | 0 | 0 | 0 | 0 | 0 | 0 | 0 | 0 | 0 | 0 | 0 | 0 | 0 | 0 | 0 | 0 | 0 | 0 | 0 | 0 | 0 | 0 | 0 | 0 | 0
F2_Industrial_WA - Industrial_Existing_Process_Natural Gas_Other Process_E2 | F2 | Industrial | WA - Industrial | Existing | Process | Natural Gas | Other Process | E2 | RVT - Cost of Operation | 0 | 0 | 0 | 0 | 0 | 0 | 0 | 0 | 0 | 0 | 0 | 0 | 0 | 0 | 0 | 0 | 0 | 0 | 0 | 0 | 0 | 0 | 0 | 0 | 0 | 0 | 0
F2_Industrial_WA - Industrial_Existing_Process_Natural Gas_Other Process_E3 | F2 | Industrial | WA - Industrial | Existing | Process | Natural Gas | Other Process | E3 | RVT - Cost of Operation | 0 | 0 | 0 | 0 | 0 | 0 | 0 | 0 | 0 | 0 | 0 | 0 | 0 | 0 | 0 | 0 | 0 | 0 | 0 | 0 | 0 | 0 | 0 | 0 | 0 | 0 | 0
F2_Industrial_WA - Industrial_Existing_Process_Natural Gas_Other Process_E4 | F2 | Industrial | WA - Industrial | Existing | Process | Natural Gas | Other Process | E4 | RVT - Cost of Operation | 0 | 0 | 0 | 0 | 0 | 0 | 0 | 0 | 0 | 0 | 0 | 0 | 0 | 0 | 0 | 0 | 0 | 0 | 0 | 0 | 0 | 0 | 0 | 0 | 0 | 0 | 0
F2_Industrial_WA - Industrial_Existing_Process_Natural Gas_Other Process_E5 | F2 | Industrial | WA - Industrial | Existing | Process | Natural Gas | Other Process | E5 | RVT - Cost of Operation | 0 | 0 | 0 | 0 | 0 | 0 | 0 | 0 | 0 | 0 | 0 | 0 | 0 | 0 | 0 | 0 | 0 | 0 | 0 | 0 | 0 | 0 | 0 | 0 | 0 | 0 | 0
F2_Industrial_WA - Industrial_Existing_Process_Natural Gas_Other Process_E6 | F2 | Industrial | WA - Industrial | Existing | Process | Natural Gas | Other Process | E6 | RVT - Cost of Operation | 0 | 0 | 0 | 0 | 0 | 0 | 0 | 0 | 0 | 0 | 0 | 0 | 0 | 0 | 0 | 0 | 0 | 0 | 0 | 0 | 0 | 0 | 0 | 0 | 0 | 0 | 0
F2_Industrial_WA - Industrial_Existing_Process_Natural Gas_Other Process_E7 | F2 | Industrial | WA - Industrial | Existing | Process | Natural Gas | Other Process | E7 | RVT - Cost of Operation | 0 | 0 | 0 | 0 | 0 | 0 | 0 | 0 | 0 | 0 | 0 | 0 | 0 | 0 | 0 | 0 | 0 | 0 | 0 | 0 | 0 | 0 | 0 | 0 | 0 | 0 | 0
F2_Industrial_WA - Industrial_Existing_Process_Natural Gas_Other Process_E8 | F2 | Industrial | WA - Industrial | Existing | Process | Natural Gas | Other Process | E8 | RVT - Cost of Operation | 0 | 0 | 0 | 0 | 0 | 0 | 0 | 0 | 0 | 0 | 0 | 0 | 0 | 0 | 0 | 0 | 0 | 0 | 0 | 0 | 0 | 0 | 0 | 0 | 0 | 0 | 0
F2_Industrial_WA - Industrial_Existing_Process_Natural Gas_Other Process_E9 | F2 | Industrial | WA - Industrial | Existing | Process | Natural Gas | Other Process | E9 | RVT - Cost of Operation | 0 | 0 | 0 | 0 | 0 | 0 | 0 | 0 | 0 | 0 | 0 | 0 | 0 | 0 | 0 | 0 | 0 | 0 | 0 | 0 | 0 | 0 | 0 | 0 | 0 | 0 | 0
F2_Industrial_WA - Industrial_Existing_Process_Natural Gas_Other Process_E10 | F2 | Industrial | WA - Industrial | Existing | Process | Natural Gas | Other Process | E10 | RVT - Cost of Operation | 0 | 0 | 0 | 0 | 0 | 0 | 0 | 0 | 0 | 0 | 0 | 0 | 0 | 0 | 0 | 0 | 0 | 0 | 0 | 0 | 0 | 0 | 0 | 0 | 0 | 0 | 0
F3_Industrial_WA - Industrial_Existing_Process_Natural Gas_Other Process_E1 | F3 | Industrial | WA - Industrial | Existing | Process | Natural Gas | Other Process | E1 | System - kBTUs of Consumption | 169139.2189 | 169139.2189 | 169139.2189 | 169139.2189 | 169139.2189 | 169139.2189 | 169139.2189 | 169139.2189 | 169139.2189 | 169139.2189 | 169139.2189 | 169139.2189 | 169139.2189 | 169139.2189 | 169139.2189 | 169139.2189 | 169139.2189 | 169139.2189 | 169139.2189 | 169139.2189 | 169139.2189 | 169139.2189 | 169139.2189 | 169139.2189 | 169139.2189 | 169139.2189 | 169139.2189
F3_Industrial_WA - Industrial_Existing_Process_Natural Gas_Other Process_E2 | F3 | Industrial | WA - Industrial | Existing | Process | Natural Gas | Other Process | E2 | System - kBTUs of Consumption | 0 | 0 | 0 | 0 | 0 | 0 | 0 | 0 | 0 | 0 | 0 | 0 | 0 | 0 | 0 | 0 | 0 | 0 | 0 | 0 | 0 | 0 | 0 | 0 | 0 | 0 | 0
F3_Industrial_WA - Industrial_Existing_Process_Natural Gas_Other Process_E3 | F3 | Industrial | WA - Industrial | Existing | Process | Natural Gas | Other Process | E3 | System - kBTUs of Consumption | 0 | 0 | 0 | 0 | 0 | 0 | 0 | 0 | 0 | 0 | 0 | 0 | 0 | 0 | 0 | 0 | 0 | 0 | 0 | 0 | 0 | 0 | 0 | 0 | 0 | 0 | 0
F3_Industrial_WA - Industrial_Existing_Process_Natural Gas_Other Process_E4 | F3 | Industrial | WA - Industrial | Existing | Process | Natural Gas | Other Process | E4 | System - kBTUs of Consumption | 0 | 0 | 0 | 0 | 0 | 0 | 0 | 0 | 0 | 0 | 0 | 0 | 0 | 0 | 0 | 0 | 0 | 0 | 0 | 0 | 0 | 0 | 0 | 0 | 0 | 0 | 0
F3_Industrial_WA - Industrial_Existing_Process_Natural Gas_Other Process_E5 | F3 | Industrial | WA - Industrial | Existing | Process | Natural Gas | Other Process | E5 | System - kBTUs of Consumption | 0 | 0 | 0 | 0 | 0 | 0 | 0 | 0 | 0 | 0 | 0 | 0 | 0 | 0 | 0 | 0 | 0 | 0 | 0 | 0 | 0 | 0 | 0 | 0 | 0 | 0 | 0
F3_Industrial_WA - Industrial_Existing_Process_Natural Gas_Other Process_E6 | F3 | Industrial | WA - Industrial | Existing | Process | Natural Gas | Other Process | E6 | System - kBTUs of Consumption | 0 | 0 | 0 | 0 | 0 | 0 | 0 | 0 | 0 | 0 | 0 | 0 | 0 | 0 | 0 | 0 | 0 | 0 | 0 | 0 | 0 | 0 | 0 | 0 | 0 | 0 | 0
F3_Industrial_WA - Industrial_Existing_Process_Natural Gas_Other Process_E7 | F3 | Industrial | WA - Industrial | Existing | Process | Natural Gas | Other Process | E7 | System - kBTUs of Consumption | 0 | 0 | 0 | 0 | 0 | 0 | 0 | 0 | 0 | 0 | 0 | 0 | 0 | 0 | 0 | 0 | 0 | 0 | 0 | 0 | 0 | 0 | 0 | 0 | 0 | 0 | 0
F3_Industrial_WA - Industrial_Existing_Process_Natural Gas_Other Process_E8 | F3 | Industrial | WA - Industrial | Existing | Process | Natural Gas | Other Process | E8 | System - kBTUs of Consumption | 0 | 0 | 0 | 0 | 0 | 0 | 0 | 0 | 0 | 0 | 0 | 0 | 0 | 0 | 0 | 0 | 0 | 0 | 0 | 0 | 0 | 0 | 0 | 0 | 0 | 0 | 0
F3_Industrial_WA - Industrial_Existing_Process_Natural Gas_Other Process_E9 | F3 | Industrial | WA - Industrial | Existing | Process | Natural Gas | Other Process | E9 | System - kBTUs of Consumption | 0 | 0 | 0 | 0 | 0 | 0 | 0 | 0 | 0 | 0 | 0 | 0 | 0 | 0 | 0 | 0 | 0 | 0 | 0 | 0 | 0 | 0 | 0 | 0 | 0 | 0 | 0
F3_Industrial_WA - Industrial_Existing_Process_Natural Gas_Other Process_E10 | F3 | Industrial | WA - Industrial | Existing | Process | Natural Gas | Other Process | E10 | System - kBTUs of Consumption | 0 | 0 | 0 | 0 | 0 | 0 | 0 | 0 | 0 | 0 | 0 | 0 | 0 | 0 | 0 | 0 | 0 | 0 | 0 | 0 | 0 | 0 | 0 | 0 | 0 | 0 | 0
F4_Industrial_WA - Industrial_Existing_Process_Natural Gas_Other Process_E1 | F4 | Industrial | WA - Industrial | Existing | Process | Natural Gas | Other Process | E1 | Utility - Cost of Equipment | 442.0891 | 442.0891 | 442.0891 | 442.0891 | 442.0891 | 442.0891 | 442.0891 | 442.0891 | 442.0891 | 442.0891 | 442.0891 | 442.0891 | 442.0891 | 442.0891 | 442.0891 | 442.0891 | 442.0891 | 442.0891 | 442.0891 | 442.0891 | 442.0891 | 442.0891 | 442.0891 | 442.0891 | 442.0891 | 442.0891 | 442.0891
F4_Industrial_WA - Industrial_Existing_Process_Natural Gas_Other Process_E2 | F4 | Industrial | WA - Industrial | Existing | Process | Natural Gas | Other Process | E2 | Utility - Cost of Equipment | 0 | 0 | 0 | 0 | 0 | 0 | 0 | 0 | 0 | 0 | 0 | 0 | 0 | 0 | 0 | 0 | 0 | 0 | 0 | 0 | 0 | 0 | 0 | 0 | 0 | 0 | 0
F4_Industrial_WA - Industrial_Existing_Process_Natural Gas_Other Process_E3 | F4 | Industrial | WA - Industrial | Existing | Process | Natural Gas | Other Process | E3 | Utility - Cost of Equipment | 0 | 0 | 0 | 0 | 0 | 0 | 0 | 0 | 0 | 0 | 0 | 0 | 0 | 0 | 0 | 0 | 0 | 0 | 0 | 0 | 0 | 0 | 0 | 0 | 0 | 0 | 0
F4_Industrial_WA - Industrial_Existing_Process_Natural Gas_Other Process_E4 | F4 | Industrial | WA - Industrial | Existing | Process | Natural Gas | Other Process | E4 | Utility - Cost of Equipment | 0 | 0 | 0 | 0 | 0 | 0 | 0 | 0 | 0 | 0 | 0 | 0 | 0 | 0 | 0 | 0 | 0 | 0 | 0 | 0 | 0 | 0 | 0 | 0 | 0 | 0 | 0
F4_Industrial_WA - Industrial_Existing_Process_Natural Gas_Other Process_E5 | F4 | Industrial | WA - Industrial | Existing | Process | Natural Gas | Other Process | E5 | Utility - Cost of Equipment | 0 | 0 | 0 | 0 | 0 | 0 | 0 | 0 | 0 | 0 | 0 | 0 | 0 | 0 | 0 | 0 | 0 | 0 | 0 | 0 | 0 | 0 | 0 | 0 | 0 | 0 | 0
F4_Industrial_WA - Industrial_Existing_Process_Natural Gas_Other Process_E6 | F4 | Industrial | WA - Industrial | Existing | Process | Natural Gas | Other Process | E6 | Utility - Cost of Equipment | 0 | 0 | 0 | 0 | 0 | 0 | 0 | 0 | 0 | 0 | 0 | 0 | 0 | 0 | 0 | 0 | 0 | 0 | 0 | 0 | 0 | 0 | 0 | 0 | 0 | 0 | 0
F4_Industrial_WA - Industrial_Existing_Process_Natural Gas_Other Process_E7 | F4 | Industrial | WA - Industrial | Existing | Process | Natural Gas | Other Process | E7 | Utility - Cost of Equipment | 0 | 0 | 0 | 0 | 0 | 0 | 0 | 0 | 0 | 0 | 0 | 0 | 0 | 0 | 0 | 0 | 0 | 0 | 0 | 0 | 0 | 0 | 0 | 0 | 0 | 0 | 0
F4_Industrial_WA - Industrial_Existing_Process_Natural Gas_Other Process_E8 | F4 | Industrial | WA - Industrial | Existing | Process | Natural Gas | Other Process | E8 | Utility - Cost of Equipment | 0 | 0 | 0 | 0 | 0 | 0 | 0 | 0 | 0 | 0 | 0 | 0 | 0 | 0 | 0 | 0 | 0 | 0 | 0 | 0 | 0 | 0 | 0 | 0 | 0 | 0 | 0
F4_Industrial_WA - Industrial_Existing_Process_Natural Gas_Other Process_E9 | F4 | Industrial | WA - Industrial | Existing | Process | Natural Gas | Other Process | E9 | Utility - Cost of Equipment | 0 | 0 | 0 | 0 | 0 | 0 | 0 | 0 | 0 | 0 | 0 | 0 | 0 | 0 | 0 | 0 | 0 | 0 | 0 | 0 | 0 | 0 | 0 | 0 | 0 | 0 | 0
F4_Industrial_WA - Industrial_Existing_Process_Natural Gas_Other Process_E10 | F4 | Industrial | WA - Industrial | Existing | Process | Natural Gas | Other Process | E10 | Utility - Cost of Equipment | 0 | 0 | 0 | 0 | 0 | 0 | 0 | 0 | 0 | 0 | 0 | 0 | 0 | 0 | 0 | 0 | 0 | 0 | 0 | 0 | 0 | 0 | 0 | 0 | 0 | 0 | 0
F5_Industrial_WA - Industrial_Existing_Process_Natural Gas_Other Process_E1 | F5 | Industrial | WA - Industrial | Existing | Process | Natural Gas | Other Process | E1 | Utility - Cost of Operation | 1963.7537 | 1951.6949 | 1941.808 | 1942.8816 | 2018.4854 | 2138.3257 | 2163.8136 | 2200.7835 | 2242.2369 | 2284.2394 | 2328.0653 | 2373.6052 | 2422.1643 | 2470.0685 | 2515.542 | 2552.1055 | 2570.7173 | 2564.3584 | 2526.7764 | 2451.2083 | 2331.532 | 2168.0514 | 2010.2458 | 1900.7974 | 1849.5875 | 1858.6541 | 1867.7652
F5_Industrial_WA - Industrial_Existing_Process_Natural Gas_Other Process_E2 | F5 | Industrial | WA - Industrial | Existing | Process | Natural Gas | Other Process | E2 | Utility - Cost of Operation | 0 | 0 | 0 | 0 | 0 | 0 | 0 | 0 | 0 | 0 | 0 | 0 | 0 | 0 | 0 | 0 | 0 | 0 | 0 | 0 | 0 | 0 | 0 | 0 | 0 | 0 | 0
F5_Industrial_WA - Industrial_Existing_Process_Natural Gas_Other Process_E3 | F5 | Industrial | WA - Industrial | Existing | Process | Natural Gas | Other Process | E3 | Utility - Cost of Operation | 0 | 0 | 0 | 0 | 0 | 0 | 0 | 0 | 0 | 0 | 0 | 0 | 0 | 0 | 0 | 0 | 0 | 0 | 0 | 0 | 0 | 0 | 0 | 0 | 0 | 0 | 0
F5_Industrial_WA - Industrial_Existing_Process_Natural Gas_Other Process_E4 | F5 | Industrial | WA - Industrial | Existing | Process | Natural Gas | Other Process | E4 | Utility - Cost of Operation | 0 | 0 | 0 | 0 | 0 | 0 | 0 | 0 | 0 | 0 | 0 | 0 | 0 | 0 | 0 | 0 | 0 | 0 | 0 | 0 | 0 | 0 | 0 | 0 | 0 | 0 | 0
F5_Industrial_WA - Industrial_Existing_Process_Natural Gas_Other Process_E5 | F5 | Industrial | WA - Industrial | Existing | Process | Natural Gas | Other Process | E5 | Utility - Cost of Operation | 0 | 0 | 0 | 0 | 0 | 0 | 0 | 0 | 0 | 0 | 0 | 0 | 0 | 0 | 0 | 0 | 0 | 0 | 0 | 0 | 0 | 0 | 0 | 0 | 0 | 0 | 0
F5_Industrial_WA - Industrial_Existing_Process_Natural Gas_Other Process_E6 | F5 | Industrial | WA - Industrial | Existing | Process | Natural Gas | Other Process | E6 | Utility - Cost of Operation | 0 | 0 | 0 | 0 | 0 | 0 | 0 | 0 | 0 | 0 | 0 | 0 | 0 | 0 | 0 | 0 | 0 | 0 | 0 | 0 | 0 | 0 | 0 | 0 | 0 | 0 | 0
F5_Industrial_WA - Industrial_Existing_Process_Natural Gas_Other Process_E7 | F5 | Industrial | WA - Industrial | Existing | Process | Natural Gas | Other Process | E7 | Utility - Cost of Operation | 0 | 0 | 0 | 0 | 0 | 0 | 0 | 0 | 0 | 0 | 0 | 0 | 0 | 0 | 0 | 0 | 0 | 0 | 0 | 0 | 0 | 0 | 0 | 0 | 0 | 0 | 0
F5_Industrial_WA - Industrial_Existing_Process_Natural Gas_Other Process_E8 | F5 | Industrial | WA - Industrial | Existing | Process | Natural Gas | Other Process | E8 | Utility - Cost of Operation | 0 | 0 | 0 | 0 | 0 | 0 | 0 | 0 | 0 | 0 | 0 | 0 | 0 | 0 | 0 | 0 | 0 | 0 | 0 | 0 | 0 | 0 | 0 | 0 | 0 | 0 | 0
F5_Industrial_WA - Industrial_Existing_Process_Natural Gas_Other Process_E9 | F5 | Industrial | WA - Industrial | Existing | Process | Natural Gas | Other Process | E9 | Utility - Cost of Operation | 0 | 0 | 0 | 0 | 0 | 0 | 0 | 0 | 0 | 0 | 0 | 0 | 0 | 0 | 0 | 0 | 0 | 0 | 0 | 0 | 0 | 0 | 0 | 0 | 0 | 0 | 0
F5_Industrial_WA - Industrial_Existing_Process_Natural Gas_Other Process_E10 | F5 | Industrial | WA - Industrial | Existing | Process | Natural Gas | Other Process | E10 | Utility - Cost of Operation | 0 | 0 | 0 | 0 | 0 | 0 | 0 | 0 | 0 | 0 | 0 | 0 | 0 | 0 | 0 | 0 | 0 | 0 | 0 | 0 | 0 | 0 | 0 | 0 | 0 | 0 | 0
F6_Industrial_WA - Industrial_Existing_Process_Natural Gas_Other Process_E1 | F6 | Industrial | WA - Industrial | Existing | Process | Natural Gas | Other Process | E1 | Utility - Value of Sales | 0 | 0 | 0 | 0 | 0 | 0 | 0 | 0 | 0 | 0 | 0 | 0 | 0 | 0 | 0 | 0 | 0 | 0 | 0 | 0 | 0 | 0 | 0 | 0 | 0 | 0 | 0
F6_Industrial_WA - Industrial_Existing_Process_Natural Gas_Other Process_E2 | F6 | Industrial | WA - Industrial | Existing | Process | Natural Gas | Other Process | E2 | Utility - Value of Sales | 0 | 0 | 0 | 0 | 0 | 0 | 0 | 0 | 0 | 0 | 0 | 0 | 0 | 0 | 0 | 0 | 0 | 0 | 0 | 0 | 0 | 0 | 0 | 0 | 0 | 0 | 0
F6_Industrial_WA - Industrial_Existing_Process_Natural Gas_Other Process_E3 | F6 | Industrial | WA - Industrial | Existing | Process | Natural Gas | Other Process | E3 | Utility - Value of Sales | 0 | 0 | 0 | 0 | 0 | 0 | 0 | 0 | 0 | 0 | 0 | 0 | 0 | 0 | 0 | 0 | 0 | 0 | 0 | 0 | 0 | 0 | 0 | 0 | 0 | 0 | 0
F6_Industrial_WA - Industrial_Existing_Process_Natural Gas_Other Process_E4 | F6 | Industrial | WA - Industrial | Existing | Process | Natural Gas | Other Process | E4 | Utility - Value of Sales | 0 | 0 | 0 | 0 | 0 | 0 | 0 | 0 | 0 | 0 | 0 | 0 | 0 | 0 | 0 | 0 | 0 | 0 | 0 | 0 | 0 | 0 | 0 | 0 | 0 | 0 | 0
F6_Industrial_WA - Industrial_Existing_Process_Natural Gas_Other Process_E5 | F6 | Industrial | WA - Industrial | Existing | Process | Natural Gas | Other Process | E5 | Utility - Value of Sales | 0 | 0 | 0 | 0 | 0 | 0 | 0 | 0 | 0 | 0 | 0 | 0 | 0 | 0 | 0 | 0 | 0 | 0 | 0 | 0 | 0 | 0 | 0 | 0 | 0 | 0 | 0
F6_Industrial_WA - Industrial_Existing_Process_Natural Gas_Other Process_E6 | F6 | Industrial | WA - Industrial | Existing | Process | Natural Gas | Other Process | E6 | Utility - Value of Sales | 0 | 0 | 0 | 0 | 0 | 0 | 0 | 0 | 0 | 0 | 0 | 0 | 0 | 0 | 0 | 0 | 0 | 0 | 0 | 0 | 0 | 0 | 0 | 0 | 0 | 0 | 0
F6_Industrial_WA - Industrial_Existing_Process_Natural Gas_Other Process_E7 | F6 | Industrial | WA - Industrial | Existing | Process | Natural Gas | Other Process | E7 | Utility - Value of Sales | 0 | 0 | 0 | 0 | 0 | 0 | 0 | 0 | 0 | 0 | 0 | 0 | 0 | 0 | 0 | 0 | 0 | 0 | 0 | 0 | 0 | 0 | 0 | 0 | 0 | 0 | 0
F6_Industrial_WA - Industrial_Existing_Process_Natural Gas_Other Process_E8 | F6 | Industrial | WA - Industrial | Existing | Process | Natural Gas | Other Process | E8 | Utility - Value of Sales | 0 | 0 | 0 | 0 | 0 | 0 | 0 | 0 | 0 | 0 | 0 | 0 | 0 | 0 | 0 | 0 | 0 | 0 | 0 | 0 | 0 | 0 | 0 | 0 | 0 | 0 | 0
F6_Industrial_WA - Industrial_Existing_Process_Natural Gas_Other Process_E9 | F6 | Industrial | WA - Industrial | Existing | Process | Natural Gas | Other Process | E9 | Utility - Value of Sales | 0 | 0 | 0 | 0 | 0 | 0 | 0 | 0 | 0 | 0 | 0 | 0 | 0 | 0 | 0 | 0 | 0 | 0 | 0 | 0 | 0 | 0 | 0 | 0 | 0 | 0 | 0
F6_Industrial_WA - Industrial_Existing_Process_Natural Gas_Other Process_E10 | F6 | Industrial | WA - Industrial | Existing | Process | Natural Gas | Other Process | E10 | Utility - Value of Sales | 0 | 0 | 0 | 0 | 0 | 0 | 0 | 0 | 0 | 0 | 0 | 0 | 0 | 0 | 0 | 0 | 0 | 0 | 0 | 0 | 0 | 0 | 0 | 0 | 0 | 0 | 0
F1_Industrial_WA - Industrial_Existing_Miscellaneous_Natural Gas_Miscellaneous_E1 | F1 | Industrial | WA - Industrial | Existing | Miscellaneous | Natural Gas | Miscellaneous | E1 | RVT - Cost of Equipment | 520.7216 | 520.7216 | 520.7216 | 520.7216 | 520.7216 | 520.7216 | 520.7216 | 520.7216 | 520.7216 | 520.7216 | 520.7216 | 520.7216 | 520.7216 | 520.7216 | 520.7216 | 520.7216 | 520.7216 | 520.7216 | 520.7216 | 520.7216 | 520.7216 | 520.7216 | 520.7216 | 520.7216 | 520.7216 | 520.7216 | 520.7216
F1_Industrial_WA - Industrial_Existing_Miscellaneous_Natural Gas_Miscellaneous_E2 | F1 | Industrial | WA - Industrial | Existing | Miscellaneous | Natural Gas | Miscellaneous | E2 | RVT - Cost of Equipment | 0 | 0 | 0 | 0 | 0 | 0 | 0 | 0 | 0 | 0 | 0 | 0 | 0 | 0 | 0 | 0 | 0 | 0 | 0 | 0 | 0 | 0 | 0 | 0 | 0 | 0 | 0
F1_Industrial_WA - Industrial_Existing_Miscellaneous_Natural Gas_Miscellaneous_E3 | F1 | Industrial | WA - Industrial | Existing | Miscellaneous | Natural Gas | Miscellaneous | E3 | RVT - Cost of Equipment | 0 | 0 | 0 | 0 | 0 | 0 | 0 | 0 | 0 | 0 | 0 | 0 | 0 | 0 | 0 | 0 | 0 | 0 | 0 | 0 | 0 | 0 | 0 | 0 | 0 | 0 | 0
F1_Industrial_WA - Industrial_Existing_Miscellaneous_Natural Gas_Miscellaneous_E4 | F1 | Industrial | WA - Industrial | Existing | Miscellaneous | Natural Gas | Miscellaneous | E4 | RVT - Cost of Equipment | 0 | 0 | 0 | 0 | 0 | 0 | 0 | 0 | 0 | 0 | 0 | 0 | 0 | 0 | 0 | 0 | 0 | 0 | 0 | 0 | 0 | 0 | 0 | 0 | 0 | 0 | 0
F1_Industrial_WA - Industrial_Existing_Miscellaneous_Natural Gas_Miscellaneous_E5 | F1 | Industrial | WA - Industrial | Existing | Miscellaneous | Natural Gas | Miscellaneous | E5 | RVT - Cost of Equipment | 0 | 0 | 0 | 0 | 0 | 0 | 0 | 0 | 0 | 0 | 0 | 0 | 0 | 0 | 0 | 0 | 0 | 0 | 0 | 0 | 0 | 0 | 0 | 0 | 0 | 0 | 0
F1_Industrial_WA - Industrial_Existing_Miscellaneous_Natural Gas_Miscellaneous_E6 | F1 | Industrial | WA - Industrial | Existing | Miscellaneous | Natural Gas | Miscellaneous | E6 | RVT - Cost of Equipment | 0 | 0 | 0 | 0 | 0 | 0 | 0 | 0 | 0 | 0 | 0 | 0 | 0 | 0 | 0 | 0 | 0 | 0 | 0 | 0 | 0 | 0 | 0 | 0 | 0 | 0 | 0
F1_Industrial_WA - Industrial_Existing_Miscellaneous_Natural Gas_Miscellaneous_E7 | F1 | Industrial | WA - Industrial | Existing | Miscellaneous | Natural Gas | Miscellaneous | E7 | RVT - Cost of Equipment | 0 | 0 | 0 | 0 | 0 | 0 | 0 | 0 | 0 | 0 | 0 | 0 | 0 | 0 | 0 | 0 | 0 | 0 | 0 | 0 | 0 | 0 | 0 | 0 | 0 | 0 | 0
F1_Industrial_WA - Industrial_Existing_Miscellaneous_Natural Gas_Miscellaneous_E8 | F1 | Industrial | WA - Industrial | Existing | Miscellaneous | Natural Gas | Miscellaneous | E8 | RVT - Cost of Equipment | 0 | 0 | 0 | 0 | 0 | 0 | 0 | 0 | 0 | 0 | 0 | 0 | 0 | 0 | 0 | 0 | 0 | 0 | 0 | 0 | 0 | 0 | 0 | 0 | 0 | 0 | 0
F1_Industrial_WA - Industrial_Existing_Miscellaneous_Natural Gas_Miscellaneous_E9 | F1 | Industrial | WA - Industrial | Existing | Miscellaneous | Natural Gas | Miscellaneous | E9 | RVT - Cost of Equipment | 0 | 0 | 0 | 0 | 0 | 0 | 0 | 0 | 0 | 0 | 0 | 0 | 0 | 0 | 0 | 0 | 0 | 0 | 0 | 0 | 0 | 0 | 0 | 0 | 0 | 0 | 0
F1_Industrial_WA - Industrial_Existing_Miscellaneous_Natural Gas_Miscellaneous_E10 | F1 | Industrial | WA - Industrial | Existing | Miscellaneous | Natural Gas | Miscellaneous | E10 | RVT - Cost of Equipment | 0 | 0 | 0 | 0 | 0 | 0 | 0 | 0 | 0 | 0 | 0 | 0 | 0 | 0 | 0 | 0 | 0 | 0 | 0 | 0 | 0 | 0 | 0 | 0 | 0 | 0 | 0
F2_Industrial_WA - Industrial_Existing_Miscellaneous_Natural Gas_Miscellaneous_E1 | F2 | Industrial | WA - Industrial | Existing | Miscellaneous | Natural Gas | Miscellaneous | E1 | RVT - Cost of Operation | 0 | 0 | 0 | 0 | 0 | 0 | 0 | 0 | 0 | 0 | 0 | 0 | 0 | 0 | 0 | 0 | 0 | 0 | 0 | 0 | 0 | 0 | 0 | 0 | 0 | 0 | 0
F2_Industrial_WA - Industrial_Existing_Miscellaneous_Natural Gas_Miscellaneous_E2 | F2 | Industrial | WA - Industrial | Existing | Miscellaneous | Natural Gas | Miscellaneous | E2 | RVT - Cost of Operation | 0 | 0 | 0 | 0 | 0 | 0 | 0 | 0 | 0 | 0 | 0 | 0 | 0 | 0 | 0 | 0 | 0 | 0 | 0 | 0 | 0 | 0 | 0 | 0 | 0 | 0 | 0
F2_Industrial_WA - Industrial_Existing_Miscellaneous_Natural Gas_Miscellaneous_E3 | F2 | Industrial | WA - Industrial | Existing | Miscellaneous | Natural Gas | Miscellaneous | E3 | RVT - Cost of Operation | 0 | 0 | 0 | 0 | 0 | 0 | 0 | 0 | 0 | 0 | 0 | 0 | 0 | 0 | 0 | 0 | 0 | 0 | 0 | 0 | 0 | 0 | 0 | 0 | 0 | 0 | 0
F2_Industrial_WA - Industrial_Existing_Miscellaneous_Natural Gas_Miscellaneous_E4 | F2 | Industrial | WA - Industrial | Existing | Miscellaneous | Natural Gas | Miscellaneous | E4 | RVT - Cost of Operation | 0 | 0 | 0 | 0 | 0 | 0 | 0 | 0 | 0 | 0 | 0 | 0 | 0 | 0 | 0 | 0 | 0 | 0 | 0 | 0 | 0 | 0 | 0 | 0 | 0 | 0 | 0
F2_Industrial_WA - Industrial_Existing_Miscellaneous_Natural Gas_Miscellaneous_E5 | F2 | Industrial | WA - Industrial | Existing | Miscellaneous | Natural Gas | Miscellaneous | E5 | RVT - Cost of Operation | 0 | 0 | 0 | 0 | 0 | 0 | 0 | 0 | 0 | 0 | 0 | 0 | 0 | 0 | 0 | 0 | 0 | 0 | 0 | 0 | 0 | 0 | 0 | 0 | 0 | 0 | 0
F2_Industrial_WA - Industrial_Existing_Miscellaneous_Natural Gas_Miscellaneous_E6 | F2 | Industrial | WA - Industrial | Existing | Miscellaneous | Natural Gas | Miscellaneous | E6 | RVT - Cost of Operation | 0 | 0 | 0 | 0 | 0 | 0 | 0 | 0 | 0 | 0 | 0 | 0 | 0 | 0 | 0 | 0 | 0 | 0 | 0 | 0 | 0 | 0 | 0 | 0 | 0 | 0 | 0
F2_Industrial_WA - Industrial_Existing_Miscellaneous_Natural Gas_Miscellaneous_E7 | F2 | Industrial | WA - Industrial | Existing | Miscellaneous | Natural Gas | Miscellaneous | E7 | RVT - Cost of Operation | 0 | 0 | 0 | 0 | 0 | 0 | 0 | 0 | 0 | 0 | 0 | 0 | 0 | 0 | 0 | 0 | 0 | 0 | 0 | 0 | 0 | 0 | 0 | 0 | 0 | 0 | 0
F2_Industrial_WA - Industrial_Existing_Miscellaneous_Natural Gas_Miscellaneous_E8 | F2 | Industrial | WA - Industrial | Existing | Miscellaneous | Natural Gas | Miscellaneous | E8 | RVT - Cost of Operation | 0 | 0 | 0 | 0 | 0 | 0 | 0 | 0 | 0 | 0 | 0 | 0 | 0 | 0 | 0 | 0 | 0 | 0 | 0 | 0 | 0 | 0 | 0 | 0 | 0 | 0 | 0
F2_Industrial_WA - Industrial_Existing_Miscellaneous_Natural Gas_Miscellaneous_E9 | F2 | Industrial | WA - Industrial | Existing | Miscellaneous | Natural Gas | Miscellaneous | E9 | RVT - Cost of Operation | 0 | 0 | 0 | 0 | 0 | 0 | 0 | 0 | 0 | 0 | 0 | 0 | 0 | 0 | 0 | 0 | 0 | 0 | 0 | 0 | 0 | 0 | 0 | 0 | 0 | 0 | 0
F2_Industrial_WA - Industrial_Existing_Miscellaneous_Natural Gas_Miscellaneous_E10 | F2 | Industrial | WA - Industrial | Existing | Miscellaneous | Natural Gas | Miscellaneous | E10 | RVT - Cost of Operation | 0 | 0 | 0 | 0 | 0 | 0 | 0 | 0 | 0 | 0 | 0 | 0 | 0 | 0 | 0 | 0 | 0 | 0 | 0 | 0 | 0 | 0 | 0 | 0 | 0 | 0 | 0
F3_Industrial_WA - Industrial_Existing_Miscellaneous_Natural Gas_Miscellaneous_E1 | F3 | Industrial | WA - Industrial | Existing | Miscellaneous | Natural Gas | Miscellaneous | E1 | System - kBTUs of Consumption | 199223.2697 | 199223.2697 | 199223.2697 | 199223.2697 | 199223.2697 | 199223.2697 | 199223.2697 | 199223.2697 | 199223.2697 | 199223.2697 | 199223.2697 | 199223.2697 | 199223.2697 | 199223.2697 | 199223.2697 | 199223.2697 | 199223.2697 | 199223.2697 | 199223.2697 | 199223.2697 | 199223.2697 | 199223.2697 | 199223.2697 | 199223.2697 | 199223.2697 | 199223.2697 | 199223.2697
F3_Industrial_WA - Industrial_Existing_Miscellaneous_Natural Gas_Miscellaneous_E2 | F3 | Industrial | WA - Industrial | Existing | Miscellaneous | Natural Gas | Miscellaneous | E2 | System - kBTUs of Consumption | 0 | 0 | 0 | 0 | 0 | 0 | 0 | 0 | 0 | 0 | 0 | 0 | 0 | 0 | 0 | 0 | 0 | 0 | 0 | 0 | 0 | 0 | 0 | 0 | 0 | 0 | 0
F3_Industrial_WA - Industrial_Existing_Miscellaneous_Natural Gas_Miscellaneous_E3 | F3 | Industrial | WA - Industrial | Existing | Miscellaneous | Natural Gas | Miscellaneous | E3 | System - kBTUs of Consumption | 0 | 0 | 0 | 0 | 0 | 0 | 0 | 0 | 0 | 0 | 0 | 0 | 0 | 0 | 0 | 0 | 0 | 0 | 0 | 0 | 0 | 0 | 0 | 0 | 0 | 0 | 0
F3_Industrial_WA - Industrial_Existing_Miscellaneous_Natural Gas_Miscellaneous_E4 | F3 | Industrial | WA - Industrial | Existing | Miscellaneous | Natural Gas | Miscellaneous | E4 | System - kBTUs of Consumption | 0 | 0 | 0 | 0 | 0 | 0 | 0 | 0 | 0 | 0 | 0 | 0 | 0 | 0 | 0 | 0 | 0 | 0 | 0 | 0 | 0 | 0 | 0 | 0 | 0 | 0 | 0
F3_Industrial_WA - Industrial_Existing_Miscellaneous_Natural Gas_Miscellaneous_E5 | F3 | Industrial | WA - Industrial | Existing | Miscellaneous | Natural Gas | Miscellaneous | E5 | System - kBTUs of Consumption | 0 | 0 | 0 | 0 | 0 | 0 | 0 | 0 | 0 | 0 | 0 | 0 | 0 | 0 | 0 | 0 | 0 | 0 | 0 | 0 | 0 | 0 | 0 | 0 | 0 | 0 | 0
F3_Industrial_WA - Industrial_Existing_Miscellaneous_Natural Gas_Miscellaneous_E6 | F3 | Industrial | WA - Industrial | Existing | Miscellaneous | Natural Gas | Miscellaneous | E6 | System - kBTUs of Consumption | 0 | 0 | 0 | 0 | 0 | 0 | 0 | 0 | 0 | 0 | 0 | 0 | 0 | 0 | 0 | 0 | 0 | 0 | 0 | 0 | 0 | 0 | 0 | 0 | 0 | 0 | 0
F3_Industrial_WA - Industrial_Existing_Miscellaneous_Natural Gas_Miscellaneous_E7 | F3 | Industrial | WA - Industrial | Existing | Miscellaneous | Natural Gas | Miscellaneous | E7 | System - kBTUs of Consumption | 0 | 0 | 0 | 0 | 0 | 0 | 0 | 0 | 0 | 0 | 0 | 0 | 0 | 0 | 0 | 0 | 0 | 0 | 0 | 0 | 0 | 0 | 0 | 0 | 0 | 0 | 0
F3_Industrial_WA - Industrial_Existing_Miscellaneous_Natural Gas_Miscellaneous_E8 | F3 | Industrial | WA - Industrial | Existing | Miscellaneous | Natural Gas | Miscellaneous | E8 | System - kBTUs of Consumption | 0 | 0 | 0 | 0 | 0 | 0 | 0 | 0 | 0 | 0 | 0 | 0 | 0 | 0 | 0 | 0 | 0 | 0 | 0 | 0 | 0 | 0 | 0 | 0 | 0 | 0 | 0
F3_Industrial_WA - Industrial_Existing_Miscellaneous_Natural Gas_Miscellaneous_E9 | F3 | Industrial | WA - Industrial | Existing | Miscellaneous | Natural Gas | Miscellaneous | E9 | System - kBTUs of Consumption | 0 | 0 | 0 | 0 | 0 | 0 | 0 | 0 | 0 | 0 | 0 | 0 | 0 | 0 | 0 | 0 | 0 | 0 | 0 | 0 | 0 | 0 | 0 | 0 | 0 | 0 | 0
F3_Industrial_WA - Industrial_Existing_Miscellaneous_Natural Gas_Miscellaneous_E10 | F3 | Industrial | WA - Industrial | Existing | Miscellaneous | Natural Gas | Miscellaneous | E10 | System - kBTUs of Consumption | 0 | 0 | 0 | 0 | 0 | 0 | 0 | 0 | 0 | 0 | 0 | 0 | 0 | 0 | 0 | 0 | 0 | 0 | 0 | 0 | 0 | 0 | 0 | 0 | 0 | 0 | 0
F4_Industrial_WA - Industrial_Existing_Miscellaneous_Natural Gas_Miscellaneous_E1 | F4 | Industrial | WA - Industrial | Existing | Miscellaneous | Natural Gas | Miscellaneous | E1 | Utility - Cost of Equipment | 520.7216 | 520.7216 | 520.7216 | 520.7216 | 520.7216 | 520.7216 | 520.7216 | 520.7216 | 520.7216 | 520.7216 | 520.7216 | 520.7216 | 520.7216 | 520.7216 | 520.7216 | 520.7216 | 520.7216 | 520.7216 | 520.7216 | 520.7216 | 520.7216 | 520.7216 | 520.7216 | 520.7216 | 520.7216 | 520.7216 | 520.7216
F4_Industrial_WA - Industrial_Existing_Miscellaneous_Natural Gas_Miscellaneous_E2 | F4 | Industrial | WA - Industrial | Existing | Miscellaneous | Natural Gas | Miscellaneous | E2 | Utility - Cost of Equipment | 0 | 0 | 0 | 0 | 0 | 0 | 0 | 0 | 0 | 0 | 0 | 0 | 0 | 0 | 0 | 0 | 0 | 0 | 0 | 0 | 0 | 0 | 0 | 0 | 0 | 0 | 0
F4_Industrial_WA - Industrial_Existing_Miscellaneous_Natural Gas_Miscellaneous_E3 | F4 | Industrial | WA - Industrial | Existing | Miscellaneous | Natural Gas | Miscellaneous | E3 | Utility - Cost of Equipment | 0 | 0 | 0 | 0 | 0 | 0 | 0 | 0 | 0 | 0 | 0 | 0 | 0 | 0 | 0 | 0 | 0 | 0 | 0 | 0 | 0 | 0 | 0 | 0 | 0 | 0 | 0
F4_Industrial_WA - Industrial_Existing_Miscellaneous_Natural Gas_Miscellaneous_E4 | F4 | Industrial | WA - Industrial | Existing | Miscellaneous | Natural Gas | Miscellaneous | E4 | Utility - Cost of Equipment | 0 | 0 | 0 | 0 | 0 | 0 | 0 | 0 | 0 | 0 | 0 | 0 | 0 | 0 | 0 | 0 | 0 | 0 | 0 | 0 | 0 | 0 | 0 | 0 | 0 | 0 | 0
F4_Industrial_WA - Industrial_Existing_Miscellaneous_Natural Gas_Miscellaneous_E5 | F4 | Industrial | WA - Industrial | Existing | Miscellaneous | Natural Gas | Miscellaneous | E5 | Utility - Cost of Equipment | 0 | 0 | 0 | 0 | 0 | 0 | 0 | 0 | 0 | 0 | 0 | 0 | 0 | 0 | 0 | 0 | 0 | 0 | 0 | 0 | 0 | 0 | 0 | 0 | 0 | 0 | 0
F4_Industrial_WA - Industrial_Existing_Miscellaneous_Natural Gas_Miscellaneous_E6 | F4 | Industrial | WA - Industrial | Existing | Miscellaneous | Natural Gas | Miscellaneous | E6 | Utility - Cost of Equipment | 0 | 0 | 0 | 0 | 0 | 0 | 0 | 0 | 0 | 0 | 0 | 0 | 0 | 0 | 0 | 0 | 0 | 0 | 0 | 0 | 0 | 0 | 0 | 0 | 0 | 0 | 0
F4_Industrial_WA - Industrial_Existing_Miscellaneous_Natural Gas_Miscellaneous_E7 | F4 | Industrial | WA - Industrial | Existing | Miscellaneous | Natural Gas | Miscellaneous | E7 | Utility - Cost of Equipment | 0 | 0 | 0 | 0 | 0 | 0 | 0 | 0 | 0 | 0 | 0 | 0 | 0 | 0 | 0 | 0 | 0 | 0 | 0 | 0 | 0 | 0 | 0 | 0 | 0 | 0 | 0
F4_Industrial_WA - Industrial_Existing_Miscellaneous_Natural Gas_Miscellaneous_E8 | F4 | Industrial | WA - Industrial | Existing | Miscellaneous | Natural Gas | Miscellaneous | E8 | Utility - Cost of Equipment | 0 | 0 | 0 | 0 | 0 | 0 | 0 | 0 | 0 | 0 | 0 | 0 | 0 | 0 | 0 | 0 | 0 | 0 | 0 | 0 | 0 | 0 | 0 | 0 | 0 | 0 | 0
F4_Industrial_WA - Industrial_Existing_Miscellaneous_Natural Gas_Miscellaneous_E9 | F4 | Industrial | WA - Industrial | Existing | Miscellaneous | Natural Gas | Miscellaneous | E9 | Utility - Cost of Equipment | 0 | 0 | 0 | 0 | 0 | 0 | 0 | 0 | 0 | 0 | 0 | 0 | 0 | 0 | 0 | 0 | 0 | 0 | 0 | 0 | 0 | 0 | 0 | 0 | 0 | 0 | 0
F4_Industrial_WA - Industrial_Existing_Miscellaneous_Natural Gas_Miscellaneous_E10 | F4 | Industrial | WA - Industrial | Existing | Miscellaneous | Natural Gas | Miscellaneous | E10 | Utility - Cost of Equipment | 0 | 0 | 0 | 0 | 0 | 0 | 0 | 0 | 0 | 0 | 0 | 0 | 0 | 0 | 0 | 0 | 0 | 0 | 0 | 0 | 0 | 0 | 0 | 0 | 0 | 0 | 0
F5_Industrial_WA - Industrial_Existing_Miscellaneous_Natural Gas_Miscellaneous_E1 | F5 | Industrial | WA - Industrial | Existing | Miscellaneous | Natural Gas | Miscellaneous | E1 | Utility - Cost of Operation | 2313.0379 | 2298.8343 | 2287.1889 | 2288.4534 | 2377.5046 | 2518.6603 | 2548.6816 | 2592.2272 | 2641.0538 | 2690.527 | 2742.1481 | 2795.7879 | 2852.9841 | 2909.4088 | 2962.9704 | 3006.0373 | 3027.9595 | 3020.4695 | 2976.203 | 2887.194 | 2746.2313 | 2553.6732 | 2367.7994 | 2238.8839 | 2178.5655 | 2189.2448 | 2199.9764
F5_Industrial_WA - Industrial_Existing_Miscellaneous_Natural Gas_Miscellaneous_E2 | F5 | Industrial | WA - Industrial | Existing | Miscellaneous | Natural Gas | Miscellaneous | E2 | Utility - Cost of Operation | 0 | 0 | 0 | 0 | 0 | 0 | 0 | 0 | 0 | 0 | 0 | 0 | 0 | 0 | 0 | 0 | 0 | 0 | 0 | 0 | 0 | 0 | 0 | 0 | 0 | 0 | 0
F5_Industrial_WA - Industrial_Existing_Miscellaneous_Natural Gas_Miscellaneous_E3 | F5 | Industrial | WA - Industrial | Existing | Miscellaneous | Natural Gas | Miscellaneous | E3 | Utility - Cost of Operation | 0 | 0 | 0 | 0 | 0 | 0 | 0 | 0 | 0 | 0 | 0 | 0 | 0 | 0 | 0 | 0 | 0 | 0 | 0 | 0 | 0 | 0 | 0 | 0 | 0 | 0 | 0
F5_Industrial_WA - Industrial_Existing_Miscellaneous_Natural Gas_Miscellaneous_E4 | F5 | Industrial | WA - Industrial | Existing | Miscellaneous | Natural Gas | Miscellaneous | E4 | Utility - Cost of Operation | 0 | 0 | 0 | 0 | 0 | 0 | 0 | 0 | 0 | 0 | 0 | 0 | 0 | 0 | 0 | 0 | 0 | 0 | 0 | 0 | 0 | 0 | 0 | 0 | 0 | 0 | 0
F5_Industrial_WA - Industrial_Existing_Miscellaneous_Natural Gas_Miscellaneous_E5 | F5 | Industrial | WA - Industrial | Existing | Miscellaneous | Natural Gas | Miscellaneous | E5 | Utility - Cost of Operation | 0 | 0 | 0 | 0 | 0 | 0 | 0 | 0 | 0 | 0 | 0 | 0 | 0 | 0 | 0 | 0 | 0 | 0 | 0 | 0 | 0 | 0 | 0 | 0 | 0 | 0 | 0
F5_Industrial_WA - Industrial_Existing_Miscellaneous_Natural Gas_Miscellaneous_E6 | F5 | Industrial | WA - Industrial | Existing | Miscellaneous | Natural Gas | Miscellaneous | E6 | Utility - Cost of Operation | 0 | 0 | 0 | 0 | 0 | 0 | 0 | 0 | 0 | 0 | 0 | 0 | 0 | 0 | 0 | 0 | 0 | 0 | 0 | 0 | 0 | 0 | 0 | 0 | 0 | 0 | 0
F5_Industrial_WA - Industrial_Existing_Miscellaneous_Natural Gas_Miscellaneous_E7 | F5 | Industrial | WA - Industrial | Existing | Miscellaneous | Natural Gas | Miscellaneous | E7 | Utility - Cost of Operation | 0 | 0 | 0 | 0 | 0 | 0 | 0 | 0 | 0 | 0 | 0 | 0 | 0 | 0 | 0 | 0 | 0 | 0 | 0 | 0 | 0 | 0 | 0 | 0 | 0 | 0 | 0
F5_Industrial_WA - Industrial_Existing_Miscellaneous_Natural Gas_Miscellaneous_E8 | F5 | Industrial | WA - Industrial | Existing | Miscellaneous | Natural Gas | Miscellaneous | E8 | Utility - Cost of Operation | 0 | 0 | 0 | 0 | 0 | 0 | 0 | 0 | 0 | 0 | 0 | 0 | 0 | 0 | 0 | 0 | 0 | 0 | 0 | 0 | 0 | 0 | 0 | 0 | 0 | 0 | 0
F5_Industrial_WA - Industrial_Existing_Miscellaneous_Natural Gas_Miscellaneous_E9 | F5 | Industrial | WA - Industrial | Existing | Miscellaneous | Natural Gas | Miscellaneous | E9 | Utility - Cost of Operation | 0 | 0 | 0 | 0 | 0 | 0 | 0 | 0 | 0 | 0 | 0 | 0 | 0 | 0 | 0 | 0 | 0 | 0 | 0 | 0 | 0 | 0 | 0 | 0 | 0 | 0 | 0
F5_Industrial_WA - Industrial_Existing_Miscellaneous_Natural Gas_Miscellaneous_E10 | F5 | Industrial | WA - Industrial | Existing | Miscellaneous | Natural Gas | Miscellaneous | E10 | Utility - Cost of Operation | 0 | 0 | 0 | 0 | 0 | 0 | 0 | 0 | 0 | 0 | 0 | 0 | 0 | 0 | 0 | 0 | 0 | 0 | 0 | 0 | 0 | 0 | 0 | 0 | 0 | 0 | 0
F6_Industrial_WA - Industrial_Existing_Miscellaneous_Natural Gas_Miscellaneous_E1 | F6 | Industrial | WA - Industrial | Existing | Miscellaneous | Natural Gas | Miscellaneous | E1 | Utility - Value of Sales | 0 | 0 | 0 | 0 | 0 | 0 | 0 | 0 | 0 | 0 | 0 | 0 | 0 | 0 | 0 | 0 | 0 | 0 | 0 | 0 | 0 | 0 | 0 | 0 | 0 | 0 | 0
F6_Industrial_WA - Industrial_Existing_Miscellaneous_Natural Gas_Miscellaneous_E2 | F6 | Industrial | WA - Industrial | Existing | Miscellaneous | Natural Gas | Miscellaneous | E2 | Utility - Value of Sales | 0 | 0 | 0 | 0 | 0 | 0 | 0 | 0 | 0 | 0 | 0 | 0 | 0 | 0 | 0 | 0 | 0 | 0 | 0 | 0 | 0 | 0 | 0 | 0 | 0 | 0 | 0
F6_Industrial_WA - Industrial_Existing_Miscellaneous_Natural Gas_Miscellaneous_E3 | F6 | Industrial | WA - Industrial | Existing | Miscellaneous | Natural Gas | Miscellaneous | E3 | Utility - Value of Sales | 0 | 0 | 0 | 0 | 0 | 0 | 0 | 0 | 0 | 0 | 0 | 0 | 0 | 0 | 0 | 0 | 0 | 0 | 0 | 0 | 0 | 0 | 0 | 0 | 0 | 0 | 0
F6_Industrial_WA - Industrial_Existing_Miscellaneous_Natural Gas_Miscellaneous_E4 | F6 | Industrial | WA - Industrial | Existing | Miscellaneous | Natural Gas | Miscellaneous | E4 | Utility - Value of Sales | 0 | 0 | 0 | 0 | 0 | 0 | 0 | 0 | 0 | 0 | 0 | 0 | 0 | 0 | 0 | 0 | 0 | 0 | 0 | 0 | 0 | 0 | 0 | 0 | 0 | 0 | 0
F6_Industrial_WA - Industrial_Existing_Miscellaneous_Natural Gas_Miscellaneous_E5 | F6 | Industrial | WA - Industrial | Existing | Miscellaneous | Natural Gas | Miscellaneous | E5 | Utility - Value of Sales | 0 | 0 | 0 | 0 | 0 | 0 | 0 | 0 | 0 | 0 | 0 | 0 | 0 | 0 | 0 | 0 | 0 | 0 | 0 | 0 | 0 | 0 | 0 | 0 | 0 | 0 | 0
F6_Industrial_WA - Industrial_Existing_Miscellaneous_Natural Gas_Miscellaneous_E6 | F6 | Industrial | WA - Industrial | Existing | Miscellaneous | Natural Gas | Miscellaneous | E6 | Utility - Value of Sales | 0 | 0 | 0 | 0 | 0 | 0 | 0 | 0 | 0 | 0 | 0 | 0 | 0 | 0 | 0 | 0 | 0 | 0 | 0 | 0 | 0 | 0 | 0 | 0 | 0 | 0 | 0
F6_Industrial_WA - Industrial_Existing_Miscellaneous_Natural Gas_Miscellaneous_E7 | F6 | Industrial | WA - Industrial | Existing | Miscellaneous | Natural Gas | Miscellaneous | E7 | Utility - Value of Sales | 0 | 0 | 0 | 0 | 0 | 0 | 0 | 0 | 0 | 0 | 0 | 0 | 0 | 0 | 0 | 0 | 0 | 0 | 0 | 0 | 0 | 0 | 0 | 0 | 0 | 0 | 0
F6_Industrial_WA - Industrial_Existing_Miscellaneous_Natural Gas_Miscellaneous_E8 | F6 | Industrial | WA - Industrial | Existing | Miscellaneous | Natural Gas | Miscellaneous | E8 | Utility - Value of Sales | 0 | 0 | 0 | 0 | 0 | 0 | 0 | 0 | 0 | 0 | 0 | 0 | 0 | 0 | 0 | 0 | 0 | 0 | 0 | 0 | 0 | 0 | 0 | 0 | 0 | 0 | 0
F6_Industrial_WA - Industrial_Existing_Miscellaneous_Natural Gas_Miscellaneous_E9 | F6 | Industrial | WA - Industrial | Existing | Miscellaneous | Natural Gas | Miscellaneous | E9 | Utility - Value of Sales | 0 | 0 | 0 | 0 | 0 | 0 | 0 | 0 | 0 | 0 | 0 | 0 | 0 | 0 | 0 | 0 | 0 | 0 | 0 | 0 | 0 | 0 | 0 | 0 | 0 | 0 | 0
F6_Industrial_WA - Industrial_Existing_Miscellaneous_Natural Gas_Miscellaneous_E10 | F6 | Industrial | WA - Industrial | Existing | Miscellaneous | Natural Gas | Miscellaneous | E10 | Utility - Value of Sales | 0 | 0 | 0 | 0 | 0 | 0 | 0 | 0 | 0 | 0 | 0 | 0 | 0 | 0 | 0 | 0 | 0 | 0 | 0 | 0 | 0 | 0 | 0 | 0 | 0 | 0 | 0
F1_Industrial_WA - Industrial_New_Space Heating_Natural Gas_Furnace_E1 | F1 | Industrial | WA - Industrial | New | Space Heating | Natural Gas | Furnace | E1 | RVT - Cost of Equipment | 98.9717 | 98.9717 | 98.9717 | 0 | 0 | 0 | 0 | 0 | 0 | 0 | 0 | 0 | 0 | 0 | 0 | 0 | 0 | 0 | 0 | 0 | 0 | 0 | 0 | 0 | 0 | 0 | 0
F1_Industrial_WA - Industrial_New_Space Heating_Natural Gas_Furnace_E2 | F1 | Industrial | WA - Industrial | New | Space Heating | Natural Gas | Furnace | E2 | RVT - Cost of Equipment | 121.6163 | 121.6163 | 121.6163 | 121.6163 | 121.6163 | 121.6163 | 121.6163 | 121.6163 | 121.6163 | 121.6163 | 121.6163 | 121.6163 | 121.6163 | 121.6163 | 121.6163 | 121.6163 | 121.6163 | 121.6163 | 121.6163 | 121.6163 | 121.6163 | 121.6163 | 121.6163 | 121.6163 | 121.6163 | 121.6163 | 121.6163
F1_Industrial_WA - Industrial_New_Space Heating_Natural Gas_Furnace_E3 | F1 | Industrial | WA - Industrial | New | Space Heating | Natural Gas | Furnace | E3 | RVT - Cost of Equipment | 144.2609 | 144.2609 | 144.2609 | 144.2609 | 144.2609 | 144.2609 | 144.2609 | 144.2609 | 144.2609 | 144.2609 | 144.2609 | 144.2609 | 144.2609 | 144.2609 | 144.2609 | 144.2609 | 144.2609 | 144.2609 | 144.2609 | 144.2609 | 144.2609 | 144.2609 | 144.2609 | 144.2609 | 144.2609 | 144.2609 | 144.2609
F1_Industrial_WA - Industrial_New_Space Heating_Natural Gas_Furnace_E4 | F1 | Industrial | WA - Industrial | New | Space Heating | Natural Gas | Furnace | E4 | RVT - Cost of Equipment | 0 | 0 | 0 | 0 | 0 | 0 | 0 | 0 | 0 | 0 | 0 | 0 | 0 | 0 | 0 | 0 | 0 | 0 | 0 | 0 | 0 | 0 | 0 | 0 | 0 | 0 | 0
F1_Industrial_WA - Industrial_New_Space Heating_Natural Gas_Furnace_E5 | F1 | Industrial | WA - Industrial | New | Space Heating | Natural Gas | Furnace | E5 | RVT - Cost of Equipment | 0 | 0 | 0 | 0 | 0 | 0 | 0 | 0 | 0 | 0 | 0 | 0 | 0 | 0 | 0 | 0 | 0 | 0 | 0 | 0 | 0 | 0 | 0 | 0 | 0 | 0 | 0
F1_Industrial_WA - Industrial_New_Space Heating_Natural Gas_Furnace_E6 | F1 | Industrial | WA - Industrial | New | Space Heating | Natural Gas | Furnace | E6 | RVT - Cost of Equipment | 0 | 0 | 0 | 0 | 0 | 0 | 0 | 0 | 0 | 0 | 0 | 0 | 0 | 0 | 0 | 0 | 0 | 0 | 0 | 0 | 0 | 0 | 0 | 0 | 0 | 0 | 0
F1_Industrial_WA - Industrial_New_Space Heating_Natural Gas_Furnace_E7 | F1 | Industrial | WA - Industrial | New | Space Heating | Natural Gas | Furnace | E7 | RVT - Cost of Equipment | 0 | 0 | 0 | 0 | 0 | 0 | 0 | 0 | 0 | 0 | 0 | 0 | 0 | 0 | 0 | 0 | 0 | 0 | 0 | 0 | 0 | 0 | 0 | 0 | 0 | 0 | 0
F1_Industrial_WA - Industrial_New_Space Heating_Natural Gas_Furnace_E8 | F1 | Industrial | WA - Industrial | New | Space Heating | Natural Gas | Furnace | E8 | RVT - Cost of Equipment | 0 | 0 | 0 | 0 | 0 | 0 | 0 | 0 | 0 | 0 | 0 | 0 | 0 | 0 | 0 | 0 | 0 | 0 | 0 | 0 | 0 | 0 | 0 | 0 | 0 | 0 | 0
F1_Industrial_WA - Industrial_New_Space Heating_Natural Gas_Furnace_E9 | F1 | Industrial | WA - Industrial | New | Space Heating | Natural Gas | Furnace | E9 | RVT - Cost of Equipment | 0 | 0 | 0 | 0 | 0 | 0 | 0 | 0 | 0 | 0 | 0 | 0 | 0 | 0 | 0 | 0 | 0 | 0 | 0 | 0 | 0 | 0 | 0 | 0 | 0 | 0 | 0
F1_Industrial_WA - Industrial_New_Space Heating_Natural Gas_Furnace_E10 | F1 | Industrial | WA - Industrial | New | Space Heating | Natural Gas | Furnace | E10 | RVT - Cost of Equipment | 0 | 0 | 0 | 0 | 0 | 0 | 0 | 0 | 0 | 0 | 0 | 0 | 0 | 0 | 0 | 0 | 0 | 0 | 0 | 0 | 0 | 0 | 0 | 0 | 0 | 0 | 0
F2_Industrial_WA - Industrial_New_Space Heating_Natural Gas_Furnace_E1 | F2 | Industrial | WA - Industrial | New | Space Heating | Natural Gas | Furnace | E1 | RVT - Cost of Operation | 0 | 0 | 0 | 0 | 0 | 0 | 0 | 0 | 0 | 0 | 0 | 0 | 0 | 0 | 0 | 0 | 0 | 0 | 0 | 0 | 0 | 0 | 0 | 0 | 0 | 0 | 0
F2_Industrial_WA - Industrial_New_Space Heating_Natural Gas_Furnace_E2 | F2 | Industrial | WA - Industrial | New | Space Heating | Natural Gas | Furnace | E2 | RVT - Cost of Operation | 0 | 0 | 0 | 0 | 0 | 0 | 0 | 0 | 0 | 0 | 0 | 0 | 0 | 0 | 0 | 0 | 0 | 0 | 0 | 0 | 0 | 0 | 0 | 0 | 0 | 0 | 0
F2_Industrial_WA - Industrial_New_Space Heating_Natural Gas_Furnace_E3 | F2 | Industrial | WA - Industrial | New | Space Heating | Natural Gas | Furnace | E3 | RVT - Cost of Operation | 0 | 0 | 0 | 0 | 0 | 0 | 0 | 0 | 0 | 0 | 0 | 0 | 0 | 0 | 0 | 0 | 0 | 0 | 0 | 0 | 0 | 0 | 0 | 0 | 0 | 0 | 0
F2_Industrial_WA - Industrial_New_Space Heating_Natural Gas_Furnace_E4 | F2 | Industrial | WA - Industrial | New | Space Heating | Natural Gas | Furnace | E4 | RVT - Cost of Operation | 0 | 0 | 0 | 0 | 0 | 0 | 0 | 0 | 0 | 0 | 0 | 0 | 0 | 0 | 0 | 0 | 0 | 0 | 0 | 0 | 0 | 0 | 0 | 0 | 0 | 0 | 0
F2_Industrial_WA - Industrial_New_Space Heating_Natural Gas_Furnace_E5 | F2 | Industrial | WA - Industrial | New | Space Heating | Natural Gas | Furnace | E5 | RVT - Cost of Operation | 0 | 0 | 0 | 0 | 0 | 0 | 0 | 0 | 0 | 0 | 0 | 0 | 0 | 0 | 0 | 0 | 0 | 0 | 0 | 0 | 0 | 0 | 0 | 0 | 0 | 0 | 0
F2_Industrial_WA - Industrial_New_Space Heating_Natural Gas_Furnace_E6 | F2 | Industrial | WA - Industrial | New | Space Heating | Natural Gas | Furnace | E6 | RVT - Cost of Operation | 0 | 0 | 0 | 0 | 0 | 0 | 0 | 0 | 0 | 0 | 0 | 0 | 0 | 0 | 0 | 0 | 0 | 0 | 0 | 0 | 0 | 0 | 0 | 0 | 0 | 0 | 0
F2_Industrial_WA - Industrial_New_Space Heating_Natural Gas_Furnace_E7 | F2 | Industrial | WA - Industrial | New | Space Heating | Natural Gas | Furnace | E7 | RVT - Cost of Operation | 0 | 0 | 0 | 0 | 0 | 0 | 0 | 0 | 0 | 0 | 0 | 0 | 0 | 0 | 0 | 0 | 0 | 0 | 0 | 0 | 0 | 0 | 0 | 0 | 0 | 0 | 0
F2_Industrial_WA - Industrial_New_Space Heating_Natural Gas_Furnace_E8 | F2 | Industrial | WA - Industrial | New | Space Heating | Natural Gas | Furnace | E8 | RVT - Cost of Operation | 0 | 0 | 0 | 0 | 0 | 0 | 0 | 0 | 0 | 0 | 0 | 0 | 0 | 0 | 0 | 0 | 0 | 0 | 0 | 0 | 0 | 0 | 0 | 0 | 0 | 0 | 0
F2_Industrial_WA - Industrial_New_Space Heating_Natural Gas_Furnace_E9 | F2 | Industrial | WA - Industrial | New | Space Heating | Natural Gas | Furnace | E9 | RVT - Cost of Operation | 0 | 0 | 0 | 0 | 0 | 0 | 0 | 0 | 0 | 0 | 0 | 0 | 0 | 0 | 0 | 0 | 0 | 0 | 0 | 0 | 0 | 0 | 0 | 0 | 0 | 0 | 0
F2_Industrial_WA - Industrial_New_Space Heating_Natural Gas_Furnace_E10 | F2 | Industrial | WA - Industrial | New | Space Heating | Natural Gas | Furnace | E10 | RVT - Cost of Operation | 0 | 0 | 0 | 0 | 0 | 0 | 0 | 0 | 0 | 0 | 0 | 0 | 0 | 0 | 0 | 0 | 0 | 0 | 0 | 0 | 0 | 0 | 0 | 0 | 0 | 0 | 0
F3_Industrial_WA - Industrial_New_Space Heating_Natural Gas_Furnace_E1 | F3 | Industrial | WA - Industrial | New | Space Heating | Natural Gas | Furnace | E1 | System - kBTUs of Consumption | 198680.9424 | 199259.9612 | 199226.2416 | 0 | 0 | 0 | 0 | 0 | 0 | 0 | 0 | 0 | 0 | 0 | 0 | 0 | 0 | 0 | 0 | 0 | 0 | 0 | 0 | 0 | 0 | 0 | 0
F3_Industrial_WA - Industrial_New_Space Heating_Natural Gas_Furnace_E2 | F3 | Industrial | WA - Industrial | New | Space Heating | Natural Gas | Furnace | E2 | System - kBTUs of Consumption | 176596.7024 | 177111.3607 | 177081.3893 | 177081.3893 | 177081.3893 | 177081.3893 | 177081.3893 | 177081.3893 | 177081.3893 | 177081.3893 | 177081.3893 | 177081.3893 | 177081.3893 | 177081.3893 | 177081.3893 | 177081.3893 | 177081.3893 | 177081.3893 | 177081.3893 | 177081.3893 | 177081.3893 | 177081.3893 | 177081.3893 | 177081.3893 | 177081.3893 | 177081.3893 | 177081.3893
F3_Industrial_WA - Industrial_New_Space Heating_Natural Gas_Furnace_E3 | F3 | Industrial | WA - Industrial | New | Space Heating | Natural Gas | Furnace | E3 | System - kBTUs of Consumption | 165554.5824 | 166037.0605 | 166008.9631 | 166008.9631 | 166008.9631 | 166008.9631 | 166008.9631 | 166008.9631 | 166008.9631 | 166008.9631 | 166008.9631 | 166008.9631 | 166008.9631 | 166008.9631 | 166008.9631 | 166008.9631 | 166008.9631 | 166008.9631 | 166008.9631 | 166008.9631 | 166008.9631 | 166008.9631 | 166008.9631 | 166008.9631 | 166008.9631 | 166008.9631 | 166008.9631
F3_Industrial_WA - Industrial_New_Space Heating_Natural Gas_Furnace_E4 | F3 | Industrial | WA - Industrial | New | Space Heating | Natural Gas | Furnace | E4 | System - kBTUs of Consumption | 0 | 0 | 0 | 0 | 0 | 0 | 0 | 0 | 0 | 0 | 0 | 0 | 0 | 0 | 0 | 0 | 0 | 0 | 0 | 0 | 0 | 0 | 0 | 0 | 0 | 0 | 0
F3_Industrial_WA - Industrial_New_Space Heating_Natural Gas_Furnace_E5 | F3 | Industrial | WA - Industrial | New | Space Heating | Natural Gas | Furnace | E5 | System - kBTUs of Consumption | 0 | 0 | 0 | 0 | 0 | 0 | 0 | 0 | 0 | 0 | 0 | 0 | 0 | 0 | 0 | 0 | 0 | 0 | 0 | 0 | 0 | 0 | 0 | 0 | 0 | 0 | 0
F3_Industrial_WA - Industrial_New_Space Heating_Natural Gas_Furnace_E6 | F3 | Industrial | WA - Industrial | New | Space Heating | Natural Gas | Furnace | E6 | System - kBTUs of Consumption | 0 | 0 | 0 | 0 | 0 | 0 | 0 | 0 | 0 | 0 | 0 | 0 | 0 | 0 | 0 | 0 | 0 | 0 | 0 | 0 | 0 | 0 | 0 | 0 | 0 | 0 | 0
F3_Industrial_WA - Industrial_New_Space Heating_Natural Gas_Furnace_E7 | F3 | Industrial | WA - Industrial | New | Space Heating | Natural Gas | Furnace | E7 | System - kBTUs of Consumption | 0 | 0 | 0 | 0 | 0 | 0 | 0 | 0 | 0 | 0 | 0 | 0 | 0 | 0 | 0 | 0 | 0 | 0 | 0 | 0 | 0 | 0 | 0 | 0 | 0 | 0 | 0
F3_Industrial_WA - Industrial_New_Space Heating_Natural Gas_Furnace_E8 | F3 | Industrial | WA - Industrial | New | Space Heating | Natural Gas | Furnace | E8 | System - kBTUs of Consumption | 0 | 0 | 0 | 0 | 0 | 0 | 0 | 0 | 0 | 0 | 0 | 0 | 0 | 0 | 0 | 0 | 0 | 0 | 0 | 0 | 0 | 0 | 0 | 0 | 0 | 0 | 0
F3_Industrial_WA - Industrial_New_Space Heating_Natural Gas_Furnace_E9 | F3 | Industrial | WA - Industrial | New | Space Heating | Natural Gas | Furnace | E9 | System - kBTUs of Consumption | 0 | 0 | 0 | 0 | 0 | 0 | 0 | 0 | 0 | 0 | 0 | 0 | 0 | 0 | 0 | 0 | 0 | 0 | 0 | 0 | 0 | 0 | 0 | 0 | 0 | 0 | 0
F3_Industrial_WA - Industrial_New_Space Heating_Natural Gas_Furnace_E10 | F3 | Industrial | WA - Industrial | New | Space Heating | Natural Gas | Furnace | E10 | System - kBTUs of Consumption | 0 | 0 | 0 | 0 | 0 | 0 | 0 | 0 | 0 | 0 | 0 | 0 | 0 | 0 | 0 | 0 | 0 | 0 | 0 | 0 | 0 | 0 | 0 | 0 | 0 | 0 | 0
F4_Industrial_WA - Industrial_New_Space Heating_Natural Gas_Furnace_E1 | F4 | Industrial | WA - Industrial | New | Space Heating | Natural Gas | Furnace | E1 | Utility - Cost of Equipment | 98.9717 | 98.9717 | 98.9717 | 0 | 0 | 0 | 0 | 0 | 0 | 0 | 0 | 0 | 0 | 0 | 0 | 0 | 0 | 0 | 0 | 0 | 0 | 0 | 0 | 0 | 0 | 0 | 0
F4_Industrial_WA - Industrial_New_Space Heating_Natural Gas_Furnace_E2 | F4 | Industrial | WA - Industrial | New | Space Heating | Natural Gas | Furnace | E2 | Utility - Cost of Equipment | 121.6163 | 121.6163 | 121.6163 | 121.6163 | 121.6163 | 121.6163 | 121.6163 | 121.6163 | 121.6163 | 121.6163 | 121.6163 | 121.6163 | 121.6163 | 121.6163 | 121.6163 | 121.6163 | 121.6163 | 121.6163 | 121.6163 | 121.6163 | 121.6163 | 121.6163 | 121.6163 | 121.6163 | 121.6163 | 121.6163 | 121.6163
F4_Industrial_WA - Industrial_New_Space Heating_Natural Gas_Furnace_E3 | F4 | Industrial | WA - Industrial | New | Space Heating | Natural Gas | Furnace | E3 | Utility - Cost of Equipment | 144.2609 | 144.2609 | 144.2609 | 144.2609 | 144.2609 | 144.2609 | 144.2609 | 144.2609 | 144.2609 | 144.2609 | 144.2609 | 144.2609 | 144.2609 | 144.2609 | 144.2609 | 144.2609 | 144.2609 | 144.2609 | 144.2609 | 144.2609 | 144.2609 | 144.2609 | 144.2609 | 144.2609 | 144.2609 | 144.2609 | 144.2609
F4_Industrial_WA - Industrial_New_Space Heating_Natural Gas_Furnace_E4 | F4 | Industrial | WA - Industrial | New | Space Heating | Natural Gas | Furnace | E4 | Utility - Cost of Equipment | 0 | 0 | 0 | 0 | 0 | 0 | 0 | 0 | 0 | 0 | 0 | 0 | 0 | 0 | 0 | 0 | 0 | 0 | 0 | 0 | 0 | 0 | 0 | 0 | 0 | 0 | 0
F4_Industrial_WA - Industrial_New_Space Heating_Natural Gas_Furnace_E5 | F4 | Industrial | WA - Industrial | New | Space Heating | Natural Gas | Furnace | E5 | Utility - Cost of Equipment | 0 | 0 | 0 | 0 | 0 | 0 | 0 | 0 | 0 | 0 | 0 | 0 | 0 | 0 | 0 | 0 | 0 | 0 | 0 | 0 | 0 | 0 | 0 | 0 | 0 | 0 | 0
F4_Industrial_WA - Industrial_New_Space Heating_Natural Gas_Furnace_E6 | F4 | Industrial | WA - Industrial | New | Space Heating | Natural Gas | Furnace | E6 | Utility - Cost of Equipment | 0 | 0 | 0 | 0 | 0 | 0 | 0 | 0 | 0 | 0 | 0 | 0 | 0 | 0 | 0 | 0 | 0 | 0 | 0 | 0 | 0 | 0 | 0 | 0 | 0 | 0 | 0
F4_Industrial_WA - Industrial_New_Space Heating_Natural Gas_Furnace_E7 | F4 | Industrial | WA - Industrial | New | Space Heating | Natural Gas | Furnace | E7 | Utility - Cost of Equipment | 0 | 0 | 0 | 0 | 0 | 0 | 0 | 0 | 0 | 0 | 0 | 0 | 0 | 0 | 0 | 0 | 0 | 0 | 0 | 0 | 0 | 0 | 0 | 0 | 0 | 0 | 0
F4_Industrial_WA - Industrial_New_Space Heating_Natural Gas_Furnace_E8 | F4 | Industrial | WA - Industrial | New | Space Heating | Natural Gas | Furnace | E8 | Utility - Cost of Equipment | 0 | 0 | 0 | 0 | 0 | 0 | 0 | 0 | 0 | 0 | 0 | 0 | 0 | 0 | 0 | 0 | 0 | 0 | 0 | 0 | 0 | 0 | 0 | 0 | 0 | 0 | 0
F4_Industrial_WA - Industrial_New_Space Heating_Natural Gas_Furnace_E9 | F4 | Industrial | WA - Industrial | New | Space Heating | Natural Gas | Furnace | E9 | Utility - Cost of Equipment | 0 | 0 | 0 | 0 | 0 | 0 | 0 | 0 | 0 | 0 | 0 | 0 | 0 | 0 | 0 | 0 | 0 | 0 | 0 | 0 | 0 | 0 | 0 | 0 | 0 | 0 | 0
F4_Industrial_WA - Industrial_New_Space Heating_Natural Gas_Furnace_E10 | F4 | Industrial | WA - Industrial | New | Space Heating | Natural Gas | Furnace | E10 | Utility - Cost of Equipment | 0 | 0 | 0 | 0 | 0 | 0 | 0 | 0 | 0 | 0 | 0 | 0 | 0 | 0 | 0 | 0 | 0 | 0 | 0 | 0 | 0 | 0 | 0 | 0 | 0 | 0 | 0
F5_Industrial_WA - Industrial_New_Space Heating_Natural Gas_Furnace_E1 | F5 | Industrial | WA - Industrial | New | Space Heating | Natural Gas | Furnace | E1 | Utility - Cost of Operation | 2553.5877 | 2583.8004 | 2599.7083 | 0 | 0 | 0 | 0 | 0 | 0 | 0 | 0 | 0 | 0 | 0 | 0 | 0 | 0 | 0 | 0 | 0 | 0 | 0 | 0 | 0 | 0 | 0 | 0
F5_Industrial_WA - Industrial_New_Space Heating_Natural Gas_Furnace_E2 | F5 | Industrial | WA - Industrial | New | Space Heating | Natural Gas | Furnace | E2 | Utility - Cost of Operation | 2269.7455 | 2296.5999 | 2310.7395 | 2325.3031 | 2360.8541 | 2409.8512 | 2419.1567 | 2428.9155 | 2436.7174 | 2441.3475 | 2442.9599 | 2441.048 | 2435.792 | 2425.397 | 2410.1576 | 2389.9154 | 2363.745 | 2331.8662 | 2293.221 | 2246.7397 | 2191.7423 | 2127.8986 | 2071.6585 | 2036.6201 | 2023.6748 | 2033.5948 | 2043.5634
F5_Industrial_WA - Industrial_New_Space Heating_Natural Gas_Furnace_E3 | F5 | Industrial | WA - Industrial | New | Space Heating | Natural Gas | Furnace | E3 | Utility - Cost of Operation | 2127.8244 | 2152.9996 | 2166.2552 | 2179.9081 | 2213.2362 | 2259.1697 | 2267.8933 | 2277.0419 | 2284.3559 | 2288.6965 | 2290.2081 | 2288.4158 | 2283.4884 | 2273.7434 | 2259.4569 | 2240.4804 | 2215.9463 | 2186.0608 | 2149.832 | 2106.2571 | 2054.6985 | 1994.8467 | 1942.1233 | 1909.2757 | 1897.1398 | 1906.4395 | 1915.7848
F5_Industrial_WA - Industrial_New_Space Heating_Natural Gas_Furnace_E4 | F5 | Industrial | WA - Industrial | New | Space Heating | Natural Gas | Furnace | E4 | Utility - Cost of Operation | 0 | 0 | 0 | 0 | 0 | 0 | 0 | 0 | 0 | 0 | 0 | 0 | 0 | 0 | 0 | 0 | 0 | 0 | 0 | 0 | 0 | 0 | 0 | 0 | 0 | 0 | 0
F5_Industrial_WA - Industrial_New_Space Heating_Natural Gas_Furnace_E5 | F5 | Industrial | WA - Industrial | New | Space Heating | Natural Gas | Furnace | E5 | Utility - Cost of Operation | 0 | 0 | 0 | 0 | 0 | 0 | 0 | 0 | 0 | 0 | 0 | 0 | 0 | 0 | 0 | 0 | 0 | 0 | 0 | 0 | 0 | 0 | 0 | 0 | 0 | 0 | 0
F5_Industrial_WA - Industrial_New_Space Heating_Natural Gas_Furnace_E6 | F5 | Industrial | WA - Industrial | New | Space Heating | Natural Gas | Furnace | E6 | Utility - Cost of Operation | 0 | 0 | 0 | 0 | 0 | 0 | 0 | 0 | 0 | 0 | 0 | 0 | 0 | 0 | 0 | 0 | 0 | 0 | 0 | 0 | 0 | 0 | 0 | 0 | 0 | 0 | 0
F5_Industrial_WA - Industrial_New_Space Heating_Natural Gas_Furnace_E7 | F5 | Industrial | WA - Industrial | New | Space Heating | Natural Gas | Furnace | E7 | Utility - Cost of Operation | 0 | 0 | 0 | 0 | 0 | 0 | 0 | 0 | 0 | 0 | 0 | 0 | 0 | 0 | 0 | 0 | 0 | 0 | 0 | 0 | 0 | 0 | 0 | 0 | 0 | 0 | 0
F5_Industrial_WA - Industrial_New_Space Heating_Natural Gas_Furnace_E8 | F5 | Industrial | WA - Industrial | New | Space Heating | Natural Gas | Furnace | E8 | Utility - Cost of Operation | 0 | 0 | 0 | 0 | 0 | 0 | 0 | 0 | 0 | 0 | 0 | 0 | 0 | 0 | 0 | 0 | 0 | 0 | 0 | 0 | 0 | 0 | 0 | 0 | 0 | 0 | 0
F5_Industrial_WA - Industrial_New_Space Heating_Natural Gas_Furnace_E9 | F5 | Industrial | WA - Industrial | New | Space Heating | Natural Gas | Furnace | E9 | Utility - Cost of Operation | 0 | 0 | 0 | 0 | 0 | 0 | 0 | 0 | 0 | 0 | 0 | 0 | 0 | 0 | 0 | 0 | 0 | 0 | 0 | 0 | 0 | 0 | 0 | 0 | 0 | 0 | 0
F5_Industrial_WA - Industrial_New_Space Heating_Natural Gas_Furnace_E10 | F5 | Industrial | WA - Industrial | New | Space Heating | Natural Gas | Furnace | E10 | Utility - Cost of Operation | 0 | 0 | 0 | 0 | 0 | 0 | 0 | 0 | 0 | 0 | 0 | 0 | 0 | 0 | 0 | 0 | 0 | 0 | 0 | 0 | 0 | 0 | 0 | 0 | 0 | 0 | 0
F6_Industrial_WA - Industrial_New_Space Heating_Natural Gas_Furnace_E1 | F6 | Industrial | WA - Industrial | New | Space Heating | Natural Gas | Furnace | E1 | Utility - Value of Sales | 0 | 0 | 0 | 0 | 0 | 0 | 0 | 0 | 0 | 0 | 0 | 0 | 0 | 0 | 0 | 0 | 0 | 0 | 0 | 0 | 0 | 0 | 0 | 0 | 0 | 0 | 0
F6_Industrial_WA - Industrial_New_Space Heating_Natural Gas_Furnace_E2 | F6 | Industrial | WA - Industrial | New | Space Heating | Natural Gas | Furnace | E2 | Utility - Value of Sales | 0 | 0 | 0 | 0 | 0 | 0 | 0 | 0 | 0 | 0 | 0 | 0 | 0 | 0 | 0 | 0 | 0 | 0 | 0 | 0 | 0 | 0 | 0 | 0 | 0 | 0 | 0
F6_Industrial_WA - Industrial_New_Space Heating_Natural Gas_Furnace_E3 | F6 | Industrial | WA - Industrial | New | Space Heating | Natural Gas | Furnace | E3 | Utility - Value of Sales | 0 | 0 | 0 | 0 | 0 | 0 | 0 | 0 | 0 | 0 | 0 | 0 | 0 | 0 | 0 | 0 | 0 | 0 | 0 | 0 | 0 | 0 | 0 | 0 | 0 | 0 | 0
F6_Industrial_WA - Industrial_New_Space Heating_Natural Gas_Furnace_E4 | F6 | Industrial | WA - Industrial | New | Space Heating | Natural Gas | Furnace | E4 | Utility - Value of Sales | 0 | 0 | 0 | 0 | 0 | 0 | 0 | 0 | 0 | 0 | 0 | 0 | 0 | 0 | 0 | 0 | 0 | 0 | 0 | 0 | 0 | 0 | 0 | 0 | 0 | 0 | 0
F6_Industrial_WA - Industrial_New_Space Heating_Natural Gas_Furnace_E5 | F6 | Industrial | WA - Industrial | New | Space Heating | Natural Gas | Furnace | E5 | Utility - Value of Sales | 0 | 0 | 0 | 0 | 0 | 0 | 0 | 0 | 0 | 0 | 0 | 0 | 0 | 0 | 0 | 0 | 0 | 0 | 0 | 0 | 0 | 0 | 0 | 0 | 0 | 0 | 0
F6_Industrial_WA - Industrial_New_Space Heating_Natural Gas_Furnace_E6 | F6 | Industrial | WA - Industrial | New | Space Heating | Natural Gas | Furnace | E6 | Utility - Value of Sales | 0 | 0 | 0 | 0 | 0 | 0 | 0 | 0 | 0 | 0 | 0 | 0 | 0 | 0 | 0 | 0 | 0 | 0 | 0 | 0 | 0 | 0 | 0 | 0 | 0 | 0 | 0
F6_Industrial_WA - Industrial_New_Space Heating_Natural Gas_Furnace_E7 | F6 | Industrial | WA - Industrial | New | Space Heating | Natural Gas | Furnace | E7 | Utility - Value of Sales | 0 | 0 | 0 | 0 | 0 | 0 | 0 | 0 | 0 | 0 | 0 | 0 | 0 | 0 | 0 | 0 | 0 | 0 | 0 | 0 | 0 | 0 | 0 | 0 | 0 | 0 | 0
F6_Industrial_WA - Industrial_New_Space Heating_Natural Gas_Furnace_E8 | F6 | Industrial | WA - Industrial | New | Space Heating | Natural Gas | Furnace | E8 | Utility - Value of Sales | 0 | 0 | 0 | 0 | 0 | 0 | 0 | 0 | 0 | 0 | 0 | 0 | 0 | 0 | 0 | 0 | 0 | 0 | 0 | 0 | 0 | 0 | 0 | 0 | 0 | 0 | 0
F6_Industrial_WA - Industrial_New_Space Heating_Natural Gas_Furnace_E9 | F6 | Industrial | WA - Industrial | New | Space Heating | Natural Gas | Furnace | E9 | Utility - Value of Sales | 0 | 0 | 0 | 0 | 0 | 0 | 0 | 0 | 0 | 0 | 0 | 0 | 0 | 0 | 0 | 0 | 0 | 0 | 0 | 0 | 0 | 0 | 0 | 0 | 0 | 0 | 0
F6_Industrial_WA - Industrial_New_Space Heating_Natural Gas_Furnace_E10 | F6 | Industrial | WA - Industrial | New | Space Heating | Natural Gas | Furnace | E10 | Utility - Value of Sales | 0 | 0 | 0 | 0 | 0 | 0 | 0 | 0 | 0 | 0 | 0 | 0 | 0 | 0 | 0 | 0 | 0 | 0 | 0 | 0 | 0 | 0 | 0 | 0 | 0 | 0 | 0
F1_Industrial_WA - Industrial_New_Space Heating_Natural Gas_Boiler_E1 | F1 | Industrial | WA - Industrial | New | Space Heating | Natural Gas | Boiler | E1 | RVT - Cost of Equipment | 543.7979 | 543.7979 | 543.7979 | 543.7979 | 543.7979 | 543.7979 | 543.7979 | 543.7979 | 543.7979 | 543.7979 | 543.7979 | 543.7979 | 543.7979 | 543.7979 | 543.7979 | 543.7979 | 543.7979 | 543.7979 | 543.7979 | 543.7979 | 543.7979 | 543.7979 | 543.7979 | 543.7979 | 543.7979 | 543.7979 | 543.7979
F1_Industrial_WA - Industrial_New_Space Heating_Natural Gas_Boiler_E2 | F1 | Industrial | WA - Industrial | New | Space Heating | Natural Gas | Boiler | E2 | RVT - Cost of Equipment | 618.6823 | 618.6823 | 618.6823 | 618.6823 | 618.6823 | 618.6823 | 618.6823 | 618.6823 | 618.6823 | 618.6823 | 618.6823 | 618.6823 | 618.6823 | 618.6823 | 618.6823 | 618.6823 | 618.6823 | 618.6823 | 618.6823 | 618.6823 | 618.6823 | 618.6823 | 618.6823 | 618.6823 | 618.6823 | 618.6823 | 618.6823
F1_Industrial_WA - Industrial_New_Space Heating_Natural Gas_Boiler_E3 | F1 | Industrial | WA - Industrial | New | Space Heating | Natural Gas | Boiler | E3 | RVT - Cost of Equipment | 769.0767 | 769.0767 | 769.0767 | 769.0767 | 769.0767 | 769.0767 | 769.0767 | 769.0767 | 769.0767 | 769.0767 | 769.0767 | 769.0767 | 769.0767 | 769.0767 | 769.0767 | 769.0767 | 769.0767 | 769.0767 | 769.0767 | 769.0767 | 769.0767 | 769.0767 | 769.0767 | 769.0767 | 769.0767 | 769.0767 | 769.0767
F1_Industrial_WA - Industrial_New_Space Heating_Natural Gas_Boiler_E4 | F1 | Industrial | WA - Industrial | New | Space Heating | Natural Gas | Boiler | E4 | RVT - Cost of Equipment | 2868.3375 | 2868.3375 | 2868.3375 | 2868.3375 | 2868.3375 | 2868.3375 | 2868.3375 | 2868.3375 | 2868.3375 | 2868.3375 | 2868.3375 | 2868.3375 | 2868.3375 | 2868.3375 | 2868.3375 | 2868.3375 | 2868.3375 | 2868.3375 | 2868.3375 | 2868.3375 | 2868.3375 | 2868.3375 | 2868.3375 | 2868.3375 | 2868.3375 | 2868.3375 | 2868.3375
F1_Industrial_WA - Industrial_New_Space Heating_Natural Gas_Boiler_E5 | F1 | Industrial | WA - Industrial | New | Space Heating | Natural Gas | Boiler | E5 | RVT - Cost of Equipment | 0 | 0 | 0 | 0 | 0 | 0 | 0 | 0 | 0 | 0 | 0 | 0 | 0 | 0 | 0 | 0 | 0 | 0 | 0 | 0 | 0 | 0 | 0 | 0 | 0 | 0 | 0
F1_Industrial_WA - Industrial_New_Space Heating_Natural Gas_Boiler_E6 | F1 | Industrial | WA - Industrial | New | Space Heating | Natural Gas | Boiler | E6 | RVT - Cost of Equipment | 0 | 0 | 0 | 0 | 0 | 0 | 0 | 0 | 0 | 0 | 0 | 0 | 0 | 0 | 0 | 0 | 0 | 0 | 0 | 0 | 0 | 0 | 0 | 0 | 0 | 0 | 0
F1_Industrial_WA - Industrial_New_Space Heating_Natural Gas_Boiler_E7 | F1 | Industrial | WA - Industrial | New | Space Heating | Natural Gas | Boiler | E7 | RVT - Cost of Equipment | 0 | 0 | 0 | 0 | 0 | 0 | 0 | 0 | 0 | 0 | 0 | 0 | 0 | 0 | 0 | 0 | 0 | 0 | 0 | 0 | 0 | 0 | 0 | 0 | 0 | 0 | 0
F1_Industrial_WA - Industrial_New_Space Heating_Natural Gas_Boiler_E8 | F1 | Industrial | WA - Industrial | New | Space Heating | Natural Gas | Boiler | E8 | RVT - Cost of Equipment | 0 | 0 | 0 | 0 | 0 | 0 | 0 | 0 | 0 | 0 | 0 | 0 | 0 | 0 | 0 | 0 | 0 | 0 | 0 | 0 | 0 | 0 | 0 | 0 | 0 | 0 | 0
F1_Industrial_WA - Industrial_New_Space Heating_Natural Gas_Boiler_E9 | F1 | Industrial | WA - Industrial | New | Space Heating | Natural Gas | Boiler | E9 | RVT - Cost of Equipment | 0 | 0 | 0 | 0 | 0 | 0 | 0 | 0 | 0 | 0 | 0 | 0 | 0 | 0 | 0 | 0 | 0 | 0 | 0 | 0 | 0 | 0 | 0 | 0 | 0 | 0 | 0
F1_Industrial_WA - Industrial_New_Space Heating_Natural Gas_Boiler_E10 | F1 | Industrial | WA - Industrial | New | Space Heating | Natural Gas | Boiler | E10 | RVT - Cost of Equipment | 0 | 0 | 0 | 0 | 0 | 0 | 0 | 0 | 0 | 0 | 0 | 0 | 0 | 0 | 0 | 0 | 0 | 0 | 0 | 0 | 0 | 0 | 0 | 0 | 0 | 0 | 0
F2_Industrial_WA - Industrial_New_Space Heating_Natural Gas_Boiler_E1 | F2 | Industrial | WA - Industrial | New | Space Heating | Natural Gas | Boiler | E1 | RVT - Cost of Operation | 0 | 0 | 0 | 0 | 0 | 0 | 0 | 0 | 0 | 0 | 0 | 0 | 0 | 0 | 0 | 0 | 0 | 0 | 0 | 0 | 0 | 0 | 0 | 0 | 0 | 0 | 0
F2_Industrial_WA - Industrial_New_Space Heating_Natural Gas_Boiler_E2 | F2 | Industrial | WA - Industrial | New | Space Heating | Natural Gas | Boiler | E2 | RVT - Cost of Operation | 0 | 0 | 0 | 0 | 0 | 0 | 0 | 0 | 0 | 0 | 0 | 0 | 0 | 0 | 0 | 0 | 0 | 0 | 0 | 0 | 0 | 0 | 0 | 0 | 0 | 0 | 0
F2_Industrial_WA - Industrial_New_Space Heating_Natural Gas_Boiler_E3 | F2 | Industrial | WA - Industrial | New | Space Heating | Natural Gas | Boiler | E3 | RVT - Cost of Operation | 0 | 0 | 0 | 0 | 0 | 0 | 0 | 0 | 0 | 0 | 0 | 0 | 0 | 0 | 0 | 0 | 0 | 0 | 0 | 0 | 0 | 0 | 0 | 0 | 0 | 0 | 0
F2_Industrial_WA - Industrial_New_Space Heating_Natural Gas_Boiler_E4 | F2 | Industrial | WA - Industrial | New | Space Heating | Natural Gas | Boiler | E4 | RVT - Cost of Operation | 0 | 0 | 0 | 0 | 0 | 0 | 0 | 0 | 0 | 0 | 0 | 0 | 0 | 0 | 0 | 0 | 0 | 0 | 0 | 0 | 0 | 0 | 0 | 0 | 0 | 0 | 0
F2_Industrial_WA - Industrial_New_Space Heating_Natural Gas_Boiler_E5 | F2 | Industrial | WA - Industrial | New | Space Heating | Natural Gas | Boiler | E5 | RVT - Cost of Operation | 0 | 0 | 0 | 0 | 0 | 0 | 0 | 0 | 0 | 0 | 0 | 0 | 0 | 0 | 0 | 0 | 0 | 0 | 0 | 0 | 0 | 0 | 0 | 0 | 0 | 0 | 0
F2_Industrial_WA - Industrial_New_Space Heating_Natural Gas_Boiler_E6 | F2 | Industrial | WA - Industrial | New | Space Heating | Natural Gas | Boiler | E6 | RVT - Cost of Operation | 0 | 0 | 0 | 0 | 0 | 0 | 0 | 0 | 0 | 0 | 0 | 0 | 0 | 0 | 0 | 0 | 0 | 0 | 0 | 0 | 0 | 0 | 0 | 0 | 0 | 0 | 0
F2_Industrial_WA - Industrial_New_Space Heating_Natural Gas_Boiler_E7 | F2 | Industrial | WA - Industrial | New | Space Heating | Natural Gas | Boiler | E7 | RVT - Cost of Operation | 0 | 0 | 0 | 0 | 0 | 0 | 0 | 0 | 0 | 0 | 0 | 0 | 0 | 0 | 0 | 0 | 0 | 0 | 0 | 0 | 0 | 0 | 0 | 0 | 0 | 0 | 0
F2_Industrial_WA - Industrial_New_Space Heating_Natural Gas_Boiler_E8 | F2 | Industrial | WA - Industrial | New | Space Heating | Natural Gas | Boiler | E8 | RVT - Cost of Operation | 0 | 0 | 0 | 0 | 0 | 0 | 0 | 0 | 0 | 0 | 0 | 0 | 0 | 0 | 0 | 0 | 0 | 0 | 0 | 0 | 0 | 0 | 0 | 0 | 0 | 0 | 0
F2_Industrial_WA - Industrial_New_Space Heating_Natural Gas_Boiler_E9 | F2 | Industrial | WA - Industrial | New | Space Heating | Natural Gas | Boiler | E9 | RVT - Cost of Operation | 0 | 0 | 0 | 0 | 0 | 0 | 0 | 0 | 0 | 0 | 0 | 0 | 0 | 0 | 0 | 0 | 0 | 0 | 0 | 0 | 0 | 0 | 0 | 0 | 0 | 0 | 0
F2_Industrial_WA - Industrial_New_Space Heating_Natural Gas_Boiler_E10 | F2 | Industrial | WA - Industrial | New | Space Heating | Natural Gas | Boiler | E10 | RVT - Cost of Operation | 0 | 0 | 0 | 0 | 0 | 0 | 0 | 0 | 0 | 0 | 0 | 0 | 0 | 0 | 0 | 0 | 0 | 0 | 0 | 0 | 0 | 0 | 0 | 0 | 0 | 0 | 0
F3_Industrial_WA - Industrial_New_Space Heating_Natural Gas_Boiler_E1 | F3 | Industrial | WA - Industrial | New | Space Heating | Natural Gas | Boiler | E1 | System - kBTUs of Consumption | 226275.7741 | 226882.3245 | 226847.0017 | 226847.0017 | 226847.0017 | 226847.0017 | 226847.0017 | 226847.0017 | 226847.0017 | 226847.0017 | 226847.0017 | 226847.0017 | 226847.0017 | 226847.0017 | 226847.0017 | 226847.0017 | 226847.0017 | 226847.0017 | 226847.0017 | 226847.0017 | 226847.0017 | 226847.0017 | 226847.0017 | 226847.0017 | 226847.0017 | 226847.0017 | 226847.0017
F3_Industrial_WA - Industrial_New_Space Heating_Natural Gas_Boiler_E2 | F3 | Industrial | WA - Industrial | New | Space Heating | Natural Gas | Boiler | E2 | System - kBTUs of Consumption | 212964.4 | 213535.2683 | 213502.0234 | 213502.0234 | 213502.0234 | 213502.0234 | 213502.0234 | 213502.0234 | 213502.0234 | 213502.0234 | 213502.0234 | 213502.0234 | 213502.0234 | 213502.0234 | 213502.0234 | 213502.0234 | 213502.0234 | 213502.0234 | 213502.0234 | 213502.0234 | 213502.0234 | 213502.0234 | 213502.0234 | 213502.0234 | 213502.0234 | 213502.0234 | 213502.0234
F3_Industrial_WA - Industrial_New_Space Heating_Natural Gas_Boiler_E3 | F3 | Industrial | WA - Industrial | New | Space Heating | Natural Gas | Boiler | E3 | System - kBTUs of Consumption | 186623.002 | 187123.26 | 187094.1272 | 187094.1272 | 187094.1272 | 187094.1272 | 187094.1272 | 187094.1272 | 187094.1272 | 187094.1272 | 187094.1272 | 187094.1272 | 187094.1272 | 187094.1272 | 187094.1272 | 187094.1272 | 187094.1272 | 187094.1272 | 187094.1272 | 187094.1272 | 187094.1272 | 187094.1272 | 187094.1272 | 187094.1272 | 187094.1272 | 187094.1272 | 187094.1272
F3_Industrial_WA - Industrial_New_Space Heating_Natural Gas_Boiler_E4 | F3 | Industrial | WA - Industrial | New | Space Heating | Natural Gas | Boiler | E4 | System - kBTUs of Consumption | 129082.8318 | 129660.4989 | 129626.8581 | 129626.8581 | 129626.8581 | 129626.8581 | 129626.8581 | 129626.8581 | 129626.8581 | 129626.8581 | 129626.8581 | 129626.8581 | 129626.8581 | 129626.8581 | 129626.8581 | 129626.8581 | 129626.8581 | 129626.8581 | 129626.8581 | 129626.8581 | 129626.8581 | 129626.8581 | 129626.8581 | 129626.8581 | 129626.8581 | 129626.8581 | 129626.8581
F3_Industrial_WA - Industrial_New_Space Heating_Natural Gas_Boiler_E5 | F3 | Industrial | WA - Industrial | New | Space Heating | Natural Gas | Boiler | E5 | System - kBTUs of Consumption | 0 | 0 | 0 | 0 | 0 | 0 | 0 | 0 | 0 | 0 | 0 | 0 | 0 | 0 | 0 | 0 | 0 | 0 | 0 | 0 | 0 | 0 | 0 | 0 | 0 | 0 | 0
F3_Industrial_WA - Industrial_New_Space Heating_Natural Gas_Boiler_E6 | F3 | Industrial | WA - Industrial | New | Space Heating | Natural Gas | Boiler | E6 | System - kBTUs of Consumption | 0 | 0 | 0 | 0 | 0 | 0 | 0 | 0 | 0 | 0 | 0 | 0 | 0 | 0 | 0 | 0 | 0 | 0 | 0 | 0 | 0 | 0 | 0 | 0 | 0 | 0 | 0
F3_Industrial_WA - Industrial_New_Space Heating_Natural Gas_Boiler_E7 | F3 | Industrial | WA - Industrial | New | Space Heating | Natural Gas | Boiler | E7 | System - kBTUs of Consumption | 0 | 0 | 0 | 0 | 0 | 0 | 0 | 0 | 0 | 0 | 0 | 0 | 0 | 0 | 0 | 0 | 0 | 0 | 0 | 0 | 0 | 0 | 0 | 0 | 0 | 0 | 0
F3_Industrial_WA - Industrial_New_Space Heating_Natural Gas_Boiler_E8 | F3 | Industrial | WA - Industrial | New | Space Heating | Natural Gas | Boiler | E8 | System - kBTUs of Consumption | 0 | 0 | 0 | 0 | 0 | 0 | 0 | 0 | 0 | 0 | 0 | 0 | 0 | 0 | 0 | 0 | 0 | 0 | 0 | 0 | 0 | 0 | 0 | 0 | 0 | 0 | 0
F3_Industrial_WA - Industrial_New_Space Heating_Natural Gas_Boiler_E9 | F3 | Industrial | WA - Industrial | New | Space Heating | Natural Gas | Boiler | E9 | System - kBTUs of Consumption | 0 | 0 | 0 | 0 | 0 | 0 | 0 | 0 | 0 | 0 | 0 | 0 | 0 | 0 | 0 | 0 | 0 | 0 | 0 | 0 | 0 | 0 | 0 | 0 | 0 | 0 | 0
F3_Industrial_WA - Industrial_New_Space Heating_Natural Gas_Boiler_E10 | F3 | Industrial | WA - Industrial | New | Space Heating | Natural Gas | Boiler | E10 | System - kBTUs of Consumption | 0 | 0 | 0 | 0 | 0 | 0 | 0 | 0 | 0 | 0 | 0 | 0 | 0 | 0 | 0 | 0 | 0 | 0 | 0 | 0 | 0 | 0 | 0 | 0 | 0 | 0 | 0
F4_Industrial_WA - Industrial_New_Space Heating_Natural Gas_Boiler_E1 | F4 | Industrial | WA - Industrial | New | Space Heating | Natural Gas | Boiler | E1 | Utility - Cost of Equipment | 543.7979 | 543.7979 | 543.7979 | 543.7979 | 543.7979 | 543.7979 | 543.7979 | 543.7979 | 543.7979 | 543.7979 | 543.7979 | 543.7979 | 543.7979 | 543.7979 | 543.7979 | 543.7979 | 543.7979 | 543.7979 | 543.7979 | 543.7979 | 543.7979 | 543.7979 | 543.7979 | 543.7979 | 543.7979 | 543.7979 | 543.7979
F4_Industrial_WA - Industrial_New_Space Heating_Natural Gas_Boiler_E2 | F4 | Industrial | WA - Industrial | New | Space Heating | Natural Gas | Boiler | E2 | Utility - Cost of Equipment | 618.6823 | 618.6823 | 618.6823 | 618.6823 | 618.6823 | 618.6823 | 618.6823 | 618.6823 | 618.6823 | 618.6823 | 618.6823 | 618.6823 | 618.6823 | 618.6823 | 618.6823 | 618.6823 | 618.6823 | 618.6823 | 618.6823 | 618.6823 | 618.6823 | 618.6823 | 618.6823 | 618.6823 | 618.6823 | 618.6823 | 618.6823
F4_Industrial_WA - Industrial_New_Space Heating_Natural Gas_Boiler_E3 | F4 | Industrial | WA - Industrial | New | Space Heating | Natural Gas | Boiler | E3 | Utility - Cost of Equipment | 769.0767 | 769.0767 | 769.0767 | 769.0767 | 769.0767 | 769.0767 | 769.0767 | 769.0767 | 769.0767 | 769.0767 | 769.0767 | 769.0767 | 769.0767 | 769.0767 | 769.0767 | 769.0767 | 769.0767 | 769.0767 | 769.0767 | 769.0767 | 769.0767 | 769.0767 | 769.0767 | 769.0767 | 769.0767 | 769.0767 | 769.0767
F4_Industrial_WA - Industrial_New_Space Heating_Natural Gas_Boiler_E4 | F4 | Industrial | WA - Industrial | New | Space Heating | Natural Gas | Boiler | E4 | Utility - Cost of Equipment | 2868.3375 | 2868.3375 | 2868.3375 | 2868.3375 | 2868.3375 | 2868.3375 | 2868.3375 | 2868.3375 | 2868.3375 | 2868.3375 | 2868.3375 | 2868.3375 | 2868.3375 | 2868.3375 | 2868.3375 | 2868.3375 | 2868.3375 | 2868.3375 | 2868.3375 | 2868.3375 | 2868.3375 | 2868.3375 | 2868.3375 | 2868.3375 | 2868.3375 | 2868.3375 | 2868.3375
F4_Industrial_WA - Industrial_New_Space Heating_Natural Gas_Boiler_E5 | F4 | Industrial | WA - Industrial | New | Space Heating | Natural Gas | Boiler | E5 | Utility - Cost of Equipment | 0 | 0 | 0 | 0 | 0 | 0 | 0 | 0 | 0 | 0 | 0 | 0 | 0 | 0 | 0 | 0 | 0 | 0 | 0 | 0 | 0 | 0 | 0 | 0 | 0 | 0 | 0
F4_Industrial_WA - Industrial_New_Space Heating_Natural Gas_Boiler_E6 | F4 | Industrial | WA - Industrial | New | Space Heating | Natural Gas | Boiler | E6 | Utility - Cost of Equipment | 0 | 0 | 0 | 0 | 0 | 0 | 0 | 0 | 0 | 0 | 0 | 0 | 0 | 0 | 0 | 0 | 0 | 0 | 0 | 0 | 0 | 0 | 0 | 0 | 0 | 0 | 0
F4_Industrial_WA - Industrial_New_Space Heating_Natural Gas_Boiler_E7 | F4 | Industrial | WA - Industrial | New | Space Heating | Natural Gas | Boiler | E7 | Utility - Cost of Equipment | 0 | 0 | 0 | 0 | 0 | 0 | 0 | 0 | 0 | 0 | 0 | 0 | 0 | 0 | 0 | 0 | 0 | 0 | 0 | 0 | 0 | 0 | 0 | 0 | 0 | 0 | 0
F4_Industrial_WA - Industrial_New_Space Heating_Natural Gas_Boiler_E8 | F4 | Industrial | WA - Industrial | New | Space Heating | Natural Gas | Boiler | E8 | Utility - Cost of Equipment | 0 | 0 | 0 | 0 | 0 | 0 | 0 | 0 | 0 | 0 | 0 | 0 | 0 | 0 | 0 | 0 | 0 | 0 | 0 | 0 | 0 | 0 | 0 | 0 | 0 | 0 | 0
F4_Industrial_WA - Industrial_New_Space Heating_Natural Gas_Boiler_E9 | F4 | Industrial | WA - Industrial | New | Space Heating | Natural Gas | Boiler | E9 | Utility - Cost of Equipment | 0 | 0 | 0 | 0 | 0 | 0 | 0 | 0 | 0 | 0 | 0 | 0 | 0 | 0 | 0 | 0 | 0 | 0 | 0 | 0 | 0 | 0 | 0 | 0 | 0 | 0 | 0
F4_Industrial_WA - Industrial_New_Space Heating_Natural Gas_Boiler_E10 | F4 | Industrial | WA - Industrial | New | Space Heating | Natural Gas | Boiler | E10 | Utility - Cost of Equipment | 0 | 0 | 0 | 0 | 0 | 0 | 0 | 0 | 0 | 0 | 0 | 0 | 0 | 0 | 0 | 0 | 0 | 0 | 0 | 0 | 0 | 0 | 0 | 0 | 0 | 0 | 0
F5_Industrial_WA - Industrial_New_Space Heating_Natural Gas_Boiler_E1 | F5 | Industrial | WA - Industrial | New | Space Heating | Natural Gas | Boiler | E1 | Utility - Cost of Operation | 2927.7277 | 2957.4977 | 2970.5 | 2983.4342 | 3022.6781 | 3079.9011 | 3089.8539 | 3101.698 | 3111.8185 | 3118.0128 | 3120.4717 | 3118.5678 | 3112.5241 | 3100.1177 | 3081.7134 | 3057.115 | 3025.1764 | 2986.1698 | 2938.7849 | 2881.6966 | 2814.0628 | 2735.4745 | 2666.3063 | 2623.4005 | 2607.8612 | 2620.6449 | 2633.4912
F5_Industrial_WA - Industrial_New_Space Heating_Natural Gas_Boiler_E2 | F5 | Industrial | WA - Industrial | New | Space Heating | Natural Gas | Boiler | E2 | Utility - Cost of Operation | 2755.495 | 2783.5137 | 2795.7511 | 2807.9244 | 2844.8597 | 2898.7164 | 2908.0837 | 2919.231 | 2928.7561 | 2934.586 | 2936.9003 | 2935.1083 | 2929.4202 | 2917.7437 | 2900.4221 | 2877.2707 | 2847.211 | 2810.4991 | 2765.9017 | 2712.1718 | 2648.5168 | 2574.5517 | 2509.4526 | 2469.0709 | 2454.4457 | 2466.4773 | 2478.5679
F5_Industrial_WA - Industrial_New_Space Heating_Natural Gas_Boiler_E3 | F5 | Industrial | WA - Industrial | New | Space Heating | Natural Gas | Boiler | E3 | Utility - Cost of Operation | 2414.67 | 2439.2231 | 2449.9469 | 2460.6145 | 2492.9812 | 2540.1765 | 2548.3851 | 2558.1536 | 2566.5006 | 2571.6094 | 2573.6374 | 2572.0671 | 2567.0826 | 2556.8503 | 2541.6712 | 2521.3834 | 2495.0417 | 2462.8707 | 2423.7895 | 2376.7055 | 2320.9239 | 2256.1074 | 2199.0604 | 2163.6734 | 2150.8573 | 2161.4007 | 2171.9958
F5_Industrial_WA - Industrial_New_Space Heating_Natural Gas_Boiler_E4 | F5 | Industrial | WA - Industrial | New | Space Heating | Natural Gas | Boiler | E4 | Utility - Cost of Operation | 1599.2939 | 1626.558 | 1644.6679 | 1665.2932 | 1706.7418 | 1761.7876 | 1781.8801 | 1802.7602 | 1821.4773 | 1836.0475 | 1846.1669 | 1850.8707 | 1849.7674 | 1841.3787 | 1826.7481 | 1806.6021 | 1781.0659 | 1750.3389 | 1713.4608 | 1669.4603 | 1617.7202 | 1557.9405 | 1505.0545 | 1471.4061 | 1457.8044 | 1464.9505 | 1472.1317
F5_Industrial_WA - Industrial_New_Space Heating_Natural Gas_Boiler_E5 | F5 | Industrial | WA - Industrial | New | Space Heating | Natural Gas | Boiler | E5 | Utility - Cost of Operation | 0 | 0 | 0 | 0 | 0 | 0 | 0 | 0 | 0 | 0 | 0 | 0 | 0 | 0 | 0 | 0 | 0 | 0 | 0 | 0 | 0 | 0 | 0 | 0 | 0 | 0 | 0
F5_Industrial_WA - Industrial_New_Space Heating_Natural Gas_Boiler_E6 | F5 | Industrial | WA - Industrial | New | Space Heating | Natural Gas | Boiler | E6 | Utility - Cost of Operation | 0 | 0 | 0 | 0 | 0 | 0 | 0 | 0 | 0 | 0 | 0 | 0 | 0 | 0 | 0 | 0 | 0 | 0 | 0 | 0 | 0 | 0 | 0 | 0 | 0 | 0 | 0
F5_Industrial_WA - Industrial_New_Space Heating_Natural Gas_Boiler_E7 | F5 | Industrial | WA - Industrial | New | Space Heating | Natural Gas | Boiler | E7 | Utility - Cost of Operation | 0 | 0 | 0 | 0 | 0 | 0 | 0 | 0 | 0 | 0 | 0 | 0 | 0 | 0 | 0 | 0 | 0 | 0 | 0 | 0 | 0 | 0 | 0 | 0 | 0 | 0 | 0
F5_Industrial_WA - Industrial_New_Space Heating_Natural Gas_Boiler_E8 | F5 | Industrial | WA - Industrial | New | Space Heating | Natural Gas | Boiler | E8 | Utility - Cost of Operation | 0 | 0 | 0 | 0 | 0 | 0 | 0 | 0 | 0 | 0 | 0 | 0 | 0 | 0 | 0 | 0 | 0 | 0 | 0 | 0 | 0 | 0 | 0 | 0 | 0 | 0 | 0
F5_Industrial_WA - Industrial_New_Space Heating_Natural Gas_Boiler_E9 | F5 | Industrial | WA - Industrial | New | Space Heating | Natural Gas | Boiler | E9 | Utility - Cost of Operation | 0 | 0 | 0 | 0 | 0 | 0 | 0 | 0 | 0 | 0 | 0 | 0 | 0 | 0 | 0 | 0 | 0 | 0 | 0 | 0 | 0 | 0 | 0 | 0 | 0 | 0 | 0
F5_Industrial_WA - Industrial_New_Space Heating_Natural Gas_Boiler_E10 | F5 | Industrial | WA - Industrial | New | Space Heating | Natural Gas | Boiler | E10 | Utility - Cost of Operation | 0 | 0 | 0 | 0 | 0 | 0 | 0 | 0 | 0 | 0 | 0 | 0 | 0 | 0 | 0 | 0 | 0 | 0 | 0 | 0 | 0 | 0 | 0 | 0 | 0 | 0 | 0
F6_Industrial_WA - Industrial_New_Space Heating_Natural Gas_Boiler_E1 | F6 | Industrial | WA - Industrial | New | Space Heating | Natural Gas | Boiler | E1 | Utility - Value of Sales | 0 | 0 | 0 | 0 | 0 | 0 | 0 | 0 | 0 | 0 | 0 | 0 | 0 | 0 | 0 | 0 | 0 | 0 | 0 | 0 | 0 | 0 | 0 | 0 | 0 | 0 | 0
F6_Industrial_WA - Industrial_New_Space Heating_Natural Gas_Boiler_E2 | F6 | Industrial | WA - Industrial | New | Space Heating | Natural Gas | Boiler | E2 | Utility - Value of Sales | 0 | 0 | 0 | 0 | 0 | 0 | 0 | 0 | 0 | 0 | 0 | 0 | 0 | 0 | 0 | 0 | 0 | 0 | 0 | 0 | 0 | 0 | 0 | 0 | 0 | 0 | 0
F6_Industrial_WA - Industrial_New_Space Heating_Natural Gas_Boiler_E3 | F6 | Industrial | WA - Industrial | New | Space Heating | Natural Gas | Boiler | E3 | Utility - Value of Sales | 0 | 0 | 0 | 0 | 0 | 0 | 0 | 0 | 0 | 0 | 0 | 0 | 0 | 0 | 0 | 0 | 0 | 0 | 0 | 0 | 0 | 0 | 0 | 0 | 0 | 0 | 0
F6_Industrial_WA - Industrial_New_Space Heating_Natural Gas_Boiler_E4 | F6 | Industrial | WA - Industrial | New | Space Heating | Natural Gas | Boiler | E4 | Utility - Value of Sales | 0 | 0 | 0 | 0 | 0 | 0 | 0 | 0 | 0 | 0 | 0 | 0 | 0 | 0 | 0 | 0 | 0 | 0 | 0 | 0 | 0 | 0 | 0 | 0 | 0 | 0 | 0
F6_Industrial_WA - Industrial_New_Space Heating_Natural Gas_Boiler_E5 | F6 | Industrial | WA - Industrial | New | Space Heating | Natural Gas | Boiler | E5 | Utility - Value of Sales | 0 | 0 | 0 | 0 | 0 | 0 | 0 | 0 | 0 | 0 | 0 | 0 | 0 | 0 | 0 | 0 | 0 | 0 | 0 | 0 | 0 | 0 | 0 | 0 | 0 | 0 | 0
F6_Industrial_WA - Industrial_New_Space Heating_Natural Gas_Boiler_E6 | F6 | Industrial | WA - Industrial | New | Space Heating | Natural Gas | Boiler | E6 | Utility - Value of Sales | 0 | 0 | 0 | 0 | 0 | 0 | 0 | 0 | 0 | 0 | 0 | 0 | 0 | 0 | 0 | 0 | 0 | 0 | 0 | 0 | 0 | 0 | 0 | 0 | 0 | 0 | 0
F6_Industrial_WA - Industrial_New_Space Heating_Natural Gas_Boiler_E7 | F6 | Industrial | WA - Industrial | New | Space Heating | Natural Gas | Boiler | E7 | Utility - Value of Sales | 0 | 0 | 0 | 0 | 0 | 0 | 0 | 0 | 0 | 0 | 0 | 0 | 0 | 0 | 0 | 0 | 0 | 0 | 0 | 0 | 0 | 0 | 0 | 0 | 0 | 0 | 0
F6_Industrial_WA - Industrial_New_Space Heating_Natural Gas_Boiler_E8 | F6 | Industrial | WA - Industrial | New | Space Heating | Natural Gas | Boiler | E8 | Utility - Value of Sales | 0 | 0 | 0 | 0 | 0 | 0 | 0 | 0 | 0 | 0 | 0 | 0 | 0 | 0 | 0 | 0 | 0 | 0 | 0 | 0 | 0 | 0 | 0 | 0 | 0 | 0 | 0
F6_Industrial_WA - Industrial_New_Space Heating_Natural Gas_Boiler_E9 | F6 | Industrial | WA - Industrial | New | Space Heating | Natural Gas | Boiler | E9 | Utility - Value of Sales | 0 | 0 | 0 | 0 | 0 | 0 | 0 | 0 | 0 | 0 | 0 | 0 | 0 | 0 | 0 | 0 | 0 | 0 | 0 | 0 | 0 | 0 | 0 | 0 | 0 | 0 | 0
F6_Industrial_WA - Industrial_New_Space Heating_Natural Gas_Boiler_E10 | F6 | Industrial | WA - Industrial | New | Space Heating | Natural Gas | Boiler | E10 | Utility - Value of Sales | 0 | 0 | 0 | 0 | 0 | 0 | 0 | 0 | 0 | 0 | 0 | 0 | 0 | 0 | 0 | 0 | 0 | 0 | 0 | 0 | 0 | 0 | 0 | 0 | 0 | 0 | 0
F1_Industrial_WA - Industrial_New_Space Heating_Natural Gas_Unit Heater_E1 | F1 | Industrial | WA - Industrial | New | Space Heating | Natural Gas | Unit Heater | E1 | RVT - Cost of Equipment | 19.8857 | 19.8857 | 19.8857 | 19.8857 | 19.8857 | 19.8857 | 19.8857 | 19.8857 | 19.8857 | 19.8857 | 19.8857 | 19.8857 | 19.8857 | 19.8857 | 19.8857 | 19.8857 | 19.8857 | 19.8857 | 19.8857 | 19.8857 | 19.8857 | 19.8857 | 19.8857 | 19.8857 | 19.8857 | 19.8857 | 19.8857
F1_Industrial_WA - Industrial_New_Space Heating_Natural Gas_Unit Heater_E2 | F1 | Industrial | WA - Industrial | New | Space Heating | Natural Gas | Unit Heater | E2 | RVT - Cost of Equipment | 23.7117 | 23.7117 | 23.7117 | 23.7117 | 23.7117 | 23.7117 | 23.7117 | 23.7117 | 23.7117 | 23.7117 | 23.7117 | 23.7117 | 23.7117 | 23.7117 | 23.7117 | 23.7117 | 23.7117 | 23.7117 | 23.7117 | 23.7117 | 23.7117 | 23.7117 | 23.7117 | 23.7117 | 23.7117 | 23.7117 | 23.7117
F1_Industrial_WA - Industrial_New_Space Heating_Natural Gas_Unit Heater_E3 | F1 | Industrial | WA - Industrial | New | Space Heating | Natural Gas | Unit Heater | E3 | RVT - Cost of Equipment | 25.9941 | 25.9941 | 25.9941 | 25.9941 | 25.9941 | 25.9941 | 25.9941 | 25.9941 | 25.9941 | 25.9941 | 25.9941 | 25.9941 | 25.9941 | 25.9941 | 25.9941 | 25.9941 | 25.9941 | 25.9941 | 25.9941 | 25.9941 | 25.9941 | 25.9941 | 25.9941 | 25.9941 | 25.9941 | 25.9941 | 25.9941
F1_Industrial_WA - Industrial_New_Space Heating_Natural Gas_Unit Heater_E4 | F1 | Industrial | WA - Industrial | New | Space Heating | Natural Gas | Unit Heater | E4 | RVT - Cost of Equipment | 0 | 0 | 0 | 0 | 0 | 0 | 0 | 0 | 0 | 0 | 0 | 0 | 0 | 0 | 0 | 0 | 0 | 0 | 0 | 0 | 0 | 0 | 0 | 0 | 0 | 0 | 0
F1_Industrial_WA - Industrial_New_Space Heating_Natural Gas_Unit Heater_E5 | F1 | Industrial | WA - Industrial | New | Space Heating | Natural Gas | Unit Heater | E5 | RVT - Cost of Equipment | 0 | 0 | 0 | 0 | 0 | 0 | 0 | 0 | 0 | 0 | 0 | 0 | 0 | 0 | 0 | 0 | 0 | 0 | 0 | 0 | 0 | 0 | 0 | 0 | 0 | 0 | 0
F1_Industrial_WA - Industrial_New_Space Heating_Natural Gas_Unit Heater_E6 | F1 | Industrial | WA - Industrial | New | Space Heating | Natural Gas | Unit Heater | E6 | RVT - Cost of Equipment | 0 | 0 | 0 | 0 | 0 | 0 | 0 | 0 | 0 | 0 | 0 | 0 | 0 | 0 | 0 | 0 | 0 | 0 | 0 | 0 | 0 | 0 | 0 | 0 | 0 | 0 | 0
F1_Industrial_WA - Industrial_New_Space Heating_Natural Gas_Unit Heater_E7 | F1 | Industrial | WA - Industrial | New | Space Heating | Natural Gas | Unit Heater | E7 | RVT - Cost of Equipment | 0 | 0 | 0 | 0 | 0 | 0 | 0 | 0 | 0 | 0 | 0 | 0 | 0 | 0 | 0 | 0 | 0 | 0 | 0 | 0 | 0 | 0 | 0 | 0 | 0 | 0 | 0
F1_Industrial_WA - Industrial_New_Space Heating_Natural Gas_Unit Heater_E8 | F1 | Industrial | WA - Industrial | New | Space Heating | Natural Gas | Unit Heater | E8 | RVT - Cost of Equipment | 0 | 0 | 0 | 0 | 0 | 0 | 0 | 0 | 0 | 0 | 0 | 0 | 0 | 0 | 0 | 0 | 0 | 0 | 0 | 0 | 0 | 0 | 0 | 0 | 0 | 0 | 0
F1_Industrial_WA - Industrial_New_Space Heating_Natural Gas_Unit Heater_E9 | F1 | Industrial | WA - Industrial | New | Space Heating | Natural Gas | Unit Heater | E9 | RVT - Cost of Equipment | 0 | 0 | 0 | 0 | 0 | 0 | 0 | 0 | 0 | 0 | 0 | 0 | 0 | 0 | 0 | 0 | 0 | 0 | 0 | 0 | 0 | 0 | 0 | 0 | 0 | 0 | 0
F1_Industrial_WA - Industrial_New_Space Heating_Natural Gas_Unit Heater_E10 | F1 | Industrial | WA - Industrial | New | Space Heating | Natural Gas | Unit Heater | E10 | RVT - Cost of Equipment | 0 | 0 | 0 | 0 | 0 | 0 | 0 | 0 | 0 | 0 | 0 | 0 | 0 | 0 | 0 | 0 | 0 | 0 | 0 | 0 | 0 | 0 | 0 | 0 | 0 | 0 | 0
F2_Industrial_WA - Industrial_New_Space Heating_Natural Gas_Unit Heater_E1 | F2 | Industrial | WA - Industrial | New | Space Heating | Natural Gas | Unit Heater | E1 | RVT - Cost of Operation | 0 | 0 | 0 | 0 | 0 | 0 | 0 | 0 | 0 | 0 | 0 | 0 | 0 | 0 | 0 | 0 | 0 | 0 | 0 | 0 | 0 | 0 | 0 | 0 | 0 | 0 | 0
F2_Industrial_WA - Industrial_New_Space Heating_Natural Gas_Unit Heater_E2 | F2 | Industrial | WA - Industrial | New | Space Heating | Natural Gas | Unit Heater | E2 | RVT - Cost of Operation | 0 | 0 | 0 | 0 | 0 | 0 | 0 | 0 | 0 | 0 | 0 | 0 | 0 | 0 | 0 | 0 | 0 | 0 | 0 | 0 | 0 | 0 | 0 | 0 | 0 | 0 | 0
F2_Industrial_WA - Industrial_New_Space Heating_Natural Gas_Unit Heater_E3 | F2 | Industrial | WA - Industrial | New | Space Heating | Natural Gas | Unit Heater | E3 | RVT - Cost of Operation | 0 | 0 | 0 | 0 | 0 | 0 | 0 | 0 | 0 | 0 | 0 | 0 | 0 | 0 | 0 | 0 | 0 | 0 | 0 | 0 | 0 | 0 | 0 | 0 | 0 | 0 | 0
F2_Industrial_WA - Industrial_New_Space Heating_Natural Gas_Unit Heater_E4 | F2 | Industrial | WA - Industrial | New | Space Heating | Natural Gas | Unit Heater | E4 | RVT - Cost of Operation | 0 | 0 | 0 | 0 | 0 | 0 | 0 | 0 | 0 | 0 | 0 | 0 | 0 | 0 | 0 | 0 | 0 | 0 | 0 | 0 | 0 | 0 | 0 | 0 | 0 | 0 | 0
F2_Industrial_WA - Industrial_New_Space Heating_Natural Gas_Unit Heater_E5 | F2 | Industrial | WA - Industrial | New | Space Heating | Natural Gas | Unit Heater | E5 | RVT - Cost of Operation | 0 | 0 | 0 | 0 | 0 | 0 | 0 | 0 | 0 | 0 | 0 | 0 | 0 | 0 | 0 | 0 | 0 | 0 | 0 | 0 | 0 | 0 | 0 | 0 | 0 | 0 | 0
F2_Industrial_WA - Industrial_New_Space Heating_Natural Gas_Unit Heater_E6 | F2 | Industrial | WA - Industrial | New | Space Heating | Natural Gas | Unit Heater | E6 | RVT - Cost of Operation | 0 | 0 | 0 | 0 | 0 | 0 | 0 | 0 | 0 | 0 | 0 | 0 | 0 | 0 | 0 | 0 | 0 | 0 | 0 | 0 | 0 | 0 | 0 | 0 | 0 | 0 | 0
F2_Industrial_WA - Industrial_New_Space Heating_Natural Gas_Unit Heater_E7 | F2 | Industrial | WA - Industrial | New | Space Heating | Natural Gas | Unit Heater | E7 | RVT - Cost of Operation | 0 | 0 | 0 | 0 | 0 | 0 | 0 | 0 | 0 | 0 | 0 | 0 | 0 | 0 | 0 | 0 | 0 | 0 | 0 | 0 | 0 | 0 | 0 | 0 | 0 | 0 | 0
F2_Industrial_WA - Industrial_New_Space Heating_Natural Gas_Unit Heater_E8 | F2 | Industrial | WA - Industrial | New | Space Heating | Natural Gas | Unit Heater | E8 | RVT - Cost of Operation | 0 | 0 | 0 | 0 | 0 | 0 | 0 | 0 | 0 | 0 | 0 | 0 | 0 | 0 | 0 | 0 | 0 | 0 | 0 | 0 | 0 | 0 | 0 | 0 | 0 | 0 | 0
F2_Industrial_WA - Industrial_New_Space Heating_Natural Gas_Unit Heater_E9 | F2 | Industrial | WA - Industrial | New | Space Heating | Natural Gas | Unit Heater | E9 | RVT - Cost of Operation | 0 | 0 | 0 | 0 | 0 | 0 | 0 | 0 | 0 | 0 | 0 | 0 | 0 | 0 | 0 | 0 | 0 | 0 | 0 | 0 | 0 | 0 | 0 | 0 | 0 | 0 | 0
F2_Industrial_WA - Industrial_New_Space Heating_Natural Gas_Unit Heater_E10 | F2 | Industrial | WA - Industrial | New | Space Heating | Natural Gas | Unit Heater | E10 | RVT - Cost of Operation | 0 | 0 | 0 | 0 | 0 | 0 | 0 | 0 | 0 | 0 | 0 | 0 | 0 | 0 | 0 | 0 | 0 | 0 | 0 | 0 | 0 | 0 | 0 | 0 | 0 | 0 | 0
F3_Industrial_WA - Industrial_New_Space Heating_Natural Gas_Unit Heater_E1 | F3 | Industrial | WA - Industrial | New | Space Heating | Natural Gas | Unit Heater | E1 | System - kBTUs of Consumption | 265670.9974 | 266561.7502 | 266509.8766 | 266509.8766 | 266509.8766 | 266509.8766 | 266509.8766 | 266509.8766 | 266509.8766 | 266509.8766 | 266509.8766 | 266509.8766 | 266509.8766 | 266509.8766 | 266509.8766 | 266509.8766 | 266509.8766 | 266509.8766 | 266509.8766 | 266509.8766 | 266509.8766 | 266509.8766 | 266509.8766 | 266509.8766 | 266509.8766 | 266509.8766 | 266509.8766
F3_Industrial_WA - Industrial_New_Space Heating_Natural Gas_Unit Heater_E2 | F3 | Industrial | WA - Industrial | New | Space Heating | Natural Gas | Unit Heater | E2 | System - kBTUs of Consumption | 236293.9159 | 237086.172 | 237040.0345 | 237040.0345 | 237040.0345 | 237040.0345 | 237040.0345 | 237040.0345 | 237040.0345 | 237040.0345 | 237040.0345 | 237040.0345 | 237040.0345 | 237040.0345 | 237040.0345 | 237040.0345 | 237040.0345 | 237040.0345 | 237040.0345 | 237040.0345 | 237040.0345 | 237040.0345 | 237040.0345 | 237040.0345 | 237040.0345 | 237040.0345 | 237040.0345
F3_Industrial_WA - Industrial_New_Space Heating_Natural Gas_Unit Heater_E3 | F3 | Industrial | WA - Industrial | New | Space Heating | Natural Gas | Unit Heater | E3 | System - kBTUs of Consumption | 234769.2897 | 235819.9212 | 235758.737 | 235758.737 | 235758.737 | 235758.737 | 235758.737 | 235758.737 | 235758.737 | 235758.737 | 235758.737 | 235758.737 | 235758.737 | 235758.737 | 235758.737 | 235758.737 | 235758.737 | 235758.737 | 235758.737 | 235758.737 | 235758.737 | 235758.737 | 235758.737 | 235758.737 | 235758.737 | 235758.737 | 235758.737
F3_Industrial_WA - Industrial_New_Space Heating_Natural Gas_Unit Heater_E4 | F3 | Industrial | WA - Industrial | New | Space Heating | Natural Gas | Unit Heater | E4 | System - kBTUs of Consumption | 0 | 0 | 0 | 0 | 0 | 0 | 0 | 0 | 0 | 0 | 0 | 0 | 0 | 0 | 0 | 0 | 0 | 0 | 0 | 0 | 0 | 0 | 0 | 0 | 0 | 0 | 0
F3_Industrial_WA - Industrial_New_Space Heating_Natural Gas_Unit Heater_E5 | F3 | Industrial | WA - Industrial | New | Space Heating | Natural Gas | Unit Heater | E5 | System - kBTUs of Consumption | 0 | 0 | 0 | 0 | 0 | 0 | 0 | 0 | 0 | 0 | 0 | 0 | 0 | 0 | 0 | 0 | 0 | 0 | 0 | 0 | 0 | 0 | 0 | 0 | 0 | 0 | 0
F3_Industrial_WA - Industrial_New_Space Heating_Natural Gas_Unit Heater_E6 | F3 | Industrial | WA - Industrial | New | Space Heating | Natural Gas | Unit Heater | E6 | System - kBTUs of Consumption | 0 | 0 | 0 | 0 | 0 | 0 | 0 | 0 | 0 | 0 | 0 | 0 | 0 | 0 | 0 | 0 | 0 | 0 | 0 | 0 | 0 | 0 | 0 | 0 | 0 | 0 | 0
F3_Industrial_WA - Industrial_New_Space Heating_Natural Gas_Unit Heater_E7 | F3 | Industrial | WA - Industrial | New | Space Heating | Natural Gas | Unit Heater | E7 | System - kBTUs of Consumption | 0 | 0 | 0 | 0 | 0 | 0 | 0 | 0 | 0 | 0 | 0 | 0 | 0 | 0 | 0 | 0 | 0 | 0 | 0 | 0 | 0 | 0 | 0 | 0 | 0 | 0 | 0
F3_Industrial_WA - Industrial_New_Space Heating_Natural Gas_Unit Heater_E8 | F3 | Industrial | WA - Industrial | New | Space Heating | Natural Gas | Unit Heater | E8 | System - kBTUs of Consumption | 0 | 0 | 0 | 0 | 0 | 0 | 0 | 0 | 0 | 0 | 0 | 0 | 0 | 0 | 0 | 0 | 0 | 0 | 0 | 0 | 0 | 0 | 0 | 0 | 0 | 0 | 0
F3_Industrial_WA - Industrial_New_Space Heating_Natural Gas_Unit Heater_E9 | F3 | Industrial | WA - Industrial | New | Space Heating | Natural Gas | Unit Heater | E9 | System - kBTUs of Consumption | 0 | 0 | 0 | 0 | 0 | 0 | 0 | 0 | 0 | 0 | 0 | 0 | 0 | 0 | 0 | 0 | 0 | 0 | 0 | 0 | 0 | 0 | 0 | 0 | 0 | 0 | 0
F3_Industrial_WA - Industrial_New_Space Heating_Natural Gas_Unit Heater_E10 | F3 | Industrial | WA - Industrial | New | Space Heating | Natural Gas | Unit Heater | E10 | System - kBTUs of Consumption | 0 | 0 | 0 | 0 | 0 | 0 | 0 | 0 | 0 | 0 | 0 | 0 | 0 | 0 | 0 | 0 | 0 | 0 | 0 | 0 | 0 | 0 | 0 | 0 | 0 | 0 | 0
F4_Industrial_WA - Industrial_New_Space Heating_Natural Gas_Unit Heater_E1 | F4 | Industrial | WA - Industrial | New | Space Heating | Natural Gas | Unit Heater | E1 | Utility - Cost of Equipment | 19.8857 | 19.8857 | 19.8857 | 19.8857 | 19.8857 | 19.8857 | 19.8857 | 19.8857 | 19.8857 | 19.8857 | 19.8857 | 19.8857 | 19.8857 | 19.8857 | 19.8857 | 19.8857 | 19.8857 | 19.8857 | 19.8857 | 19.8857 | 19.8857 | 19.8857 | 19.8857 | 19.8857 | 19.8857 | 19.8857 | 19.8857
F4_Industrial_WA - Industrial_New_Space Heating_Natural Gas_Unit Heater_E2 | F4 | Industrial | WA - Industrial | New | Space Heating | Natural Gas | Unit Heater | E2 | Utility - Cost of Equipment | 23.7117 | 23.7117 | 23.7117 | 23.7117 | 23.7117 | 23.7117 | 23.7117 | 23.7117 | 23.7117 | 23.7117 | 23.7117 | 23.7117 | 23.7117 | 23.7117 | 23.7117 | 23.7117 | 23.7117 | 23.7117 | 23.7117 | 23.7117 | 23.7117 | 23.7117 | 23.7117 | 23.7117 | 23.7117 | 23.7117 | 23.7117
F4_Industrial_WA - Industrial_New_Space Heating_Natural Gas_Unit Heater_E3 | F4 | Industrial | WA - Industrial | New | Space Heating | Natural Gas | Unit Heater | E3 | Utility - Cost of Equipment | 25.9941 | 25.9941 | 25.9941 | 25.9941 | 25.9941 | 25.9941 | 25.9941 | 25.9941 | 25.9941 | 25.9941 | 25.9941 | 25.9941 | 25.9941 | 25.9941 | 25.9941 | 25.9941 | 25.9941 | 25.9941 | 25.9941 | 25.9941 | 25.9941 | 25.9941 | 25.9941 | 25.9941 | 25.9941 | 25.9941 | 25.9941
F4_Industrial_WA - Industrial_New_Space Heating_Natural Gas_Unit Heater_E4 | F4 | Industrial | WA - Industrial | New | Space Heating | Natural Gas | Unit Heater | E4 | Utility - Cost of Equipment | 0 | 0 | 0 | 0 | 0 | 0 | 0 | 0 | 0 | 0 | 0 | 0 | 0 | 0 | 0 | 0 | 0 | 0 | 0 | 0 | 0 | 0 | 0 | 0 | 0 | 0 | 0
F4_Industrial_WA - Industrial_New_Space Heating_Natural Gas_Unit Heater_E5 | F4 | Industrial | WA - Industrial | New | Space Heating | Natural Gas | Unit Heater | E5 | Utility - Cost of Equipment | 0 | 0 | 0 | 0 | 0 | 0 | 0 | 0 | 0 | 0 | 0 | 0 | 0 | 0 | 0 | 0 | 0 | 0 | 0 | 0 | 0 | 0 | 0 | 0 | 0 | 0 | 0
F4_Industrial_WA - Industrial_New_Space Heating_Natural Gas_Unit Heater_E6 | F4 | Industrial | WA - Industrial | New | Space Heating | Natural Gas | Unit Heater | E6 | Utility - Cost of Equipment | 0 | 0 | 0 | 0 | 0 | 0 | 0 | 0 | 0 | 0 | 0 | 0 | 0 | 0 | 0 | 0 | 0 | 0 | 0 | 0 | 0 | 0 | 0 | 0 | 0 | 0 | 0
F4_Industrial_WA - Industrial_New_Space Heating_Natural Gas_Unit Heater_E7 | F4 | Industrial | WA - Industrial | New | Space Heating | Natural Gas | Unit Heater | E7 | Utility - Cost of Equipment | 0 | 0 | 0 | 0 | 0 | 0 | 0 | 0 | 0 | 0 | 0 | 0 | 0 | 0 | 0 | 0 | 0 | 0 | 0 | 0 | 0 | 0 | 0 | 0 | 0 | 0 | 0
F4_Industrial_WA - Industrial_New_Space Heating_Natural Gas_Unit Heater_E8 | F4 | Industrial | WA - Industrial | New | Space Heating | Natural Gas | Unit Heater | E8 | Utility - Cost of Equipment | 0 | 0 | 0 | 0 | 0 | 0 | 0 | 0 | 0 | 0 | 0 | 0 | 0 | 0 | 0 | 0 | 0 | 0 | 0 | 0 | 0 | 0 | 0 | 0 | 0 | 0 | 0
F4_Industrial_WA - Industrial_New_Space Heating_Natural Gas_Unit Heater_E9 | F4 | Industrial | WA - Industrial | New | Space Heating | Natural Gas | Unit Heater | E9 | Utility - Cost of Equipment | 0 | 0 | 0 | 0 | 0 | 0 | 0 | 0 | 0 | 0 | 0 | 0 | 0 | 0 | 0 | 0 | 0 | 0 | 0 | 0 | 0 | 0 | 0 | 0 | 0 | 0 | 0
F4_Industrial_WA - Industrial_New_Space Heating_Natural Gas_Unit Heater_E10 | F4 | Industrial | WA - Industrial | New | Space Heating | Natural Gas | Unit Heater | E10 | Utility - Cost of Equipment | 0 | 0 | 0 | 0 | 0 | 0 | 0 | 0 | 0 | 0 | 0 | 0 | 0 | 0 | 0 | 0 | 0 | 0 | 0 | 0 | 0 | 0 | 0 | 0 | 0 | 0 | 0
F5_Industrial_WA - Industrial_New_Space Heating_Natural Gas_Unit Heater_E1 | F5 | Industrial | WA - Industrial | New | Space Heating | Natural Gas | Unit Heater | E1 | Utility - Cost of Operation | 3398.3336 | 3446.7105 | 3475.1423 | 3504.7178 | 3568.3946 | 3654.0467 | 3675.743 | 3696.3869 | 3711.4923 | 3719.1905 | 3720.8284 | 3716.8139 | 3707.4361 | 3689.8185 | 3664.4331 | 3631.0261 | 3588.1147 | 3536.0509 | 3473.1396 | 3397.6662 | 3308.5413 | 3205.2354 | 3114.1093 | 3056.9533 | 3035.1958 | 3050.0742 | 3065.0255
F5_Industrial_WA - Industrial_New_Space Heating_Natural Gas_Unit Heater_E2 | F5 | Industrial | WA - Industrial | New | Space Heating | Natural Gas | Unit Heater | E2 | Utility - Cost of Operation | 3022.5564 | 3065.5839 | 3090.8717 | 3117.1769 | 3173.8125 | 3249.9935 | 3269.2906 | 3287.6518 | 3301.0869 | 3307.9339 | 3309.3906 | 3305.8201 | 3297.4792 | 3281.8097 | 3259.2314 | 3229.5184 | 3191.352 | 3145.0453 | 3089.0905 | 3021.9627 | 2942.693 | 2850.8103 | 2769.7607 | 2718.9248 | 2699.5732 | 2712.8064 | 2726.1044
F5_Industrial_WA - Industrial_New_Space Heating_Natural Gas_Unit Heater_E3 | F5 | Industrial | WA - Industrial | New | Space Heating | Natural Gas | Unit Heater | E3 | Utility - Cost of Operation | 2908.7145 | 2958.3009 | 2991.2383 | 3028.7507 | 3104.1351 | 3204.2497 | 3240.793 | 3278.7685 | 3312.8103 | 3339.3098 | 3357.7145 | 3366.2694 | 3364.263 | 3349.006 | 3322.3966 | 3285.756 | 3239.312 | 3183.4274 | 3116.3553 | 3036.3295 | 2942.2272 | 2833.503 | 2737.3166 | 2676.1185 | 2651.3806 | 2664.3775 | 2677.4382
F5_Industrial_WA - Industrial_New_Space Heating_Natural Gas_Unit Heater_E4 | F5 | Industrial | WA - Industrial | New | Space Heating | Natural Gas | Unit Heater | E4 | Utility - Cost of Operation | 0 | 0 | 0 | 0 | 0 | 0 | 0 | 0 | 0 | 0 | 0 | 0 | 0 | 0 | 0 | 0 | 0 | 0 | 0 | 0 | 0 | 0 | 0 | 0 | 0 | 0 | 0
F5_Industrial_WA - Industrial_New_Space Heating_Natural Gas_Unit Heater_E5 | F5 | Industrial | WA - Industrial | New | Space Heating | Natural Gas | Unit Heater | E5 | Utility - Cost of Operation | 0 | 0 | 0 | 0 | 0 | 0 | 0 | 0 | 0 | 0 | 0 | 0 | 0 | 0 | 0 | 0 | 0 | 0 | 0 | 0 | 0 | 0 | 0 | 0 | 0 | 0 | 0
F5_Industrial_WA - Industrial_New_Space Heating_Natural Gas_Unit Heater_E6 | F5 | Industrial | WA - Industrial | New | Space Heating | Natural Gas | Unit Heater | E6 | Utility - Cost of Operation | 0 | 0 | 0 | 0 | 0 | 0 | 0 | 0 | 0 | 0 | 0 | 0 | 0 | 0 | 0 | 0 | 0 | 0 | 0 | 0 | 0 | 0 | 0 | 0 | 0 | 0 | 0
F5_Industrial_WA - Industrial_New_Space Heating_Natural Gas_Unit Heater_E7 | F5 | Industrial | WA - Industrial | New | Space Heating | Natural Gas | Unit Heater | E7 | Utility - Cost of Operation | 0 | 0 | 0 | 0 | 0 | 0 | 0 | 0 | 0 | 0 | 0 | 0 | 0 | 0 | 0 | 0 | 0 | 0 | 0 | 0 | 0 | 0 | 0 | 0 | 0 | 0 | 0
F5_Industrial_WA - Industrial_New_Space Heating_Natural Gas_Unit Heater_E8 | F5 | Industrial | WA - Industrial | New | Space Heating | Natural Gas | Unit Heater | E8 | Utility - Cost of Operation | 0 | 0 | 0 | 0 | 0 | 0 | 0 | 0 | 0 | 0 | 0 | 0 | 0 | 0 | 0 | 0 | 0 | 0 | 0 | 0 | 0 | 0 | 0 | 0 | 0 | 0 | 0
F5_Industrial_WA - Industrial_New_Space Heating_Natural Gas_Unit Heater_E9 | F5 | Industrial | WA - Industrial | New | Space Heating | Natural Gas | Unit Heater | E9 | Utility - Cost of Operation | 0 | 0 | 0 | 0 | 0 | 0 | 0 | 0 | 0 | 0 | 0 | 0 | 0 | 0 | 0 | 0 | 0 | 0 | 0 | 0 | 0 | 0 | 0 | 0 | 0 | 0 | 0
F5_Industrial_WA - Industrial_New_Space Heating_Natural Gas_Unit Heater_E10 | F5 | Industrial | WA - Industrial | New | Space Heating | Natural Gas | Unit Heater | E10 | Utility - Cost of Operation | 0 | 0 | 0 | 0 | 0 | 0 | 0 | 0 | 0 | 0 | 0 | 0 | 0 | 0 | 0 | 0 | 0 | 0 | 0 | 0 | 0 | 0 | 0 | 0 | 0 | 0 | 0
F6_Industrial_WA - Industrial_New_Space Heating_Natural Gas_Unit Heater_E1 | F6 | Industrial | WA - Industrial | New | Space Heating | Natural Gas | Unit Heater | E1 | Utility - Value of Sales | 0 | 0 | 0 | 0 | 0 | 0 | 0 | 0 | 0 | 0 | 0 | 0 | 0 | 0 | 0 | 0 | 0 | 0 | 0 | 0 | 0 | 0 | 0 | 0 | 0 | 0 | 0
F6_Industrial_WA - Industrial_New_Space Heating_Natural Gas_Unit Heater_E2 | F6 | Industrial | WA - Industrial | New | Space Heating | Natural Gas | Unit Heater | E2 | Utility - Value of Sales | 0 | 0 | 0 | 0 | 0 | 0 | 0 | 0 | 0 | 0 | 0 | 0 | 0 | 0 | 0 | 0 | 0 | 0 | 0 | 0 | 0 | 0 | 0 | 0 | 0 | 0 | 0
F6_Industrial_WA - Industrial_New_Space Heating_Natural Gas_Unit Heater_E3 | F6 | Industrial | WA - Industrial | New | Space Heating | Natural Gas | Unit Heater | E3 | Utility - Value of Sales | 0 | 0 | 0 | 0 | 0 | 0 | 0 | 0 | 0 | 0 | 0 | 0 | 0 | 0 | 0 | 0 | 0 | 0 | 0 | 0 | 0 | 0 | 0 | 0 | 0 | 0 | 0
F6_Industrial_WA - Industrial_New_Space Heating_Natural Gas_Unit Heater_E4 | F6 | Industrial | WA - Industrial | New | Space Heating | Natural Gas | Unit Heater | E4 | Utility - Value of Sales | 0 | 0 | 0 | 0 | 0 | 0 | 0 | 0 | 0 | 0 | 0 | 0 | 0 | 0 | 0 | 0 | 0 | 0 | 0 | 0 | 0 | 0 | 0 | 0 | 0 | 0 | 0
F6_Industrial_WA - Industrial_New_Space Heating_Natural Gas_Unit Heater_E5 | F6 | Industrial | WA - Industrial | New | Space Heating | Natural Gas | Unit Heater | E5 | Utility - Value of Sales | 0 | 0 | 0 | 0 | 0 | 0 | 0 | 0 | 0 | 0 | 0 | 0 | 0 | 0 | 0 | 0 | 0 | 0 | 0 | 0 | 0 | 0 | 0 | 0 | 0 | 0 | 0
F6_Industrial_WA - Industrial_New_Space Heating_Natural Gas_Unit Heater_E6 | F6 | Industrial | WA - Industrial | New | Space Heating | Natural Gas | Unit Heater | E6 | Utility - Value of Sales | 0 | 0 | 0 | 0 | 0 | 0 | 0 | 0 | 0 | 0 | 0 | 0 | 0 | 0 | 0 | 0 | 0 | 0 | 0 | 0 | 0 | 0 | 0 | 0 | 0 | 0 | 0
F6_Industrial_WA - Industrial_New_Space Heating_Natural Gas_Unit Heater_E7 | F6 | Industrial | WA - Industrial | New | Space Heating | Natural Gas | Unit Heater | E7 | Utility - Value of Sales | 0 | 0 | 0 | 0 | 0 | 0 | 0 | 0 | 0 | 0 | 0 | 0 | 0 | 0 | 0 | 0 | 0 | 0 | 0 | 0 | 0 | 0 | 0 | 0 | 0 | 0 | 0
F6_Industrial_WA - Industrial_New_Space Heating_Natural Gas_Unit Heater_E8 | F6 | Industrial | WA - Industrial | New | Space Heating | Natural Gas | Unit Heater | E8 | Utility - Value of Sales | 0 | 0 | 0 | 0 | 0 | 0 | 0 | 0 | 0 | 0 | 0 | 0 | 0 | 0 | 0 | 0 | 0 | 0 | 0 | 0 | 0 | 0 | 0 | 0 | 0 | 0 | 0
F6_Industrial_WA - Industrial_New_Space Heating_Natural Gas_Unit Heater_E9 | F6 | Industrial | WA - Industrial | New | Space Heating | Natural Gas | Unit Heater | E9 | Utility - Value of Sales | 0 | 0 | 0 | 0 | 0 | 0 | 0 | 0 | 0 | 0 | 0 | 0 | 0 | 0 | 0 | 0 | 0 | 0 | 0 | 0 | 0 | 0 | 0 | 0 | 0 | 0 | 0
F6_Industrial_WA - Industrial_New_Space Heating_Natural Gas_Unit Heater_E10 | F6 | Industrial | WA - Industrial | New | Space Heating | Natural Gas | Unit Heater | E10 | Utility - Value of Sales | 0 | 0 | 0 | 0 | 0 | 0 | 0 | 0 | 0 | 0 | 0 | 0 | 0 | 0 | 0 | 0 | 0 | 0 | 0 | 0 | 0 | 0 | 0 | 0 | 0 | 0 | 0
F1_Industrial_WA - Industrial_New_Process_Natural Gas_Process Boiler_E1 | F1 | Industrial | WA - Industrial | New | Process | Natural Gas | Process Boiler | E1 | RVT - Cost of Equipment | 0.26138 | 0.26138 | 0.26138 | 0.26138 | 0.26138 | 0.26138 | 0.26138 | 0.26138 | 0.26138 | 0.26138 | 0.26138 | 0.26138 | 0.26138 | 0.26138 | 0.26138 | 0.26138 | 0.26138 | 0.26138 | 0.26138 | 0.26138 | 0.26138 | 0.26138 | 0.26138 | 0.26138 | 0.26138 | 0.26138 | 0.26138
F1_Industrial_WA - Industrial_New_Process_Natural Gas_Process Boiler_E2 | F1 | Industrial | WA - Industrial | New | Process | Natural Gas | Process Boiler | E2 | RVT - Cost of Equipment | 0 | 0 | 0 | 0 | 0 | 0 | 0 | 0 | 0 | 0 | 0 | 0 | 0 | 0 | 0 | 0 | 0 | 0 | 0 | 0 | 0 | 0 | 0 | 0 | 0 | 0 | 0
F1_Industrial_WA - Industrial_New_Process_Natural Gas_Process Boiler_E3 | F1 | Industrial | WA - Industrial | New | Process | Natural Gas | Process Boiler | E3 | RVT - Cost of Equipment | 0 | 0 | 0 | 0 | 0 | 0 | 0 | 0 | 0 | 0 | 0 | 0 | 0 | 0 | 0 | 0 | 0 | 0 | 0 | 0 | 0 | 0 | 0 | 0 | 0 | 0 | 0
F1_Industrial_WA - Industrial_New_Process_Natural Gas_Process Boiler_E4 | F1 | Industrial | WA - Industrial | New | Process | Natural Gas | Process Boiler | E4 | RVT - Cost of Equipment | 0 | 0 | 0 | 0 | 0 | 0 | 0 | 0 | 0 | 0 | 0 | 0 | 0 | 0 | 0 | 0 | 0 | 0 | 0 | 0 | 0 | 0 | 0 | 0 | 0 | 0 | 0
F1_Industrial_WA - Industrial_New_Process_Natural Gas_Process Boiler_E5 | F1 | Industrial | WA - Industrial | New | Process | Natural Gas | Process Boiler | E5 | RVT - Cost of Equipment | 0 | 0 | 0 | 0 | 0 | 0 | 0 | 0 | 0 | 0 | 0 | 0 | 0 | 0 | 0 | 0 | 0 | 0 | 0 | 0 | 0 | 0 | 0 | 0 | 0 | 0 | 0
F1_Industrial_WA - Industrial_New_Process_Natural Gas_Process Boiler_E6 | F1 | Industrial | WA - Industrial | New | Process | Natural Gas | Process Boiler | E6 | RVT - Cost of Equipment | 0 | 0 | 0 | 0 | 0 | 0 | 0 | 0 | 0 | 0 | 0 | 0 | 0 | 0 | 0 | 0 | 0 | 0 | 0 | 0 | 0 | 0 | 0 | 0 | 0 | 0 | 0
F1_Industrial_WA - Industrial_New_Process_Natural Gas_Process Boiler_E7 | F1 | Industrial | WA - Industrial | New | Process | Natural Gas | Process Boiler | E7 | RVT - Cost of Equipment | 0 | 0 | 0 | 0 | 0 | 0 | 0 | 0 | 0 | 0 | 0 | 0 | 0 | 0 | 0 | 0 | 0 | 0 | 0 | 0 | 0 | 0 | 0 | 0 | 0 | 0 | 0
F1_Industrial_WA - Industrial_New_Process_Natural Gas_Process Boiler_E8 | F1 | Industrial | WA - Industrial | New | Process | Natural Gas | Process Boiler | E8 | RVT - Cost of Equipment | 0 | 0 | 0 | 0 | 0 | 0 | 0 | 0 | 0 | 0 | 0 | 0 | 0 | 0 | 0 | 0 | 0 | 0 | 0 | 0 | 0 | 0 | 0 | 0 | 0 | 0 | 0
F1_Industrial_WA - Industrial_New_Process_Natural Gas_Process Boiler_E9 | F1 | Industrial | WA - Industrial | New | Process | Natural Gas | Process Boiler | E9 | RVT - Cost of Equipment | 0 | 0 | 0 | 0 | 0 | 0 | 0 | 0 | 0 | 0 | 0 | 0 | 0 | 0 | 0 | 0 | 0 | 0 | 0 | 0 | 0 | 0 | 0 | 0 | 0 | 0 | 0
F1_Industrial_WA - Industrial_New_Process_Natural Gas_Process Boiler_E10 | F1 | Industrial | WA - Industrial | New | Process | Natural Gas | Process Boiler | E10 | RVT - Cost of Equipment | 0 | 0 | 0 | 0 | 0 | 0 | 0 | 0 | 0 | 0 | 0 | 0 | 0 | 0 | 0 | 0 | 0 | 0 | 0 | 0 | 0 | 0 | 0 | 0 | 0 | 0 | 0
F2_Industrial_WA - Industrial_New_Process_Natural Gas_Process Boiler_E1 | F2 | Industrial | WA - Industrial | New | Process | Natural Gas | Process Boiler | E1 | RVT - Cost of Operation | 0 | 0 | 0 | 0 | 0 | 0 | 0 | 0 | 0 | 0 | 0 | 0 | 0 | 0 | 0 | 0 | 0 | 0 | 0 | 0 | 0 | 0 | 0 | 0 | 0 | 0 | 0
F2_Industrial_WA - Industrial_New_Process_Natural Gas_Process Boiler_E2 | F2 | Industrial | WA - Industrial | New | Process | Natural Gas | Process Boiler | E2 | RVT - Cost of Operation | 0 | 0 | 0 | 0 | 0 | 0 | 0 | 0 | 0 | 0 | 0 | 0 | 0 | 0 | 0 | 0 | 0 | 0 | 0 | 0 | 0 | 0 | 0 | 0 | 0 | 0 | 0
F2_Industrial_WA - Industrial_New_Process_Natural Gas_Process Boiler_E3 | F2 | Industrial | WA - Industrial | New | Process | Natural Gas | Process Boiler | E3 | RVT - Cost of Operation | 0 | 0 | 0 | 0 | 0 | 0 | 0 | 0 | 0 | 0 | 0 | 0 | 0 | 0 | 0 | 0 | 0 | 0 | 0 | 0 | 0 | 0 | 0 | 0 | 0 | 0 | 0
F2_Industrial_WA - Industrial_New_Process_Natural Gas_Process Boiler_E4 | F2 | Industrial | WA - Industrial | New | Process | Natural Gas | Process Boiler | E4 | RVT - Cost of Operation | 0 | 0 | 0 | 0 | 0 | 0 | 0 | 0 | 0 | 0 | 0 | 0 | 0 | 0 | 0 | 0 | 0 | 0 | 0 | 0 | 0 | 0 | 0 | 0 | 0 | 0 | 0
F2_Industrial_WA - Industrial_New_Process_Natural Gas_Process Boiler_E5 | F2 | Industrial | WA - Industrial | New | Process | Natural Gas | Process Boiler | E5 | RVT - Cost of Operation | 0 | 0 | 0 | 0 | 0 | 0 | 0 | 0 | 0 | 0 | 0 | 0 | 0 | 0 | 0 | 0 | 0 | 0 | 0 | 0 | 0 | 0 | 0 | 0 | 0 | 0 | 0
F2_Industrial_WA - Industrial_New_Process_Natural Gas_Process Boiler_E6 | F2 | Industrial | WA - Industrial | New | Process | Natural Gas | Process Boiler | E6 | RVT - Cost of Operation | 0 | 0 | 0 | 0 | 0 | 0 | 0 | 0 | 0 | 0 | 0 | 0 | 0 | 0 | 0 | 0 | 0 | 0 | 0 | 0 | 0 | 0 | 0 | 0 | 0 | 0 | 0
F2_Industrial_WA - Industrial_New_Process_Natural Gas_Process Boiler_E7 | F2 | Industrial | WA - Industrial | New | Process | Natural Gas | Process Boiler | E7 | RVT - Cost of Operation | 0 | 0 | 0 | 0 | 0 | 0 | 0 | 0 | 0 | 0 | 0 | 0 | 0 | 0 | 0 | 0 | 0 | 0 | 0 | 0 | 0 | 0 | 0 | 0 | 0 | 0 | 0
F2_Industrial_WA - Industrial_New_Process_Natural Gas_Process Boiler_E8 | F2 | Industrial | WA - Industrial | New | Process | Natural Gas | Process Boiler | E8 | RVT - Cost of Operation | 0 | 0 | 0 | 0 | 0 | 0 | 0 | 0 | 0 | 0 | 0 | 0 | 0 | 0 | 0 | 0 | 0 | 0 | 0 | 0 | 0 | 0 | 0 | 0 | 0 | 0 | 0
F2_Industrial_WA - Industrial_New_Process_Natural Gas_Process Boiler_E9 | F2 | Industrial | WA - Industrial | New | Process | Natural Gas | Process Boiler | E9 | RVT - Cost of Operation | 0 | 0 | 0 | 0 | 0 | 0 | 0 | 0 | 0 | 0 | 0 | 0 | 0 | 0 | 0 | 0 | 0 | 0 | 0 | 0 | 0 | 0 | 0 | 0 | 0 | 0 | 0
F2_Industrial_WA - Industrial_New_Process_Natural Gas_Process Boiler_E10 | F2 | Industrial | WA - Industrial | New | Process | Natural Gas | Process Boiler | E10 | RVT - Cost of Operation | 0 | 0 | 0 | 0 | 0 | 0 | 0 | 0 | 0 | 0 | 0 | 0 | 0 | 0 | 0 | 0 | 0 | 0 | 0 | 0 | 0 | 0 | 0 | 0 | 0 | 0 | 0
F3_Industrial_WA - Industrial_New_Process_Natural Gas_Process Boiler_E1 | F3 | Industrial | WA - Industrial | New | Process | Natural Gas | Process Boiler | E1 | System - kBTUs of Consumption | 1809722.7892 | 1809722.7892 | 1809722.7892 | 1809722.7892 | 1809722.7892 | 1809722.7892 | 1809722.7892 | 1809722.7892 | 1809722.7892 | 1809722.7892 | 1809722.7892 | 1809722.7892 | 1809722.7892 | 1809722.7892 | 1809722.7892 | 1809722.7892 | 1809722.7892 | 1809722.7892 | 1809722.7892 | 1809722.7892 | 1809722.7892 | 1809722.7892 | 1809722.7892 | 1809722.7892 | 1809722.7892 | 1809722.7892 | 1809722.7892
F3_Industrial_WA - Industrial_New_Process_Natural Gas_Process Boiler_E2 | F3 | Industrial | WA - Industrial | New | Process | Natural Gas | Process Boiler | E2 | System - kBTUs of Consumption | 0 | 0 | 0 | 0 | 0 | 0 | 0 | 0 | 0 | 0 | 0 | 0 | 0 | 0 | 0 | 0 | 0 | 0 | 0 | 0 | 0 | 0 | 0 | 0 | 0 | 0 | 0
F3_Industrial_WA - Industrial_New_Process_Natural Gas_Process Boiler_E3 | F3 | Industrial | WA - Industrial | New | Process | Natural Gas | Process Boiler | E3 | System - kBTUs of Consumption | 0 | 0 | 0 | 0 | 0 | 0 | 0 | 0 | 0 | 0 | 0 | 0 | 0 | 0 | 0 | 0 | 0 | 0 | 0 | 0 | 0 | 0 | 0 | 0 | 0 | 0 | 0
F3_Industrial_WA - Industrial_New_Process_Natural Gas_Process Boiler_E4 | F3 | Industrial | WA - Industrial | New | Process | Natural Gas | Process Boiler | E4 | System - kBTUs of Consumption | 0 | 0 | 0 | 0 | 0 | 0 | 0 | 0 | 0 | 0 | 0 | 0 | 0 | 0 | 0 | 0 | 0 | 0 | 0 | 0 | 0 | 0 | 0 | 0 | 0 | 0 | 0
F3_Industrial_WA - Industrial_New_Process_Natural Gas_Process Boiler_E5 | F3 | Industrial | WA - Industrial | New | Process | Natural Gas | Process Boiler | E5 | System - kBTUs of Consumption | 0 | 0 | 0 | 0 | 0 | 0 | 0 | 0 | 0 | 0 | 0 | 0 | 0 | 0 | 0 | 0 | 0 | 0 | 0 | 0 | 0 | 0 | 0 | 0 | 0 | 0 | 0
F3_Industrial_WA - Industrial_New_Process_Natural Gas_Process Boiler_E6 | F3 | Industrial | WA - Industrial | New | Process | Natural Gas | Process Boiler | E6 | System - kBTUs of Consumption | 0 | 0 | 0 | 0 | 0 | 0 | 0 | 0 | 0 | 0 | 0 | 0 | 0 | 0 | 0 | 0 | 0 | 0 | 0 | 0 | 0 | 0 | 0 | 0 | 0 | 0 | 0
F3_Industrial_WA - Industrial_New_Process_Natural Gas_Process Boiler_E7 | F3 | Industrial | WA - Industrial | New | Process | Natural Gas | Process Boiler | E7 | System - kBTUs of Consumption | 0 | 0 | 0 | 0 | 0 | 0 | 0 | 0 | 0 | 0 | 0 | 0 | 0 | 0 | 0 | 0 | 0 | 0 | 0 | 0 | 0 | 0 | 0 | 0 | 0 | 0 | 0
F3_Industrial_WA - Industrial_New_Process_Natural Gas_Process Boiler_E8 | F3 | Industrial | WA - Industrial | New | Process | Natural Gas | Process Boiler | E8 | System - kBTUs of Consumption | 0 | 0 | 0 | 0 | 0 | 0 | 0 | 0 | 0 | 0 | 0 | 0 | 0 | 0 | 0 | 0 | 0 | 0 | 0 | 0 | 0 | 0 | 0 | 0 | 0 | 0 | 0
F3_Industrial_WA - Industrial_New_Process_Natural Gas_Process Boiler_E9 | F3 | Industrial | WA - Industrial | New | Process | Natural Gas | Process Boiler | E9 | System - kBTUs of Consumption | 0 | 0 | 0 | 0 | 0 | 0 | 0 | 0 | 0 | 0 | 0 | 0 | 0 | 0 | 0 | 0 | 0 | 0 | 0 | 0 | 0 | 0 | 0 | 0 | 0 | 0 | 0
F3_Industrial_WA - Industrial_New_Process_Natural Gas_Process Boiler_E10 | F3 | Industrial | WA - Industrial | New | Process | Natural Gas | Process Boiler | E10 | System - kBTUs of Consumption | 0 | 0 | 0 | 0 | 0 | 0 | 0 | 0 | 0 | 0 | 0 | 0 | 0 | 0 | 0 | 0 | 0 | 0 | 0 | 0 | 0 | 0 | 0 | 0 | 0 | 0 | 0
F4_Industrial_WA - Industrial_New_Process_Natural Gas_Process Boiler_E1 | F4 | Industrial | WA - Industrial | New | Process | Natural Gas | Process Boiler | E1 | Utility - Cost of Equipment | 0.26138 | 0.26138 | 0.26138 | 0.26138 | 0.26138 | 0.26138 | 0.26138 | 0.26138 | 0.26138 | 0.26138 | 0.26138 | 0.26138 | 0.26138 | 0.26138 | 0.26138 | 0.26138 | 0.26138 | 0.26138 | 0.26138 | 0.26138 | 0.26138 | 0.26138 | 0.26138 | 0.26138 | 0.26138 | 0.26138 | 0.26138
F4_Industrial_WA - Industrial_New_Process_Natural Gas_Process Boiler_E2 | F4 | Industrial | WA - Industrial | New | Process | Natural Gas | Process Boiler | E2 | Utility - Cost of Equipment | 0 | 0 | 0 | 0 | 0 | 0 | 0 | 0 | 0 | 0 | 0 | 0 | 0 | 0 | 0 | 0 | 0 | 0 | 0 | 0 | 0 | 0 | 0 | 0 | 0 | 0 | 0
F4_Industrial_WA - Industrial_New_Process_Natural Gas_Process Boiler_E3 | F4 | Industrial | WA - Industrial | New | Process | Natural Gas | Process Boiler | E3 | Utility - Cost of Equipment | 0 | 0 | 0 | 0 | 0 | 0 | 0 | 0 | 0 | 0 | 0 | 0 | 0 | 0 | 0 | 0 | 0 | 0 | 0 | 0 | 0 | 0 | 0 | 0 | 0 | 0 | 0
F4_Industrial_WA - Industrial_New_Process_Natural Gas_Process Boiler_E4 | F4 | Industrial | WA - Industrial | New | Process | Natural Gas | Process Boiler | E4 | Utility - Cost of Equipment | 0 | 0 | 0 | 0 | 0 | 0 | 0 | 0 | 0 | 0 | 0 | 0 | 0 | 0 | 0 | 0 | 0 | 0 | 0 | 0 | 0 | 0 | 0 | 0 | 0 | 0 | 0
F4_Industrial_WA - Industrial_New_Process_Natural Gas_Process Boiler_E5 | F4 | Industrial | WA - Industrial | New | Process | Natural Gas | Process Boiler | E5 | Utility - Cost of Equipment | 0 | 0 | 0 | 0 | 0 | 0 | 0 | 0 | 0 | 0 | 0 | 0 | 0 | 0 | 0 | 0 | 0 | 0 | 0 | 0 | 0 | 0 | 0 | 0 | 0 | 0 | 0
F4_Industrial_WA - Industrial_New_Process_Natural Gas_Process Boiler_E6 | F4 | Industrial | WA - Industrial | New | Process | Natural Gas | Process Boiler | E6 | Utility - Cost of Equipment | 0 | 0 | 0 | 0 | 0 | 0 | 0 | 0 | 0 | 0 | 0 | 0 | 0 | 0 | 0 | 0 | 0 | 0 | 0 | 0 | 0 | 0 | 0 | 0 | 0 | 0 | 0
F4_Industrial_WA - Industrial_New_Process_Natural Gas_Process Boiler_E7 | F4 | Industrial | WA - Industrial | New | Process | Natural Gas | Process Boiler | E7 | Utility - Cost of Equipment | 0 | 0 | 0 | 0 | 0 | 0 | 0 | 0 | 0 | 0 | 0 | 0 | 0 | 0 | 0 | 0 | 0 | 0 | 0 | 0 | 0 | 0 | 0 | 0 | 0 | 0 | 0
F4_Industrial_WA - Industrial_New_Process_Natural Gas_Process Boiler_E8 | F4 | Industrial | WA - Industrial | New | Process | Natural Gas | Process Boiler | E8 | Utility - Cost of Equipment | 0 | 0 | 0 | 0 | 0 | 0 | 0 | 0 | 0 | 0 | 0 | 0 | 0 | 0 | 0 | 0 | 0 | 0 | 0 | 0 | 0 | 0 | 0 | 0 | 0 | 0 | 0
F4_Industrial_WA - Industrial_New_Process_Natural Gas_Process Boiler_E9 | F4 | Industrial | WA - Industrial | New | Process | Natural Gas | Process Boiler | E9 | Utility - Cost of Equipment | 0 | 0 | 0 | 0 | 0 | 0 | 0 | 0 | 0 | 0 | 0 | 0 | 0 | 0 | 0 | 0 | 0 | 0 | 0 | 0 | 0 | 0 | 0 | 0 | 0 | 0 | 0
F4_Industrial_WA - Industrial_New_Process_Natural Gas_Process Boiler_E10 | F4 | Industrial | WA - Industrial | New | Process | Natural Gas | Process Boiler | E10 | Utility - Cost of Equipment | 0 | 0 | 0 | 0 | 0 | 0 | 0 | 0 | 0 | 0 | 0 | 0 | 0 | 0 | 0 | 0 | 0 | 0 | 0 | 0 | 0 | 0 | 0 | 0 | 0 | 0 | 0
F5_Industrial_WA - Industrial_New_Process_Natural Gas_Process Boiler_E1 | F5 | Industrial | WA - Industrial | New | Process | Natural Gas | Process Boiler | E1 | Utility - Cost of Operation | 21011.3884 | 20882.3639 | 20776.5783 | 20788.0651 | 21596.9962 | 22879.2393 | 23151.9498 | 23547.5138 | 23991.0488 | 24440.4584 | 24909.379 | 25396.6372 | 25916.2009 | 26428.7572 | 26915.3047 | 27306.5201 | 27505.6588 | 27437.621 | 27035.5083 | 26226.9602 | 24946.4705 | 23197.2934 | 21508.8354 | 20337.7809 | 19789.8552 | 19886.8643 | 19984.3489
F5_Industrial_WA - Industrial_New_Process_Natural Gas_Process Boiler_E2 | F5 | Industrial | WA - Industrial | New | Process | Natural Gas | Process Boiler | E2 | Utility - Cost of Operation | 0 | 0 | 0 | 0 | 0 | 0 | 0 | 0 | 0 | 0 | 0 | 0 | 0 | 0 | 0 | 0 | 0 | 0 | 0 | 0 | 0 | 0 | 0 | 0 | 0 | 0 | 0
F5_Industrial_WA - Industrial_New_Process_Natural Gas_Process Boiler_E3 | F5 | Industrial | WA - Industrial | New | Process | Natural Gas | Process Boiler | E3 | Utility - Cost of Operation | 0 | 0 | 0 | 0 | 0 | 0 | 0 | 0 | 0 | 0 | 0 | 0 | 0 | 0 | 0 | 0 | 0 | 0 | 0 | 0 | 0 | 0 | 0 | 0 | 0 | 0 | 0
F5_Industrial_WA - Industrial_New_Process_Natural Gas_Process Boiler_E4 | F5 | Industrial | WA - Industrial | New | Process | Natural Gas | Process Boiler | E4 | Utility - Cost of Operation | 0 | 0 | 0 | 0 | 0 | 0 | 0 | 0 | 0 | 0 | 0 | 0 | 0 | 0 | 0 | 0 | 0 | 0 | 0 | 0 | 0 | 0 | 0 | 0 | 0 | 0 | 0
F5_Industrial_WA - Industrial_New_Process_Natural Gas_Process Boiler_E5 | F5 | Industrial | WA - Industrial | New | Process | Natural Gas | Process Boiler | E5 | Utility - Cost of Operation | 0 | 0 | 0 | 0 | 0 | 0 | 0 | 0 | 0 | 0 | 0 | 0 | 0 | 0 | 0 | 0 | 0 | 0 | 0 | 0 | 0 | 0 | 0 | 0 | 0 | 0 | 0
F5_Industrial_WA - Industrial_New_Process_Natural Gas_Process Boiler_E6 | F5 | Industrial | WA - Industrial | New | Process | Natural Gas | Process Boiler | E6 | Utility - Cost of Operation | 0 | 0 | 0 | 0 | 0 | 0 | 0 | 0 | 0 | 0 | 0 | 0 | 0 | 0 | 0 | 0 | 0 | 0 | 0 | 0 | 0 | 0 | 0 | 0 | 0 | 0 | 0
F5_Industrial_WA - Industrial_New_Process_Natural Gas_Process Boiler_E7 | F5 | Industrial | WA - Industrial | New | Process | Natural Gas | Process Boiler | E7 | Utility - Cost of Operation | 0 | 0 | 0 | 0 | 0 | 0 | 0 | 0 | 0 | 0 | 0 | 0 | 0 | 0 | 0 | 0 | 0 | 0 | 0 | 0 | 0 | 0 | 0 | 0 | 0 | 0 | 0
F5_Industrial_WA - Industrial_New_Process_Natural Gas_Process Boiler_E8 | F5 | Industrial | WA - Industrial | New | Process | Natural Gas | Process Boiler | E8 | Utility - Cost of Operation | 0 | 0 | 0 | 0 | 0 | 0 | 0 | 0 | 0 | 0 | 0 | 0 | 0 | 0 | 0 | 0 | 0 | 0 | 0 | 0 | 0 | 0 | 0 | 0 | 0 | 0 | 0
F5_Industrial_WA - Industrial_New_Process_Natural Gas_Process Boiler_E9 | F5 | Industrial | WA - Industrial | New | Process | Natural Gas | Process Boiler | E9 | Utility - Cost of Operation | 0 | 0 | 0 | 0 | 0 | 0 | 0 | 0 | 0 | 0 | 0 | 0 | 0 | 0 | 0 | 0 | 0 | 0 | 0 | 0 | 0 | 0 | 0 | 0 | 0 | 0 | 0
F5_Industrial_WA - Industrial_New_Process_Natural Gas_Process Boiler_E10 | F5 | Industrial | WA - Industrial | New | Process | Natural Gas | Process Boiler | E10 | Utility - Cost of Operation | 0 | 0 | 0 | 0 | 0 | 0 | 0 | 0 | 0 | 0 | 0 | 0 | 0 | 0 | 0 | 0 | 0 | 0 | 0 | 0 | 0 | 0 | 0 | 0 | 0 | 0 | 0
F6_Industrial_WA - Industrial_New_Process_Natural Gas_Process Boiler_E1 | F6 | Industrial | WA - Industrial | New | Process | Natural Gas | Process Boiler | E1 | Utility - Value of Sales | 0 | 0 | 0 | 0 | 0 | 0 | 0 | 0 | 0 | 0 | 0 | 0 | 0 | 0 | 0 | 0 | 0 | 0 | 0 | 0 | 0 | 0 | 0 | 0 | 0 | 0 | 0
F6_Industrial_WA - Industrial_New_Process_Natural Gas_Process Boiler_E2 | F6 | Industrial | WA - Industrial | New | Process | Natural Gas | Process Boiler | E2 | Utility - Value of Sales | 0 | 0 | 0 | 0 | 0 | 0 | 0 | 0 | 0 | 0 | 0 | 0 | 0 | 0 | 0 | 0 | 0 | 0 | 0 | 0 | 0 | 0 | 0 | 0 | 0 | 0 | 0
F6_Industrial_WA - Industrial_New_Process_Natural Gas_Process Boiler_E3 | F6 | Industrial | WA - Industrial | New | Process | Natural Gas | Process Boiler | E3 | Utility - Value of Sales | 0 | 0 | 0 | 0 | 0 | 0 | 0 | 0 | 0 | 0 | 0 | 0 | 0 | 0 | 0 | 0 | 0 | 0 | 0 | 0 | 0 | 0 | 0 | 0 | 0 | 0 | 0
F6_Industrial_WA - Industrial_New_Process_Natural Gas_Process Boiler_E4 | F6 | Industrial | WA - Industrial | New | Process | Natural Gas | Process Boiler | E4 | Utility - Value of Sales | 0 | 0 | 0 | 0 | 0 | 0 | 0 | 0 | 0 | 0 | 0 | 0 | 0 | 0 | 0 | 0 | 0 | 0 | 0 | 0 | 0 | 0 | 0 | 0 | 0 | 0 | 0
F6_Industrial_WA - Industrial_New_Process_Natural Gas_Process Boiler_E5 | F6 | Industrial | WA - Industrial | New | Process | Natural Gas | Process Boiler | E5 | Utility - Value of Sales | 0 | 0 | 0 | 0 | 0 | 0 | 0 | 0 | 0 | 0 | 0 | 0 | 0 | 0 | 0 | 0 | 0 | 0 | 0 | 0 | 0 | 0 | 0 | 0 | 0 | 0 | 0
F6_Industrial_WA - Industrial_New_Process_Natural Gas_Process Boiler_E6 | F6 | Industrial | WA - Industrial | New | Process | Natural Gas | Process Boiler | E6 | Utility - Value of Sales | 0 | 0 | 0 | 0 | 0 | 0 | 0 | 0 | 0 | 0 | 0 | 0 | 0 | 0 | 0 | 0 | 0 | 0 | 0 | 0 | 0 | 0 | 0 | 0 | 0 | 0 | 0
F6_Industrial_WA - Industrial_New_Process_Natural Gas_Process Boiler_E7 | F6 | Industrial | WA - Industrial | New | Process | Natural Gas | Process Boiler | E7 | Utility - Value of Sales | 0 | 0 | 0 | 0 | 0 | 0 | 0 | 0 | 0 | 0 | 0 | 0 | 0 | 0 | 0 | 0 | 0 | 0 | 0 | 0 | 0 | 0 | 0 | 0 | 0 | 0 | 0
F6_Industrial_WA - Industrial_New_Process_Natural Gas_Process Boiler_E8 | F6 | Industrial | WA - Industrial | New | Process | Natural Gas | Process Boiler | E8 | Utility - Value of Sales | 0 | 0 | 0 | 0 | 0 | 0 | 0 | 0 | 0 | 0 | 0 | 0 | 0 | 0 | 0 | 0 | 0 | 0 | 0 | 0 | 0 | 0 | 0 | 0 | 0 | 0 | 0
F6_Industrial_WA - Industrial_New_Process_Natural Gas_Process Boiler_E9 | F6 | Industrial | WA - Industrial | New | Process | Natural Gas | Process Boiler | E9 | Utility - Value of Sales | 0 | 0 | 0 | 0 | 0 | 0 | 0 | 0 | 0 | 0 | 0 | 0 | 0 | 0 | 0 | 0 | 0 | 0 | 0 | 0 | 0 | 0 | 0 | 0 | 0 | 0 | 0
F6_Industrial_WA - Industrial_New_Process_Natural Gas_Process Boiler_E10 | F6 | Industrial | WA - Industrial | New | Process | Natural Gas | Process Boiler | E10 | Utility - Value of Sales | 0 | 0 | 0 | 0 | 0 | 0 | 0 | 0 | 0 | 0 | 0 | 0 | 0 | 0 | 0 | 0 | 0 | 0 | 0 | 0 | 0 | 0 | 0 | 0 | 0 | 0 | 0
F1_Industrial_WA - Industrial_New_Process_Natural Gas_Process Heating_E1 | F1 | Industrial | WA - Industrial | New | Process | Natural Gas | Process Heating | E1 | RVT - Cost of Equipment | 0.26138 | 0.26138 | 0.26138 | 0.26138 | 0.26138 | 0.26138 | 0.26138 | 0.26138 | 0.26138 | 0.26138 | 0.26138 | 0.26138 | 0.26138 | 0.26138 | 0.26138 | 0.26138 | 0.26138 | 0.26138 | 0.26138 | 0.26138 | 0.26138 | 0.26138 | 0.26138 | 0.26138 | 0.26138 | 0.26138 | 0.26138
F1_Industrial_WA - Industrial_New_Process_Natural Gas_Process Heating_E2 | F1 | Industrial | WA - Industrial | New | Process | Natural Gas | Process Heating | E2 | RVT - Cost of Equipment | 0 | 0 | 0 | 0 | 0 | 0 | 0 | 0 | 0 | 0 | 0 | 0 | 0 | 0 | 0 | 0 | 0 | 0 | 0 | 0 | 0 | 0 | 0 | 0 | 0 | 0 | 0
F1_Industrial_WA - Industrial_New_Process_Natural Gas_Process Heating_E3 | F1 | Industrial | WA - Industrial | New | Process | Natural Gas | Process Heating | E3 | RVT - Cost of Equipment | 0 | 0 | 0 | 0 | 0 | 0 | 0 | 0 | 0 | 0 | 0 | 0 | 0 | 0 | 0 | 0 | 0 | 0 | 0 | 0 | 0 | 0 | 0 | 0 | 0 | 0 | 0
F1_Industrial_WA - Industrial_New_Process_Natural Gas_Process Heating_E4 | F1 | Industrial | WA - Industrial | New | Process | Natural Gas | Process Heating | E4 | RVT - Cost of Equipment | 0 | 0 | 0 | 0 | 0 | 0 | 0 | 0 | 0 | 0 | 0 | 0 | 0 | 0 | 0 | 0 | 0 | 0 | 0 | 0 | 0 | 0 | 0 | 0 | 0 | 0 | 0
F1_Industrial_WA - Industrial_New_Process_Natural Gas_Process Heating_E5 | F1 | Industrial | WA - Industrial | New | Process | Natural Gas | Process Heating | E5 | RVT - Cost of Equipment | 0 | 0 | 0 | 0 | 0 | 0 | 0 | 0 | 0 | 0 | 0 | 0 | 0 | 0 | 0 | 0 | 0 | 0 | 0 | 0 | 0 | 0 | 0 | 0 | 0 | 0 | 0
F1_Industrial_WA - Industrial_New_Process_Natural Gas_Process Heating_E6 | F1 | Industrial | WA - Industrial | New | Process | Natural Gas | Process Heating | E6 | RVT - Cost of Equipment | 0 | 0 | 0 | 0 | 0 | 0 | 0 | 0 | 0 | 0 | 0 | 0 | 0 | 0 | 0 | 0 | 0 | 0 | 0 | 0 | 0 | 0 | 0 | 0 | 0 | 0 | 0
F1_Industrial_WA - Industrial_New_Process_Natural Gas_Process Heating_E7 | F1 | Industrial | WA - Industrial | New | Process | Natural Gas | Process Heating | E7 | RVT - Cost of Equipment | 0 | 0 | 0 | 0 | 0 | 0 | 0 | 0 | 0 | 0 | 0 | 0 | 0 | 0 | 0 | 0 | 0 | 0 | 0 | 0 | 0 | 0 | 0 | 0 | 0 | 0 | 0
F1_Industrial_WA - Industrial_New_Process_Natural Gas_Process Heating_E8 | F1 | Industrial | WA - Industrial | New | Process | Natural Gas | Process Heating | E8 | RVT - Cost of Equipment | 0 | 0 | 0 | 0 | 0 | 0 | 0 | 0 | 0 | 0 | 0 | 0 | 0 | 0 | 0 | 0 | 0 | 0 | 0 | 0 | 0 | 0 | 0 | 0 | 0 | 0 | 0
F1_Industrial_WA - Industrial_New_Process_Natural Gas_Process Heating_E9 | F1 | Industrial | WA - Industrial | New | Process | Natural Gas | Process Heating | E9 | RVT - Cost of Equipment | 0 | 0 | 0 | 0 | 0 | 0 | 0 | 0 | 0 | 0 | 0 | 0 | 0 | 0 | 0 | 0 | 0 | 0 | 0 | 0 | 0 | 0 | 0 | 0 | 0 | 0 | 0
F1_Industrial_WA - Industrial_New_Process_Natural Gas_Process Heating_E10 | F1 | Industrial | WA - Industrial | New | Process | Natural Gas | Process Heating | E10 | RVT - Cost of Equipment | 0 | 0 | 0 | 0 | 0 | 0 | 0 | 0 | 0 | 0 | 0 | 0 | 0 | 0 | 0 | 0 | 0 | 0 | 0 | 0 | 0 | 0 | 0 | 0 | 0 | 0 | 0
F2_Industrial_WA - Industrial_New_Process_Natural Gas_Process Heating_E1 | F2 | Industrial | WA - Industrial | New | Process | Natural Gas | Process Heating | E1 | RVT - Cost of Operation | 0 | 0 | 0 | 0 | 0 | 0 | 0 | 0 | 0 | 0 | 0 | 0 | 0 | 0 | 0 | 0 | 0 | 0 | 0 | 0 | 0 | 0 | 0 | 0 | 0 | 0 | 0
F2_Industrial_WA - Industrial_New_Process_Natural Gas_Process Heating_E2 | F2 | Industrial | WA - Industrial | New | Process | Natural Gas | Process Heating | E2 | RVT - Cost of Operation | 0 | 0 | 0 | 0 | 0 | 0 | 0 | 0 | 0 | 0 | 0 | 0 | 0 | 0 | 0 | 0 | 0 | 0 | 0 | 0 | 0 | 0 | 0 | 0 | 0 | 0 | 0
F2_Industrial_WA - Industrial_New_Process_Natural Gas_Process Heating_E3 | F2 | Industrial | WA - Industrial | New | Process | Natural Gas | Process Heating | E3 | RVT - Cost of Operation | 0 | 0 | 0 | 0 | 0 | 0 | 0 | 0 | 0 | 0 | 0 | 0 | 0 | 0 | 0 | 0 | 0 | 0 | 0 | 0 | 0 | 0 | 0 | 0 | 0 | 0 | 0
F2_Industrial_WA - Industrial_New_Process_Natural Gas_Process Heating_E4 | F2 | Industrial | WA - Industrial | New | Process | Natural Gas | Process Heating | E4 | RVT - Cost of Operation | 0 | 0 | 0 | 0 | 0 | 0 | 0 | 0 | 0 | 0 | 0 | 0 | 0 | 0 | 0 | 0 | 0 | 0 | 0 | 0 | 0 | 0 | 0 | 0 | 0 | 0 | 0
F2_Industrial_WA - Industrial_New_Process_Natural Gas_Process Heating_E5 | F2 | Industrial | WA - Industrial | New | Process | Natural Gas | Process Heating | E5 | RVT - Cost of Operation | 0 | 0 | 0 | 0 | 0 | 0 | 0 | 0 | 0 | 0 | 0 | 0 | 0 | 0 | 0 | 0 | 0 | 0 | 0 | 0 | 0 | 0 | 0 | 0 | 0 | 0 | 0
F2_Industrial_WA - Industrial_New_Process_Natural Gas_Process Heating_E6 | F2 | Industrial | WA - Industrial | New | Process | Natural Gas | Process Heating | E6 | RVT - Cost of Operation | 0 | 0 | 0 | 0 | 0 | 0 | 0 | 0 | 0 | 0 | 0 | 0 | 0 | 0 | 0 | 0 | 0 | 0 | 0 | 0 | 0 | 0 | 0 | 0 | 0 | 0 | 0
F2_Industrial_WA - Industrial_New_Process_Natural Gas_Process Heating_E7 | F2 | Industrial | WA - Industrial | New | Process | Natural Gas | Process Heating | E7 | RVT - Cost of Operation | 0 | 0 | 0 | 0 | 0 | 0 | 0 | 0 | 0 | 0 | 0 | 0 | 0 | 0 | 0 | 0 | 0 | 0 | 0 | 0 | 0 | 0 | 0 | 0 | 0 | 0 | 0
F2_Industrial_WA - Industrial_New_Process_Natural Gas_Process Heating_E8 | F2 | Industrial | WA - Industrial | New | Process | Natural Gas | Process Heating | E8 | RVT - Cost of Operation | 0 | 0 | 0 | 0 | 0 | 0 | 0 | 0 | 0 | 0 | 0 | 0 | 0 | 0 | 0 | 0 | 0 | 0 | 0 | 0 | 0 | 0 | 0 | 0 | 0 | 0 | 0
F2_Industrial_WA - Industrial_New_Process_Natural Gas_Process Heating_E9 | F2 | Industrial | WA - Industrial | New | Process | Natural Gas | Process Heating | E9 | RVT - Cost of Operation | 0 | 0 | 0 | 0 | 0 | 0 | 0 | 0 | 0 | 0 | 0 | 0 | 0 | 0 | 0 | 0 | 0 | 0 | 0 | 0 | 0 | 0 | 0 | 0 | 0 | 0 | 0
F2_Industrial_WA - Industrial_New_Process_Natural Gas_Process Heating_E10 | F2 | Industrial | WA - Industrial | New | Process | Natural Gas | Process Heating | E10 | RVT - Cost of Operation | 0 | 0 | 0 | 0 | 0 | 0 | 0 | 0 | 0 | 0 | 0 | 0 | 0 | 0 | 0 | 0 | 0 | 0 | 0 | 0 | 0 | 0 | 0 | 0 | 0 | 0 | 0
F3_Industrial_WA - Industrial_New_Process_Natural Gas_Process Heating_E1 | F3 | Industrial | WA - Industrial | New | Process | Natural Gas | Process Heating | E1 | System - kBTUs of Consumption | 1654622.794 | 1654622.794 | 1654622.794 | 1654622.794 | 1654622.794 | 1654622.794 | 1654622.794 | 1654622.794 | 1654622.794 | 1654622.794 | 1654622.794 | 1654622.794 | 1654622.794 | 1654622.794 | 1654622.794 | 1654622.794 | 1654622.794 | 1654622.794 | 1654622.794 | 1654622.794 | 1654622.794 | 1654622.794 | 1654622.794 | 1654622.794 | 1654622.794 | 1654622.794 | 1654622.794
F3_Industrial_WA - Industrial_New_Process_Natural Gas_Process Heating_E2 | F3 | Industrial | WA - Industrial | New | Process | Natural Gas | Process Heating | E2 | System - kBTUs of Consumption | 0 | 0 | 0 | 0 | 0 | 0 | 0 | 0 | 0 | 0 | 0 | 0 | 0 | 0 | 0 | 0 | 0 | 0 | 0 | 0 | 0 | 0 | 0 | 0 | 0 | 0 | 0
F3_Industrial_WA - Industrial_New_Process_Natural Gas_Process Heating_E3 | F3 | Industrial | WA - Industrial | New | Process | Natural Gas | Process Heating | E3 | System - kBTUs of Consumption | 0 | 0 | 0 | 0 | 0 | 0 | 0 | 0 | 0 | 0 | 0 | 0 | 0 | 0 | 0 | 0 | 0 | 0 | 0 | 0 | 0 | 0 | 0 | 0 | 0 | 0 | 0
F3_Industrial_WA - Industrial_New_Process_Natural Gas_Process Heating_E4 | F3 | Industrial | WA - Industrial | New | Process | Natural Gas | Process Heating | E4 | System - kBTUs of Consumption | 0 | 0 | 0 | 0 | 0 | 0 | 0 | 0 | 0 | 0 | 0 | 0 | 0 | 0 | 0 | 0 | 0 | 0 | 0 | 0 | 0 | 0 | 0 | 0 | 0 | 0 | 0
F3_Industrial_WA - Industrial_New_Process_Natural Gas_Process Heating_E5 | F3 | Industrial | WA - Industrial | New | Process | Natural Gas | Process Heating | E5 | System - kBTUs of Consumption | 0 | 0 | 0 | 0 | 0 | 0 | 0 | 0 | 0 | 0 | 0 | 0 | 0 | 0 | 0 | 0 | 0 | 0 | 0 | 0 | 0 | 0 | 0 | 0 | 0 | 0 | 0
F3_Industrial_WA - Industrial_New_Process_Natural Gas_Process Heating_E6 | F3 | Industrial | WA - Industrial | New | Process | Natural Gas | Process Heating | E6 | System - kBTUs of Consumption | 0 | 0 | 0 | 0 | 0 | 0 | 0 | 0 | 0 | 0 | 0 | 0 | 0 | 0 | 0 | 0 | 0 | 0 | 0 | 0 | 0 | 0 | 0 | 0 | 0 | 0 | 0
F3_Industrial_WA - Industrial_New_Process_Natural Gas_Process Heating_E7 | F3 | Industrial | WA - Industrial | New | Process | Natural Gas | Process Heating | E7 | System - kBTUs of Consumption | 0 | 0 | 0 | 0 | 0 | 0 | 0 | 0 | 0 | 0 | 0 | 0 | 0 | 0 | 0 | 0 | 0 | 0 | 0 | 0 | 0 | 0 | 0 | 0 | 0 | 0 | 0
F3_Industrial_WA - Industrial_New_Process_Natural Gas_Process Heating_E8 | F3 | Industrial | WA - Industrial | New | Process | Natural Gas | Process Heating | E8 | System - kBTUs of Consumption | 0 | 0 | 0 | 0 | 0 | 0 | 0 | 0 | 0 | 0 | 0 | 0 | 0 | 0 | 0 | 0 | 0 | 0 | 0 | 0 | 0 | 0 | 0 | 0 | 0 | 0 | 0
F3_Industrial_WA - Industrial_New_Process_Natural Gas_Process Heating_E9 | F3 | Industrial | WA - Industrial | New | Process | Natural Gas | Process Heating | E9 | System - kBTUs of Consumption | 0 | 0 | 0 | 0 | 0 | 0 | 0 | 0 | 0 | 0 | 0 | 0 | 0 | 0 | 0 | 0 | 0 | 0 | 0 | 0 | 0 | 0 | 0 | 0 | 0 | 0 | 0
F3_Industrial_WA - Industrial_New_Process_Natural Gas_Process Heating_E10 | F3 | Industrial | WA - Industrial | New | Process | Natural Gas | Process Heating | E10 | System - kBTUs of Consumption | 0 | 0 | 0 | 0 | 0 | 0 | 0 | 0 | 0 | 0 | 0 | 0 | 0 | 0 | 0 | 0 | 0 | 0 | 0 | 0 | 0 | 0 | 0 | 0 | 0 | 0 | 0
F4_Industrial_WA - Industrial_New_Process_Natural Gas_Process Heating_E1 | F4 | Industrial | WA - Industrial | New | Process | Natural Gas | Process Heating | E1 | Utility - Cost of Equipment | 0.26138 | 0.26138 | 0.26138 | 0.26138 | 0.26138 | 0.26138 | 0.26138 | 0.26138 | 0.26138 | 0.26138 | 0.26138 | 0.26138 | 0.26138 | 0.26138 | 0.26138 | 0.26138 | 0.26138 | 0.26138 | 0.26138 | 0.26138 | 0.26138 | 0.26138 | 0.26138 | 0.26138 | 0.26138 | 0.26138 | 0.26138
F4_Industrial_WA - Industrial_New_Process_Natural Gas_Process Heating_E2 | F4 | Industrial | WA - Industrial | New | Process | Natural Gas | Process Heating | E2 | Utility - Cost of Equipment | 0 | 0 | 0 | 0 | 0 | 0 | 0 | 0 | 0 | 0 | 0 | 0 | 0 | 0 | 0 | 0 | 0 | 0 | 0 | 0 | 0 | 0 | 0 | 0 | 0 | 0 | 0
F4_Industrial_WA - Industrial_New_Process_Natural Gas_Process Heating_E3 | F4 | Industrial | WA - Industrial | New | Process | Natural Gas | Process Heating | E3 | Utility - Cost of Equipment | 0 | 0 | 0 | 0 | 0 | 0 | 0 | 0 | 0 | 0 | 0 | 0 | 0 | 0 | 0 | 0 | 0 | 0 | 0 | 0 | 0 | 0 | 0 | 0 | 0 | 0 | 0
F4_Industrial_WA - Industrial_New_Process_Natural Gas_Process Heating_E4 | F4 | Industrial | WA - Industrial | New | Process | Natural Gas | Process Heating | E4 | Utility - Cost of Equipment | 0 | 0 | 0 | 0 | 0 | 0 | 0 | 0 | 0 | 0 | 0 | 0 | 0 | 0 | 0 | 0 | 0 | 0 | 0 | 0 | 0 | 0 | 0 | 0 | 0 | 0 | 0
F4_Industrial_WA - Industrial_New_Process_Natural Gas_Process Heating_E5 | F4 | Industrial | WA - Industrial | New | Process | Natural Gas | Process Heating | E5 | Utility - Cost of Equipment | 0 | 0 | 0 | 0 | 0 | 0 | 0 | 0 | 0 | 0 | 0 | 0 | 0 | 0 | 0 | 0 | 0 | 0 | 0 | 0 | 0 | 0 | 0 | 0 | 0 | 0 | 0
F4_Industrial_WA - Industrial_New_Process_Natural Gas_Process Heating_E6 | F4 | Industrial | WA - Industrial | New | Process | Natural Gas | Process Heating | E6 | Utility - Cost of Equipment | 0 | 0 | 0 | 0 | 0 | 0 | 0 | 0 | 0 | 0 | 0 | 0 | 0 | 0 | 0 | 0 | 0 | 0 | 0 | 0 | 0 | 0 | 0 | 0 | 0 | 0 | 0
F4_Industrial_WA - Industrial_New_Process_Natural Gas_Process Heating_E7 | F4 | Industrial | WA - Industrial | New | Process | Natural Gas | Process Heating | E7 | Utility - Cost of Equipment | 0 | 0 | 0 | 0 | 0 | 0 | 0 | 0 | 0 | 0 | 0 | 0 | 0 | 0 | 0 | 0 | 0 | 0 | 0 | 0 | 0 | 0 | 0 | 0 | 0 | 0 | 0
F4_Industrial_WA - Industrial_New_Process_Natural Gas_Process Heating_E8 | F4 | Industrial | WA - Industrial | New | Process | Natural Gas | Process Heating | E8 | Utility - Cost of Equipment | 0 | 0 | 0 | 0 | 0 | 0 | 0 | 0 | 0 | 0 | 0 | 0 | 0 | 0 | 0 | 0 | 0 | 0 | 0 | 0 | 0 | 0 | 0 | 0 | 0 | 0 | 0
F4_Industrial_WA - Industrial_New_Process_Natural Gas_Process Heating_E9 | F4 | Industrial | WA - Industrial | New | Process | Natural Gas | Process Heating | E9 | Utility - Cost of Equipment | 0 | 0 | 0 | 0 | 0 | 0 | 0 | 0 | 0 | 0 | 0 | 0 | 0 | 0 | 0 | 0 | 0 | 0 | 0 | 0 | 0 | 0 | 0 | 0 | 0 | 0 | 0
F4_Industrial_WA - Industrial_New_Process_Natural Gas_Process Heating_E10 | F4 | Industrial | WA - Industrial | New | Process | Natural Gas | Process Heating | E10 | Utility - Cost of Equipment | 0 | 0 | 0 | 0 | 0 | 0 | 0 | 0 | 0 | 0 | 0 | 0 | 0 | 0 | 0 | 0 | 0 | 0 | 0 | 0 | 0 | 0 | 0 | 0 | 0 | 0 | 0
F5_Industrial_WA - Industrial_New_Process_Natural Gas_Process Heating_E1 | F5 | Industrial | WA - Industrial | New | Process | Natural Gas | Process Heating | E1 | Utility - Cost of Operation | 19210.634 | 19092.6674 | 18995.948 | 19006.4503 | 19746.0531 | 20918.4031 | 21167.7413 | 21529.404 | 21934.9264 | 22345.8199 | 22774.5523 | 23220.0506 | 23695.0858 | 24163.7141 | 24608.5626 | 24966.2494 | 25148.3212 | 25086.1145 | 24718.4644 | 23979.2118 | 22808.4649 | 21209.1988 | 19665.4479 | 18594.7572 | 18093.7908 | 18182.4858 | 18271.6157
F5_Industrial_WA - Industrial_New_Process_Natural Gas_Process Heating_E2 | F5 | Industrial | WA - Industrial | New | Process | Natural Gas | Process Heating | E2 | Utility - Cost of Operation | 0 | 0 | 0 | 0 | 0 | 0 | 0 | 0 | 0 | 0 | 0 | 0 | 0 | 0 | 0 | 0 | 0 | 0 | 0 | 0 | 0 | 0 | 0 | 0 | 0 | 0 | 0
F5_Industrial_WA - Industrial_New_Process_Natural Gas_Process Heating_E3 | F5 | Industrial | WA - Industrial | New | Process | Natural Gas | Process Heating | E3 | Utility - Cost of Operation | 0 | 0 | 0 | 0 | 0 | 0 | 0 | 0 | 0 | 0 | 0 | 0 | 0 | 0 | 0 | 0 | 0 | 0 | 0 | 0 | 0 | 0 | 0 | 0 | 0 | 0 | 0
F5_Industrial_WA - Industrial_New_Process_Natural Gas_Process Heating_E4 | F5 | Industrial | WA - Industrial | New | Process | Natural Gas | Process Heating | E4 | Utility - Cost of Operation | 0 | 0 | 0 | 0 | 0 | 0 | 0 | 0 | 0 | 0 | 0 | 0 | 0 | 0 | 0 | 0 | 0 | 0 | 0 | 0 | 0 | 0 | 0 | 0 | 0 | 0 | 0
F5_Industrial_WA - Industrial_New_Process_Natural Gas_Process Heating_E5 | F5 | Industrial | WA - Industrial | New | Process | Natural Gas | Process Heating | E5 | Utility - Cost of Operation | 0 | 0 | 0 | 0 | 0 | 0 | 0 | 0 | 0 | 0 | 0 | 0 | 0 | 0 | 0 | 0 | 0 | 0 | 0 | 0 | 0 | 0 | 0 | 0 | 0 | 0 | 0
F5_Industrial_WA - Industrial_New_Process_Natural Gas_Process Heating_E6 | F5 | Industrial | WA - Industrial | New | Process | Natural Gas | Process Heating | E6 | Utility - Cost of Operation | 0 | 0 | 0 | 0 | 0 | 0 | 0 | 0 | 0 | 0 | 0 | 0 | 0 | 0 | 0 | 0 | 0 | 0 | 0 | 0 | 0 | 0 | 0 | 0 | 0 | 0 | 0
F5_Industrial_WA - Industrial_New_Process_Natural Gas_Process Heating_E7 | F5 | Industrial | WA - Industrial | New | Process | Natural Gas | Process Heating | E7 | Utility - Cost of Operation | 0 | 0 | 0 | 0 | 0 | 0 | 0 | 0 | 0 | 0 | 0 | 0 | 0 | 0 | 0 | 0 | 0 | 0 | 0 | 0 | 0 | 0 | 0 | 0 | 0 | 0 | 0
F5_Industrial_WA - Industrial_New_Process_Natural Gas_Process Heating_E8 | F5 | Industrial | WA - Industrial | New | Process | Natural Gas | Process Heating | E8 | Utility - Cost of Operation | 0 | 0 | 0 | 0 | 0 | 0 | 0 | 0 | 0 | 0 | 0 | 0 | 0 | 0 | 0 | 0 | 0 | 0 | 0 | 0 | 0 | 0 | 0 | 0 | 0 | 0 | 0
F5_Industrial_WA - Industrial_New_Process_Natural Gas_Process Heating_E9 | F5 | Industrial | WA - Industrial | New | Process | Natural Gas | Process Heating | E9 | Utility - Cost of Operation | 0 | 0 | 0 | 0 | 0 | 0 | 0 | 0 | 0 | 0 | 0 | 0 | 0 | 0 | 0 | 0 | 0 | 0 | 0 | 0 | 0 | 0 | 0 | 0 | 0 | 0 | 0
F5_Industrial_WA - Industrial_New_Process_Natural Gas_Process Heating_E10 | F5 | Industrial | WA - Industrial | New | Process | Natural Gas | Process Heating | E10 | Utility - Cost of Operation | 0 | 0 | 0 | 0 | 0 | 0 | 0 | 0 | 0 | 0 | 0 | 0 | 0 | 0 | 0 | 0 | 0 | 0 | 0 | 0 | 0 | 0 | 0 | 0 | 0 | 0 | 0
F6_Industrial_WA - Industrial_New_Process_Natural Gas_Process Heating_E1 | F6 | Industrial | WA - Industrial | New | Process | Natural Gas | Process Heating | E1 | Utility - Value of Sales | 0 | 0 | 0 | 0 | 0 | 0 | 0 | 0 | 0 | 0 | 0 | 0 | 0 | 0 | 0 | 0 | 0 | 0 | 0 | 0 | 0 | 0 | 0 | 0 | 0 | 0 | 0
F6_Industrial_WA - Industrial_New_Process_Natural Gas_Process Heating_E2 | F6 | Industrial | WA - Industrial | New | Process | Natural Gas | Process Heating | E2 | Utility - Value of Sales | 0 | 0 | 0 | 0 | 0 | 0 | 0 | 0 | 0 | 0 | 0 | 0 | 0 | 0 | 0 | 0 | 0 | 0 | 0 | 0 | 0 | 0 | 0 | 0 | 0 | 0 | 0
F6_Industrial_WA - Industrial_New_Process_Natural Gas_Process Heating_E3 | F6 | Industrial | WA - Industrial | New | Process | Natural Gas | Process Heating | E3 | Utility - Value of Sales | 0 | 0 | 0 | 0 | 0 | 0 | 0 | 0 | 0 | 0 | 0 | 0 | 0 | 0 | 0 | 0 | 0 | 0 | 0 | 0 | 0 | 0 | 0 | 0 | 0 | 0 | 0
F6_Industrial_WA - Industrial_New_Process_Natural Gas_Process Heating_E4 | F6 | Industrial | WA - Industrial | New | Process | Natural Gas | Process Heating | E4 | Utility - Value of Sales | 0 | 0 | 0 | 0 | 0 | 0 | 0 | 0 | 0 | 0 | 0 | 0 | 0 | 0 | 0 | 0 | 0 | 0 | 0 | 0 | 0 | 0 | 0 | 0 | 0 | 0 | 0
F6_Industrial_WA - Industrial_New_Process_Natural Gas_Process Heating_E5 | F6 | Industrial | WA - Industrial | New | Process | Natural Gas | Process Heating | E5 | Utility - Value of Sales | 0 | 0 | 0 | 0 | 0 | 0 | 0 | 0 | 0 | 0 | 0 | 0 | 0 | 0 | 0 | 0 | 0 | 0 | 0 | 0 | 0 | 0 | 0 | 0 | 0 | 0 | 0
F6_Industrial_WA - Industrial_New_Process_Natural Gas_Process Heating_E6 | F6 | Industrial | WA - Industrial | New | Process | Natural Gas | Process Heating | E6 | Utility - Value of Sales | 0 | 0 | 0 | 0 | 0 | 0 | 0 | 0 | 0 | 0 | 0 | 0 | 0 | 0 | 0 | 0 | 0 | 0 | 0 | 0 | 0 | 0 | 0 | 0 | 0 | 0 | 0
F6_Industrial_WA - Industrial_New_Process_Natural Gas_Process Heating_E7 | F6 | Industrial | WA - Industrial | New | Process | Natural Gas | Process Heating | E7 | Utility - Value of Sales | 0 | 0 | 0 | 0 | 0 | 0 | 0 | 0 | 0 | 0 | 0 | 0 | 0 | 0 | 0 | 0 | 0 | 0 | 0 | 0 | 0 | 0 | 0 | 0 | 0 | 0 | 0
F6_Industrial_WA - Industrial_New_Process_Natural Gas_Process Heating_E8 | F6 | Industrial | WA - Industrial | New | Process | Natural Gas | Process Heating | E8 | Utility - Value of Sales | 0 | 0 | 0 | 0 | 0 | 0 | 0 | 0 | 0 | 0 | 0 | 0 | 0 | 0 | 0 | 0 | 0 | 0 | 0 | 0 | 0 | 0 | 0 | 0 | 0 | 0 | 0
F6_Industrial_WA - Industrial_New_Process_Natural Gas_Process Heating_E9 | F6 | Industrial | WA - Industrial | New | Process | Natural Gas | Process Heating | E9 | Utility - Value of Sales | 0 | 0 | 0 | 0 | 0 | 0 | 0 | 0 | 0 | 0 | 0 | 0 | 0 | 0 | 0 | 0 | 0 | 0 | 0 | 0 | 0 | 0 | 0 | 0 | 0 | 0 | 0
F6_Industrial_WA - Industrial_New_Process_Natural Gas_Process Heating_E10 | F6 | Industrial | WA - Industrial | New | Process | Natural Gas | Process Heating | E10 | Utility - Value of Sales | 0 | 0 | 0 | 0 | 0 | 0 | 0 | 0 | 0 | 0 | 0 | 0 | 0 | 0 | 0 | 0 | 0 | 0 | 0 | 0 | 0 | 0 | 0 | 0 | 0 | 0 | 0
F1_Industrial_WA - Industrial_New_Process_Natural Gas_Process Cooling_E1 | F1 | Industrial | WA - Industrial | New | Process | Natural Gas | Process Cooling | E1 | RVT - Cost of Equipment | 0.26138 | 0.26138 | 0.26138 | 0.26138 | 0.26138 | 0.26138 | 0.26138 | 0.26138 | 0.26138 | 0.26138 | 0.26138 | 0.26138 | 0.26138 | 0.26138 | 0.26138 | 0.26138 | 0.26138 | 0.26138 | 0.26138 | 0.26138 | 0.26138 | 0.26138 | 0.26138 | 0.26138 | 0.26138 | 0.26138 | 0.26138
F1_Industrial_WA - Industrial_New_Process_Natural Gas_Process Cooling_E2 | F1 | Industrial | WA - Industrial | New | Process | Natural Gas | Process Cooling | E2 | RVT - Cost of Equipment | 0 | 0 | 0 | 0 | 0 | 0 | 0 | 0 | 0 | 0 | 0 | 0 | 0 | 0 | 0 | 0 | 0 | 0 | 0 | 0 | 0 | 0 | 0 | 0 | 0 | 0 | 0
F1_Industrial_WA - Industrial_New_Process_Natural Gas_Process Cooling_E3 | F1 | Industrial | WA - Industrial | New | Process | Natural Gas | Process Cooling | E3 | RVT - Cost of Equipment | 0 | 0 | 0 | 0 | 0 | 0 | 0 | 0 | 0 | 0 | 0 | 0 | 0 | 0 | 0 | 0 | 0 | 0 | 0 | 0 | 0 | 0 | 0 | 0 | 0 | 0 | 0
F1_Industrial_WA - Industrial_New_Process_Natural Gas_Process Cooling_E4 | F1 | Industrial | WA - Industrial | New | Process | Natural Gas | Process Cooling | E4 | RVT - Cost of Equipment | 0 | 0 | 0 | 0 | 0 | 0 | 0 | 0 | 0 | 0 | 0 | 0 | 0 | 0 | 0 | 0 | 0 | 0 | 0 | 0 | 0 | 0 | 0 | 0 | 0 | 0 | 0
F1_Industrial_WA - Industrial_New_Process_Natural Gas_Process Cooling_E5 | F1 | Industrial | WA - Industrial | New | Process | Natural Gas | Process Cooling | E5 | RVT - Cost of Equipment | 0 | 0 | 0 | 0 | 0 | 0 | 0 | 0 | 0 | 0 | 0 | 0 | 0 | 0 | 0 | 0 | 0 | 0 | 0 | 0 | 0 | 0 | 0 | 0 | 0 | 0 | 0
F1_Industrial_WA - Industrial_New_Process_Natural Gas_Process Cooling_E6 | F1 | Industrial | WA - Industrial | New | Process | Natural Gas | Process Cooling | E6 | RVT - Cost of Equipment | 0 | 0 | 0 | 0 | 0 | 0 | 0 | 0 | 0 | 0 | 0 | 0 | 0 | 0 | 0 | 0 | 0 | 0 | 0 | 0 | 0 | 0 | 0 | 0 | 0 | 0 | 0
F1_Industrial_WA - Industrial_New_Process_Natural Gas_Process Cooling_E7 | F1 | Industrial | WA - Industrial | New | Process | Natural Gas | Process Cooling | E7 | RVT - Cost of Equipment | 0 | 0 | 0 | 0 | 0 | 0 | 0 | 0 | 0 | 0 | 0 | 0 | 0 | 0 | 0 | 0 | 0 | 0 | 0 | 0 | 0 | 0 | 0 | 0 | 0 | 0 | 0
F1_Industrial_WA - Industrial_New_Process_Natural Gas_Process Cooling_E8 | F1 | Industrial | WA - Industrial | New | Process | Natural Gas | Process Cooling | E8 | RVT - Cost of Equipment | 0 | 0 | 0 | 0 | 0 | 0 | 0 | 0 | 0 | 0 | 0 | 0 | 0 | 0 | 0 | 0 | 0 | 0 | 0 | 0 | 0 | 0 | 0 | 0 | 0 | 0 | 0
F1_Industrial_WA - Industrial_New_Process_Natural Gas_Process Cooling_E9 | F1 | Industrial | WA - Industrial | New | Process | Natural Gas | Process Cooling | E9 | RVT - Cost of Equipment | 0 | 0 | 0 | 0 | 0 | 0 | 0 | 0 | 0 | 0 | 0 | 0 | 0 | 0 | 0 | 0 | 0 | 0 | 0 | 0 | 0 | 0 | 0 | 0 | 0 | 0 | 0
F1_Industrial_WA - Industrial_New_Process_Natural Gas_Process Cooling_E10 | F1 | Industrial | WA - Industrial | New | Process | Natural Gas | Process Cooling | E10 | RVT - Cost of Equipment | 0 | 0 | 0 | 0 | 0 | 0 | 0 | 0 | 0 | 0 | 0 | 0 | 0 | 0 | 0 | 0 | 0 | 0 | 0 | 0 | 0 | 0 | 0 | 0 | 0 | 0 | 0
F2_Industrial_WA - Industrial_New_Process_Natural Gas_Process Cooling_E1 | F2 | Industrial | WA - Industrial | New | Process | Natural Gas | Process Cooling | E1 | RVT - Cost of Operation | 0 | 0 | 0 | 0 | 0 | 0 | 0 | 0 | 0 | 0 | 0 | 0 | 0 | 0 | 0 | 0 | 0 | 0 | 0 | 0 | 0 | 0 | 0 | 0 | 0 | 0 | 0
F2_Industrial_WA - Industrial_New_Process_Natural Gas_Process Cooling_E2 | F2 | Industrial | WA - Industrial | New | Process | Natural Gas | Process Cooling | E2 | RVT - Cost of Operation | 0 | 0 | 0 | 0 | 0 | 0 | 0 | 0 | 0 | 0 | 0 | 0 | 0 | 0 | 0 | 0 | 0 | 0 | 0 | 0 | 0 | 0 | 0 | 0 | 0 | 0 | 0
F2_Industrial_WA - Industrial_New_Process_Natural Gas_Process Cooling_E3 | F2 | Industrial | WA - Industrial | New | Process | Natural Gas | Process Cooling | E3 | RVT - Cost of Operation | 0 | 0 | 0 | 0 | 0 | 0 | 0 | 0 | 0 | 0 | 0 | 0 | 0 | 0 | 0 | 0 | 0 | 0 | 0 | 0 | 0 | 0 | 0 | 0 | 0 | 0 | 0
F2_Industrial_WA - Industrial_New_Process_Natural Gas_Process Cooling_E4 | F2 | Industrial | WA - Industrial | New | Process | Natural Gas | Process Cooling | E4 | RVT - Cost of Operation | 0 | 0 | 0 | 0 | 0 | 0 | 0 | 0 | 0 | 0 | 0 | 0 | 0 | 0 | 0 | 0 | 0 | 0 | 0 | 0 | 0 | 0 | 0 | 0 | 0 | 0 | 0
F2_Industrial_WA - Industrial_New_Process_Natural Gas_Process Cooling_E5 | F2 | Industrial | WA - Industrial | New | Process | Natural Gas | Process Cooling | E5 | RVT - Cost of Operation | 0 | 0 | 0 | 0 | 0 | 0 | 0 | 0 | 0 | 0 | 0 | 0 | 0 | 0 | 0 | 0 | 0 | 0 | 0 | 0 | 0 | 0 | 0 | 0 | 0 | 0 | 0
F2_Industrial_WA - Industrial_New_Process_Natural Gas_Process Cooling_E6 | F2 | Industrial | WA - Industrial | New | Process | Natural Gas | Process Cooling | E6 | RVT - Cost of Operation | 0 | 0 | 0 | 0 | 0 | 0 | 0 | 0 | 0 | 0 | 0 | 0 | 0 | 0 | 0 | 0 | 0 | 0 | 0 | 0 | 0 | 0 | 0 | 0 | 0 | 0 | 0
F2_Industrial_WA - Industrial_New_Process_Natural Gas_Process Cooling_E7 | F2 | Industrial | WA - Industrial | New | Process | Natural Gas | Process Cooling | E7 | RVT - Cost of Operation | 0 | 0 | 0 | 0 | 0 | 0 | 0 | 0 | 0 | 0 | 0 | 0 | 0 | 0 | 0 | 0 | 0 | 0 | 0 | 0 | 0 | 0 | 0 | 0 | 0 | 0 | 0
F2_Industrial_WA - Industrial_New_Process_Natural Gas_Process Cooling_E8 | F2 | Industrial | WA - Industrial | New | Process | Natural Gas | Process Cooling | E8 | RVT - Cost of Operation | 0 | 0 | 0 | 0 | 0 | 0 | 0 | 0 | 0 | 0 | 0 | 0 | 0 | 0 | 0 | 0 | 0 | 0 | 0 | 0 | 0 | 0 | 0 | 0 | 0 | 0 | 0
F2_Industrial_WA - Industrial_New_Process_Natural Gas_Process Cooling_E9 | F2 | Industrial | WA - Industrial | New | Process | Natural Gas | Process Cooling | E9 | RVT - Cost of Operation | 0 | 0 | 0 | 0 | 0 | 0 | 0 | 0 | 0 | 0 | 0 | 0 | 0 | 0 | 0 | 0 | 0 | 0 | 0 | 0 | 0 | 0 | 0 | 0 | 0 | 0 | 0
F2_Industrial_WA - Industrial_New_Process_Natural Gas_Process Cooling_E10 | F2 | Industrial | WA - Industrial | New | Process | Natural Gas | Process Cooling | E10 | RVT - Cost of Operation | 0 | 0 | 0 | 0 | 0 | 0 | 0 | 0 | 0 | 0 | 0 | 0 | 0 | 0 | 0 | 0 | 0 | 0 | 0 | 0 | 0 | 0 | 0 | 0 | 0 | 0 | 0
F3_Industrial_WA - Industrial_New_Process_Natural Gas_Process Cooling_E1 | F3 | Industrial | WA - Industrial | New | Process | Natural Gas | Process Cooling | E1 | System - kBTUs of Consumption | 16044.8271 | 16044.8271 | 16044.8271 | 16044.8271 | 16044.8271 | 16044.8271 | 16044.8271 | 16044.8271 | 16044.8271 | 16044.8271 | 16044.8271 | 16044.8271 | 16044.8271 | 16044.8271 | 16044.8271 | 16044.8271 | 16044.8271 | 16044.8271 | 16044.8271 | 16044.8271 | 16044.8271 | 16044.8271 | 16044.8271 | 16044.8271 | 16044.8271 | 16044.8271 | 16044.8271
F3_Industrial_WA - Industrial_New_Process_Natural Gas_Process Cooling_E2 | F3 | Industrial | WA - Industrial | New | Process | Natural Gas | Process Cooling | E2 | System - kBTUs of Consumption | 0 | 0 | 0 | 0 | 0 | 0 | 0 | 0 | 0 | 0 | 0 | 0 | 0 | 0 | 0 | 0 | 0 | 0 | 0 | 0 | 0 | 0 | 0 | 0 | 0 | 0 | 0
F3_Industrial_WA - Industrial_New_Process_Natural Gas_Process Cooling_E3 | F3 | Industrial | WA - Industrial | New | Process | Natural Gas | Process Cooling | E3 | System - kBTUs of Consumption | 0 | 0 | 0 | 0 | 0 | 0 | 0 | 0 | 0 | 0 | 0 | 0 | 0 | 0 | 0 | 0 | 0 | 0 | 0 | 0 | 0 | 0 | 0 | 0 | 0 | 0 | 0
F3_Industrial_WA - Industrial_New_Process_Natural Gas_Process Cooling_E4 | F3 | Industrial | WA - Industrial | New | Process | Natural Gas | Process Cooling | E4 | System - kBTUs of Consumption | 0 | 0 | 0 | 0 | 0 | 0 | 0 | 0 | 0 | 0 | 0 | 0 | 0 | 0 | 0 | 0 | 0 | 0 | 0 | 0 | 0 | 0 | 0 | 0 | 0 | 0 | 0
F3_Industrial_WA - Industrial_New_Process_Natural Gas_Process Cooling_E5 | F3 | Industrial | WA - Industrial | New | Process | Natural Gas | Process Cooling | E5 | System - kBTUs of Consumption | 0 | 0 | 0 | 0 | 0 | 0 | 0 | 0 | 0 | 0 | 0 | 0 | 0 | 0 | 0 | 0 | 0 | 0 | 0 | 0 | 0 | 0 | 0 | 0 | 0 | 0 | 0
F3_Industrial_WA - Industrial_New_Process_Natural Gas_Process Cooling_E6 | F3 | Industrial | WA - Industrial | New | Process | Natural Gas | Process Cooling | E6 | System - kBTUs of Consumption | 0 | 0 | 0 | 0 | 0 | 0 | 0 | 0 | 0 | 0 | 0 | 0 | 0 | 0 | 0 | 0 | 0 | 0 | 0 | 0 | 0 | 0 | 0 | 0 | 0 | 0 | 0
F3_Industrial_WA - Industrial_New_Process_Natural Gas_Process Cooling_E7 | F3 | Industrial | WA - Industrial | New | Process | Natural Gas | Process Cooling | E7 | System - kBTUs of Consumption | 0 | 0 | 0 | 0 | 0 | 0 | 0 | 0 | 0 | 0 | 0 | 0 | 0 | 0 | 0 | 0 | 0 | 0 | 0 | 0 | 0 | 0 | 0 | 0 | 0 | 0 | 0
F3_Industrial_WA - Industrial_New_Process_Natural Gas_Process Cooling_E8 | F3 | Industrial | WA - Industrial | New | Process | Natural Gas | Process Cooling | E8 | System - kBTUs of Consumption | 0 | 0 | 0 | 0 | 0 | 0 | 0 | 0 | 0 | 0 | 0 | 0 | 0 | 0 | 0 | 0 | 0 | 0 | 0 | 0 | 0 | 0 | 0 | 0 | 0 | 0 | 0
F3_Industrial_WA - Industrial_New_Process_Natural Gas_Process Cooling_E9 | F3 | Industrial | WA - Industrial | New | Process | Natural Gas | Process Cooling | E9 | System - kBTUs of Consumption | 0 | 0 | 0 | 0 | 0 | 0 | 0 | 0 | 0 | 0 | 0 | 0 | 0 | 0 | 0 | 0 | 0 | 0 | 0 | 0 | 0 | 0 | 0 | 0 | 0 | 0 | 0
F3_Industrial_WA - Industrial_New_Process_Natural Gas_Process Cooling_E10 | F3 | Industrial | WA - Industrial | New | Process | Natural Gas | Process Cooling | E10 | System - kBTUs of Consumption | 0 | 0 | 0 | 0 | 0 | 0 | 0 | 0 | 0 | 0 | 0 | 0 | 0 | 0 | 0 | 0 | 0 | 0 | 0 | 0 | 0 | 0 | 0 | 0 | 0 | 0 | 0
F4_Industrial_WA - Industrial_New_Process_Natural Gas_Process Cooling_E1 | F4 | Industrial | WA - Industrial | New | Process | Natural Gas | Process Cooling | E1 | Utility - Cost of Equipment | 0.26138 | 0.26138 | 0.26138 | 0.26138 | 0.26138 | 0.26138 | 0.26138 | 0.26138 | 0.26138 | 0.26138 | 0.26138 | 0.26138 | 0.26138 | 0.26138 | 0.26138 | 0.26138 | 0.26138 | 0.26138 | 0.26138 | 0.26138 | 0.26138 | 0.26138 | 0.26138 | 0.26138 | 0.26138 | 0.26138 | 0.26138
F4_Industrial_WA - Industrial_New_Process_Natural Gas_Process Cooling_E2 | F4 | Industrial | WA - Industrial | New | Process | Natural Gas | Process Cooling | E2 | Utility - Cost of Equipment | 0 | 0 | 0 | 0 | 0 | 0 | 0 | 0 | 0 | 0 | 0 | 0 | 0 | 0 | 0 | 0 | 0 | 0 | 0 | 0 | 0 | 0 | 0 | 0 | 0 | 0 | 0
F4_Industrial_WA - Industrial_New_Process_Natural Gas_Process Cooling_E3 | F4 | Industrial | WA - Industrial | New | Process | Natural Gas | Process Cooling | E3 | Utility - Cost of Equipment | 0 | 0 | 0 | 0 | 0 | 0 | 0 | 0 | 0 | 0 | 0 | 0 | 0 | 0 | 0 | 0 | 0 | 0 | 0 | 0 | 0 | 0 | 0 | 0 | 0 | 0 | 0
F4_Industrial_WA - Industrial_New_Process_Natural Gas_Process Cooling_E4 | F4 | Industrial | WA - Industrial | New | Process | Natural Gas | Process Cooling | E4 | Utility - Cost of Equipment | 0 | 0 | 0 | 0 | 0 | 0 | 0 | 0 | 0 | 0 | 0 | 0 | 0 | 0 | 0 | 0 | 0 | 0 | 0 | 0 | 0 | 0 | 0 | 0 | 0 | 0 | 0
F4_Industrial_WA - Industrial_New_Process_Natural Gas_Process Cooling_E5 | F4 | Industrial | WA - Industrial | New | Process | Natural Gas | Process Cooling | E5 | Utility - Cost of Equipment | 0 | 0 | 0 | 0 | 0 | 0 | 0 | 0 | 0 | 0 | 0 | 0 | 0 | 0 | 0 | 0 | 0 | 0 | 0 | 0 | 0 | 0 | 0 | 0 | 0 | 0 | 0
F4_Industrial_WA - Industrial_New_Process_Natural Gas_Process Cooling_E6 | F4 | Industrial | WA - Industrial | New | Process | Natural Gas | Process Cooling | E6 | Utility - Cost of Equipment | 0 | 0 | 0 | 0 | 0 | 0 | 0 | 0 | 0 | 0 | 0 | 0 | 0 | 0 | 0 | 0 | 0 | 0 | 0 | 0 | 0 | 0 | 0 | 0 | 0 | 0 | 0
F4_Industrial_WA - Industrial_New_Process_Natural Gas_Process Cooling_E7 | F4 | Industrial | WA - Industrial | New | Process | Natural Gas | Process Cooling | E7 | Utility - Cost of Equipment | 0 | 0 | 0 | 0 | 0 | 0 | 0 | 0 | 0 | 0 | 0 | 0 | 0 | 0 | 0 | 0 | 0 | 0 | 0 | 0 | 0 | 0 | 0 | 0 | 0 | 0 | 0
F4_Industrial_WA - Industrial_New_Process_Natural Gas_Process Cooling_E8 | F4 | Industrial | WA - Industrial | New | Process | Natural Gas | Process Cooling | E8 | Utility - Cost of Equipment | 0 | 0 | 0 | 0 | 0 | 0 | 0 | 0 | 0 | 0 | 0 | 0 | 0 | 0 | 0 | 0 | 0 | 0 | 0 | 0 | 0 | 0 | 0 | 0 | 0 | 0 | 0
F4_Industrial_WA - Industrial_New_Process_Natural Gas_Process Cooling_E9 | F4 | Industrial | WA - Industrial | New | Process | Natural Gas | Process Cooling | E9 | Utility - Cost of Equipment | 0 | 0 | 0 | 0 | 0 | 0 | 0 | 0 | 0 | 0 | 0 | 0 | 0 | 0 | 0 | 0 | 0 | 0 | 0 | 0 | 0 | 0 | 0 | 0 | 0 | 0 | 0
F4_Industrial_WA - Industrial_New_Process_Natural Gas_Process Cooling_E10 | F4 | Industrial | WA - Industrial | New | Process | Natural Gas | Process Cooling | E10 | Utility - Cost of Equipment | 0 | 0 | 0 | 0 | 0 | 0 | 0 | 0 | 0 | 0 | 0 | 0 | 0 | 0 | 0 | 0 | 0 | 0 | 0 | 0 | 0 | 0 | 0 | 0 | 0 | 0 | 0
F5_Industrial_WA - Industrial_New_Process_Natural Gas_Process Cooling_E1 | F5 | Industrial | WA - Industrial | New | Process | Natural Gas | Process Cooling | E1 | Utility - Cost of Operation | 186.2849 | 185.141 | 184.2031 | 184.305 | 191.4769 | 202.8451 | 205.2629 | 208.77 | 212.7023 | 216.6867 | 220.8441 | 225.1641 | 229.7705 | 234.3148 | 238.6285 | 242.097 | 243.8625 | 243.2593 | 239.6942 | 232.5257 | 221.173 | 205.665 | 190.6953 | 180.3128 | 175.4549 | 176.315 | 177.1793
F5_Industrial_WA - Industrial_New_Process_Natural Gas_Process Cooling_E2 | F5 | Industrial | WA - Industrial | New | Process | Natural Gas | Process Cooling | E2 | Utility - Cost of Operation | 0 | 0 | 0 | 0 | 0 | 0 | 0 | 0 | 0 | 0 | 0 | 0 | 0 | 0 | 0 | 0 | 0 | 0 | 0 | 0 | 0 | 0 | 0 | 0 | 0 | 0 | 0
F5_Industrial_WA - Industrial_New_Process_Natural Gas_Process Cooling_E3 | F5 | Industrial | WA - Industrial | New | Process | Natural Gas | Process Cooling | E3 | Utility - Cost of Operation | 0 | 0 | 0 | 0 | 0 | 0 | 0 | 0 | 0 | 0 | 0 | 0 | 0 | 0 | 0 | 0 | 0 | 0 | 0 | 0 | 0 | 0 | 0 | 0 | 0 | 0 | 0
F5_Industrial_WA - Industrial_New_Process_Natural Gas_Process Cooling_E4 | F5 | Industrial | WA - Industrial | New | Process | Natural Gas | Process Cooling | E4 | Utility - Cost of Operation | 0 | 0 | 0 | 0 | 0 | 0 | 0 | 0 | 0 | 0 | 0 | 0 | 0 | 0 | 0 | 0 | 0 | 0 | 0 | 0 | 0 | 0 | 0 | 0 | 0 | 0 | 0
F5_Industrial_WA - Industrial_New_Process_Natural Gas_Process Cooling_E5 | F5 | Industrial | WA - Industrial | New | Process | Natural Gas | Process Cooling | E5 | Utility - Cost of Operation | 0 | 0 | 0 | 0 | 0 | 0 | 0 | 0 | 0 | 0 | 0 | 0 | 0 | 0 | 0 | 0 | 0 | 0 | 0 | 0 | 0 | 0 | 0 | 0 | 0 | 0 | 0
F5_Industrial_WA - Industrial_New_Process_Natural Gas_Process Cooling_E6 | F5 | Industrial | WA - Industrial | New | Process | Natural Gas | Process Cooling | E6 | Utility - Cost of Operation | 0 | 0 | 0 | 0 | 0 | 0 | 0 | 0 | 0 | 0 | 0 | 0 | 0 | 0 | 0 | 0 | 0 | 0 | 0 | 0 | 0 | 0 | 0 | 0 | 0 | 0 | 0
F5_Industrial_WA - Industrial_New_Process_Natural Gas_Process Cooling_E7 | F5 | Industrial | WA - Industrial | New | Process | Natural Gas | Process Cooling | E7 | Utility - Cost of Operation | 0 | 0 | 0 | 0 | 0 | 0 | 0 | 0 | 0 | 0 | 0 | 0 | 0 | 0 | 0 | 0 | 0 | 0 | 0 | 0 | 0 | 0 | 0 | 0 | 0 | 0 | 0
F5_Industrial_WA - Industrial_New_Process_Natural Gas_Process Cooling_E8 | F5 | Industrial | WA - Industrial | New | Process | Natural Gas | Process Cooling | E8 | Utility - Cost of Operation | 0 | 0 | 0 | 0 | 0 | 0 | 0 | 0 | 0 | 0 | 0 | 0 | 0 | 0 | 0 | 0 | 0 | 0 | 0 | 0 | 0 | 0 | 0 | 0 | 0 | 0 | 0
F5_Industrial_WA - Industrial_New_Process_Natural Gas_Process Cooling_E9 | F5 | Industrial | WA - Industrial | New | Process | Natural Gas | Process Cooling | E9 | Utility - Cost of Operation | 0 | 0 | 0 | 0 | 0 | 0 | 0 | 0 | 0 | 0 | 0 | 0 | 0 | 0 | 0 | 0 | 0 | 0 | 0 | 0 | 0 | 0 | 0 | 0 | 0 | 0 | 0
F5_Industrial_WA - Industrial_New_Process_Natural Gas_Process Cooling_E10 | F5 | Industrial | WA - Industrial | New | Process | Natural Gas | Process Cooling | E10 | Utility - Cost of Operation | 0 | 0 | 0 | 0 | 0 | 0 | 0 | 0 | 0 | 0 | 0 | 0 | 0 | 0 | 0 | 0 | 0 | 0 | 0 | 0 | 0 | 0 | 0 | 0 | 0 | 0 | 0
F6_Industrial_WA - Industrial_New_Process_Natural Gas_Process Cooling_E1 | F6 | Industrial | WA - Industrial | New | Process | Natural Gas | Process Cooling | E1 | Utility - Value of Sales | 0 | 0 | 0 | 0 | 0 | 0 | 0 | 0 | 0 | 0 | 0 | 0 | 0 | 0 | 0 | 0 | 0 | 0 | 0 | 0 | 0 | 0 | 0 | 0 | 0 | 0 | 0
F6_Industrial_WA - Industrial_New_Process_Natural Gas_Process Cooling_E2 | F6 | Industrial | WA - Industrial | New | Process | Natural Gas | Process Cooling | E2 | Utility - Value of Sales | 0 | 0 | 0 | 0 | 0 | 0 | 0 | 0 | 0 | 0 | 0 | 0 | 0 | 0 | 0 | 0 | 0 | 0 | 0 | 0 | 0 | 0 | 0 | 0 | 0 | 0 | 0
F6_Industrial_WA - Industrial_New_Process_Natural Gas_Process Cooling_E3 | F6 | Industrial | WA - Industrial | New | Process | Natural Gas | Process Cooling | E3 | Utility - Value of Sales | 0 | 0 | 0 | 0 | 0 | 0 | 0 | 0 | 0 | 0 | 0 | 0 | 0 | 0 | 0 | 0 | 0 | 0 | 0 | 0 | 0 | 0 | 0 | 0 | 0 | 0 | 0
F6_Industrial_WA - Industrial_New_Process_Natural Gas_Process Cooling_E4 | F6 | Industrial | WA - Industrial | New | Process | Natural Gas | Process Cooling | E4 | Utility - Value of Sales | 0 | 0 | 0 | 0 | 0 | 0 | 0 | 0 | 0 | 0 | 0 | 0 | 0 | 0 | 0 | 0 | 0 | 0 | 0 | 0 | 0 | 0 | 0 | 0 | 0 | 0 | 0
F6_Industrial_WA - Industrial_New_Process_Natural Gas_Process Cooling_E5 | F6 | Industrial | WA - Industrial | New | Process | Natural Gas | Process Cooling | E5 | Utility - Value of Sales | 0 | 0 | 0 | 0 | 0 | 0 | 0 | 0 | 0 | 0 | 0 | 0 | 0 | 0 | 0 | 0 | 0 | 0 | 0 | 0 | 0 | 0 | 0 | 0 | 0 | 0 | 0
F6_Industrial_WA - Industrial_New_Process_Natural Gas_Process Cooling_E6 | F6 | Industrial | WA - Industrial | New | Process | Natural Gas | Process Cooling | E6 | Utility - Value of Sales | 0 | 0 | 0 | 0 | 0 | 0 | 0 | 0 | 0 | 0 | 0 | 0 | 0 | 0 | 0 | 0 | 0 | 0 | 0 | 0 | 0 | 0 | 0 | 0 | 0 | 0 | 0
F6_Industrial_WA - Industrial_New_Process_Natural Gas_Process Cooling_E7 | F6 | Industrial | WA - Industrial | New | Process | Natural Gas | Process Cooling | E7 | Utility - Value of Sales | 0 | 0 | 0 | 0 | 0 | 0 | 0 | 0 | 0 | 0 | 0 | 0 | 0 | 0 | 0 | 0 | 0 | 0 | 0 | 0 | 0 | 0 | 0 | 0 | 0 | 0 | 0
F6_Industrial_WA - Industrial_New_Process_Natural Gas_Process Cooling_E8 | F6 | Industrial | WA - Industrial | New | Process | Natural Gas | Process Cooling | E8 | Utility - Value of Sales | 0 | 0 | 0 | 0 | 0 | 0 | 0 | 0 | 0 | 0 | 0 | 0 | 0 | 0 | 0 | 0 | 0 | 0 | 0 | 0 | 0 | 0 | 0 | 0 | 0 | 0 | 0
F6_Industrial_WA - Industrial_New_Process_Natural Gas_Process Cooling_E9 | F6 | Industrial | WA - Industrial | New | Process | Natural Gas | Process Cooling | E9 | Utility - Value of Sales | 0 | 0 | 0 | 0 | 0 | 0 | 0 | 0 | 0 | 0 | 0 | 0 | 0 | 0 | 0 | 0 | 0 | 0 | 0 | 0 | 0 | 0 | 0 | 0 | 0 | 0 | 0
F6_Industrial_WA - Industrial_New_Process_Natural Gas_Process Cooling_E10 | F6 | Industrial | WA - Industrial | New | Process | Natural Gas | Process Cooling | E10 | Utility - Value of Sales | 0 | 0 | 0 | 0 | 0 | 0 | 0 | 0 | 0 | 0 | 0 | 0 | 0 | 0 | 0 | 0 | 0 | 0 | 0 | 0 | 0 | 0 | 0 | 0 | 0 | 0 | 0
F1_Industrial_WA - Industrial_New_Process_Natural Gas_Other Process_E1 | F1 | Industrial | WA - Industrial | New | Process | Natural Gas | Other Process | E1 | RVT - Cost of Equipment | 0.26138 | 0.26138 | 0.26138 | 0.26138 | 0.26138 | 0.26138 | 0.26138 | 0.26138 | 0.26138 | 0.26138 | 0.26138 | 0.26138 | 0.26138 | 0.26138 | 0.26138 | 0.26138 | 0.26138 | 0.26138 | 0.26138 | 0.26138 | 0.26138 | 0.26138 | 0.26138 | 0.26138 | 0.26138 | 0.26138 | 0.26138
F1_Industrial_WA - Industrial_New_Process_Natural Gas_Other Process_E2 | F1 | Industrial | WA - Industrial | New | Process | Natural Gas | Other Process | E2 | RVT - Cost of Equipment | 0 | 0 | 0 | 0 | 0 | 0 | 0 | 0 | 0 | 0 | 0 | 0 | 0 | 0 | 0 | 0 | 0 | 0 | 0 | 0 | 0 | 0 | 0 | 0 | 0 | 0 | 0
F1_Industrial_WA - Industrial_New_Process_Natural Gas_Other Process_E3 | F1 | Industrial | WA - Industrial | New | Process | Natural Gas | Other Process | E3 | RVT - Cost of Equipment | 0 | 0 | 0 | 0 | 0 | 0 | 0 | 0 | 0 | 0 | 0 | 0 | 0 | 0 | 0 | 0 | 0 | 0 | 0 | 0 | 0 | 0 | 0 | 0 | 0 | 0 | 0
F1_Industrial_WA - Industrial_New_Process_Natural Gas_Other Process_E4 | F1 | Industrial | WA - Industrial | New | Process | Natural Gas | Other Process | E4 | RVT - Cost of Equipment | 0 | 0 | 0 | 0 | 0 | 0 | 0 | 0 | 0 | 0 | 0 | 0 | 0 | 0 | 0 | 0 | 0 | 0 | 0 | 0 | 0 | 0 | 0 | 0 | 0 | 0 | 0
F1_Industrial_WA - Industrial_New_Process_Natural Gas_Other Process_E5 | F1 | Industrial | WA - Industrial | New | Process | Natural Gas | Other Process | E5 | RVT - Cost of Equipment | 0 | 0 | 0 | 0 | 0 | 0 | 0 | 0 | 0 | 0 | 0 | 0 | 0 | 0 | 0 | 0 | 0 | 0 | 0 | 0 | 0 | 0 | 0 | 0 | 0 | 0 | 0
F1_Industrial_WA - Industrial_New_Process_Natural Gas_Other Process_E6 | F1 | Industrial | WA - Industrial | New | Process | Natural Gas | Other Process | E6 | RVT - Cost of Equipment | 0 | 0 | 0 | 0 | 0 | 0 | 0 | 0 | 0 | 0 | 0 | 0 | 0 | 0 | 0 | 0 | 0 | 0 | 0 | 0 | 0 | 0 | 0 | 0 | 0 | 0 | 0
F1_Industrial_WA - Industrial_New_Process_Natural Gas_Other Process_E7 | F1 | Industrial | WA - Industrial | New | Process | Natural Gas | Other Process | E7 | RVT - Cost of Equipment | 0 | 0 | 0 | 0 | 0 | 0 | 0 | 0 | 0 | 0 | 0 | 0 | 0 | 0 | 0 | 0 | 0 | 0 | 0 | 0 | 0 | 0 | 0 | 0 | 0 | 0 | 0
F1_Industrial_WA - Industrial_New_Process_Natural Gas_Other Process_E8 | F1 | Industrial | WA - Industrial | New | Process | Natural Gas | Other Process | E8 | RVT - Cost of Equipment | 0 | 0 | 0 | 0 | 0 | 0 | 0 | 0 | 0 | 0 | 0 | 0 | 0 | 0 | 0 | 0 | 0 | 0 | 0 | 0 | 0 | 0 | 0 | 0 | 0 | 0 | 0
F1_Industrial_WA - Industrial_New_Process_Natural Gas_Other Process_E9 | F1 | Industrial | WA - Industrial | New | Process | Natural Gas | Other Process | E9 | RVT - Cost of Equipment | 0 | 0 | 0 | 0 | 0 | 0 | 0 | 0 | 0 | 0 | 0 | 0 | 0 | 0 | 0 | 0 | 0 | 0 | 0 | 0 | 0 | 0 | 0 | 0 | 0 | 0 | 0
F1_Industrial_WA - Industrial_New_Process_Natural Gas_Other Process_E10 | F1 | Industrial | WA - Industrial | New | Process | Natural Gas | Other Process | E10 | RVT - Cost of Equipment | 0 | 0 | 0 | 0 | 0 | 0 | 0 | 0 | 0 | 0 | 0 | 0 | 0 | 0 | 0 | 0 | 0 | 0 | 0 | 0 | 0 | 0 | 0 | 0 | 0 | 0 | 0
F2_Industrial_WA - Industrial_New_Process_Natural Gas_Other Process_E1 | F2 | Industrial | WA - Industrial | New | Process | Natural Gas | Other Process | E1 | RVT - Cost of Operation | 0 | 0 | 0 | 0 | 0 | 0 | 0 | 0 | 0 | 0 | 0 | 0 | 0 | 0 | 0 | 0 | 0 | 0 | 0 | 0 | 0 | 0 | 0 | 0 | 0 | 0 | 0
F2_Industrial_WA - Industrial_New_Process_Natural Gas_Other Process_E2 | F2 | Industrial | WA - Industrial | New | Process | Natural Gas | Other Process | E2 | RVT - Cost of Operation | 0 | 0 | 0 | 0 | 0 | 0 | 0 | 0 | 0 | 0 | 0 | 0 | 0 | 0 | 0 | 0 | 0 | 0 | 0 | 0 | 0 | 0 | 0 | 0 | 0 | 0 | 0
F2_Industrial_WA - Industrial_New_Process_Natural Gas_Other Process_E3 | F2 | Industrial | WA - Industrial | New | Process | Natural Gas | Other Process | E3 | RVT - Cost of Operation | 0 | 0 | 0 | 0 | 0 | 0 | 0 | 0 | 0 | 0 | 0 | 0 | 0 | 0 | 0 | 0 | 0 | 0 | 0 | 0 | 0 | 0 | 0 | 0 | 0 | 0 | 0
F2_Industrial_WA - Industrial_New_Process_Natural Gas_Other Process_E4 | F2 | Industrial | WA - Industrial | New | Process | Natural Gas | Other Process | E4 | RVT - Cost of Operation | 0 | 0 | 0 | 0 | 0 | 0 | 0 | 0 | 0 | 0 | 0 | 0 | 0 | 0 | 0 | 0 | 0 | 0 | 0 | 0 | 0 | 0 | 0 | 0 | 0 | 0 | 0
F2_Industrial_WA - Industrial_New_Process_Natural Gas_Other Process_E5 | F2 | Industrial | WA - Industrial | New | Process | Natural Gas | Other Process | E5 | RVT - Cost of Operation | 0 | 0 | 0 | 0 | 0 | 0 | 0 | 0 | 0 | 0 | 0 | 0 | 0 | 0 | 0 | 0 | 0 | 0 | 0 | 0 | 0 | 0 | 0 | 0 | 0 | 0 | 0
F2_Industrial_WA - Industrial_New_Process_Natural Gas_Other Process_E6 | F2 | Industrial | WA - Industrial | New | Process | Natural Gas | Other Process | E6 | RVT - Cost of Operation | 0 | 0 | 0 | 0 | 0 | 0 | 0 | 0 | 0 | 0 | 0 | 0 | 0 | 0 | 0 | 0 | 0 | 0 | 0 | 0 | 0 | 0 | 0 | 0 | 0 | 0 | 0
F2_Industrial_WA - Industrial_New_Process_Natural Gas_Other Process_E7 | F2 | Industrial | WA - Industrial | New | Process | Natural Gas | Other Process | E7 | RVT - Cost of Operation | 0 | 0 | 0 | 0 | 0 | 0 | 0 | 0 | 0 | 0 | 0 | 0 | 0 | 0 | 0 | 0 | 0 | 0 | 0 | 0 | 0 | 0 | 0 | 0 | 0 | 0 | 0
F2_Industrial_WA - Industrial_New_Process_Natural Gas_Other Process_E8 | F2 | Industrial | WA - Industrial | New | Process | Natural Gas | Other Process | E8 | RVT - Cost of Operation | 0 | 0 | 0 | 0 | 0 | 0 | 0 | 0 | 0 | 0 | 0 | 0 | 0 | 0 | 0 | 0 | 0 | 0 | 0 | 0 | 0 | 0 | 0 | 0 | 0 | 0 | 0
F2_Industrial_WA - Industrial_New_Process_Natural Gas_Other Process_E9 | F2 | Industrial | WA - Industrial | New | Process | Natural Gas | Other Process | E9 | RVT - Cost of Operation | 0 | 0 | 0 | 0 | 0 | 0 | 0 | 0 | 0 | 0 | 0 | 0 | 0 | 0 | 0 | 0 | 0 | 0 | 0 | 0 | 0 | 0 | 0 | 0 | 0 | 0 | 0
F2_Industrial_WA - Industrial_New_Process_Natural Gas_Other Process_E10 | F2 | Industrial | WA - Industrial | New | Process | Natural Gas | Other Process | E10 | RVT - Cost of Operation | 0 | 0 | 0 | 0 | 0 | 0 | 0 | 0 | 0 | 0 | 0 | 0 | 0 | 0 | 0 | 0 | 0 | 0 | 0 | 0 | 0 | 0 | 0 | 0 | 0 | 0 | 0
F3_Industrial_WA - Industrial_New_Process_Natural Gas_Other Process_E1 | F3 | Industrial | WA - Industrial | New | Process | Natural Gas | Other Process | E1 | System - kBTUs of Consumption | 169139.2189 | 169139.2189 | 169139.2189 | 169139.2189 | 169139.2189 | 169139.2189 | 169139.2189 | 169139.2189 | 169139.2189 | 169139.2189 | 169139.2189 | 169139.2189 | 169139.2189 | 169139.2189 | 169139.2189 | 169139.2189 | 169139.2189 | 169139.2189 | 169139.2189 | 169139.2189 | 169139.2189 | 169139.2189 | 169139.2189 | 169139.2189 | 169139.2189 | 169139.2189 | 169139.2189
F3_Industrial_WA - Industrial_New_Process_Natural Gas_Other Process_E2 | F3 | Industrial | WA - Industrial | New | Process | Natural Gas | Other Process | E2 | System - kBTUs of Consumption | 0 | 0 | 0 | 0 | 0 | 0 | 0 | 0 | 0 | 0 | 0 | 0 | 0 | 0 | 0 | 0 | 0 | 0 | 0 | 0 | 0 | 0 | 0 | 0 | 0 | 0 | 0
F3_Industrial_WA - Industrial_New_Process_Natural Gas_Other Process_E3 | F3 | Industrial | WA - Industrial | New | Process | Natural Gas | Other Process | E3 | System - kBTUs of Consumption | 0 | 0 | 0 | 0 | 0 | 0 | 0 | 0 | 0 | 0 | 0 | 0 | 0 | 0 | 0 | 0 | 0 | 0 | 0 | 0 | 0 | 0 | 0 | 0 | 0 | 0 | 0
F3_Industrial_WA - Industrial_New_Process_Natural Gas_Other Process_E4 | F3 | Industrial | WA - Industrial | New | Process | Natural Gas | Other Process | E4 | System - kBTUs of Consumption | 0 | 0 | 0 | 0 | 0 | 0 | 0 | 0 | 0 | 0 | 0 | 0 | 0 | 0 | 0 | 0 | 0 | 0 | 0 | 0 | 0 | 0 | 0 | 0 | 0 | 0 | 0
F3_Industrial_WA - Industrial_New_Process_Natural Gas_Other Process_E5 | F3 | Industrial | WA - Industrial | New | Process | Natural Gas | Other Process | E5 | System - kBTUs of Consumption | 0 | 0 | 0 | 0 | 0 | 0 | 0 | 0 | 0 | 0 | 0 | 0 | 0 | 0 | 0 | 0 | 0 | 0 | 0 | 0 | 0 | 0 | 0 | 0 | 0 | 0 | 0
F3_Industrial_WA - Industrial_New_Process_Natural Gas_Other Process_E6 | F3 | Industrial | WA - Industrial | New | Process | Natural Gas | Other Process | E6 | System - kBTUs of Consumption | 0 | 0 | 0 | 0 | 0 | 0 | 0 | 0 | 0 | 0 | 0 | 0 | 0 | 0 | 0 | 0 | 0 | 0 | 0 | 0 | 0 | 0 | 0 | 0 | 0 | 0 | 0
F3_Industrial_WA - Industrial_New_Process_Natural Gas_Other Process_E7 | F3 | Industrial | WA - Industrial | New | Process | Natural Gas | Other Process | E7 | System - kBTUs of Consumption | 0 | 0 | 0 | 0 | 0 | 0 | 0 | 0 | 0 | 0 | 0 | 0 | 0 | 0 | 0 | 0 | 0 | 0 | 0 | 0 | 0 | 0 | 0 | 0 | 0 | 0 | 0
F3_Industrial_WA - Industrial_New_Process_Natural Gas_Other Process_E8 | F3 | Industrial | WA - Industrial | New | Process | Natural Gas | Other Process | E8 | System - kBTUs of Consumption | 0 | 0 | 0 | 0 | 0 | 0 | 0 | 0 | 0 | 0 | 0 | 0 | 0 | 0 | 0 | 0 | 0 | 0 | 0 | 0 | 0 | 0 | 0 | 0 | 0 | 0 | 0
F3_Industrial_WA - Industrial_New_Process_Natural Gas_Other Process_E9 | F3 | Industrial | WA - Industrial | New | Process | Natural Gas | Other Process | E9 | System - kBTUs of Consumption | 0 | 0 | 0 | 0 | 0 | 0 | 0 | 0 | 0 | 0 | 0 | 0 | 0 | 0 | 0 | 0 | 0 | 0 | 0 | 0 | 0 | 0 | 0 | 0 | 0 | 0 | 0
F3_Industrial_WA - Industrial_New_Process_Natural Gas_Other Process_E10 | F3 | Industrial | WA - Industrial | New | Process | Natural Gas | Other Process | E10 | System - kBTUs of Consumption | 0 | 0 | 0 | 0 | 0 | 0 | 0 | 0 | 0 | 0 | 0 | 0 | 0 | 0 | 0 | 0 | 0 | 0 | 0 | 0 | 0 | 0 | 0 | 0 | 0 | 0 | 0
F4_Industrial_WA - Industrial_New_Process_Natural Gas_Other Process_E1 | F4 | Industrial | WA - Industrial | New | Process | Natural Gas | Other Process | E1 | Utility - Cost of Equipment | 0.26138 | 0.26138 | 0.26138 | 0.26138 | 0.26138 | 0.26138 | 0.26138 | 0.26138 | 0.26138 | 0.26138 | 0.26138 | 0.26138 | 0.26138 | 0.26138 | 0.26138 | 0.26138 | 0.26138 | 0.26138 | 0.26138 | 0.26138 | 0.26138 | 0.26138 | 0.26138 | 0.26138 | 0.26138 | 0.26138 | 0.26138
F4_Industrial_WA - Industrial_New_Process_Natural Gas_Other Process_E2 | F4 | Industrial | WA - Industrial | New | Process | Natural Gas | Other Process | E2 | Utility - Cost of Equipment | 0 | 0 | 0 | 0 | 0 | 0 | 0 | 0 | 0 | 0 | 0 | 0 | 0 | 0 | 0 | 0 | 0 | 0 | 0 | 0 | 0 | 0 | 0 | 0 | 0 | 0 | 0
F4_Industrial_WA - Industrial_New_Process_Natural Gas_Other Process_E3 | F4 | Industrial | WA - Industrial | New | Process | Natural Gas | Other Process | E3 | Utility - Cost of Equipment | 0 | 0 | 0 | 0 | 0 | 0 | 0 | 0 | 0 | 0 | 0 | 0 | 0 | 0 | 0 | 0 | 0 | 0 | 0 | 0 | 0 | 0 | 0 | 0 | 0 | 0 | 0
F4_Industrial_WA - Industrial_New_Process_Natural Gas_Other Process_E4 | F4 | Industrial | WA - Industrial | New | Process | Natural Gas | Other Process | E4 | Utility - Cost of Equipment | 0 | 0 | 0 | 0 | 0 | 0 | 0 | 0 | 0 | 0 | 0 | 0 | 0 | 0 | 0 | 0 | 0 | 0 | 0 | 0 | 0 | 0 | 0 | 0 | 0 | 0 | 0
F4_Industrial_WA - Industrial_New_Process_Natural Gas_Other Process_E5 | F4 | Industrial | WA - Industrial | New | Process | Natural Gas | Other Process | E5 | Utility - Cost of Equipment | 0 | 0 | 0 | 0 | 0 | 0 | 0 | 0 | 0 | 0 | 0 | 0 | 0 | 0 | 0 | 0 | 0 | 0 | 0 | 0 | 0 | 0 | 0 | 0 | 0 | 0 | 0
F4_Industrial_WA - Industrial_New_Process_Natural Gas_Other Process_E6 | F4 | Industrial | WA - Industrial | New | Process | Natural Gas | Other Process | E6 | Utility - Cost of Equipment | 0 | 0 | 0 | 0 | 0 | 0 | 0 | 0 | 0 | 0 | 0 | 0 | 0 | 0 | 0 | 0 | 0 | 0 | 0 | 0 | 0 | 0 | 0 | 0 | 0 | 0 | 0
F4_Industrial_WA - Industrial_New_Process_Natural Gas_Other Process_E7 | F4 | Industrial | WA - Industrial | New | Process | Natural Gas | Other Process | E7 | Utility - Cost of Equipment | 0 | 0 | 0 | 0 | 0 | 0 | 0 | 0 | 0 | 0 | 0 | 0 | 0 | 0 | 0 | 0 | 0 | 0 | 0 | 0 | 0 | 0 | 0 | 0 | 0 | 0 | 0
F4_Industrial_WA - Industrial_New_Process_Natural Gas_Other Process_E8 | F4 | Industrial | WA - Industrial | New | Process | Natural Gas | Other Process | E8 | Utility - Cost of Equipment | 0 | 0 | 0 | 0 | 0 | 0 | 0 | 0 | 0 | 0 | 0 | 0 | 0 | 0 | 0 | 0 | 0 | 0 | 0 | 0 | 0 | 0 | 0 | 0 | 0 | 0 | 0
F4_Industrial_WA - Industrial_New_Process_Natural Gas_Other Process_E9 | F4 | Industrial | WA - Industrial | New | Process | Natural Gas | Other Process | E9 | Utility - Cost of Equipment | 0 | 0 | 0 | 0 | 0 | 0 | 0 | 0 | 0 | 0 | 0 | 0 | 0 | 0 | 0 | 0 | 0 | 0 | 0 | 0 | 0 | 0 | 0 | 0 | 0 | 0 | 0
F4_Industrial_WA - Industrial_New_Process_Natural Gas_Other Process_E10 | F4 | Industrial | WA - Industrial | New | Process | Natural Gas | Other Process | E10 | Utility - Cost of Equipment | 0 | 0 | 0 | 0 | 0 | 0 | 0 | 0 | 0 | 0 | 0 | 0 | 0 | 0 | 0 | 0 | 0 | 0 | 0 | 0 | 0 | 0 | 0 | 0 | 0 | 0 | 0
F5_Industrial_WA - Industrial_New_Process_Natural Gas_Other Process_E1 | F5 | Industrial | WA - Industrial | New | Process | Natural Gas | Other Process | E1 | Utility - Cost of Operation | 1963.7537 | 1951.6949 | 1941.808 | 1942.8816 | 2018.4854 | 2138.3257 | 2163.8136 | 2200.7835 | 2242.2369 | 2284.2394 | 2328.0653 | 2373.6052 | 2422.1643 | 2470.0685 | 2515.542 | 2552.1055 | 2570.7173 | 2564.3584 | 2526.7764 | 2451.2083 | 2331.532 | 2168.0514 | 2010.2458 | 1900.7974 | 1849.5875 | 1858.6541 | 1867.7652
F5_Industrial_WA - Industrial_New_Process_Natural Gas_Other Process_E2 | F5 | Industrial | WA - Industrial | New | Process | Natural Gas | Other Process | E2 | Utility - Cost of Operation | 0 | 0 | 0 | 0 | 0 | 0 | 0 | 0 | 0 | 0 | 0 | 0 | 0 | 0 | 0 | 0 | 0 | 0 | 0 | 0 | 0 | 0 | 0 | 0 | 0 | 0 | 0
F5_Industrial_WA - Industrial_New_Process_Natural Gas_Other Process_E3 | F5 | Industrial | WA - Industrial | New | Process | Natural Gas | Other Process | E3 | Utility - Cost of Operation | 0 | 0 | 0 | 0 | 0 | 0 | 0 | 0 | 0 | 0 | 0 | 0 | 0 | 0 | 0 | 0 | 0 | 0 | 0 | 0 | 0 | 0 | 0 | 0 | 0 | 0 | 0
F5_Industrial_WA - Industrial_New_Process_Natural Gas_Other Process_E4 | F5 | Industrial | WA - Industrial | New | Process | Natural Gas | Other Process | E4 | Utility - Cost of Operation | 0 | 0 | 0 | 0 | 0 | 0 | 0 | 0 | 0 | 0 | 0 | 0 | 0 | 0 | 0 | 0 | 0 | 0 | 0 | 0 | 0 | 0 | 0 | 0 | 0 | 0 | 0
F5_Industrial_WA - Industrial_New_Process_Natural Gas_Other Process_E5 | F5 | Industrial | WA - Industrial | New | Process | Natural Gas | Other Process | E5 | Utility - Cost of Operation | 0 | 0 | 0 | 0 | 0 | 0 | 0 | 0 | 0 | 0 | 0 | 0 | 0 | 0 | 0 | 0 | 0 | 0 | 0 | 0 | 0 | 0 | 0 | 0 | 0 | 0 | 0
F5_Industrial_WA - Industrial_New_Process_Natural Gas_Other Process_E6 | F5 | Industrial | WA - Industrial | New | Process | Natural Gas | Other Process | E6 | Utility - Cost of Operation | 0 | 0 | 0 | 0 | 0 | 0 | 0 | 0 | 0 | 0 | 0 | 0 | 0 | 0 | 0 | 0 | 0 | 0 | 0 | 0 | 0 | 0 | 0 | 0 | 0 | 0 | 0
F5_Industrial_WA - Industrial_New_Process_Natural Gas_Other Process_E7 | F5 | Industrial | WA - Industrial | New | Process | Natural Gas | Other Process | E7 | Utility - Cost of Operation | 0 | 0 | 0 | 0 | 0 | 0 | 0 | 0 | 0 | 0 | 0 | 0 | 0 | 0 | 0 | 0 | 0 | 0 | 0 | 0 | 0 | 0 | 0 | 0 | 0 | 0 | 0
F5_Industrial_WA - Industrial_New_Process_Natural Gas_Other Process_E8 | F5 | Industrial | WA - Industrial | New | Process | Natural Gas | Other Process | E8 | Utility - Cost of Operation | 0 | 0 | 0 | 0 | 0 | 0 | 0 | 0 | 0 | 0 | 0 | 0 | 0 | 0 | 0 | 0 | 0 | 0 | 0 | 0 | 0 | 0 | 0 | 0 | 0 | 0 | 0
F5_Industrial_WA - Industrial_New_Process_Natural Gas_Other Process_E9 | F5 | Industrial | WA - Industrial | New | Process | Natural Gas | Other Process | E9 | Utility - Cost of Operation | 0 | 0 | 0 | 0 | 0 | 0 | 0 | 0 | 0 | 0 | 0 | 0 | 0 | 0 | 0 | 0 | 0 | 0 | 0 | 0 | 0 | 0 | 0 | 0 | 0 | 0 | 0
F5_Industrial_WA - Industrial_New_Process_Natural Gas_Other Process_E10 | F5 | Industrial | WA - Industrial | New | Process | Natural Gas | Other Process | E10 | Utility - Cost of Operation | 0 | 0 | 0 | 0 | 0 | 0 | 0 | 0 | 0 | 0 | 0 | 0 | 0 | 0 | 0 | 0 | 0 | 0 | 0 | 0 | 0 | 0 | 0 | 0 | 0 | 0 | 0
F6_Industrial_WA - Industrial_New_Process_Natural Gas_Other Process_E1 | F6 | Industrial | WA - Industrial | New | Process | Natural Gas | Other Process | E1 | Utility - Value of Sales | 0 | 0 | 0 | 0 | 0 | 0 | 0 | 0 | 0 | 0 | 0 | 0 | 0 | 0 | 0 | 0 | 0 | 0 | 0 | 0 | 0 | 0 | 0 | 0 | 0 | 0 | 0
F6_Industrial_WA - Industrial_New_Process_Natural Gas_Other Process_E2 | F6 | Industrial | WA - Industrial | New | Process | Natural Gas | Other Process | E2 | Utility - Value of Sales | 0 | 0 | 0 | 0 | 0 | 0 | 0 | 0 | 0 | 0 | 0 | 0 | 0 | 0 | 0 | 0 | 0 | 0 | 0 | 0 | 0 | 0 | 0 | 0 | 0 | 0 | 0
F6_Industrial_WA - Industrial_New_Process_Natural Gas_Other Process_E3 | F6 | Industrial | WA - Industrial | New | Process | Natural Gas | Other Process | E3 | Utility - Value of Sales | 0 | 0 | 0 | 0 | 0 | 0 | 0 | 0 | 0 | 0 | 0 | 0 | 0 | 0 | 0 | 0 | 0 | 0 | 0 | 0 | 0 | 0 | 0 | 0 | 0 | 0 | 0
F6_Industrial_WA - Industrial_New_Process_Natural Gas_Other Process_E4 | F6 | Industrial | WA - Industrial | New | Process | Natural Gas | Other Process | E4 | Utility - Value of Sales | 0 | 0 | 0 | 0 | 0 | 0 | 0 | 0 | 0 | 0 | 0 | 0 | 0 | 0 | 0 | 0 | 0 | 0 | 0 | 0 | 0 | 0 | 0 | 0 | 0 | 0 | 0
F6_Industrial_WA - Industrial_New_Process_Natural Gas_Other Process_E5 | F6 | Industrial | WA - Industrial | New | Process | Natural Gas | Other Process | E5 | Utility - Value of Sales | 0 | 0 | 0 | 0 | 0 | 0 | 0 | 0 | 0 | 0 | 0 | 0 | 0 | 0 | 0 | 0 | 0 | 0 | 0 | 0 | 0 | 0 | 0 | 0 | 0 | 0 | 0
F6_Industrial_WA - Industrial_New_Process_Natural Gas_Other Process_E6 | F6 | Industrial | WA - Industrial | New | Process | Natural Gas | Other Process | E6 | Utility - Value of Sales | 0 | 0 | 0 | 0 | 0 | 0 | 0 | 0 | 0 | 0 | 0 | 0 | 0 | 0 | 0 | 0 | 0 | 0 | 0 | 0 | 0 | 0 | 0 | 0 | 0 | 0 | 0
F6_Industrial_WA - Industrial_New_Process_Natural Gas_Other Process_E7 | F6 | Industrial | WA - Industrial | New | Process | Natural Gas | Other Process | E7 | Utility - Value of Sales | 0 | 0 | 0 | 0 | 0 | 0 | 0 | 0 | 0 | 0 | 0 | 0 | 0 | 0 | 0 | 0 | 0 | 0 | 0 | 0 | 0 | 0 | 0 | 0 | 0 | 0 | 0
F6_Industrial_WA - Industrial_New_Process_Natural Gas_Other Process_E8 | F6 | Industrial | WA - Industrial | New | Process | Natural Gas | Other Process | E8 | Utility - Value of Sales | 0 | 0 | 0 | 0 | 0 | 0 | 0 | 0 | 0 | 0 | 0 | 0 | 0 | 0 | 0 | 0 | 0 | 0 | 0 | 0 | 0 | 0 | 0 | 0 | 0 | 0 | 0
F6_Industrial_WA - Industrial_New_Process_Natural Gas_Other Process_E9 | F6 | Industrial | WA - Industrial | New | Process | Natural Gas | Other Process | E9 | Utility - Value of Sales | 0 | 0 | 0 | 0 | 0 | 0 | 0 | 0 | 0 | 0 | 0 | 0 | 0 | 0 | 0 | 0 | 0 | 0 | 0 | 0 | 0 | 0 | 0 | 0 | 0 | 0 | 0
F6_Industrial_WA - Industrial_New_Process_Natural Gas_Other Process_E10 | F6 | Industrial | WA - Industrial | New | Process | Natural Gas | Other Process | E10 | Utility - Value of Sales | 0 | 0 | 0 | 0 | 0 | 0 | 0 | 0 | 0 | 0 | 0 | 0 | 0 | 0 | 0 | 0 | 0 | 0 | 0 | 0 | 0 | 0 | 0 | 0 | 0 | 0 | 0
F1_Industrial_WA - Industrial_New_Miscellaneous_Natural Gas_Miscellaneous_E1 | F1 | Industrial | WA - Industrial | New | Miscellaneous | Natural Gas | Miscellaneous | E1 | RVT - Cost of Equipment | 0.26138 | 0.26138 | 0.26138 | 0.26138 | 0.26138 | 0.26138 | 0.26138 | 0.26138 | 0.26138 | 0.26138 | 0.26138 | 0.26138 | 0.26138 | 0.26138 | 0.26138 | 0.26138 | 0.26138 | 0.26138 | 0.26138 | 0.26138 | 0.26138 | 0.26138 | 0.26138 | 0.26138 | 0.26138 | 0.26138 | 0.26138
F1_Industrial_WA - Industrial_New_Miscellaneous_Natural Gas_Miscellaneous_E2 | F1 | Industrial | WA - Industrial | New | Miscellaneous | Natural Gas | Miscellaneous | E2 | RVT - Cost of Equipment | 0 | 0 | 0 | 0 | 0 | 0 | 0 | 0 | 0 | 0 | 0 | 0 | 0 | 0 | 0 | 0 | 0 | 0 | 0 | 0 | 0 | 0 | 0 | 0 | 0 | 0 | 0
F1_Industrial_WA - Industrial_New_Miscellaneous_Natural Gas_Miscellaneous_E3 | F1 | Industrial | WA - Industrial | New | Miscellaneous | Natural Gas | Miscellaneous | E3 | RVT - Cost of Equipment | 0 | 0 | 0 | 0 | 0 | 0 | 0 | 0 | 0 | 0 | 0 | 0 | 0 | 0 | 0 | 0 | 0 | 0 | 0 | 0 | 0 | 0 | 0 | 0 | 0 | 0 | 0
F1_Industrial_WA - Industrial_New_Miscellaneous_Natural Gas_Miscellaneous_E4 | F1 | Industrial | WA - Industrial | New | Miscellaneous | Natural Gas | Miscellaneous | E4 | RVT - Cost of Equipment | 0 | 0 | 0 | 0 | 0 | 0 | 0 | 0 | 0 | 0 | 0 | 0 | 0 | 0 | 0 | 0 | 0 | 0 | 0 | 0 | 0 | 0 | 0 | 0 | 0 | 0 | 0
F1_Industrial_WA - Industrial_New_Miscellaneous_Natural Gas_Miscellaneous_E5 | F1 | Industrial | WA - Industrial | New | Miscellaneous | Natural Gas | Miscellaneous | E5 | RVT - Cost of Equipment | 0 | 0 | 0 | 0 | 0 | 0 | 0 | 0 | 0 | 0 | 0 | 0 | 0 | 0 | 0 | 0 | 0 | 0 | 0 | 0 | 0 | 0 | 0 | 0 | 0 | 0 | 0
F1_Industrial_WA - Industrial_New_Miscellaneous_Natural Gas_Miscellaneous_E6 | F1 | Industrial | WA - Industrial | New | Miscellaneous | Natural Gas | Miscellaneous | E6 | RVT - Cost of Equipment | 0 | 0 | 0 | 0 | 0 | 0 | 0 | 0 | 0 | 0 | 0 | 0 | 0 | 0 | 0 | 0 | 0 | 0 | 0 | 0 | 0 | 0 | 0 | 0 | 0 | 0 | 0
F1_Industrial_WA - Industrial_New_Miscellaneous_Natural Gas_Miscellaneous_E7 | F1 | Industrial | WA - Industrial | New | Miscellaneous | Natural Gas | Miscellaneous | E7 | RVT - Cost of Equipment | 0 | 0 | 0 | 0 | 0 | 0 | 0 | 0 | 0 | 0 | 0 | 0 | 0 | 0 | 0 | 0 | 0 | 0 | 0 | 0 | 0 | 0 | 0 | 0 | 0 | 0 | 0
F1_Industrial_WA - Industrial_New_Miscellaneous_Natural Gas_Miscellaneous_E8 | F1 | Industrial | WA - Industrial | New | Miscellaneous | Natural Gas | Miscellaneous | E8 | RVT - Cost of Equipment | 0 | 0 | 0 | 0 | 0 | 0 | 0 | 0 | 0 | 0 | 0 | 0 | 0 | 0 | 0 | 0 | 0 | 0 | 0 | 0 | 0 | 0 | 0 | 0 | 0 | 0 | 0
F1_Industrial_WA - Industrial_New_Miscellaneous_Natural Gas_Miscellaneous_E9 | F1 | Industrial | WA - Industrial | New | Miscellaneous | Natural Gas | Miscellaneous | E9 | RVT - Cost of Equipment | 0 | 0 | 0 | 0 | 0 | 0 | 0 | 0 | 0 | 0 | 0 | 0 | 0 | 0 | 0 | 0 | 0 | 0 | 0 | 0 | 0 | 0 | 0 | 0 | 0 | 0 | 0
F1_Industrial_WA - Industrial_New_Miscellaneous_Natural Gas_Miscellaneous_E10 | F1 | Industrial | WA - Industrial | New | Miscellaneous | Natural Gas | Miscellaneous | E10 | RVT - Cost of Equipment | 0 | 0 | 0 | 0 | 0 | 0 | 0 | 0 | 0 | 0 | 0 | 0 | 0 | 0 | 0 | 0 | 0 | 0 | 0 | 0 | 0 | 0 | 0 | 0 | 0 | 0 | 0
F2_Industrial_WA - Industrial_New_Miscellaneous_Natural Gas_Miscellaneous_E1 | F2 | Industrial | WA - Industrial | New | Miscellaneous | Natural Gas | Miscellaneous | E1 | RVT - Cost of Operation | 0 | 0 | 0 | 0 | 0 | 0 | 0 | 0 | 0 | 0 | 0 | 0 | 0 | 0 | 0 | 0 | 0 | 0 | 0 | 0 | 0 | 0 | 0 | 0 | 0 | 0 | 0
F2_Industrial_WA - Industrial_New_Miscellaneous_Natural Gas_Miscellaneous_E2 | F2 | Industrial | WA - Industrial | New | Miscellaneous | Natural Gas | Miscellaneous | E2 | RVT - Cost of Operation | 0 | 0 | 0 | 0 | 0 | 0 | 0 | 0 | 0 | 0 | 0 | 0 | 0 | 0 | 0 | 0 | 0 | 0 | 0 | 0 | 0 | 0 | 0 | 0 | 0 | 0 | 0
F2_Industrial_WA - Industrial_New_Miscellaneous_Natural Gas_Miscellaneous_E3 | F2 | Industrial | WA - Industrial | New | Miscellaneous | Natural Gas | Miscellaneous | E3 | RVT - Cost of Operation | 0 | 0 | 0 | 0 | 0 | 0 | 0 | 0 | 0 | 0 | 0 | 0 | 0 | 0 | 0 | 0 | 0 | 0 | 0 | 0 | 0 | 0 | 0 | 0 | 0 | 0 | 0
F2_Industrial_WA - Industrial_New_Miscellaneous_Natural Gas_Miscellaneous_E4 | F2 | Industrial | WA - Industrial | New | Miscellaneous | Natural Gas | Miscellaneous | E4 | RVT - Cost of Operation | 0 | 0 | 0 | 0 | 0 | 0 | 0 | 0 | 0 | 0 | 0 | 0 | 0 | 0 | 0 | 0 | 0 | 0 | 0 | 0 | 0 | 0 | 0 | 0 | 0 | 0 | 0
F2_Industrial_WA - Industrial_New_Miscellaneous_Natural Gas_Miscellaneous_E5 | F2 | Industrial | WA - Industrial | New | Miscellaneous | Natural Gas | Miscellaneous | E5 | RVT - Cost of Operation | 0 | 0 | 0 | 0 | 0 | 0 | 0 | 0 | 0 | 0 | 0 | 0 | 0 | 0 | 0 | 0 | 0 | 0 | 0 | 0 | 0 | 0 | 0 | 0 | 0 | 0 | 0
F2_Industrial_WA - Industrial_New_Miscellaneous_Natural Gas_Miscellaneous_E6 | F2 | Industrial | WA - Industrial | New | Miscellaneous | Natural Gas | Miscellaneous | E6 | RVT - Cost of Operation | 0 | 0 | 0 | 0 | 0 | 0 | 0 | 0 | 0 | 0 | 0 | 0 | 0 | 0 | 0 | 0 | 0 | 0 | 0 | 0 | 0 | 0 | 0 | 0 | 0 | 0 | 0
F2_Industrial_WA - Industrial_New_Miscellaneous_Natural Gas_Miscellaneous_E7 | F2 | Industrial | WA - Industrial | New | Miscellaneous | Natural Gas | Miscellaneous | E7 | RVT - Cost of Operation | 0 | 0 | 0 | 0 | 0 | 0 | 0 | 0 | 0 | 0 | 0 | 0 | 0 | 0 | 0 | 0 | 0 | 0 | 0 | 0 | 0 | 0 | 0 | 0 | 0 | 0 | 0
F2_Industrial_WA - Industrial_New_Miscellaneous_Natural Gas_Miscellaneous_E8 | F2 | Industrial | WA - Industrial | New | Miscellaneous | Natural Gas | Miscellaneous | E8 | RVT - Cost of Operation | 0 | 0 | 0 | 0 | 0 | 0 | 0 | 0 | 0 | 0 | 0 | 0 | 0 | 0 | 0 | 0 | 0 | 0 | 0 | 0 | 0 | 0 | 0 | 0 | 0 | 0 | 0
F2_Industrial_WA - Industrial_New_Miscellaneous_Natural Gas_Miscellaneous_E9 | F2 | Industrial | WA - Industrial | New | Miscellaneous | Natural Gas | Miscellaneous | E9 | RVT - Cost of Operation | 0 | 0 | 0 | 0 | 0 | 0 | 0 | 0 | 0 | 0 | 0 | 0 | 0 | 0 | 0 | 0 | 0 | 0 | 0 | 0 | 0 | 0 | 0 | 0 | 0 | 0 | 0
F2_Industrial_WA - Industrial_New_Miscellaneous_Natural Gas_Miscellaneous_E10 | F2 | Industrial | WA - Industrial | New | Miscellaneous | Natural Gas | Miscellaneous | E10 | RVT - Cost of Operation | 0 | 0 | 0 | 0 | 0 | 0 | 0 | 0 | 0 | 0 | 0 | 0 | 0 | 0 | 0 | 0 | 0 | 0 | 0 | 0 | 0 | 0 | 0 | 0 | 0 | 0 | 0
F3_Industrial_WA - Industrial_New_Miscellaneous_Natural Gas_Miscellaneous_E1 | F3 | Industrial | WA - Industrial | New | Miscellaneous | Natural Gas | Miscellaneous | E1 | System - kBTUs of Consumption | 199223.2697 | 199223.2697 | 199223.2697 | 199223.2697 | 199223.2697 | 199223.2697 | 199223.2697 | 199223.2697 | 199223.2697 | 199223.2697 | 199223.2697 | 199223.2697 | 199223.2697 | 199223.2697 | 199223.2697 | 199223.2697 | 199223.2697 | 199223.2697 | 199223.2697 | 199223.2697 | 199223.2697 | 199223.2697 | 199223.2697 | 199223.2697 | 199223.2697 | 199223.2697 | 199223.2697
F3_Industrial_WA - Industrial_New_Miscellaneous_Natural Gas_Miscellaneous_E2 | F3 | Industrial | WA - Industrial | New | Miscellaneous | Natural Gas | Miscellaneous | E2 | System - kBTUs of Consumption | 0 | 0 | 0 | 0 | 0 | 0 | 0 | 0 | 0 | 0 | 0 | 0 | 0 | 0 | 0 | 0 | 0 | 0 | 0 | 0 | 0 | 0 | 0 | 0 | 0 | 0 | 0
F3_Industrial_WA - Industrial_New_Miscellaneous_Natural Gas_Miscellaneous_E3 | F3 | Industrial | WA - Industrial | New | Miscellaneous | Natural Gas | Miscellaneous | E3 | System - kBTUs of Consumption | 0 | 0 | 0 | 0 | 0 | 0 | 0 | 0 | 0 | 0 | 0 | 0 | 0 | 0 | 0 | 0 | 0 | 0 | 0 | 0 | 0 | 0 | 0 | 0 | 0 | 0 | 0
F3_Industrial_WA - Industrial_New_Miscellaneous_Natural Gas_Miscellaneous_E4 | F3 | Industrial | WA - Industrial | New | Miscellaneous | Natural Gas | Miscellaneous | E4 | System - kBTUs of Consumption | 0 | 0 | 0 | 0 | 0 | 0 | 0 | 0 | 0 | 0 | 0 | 0 | 0 | 0 | 0 | 0 | 0 | 0 | 0 | 0 | 0 | 0 | 0 | 0 | 0 | 0 | 0
F3_Industrial_WA - Industrial_New_Miscellaneous_Natural Gas_Miscellaneous_E5 | F3 | Industrial | WA - Industrial | New | Miscellaneous | Natural Gas | Miscellaneous | E5 | System - kBTUs of Consumption | 0 | 0 | 0 | 0 | 0 | 0 | 0 | 0 | 0 | 0 | 0 | 0 | 0 | 0 | 0 | 0 | 0 | 0 | 0 | 0 | 0 | 0 | 0 | 0 | 0 | 0 | 0
F3_Industrial_WA - Industrial_New_Miscellaneous_Natural Gas_Miscellaneous_E6 | F3 | Industrial | WA - Industrial | New | Miscellaneous | Natural Gas | Miscellaneous | E6 | System - kBTUs of Consumption | 0 | 0 | 0 | 0 | 0 | 0 | 0 | 0 | 0 | 0 | 0 | 0 | 0 | 0 | 0 | 0 | 0 | 0 | 0 | 0 | 0 | 0 | 0 | 0 | 0 | 0 | 0
F3_Industrial_WA - Industrial_New_Miscellaneous_Natural Gas_Miscellaneous_E7 | F3 | Industrial | WA - Industrial | New | Miscellaneous | Natural Gas | Miscellaneous | E7 | System - kBTUs of Consumption | 0 | 0 | 0 | 0 | 0 | 0 | 0 | 0 | 0 | 0 | 0 | 0 | 0 | 0 | 0 | 0 | 0 | 0 | 0 | 0 | 0 | 0 | 0 | 0 | 0 | 0 | 0
F3_Industrial_WA - Industrial_New_Miscellaneous_Natural Gas_Miscellaneous_E8 | F3 | Industrial | WA - Industrial | New | Miscellaneous | Natural Gas | Miscellaneous | E8 | System - kBTUs of Consumption | 0 | 0 | 0 | 0 | 0 | 0 | 0 | 0 | 0 | 0 | 0 | 0 | 0 | 0 | 0 | 0 | 0 | 0 | 0 | 0 | 0 | 0 | 0 | 0 | 0 | 0 | 0
F3_Industrial_WA - Industrial_New_Miscellaneous_Natural Gas_Miscellaneous_E9 | F3 | Industrial | WA - Industrial | New | Miscellaneous | Natural Gas | Miscellaneous | E9 | System - kBTUs of Consumption | 0 | 0 | 0 | 0 | 0 | 0 | 0 | 0 | 0 | 0 | 0 | 0 | 0 | 0 | 0 | 0 | 0 | 0 | 0 | 0 | 0 | 0 | 0 | 0 | 0 | 0 | 0
F3_Industrial_WA - Industrial_New_Miscellaneous_Natural Gas_Miscellaneous_E10 | F3 | Industrial | WA - Industrial | New | Miscellaneous | Natural Gas | Miscellaneous | E10 | System - kBTUs of Consumption | 0 | 0 | 0 | 0 | 0 | 0 | 0 | 0 | 0 | 0 | 0 | 0 | 0 | 0 | 0 | 0 | 0 | 0 | 0 | 0 | 0 | 0 | 0 | 0 | 0 | 0 | 0
F4_Industrial_WA - Industrial_New_Miscellaneous_Natural Gas_Miscellaneous_E1 | F4 | Industrial | WA - Industrial | New | Miscellaneous | Natural Gas | Miscellaneous | E1 | Utility - Cost of Equipment | 0.26138 | 0.26138 | 0.26138 | 0.26138 | 0.26138 | 0.26138 | 0.26138 | 0.26138 | 0.26138 | 0.26138 | 0.26138 | 0.26138 | 0.26138 | 0.26138 | 0.26138 | 0.26138 | 0.26138 | 0.26138 | 0.26138 | 0.26138 | 0.26138 | 0.26138 | 0.26138 | 0.26138 | 0.26138 | 0.26138 | 0.26138
F4_Industrial_WA - Industrial_New_Miscellaneous_Natural Gas_Miscellaneous_E2 | F4 | Industrial | WA - Industrial | New | Miscellaneous | Natural Gas | Miscellaneous | E2 | Utility - Cost of Equipment | 0 | 0 | 0 | 0 | 0 | 0 | 0 | 0 | 0 | 0 | 0 | 0 | 0 | 0 | 0 | 0 | 0 | 0 | 0 | 0 | 0 | 0 | 0 | 0 | 0 | 0 | 0
F4_Industrial_WA - Industrial_New_Miscellaneous_Natural Gas_Miscellaneous_E3 | F4 | Industrial | WA - Industrial | New | Miscellaneous | Natural Gas | Miscellaneous | E3 | Utility - Cost of Equipment | 0 | 0 | 0 | 0 | 0 | 0 | 0 | 0 | 0 | 0 | 0 | 0 | 0 | 0 | 0 | 0 | 0 | 0 | 0 | 0 | 0 | 0 | 0 | 0 | 0 | 0 | 0
F4_Industrial_WA - Industrial_New_Miscellaneous_Natural Gas_Miscellaneous_E4 | F4 | Industrial | WA - Industrial | New | Miscellaneous | Natural Gas | Miscellaneous | E4 | Utility - Cost of Equipment | 0 | 0 | 0 | 0 | 0 | 0 | 0 | 0 | 0 | 0 | 0 | 0 | 0 | 0 | 0 | 0 | 0 | 0 | 0 | 0 | 0 | 0 | 0 | 0 | 0 | 0 | 0
F4_Industrial_WA - Industrial_New_Miscellaneous_Natural Gas_Miscellaneous_E5 | F4 | Industrial | WA - Industrial | New | Miscellaneous | Natural Gas | Miscellaneous | E5 | Utility - Cost of Equipment | 0 | 0 | 0 | 0 | 0 | 0 | 0 | 0 | 0 | 0 | 0 | 0 | 0 | 0 | 0 | 0 | 0 | 0 | 0 | 0 | 0 | 0 | 0 | 0 | 0 | 0 | 0
F4_Industrial_WA - Industrial_New_Miscellaneous_Natural Gas_Miscellaneous_E6 | F4 | Industrial | WA - Industrial | New | Miscellaneous | Natural Gas | Miscellaneous | E6 | Utility - Cost of Equipment | 0 | 0 | 0 | 0 | 0 | 0 | 0 | 0 | 0 | 0 | 0 | 0 | 0 | 0 | 0 | 0 | 0 | 0 | 0 | 0 | 0 | 0 | 0 | 0 | 0 | 0 | 0
F4_Industrial_WA - Industrial_New_Miscellaneous_Natural Gas_Miscellaneous_E7 | F4 | Industrial | WA - Industrial | New | Miscellaneous | Natural Gas | Miscellaneous | E7 | Utility - Cost of Equipment | 0 | 0 | 0 | 0 | 0 | 0 | 0 | 0 | 0 | 0 | 0 | 0 | 0 | 0 | 0 | 0 | 0 | 0 | 0 | 0 | 0 | 0 | 0 | 0 | 0 | 0 | 0
F4_Industrial_WA - Industrial_New_Miscellaneous_Natural Gas_Miscellaneous_E8 | F4 | Industrial | WA - Industrial | New | Miscellaneous | Natural Gas | Miscellaneous | E8 | Utility - Cost of Equipment | 0 | 0 | 0 | 0 | 0 | 0 | 0 | 0 | 0 | 0 | 0 | 0 | 0 | 0 | 0 | 0 | 0 | 0 | 0 | 0 | 0 | 0 | 0 | 0 | 0 | 0 | 0
F4_Industrial_WA - Industrial_New_Miscellaneous_Natural Gas_Miscellaneous_E9 | F4 | Industrial | WA - Industrial | New | Miscellaneous | Natural Gas | Miscellaneous | E9 | Utility - Cost of Equipment | 0 | 0 | 0 | 0 | 0 | 0 | 0 | 0 | 0 | 0 | 0 | 0 | 0 | 0 | 0 | 0 | 0 | 0 | 0 | 0 | 0 | 0 | 0 | 0 | 0 | 0 | 0
F4_Industrial_WA - Industrial_New_Miscellaneous_Natural Gas_Miscellaneous_E10 | F4 | Industrial | WA - Industrial | New | Miscellaneous | Natural Gas | Miscellaneous | E10 | Utility - Cost of Equipment | 0 | 0 | 0 | 0 | 0 | 0 | 0 | 0 | 0 | 0 | 0 | 0 | 0 | 0 | 0 | 0 | 0 | 0 | 0 | 0 | 0 | 0 | 0 | 0 | 0 | 0 | 0
F5_Industrial_WA - Industrial_New_Miscellaneous_Natural Gas_Miscellaneous_E1 | F5 | Industrial | WA - Industrial | New | Miscellaneous | Natural Gas | Miscellaneous | E1 | Utility - Cost of Operation | 2313.0379 | 2298.8343 | 2287.1889 | 2288.4534 | 2377.5046 | 2518.6603 | 2548.6816 | 2592.2272 | 2641.0538 | 2690.527 | 2742.1481 | 2795.7879 | 2852.9841 | 2909.4088 | 2962.9704 | 3006.0373 | 3027.9595 | 3020.4695 | 2976.203 | 2887.194 | 2746.2313 | 2553.6732 | 2367.7994 | 2238.8839 | 2178.5655 | 2189.2448 | 2199.9764
F5_Industrial_WA - Industrial_New_Miscellaneous_Natural Gas_Miscellaneous_E2 | F5 | Industrial | WA - Industrial | New | Miscellaneous | Natural Gas | Miscellaneous | E2 | Utility - Cost of Operation | 0 | 0 | 0 | 0 | 0 | 0 | 0 | 0 | 0 | 0 | 0 | 0 | 0 | 0 | 0 | 0 | 0 | 0 | 0 | 0 | 0 | 0 | 0 | 0 | 0 | 0 | 0
F5_Industrial_WA - Industrial_New_Miscellaneous_Natural Gas_Miscellaneous_E3 | F5 | Industrial | WA - Industrial | New | Miscellaneous | Natural Gas | Miscellaneous | E3 | Utility - Cost of Operation | 0 | 0 | 0 | 0 | 0 | 0 | 0 | 0 | 0 | 0 | 0 | 0 | 0 | 0 | 0 | 0 | 0 | 0 | 0 | 0 | 0 | 0 | 0 | 0 | 0 | 0 | 0
F5_Industrial_WA - Industrial_New_Miscellaneous_Natural Gas_Miscellaneous_E4 | F5 | Industrial | WA - Industrial | New | Miscellaneous | Natural Gas | Miscellaneous | E4 | Utility - Cost of Operation | 0 | 0 | 0 | 0 | 0 | 0 | 0 | 0 | 0 | 0 | 0 | 0 | 0 | 0 | 0 | 0 | 0 | 0 | 0 | 0 | 0 | 0 | 0 | 0 | 0 | 0 | 0
F5_Industrial_WA - Industrial_New_Miscellaneous_Natural Gas_Miscellaneous_E5 | F5 | Industrial | WA - Industrial | New | Miscellaneous | Natural Gas | Miscellaneous | E5 | Utility - Cost of Operation | 0 | 0 | 0 | 0 | 0 | 0 | 0 | 0 | 0 | 0 | 0 | 0 | 0 | 0 | 0 | 0 | 0 | 0 | 0 | 0 | 0 | 0 | 0 | 0 | 0 | 0 | 0
F5_Industrial_WA - Industrial_New_Miscellaneous_Natural Gas_Miscellaneous_E6 | F5 | Industrial | WA - Industrial | New | Miscellaneous | Natural Gas | Miscellaneous | E6 | Utility - Cost of Operation | 0 | 0 | 0 | 0 | 0 | 0 | 0 | 0 | 0 | 0 | 0 | 0 | 0 | 0 | 0 | 0 | 0 | 0 | 0 | 0 | 0 | 0 | 0 | 0 | 0 | 0 | 0
F5_Industrial_WA - Industrial_New_Miscellaneous_Natural Gas_Miscellaneous_E7 | F5 | Industrial | WA - Industrial | New | Miscellaneous | Natural Gas | Miscellaneous | E7 | Utility - Cost of Operation | 0 | 0 | 0 | 0 | 0 | 0 | 0 | 0 | 0 | 0 | 0 | 0 | 0 | 0 | 0 | 0 | 0 | 0 | 0 | 0 | 0 | 0 | 0 | 0 | 0 | 0 | 0
F5_Industrial_WA - Industrial_New_Miscellaneous_Natural Gas_Miscellaneous_E8 | F5 | Industrial | WA - Industrial | New | Miscellaneous | Natural Gas | Miscellaneous | E8 | Utility - Cost of Operation | 0 | 0 | 0 | 0 | 0 | 0 | 0 | 0 | 0 | 0 | 0 | 0 | 0 | 0 | 0 | 0 | 0 | 0 | 0 | 0 | 0 | 0 | 0 | 0 | 0 | 0 | 0
F5_Industrial_WA - Industrial_New_Miscellaneous_Natural Gas_Miscellaneous_E9 | F5 | Industrial | WA - Industrial | New | Miscellaneous | Natural Gas | Miscellaneous | E9 | Utility - Cost of Operation | 0 | 0 | 0 | 0 | 0 | 0 | 0 | 0 | 0 | 0 | 0 | 0 | 0 | 0 | 0 | 0 | 0 | 0 | 0 | 0 | 0 | 0 | 0 | 0 | 0 | 0 | 0
F5_Industrial_WA - Industrial_New_Miscellaneous_Natural Gas_Miscellaneous_E10 | F5 | Industrial | WA - Industrial | New | Miscellaneous | Natural Gas | Miscellaneous | E10 | Utility - Cost of Operation | 0 | 0 | 0 | 0 | 0 | 0 | 0 | 0 | 0 | 0 | 0 | 0 | 0 | 0 | 0 | 0 | 0 | 0 | 0 | 0 | 0 | 0 | 0 | 0 | 0 | 0 | 0
F6_Industrial_WA - Industrial_New_Miscellaneous_Natural Gas_Miscellaneous_E1 | F6 | Industrial | WA - Industrial | New | Miscellaneous | Natural Gas | Miscellaneous | E1 | Utility - Value of Sales | 0 | 0 | 0 | 0 | 0 | 0 | 0 | 0 | 0 | 0 | 0 | 0 | 0 | 0 | 0 | 0 | 0 | 0 | 0 | 0 | 0 | 0 | 0 | 0 | 0 | 0 | 0
F6_Industrial_WA - Industrial_New_Miscellaneous_Natural Gas_Miscellaneous_E2 | F6 | Industrial | WA - Industrial | New | Miscellaneous | Natural Gas | Miscellaneous | E2 | Utility - Value of Sales | 0 | 0 | 0 | 0 | 0 | 0 | 0 | 0 | 0 | 0 | 0 | 0 | 0 | 0 | 0 | 0 | 0 | 0 | 0 | 0 | 0 | 0 | 0 | 0 | 0 | 0 | 0
F6_Industrial_WA - Industrial_New_Miscellaneous_Natural Gas_Miscellaneous_E3 | F6 | Industrial | WA - Industrial | New | Miscellaneous | Natural Gas | Miscellaneous | E3 | Utility - Value of Sales | 0 | 0 | 0 | 0 | 0 | 0 | 0 | 0 | 0 | 0 | 0 | 0 | 0 | 0 | 0 | 0 | 0 | 0 | 0 | 0 | 0 | 0 | 0 | 0 | 0 | 0 | 0
F6_Industrial_WA - Industrial_New_Miscellaneous_Natural Gas_Miscellaneous_E4 | F6 | Industrial | WA - Industrial | New | Miscellaneous | Natural Gas | Miscellaneous | E4 | Utility - Value of Sales | 0 | 0 | 0 | 0 | 0 | 0 | 0 | 0 | 0 | 0 | 0 | 0 | 0 | 0 | 0 | 0 | 0 | 0 | 0 | 0 | 0 | 0 | 0 | 0 | 0 | 0 | 0
F6_Industrial_WA - Industrial_New_Miscellaneous_Natural Gas_Miscellaneous_E5 | F6 | Industrial | WA - Industrial | New | Miscellaneous | Natural Gas | Miscellaneous | E5 | Utility - Value of Sales | 0 | 0 | 0 | 0 | 0 | 0 | 0 | 0 | 0 | 0 | 0 | 0 | 0 | 0 | 0 | 0 | 0 | 0 | 0 | 0 | 0 | 0 | 0 | 0 | 0 | 0 | 0
F6_Industrial_WA - Industrial_New_Miscellaneous_Natural Gas_Miscellaneous_E6 | F6 | Industrial | WA - Industrial | New | Miscellaneous | Natural Gas | Miscellaneous | E6 | Utility - Value of Sales | 0 | 0 | 0 | 0 | 0 | 0 | 0 | 0 | 0 | 0 | 0 | 0 | 0 | 0 | 0 | 0 | 0 | 0 | 0 | 0 | 0 | 0 | 0 | 0 | 0 | 0 | 0
F6_Industrial_WA - Industrial_New_Miscellaneous_Natural Gas_Miscellaneous_E7 | F6 | Industrial | WA - Industrial | New | Miscellaneous | Natural Gas | Miscellaneous | E7 | Utility - Value of Sales | 0 | 0 | 0 | 0 | 0 | 0 | 0 | 0 | 0 | 0 | 0 | 0 | 0 | 0 | 0 | 0 | 0 | 0 | 0 | 0 | 0 | 0 | 0 | 0 | 0 | 0 | 0
F6_Industrial_WA - Industrial_New_Miscellaneous_Natural Gas_Miscellaneous_E8 | F6 | Industrial | WA - Industrial | New | Miscellaneous | Natural Gas | Miscellaneous | E8 | Utility - Value of Sales | 0 | 0 | 0 | 0 | 0 | 0 | 0 | 0 | 0 | 0 | 0 | 0 | 0 | 0 | 0 | 0 | 0 | 0 | 0 | 0 | 0 | 0 | 0 | 0 | 0 | 0 | 0
F6_Industrial_WA - Industrial_New_Miscellaneous_Natural Gas_Miscellaneous_E9 | F6 | Industrial | WA - Industrial | New | Miscellaneous | Natural Gas | Miscellaneous | E9 | Utility - Value of Sales | 0 | 0 | 0 | 0 | 0 | 0 | 0 | 0 | 0 | 0 | 0 | 0 | 0 | 0 | 0 | 0 | 0 | 0 | 0 | 0 | 0 | 0 | 0 | 0 | 0 | 0 | 0
F6_Industrial_WA - Industrial_New_Miscellaneous_Natural Gas_Miscellaneous_E10 | F6 | Industrial | WA - Industrial | New | Miscellaneous | Natural Gas | Miscellaneous | E10 | Utility - Value of Sales | 0 | 0 | 0 | 0 | 0 | 0 | 0 | 0 | 0 | 0 | 0 | 0 | 0 | 0 | 0 | 0 | 0 | 0 | 0 | 0 | 0 | 0 | 0 | 0 | 0 | 0 | 0
F1_Industrial_OR - Industrial_Existing_Space Heating_Natural Gas_Furnace_E1 | F1 | Industrial | OR - Industrial | Existing | Space Heating | Natural Gas | Furnace | E1 | RVT - Cost of Equipment | 98.9717 | 98.9717 | 98.9717 | 0 | 0 | 0 | 0 | 0 | 0 | 0 | 0 | 0 | 0 | 0 | 0 | 0 | 0 | 0 | 0 | 0 | 0 | 0 | 0 | 0 | 0 | 0 | 0
F1_Industrial_OR - Industrial_Existing_Space Heating_Natural Gas_Furnace_E2 | F1 | Industrial | OR - Industrial | Existing | Space Heating | Natural Gas | Furnace | E2 | RVT - Cost of Equipment | 121.6163 | 121.6163 | 121.6163 | 121.6163 | 121.6163 | 121.6163 | 121.6163 | 121.6163 | 121.6163 | 121.6163 | 121.6163 | 121.6163 | 121.6163 | 121.6163 | 121.6163 | 121.6163 | 121.6163 | 121.6163 | 121.6163 | 121.6163 | 121.6163 | 121.6163 | 121.6163 | 121.6163 | 121.6163 | 121.6163 | 121.6163
F1_Industrial_OR - Industrial_Existing_Space Heating_Natural Gas_Furnace_E3 | F1 | Industrial | OR - Industrial | Existing | Space Heating | Natural Gas | Furnace | E3 | RVT - Cost of Equipment | 144.2609 | 144.2609 | 144.2609 | 144.2609 | 144.2609 | 144.2609 | 144.2609 | 144.2609 | 144.2609 | 144.2609 | 144.2609 | 144.2609 | 144.2609 | 144.2609 | 144.2609 | 144.2609 | 144.2609 | 144.2609 | 144.2609 | 144.2609 | 144.2609 | 144.2609 | 144.2609 | 144.2609 | 144.2609 | 144.2609 | 144.2609
F1_Industrial_OR - Industrial_Existing_Space Heating_Natural Gas_Furnace_E4 | F1 | Industrial | OR - Industrial | Existing | Space Heating | Natural Gas | Furnace | E4 | RVT - Cost of Equipment | 0 | 0 | 0 | 0 | 0 | 0 | 0 | 0 | 0 | 0 | 0 | 0 | 0 | 0 | 0 | 0 | 0 | 0 | 0 | 0 | 0 | 0 | 0 | 0 | 0 | 0 | 0
F1_Industrial_OR - Industrial_Existing_Space Heating_Natural Gas_Furnace_E5 | F1 | Industrial | OR - Industrial | Existing | Space Heating | Natural Gas | Furnace | E5 | RVT - Cost of Equipment | 0 | 0 | 0 | 0 | 0 | 0 | 0 | 0 | 0 | 0 | 0 | 0 | 0 | 0 | 0 | 0 | 0 | 0 | 0 | 0 | 0 | 0 | 0 | 0 | 0 | 0 | 0
F1_Industrial_OR - Industrial_Existing_Space Heating_Natural Gas_Furnace_E6 | F1 | Industrial | OR - Industrial | Existing | Space Heating | Natural Gas | Furnace | E6 | RVT - Cost of Equipment | 0 | 0 | 0 | 0 | 0 | 0 | 0 | 0 | 0 | 0 | 0 | 0 | 0 | 0 | 0 | 0 | 0 | 0 | 0 | 0 | 0 | 0 | 0 | 0 | 0 | 0 | 0
F1_Industrial_OR - Industrial_Existing_Space Heating_Natural Gas_Furnace_E7 | F1 | Industrial | OR - Industrial | Existing | Space Heating | Natural Gas | Furnace | E7 | RVT - Cost of Equipment | 0 | 0 | 0 | 0 | 0 | 0 | 0 | 0 | 0 | 0 | 0 | 0 | 0 | 0 | 0 | 0 | 0 | 0 | 0 | 0 | 0 | 0 | 0 | 0 | 0 | 0 | 0
F1_Industrial_OR - Industrial_Existing_Space Heating_Natural Gas_Furnace_E8 | F1 | Industrial | OR - Industrial | Existing | Space Heating | Natural Gas | Furnace | E8 | RVT - Cost of Equipment | 0 | 0 | 0 | 0 | 0 | 0 | 0 | 0 | 0 | 0 | 0 | 0 | 0 | 0 | 0 | 0 | 0 | 0 | 0 | 0 | 0 | 0 | 0 | 0 | 0 | 0 | 0
F1_Industrial_OR - Industrial_Existing_Space Heating_Natural Gas_Furnace_E9 | F1 | Industrial | OR - Industrial | Existing | Space Heating | Natural Gas | Furnace | E9 | RVT - Cost of Equipment | 0 | 0 | 0 | 0 | 0 | 0 | 0 | 0 | 0 | 0 | 0 | 0 | 0 | 0 | 0 | 0 | 0 | 0 | 0 | 0 | 0 | 0 | 0 | 0 | 0 | 0 | 0
F1_Industrial_OR - Industrial_Existing_Space Heating_Natural Gas_Furnace_E10 | F1 | Industrial | OR - Industrial | Existing | Space Heating | Natural Gas | Furnace | E10 | RVT - Cost of Equipment | 0 | 0 | 0 | 0 | 0 | 0 | 0 | 0 | 0 | 0 | 0 | 0 | 0 | 0 | 0 | 0 | 0 | 0 | 0 | 0 | 0 | 0 | 0 | 0 | 0 | 0 | 0
F2_Industrial_OR - Industrial_Existing_Space Heating_Natural Gas_Furnace_E1 | F2 | Industrial | OR - Industrial | Existing | Space Heating | Natural Gas | Furnace | E1 | RVT - Cost of Operation | 0 | 0 | 0 | 0 | 0 | 0 | 0 | 0 | 0 | 0 | 0 | 0 | 0 | 0 | 0 | 0 | 0 | 0 | 0 | 0 | 0 | 0 | 0 | 0 | 0 | 0 | 0
F2_Industrial_OR - Industrial_Existing_Space Heating_Natural Gas_Furnace_E2 | F2 | Industrial | OR - Industrial | Existing | Space Heating | Natural Gas | Furnace | E2 | RVT - Cost of Operation | 0 | 0 | 0 | 0 | 0 | 0 | 0 | 0 | 0 | 0 | 0 | 0 | 0 | 0 | 0 | 0 | 0 | 0 | 0 | 0 | 0 | 0 | 0 | 0 | 0 | 0 | 0
F2_Industrial_OR - Industrial_Existing_Space Heating_Natural Gas_Furnace_E3 | F2 | Industrial | OR - Industrial | Existing | Space Heating | Natural Gas | Furnace | E3 | RVT - Cost of Operation | 0 | 0 | 0 | 0 | 0 | 0 | 0 | 0 | 0 | 0 | 0 | 0 | 0 | 0 | 0 | 0 | 0 | 0 | 0 | 0 | 0 | 0 | 0 | 0 | 0 | 0 | 0
F2_Industrial_OR - Industrial_Existing_Space Heating_Natural Gas_Furnace_E4 | F2 | Industrial | OR - Industrial | Existing | Space Heating | Natural Gas | Furnace | E4 | RVT - Cost of Operation | 0 | 0 | 0 | 0 | 0 | 0 | 0 | 0 | 0 | 0 | 0 | 0 | 0 | 0 | 0 | 0 | 0 | 0 | 0 | 0 | 0 | 0 | 0 | 0 | 0 | 0 | 0
F2_Industrial_OR - Industrial_Existing_Space Heating_Natural Gas_Furnace_E5 | F2 | Industrial | OR - Industrial | Existing | Space Heating | Natural Gas | Furnace | E5 | RVT - Cost of Operation | 0 | 0 | 0 | 0 | 0 | 0 | 0 | 0 | 0 | 0 | 0 | 0 | 0 | 0 | 0 | 0 | 0 | 0 | 0 | 0 | 0 | 0 | 0 | 0 | 0 | 0 | 0
F2_Industrial_OR - Industrial_Existing_Space Heating_Natural Gas_Furnace_E6 | F2 | Industrial | OR - Industrial | Existing | Space Heating | Natural Gas | Furnace | E6 | RVT - Cost of Operation | 0 | 0 | 0 | 0 | 0 | 0 | 0 | 0 | 0 | 0 | 0 | 0 | 0 | 0 | 0 | 0 | 0 | 0 | 0 | 0 | 0 | 0 | 0 | 0 | 0 | 0 | 0
F2_Industrial_OR - Industrial_Existing_Space Heating_Natural Gas_Furnace_E7 | F2 | Industrial | OR - Industrial | Existing | Space Heating | Natural Gas | Furnace | E7 | RVT - Cost of Operation | 0 | 0 | 0 | 0 | 0 | 0 | 0 | 0 | 0 | 0 | 0 | 0 | 0 | 0 | 0 | 0 | 0 | 0 | 0 | 0 | 0 | 0 | 0 | 0 | 0 | 0 | 0
F2_Industrial_OR - Industrial_Existing_Space Heating_Natural Gas_Furnace_E8 | F2 | Industrial | OR - Industrial | Existing | Space Heating | Natural Gas | Furnace | E8 | RVT - Cost of Operation | 0 | 0 | 0 | 0 | 0 | 0 | 0 | 0 | 0 | 0 | 0 | 0 | 0 | 0 | 0 | 0 | 0 | 0 | 0 | 0 | 0 | 0 | 0 | 0 | 0 | 0 | 0
F2_Industrial_OR - Industrial_Existing_Space Heating_Natural Gas_Furnace_E9 | F2 | Industrial | OR - Industrial | Existing | Space Heating | Natural Gas | Furnace | E9 | RVT - Cost of Operation | 0 | 0 | 0 | 0 | 0 | 0 | 0 | 0 | 0 | 0 | 0 | 0 | 0 | 0 | 0 | 0 | 0 | 0 | 0 | 0 | 0 | 0 | 0 | 0 | 0 | 0 | 0
F2_Industrial_OR - Industrial_Existing_Space Heating_Natural Gas_Furnace_E10 | F2 | Industrial | OR - Industrial | Existing | Space Heating | Natural Gas | Furnace | E10 | RVT - Cost of Operation | 0 | 0 | 0 | 0 | 0 | 0 | 0 | 0 | 0 | 0 | 0 | 0 | 0 | 0 | 0 | 0 | 0 | 0 | 0 | 0 | 0 | 0 | 0 | 0 | 0 | 0 | 0
F3_Industrial_OR - Industrial_Existing_Space Heating_Natural Gas_Furnace_E1 | F3 | Industrial | OR - Industrial | Existing | Space Heating | Natural Gas | Furnace | E1 | System - kBTUs of Consumption | 129732.6526 | 130110.7344 | 130088.7165 | 0 | 0 | 0 | 0 | 0 | 0 | 0 | 0 | 0 | 0 | 0 | 0 | 0 | 0 | 0 | 0 | 0 | 0 | 0 | 0 | 0 | 0 | 0 | 0
F3_Industrial_OR - Industrial_Existing_Space Heating_Natural Gas_Furnace_E2 | F3 | Industrial | OR - Industrial | Existing | Space Heating | Natural Gas | Furnace | E2 | System - kBTUs of Consumption | 115317.9134 | 115653.9861 | 115634.4147 | 115634.4147 | 115634.4147 | 115634.4147 | 115634.4147 | 115634.4147 | 115634.4147 | 115634.4147 | 115634.4147 | 115634.4147 | 115634.4147 | 115634.4147 | 115634.4147 | 115634.4147 | 115634.4147 | 115634.4147 | 115634.4147 | 115634.4147 | 115634.4147 | 115634.4147 | 115634.4147 | 115634.4147 | 115634.4147 | 115634.4147 | 115634.4147
F3_Industrial_OR - Industrial_Existing_Space Heating_Natural Gas_Furnace_E3 | F3 | Industrial | OR - Industrial | Existing | Space Heating | Natural Gas | Furnace | E3 | System - kBTUs of Consumption | 108110.5439 | 108425.612 | 108407.2638 | 108407.2638 | 108407.2638 | 108407.2638 | 108407.2638 | 108407.2638 | 108407.2638 | 108407.2638 | 108407.2638 | 108407.2638 | 108407.2638 | 108407.2638 | 108407.2638 | 108407.2638 | 108407.2638 | 108407.2638 | 108407.2638 | 108407.2638 | 108407.2638 | 108407.2638 | 108407.2638 | 108407.2638 | 108407.2638 | 108407.2638 | 108407.2638
F3_Industrial_OR - Industrial_Existing_Space Heating_Natural Gas_Furnace_E4 | F3 | Industrial | OR - Industrial | Existing | Space Heating | Natural Gas | Furnace | E4 | System - kBTUs of Consumption | 0 | 0 | 0 | 0 | 0 | 0 | 0 | 0 | 0 | 0 | 0 | 0 | 0 | 0 | 0 | 0 | 0 | 0 | 0 | 0 | 0 | 0 | 0 | 0 | 0 | 0 | 0
F3_Industrial_OR - Industrial_Existing_Space Heating_Natural Gas_Furnace_E5 | F3 | Industrial | OR - Industrial | Existing | Space Heating | Natural Gas | Furnace | E5 | System - kBTUs of Consumption | 0 | 0 | 0 | 0 | 0 | 0 | 0 | 0 | 0 | 0 | 0 | 0 | 0 | 0 | 0 | 0 | 0 | 0 | 0 | 0 | 0 | 0 | 0 | 0 | 0 | 0 | 0
F3_Industrial_OR - Industrial_Existing_Space Heating_Natural Gas_Furnace_E6 | F3 | Industrial | OR - Industrial | Existing | Space Heating | Natural Gas | Furnace | E6 | System - kBTUs of Consumption | 0 | 0 | 0 | 0 | 0 | 0 | 0 | 0 | 0 | 0 | 0 | 0 | 0 | 0 | 0 | 0 | 0 | 0 | 0 | 0 | 0 | 0 | 0 | 0 | 0 | 0 | 0
F3_Industrial_OR - Industrial_Existing_Space Heating_Natural Gas_Furnace_E7 | F3 | Industrial | OR - Industrial | Existing | Space Heating | Natural Gas | Furnace | E7 | System - kBTUs of Consumption | 0 | 0 | 0 | 0 | 0 | 0 | 0 | 0 | 0 | 0 | 0 | 0 | 0 | 0 | 0 | 0 | 0 | 0 | 0 | 0 | 0 | 0 | 0 | 0 | 0 | 0 | 0
F3_Industrial_OR - Industrial_Existing_Space Heating_Natural Gas_Furnace_E8 | F3 | Industrial | OR - Industrial | Existing | Space Heating | Natural Gas | Furnace | E8 | System - kBTUs of Consumption | 0 | 0 | 0 | 0 | 0 | 0 | 0 | 0 | 0 | 0 | 0 | 0 | 0 | 0 | 0 | 0 | 0 | 0 | 0 | 0 | 0 | 0 | 0 | 0 | 0 | 0 | 0
F3_Industrial_OR - Industrial_Existing_Space Heating_Natural Gas_Furnace_E9 | F3 | Industrial | OR - Industrial | Existing | Space Heating | Natural Gas | Furnace | E9 | System - kBTUs of Consumption | 0 | 0 | 0 | 0 | 0 | 0 | 0 | 0 | 0 | 0 | 0 | 0 | 0 | 0 | 0 | 0 | 0 | 0 | 0 | 0 | 0 | 0 | 0 | 0 | 0 | 0 | 0
F3_Industrial_OR - Industrial_Existing_Space Heating_Natural Gas_Furnace_E10 | F3 | Industrial | OR - Industrial | Existing | Space Heating | Natural Gas | Furnace | E10 | System - kBTUs of Consumption | 0 | 0 | 0 | 0 | 0 | 0 | 0 | 0 | 0 | 0 | 0 | 0 | 0 | 0 | 0 | 0 | 0 | 0 | 0 | 0 | 0 | 0 | 0 | 0 | 0 | 0 | 0
F4_Industrial_OR - Industrial_Existing_Space Heating_Natural Gas_Furnace_E1 | F4 | Industrial | OR - Industrial | Existing | Space Heating | Natural Gas | Furnace | E1 | Utility - Cost of Equipment | 98.9717 | 98.9717 | 98.9717 | 0 | 0 | 0 | 0 | 0 | 0 | 0 | 0 | 0 | 0 | 0 | 0 | 0 | 0 | 0 | 0 | 0 | 0 | 0 | 0 | 0 | 0 | 0 | 0
F4_Industrial_OR - Industrial_Existing_Space Heating_Natural Gas_Furnace_E2 | F4 | Industrial | OR - Industrial | Existing | Space Heating | Natural Gas | Furnace | E2 | Utility - Cost of Equipment | 121.6163 | 121.6163 | 121.6163 | 121.6163 | 121.6163 | 121.6163 | 121.6163 | 121.6163 | 121.6163 | 121.6163 | 121.6163 | 121.6163 | 121.6163 | 121.6163 | 121.6163 | 121.6163 | 121.6163 | 121.6163 | 121.6163 | 121.6163 | 121.6163 | 121.6163 | 121.6163 | 121.6163 | 121.6163 | 121.6163 | 121.6163
F4_Industrial_OR - Industrial_Existing_Space Heating_Natural Gas_Furnace_E3 | F4 | Industrial | OR - Industrial | Existing | Space Heating | Natural Gas | Furnace | E3 | Utility - Cost of Equipment | 144.2609 | 144.2609 | 144.2609 | 144.2609 | 144.2609 | 144.2609 | 144.2609 | 144.2609 | 144.2609 | 144.2609 | 144.2609 | 144.2609 | 144.2609 | 144.2609 | 144.2609 | 144.2609 | 144.2609 | 144.2609 | 144.2609 | 144.2609 | 144.2609 | 144.2609 | 144.2609 | 144.2609 | 144.2609 | 144.2609 | 144.2609
F4_Industrial_OR - Industrial_Existing_Space Heating_Natural Gas_Furnace_E4 | F4 | Industrial | OR - Industrial | Existing | Space Heating | Natural Gas | Furnace | E4 | Utility - Cost of Equipment | 0 | 0 | 0 | 0 | 0 | 0 | 0 | 0 | 0 | 0 | 0 | 0 | 0 | 0 | 0 | 0 | 0 | 0 | 0 | 0 | 0 | 0 | 0 | 0 | 0 | 0 | 0
F4_Industrial_OR - Industrial_Existing_Space Heating_Natural Gas_Furnace_E5 | F4 | Industrial | OR - Industrial | Existing | Space Heating | Natural Gas | Furnace | E5 | Utility - Cost of Equipment | 0 | 0 | 0 | 0 | 0 | 0 | 0 | 0 | 0 | 0 | 0 | 0 | 0 | 0 | 0 | 0 | 0 | 0 | 0 | 0 | 0 | 0 | 0 | 0 | 0 | 0 | 0
F4_Industrial_OR - Industrial_Existing_Space Heating_Natural Gas_Furnace_E6 | F4 | Industrial | OR - Industrial | Existing | Space Heating | Natural Gas | Furnace | E6 | Utility - Cost of Equipment | 0 | 0 | 0 | 0 | 0 | 0 | 0 | 0 | 0 | 0 | 0 | 0 | 0 | 0 | 0 | 0 | 0 | 0 | 0 | 0 | 0 | 0 | 0 | 0 | 0 | 0 | 0
F4_Industrial_OR - Industrial_Existing_Space Heating_Natural Gas_Furnace_E7 | F4 | Industrial | OR - Industrial | Existing | Space Heating | Natural Gas | Furnace | E7 | Utility - Cost of Equipment | 0 | 0 | 0 | 0 | 0 | 0 | 0 | 0 | 0 | 0 | 0 | 0 | 0 | 0 | 0 | 0 | 0 | 0 | 0 | 0 | 0 | 0 | 0 | 0 | 0 | 0 | 0
F4_Industrial_OR - Industrial_Existing_Space Heating_Natural Gas_Furnace_E8 | F4 | Industrial | OR - Industrial | Existing | Space Heating | Natural Gas | Furnace | E8 | Utility - Cost of Equipment | 0 | 0 | 0 | 0 | 0 | 0 | 0 | 0 | 0 | 0 | 0 | 0 | 0 | 0 | 0 | 0 | 0 | 0 | 0 | 0 | 0 | 0 | 0 | 0 | 0 | 0 | 0
F4_Industrial_OR - Industrial_Existing_Space Heating_Natural Gas_Furnace_E9 | F4 | Industrial | OR - Industrial | Existing | Space Heating | Natural Gas | Furnace | E9 | Utility - Cost of Equipment | 0 | 0 | 0 | 0 | 0 | 0 | 0 | 0 | 0 | 0 | 0 | 0 | 0 | 0 | 0 | 0 | 0 | 0 | 0 | 0 | 0 | 0 | 0 | 0 | 0 | 0 | 0
F4_Industrial_OR - Industrial_Existing_Space Heating_Natural Gas_Furnace_E10 | F4 | Industrial | OR - Industrial | Existing | Space Heating | Natural Gas | Furnace | E10 | Utility - Cost of Equipment | 0 | 0 | 0 | 0 | 0 | 0 | 0 | 0 | 0 | 0 | 0 | 0 | 0 | 0 | 0 | 0 | 0 | 0 | 0 | 0 | 0 | 0 | 0 | 0 | 0 | 0 | 0
F5_Industrial_OR - Industrial_Existing_Space Heating_Natural Gas_Furnace_E1 | F5 | Industrial | OR - Industrial | Existing | Space Heating | Natural Gas | Furnace | E1 | Utility - Cost of Operation | 1882.4301 | 2011.7562 | 2157.4993 | 0 | 0 | 0 | 0 | 0 | 0 | 0 | 0 | 0 | 0 | 0 | 0 | 0 | 0 | 0 | 0 | 0 | 0 | 0 | 0 | 0 | 0 | 0 | 0
F5_Industrial_OR - Industrial_Existing_Space Heating_Natural Gas_Furnace_E2 | F5 | Industrial | OR - Industrial | Existing | Space Heating | Natural Gas | Furnace | E2 | Utility - Cost of Operation | 1673.2712 | 1788.2278 | 1917.7772 | 1959.571 | 1987.9112 | 2003.3659 | 2013.3983 | 2019.6735 | 2022.1501 | 2022.0068 | 2022.1593 | 2022.9604 | 2024.1982 | 2026.3755 | 2028.7641 | 2031.9474 | 2036.2661 | 2041.1172 | 2046.5171 | 2052.6953 | 2059.4654 | 2066.9672 | 2075.1422 | 2084.6176 | 2094.8363 | 2105.1051 | 2115.4242
F5_Industrial_OR - Industrial_Existing_Space Heating_Natural Gas_Furnace_E3 | F5 | Industrial | OR - Industrial | Existing | Space Heating | Natural Gas | Furnace | E3 | Utility - Cost of Operation | 1568.6918 | 1676.4635 | 1797.9161 | 1837.0978 | 1863.6668 | 1878.1555 | 1887.5609 | 1893.4439 | 1895.7657 | 1895.6313 | 1895.7743 | 1896.5253 | 1897.6858 | 1899.727 | 1901.9664 | 1904.9507 | 1908.9995 | 1913.5474 | 1918.6098 | 1924.4018 | 1930.7488 | 1937.7818 | 1945.4458 | 1954.329 | 1963.909 | 1973.536 | 1983.2102
F5_Industrial_OR - Industrial_Existing_Space Heating_Natural Gas_Furnace_E4 | F5 | Industrial | OR - Industrial | Existing | Space Heating | Natural Gas | Furnace | E4 | Utility - Cost of Operation | 0 | 0 | 0 | 0 | 0 | 0 | 0 | 0 | 0 | 0 | 0 | 0 | 0 | 0 | 0 | 0 | 0 | 0 | 0 | 0 | 0 | 0 | 0 | 0 | 0 | 0 | 0
F5_Industrial_OR - Industrial_Existing_Space Heating_Natural Gas_Furnace_E5 | F5 | Industrial | OR - Industrial | Existing | Space Heating | Natural Gas | Furnace | E5 | Utility - Cost of Operation | 0 | 0 | 0 | 0 | 0 | 0 | 0 | 0 | 0 | 0 | 0 | 0 | 0 | 0 | 0 | 0 | 0 | 0 | 0 | 0 | 0 | 0 | 0 | 0 | 0 | 0 | 0
F5_Industrial_OR - Industrial_Existing_Space Heating_Natural Gas_Furnace_E6 | F5 | Industrial | OR - Industrial | Existing | Space Heating | Natural Gas | Furnace | E6 | Utility - Cost of Operation | 0 | 0 | 0 | 0 | 0 | 0 | 0 | 0 | 0 | 0 | 0 | 0 | 0 | 0 | 0 | 0 | 0 | 0 | 0 | 0 | 0 | 0 | 0 | 0 | 0 | 0 | 0
F5_Industrial_OR - Industrial_Existing_Space Heating_Natural Gas_Furnace_E7 | F5 | Industrial | OR - Industrial | Existing | Space Heating | Natural Gas | Furnace | E7 | Utility - Cost of Operation | 0 | 0 | 0 | 0 | 0 | 0 | 0 | 0 | 0 | 0 | 0 | 0 | 0 | 0 | 0 | 0 | 0 | 0 | 0 | 0 | 0 | 0 | 0 | 0 | 0 | 0 | 0
F5_Industrial_OR - Industrial_Existing_Space Heating_Natural Gas_Furnace_E8 | F5 | Industrial | OR - Industrial | Existing | Space Heating | Natural Gas | Furnace | E8 | Utility - Cost of Operation | 0 | 0 | 0 | 0 | 0 | 0 | 0 | 0 | 0 | 0 | 0 | 0 | 0 | 0 | 0 | 0 | 0 | 0 | 0 | 0 | 0 | 0 | 0 | 0 | 0 | 0 | 0
F5_Industrial_OR - Industrial_Existing_Space Heating_Natural Gas_Furnace_E9 | F5 | Industrial | OR - Industrial | Existing | Space Heating | Natural Gas | Furnace | E9 | Utility - Cost of Operation | 0 | 0 | 0 | 0 | 0 | 0 | 0 | 0 | 0 | 0 | 0 | 0 | 0 | 0 | 0 | 0 | 0 | 0 | 0 | 0 | 0 | 0 | 0 | 0 | 0 | 0 | 0
F5_Industrial_OR - Industrial_Existing_Space Heating_Natural Gas_Furnace_E10 | F5 | Industrial | OR - Industrial | Existing | Space Heating | Natural Gas | Furnace | E10 | Utility - Cost of Operation | 0 | 0 | 0 | 0 | 0 | 0 | 0 | 0 | 0 | 0 | 0 | 0 | 0 | 0 | 0 | 0 | 0 | 0 | 0 | 0 | 0 | 0 | 0 | 0 | 0 | 0 | 0
F6_Industrial_OR - Industrial_Existing_Space Heating_Natural Gas_Furnace_E1 | F6 | Industrial | OR - Industrial | Existing | Space Heating | Natural Gas | Furnace | E1 | Utility - Value of Sales | 0 | 0 | 0 | 0 | 0 | 0 | 0 | 0 | 0 | 0 | 0 | 0 | 0 | 0 | 0 | 0 | 0 | 0 | 0 | 0 | 0 | 0 | 0 | 0 | 0 | 0 | 0
F6_Industrial_OR - Industrial_Existing_Space Heating_Natural Gas_Furnace_E2 | F6 | Industrial | OR - Industrial | Existing | Space Heating | Natural Gas | Furnace | E2 | Utility - Value of Sales | 0 | 0 | 0 | 0 | 0 | 0 | 0 | 0 | 0 | 0 | 0 | 0 | 0 | 0 | 0 | 0 | 0 | 0 | 0 | 0 | 0 | 0 | 0 | 0 | 0 | 0 | 0
F6_Industrial_OR - Industrial_Existing_Space Heating_Natural Gas_Furnace_E3 | F6 | Industrial | OR - Industrial | Existing | Space Heating | Natural Gas | Furnace | E3 | Utility - Value of Sales | 0 | 0 | 0 | 0 | 0 | 0 | 0 | 0 | 0 | 0 | 0 | 0 | 0 | 0 | 0 | 0 | 0 | 0 | 0 | 0 | 0 | 0 | 0 | 0 | 0 | 0 | 0
F6_Industrial_OR - Industrial_Existing_Space Heating_Natural Gas_Furnace_E4 | F6 | Industrial | OR - Industrial | Existing | Space Heating | Natural Gas | Furnace | E4 | Utility - Value of Sales | 0 | 0 | 0 | 0 | 0 | 0 | 0 | 0 | 0 | 0 | 0 | 0 | 0 | 0 | 0 | 0 | 0 | 0 | 0 | 0 | 0 | 0 | 0 | 0 | 0 | 0 | 0
F6_Industrial_OR - Industrial_Existing_Space Heating_Natural Gas_Furnace_E5 | F6 | Industrial | OR - Industrial | Existing | Space Heating | Natural Gas | Furnace | E5 | Utility - Value of Sales | 0 | 0 | 0 | 0 | 0 | 0 | 0 | 0 | 0 | 0 | 0 | 0 | 0 | 0 | 0 | 0 | 0 | 0 | 0 | 0 | 0 | 0 | 0 | 0 | 0 | 0 | 0
F6_Industrial_OR - Industrial_Existing_Space Heating_Natural Gas_Furnace_E6 | F6 | Industrial | OR - Industrial | Existing | Space Heating | Natural Gas | Furnace | E6 | Utility - Value of Sales | 0 | 0 | 0 | 0 | 0 | 0 | 0 | 0 | 0 | 0 | 0 | 0 | 0 | 0 | 0 | 0 | 0 | 0 | 0 | 0 | 0 | 0 | 0 | 0 | 0 | 0 | 0
F6_Industrial_OR - Industrial_Existing_Space Heating_Natural Gas_Furnace_E7 | F6 | Industrial | OR - Industrial | Existing | Space Heating | Natural Gas | Furnace | E7 | Utility - Value of Sales | 0 | 0 | 0 | 0 | 0 | 0 | 0 | 0 | 0 | 0 | 0 | 0 | 0 | 0 | 0 | 0 | 0 | 0 | 0 | 0 | 0 | 0 | 0 | 0 | 0 | 0 | 0
F6_Industrial_OR - Industrial_Existing_Space Heating_Natural Gas_Furnace_E8 | F6 | Industrial | OR - Industrial | Existing | Space Heating | Natural Gas | Furnace | E8 | Utility - Value of Sales | 0 | 0 | 0 | 0 | 0 | 0 | 0 | 0 | 0 | 0 | 0 | 0 | 0 | 0 | 0 | 0 | 0 | 0 | 0 | 0 | 0 | 0 | 0 | 0 | 0 | 0 | 0
F6_Industrial_OR - Industrial_Existing_Space Heating_Natural Gas_Furnace_E9 | F6 | Industrial | OR - Industrial | Existing | Space Heating | Natural Gas | Furnace | E9 | Utility - Value of Sales | 0 | 0 | 0 | 0 | 0 | 0 | 0 | 0 | 0 | 0 | 0 | 0 | 0 | 0 | 0 | 0 | 0 | 0 | 0 | 0 | 0 | 0 | 0 | 0 | 0 | 0 | 0
F6_Industrial_OR - Industrial_Existing_Space Heating_Natural Gas_Furnace_E10 | F6 | Industrial | OR - Industrial | Existing | Space Heating | Natural Gas | Furnace | E10 | Utility - Value of Sales | 0 | 0 | 0 | 0 | 0 | 0 | 0 | 0 | 0 | 0 | 0 | 0 | 0 | 0 | 0 | 0 | 0 | 0 | 0 | 0 | 0 | 0 | 0 | 0 | 0 | 0 | 0
F1_Industrial_OR - Industrial_Existing_Space Heating_Natural Gas_Boiler_E1 | F1 | Industrial | OR - Industrial | Existing | Space Heating | Natural Gas | Boiler | E1 | RVT - Cost of Equipment | 543.7979 | 543.7979 | 543.7979 | 543.7979 | 543.7979 | 543.7979 | 543.7979 | 543.7979 | 543.7979 | 543.7979 | 543.7979 | 543.7979 | 543.7979 | 543.7979 | 543.7979 | 543.7979 | 543.7979 | 543.7979 | 543.7979 | 543.7979 | 543.7979 | 543.7979 | 543.7979 | 543.7979 | 543.7979 | 543.7979 | 543.7979
F1_Industrial_OR - Industrial_Existing_Space Heating_Natural Gas_Boiler_E2 | F1 | Industrial | OR - Industrial | Existing | Space Heating | Natural Gas | Boiler | E2 | RVT - Cost of Equipment | 618.6823 | 618.6823 | 618.6823 | 618.6823 | 618.6823 | 618.6823 | 618.6823 | 618.6823 | 618.6823 | 618.6823 | 618.6823 | 618.6823 | 618.6823 | 618.6823 | 618.6823 | 618.6823 | 618.6823 | 618.6823 | 618.6823 | 618.6823 | 618.6823 | 618.6823 | 618.6823 | 618.6823 | 618.6823 | 618.6823 | 618.6823
F1_Industrial_OR - Industrial_Existing_Space Heating_Natural Gas_Boiler_E3 | F1 | Industrial | OR - Industrial | Existing | Space Heating | Natural Gas | Boiler | E3 | RVT - Cost of Equipment | 769.0767 | 769.0767 | 769.0767 | 769.0767 | 769.0767 | 769.0767 | 769.0767 | 769.0767 | 769.0767 | 769.0767 | 769.0767 | 769.0767 | 769.0767 | 769.0767 | 769.0767 | 769.0767 | 769.0767 | 769.0767 | 769.0767 | 769.0767 | 769.0767 | 769.0767 | 769.0767 | 769.0767 | 769.0767 | 769.0767 | 769.0767
F1_Industrial_OR - Industrial_Existing_Space Heating_Natural Gas_Boiler_E4 | F1 | Industrial | OR - Industrial | Existing | Space Heating | Natural Gas | Boiler | E4 | RVT - Cost of Equipment | 2868.3375 | 2868.3375 | 2868.3375 | 2868.3375 | 2868.3375 | 2868.3375 | 2868.3375 | 2868.3375 | 2868.3375 | 2868.3375 | 2868.3375 | 2868.3375 | 2868.3375 | 2868.3375 | 2868.3375 | 2868.3375 | 2868.3375 | 2868.3375 | 2868.3375 | 2868.3375 | 2868.3375 | 2868.3375 | 2868.3375 | 2868.3375 | 2868.3375 | 2868.3375 | 2868.3375
F1_Industrial_OR - Industrial_Existing_Space Heating_Natural Gas_Boiler_E5 | F1 | Industrial | OR - Industrial | Existing | Space Heating | Natural Gas | Boiler | E5 | RVT - Cost of Equipment | 0 | 0 | 0 | 0 | 0 | 0 | 0 | 0 | 0 | 0 | 0 | 0 | 0 | 0 | 0 | 0 | 0 | 0 | 0 | 0 | 0 | 0 | 0 | 0 | 0 | 0 | 0
F1_Industrial_OR - Industrial_Existing_Space Heating_Natural Gas_Boiler_E6 | F1 | Industrial | OR - Industrial | Existing | Space Heating | Natural Gas | Boiler | E6 | RVT - Cost of Equipment | 0 | 0 | 0 | 0 | 0 | 0 | 0 | 0 | 0 | 0 | 0 | 0 | 0 | 0 | 0 | 0 | 0 | 0 | 0 | 0 | 0 | 0 | 0 | 0 | 0 | 0 | 0
F1_Industrial_OR - Industrial_Existing_Space Heating_Natural Gas_Boiler_E7 | F1 | Industrial | OR - Industrial | Existing | Space Heating | Natural Gas | Boiler | E7 | RVT - Cost of Equipment | 0 | 0 | 0 | 0 | 0 | 0 | 0 | 0 | 0 | 0 | 0 | 0 | 0 | 0 | 0 | 0 | 0 | 0 | 0 | 0 | 0 | 0 | 0 | 0 | 0 | 0 | 0
F1_Industrial_OR - Industrial_Existing_Space Heating_Natural Gas_Boiler_E8 | F1 | Industrial | OR - Industrial | Existing | Space Heating | Natural Gas | Boiler | E8 | RVT - Cost of Equipment | 0 | 0 | 0 | 0 | 0 | 0 | 0 | 0 | 0 | 0 | 0 | 0 | 0 | 0 | 0 | 0 | 0 | 0 | 0 | 0 | 0 | 0 | 0 | 0 | 0 | 0 | 0
F1_Industrial_OR - Industrial_Existing_Space Heating_Natural Gas_Boiler_E9 | F1 | Industrial | OR - Industrial | Existing | Space Heating | Natural Gas | Boiler | E9 | RVT - Cost of Equipment | 0 | 0 | 0 | 0 | 0 | 0 | 0 | 0 | 0 | 0 | 0 | 0 | 0 | 0 | 0 | 0 | 0 | 0 | 0 | 0 | 0 | 0 | 0 | 0 | 0 | 0 | 0
F1_Industrial_OR - Industrial_Existing_Space Heating_Natural Gas_Boiler_E10 | F1 | Industrial | OR - Industrial | Existing | Space Heating | Natural Gas | Boiler | E10 | RVT - Cost of Equipment | 0 | 0 | 0 | 0 | 0 | 0 | 0 | 0 | 0 | 0 | 0 | 0 | 0 | 0 | 0 | 0 | 0 | 0 | 0 | 0 | 0 | 0 | 0 | 0 | 0 | 0 | 0
F2_Industrial_OR - Industrial_Existing_Space Heating_Natural Gas_Boiler_E1 | F2 | Industrial | OR - Industrial | Existing | Space Heating | Natural Gas | Boiler | E1 | RVT - Cost of Operation | 0 | 0 | 0 | 0 | 0 | 0 | 0 | 0 | 0 | 0 | 0 | 0 | 0 | 0 | 0 | 0 | 0 | 0 | 0 | 0 | 0 | 0 | 0 | 0 | 0 | 0 | 0
F2_Industrial_OR - Industrial_Existing_Space Heating_Natural Gas_Boiler_E2 | F2 | Industrial | OR - Industrial | Existing | Space Heating | Natural Gas | Boiler | E2 | RVT - Cost of Operation | 0 | 0 | 0 | 0 | 0 | 0 | 0 | 0 | 0 | 0 | 0 | 0 | 0 | 0 | 0 | 0 | 0 | 0 | 0 | 0 | 0 | 0 | 0 | 0 | 0 | 0 | 0
F2_Industrial_OR - Industrial_Existing_Space Heating_Natural Gas_Boiler_E3 | F2 | Industrial | OR - Industrial | Existing | Space Heating | Natural Gas | Boiler | E3 | RVT - Cost of Operation | 0 | 0 | 0 | 0 | 0 | 0 | 0 | 0 | 0 | 0 | 0 | 0 | 0 | 0 | 0 | 0 | 0 | 0 | 0 | 0 | 0 | 0 | 0 | 0 | 0 | 0 | 0
F2_Industrial_OR - Industrial_Existing_Space Heating_Natural Gas_Boiler_E4 | F2 | Industrial | OR - Industrial | Existing | Space Heating | Natural Gas | Boiler | E4 | RVT - Cost of Operation | 0 | 0 | 0 | 0 | 0 | 0 | 0 | 0 | 0 | 0 | 0 | 0 | 0 | 0 | 0 | 0 | 0 | 0 | 0 | 0 | 0 | 0 | 0 | 0 | 0 | 0 | 0
F2_Industrial_OR - Industrial_Existing_Space Heating_Natural Gas_Boiler_E5 | F2 | Industrial | OR - Industrial | Existing | Space Heating | Natural Gas | Boiler | E5 | RVT - Cost of Operation | 0 | 0 | 0 | 0 | 0 | 0 | 0 | 0 | 0 | 0 | 0 | 0 | 0 | 0 | 0 | 0 | 0 | 0 | 0 | 0 | 0 | 0 | 0 | 0 | 0 | 0 | 0
F2_Industrial_OR - Industrial_Existing_Space Heating_Natural Gas_Boiler_E6 | F2 | Industrial | OR - Industrial | Existing | Space Heating | Natural Gas | Boiler | E6 | RVT - Cost of Operation | 0 | 0 | 0 | 0 | 0 | 0 | 0 | 0 | 0 | 0 | 0 | 0 | 0 | 0 | 0 | 0 | 0 | 0 | 0 | 0 | 0 | 0 | 0 | 0 | 0 | 0 | 0
F2_Industrial_OR - Industrial_Existing_Space Heating_Natural Gas_Boiler_E7 | F2 | Industrial | OR - Industrial | Existing | Space Heating | Natural Gas | Boiler | E7 | RVT - Cost of Operation | 0 | 0 | 0 | 0 | 0 | 0 | 0 | 0 | 0 | 0 | 0 | 0 | 0 | 0 | 0 | 0 | 0 | 0 | 0 | 0 | 0 | 0 | 0 | 0 | 0 | 0 | 0
F2_Industrial_OR - Industrial_Existing_Space Heating_Natural Gas_Boiler_E8 | F2 | Industrial | OR - Industrial | Existing | Space Heating | Natural Gas | Boiler | E8 | RVT - Cost of Operation | 0 | 0 | 0 | 0 | 0 | 0 | 0 | 0 | 0 | 0 | 0 | 0 | 0 | 0 | 0 | 0 | 0 | 0 | 0 | 0 | 0 | 0 | 0 | 0 | 0 | 0 | 0
F2_Industrial_OR - Industrial_Existing_Space Heating_Natural Gas_Boiler_E9 | F2 | Industrial | OR - Industrial | Existing | Space Heating | Natural Gas | Boiler | E9 | RVT - Cost of Operation | 0 | 0 | 0 | 0 | 0 | 0 | 0 | 0 | 0 | 0 | 0 | 0 | 0 | 0 | 0 | 0 | 0 | 0 | 0 | 0 | 0 | 0 | 0 | 0 | 0 | 0 | 0
F2_Industrial_OR - Industrial_Existing_Space Heating_Natural Gas_Boiler_E10 | F2 | Industrial | OR - Industrial | Existing | Space Heating | Natural Gas | Boiler | E10 | RVT - Cost of Operation | 0 | 0 | 0 | 0 | 0 | 0 | 0 | 0 | 0 | 0 | 0 | 0 | 0 | 0 | 0 | 0 | 0 | 0 | 0 | 0 | 0 | 0 | 0 | 0 | 0 | 0 | 0
F3_Industrial_OR - Industrial_Existing_Space Heating_Natural Gas_Boiler_E1 | F3 | Industrial | OR - Industrial | Existing | Space Heating | Natural Gas | Boiler | E1 | System - kBTUs of Consumption | 126430.7896 | 126769.6975 | 126749.961 | 126749.961 | 126749.961 | 126749.961 | 126749.961 | 126749.961 | 126749.961 | 126749.961 | 126749.961 | 126749.961 | 126749.961 | 126749.961 | 126749.961 | 126749.961 | 126749.961 | 126749.961 | 126749.961 | 126749.961 | 126749.961 | 126749.961 | 126749.961 | 126749.961 | 126749.961 | 126749.961 | 126749.961
F3_Industrial_OR - Industrial_Existing_Space Heating_Natural Gas_Boiler_E2 | F3 | Industrial | OR - Industrial | Existing | Space Heating | Natural Gas | Boiler | E2 | System - kBTUs of Consumption | 118995.0652 | 119314.0411 | 119295.4653 | 119295.4653 | 119295.4653 | 119295.4653 | 119295.4653 | 119295.4653 | 119295.4653 | 119295.4653 | 119295.4653 | 119295.4653 | 119295.4653 | 119295.4653 | 119295.4653 | 119295.4653 | 119295.4653 | 119295.4653 | 119295.4653 | 119295.4653 | 119295.4653 | 119295.4653 | 119295.4653 | 119295.4653 | 119295.4653 | 119295.4653 | 119295.4653
F3_Industrial_OR - Industrial_Existing_Space Heating_Natural Gas_Boiler_E3 | F3 | Industrial | OR - Industrial | Existing | Space Heating | Natural Gas | Boiler | E3 | System - kBTUs of Consumption | 104270.3355 | 104549.8406 | 104533.5634 | 104533.5634 | 104533.5634 | 104533.5634 | 104533.5634 | 104533.5634 | 104533.5634 | 104533.5634 | 104533.5634 | 104533.5634 | 104533.5634 | 104533.5634 | 104533.5634 | 104533.5634 | 104533.5634 | 104533.5634 | 104533.5634 | 104533.5634 | 104533.5634 | 104533.5634 | 104533.5634 | 104533.5634 | 104533.5634 | 104533.5634 | 104533.5634
F3_Industrial_OR - Industrial_Existing_Space Heating_Natural Gas_Boiler_E4 | F3 | Industrial | OR - Industrial | Existing | Space Heating | Natural Gas | Boiler | E4 | System - kBTUs of Consumption | 72124.5764 | 72447.3458 | 72428.5491 | 72428.5491 | 72428.5491 | 72428.5491 | 72428.5491 | 72428.5491 | 72428.5491 | 72428.5491 | 72428.5491 | 72428.5491 | 72428.5491 | 72428.5491 | 72428.5491 | 72428.5491 | 72428.5491 | 72428.5491 | 72428.5491 | 72428.5491 | 72428.5491 | 72428.5491 | 72428.5491 | 72428.5491 | 72428.5491 | 72428.5491 | 72428.5491
F3_Industrial_OR - Industrial_Existing_Space Heating_Natural Gas_Boiler_E5 | F3 | Industrial | OR - Industrial | Existing | Space Heating | Natural Gas | Boiler | E5 | System - kBTUs of Consumption | 0 | 0 | 0 | 0 | 0 | 0 | 0 | 0 | 0 | 0 | 0 | 0 | 0 | 0 | 0 | 0 | 0 | 0 | 0 | 0 | 0 | 0 | 0 | 0 | 0 | 0 | 0
F3_Industrial_OR - Industrial_Existing_Space Heating_Natural Gas_Boiler_E6 | F3 | Industrial | OR - Industrial | Existing | Space Heating | Natural Gas | Boiler | E6 | System - kBTUs of Consumption | 0 | 0 | 0 | 0 | 0 | 0 | 0 | 0 | 0 | 0 | 0 | 0 | 0 | 0 | 0 | 0 | 0 | 0 | 0 | 0 | 0 | 0 | 0 | 0 | 0 | 0 | 0
F3_Industrial_OR - Industrial_Existing_Space Heating_Natural Gas_Boiler_E7 | F3 | Industrial | OR - Industrial | Existing | Space Heating | Natural Gas | Boiler | E7 | System - kBTUs of Consumption | 0 | 0 | 0 | 0 | 0 | 0 | 0 | 0 | 0 | 0 | 0 | 0 | 0 | 0 | 0 | 0 | 0 | 0 | 0 | 0 | 0 | 0 | 0 | 0 | 0 | 0 | 0
F3_Industrial_OR - Industrial_Existing_Space Heating_Natural Gas_Boiler_E8 | F3 | Industrial | OR - Industrial | Existing | Space Heating | Natural Gas | Boiler | E8 | System - kBTUs of Consumption | 0 | 0 | 0 | 0 | 0 | 0 | 0 | 0 | 0 | 0 | 0 | 0 | 0 | 0 | 0 | 0 | 0 | 0 | 0 | 0 | 0 | 0 | 0 | 0 | 0 | 0 | 0
F3_Industrial_OR - Industrial_Existing_Space Heating_Natural Gas_Boiler_E9 | F3 | Industrial | OR - Industrial | Existing | Space Heating | Natural Gas | Boiler | E9 | System - kBTUs of Consumption | 0 | 0 | 0 | 0 | 0 | 0 | 0 | 0 | 0 | 0 | 0 | 0 | 0 | 0 | 0 | 0 | 0 | 0 | 0 | 0 | 0 | 0 | 0 | 0 | 0 | 0 | 0
F3_Industrial_OR - Industrial_Existing_Space Heating_Natural Gas_Boiler_E10 | F3 | Industrial | OR - Industrial | Existing | Space Heating | Natural Gas | Boiler | E10 | System - kBTUs of Consumption | 0 | 0 | 0 | 0 | 0 | 0 | 0 | 0 | 0 | 0 | 0 | 0 | 0 | 0 | 0 | 0 | 0 | 0 | 0 | 0 | 0 | 0 | 0 | 0 | 0 | 0 | 0
F4_Industrial_OR - Industrial_Existing_Space Heating_Natural Gas_Boiler_E1 | F4 | Industrial | OR - Industrial | Existing | Space Heating | Natural Gas | Boiler | E1 | Utility - Cost of Equipment | 543.7979 | 543.7979 | 543.7979 | 543.7979 | 543.7979 | 543.7979 | 543.7979 | 543.7979 | 543.7979 | 543.7979 | 543.7979 | 543.7979 | 543.7979 | 543.7979 | 543.7979 | 543.7979 | 543.7979 | 543.7979 | 543.7979 | 543.7979 | 543.7979 | 543.7979 | 543.7979 | 543.7979 | 543.7979 | 543.7979 | 543.7979
F4_Industrial_OR - Industrial_Existing_Space Heating_Natural Gas_Boiler_E2 | F4 | Industrial | OR - Industrial | Existing | Space Heating | Natural Gas | Boiler | E2 | Utility - Cost of Equipment | 618.6823 | 618.6823 | 618.6823 | 618.6823 | 618.6823 | 618.6823 | 618.6823 | 618.6823 | 618.6823 | 618.6823 | 618.6823 | 618.6823 | 618.6823 | 618.6823 | 618.6823 | 618.6823 | 618.6823 | 618.6823 | 618.6823 | 618.6823 | 618.6823 | 618.6823 | 618.6823 | 618.6823 | 618.6823 | 618.6823 | 618.6823
F4_Industrial_OR - Industrial_Existing_Space Heating_Natural Gas_Boiler_E3 | F4 | Industrial | OR - Industrial | Existing | Space Heating | Natural Gas | Boiler | E3 | Utility - Cost of Equipment | 769.0767 | 769.0767 | 769.0767 | 769.0767 | 769.0767 | 769.0767 | 769.0767 | 769.0767 | 769.0767 | 769.0767 | 769.0767 | 769.0767 | 769.0767 | 769.0767 | 769.0767 | 769.0767 | 769.0767 | 769.0767 | 769.0767 | 769.0767 | 769.0767 | 769.0767 | 769.0767 | 769.0767 | 769.0767 | 769.0767 | 769.0767
F4_Industrial_OR - Industrial_Existing_Space Heating_Natural Gas_Boiler_E4 | F4 | Industrial | OR - Industrial | Existing | Space Heating | Natural Gas | Boiler | E4 | Utility - Cost of Equipment | 2868.3375 | 2868.3375 | 2868.3375 | 2868.3375 | 2868.3375 | 2868.3375 | 2868.3375 | 2868.3375 | 2868.3375 | 2868.3375 | 2868.3375 | 2868.3375 | 2868.3375 | 2868.3375 | 2868.3375 | 2868.3375 | 2868.3375 | 2868.3375 | 2868.3375 | 2868.3375 | 2868.3375 | 2868.3375 | 2868.3375 | 2868.3375 | 2868.3375 | 2868.3375 | 2868.3375
F4_Industrial_OR - Industrial_Existing_Space Heating_Natural Gas_Boiler_E5 | F4 | Industrial | OR - Industrial | Existing | Space Heating | Natural Gas | Boiler | E5 | Utility - Cost of Equipment | 0 | 0 | 0 | 0 | 0 | 0 | 0 | 0 | 0 | 0 | 0 | 0 | 0 | 0 | 0 | 0 | 0 | 0 | 0 | 0 | 0 | 0 | 0 | 0 | 0 | 0 | 0
F4_Industrial_OR - Industrial_Existing_Space Heating_Natural Gas_Boiler_E6 | F4 | Industrial | OR - Industrial | Existing | Space Heating | Natural Gas | Boiler | E6 | Utility - Cost of Equipment | 0 | 0 | 0 | 0 | 0 | 0 | 0 | 0 | 0 | 0 | 0 | 0 | 0 | 0 | 0 | 0 | 0 | 0 | 0 | 0 | 0 | 0 | 0 | 0 | 0 | 0 | 0
F4_Industrial_OR - Industrial_Existing_Space Heating_Natural Gas_Boiler_E7 | F4 | Industrial | OR - Industrial | Existing | Space Heating | Natural Gas | Boiler | E7 | Utility - Cost of Equipment | 0 | 0 | 0 | 0 | 0 | 0 | 0 | 0 | 0 | 0 | 0 | 0 | 0 | 0 | 0 | 0 | 0 | 0 | 0 | 0 | 0 | 0 | 0 | 0 | 0 | 0 | 0
F4_Industrial_OR - Industrial_Existing_Space Heating_Natural Gas_Boiler_E8 | F4 | Industrial | OR - Industrial | Existing | Space Heating | Natural Gas | Boiler | E8 | Utility - Cost of Equipment | 0 | 0 | 0 | 0 | 0 | 0 | 0 | 0 | 0 | 0 | 0 | 0 | 0 | 0 | 0 | 0 | 0 | 0 | 0 | 0 | 0 | 0 | 0 | 0 | 0 | 0 | 0
F4_Industrial_OR - Industrial_Existing_Space Heating_Natural Gas_Boiler_E9 | F4 | Industrial | OR - Industrial | Existing | Space Heating | Natural Gas | Boiler | E9 | Utility - Cost of Equipment | 0 | 0 | 0 | 0 | 0 | 0 | 0 | 0 | 0 | 0 | 0 | 0 | 0 | 0 | 0 | 0 | 0 | 0 | 0 | 0 | 0 | 0 | 0 | 0 | 0 | 0 | 0
F4_Industrial_OR - Industrial_Existing_Space Heating_Natural Gas_Boiler_E10 | F4 | Industrial | OR - Industrial | Existing | Space Heating | Natural Gas | Boiler | E10 | Utility - Cost of Equipment | 0 | 0 | 0 | 0 | 0 | 0 | 0 | 0 | 0 | 0 | 0 | 0 | 0 | 0 | 0 | 0 | 0 | 0 | 0 | 0 | 0 | 0 | 0 | 0 | 0 | 0 | 0
F5_Industrial_OR - Industrial_Existing_Space Heating_Natural Gas_Boiler_E1 | F5 | Industrial | OR - Industrial | Existing | Space Heating | Natural Gas | Boiler | E1 | Utility - Cost of Operation | 1854.0883 | 1976.0446 | 2113.5071 | 2158.0058 | 2188.3073 | 2205.0174 | 2216.0328 | 2223.0863 | 2226.1161 | 2226.3712 | 2226.9419 | 2228.2019 | 2229.9268 | 2232.6495 | 2235.5981 | 2239.3909 | 2244.389 | 2249.9535 | 2256.1017 | 2263.0768 | 2270.6813 | 2279.0634 | 2288.161 | 2298.6389 | 2309.9068 | 2321.2298 | 2332.6084
F5_Industrial_OR - Industrial_Existing_Space Heating_Natural Gas_Boiler_E2 | F5 | Industrial | OR - Industrial | Existing | Space Heating | Natural Gas | Boiler | E2 | Utility - Cost of Operation | 1745.0445 | 1859.8283 | 1989.2063 | 2031.0878 | 2059.6072 | 2075.3346 | 2085.7021 | 2092.3408 | 2095.1924 | 2095.4325 | 2095.9696 | 2097.1556 | 2098.779 | 2101.3415 | 2104.1167 | 2107.6864 | 2112.3906 | 2117.6279 | 2123.4145 | 2129.9793 | 2137.1366 | 2145.0258 | 2153.5883 | 2163.45 | 2174.0551 | 2184.7122 | 2195.4216
F5_Industrial_OR - Industrial_Existing_Space Heating_Natural Gas_Boiler_E3 | F5 | Industrial | OR - Industrial | Existing | Space Heating | Natural Gas | Boiler | E3 | Utility - Cost of Operation | 1529.1086 | 1629.6887 | 1743.0572 | 1779.7562 | 1804.7466 | 1818.5278 | 1827.6124 | 1833.4296 | 1835.9284 | 1836.1388 | 1836.6094 | 1837.6486 | 1839.0712 | 1841.3166 | 1843.7483 | 1846.8764 | 1850.9984 | 1855.5876 | 1860.6582 | 1866.4107 | 1872.6823 | 1879.5952 | 1887.0982 | 1895.7396 | 1905.0324 | 1914.3708 | 1923.755
F5_Industrial_OR - Industrial_Existing_Space Heating_Natural Gas_Boiler_E4 | F5 | Industrial | OR - Industrial | Existing | Space Heating | Natural Gas | Boiler | E4 | Utility - Cost of Operation | 991.6385 | 1080.9797 | 1181.5421 | 1213.7954 | 1235.4551 | 1246.9453 | 1254.0688 | 1258.125 | 1259.0764 | 1257.8479 | 1256.7228 | 1255.9881 | 1255.4982 | 1255.6617 | 1255.9566 | 1256.8611 | 1258.6398 | 1260.8244 | 1263.4275 | 1266.6273 | 1270.2791 | 1274.4914 | 1279.2186 | 1284.948 | 1291.2467 | 1297.5764 | 1303.9371
F5_Industrial_OR - Industrial_Existing_Space Heating_Natural Gas_Boiler_E5 | F5 | Industrial | OR - Industrial | Existing | Space Heating | Natural Gas | Boiler | E5 | Utility - Cost of Operation | 0 | 0 | 0 | 0 | 0 | 0 | 0 | 0 | 0 | 0 | 0 | 0 | 0 | 0 | 0 | 0 | 0 | 0 | 0 | 0 | 0 | 0 | 0 | 0 | 0 | 0 | 0
F5_Industrial_OR - Industrial_Existing_Space Heating_Natural Gas_Boiler_E6 | F5 | Industrial | OR - Industrial | Existing | Space Heating | Natural Gas | Boiler | E6 | Utility - Cost of Operation | 0 | 0 | 0 | 0 | 0 | 0 | 0 | 0 | 0 | 0 | 0 | 0 | 0 | 0 | 0 | 0 | 0 | 0 | 0 | 0 | 0 | 0 | 0 | 0 | 0 | 0 | 0
F5_Industrial_OR - Industrial_Existing_Space Heating_Natural Gas_Boiler_E7 | F5 | Industrial | OR - Industrial | Existing | Space Heating | Natural Gas | Boiler | E7 | Utility - Cost of Operation | 0 | 0 | 0 | 0 | 0 | 0 | 0 | 0 | 0 | 0 | 0 | 0 | 0 | 0 | 0 | 0 | 0 | 0 | 0 | 0 | 0 | 0 | 0 | 0 | 0 | 0 | 0
F5_Industrial_OR - Industrial_Existing_Space Heating_Natural Gas_Boiler_E8 | F5 | Industrial | OR - Industrial | Existing | Space Heating | Natural Gas | Boiler | E8 | Utility - Cost of Operation | 0 | 0 | 0 | 0 | 0 | 0 | 0 | 0 | 0 | 0 | 0 | 0 | 0 | 0 | 0 | 0 | 0 | 0 | 0 | 0 | 0 | 0 | 0 | 0 | 0 | 0 | 0
F5_Industrial_OR - Industrial_Existing_Space Heating_Natural Gas_Boiler_E9 | F5 | Industrial | OR - Industrial | Existing | Space Heating | Natural Gas | Boiler | E9 | Utility - Cost of Operation | 0 | 0 | 0 | 0 | 0 | 0 | 0 | 0 | 0 | 0 | 0 | 0 | 0 | 0 | 0 | 0 | 0 | 0 | 0 | 0 | 0 | 0 | 0 | 0 | 0 | 0 | 0
F5_Industrial_OR - Industrial_Existing_Space Heating_Natural Gas_Boiler_E10 | F5 | Industrial | OR - Industrial | Existing | Space Heating | Natural Gas | Boiler | E10 | Utility - Cost of Operation | 0 | 0 | 0 | 0 | 0 | 0 | 0 | 0 | 0 | 0 | 0 | 0 | 0 | 0 | 0 | 0 | 0 | 0 | 0 | 0 | 0 | 0 | 0 | 0 | 0 | 0 | 0
F6_Industrial_OR - Industrial_Existing_Space Heating_Natural Gas_Boiler_E1 | F6 | Industrial | OR - Industrial | Existing | Space Heating | Natural Gas | Boiler | E1 | Utility - Value of Sales | 0 | 0 | 0 | 0 | 0 | 0 | 0 | 0 | 0 | 0 | 0 | 0 | 0 | 0 | 0 | 0 | 0 | 0 | 0 | 0 | 0 | 0 | 0 | 0 | 0 | 0 | 0
F6_Industrial_OR - Industrial_Existing_Space Heating_Natural Gas_Boiler_E2 | F6 | Industrial | OR - Industrial | Existing | Space Heating | Natural Gas | Boiler | E2 | Utility - Value of Sales | 0 | 0 | 0 | 0 | 0 | 0 | 0 | 0 | 0 | 0 | 0 | 0 | 0 | 0 | 0 | 0 | 0 | 0 | 0 | 0 | 0 | 0 | 0 | 0 | 0 | 0 | 0
F6_Industrial_OR - Industrial_Existing_Space Heating_Natural Gas_Boiler_E3 | F6 | Industrial | OR - Industrial | Existing | Space Heating | Natural Gas | Boiler | E3 | Utility - Value of Sales | 0 | 0 | 0 | 0 | 0 | 0 | 0 | 0 | 0 | 0 | 0 | 0 | 0 | 0 | 0 | 0 | 0 | 0 | 0 | 0 | 0 | 0 | 0 | 0 | 0 | 0 | 0
F6_Industrial_OR - Industrial_Existing_Space Heating_Natural Gas_Boiler_E4 | F6 | Industrial | OR - Industrial | Existing | Space Heating | Natural Gas | Boiler | E4 | Utility - Value of Sales | 0 | 0 | 0 | 0 | 0 | 0 | 0 | 0 | 0 | 0 | 0 | 0 | 0 | 0 | 0 | 0 | 0 | 0 | 0 | 0 | 0 | 0 | 0 | 0 | 0 | 0 | 0
F6_Industrial_OR - Industrial_Existing_Space Heating_Natural Gas_Boiler_E5 | F6 | Industrial | OR - Industrial | Existing | Space Heating | Natural Gas | Boiler | E5 | Utility - Value of Sales | 0 | 0 | 0 | 0 | 0 | 0 | 0 | 0 | 0 | 0 | 0 | 0 | 0 | 0 | 0 | 0 | 0 | 0 | 0 | 0 | 0 | 0 | 0 | 0 | 0 | 0 | 0
F6_Industrial_OR - Industrial_Existing_Space Heating_Natural Gas_Boiler_E6 | F6 | Industrial | OR - Industrial | Existing | Space Heating | Natural Gas | Boiler | E6 | Utility - Value of Sales | 0 | 0 | 0 | 0 | 0 | 0 | 0 | 0 | 0 | 0 | 0 | 0 | 0 | 0 | 0 | 0 | 0 | 0 | 0 | 0 | 0 | 0 | 0 | 0 | 0 | 0 | 0
F6_Industrial_OR - Industrial_Existing_Space Heating_Natural Gas_Boiler_E7 | F6 | Industrial | OR - Industrial | Existing | Space Heating | Natural Gas | Boiler | E7 | Utility - Value of Sales | 0 | 0 | 0 | 0 | 0 | 0 | 0 | 0 | 0 | 0 | 0 | 0 | 0 | 0 | 0 | 0 | 0 | 0 | 0 | 0 | 0 | 0 | 0 | 0 | 0 | 0 | 0
F6_Industrial_OR - Industrial_Existing_Space Heating_Natural Gas_Boiler_E8 | F6 | Industrial | OR - Industrial | Existing | Space Heating | Natural Gas | Boiler | E8 | Utility - Value of Sales | 0 | 0 | 0 | 0 | 0 | 0 | 0 | 0 | 0 | 0 | 0 | 0 | 0 | 0 | 0 | 0 | 0 | 0 | 0 | 0 | 0 | 0 | 0 | 0 | 0 | 0 | 0
F6_Industrial_OR - Industrial_Existing_Space Heating_Natural Gas_Boiler_E9 | F6 | Industrial | OR - Industrial | Existing | Space Heating | Natural Gas | Boiler | E9 | Utility - Value of Sales | 0 | 0 | 0 | 0 | 0 | 0 | 0 | 0 | 0 | 0 | 0 | 0 | 0 | 0 | 0 | 0 | 0 | 0 | 0 | 0 | 0 | 0 | 0 | 0 | 0 | 0 | 0
F6_Industrial_OR - Industrial_Existing_Space Heating_Natural Gas_Boiler_E10 | F6 | Industrial | OR - Industrial | Existing | Space Heating | Natural Gas | Boiler | E10 | Utility - Value of Sales | 0 | 0 | 0 | 0 | 0 | 0 | 0 | 0 | 0 | 0 | 0 | 0 | 0 | 0 | 0 | 0 | 0 | 0 | 0 | 0 | 0 | 0 | 0 | 0 | 0 | 0 | 0
F1_Industrial_OR - Industrial_Existing_Space Heating_Natural Gas_Unit Heater_E1 | F1 | Industrial | OR - Industrial | Existing | Space Heating | Natural Gas | Unit Heater | E1 | RVT - Cost of Equipment | 9.9553 | 9.9553 | 9.9553 | 9.9553 | 9.9553 | 9.9553 | 9.9553 | 9.9553 | 9.9553 | 9.9553 | 9.9553 | 9.9553 | 9.9553 | 9.9553 | 9.9553 | 9.9553 | 9.9553 | 9.9553 | 9.9553 | 9.9553 | 9.9553 | 9.9553 | 9.9553 | 9.9553 | 9.9553 | 9.9553 | 9.9553
F1_Industrial_OR - Industrial_Existing_Space Heating_Natural Gas_Unit Heater_E2 | F1 | Industrial | OR - Industrial | Existing | Space Heating | Natural Gas | Unit Heater | E2 | RVT - Cost of Equipment | 11.8706 | 11.8706 | 11.8706 | 11.8706 | 11.8706 | 11.8706 | 11.8706 | 11.8706 | 11.8706 | 11.8706 | 11.8706 | 11.8706 | 11.8706 | 11.8706 | 11.8706 | 11.8706 | 11.8706 | 11.8706 | 11.8706 | 11.8706 | 11.8706 | 11.8706 | 11.8706 | 11.8706 | 11.8706 | 11.8706 | 11.8706
F1_Industrial_OR - Industrial_Existing_Space Heating_Natural Gas_Unit Heater_E3 | F1 | Industrial | OR - Industrial | Existing | Space Heating | Natural Gas | Unit Heater | E3 | RVT - Cost of Equipment | 13.0132 | 13.0132 | 13.0132 | 13.0132 | 13.0132 | 13.0132 | 13.0132 | 13.0132 | 13.0132 | 13.0132 | 13.0132 | 13.0132 | 13.0132 | 13.0132 | 13.0132 | 13.0132 | 13.0132 | 13.0132 | 13.0132 | 13.0132 | 13.0132 | 13.0132 | 13.0132 | 13.0132 | 13.0132 | 13.0132 | 13.0132
F1_Industrial_OR - Industrial_Existing_Space Heating_Natural Gas_Unit Heater_E4 | F1 | Industrial | OR - Industrial | Existing | Space Heating | Natural Gas | Unit Heater | E4 | RVT - Cost of Equipment | 0 | 0 | 0 | 0 | 0 | 0 | 0 | 0 | 0 | 0 | 0 | 0 | 0 | 0 | 0 | 0 | 0 | 0 | 0 | 0 | 0 | 0 | 0 | 0 | 0 | 0 | 0
F1_Industrial_OR - Industrial_Existing_Space Heating_Natural Gas_Unit Heater_E5 | F1 | Industrial | OR - Industrial | Existing | Space Heating | Natural Gas | Unit Heater | E5 | RVT - Cost of Equipment | 0 | 0 | 0 | 0 | 0 | 0 | 0 | 0 | 0 | 0 | 0 | 0 | 0 | 0 | 0 | 0 | 0 | 0 | 0 | 0 | 0 | 0 | 0 | 0 | 0 | 0 | 0
F1_Industrial_OR - Industrial_Existing_Space Heating_Natural Gas_Unit Heater_E6 | F1 | Industrial | OR - Industrial | Existing | Space Heating | Natural Gas | Unit Heater | E6 | RVT - Cost of Equipment | 0 | 0 | 0 | 0 | 0 | 0 | 0 | 0 | 0 | 0 | 0 | 0 | 0 | 0 | 0 | 0 | 0 | 0 | 0 | 0 | 0 | 0 | 0 | 0 | 0 | 0 | 0
F1_Industrial_OR - Industrial_Existing_Space Heating_Natural Gas_Unit Heater_E7 | F1 | Industrial | OR - Industrial | Existing | Space Heating | Natural Gas | Unit Heater | E7 | RVT - Cost of Equipment | 0 | 0 | 0 | 0 | 0 | 0 | 0 | 0 | 0 | 0 | 0 | 0 | 0 | 0 | 0 | 0 | 0 | 0 | 0 | 0 | 0 | 0 | 0 | 0 | 0 | 0 | 0
F1_Industrial_OR - Industrial_Existing_Space Heating_Natural Gas_Unit Heater_E8 | F1 | Industrial | OR - Industrial | Existing | Space Heating | Natural Gas | Unit Heater | E8 | RVT - Cost of Equipment | 0 | 0 | 0 | 0 | 0 | 0 | 0 | 0 | 0 | 0 | 0 | 0 | 0 | 0 | 0 | 0 | 0 | 0 | 0 | 0 | 0 | 0 | 0 | 0 | 0 | 0 | 0
F1_Industrial_OR - Industrial_Existing_Space Heating_Natural Gas_Unit Heater_E9 | F1 | Industrial | OR - Industrial | Existing | Space Heating | Natural Gas | Unit Heater | E9 | RVT - Cost of Equipment | 0 | 0 | 0 | 0 | 0 | 0 | 0 | 0 | 0 | 0 | 0 | 0 | 0 | 0 | 0 | 0 | 0 | 0 | 0 | 0 | 0 | 0 | 0 | 0 | 0 | 0 | 0
F1_Industrial_OR - Industrial_Existing_Space Heating_Natural Gas_Unit Heater_E10 | F1 | Industrial | OR - Industrial | Existing | Space Heating | Natural Gas | Unit Heater | E10 | RVT - Cost of Equipment | 0 | 0 | 0 | 0 | 0 | 0 | 0 | 0 | 0 | 0 | 0 | 0 | 0 | 0 | 0 | 0 | 0 | 0 | 0 | 0 | 0 | 0 | 0 | 0 | 0 | 0 | 0
F2_Industrial_OR - Industrial_Existing_Space Heating_Natural Gas_Unit Heater_E1 | F2 | Industrial | OR - Industrial | Existing | Space Heating | Natural Gas | Unit Heater | E1 | RVT - Cost of Operation | 0 | 0 | 0 | 0 | 0 | 0 | 0 | 0 | 0 | 0 | 0 | 0 | 0 | 0 | 0 | 0 | 0 | 0 | 0 | 0 | 0 | 0 | 0 | 0 | 0 | 0 | 0
F2_Industrial_OR - Industrial_Existing_Space Heating_Natural Gas_Unit Heater_E2 | F2 | Industrial | OR - Industrial | Existing | Space Heating | Natural Gas | Unit Heater | E2 | RVT - Cost of Operation | 0 | 0 | 0 | 0 | 0 | 0 | 0 | 0 | 0 | 0 | 0 | 0 | 0 | 0 | 0 | 0 | 0 | 0 | 0 | 0 | 0 | 0 | 0 | 0 | 0 | 0 | 0
F2_Industrial_OR - Industrial_Existing_Space Heating_Natural Gas_Unit Heater_E3 | F2 | Industrial | OR - Industrial | Existing | Space Heating | Natural Gas | Unit Heater | E3 | RVT - Cost of Operation | 0 | 0 | 0 | 0 | 0 | 0 | 0 | 0 | 0 | 0 | 0 | 0 | 0 | 0 | 0 | 0 | 0 | 0 | 0 | 0 | 0 | 0 | 0 | 0 | 0 | 0 | 0
F2_Industrial_OR - Industrial_Existing_Space Heating_Natural Gas_Unit Heater_E4 | F2 | Industrial | OR - Industrial | Existing | Space Heating | Natural Gas | Unit Heater | E4 | RVT - Cost of Operation | 0 | 0 | 0 | 0 | 0 | 0 | 0 | 0 | 0 | 0 | 0 | 0 | 0 | 0 | 0 | 0 | 0 | 0 | 0 | 0 | 0 | 0 | 0 | 0 | 0 | 0 | 0
F2_Industrial_OR - Industrial_Existing_Space Heating_Natural Gas_Unit Heater_E5 | F2 | Industrial | OR - Industrial | Existing | Space Heating | Natural Gas | Unit Heater | E5 | RVT - Cost of Operation | 0 | 0 | 0 | 0 | 0 | 0 | 0 | 0 | 0 | 0 | 0 | 0 | 0 | 0 | 0 | 0 | 0 | 0 | 0 | 0 | 0 | 0 | 0 | 0 | 0 | 0 | 0
F2_Industrial_OR - Industrial_Existing_Space Heating_Natural Gas_Unit Heater_E6 | F2 | Industrial | OR - Industrial | Existing | Space Heating | Natural Gas | Unit Heater | E6 | RVT - Cost of Operation | 0 | 0 | 0 | 0 | 0 | 0 | 0 | 0 | 0 | 0 | 0 | 0 | 0 | 0 | 0 | 0 | 0 | 0 | 0 | 0 | 0 | 0 | 0 | 0 | 0 | 0 | 0
F2_Industrial_OR - Industrial_Existing_Space Heating_Natural Gas_Unit Heater_E7 | F2 | Industrial | OR - Industrial | Existing | Space Heating | Natural Gas | Unit Heater | E7 | RVT - Cost of Operation | 0 | 0 | 0 | 0 | 0 | 0 | 0 | 0 | 0 | 0 | 0 | 0 | 0 | 0 | 0 | 0 | 0 | 0 | 0 | 0 | 0 | 0 | 0 | 0 | 0 | 0 | 0
F2_Industrial_OR - Industrial_Existing_Space Heating_Natural Gas_Unit Heater_E8 | F2 | Industrial | OR - Industrial | Existing | Space Heating | Natural Gas | Unit Heater | E8 | RVT - Cost of Operation | 0 | 0 | 0 | 0 | 0 | 0 | 0 | 0 | 0 | 0 | 0 | 0 | 0 | 0 | 0 | 0 | 0 | 0 | 0 | 0 | 0 | 0 | 0 | 0 | 0 | 0 | 0
F2_Industrial_OR - Industrial_Existing_Space Heating_Natural Gas_Unit Heater_E9 | F2 | Industrial | OR - Industrial | Existing | Space Heating | Natural Gas | Unit Heater | E9 | RVT - Cost of Operation | 0 | 0 | 0 | 0 | 0 | 0 | 0 | 0 | 0 | 0 | 0 | 0 | 0 | 0 | 0 | 0 | 0 | 0 | 0 | 0 | 0 | 0 | 0 | 0 | 0 | 0 | 0
F2_Industrial_OR - Industrial_Existing_Space Heating_Natural Gas_Unit Heater_E10 | F2 | Industrial | OR - Industrial | Existing | Space Heating | Natural Gas | Unit Heater | E10 | RVT - Cost of Operation | 0 | 0 | 0 | 0 | 0 | 0 | 0 | 0 | 0 | 0 | 0 | 0 | 0 | 0 | 0 | 0 | 0 | 0 | 0 | 0 | 0 | 0 | 0 | 0 | 0 | 0 | 0
F3_Industrial_OR - Industrial_Existing_Space Heating_Natural Gas_Unit Heater_E1 | F3 | Industrial | OR - Industrial | Existing | Space Heating | Natural Gas | Unit Heater | E1 | System - kBTUs of Consumption | 133001.0492 | 133446.9807 | 133421.0116 | 133421.0116 | 133421.0116 | 133421.0116 | 133421.0116 | 133421.0116 | 133421.0116 | 133421.0116 | 133421.0116 | 133421.0116 | 133421.0116 | 133421.0116 | 133421.0116 | 133421.0116 | 133421.0116 | 133421.0116 | 133421.0116 | 133421.0116 | 133421.0116 | 133421.0116 | 133421.0116 | 133421.0116 | 133421.0116 | 133421.0116 | 133421.0116
F3_Industrial_OR - Industrial_Existing_Space Heating_Natural Gas_Unit Heater_E2 | F3 | Industrial | OR - Industrial | Existing | Space Heating | Natural Gas | Unit Heater | E2 | System - kBTUs of Consumption | 118294.2024 | 118690.8241 | 118667.7266 | 118667.7266 | 118667.7266 | 118667.7266 | 118667.7266 | 118667.7266 | 118667.7266 | 118667.7266 | 118667.7266 | 118667.7266 | 118667.7266 | 118667.7266 | 118667.7266 | 118667.7266 | 118667.7266 | 118667.7266 | 118667.7266 | 118667.7266 | 118667.7266 | 118667.7266 | 118667.7266 | 118667.7266 | 118667.7266 | 118667.7266 | 118667.7266
F3_Industrial_OR - Industrial_Existing_Space Heating_Natural Gas_Unit Heater_E3 | F3 | Industrial | OR - Industrial | Existing | Space Heating | Natural Gas | Unit Heater | E3 | System - kBTUs of Consumption | 117530.9392 | 118056.9097 | 118026.2795 | 118026.2795 | 118026.2795 | 118026.2795 | 118026.2795 | 118026.2795 | 118026.2795 | 118026.2795 | 118026.2795 | 118026.2795 | 118026.2795 | 118026.2795 | 118026.2795 | 118026.2795 | 118026.2795 | 118026.2795 | 118026.2795 | 118026.2795 | 118026.2795 | 118026.2795 | 118026.2795 | 118026.2795 | 118026.2795 | 118026.2795 | 118026.2795
F3_Industrial_OR - Industrial_Existing_Space Heating_Natural Gas_Unit Heater_E4 | F3 | Industrial | OR - Industrial | Existing | Space Heating | Natural Gas | Unit Heater | E4 | System - kBTUs of Consumption | 0 | 0 | 0 | 0 | 0 | 0 | 0 | 0 | 0 | 0 | 0 | 0 | 0 | 0 | 0 | 0 | 0 | 0 | 0 | 0 | 0 | 0 | 0 | 0 | 0 | 0 | 0
F3_Industrial_OR - Industrial_Existing_Space Heating_Natural Gas_Unit Heater_E5 | F3 | Industrial | OR - Industrial | Existing | Space Heating | Natural Gas | Unit Heater | E5 | System - kBTUs of Consumption | 0 | 0 | 0 | 0 | 0 | 0 | 0 | 0 | 0 | 0 | 0 | 0 | 0 | 0 | 0 | 0 | 0 | 0 | 0 | 0 | 0 | 0 | 0 | 0 | 0 | 0 | 0
F3_Industrial_OR - Industrial_Existing_Space Heating_Natural Gas_Unit Heater_E6 | F3 | Industrial | OR - Industrial | Existing | Space Heating | Natural Gas | Unit Heater | E6 | System - kBTUs of Consumption | 0 | 0 | 0 | 0 | 0 | 0 | 0 | 0 | 0 | 0 | 0 | 0 | 0 | 0 | 0 | 0 | 0 | 0 | 0 | 0 | 0 | 0 | 0 | 0 | 0 | 0 | 0
F3_Industrial_OR - Industrial_Existing_Space Heating_Natural Gas_Unit Heater_E7 | F3 | Industrial | OR - Industrial | Existing | Space Heating | Natural Gas | Unit Heater | E7 | System - kBTUs of Consumption | 0 | 0 | 0 | 0 | 0 | 0 | 0 | 0 | 0 | 0 | 0 | 0 | 0 | 0 | 0 | 0 | 0 | 0 | 0 | 0 | 0 | 0 | 0 | 0 | 0 | 0 | 0
F3_Industrial_OR - Industrial_Existing_Space Heating_Natural Gas_Unit Heater_E8 | F3 | Industrial | OR - Industrial | Existing | Space Heating | Natural Gas | Unit Heater | E8 | System - kBTUs of Consumption | 0 | 0 | 0 | 0 | 0 | 0 | 0 | 0 | 0 | 0 | 0 | 0 | 0 | 0 | 0 | 0 | 0 | 0 | 0 | 0 | 0 | 0 | 0 | 0 | 0 | 0 | 0
F3_Industrial_OR - Industrial_Existing_Space Heating_Natural Gas_Unit Heater_E9 | F3 | Industrial | OR - Industrial | Existing | Space Heating | Natural Gas | Unit Heater | E9 | System - kBTUs of Consumption | 0 | 0 | 0 | 0 | 0 | 0 | 0 | 0 | 0 | 0 | 0 | 0 | 0 | 0 | 0 | 0 | 0 | 0 | 0 | 0 | 0 | 0 | 0 | 0 | 0 | 0 | 0
F3_Industrial_OR - Industrial_Existing_Space Heating_Natural Gas_Unit Heater_E10 | F3 | Industrial | OR - Industrial | Existing | Space Heating | Natural Gas | Unit Heater | E10 | System - kBTUs of Consumption | 0 | 0 | 0 | 0 | 0 | 0 | 0 | 0 | 0 | 0 | 0 | 0 | 0 | 0 | 0 | 0 | 0 | 0 | 0 | 0 | 0 | 0 | 0 | 0 | 0 | 0 | 0
F4_Industrial_OR - Industrial_Existing_Space Heating_Natural Gas_Unit Heater_E1 | F4 | Industrial | OR - Industrial | Existing | Space Heating | Natural Gas | Unit Heater | E1 | Utility - Cost of Equipment | 9.9553 | 9.9553 | 9.9553 | 9.9553 | 9.9553 | 9.9553 | 9.9553 | 9.9553 | 9.9553 | 9.9553 | 9.9553 | 9.9553 | 9.9553 | 9.9553 | 9.9553 | 9.9553 | 9.9553 | 9.9553 | 9.9553 | 9.9553 | 9.9553 | 9.9553 | 9.9553 | 9.9553 | 9.9553 | 9.9553 | 9.9553
F4_Industrial_OR - Industrial_Existing_Space Heating_Natural Gas_Unit Heater_E2 | F4 | Industrial | OR - Industrial | Existing | Space Heating | Natural Gas | Unit Heater | E2 | Utility - Cost of Equipment | 11.8706 | 11.8706 | 11.8706 | 11.8706 | 11.8706 | 11.8706 | 11.8706 | 11.8706 | 11.8706 | 11.8706 | 11.8706 | 11.8706 | 11.8706 | 11.8706 | 11.8706 | 11.8706 | 11.8706 | 11.8706 | 11.8706 | 11.8706 | 11.8706 | 11.8706 | 11.8706 | 11.8706 | 11.8706 | 11.8706 | 11.8706
F4_Industrial_OR - Industrial_Existing_Space Heating_Natural Gas_Unit Heater_E3 | F4 | Industrial | OR - Industrial | Existing | Space Heating | Natural Gas | Unit Heater | E3 | Utility - Cost of Equipment | 13.0132 | 13.0132 | 13.0132 | 13.0132 | 13.0132 | 13.0132 | 13.0132 | 13.0132 | 13.0132 | 13.0132 | 13.0132 | 13.0132 | 13.0132 | 13.0132 | 13.0132 | 13.0132 | 13.0132 | 13.0132 | 13.0132 | 13.0132 | 13.0132 | 13.0132 | 13.0132 | 13.0132 | 13.0132 | 13.0132 | 13.0132
F4_Industrial_OR - Industrial_Existing_Space Heating_Natural Gas_Unit Heater_E4 | F4 | Industrial | OR - Industrial | Existing | Space Heating | Natural Gas | Unit Heater | E4 | Utility - Cost of Equipment | 0 | 0 | 0 | 0 | 0 | 0 | 0 | 0 | 0 | 0 | 0 | 0 | 0 | 0 | 0 | 0 | 0 | 0 | 0 | 0 | 0 | 0 | 0 | 0 | 0 | 0 | 0
F4_Industrial_OR - Industrial_Existing_Space Heating_Natural Gas_Unit Heater_E5 | F4 | Industrial | OR - Industrial | Existing | Space Heating | Natural Gas | Unit Heater | E5 | Utility - Cost of Equipment | 0 | 0 | 0 | 0 | 0 | 0 | 0 | 0 | 0 | 0 | 0 | 0 | 0 | 0 | 0 | 0 | 0 | 0 | 0 | 0 | 0 | 0 | 0 | 0 | 0 | 0 | 0
F4_Industrial_OR - Industrial_Existing_Space Heating_Natural Gas_Unit Heater_E6 | F4 | Industrial | OR - Industrial | Existing | Space Heating | Natural Gas | Unit Heater | E6 | Utility - Cost of Equipment | 0 | 0 | 0 | 0 | 0 | 0 | 0 | 0 | 0 | 0 | 0 | 0 | 0 | 0 | 0 | 0 | 0 | 0 | 0 | 0 | 0 | 0 | 0 | 0 | 0 | 0 | 0
F4_Industrial_OR - Industrial_Existing_Space Heating_Natural Gas_Unit Heater_E7 | F4 | Industrial | OR - Industrial | Existing | Space Heating | Natural Gas | Unit Heater | E7 | Utility - Cost of Equipment | 0 | 0 | 0 | 0 | 0 | 0 | 0 | 0 | 0 | 0 | 0 | 0 | 0 | 0 | 0 | 0 | 0 | 0 | 0 | 0 | 0 | 0 | 0 | 0 | 0 | 0 | 0
F4_Industrial_OR - Industrial_Existing_Space Heating_Natural Gas_Unit Heater_E8 | F4 | Industrial | OR - Industrial | Existing | Space Heating | Natural Gas | Unit Heater | E8 | Utility - Cost of Equipment | 0 | 0 | 0 | 0 | 0 | 0 | 0 | 0 | 0 | 0 | 0 | 0 | 0 | 0 | 0 | 0 | 0 | 0 | 0 | 0 | 0 | 0 | 0 | 0 | 0 | 0 | 0
F4_Industrial_OR - Industrial_Existing_Space Heating_Natural Gas_Unit Heater_E9 | F4 | Industrial | OR - Industrial | Existing | Space Heating | Natural Gas | Unit Heater | E9 | Utility - Cost of Equipment | 0 | 0 | 0 | 0 | 0 | 0 | 0 | 0 | 0 | 0 | 0 | 0 | 0 | 0 | 0 | 0 | 0 | 0 | 0 | 0 | 0 | 0 | 0 | 0 | 0 | 0 | 0
F4_Industrial_OR - Industrial_Existing_Space Heating_Natural Gas_Unit Heater_E10 | F4 | Industrial | OR - Industrial | Existing | Space Heating | Natural Gas | Unit Heater | E10 | Utility - Cost of Equipment | 0 | 0 | 0 | 0 | 0 | 0 | 0 | 0 | 0 | 0 | 0 | 0 | 0 | 0 | 0 | 0 | 0 | 0 | 0 | 0 | 0 | 0 | 0 | 0 | 0 | 0 | 0
F5_Industrial_OR - Industrial_Existing_Space Heating_Natural Gas_Unit Heater_E1 | F5 | Industrial | OR - Industrial | Existing | Space Heating | Natural Gas | Unit Heater | E1 | Utility - Cost of Operation | 1906.9119 | 2047.9223 | 2206.797 | 2257.7911 | 2292.1865 | 2310.6864 | 2322.459 | 2329.5348 | 2331.8623 | 2330.9391 | 2330.3757 | 2330.6054 | 2331.3679 | 2333.281 | 2335.4499 | 2338.5913 | 2343.1238 | 2348.3066 | 2354.1598 | 2360.9653 | 2368.4943 | 2376.9182 | 2386.1653 | 2397.006 | 2408.756 | 2420.5636 | 2432.4291
F5_Industrial_OR - Industrial_Existing_Space Heating_Natural Gas_Unit Heater_E2 | F5 | Industrial | OR - Industrial | Existing | Space Heating | Natural Gas | Unit Heater | E2 | Utility - Cost of Operation | 1696.0515 | 1821.4694 | 1962.7762 | 2008.1315 | 2038.7236 | 2055.1778 | 2065.6487 | 2071.942 | 2074.0121 | 2073.191 | 2072.6899 | 2072.8942 | 2073.5725 | 2075.274 | 2077.203 | 2079.9971 | 2084.0283 | 2088.6381 | 2093.8441 | 2099.897 | 2106.5935 | 2114.0859 | 2122.3105 | 2131.9524 | 2142.4032 | 2152.9052 | 2163.4586
F5_Industrial_OR - Industrial_Existing_Space Heating_Natural Gas_Unit Heater_E3 | F5 | Industrial | OR - Industrial | Existing | Space Heating | Natural Gas | Unit Heater | E3 | Utility - Cost of Operation | 1615.9291 | 1761.5155 | 1925.3874 | 1977.9459 | 2013.2416 | 2031.9656 | 2043.5737 | 2050.1834 | 2051.7339 | 2049.7318 | 2047.8985 | 2046.7013 | 2045.9029 | 2046.1693 | 2046.6499 | 2048.1238 | 2051.0223 | 2054.5823 | 2058.8242 | 2064.0385 | 2069.9893 | 2076.8534 | 2084.5567 | 2093.893 | 2104.1571 | 2114.4716 | 2124.8367
F5_Industrial_OR - Industrial_Existing_Space Heating_Natural Gas_Unit Heater_E4 | F5 | Industrial | OR - Industrial | Existing | Space Heating | Natural Gas | Unit Heater | E4 | Utility - Cost of Operation | 0 | 0 | 0 | 0 | 0 | 0 | 0 | 0 | 0 | 0 | 0 | 0 | 0 | 0 | 0 | 0 | 0 | 0 | 0 | 0 | 0 | 0 | 0 | 0 | 0 | 0 | 0
F5_Industrial_OR - Industrial_Existing_Space Heating_Natural Gas_Unit Heater_E5 | F5 | Industrial | OR - Industrial | Existing | Space Heating | Natural Gas | Unit Heater | E5 | Utility - Cost of Operation | 0 | 0 | 0 | 0 | 0 | 0 | 0 | 0 | 0 | 0 | 0 | 0 | 0 | 0 | 0 | 0 | 0 | 0 | 0 | 0 | 0 | 0 | 0 | 0 | 0 | 0 | 0
F5_Industrial_OR - Industrial_Existing_Space Heating_Natural Gas_Unit Heater_E6 | F5 | Industrial | OR - Industrial | Existing | Space Heating | Natural Gas | Unit Heater | E6 | Utility - Cost of Operation | 0 | 0 | 0 | 0 | 0 | 0 | 0 | 0 | 0 | 0 | 0 | 0 | 0 | 0 | 0 | 0 | 0 | 0 | 0 | 0 | 0 | 0 | 0 | 0 | 0 | 0 | 0
F5_Industrial_OR - Industrial_Existing_Space Heating_Natural Gas_Unit Heater_E7 | F5 | Industrial | OR - Industrial | Existing | Space Heating | Natural Gas | Unit Heater | E7 | Utility - Cost of Operation | 0 | 0 | 0 | 0 | 0 | 0 | 0 | 0 | 0 | 0 | 0 | 0 | 0 | 0 | 0 | 0 | 0 | 0 | 0 | 0 | 0 | 0 | 0 | 0 | 0 | 0 | 0
F5_Industrial_OR - Industrial_Existing_Space Heating_Natural Gas_Unit Heater_E8 | F5 | Industrial | OR - Industrial | Existing | Space Heating | Natural Gas | Unit Heater | E8 | Utility - Cost of Operation | 0 | 0 | 0 | 0 | 0 | 0 | 0 | 0 | 0 | 0 | 0 | 0 | 0 | 0 | 0 | 0 | 0 | 0 | 0 | 0 | 0 | 0 | 0 | 0 | 0 | 0 | 0
F5_Industrial_OR - Industrial_Existing_Space Heating_Natural Gas_Unit Heater_E9 | F5 | Industrial | OR - Industrial | Existing | Space Heating | Natural Gas | Unit Heater | E9 | Utility - Cost of Operation | 0 | 0 | 0 | 0 | 0 | 0 | 0 | 0 | 0 | 0 | 0 | 0 | 0 | 0 | 0 | 0 | 0 | 0 | 0 | 0 | 0 | 0 | 0 | 0 | 0 | 0 | 0
F5_Industrial_OR - Industrial_Existing_Space Heating_Natural Gas_Unit Heater_E10 | F5 | Industrial | OR - Industrial | Existing | Space Heating | Natural Gas | Unit Heater | E10 | Utility - Cost of Operation | 0 | 0 | 0 | 0 | 0 | 0 | 0 | 0 | 0 | 0 | 0 | 0 | 0 | 0 | 0 | 0 | 0 | 0 | 0 | 0 | 0 | 0 | 0 | 0 | 0 | 0 | 0
F6_Industrial_OR - Industrial_Existing_Space Heating_Natural Gas_Unit Heater_E1 | F6 | Industrial | OR - Industrial | Existing | Space Heating | Natural Gas | Unit Heater | E1 | Utility - Value of Sales | 0 | 0 | 0 | 0 | 0 | 0 | 0 | 0 | 0 | 0 | 0 | 0 | 0 | 0 | 0 | 0 | 0 | 0 | 0 | 0 | 0 | 0 | 0 | 0 | 0 | 0 | 0
F6_Industrial_OR - Industrial_Existing_Space Heating_Natural Gas_Unit Heater_E2 | F6 | Industrial | OR - Industrial | Existing | Space Heating | Natural Gas | Unit Heater | E2 | Utility - Value of Sales | 0 | 0 | 0 | 0 | 0 | 0 | 0 | 0 | 0 | 0 | 0 | 0 | 0 | 0 | 0 | 0 | 0 | 0 | 0 | 0 | 0 | 0 | 0 | 0 | 0 | 0 | 0
F6_Industrial_OR - Industrial_Existing_Space Heating_Natural Gas_Unit Heater_E3 | F6 | Industrial | OR - Industrial | Existing | Space Heating | Natural Gas | Unit Heater | E3 | Utility - Value of Sales | 0 | 0 | 0 | 0 | 0 | 0 | 0 | 0 | 0 | 0 | 0 | 0 | 0 | 0 | 0 | 0 | 0 | 0 | 0 | 0 | 0 | 0 | 0 | 0 | 0 | 0 | 0
F6_Industrial_OR - Industrial_Existing_Space Heating_Natural Gas_Unit Heater_E4 | F6 | Industrial | OR - Industrial | Existing | Space Heating | Natural Gas | Unit Heater | E4 | Utility - Value of Sales | 0 | 0 | 0 | 0 | 0 | 0 | 0 | 0 | 0 | 0 | 0 | 0 | 0 | 0 | 0 | 0 | 0 | 0 | 0 | 0 | 0 | 0 | 0 | 0 | 0 | 0 | 0
F6_Industrial_OR - Industrial_Existing_Space Heating_Natural Gas_Unit Heater_E5 | F6 | Industrial | OR - Industrial | Existing | Space Heating | Natural Gas | Unit Heater | E5 | Utility - Value of Sales | 0 | 0 | 0 | 0 | 0 | 0 | 0 | 0 | 0 | 0 | 0 | 0 | 0 | 0 | 0 | 0 | 0 | 0 | 0 | 0 | 0 | 0 | 0 | 0 | 0 | 0 | 0
F6_Industrial_OR - Industrial_Existing_Space Heating_Natural Gas_Unit Heater_E6 | F6 | Industrial | OR - Industrial | Existing | Space Heating | Natural Gas | Unit Heater | E6 | Utility - Value of Sales | 0 | 0 | 0 | 0 | 0 | 0 | 0 | 0 | 0 | 0 | 0 | 0 | 0 | 0 | 0 | 0 | 0 | 0 | 0 | 0 | 0 | 0 | 0 | 0 | 0 | 0 | 0
F6_Industrial_OR - Industrial_Existing_Space Heating_Natural Gas_Unit Heater_E7 | F6 | Industrial | OR - Industrial | Existing | Space Heating | Natural Gas | Unit Heater | E7 | Utility - Value of Sales | 0 | 0 | 0 | 0 | 0 | 0 | 0 | 0 | 0 | 0 | 0 | 0 | 0 | 0 | 0 | 0 | 0 | 0 | 0 | 0 | 0 | 0 | 0 | 0 | 0 | 0 | 0
F6_Industrial_OR - Industrial_Existing_Space Heating_Natural Gas_Unit Heater_E8 | F6 | Industrial | OR - Industrial | Existing | Space Heating | Natural Gas | Unit Heater | E8 | Utility - Value of Sales | 0 | 0 | 0 | 0 | 0 | 0 | 0 | 0 | 0 | 0 | 0 | 0 | 0 | 0 | 0 | 0 | 0 | 0 | 0 | 0 | 0 | 0 | 0 | 0 | 0 | 0 | 0
F6_Industrial_OR - Industrial_Existing_Space Heating_Natural Gas_Unit Heater_E9 | F6 | Industrial | OR - Industrial | Existing | Space Heating | Natural Gas | Unit Heater | E9 | Utility - Value of Sales | 0 | 0 | 0 | 0 | 0 | 0 | 0 | 0 | 0 | 0 | 0 | 0 | 0 | 0 | 0 | 0 | 0 | 0 | 0 | 0 | 0 | 0 | 0 | 0 | 0 | 0 | 0
F6_Industrial_OR - Industrial_Existing_Space Heating_Natural Gas_Unit Heater_E10 | F6 | Industrial | OR - Industrial | Existing | Space Heating | Natural Gas | Unit Heater | E10 | Utility - Value of Sales | 0 | 0 | 0 | 0 | 0 | 0 | 0 | 0 | 0 | 0 | 0 | 0 | 0 | 0 | 0 | 0 | 0 | 0 | 0 | 0 | 0 | 0 | 0 | 0 | 0 | 0 | 0
F1_Industrial_OR - Industrial_Existing_Process_Natural Gas_Process Boiler_E1 | F1 | Industrial | OR - Industrial | Existing | Process | Natural Gas | Process Boiler | E1 | RVT - Cost of Equipment | 2368.037 | 2368.037 | 2368.037 | 2368.037 | 2368.037 | 2368.037 | 2368.037 | 2368.037 | 2368.037 | 2368.037 | 2368.037 | 2368.037 | 2368.037 | 2368.037 | 2368.037 | 2368.037 | 2368.037 | 2368.037 | 2368.037 | 2368.037 | 2368.037 | 2368.037 | 2368.037 | 2368.037 | 2368.037 | 2368.037 | 2368.037
F1_Industrial_OR - Industrial_Existing_Process_Natural Gas_Process Boiler_E2 | F1 | Industrial | OR - Industrial | Existing | Process | Natural Gas | Process Boiler | E2 | RVT - Cost of Equipment | 0 | 0 | 0 | 0 | 0 | 0 | 0 | 0 | 0 | 0 | 0 | 0 | 0 | 0 | 0 | 0 | 0 | 0 | 0 | 0 | 0 | 0 | 0 | 0 | 0 | 0 | 0
F1_Industrial_OR - Industrial_Existing_Process_Natural Gas_Process Boiler_E3 | F1 | Industrial | OR - Industrial | Existing | Process | Natural Gas | Process Boiler | E3 | RVT - Cost of Equipment | 0 | 0 | 0 | 0 | 0 | 0 | 0 | 0 | 0 | 0 | 0 | 0 | 0 | 0 | 0 | 0 | 0 | 0 | 0 | 0 | 0 | 0 | 0 | 0 | 0 | 0 | 0
F1_Industrial_OR - Industrial_Existing_Process_Natural Gas_Process Boiler_E4 | F1 | Industrial | OR - Industrial | Existing | Process | Natural Gas | Process Boiler | E4 | RVT - Cost of Equipment | 0 | 0 | 0 | 0 | 0 | 0 | 0 | 0 | 0 | 0 | 0 | 0 | 0 | 0 | 0 | 0 | 0 | 0 | 0 | 0 | 0 | 0 | 0 | 0 | 0 | 0 | 0
F1_Industrial_OR - Industrial_Existing_Process_Natural Gas_Process Boiler_E5 | F1 | Industrial | OR - Industrial | Existing | Process | Natural Gas | Process Boiler | E5 | RVT - Cost of Equipment | 0 | 0 | 0 | 0 | 0 | 0 | 0 | 0 | 0 | 0 | 0 | 0 | 0 | 0 | 0 | 0 | 0 | 0 | 0 | 0 | 0 | 0 | 0 | 0 | 0 | 0 | 0
F1_Industrial_OR - Industrial_Existing_Process_Natural Gas_Process Boiler_E6 | F1 | Industrial | OR - Industrial | Existing | Process | Natural Gas | Process Boiler | E6 | RVT - Cost of Equipment | 0 | 0 | 0 | 0 | 0 | 0 | 0 | 0 | 0 | 0 | 0 | 0 | 0 | 0 | 0 | 0 | 0 | 0 | 0 | 0 | 0 | 0 | 0 | 0 | 0 | 0 | 0
F1_Industrial_OR - Industrial_Existing_Process_Natural Gas_Process Boiler_E7 | F1 | Industrial | OR - Industrial | Existing | Process | Natural Gas | Process Boiler | E7 | RVT - Cost of Equipment | 0 | 0 | 0 | 0 | 0 | 0 | 0 | 0 | 0 | 0 | 0 | 0 | 0 | 0 | 0 | 0 | 0 | 0 | 0 | 0 | 0 | 0 | 0 | 0 | 0 | 0 | 0
F1_Industrial_OR - Industrial_Existing_Process_Natural Gas_Process Boiler_E8 | F1 | Industrial | OR - Industrial | Existing | Process | Natural Gas | Process Boiler | E8 | RVT - Cost of Equipment | 0 | 0 | 0 | 0 | 0 | 0 | 0 | 0 | 0 | 0 | 0 | 0 | 0 | 0 | 0 | 0 | 0 | 0 | 0 | 0 | 0 | 0 | 0 | 0 | 0 | 0 | 0
F1_Industrial_OR - Industrial_Existing_Process_Natural Gas_Process Boiler_E9 | F1 | Industrial | OR - Industrial | Existing | Process | Natural Gas | Process Boiler | E9 | RVT - Cost of Equipment | 0 | 0 | 0 | 0 | 0 | 0 | 0 | 0 | 0 | 0 | 0 | 0 | 0 | 0 | 0 | 0 | 0 | 0 | 0 | 0 | 0 | 0 | 0 | 0 | 0 | 0 | 0
F1_Industrial_OR - Industrial_Existing_Process_Natural Gas_Process Boiler_E10 | F1 | Industrial | OR - Industrial | Existing | Process | Natural Gas | Process Boiler | E10 | RVT - Cost of Equipment | 0 | 0 | 0 | 0 | 0 | 0 | 0 | 0 | 0 | 0 | 0 | 0 | 0 | 0 | 0 | 0 | 0 | 0 | 0 | 0 | 0 | 0 | 0 | 0 | 0 | 0 | 0
F2_Industrial_OR - Industrial_Existing_Process_Natural Gas_Process Boiler_E1 | F2 | Industrial | OR - Industrial | Existing | Process | Natural Gas | Process Boiler | E1 | RVT - Cost of Operation | 0 | 0 | 0 | 0 | 0 | 0 | 0 | 0 | 0 | 0 | 0 | 0 | 0 | 0 | 0 | 0 | 0 | 0 | 0 | 0 | 0 | 0 | 0 | 0 | 0 | 0 | 0
F2_Industrial_OR - Industrial_Existing_Process_Natural Gas_Process Boiler_E2 | F2 | Industrial | OR - Industrial | Existing | Process | Natural Gas | Process Boiler | E2 | RVT - Cost of Operation | 0 | 0 | 0 | 0 | 0 | 0 | 0 | 0 | 0 | 0 | 0 | 0 | 0 | 0 | 0 | 0 | 0 | 0 | 0 | 0 | 0 | 0 | 0 | 0 | 0 | 0 | 0
F2_Industrial_OR - Industrial_Existing_Process_Natural Gas_Process Boiler_E3 | F2 | Industrial | OR - Industrial | Existing | Process | Natural Gas | Process Boiler | E3 | RVT - Cost of Operation | 0 | 0 | 0 | 0 | 0 | 0 | 0 | 0 | 0 | 0 | 0 | 0 | 0 | 0 | 0 | 0 | 0 | 0 | 0 | 0 | 0 | 0 | 0 | 0 | 0 | 0 | 0
F2_Industrial_OR - Industrial_Existing_Process_Natural Gas_Process Boiler_E4 | F2 | Industrial | OR - Industrial | Existing | Process | Natural Gas | Process Boiler | E4 | RVT - Cost of Operation | 0 | 0 | 0 | 0 | 0 | 0 | 0 | 0 | 0 | 0 | 0 | 0 | 0 | 0 | 0 | 0 | 0 | 0 | 0 | 0 | 0 | 0 | 0 | 0 | 0 | 0 | 0
F2_Industrial_OR - Industrial_Existing_Process_Natural Gas_Process Boiler_E5 | F2 | Industrial | OR - Industrial | Existing | Process | Natural Gas | Process Boiler | E5 | RVT - Cost of Operation | 0 | 0 | 0 | 0 | 0 | 0 | 0 | 0 | 0 | 0 | 0 | 0 | 0 | 0 | 0 | 0 | 0 | 0 | 0 | 0 | 0 | 0 | 0 | 0 | 0 | 0 | 0
F2_Industrial_OR - Industrial_Existing_Process_Natural Gas_Process Boiler_E6 | F2 | Industrial | OR - Industrial | Existing | Process | Natural Gas | Process Boiler | E6 | RVT - Cost of Operation | 0 | 0 | 0 | 0 | 0 | 0 | 0 | 0 | 0 | 0 | 0 | 0 | 0 | 0 | 0 | 0 | 0 | 0 | 0 | 0 | 0 | 0 | 0 | 0 | 0 | 0 | 0
F2_Industrial_OR - Industrial_Existing_Process_Natural Gas_Process Boiler_E7 | F2 | Industrial | OR - Industrial | Existing | Process | Natural Gas | Process Boiler | E7 | RVT - Cost of Operation | 0 | 0 | 0 | 0 | 0 | 0 | 0 | 0 | 0 | 0 | 0 | 0 | 0 | 0 | 0 | 0 | 0 | 0 | 0 | 0 | 0 | 0 | 0 | 0 | 0 | 0 | 0
F2_Industrial_OR - Industrial_Existing_Process_Natural Gas_Process Boiler_E8 | F2 | Industrial | OR - Industrial | Existing | Process | Natural Gas | Process Boiler | E8 | RVT - Cost of Operation | 0 | 0 | 0 | 0 | 0 | 0 | 0 | 0 | 0 | 0 | 0 | 0 | 0 | 0 | 0 | 0 | 0 | 0 | 0 | 0 | 0 | 0 | 0 | 0 | 0 | 0 | 0
F2_Industrial_OR - Industrial_Existing_Process_Natural Gas_Process Boiler_E9 | F2 | Industrial | OR - Industrial | Existing | Process | Natural Gas | Process Boiler | E9 | RVT - Cost of Operation | 0 | 0 | 0 | 0 | 0 | 0 | 0 | 0 | 0 | 0 | 0 | 0 | 0 | 0 | 0 | 0 | 0 | 0 | 0 | 0 | 0 | 0 | 0 | 0 | 0 | 0 | 0
F2_Industrial_OR - Industrial_Existing_Process_Natural Gas_Process Boiler_E10 | F2 | Industrial | OR - Industrial | Existing | Process | Natural Gas | Process Boiler | E10 | RVT - Cost of Operation | 0 | 0 | 0 | 0 | 0 | 0 | 0 | 0 | 0 | 0 | 0 | 0 | 0 | 0 | 0 | 0 | 0 | 0 | 0 | 0 | 0 | 0 | 0 | 0 | 0 | 0 | 0
F3_Industrial_OR - Industrial_Existing_Process_Natural Gas_Process Boiler_E1 | F3 | Industrial | OR - Industrial | Existing | Process | Natural Gas | Process Boiler | E1 | System - kBTUs of Consumption | 905989.1071 | 905989.1071 | 905989.1071 | 905989.1071 | 905989.1071 | 905989.1071 | 905989.1071 | 905989.1071 | 905989.1071 | 905989.1071 | 905989.1071 | 905989.1071 | 905989.1071 | 905989.1071 | 905989.1071 | 905989.1071 | 905989.1071 | 905989.1071 | 905989.1071 | 905989.1071 | 905989.1071 | 905989.1071 | 905989.1071 | 905989.1071 | 905989.1071 | 905989.1071 | 905989.1071
F3_Industrial_OR - Industrial_Existing_Process_Natural Gas_Process Boiler_E2 | F3 | Industrial | OR - Industrial | Existing | Process | Natural Gas | Process Boiler | E2 | System - kBTUs of Consumption | 0 | 0 | 0 | 0 | 0 | 0 | 0 | 0 | 0 | 0 | 0 | 0 | 0 | 0 | 0 | 0 | 0 | 0 | 0 | 0 | 0 | 0 | 0 | 0 | 0 | 0 | 0
F3_Industrial_OR - Industrial_Existing_Process_Natural Gas_Process Boiler_E3 | F3 | Industrial | OR - Industrial | Existing | Process | Natural Gas | Process Boiler | E3 | System - kBTUs of Consumption | 0 | 0 | 0 | 0 | 0 | 0 | 0 | 0 | 0 | 0 | 0 | 0 | 0 | 0 | 0 | 0 | 0 | 0 | 0 | 0 | 0 | 0 | 0 | 0 | 0 | 0 | 0
F3_Industrial_OR - Industrial_Existing_Process_Natural Gas_Process Boiler_E4 | F3 | Industrial | OR - Industrial | Existing | Process | Natural Gas | Process Boiler | E4 | System - kBTUs of Consumption | 0 | 0 | 0 | 0 | 0 | 0 | 0 | 0 | 0 | 0 | 0 | 0 | 0 | 0 | 0 | 0 | 0 | 0 | 0 | 0 | 0 | 0 | 0 | 0 | 0 | 0 | 0
F3_Industrial_OR - Industrial_Existing_Process_Natural Gas_Process Boiler_E5 | F3 | Industrial | OR - Industrial | Existing | Process | Natural Gas | Process Boiler | E5 | System - kBTUs of Consumption | 0 | 0 | 0 | 0 | 0 | 0 | 0 | 0 | 0 | 0 | 0 | 0 | 0 | 0 | 0 | 0 | 0 | 0 | 0 | 0 | 0 | 0 | 0 | 0 | 0 | 0 | 0
F3_Industrial_OR - Industrial_Existing_Process_Natural Gas_Process Boiler_E6 | F3 | Industrial | OR - Industrial | Existing | Process | Natural Gas | Process Boiler | E6 | System - kBTUs of Consumption | 0 | 0 | 0 | 0 | 0 | 0 | 0 | 0 | 0 | 0 | 0 | 0 | 0 | 0 | 0 | 0 | 0 | 0 | 0 | 0 | 0 | 0 | 0 | 0 | 0 | 0 | 0
F3_Industrial_OR - Industrial_Existing_Process_Natural Gas_Process Boiler_E7 | F3 | Industrial | OR - Industrial | Existing | Process | Natural Gas | Process Boiler | E7 | System - kBTUs of Consumption | 0 | 0 | 0 | 0 | 0 | 0 | 0 | 0 | 0 | 0 | 0 | 0 | 0 | 0 | 0 | 0 | 0 | 0 | 0 | 0 | 0 | 0 | 0 | 0 | 0 | 0 | 0
F3_Industrial_OR - Industrial_Existing_Process_Natural Gas_Process Boiler_E8 | F3 | Industrial | OR - Industrial | Existing | Process | Natural Gas | Process Boiler | E8 | System - kBTUs of Consumption | 0 | 0 | 0 | 0 | 0 | 0 | 0 | 0 | 0 | 0 | 0 | 0 | 0 | 0 | 0 | 0 | 0 | 0 | 0 | 0 | 0 | 0 | 0 | 0 | 0 | 0 | 0
F3_Industrial_OR - Industrial_Existing_Process_Natural Gas_Process Boiler_E9 | F3 | Industrial | OR - Industrial | Existing | Process | Natural Gas | Process Boiler | E9 | System - kBTUs of Consumption | 0 | 0 | 0 | 0 | 0 | 0 | 0 | 0 | 0 | 0 | 0 | 0 | 0 | 0 | 0 | 0 | 0 | 0 | 0 | 0 | 0 | 0 | 0 | 0 | 0 | 0 | 0
F3_Industrial_OR - Industrial_Existing_Process_Natural Gas_Process Boiler_E10 | F3 | Industrial | OR - Industrial | Existing | Process | Natural Gas | Process Boiler | E10 | System - kBTUs of Consumption | 0 | 0 | 0 | 0 | 0 | 0 | 0 | 0 | 0 | 0 | 0 | 0 | 0 | 0 | 0 | 0 | 0 | 0 | 0 | 0 | 0 | 0 | 0 | 0 | 0 | 0 | 0
F4_Industrial_OR - Industrial_Existing_Process_Natural Gas_Process Boiler_E1 | F4 | Industrial | OR - Industrial | Existing | Process | Natural Gas | Process Boiler | E1 | Utility - Cost of Equipment | 2368.037 | 2368.037 | 2368.037 | 2368.037 | 2368.037 | 2368.037 | 2368.037 | 2368.037 | 2368.037 | 2368.037 | 2368.037 | 2368.037 | 2368.037 | 2368.037 | 2368.037 | 2368.037 | 2368.037 | 2368.037 | 2368.037 | 2368.037 | 2368.037 | 2368.037 | 2368.037 | 2368.037 | 2368.037 | 2368.037 | 2368.037
F4_Industrial_OR - Industrial_Existing_Process_Natural Gas_Process Boiler_E2 | F4 | Industrial | OR - Industrial | Existing | Process | Natural Gas | Process Boiler | E2 | Utility - Cost of Equipment | 0 | 0 | 0 | 0 | 0 | 0 | 0 | 0 | 0 | 0 | 0 | 0 | 0 | 0 | 0 | 0 | 0 | 0 | 0 | 0 | 0 | 0 | 0 | 0 | 0 | 0 | 0
F4_Industrial_OR - Industrial_Existing_Process_Natural Gas_Process Boiler_E3 | F4 | Industrial | OR - Industrial | Existing | Process | Natural Gas | Process Boiler | E3 | Utility - Cost of Equipment | 0 | 0 | 0 | 0 | 0 | 0 | 0 | 0 | 0 | 0 | 0 | 0 | 0 | 0 | 0 | 0 | 0 | 0 | 0 | 0 | 0 | 0 | 0 | 0 | 0 | 0 | 0
F4_Industrial_OR - Industrial_Existing_Process_Natural Gas_Process Boiler_E4 | F4 | Industrial | OR - Industrial | Existing | Process | Natural Gas | Process Boiler | E4 | Utility - Cost of Equipment | 0 | 0 | 0 | 0 | 0 | 0 | 0 | 0 | 0 | 0 | 0 | 0 | 0 | 0 | 0 | 0 | 0 | 0 | 0 | 0 | 0 | 0 | 0 | 0 | 0 | 0 | 0
F4_Industrial_OR - Industrial_Existing_Process_Natural Gas_Process Boiler_E5 | F4 | Industrial | OR - Industrial | Existing | Process | Natural Gas | Process Boiler | E5 | Utility - Cost of Equipment | 0 | 0 | 0 | 0 | 0 | 0 | 0 | 0 | 0 | 0 | 0 | 0 | 0 | 0 | 0 | 0 | 0 | 0 | 0 | 0 | 0 | 0 | 0 | 0 | 0 | 0 | 0
F4_Industrial_OR - Industrial_Existing_Process_Natural Gas_Process Boiler_E6 | F4 | Industrial | OR - Industrial | Existing | Process | Natural Gas | Process Boiler | E6 | Utility - Cost of Equipment | 0 | 0 | 0 | 0 | 0 | 0 | 0 | 0 | 0 | 0 | 0 | 0 | 0 | 0 | 0 | 0 | 0 | 0 | 0 | 0 | 0 | 0 | 0 | 0 | 0 | 0 | 0
F4_Industrial_OR - Industrial_Existing_Process_Natural Gas_Process Boiler_E7 | F4 | Industrial | OR - Industrial | Existing | Process | Natural Gas | Process Boiler | E7 | Utility - Cost of Equipment | 0 | 0 | 0 | 0 | 0 | 0 | 0 | 0 | 0 | 0 | 0 | 0 | 0 | 0 | 0 | 0 | 0 | 0 | 0 | 0 | 0 | 0 | 0 | 0 | 0 | 0 | 0
F4_Industrial_OR - Industrial_Existing_Process_Natural Gas_Process Boiler_E8 | F4 | Industrial | OR - Industrial | Existing | Process | Natural Gas | Process Boiler | E8 | Utility - Cost of Equipment | 0 | 0 | 0 | 0 | 0 | 0 | 0 | 0 | 0 | 0 | 0 | 0 | 0 | 0 | 0 | 0 | 0 | 0 | 0 | 0 | 0 | 0 | 0 | 0 | 0 | 0 | 0
F4_Industrial_OR - Industrial_Existing_Process_Natural Gas_Process Boiler_E9 | F4 | Industrial | OR - Industrial | Existing | Process | Natural Gas | Process Boiler | E9 | Utility - Cost of Equipment | 0 | 0 | 0 | 0 | 0 | 0 | 0 | 0 | 0 | 0 | 0 | 0 | 0 | 0 | 0 | 0 | 0 | 0 | 0 | 0 | 0 | 0 | 0 | 0 | 0 | 0 | 0
F4_Industrial_OR - Industrial_Existing_Process_Natural Gas_Process Boiler_E10 | F4 | Industrial | OR - Industrial | Existing | Process | Natural Gas | Process Boiler | E10 | Utility - Cost of Equipment | 0 | 0 | 0 | 0 | 0 | 0 | 0 | 0 | 0 | 0 | 0 | 0 | 0 | 0 | 0 | 0 | 0 | 0 | 0 | 0 | 0 | 0 | 0 | 0 | 0 | 0 | 0
F5_Industrial_OR - Industrial_Existing_Process_Natural Gas_Process Boiler_E1 | F5 | Industrial | OR - Industrial | Existing | Process | Natural Gas | Process Boiler | E1 | Utility - Cost of Operation | 8716.413 | 10895.6373 | 13556.4881 | 14385.5377 | 14961.066 | 15280.3335 | 15494.9576 | 15628.7207 | 15670.7216 | 15645.7109 | 15616.9935 | 15591.3563 | 15565.0932 | 15547.6748 | 15523.6116 | 15505.6823 | 15500.688 | 15496.2595 | 15494.1461 | 15500.2725 | 15512.0292 | 15533.793 | 15567.5577 | 15628.7781 | 15705.3898 | 15782.377 | 15859.7416
F5_Industrial_OR - Industrial_Existing_Process_Natural Gas_Process Boiler_E2 | F5 | Industrial | OR - Industrial | Existing | Process | Natural Gas | Process Boiler | E2 | Utility - Cost of Operation | 0 | 0 | 0 | 0 | 0 | 0 | 0 | 0 | 0 | 0 | 0 | 0 | 0 | 0 | 0 | 0 | 0 | 0 | 0 | 0 | 0 | 0 | 0 | 0 | 0 | 0 | 0
F5_Industrial_OR - Industrial_Existing_Process_Natural Gas_Process Boiler_E3 | F5 | Industrial | OR - Industrial | Existing | Process | Natural Gas | Process Boiler | E3 | Utility - Cost of Operation | 0 | 0 | 0 | 0 | 0 | 0 | 0 | 0 | 0 | 0 | 0 | 0 | 0 | 0 | 0 | 0 | 0 | 0 | 0 | 0 | 0 | 0 | 0 | 0 | 0 | 0 | 0
F5_Industrial_OR - Industrial_Existing_Process_Natural Gas_Process Boiler_E4 | F5 | Industrial | OR - Industrial | Existing | Process | Natural Gas | Process Boiler | E4 | Utility - Cost of Operation | 0 | 0 | 0 | 0 | 0 | 0 | 0 | 0 | 0 | 0 | 0 | 0 | 0 | 0 | 0 | 0 | 0 | 0 | 0 | 0 | 0 | 0 | 0 | 0 | 0 | 0 | 0
F5_Industrial_OR - Industrial_Existing_Process_Natural Gas_Process Boiler_E5 | F5 | Industrial | OR - Industrial | Existing | Process | Natural Gas | Process Boiler | E5 | Utility - Cost of Operation | 0 | 0 | 0 | 0 | 0 | 0 | 0 | 0 | 0 | 0 | 0 | 0 | 0 | 0 | 0 | 0 | 0 | 0 | 0 | 0 | 0 | 0 | 0 | 0 | 0 | 0 | 0
F5_Industrial_OR - Industrial_Existing_Process_Natural Gas_Process Boiler_E6 | F5 | Industrial | OR - Industrial | Existing | Process | Natural Gas | Process Boiler | E6 | Utility - Cost of Operation | 0 | 0 | 0 | 0 | 0 | 0 | 0 | 0 | 0 | 0 | 0 | 0 | 0 | 0 | 0 | 0 | 0 | 0 | 0 | 0 | 0 | 0 | 0 | 0 | 0 | 0 | 0
F5_Industrial_OR - Industrial_Existing_Process_Natural Gas_Process Boiler_E7 | F5 | Industrial | OR - Industrial | Existing | Process | Natural Gas | Process Boiler | E7 | Utility - Cost of Operation | 0 | 0 | 0 | 0 | 0 | 0 | 0 | 0 | 0 | 0 | 0 | 0 | 0 | 0 | 0 | 0 | 0 | 0 | 0 | 0 | 0 | 0 | 0 | 0 | 0 | 0 | 0
F5_Industrial_OR - Industrial_Existing_Process_Natural Gas_Process Boiler_E8 | F5 | Industrial | OR - Industrial | Existing | Process | Natural Gas | Process Boiler | E8 | Utility - Cost of Operation | 0 | 0 | 0 | 0 | 0 | 0 | 0 | 0 | 0 | 0 | 0 | 0 | 0 | 0 | 0 | 0 | 0 | 0 | 0 | 0 | 0 | 0 | 0 | 0 | 0 | 0 | 0
F5_Industrial_OR - Industrial_Existing_Process_Natural Gas_Process Boiler_E9 | F5 | Industrial | OR - Industrial | Existing | Process | Natural Gas | Process Boiler | E9 | Utility - Cost of Operation | 0 | 0 | 0 | 0 | 0 | 0 | 0 | 0 | 0 | 0 | 0 | 0 | 0 | 0 | 0 | 0 | 0 | 0 | 0 | 0 | 0 | 0 | 0 | 0 | 0 | 0 | 0
F5_Industrial_OR - Industrial_Existing_Process_Natural Gas_Process Boiler_E10 | F5 | Industrial | OR - Industrial | Existing | Process | Natural Gas | Process Boiler | E10 | Utility - Cost of Operation | 0 | 0 | 0 | 0 | 0 | 0 | 0 | 0 | 0 | 0 | 0 | 0 | 0 | 0 | 0 | 0 | 0 | 0 | 0 | 0 | 0 | 0 | 0 | 0 | 0 | 0 | 0
F6_Industrial_OR - Industrial_Existing_Process_Natural Gas_Process Boiler_E1 | F6 | Industrial | OR - Industrial | Existing | Process | Natural Gas | Process Boiler | E1 | Utility - Value of Sales | 0 | 0 | 0 | 0 | 0 | 0 | 0 | 0 | 0 | 0 | 0 | 0 | 0 | 0 | 0 | 0 | 0 | 0 | 0 | 0 | 0 | 0 | 0 | 0 | 0 | 0 | 0
F6_Industrial_OR - Industrial_Existing_Process_Natural Gas_Process Boiler_E2 | F6 | Industrial | OR - Industrial | Existing | Process | Natural Gas | Process Boiler | E2 | Utility - Value of Sales | 0 | 0 | 0 | 0 | 0 | 0 | 0 | 0 | 0 | 0 | 0 | 0 | 0 | 0 | 0 | 0 | 0 | 0 | 0 | 0 | 0 | 0 | 0 | 0 | 0 | 0 | 0
F6_Industrial_OR - Industrial_Existing_Process_Natural Gas_Process Boiler_E3 | F6 | Industrial | OR - Industrial | Existing | Process | Natural Gas | Process Boiler | E3 | Utility - Value of Sales | 0 | 0 | 0 | 0 | 0 | 0 | 0 | 0 | 0 | 0 | 0 | 0 | 0 | 0 | 0 | 0 | 0 | 0 | 0 | 0 | 0 | 0 | 0 | 0 | 0 | 0 | 0
F6_Industrial_OR - Industrial_Existing_Process_Natural Gas_Process Boiler_E4 | F6 | Industrial | OR - Industrial | Existing | Process | Natural Gas | Process Boiler | E4 | Utility - Value of Sales | 0 | 0 | 0 | 0 | 0 | 0 | 0 | 0 | 0 | 0 | 0 | 0 | 0 | 0 | 0 | 0 | 0 | 0 | 0 | 0 | 0 | 0 | 0 | 0 | 0 | 0 | 0
F6_Industrial_OR - Industrial_Existing_Process_Natural Gas_Process Boiler_E5 | F6 | Industrial | OR - Industrial | Existing | Process | Natural Gas | Process Boiler | E5 | Utility - Value of Sales | 0 | 0 | 0 | 0 | 0 | 0 | 0 | 0 | 0 | 0 | 0 | 0 | 0 | 0 | 0 | 0 | 0 | 0 | 0 | 0 | 0 | 0 | 0 | 0 | 0 | 0 | 0
F6_Industrial_OR - Industrial_Existing_Process_Natural Gas_Process Boiler_E6 | F6 | Industrial | OR - Industrial | Existing | Process | Natural Gas | Process Boiler | E6 | Utility - Value of Sales | 0 | 0 | 0 | 0 | 0 | 0 | 0 | 0 | 0 | 0 | 0 | 0 | 0 | 0 | 0 | 0 | 0 | 0 | 0 | 0 | 0 | 0 | 0 | 0 | 0 | 0 | 0
F6_Industrial_OR - Industrial_Existing_Process_Natural Gas_Process Boiler_E7 | F6 | Industrial | OR - Industrial | Existing | Process | Natural Gas | Process Boiler | E7 | Utility - Value of Sales | 0 | 0 | 0 | 0 | 0 | 0 | 0 | 0 | 0 | 0 | 0 | 0 | 0 | 0 | 0 | 0 | 0 | 0 | 0 | 0 | 0 | 0 | 0 | 0 | 0 | 0 | 0
F6_Industrial_OR - Industrial_Existing_Process_Natural Gas_Process Boiler_E8 | F6 | Industrial | OR - Industrial | Existing | Process | Natural Gas | Process Boiler | E8 | Utility - Value of Sales | 0 | 0 | 0 | 0 | 0 | 0 | 0 | 0 | 0 | 0 | 0 | 0 | 0 | 0 | 0 | 0 | 0 | 0 | 0 | 0 | 0 | 0 | 0 | 0 | 0 | 0 | 0
F6_Industrial_OR - Industrial_Existing_Process_Natural Gas_Process Boiler_E9 | F6 | Industrial | OR - Industrial | Existing | Process | Natural Gas | Process Boiler | E9 | Utility - Value of Sales | 0 | 0 | 0 | 0 | 0 | 0 | 0 | 0 | 0 | 0 | 0 | 0 | 0 | 0 | 0 | 0 | 0 | 0 | 0 | 0 | 0 | 0 | 0 | 0 | 0 | 0 | 0
F6_Industrial_OR - Industrial_Existing_Process_Natural Gas_Process Boiler_E10 | F6 | Industrial | OR - Industrial | Existing | Process | Natural Gas | Process Boiler | E10 | Utility - Value of Sales | 0 | 0 | 0 | 0 | 0 | 0 | 0 | 0 | 0 | 0 | 0 | 0 | 0 | 0 | 0 | 0 | 0 | 0 | 0 | 0 | 0 | 0 | 0 | 0 | 0 | 0 | 0
F1_Industrial_OR - Industrial_Existing_Process_Natural Gas_Process Heating_E1 | F1 | Industrial | OR - Industrial | Existing | Process | Natural Gas | Process Heating | E1 | RVT - Cost of Equipment | 2165.0874 | 2165.0874 | 2165.0874 | 2165.0874 | 2165.0874 | 2165.0874 | 2165.0874 | 2165.0874 | 2165.0874 | 2165.0874 | 2165.0874 | 2165.0874 | 2165.0874 | 2165.0874 | 2165.0874 | 2165.0874 | 2165.0874 | 2165.0874 | 2165.0874 | 2165.0874 | 2165.0874 | 2165.0874 | 2165.0874 | 2165.0874 | 2165.0874 | 2165.0874 | 2165.0874
F1_Industrial_OR - Industrial_Existing_Process_Natural Gas_Process Heating_E2 | F1 | Industrial | OR - Industrial | Existing | Process | Natural Gas | Process Heating | E2 | RVT - Cost of Equipment | 0 | 0 | 0 | 0 | 0 | 0 | 0 | 0 | 0 | 0 | 0 | 0 | 0 | 0 | 0 | 0 | 0 | 0 | 0 | 0 | 0 | 0 | 0 | 0 | 0 | 0 | 0
F1_Industrial_OR - Industrial_Existing_Process_Natural Gas_Process Heating_E3 | F1 | Industrial | OR - Industrial | Existing | Process | Natural Gas | Process Heating | E3 | RVT - Cost of Equipment | 0 | 0 | 0 | 0 | 0 | 0 | 0 | 0 | 0 | 0 | 0 | 0 | 0 | 0 | 0 | 0 | 0 | 0 | 0 | 0 | 0 | 0 | 0 | 0 | 0 | 0 | 0
F1_Industrial_OR - Industrial_Existing_Process_Natural Gas_Process Heating_E4 | F1 | Industrial | OR - Industrial | Existing | Process | Natural Gas | Process Heating | E4 | RVT - Cost of Equipment | 0 | 0 | 0 | 0 | 0 | 0 | 0 | 0 | 0 | 0 | 0 | 0 | 0 | 0 | 0 | 0 | 0 | 0 | 0 | 0 | 0 | 0 | 0 | 0 | 0 | 0 | 0
F1_Industrial_OR - Industrial_Existing_Process_Natural Gas_Process Heating_E5 | F1 | Industrial | OR - Industrial | Existing | Process | Natural Gas | Process Heating | E5 | RVT - Cost of Equipment | 0 | 0 | 0 | 0 | 0 | 0 | 0 | 0 | 0 | 0 | 0 | 0 | 0 | 0 | 0 | 0 | 0 | 0 | 0 | 0 | 0 | 0 | 0 | 0 | 0 | 0 | 0
F1_Industrial_OR - Industrial_Existing_Process_Natural Gas_Process Heating_E6 | F1 | Industrial | OR - Industrial | Existing | Process | Natural Gas | Process Heating | E6 | RVT - Cost of Equipment | 0 | 0 | 0 | 0 | 0 | 0 | 0 | 0 | 0 | 0 | 0 | 0 | 0 | 0 | 0 | 0 | 0 | 0 | 0 | 0 | 0 | 0 | 0 | 0 | 0 | 0 | 0
F1_Industrial_OR - Industrial_Existing_Process_Natural Gas_Process Heating_E7 | F1 | Industrial | OR - Industrial | Existing | Process | Natural Gas | Process Heating | E7 | RVT - Cost of Equipment | 0 | 0 | 0 | 0 | 0 | 0 | 0 | 0 | 0 | 0 | 0 | 0 | 0 | 0 | 0 | 0 | 0 | 0 | 0 | 0 | 0 | 0 | 0 | 0 | 0 | 0 | 0
F1_Industrial_OR - Industrial_Existing_Process_Natural Gas_Process Heating_E8 | F1 | Industrial | OR - Industrial | Existing | Process | Natural Gas | Process Heating | E8 | RVT - Cost of Equipment | 0 | 0 | 0 | 0 | 0 | 0 | 0 | 0 | 0 | 0 | 0 | 0 | 0 | 0 | 0 | 0 | 0 | 0 | 0 | 0 | 0 | 0 | 0 | 0 | 0 | 0 | 0
F1_Industrial_OR - Industrial_Existing_Process_Natural Gas_Process Heating_E9 | F1 | Industrial | OR - Industrial | Existing | Process | Natural Gas | Process Heating | E9 | RVT - Cost of Equipment | 0 | 0 | 0 | 0 | 0 | 0 | 0 | 0 | 0 | 0 | 0 | 0 | 0 | 0 | 0 | 0 | 0 | 0 | 0 | 0 | 0 | 0 | 0 | 0 | 0 | 0 | 0
F1_Industrial_OR - Industrial_Existing_Process_Natural Gas_Process Heating_E10 | F1 | Industrial | OR - Industrial | Existing | Process | Natural Gas | Process Heating | E10 | RVT - Cost of Equipment | 0 | 0 | 0 | 0 | 0 | 0 | 0 | 0 | 0 | 0 | 0 | 0 | 0 | 0 | 0 | 0 | 0 | 0 | 0 | 0 | 0 | 0 | 0 | 0 | 0 | 0 | 0
F2_Industrial_OR - Industrial_Existing_Process_Natural Gas_Process Heating_E1 | F2 | Industrial | OR - Industrial | Existing | Process | Natural Gas | Process Heating | E1 | RVT - Cost of Operation | 0 | 0 | 0 | 0 | 0 | 0 | 0 | 0 | 0 | 0 | 0 | 0 | 0 | 0 | 0 | 0 | 0 | 0 | 0 | 0 | 0 | 0 | 0 | 0 | 0 | 0 | 0
F2_Industrial_OR - Industrial_Existing_Process_Natural Gas_Process Heating_E2 | F2 | Industrial | OR - Industrial | Existing | Process | Natural Gas | Process Heating | E2 | RVT - Cost of Operation | 0 | 0 | 0 | 0 | 0 | 0 | 0 | 0 | 0 | 0 | 0 | 0 | 0 | 0 | 0 | 0 | 0 | 0 | 0 | 0 | 0 | 0 | 0 | 0 | 0 | 0 | 0
F2_Industrial_OR - Industrial_Existing_Process_Natural Gas_Process Heating_E3 | F2 | Industrial | OR - Industrial | Existing | Process | Natural Gas | Process Heating | E3 | RVT - Cost of Operation | 0 | 0 | 0 | 0 | 0 | 0 | 0 | 0 | 0 | 0 | 0 | 0 | 0 | 0 | 0 | 0 | 0 | 0 | 0 | 0 | 0 | 0 | 0 | 0 | 0 | 0 | 0
F2_Industrial_OR - Industrial_Existing_Process_Natural Gas_Process Heating_E4 | F2 | Industrial | OR - Industrial | Existing | Process | Natural Gas | Process Heating | E4 | RVT - Cost of Operation | 0 | 0 | 0 | 0 | 0 | 0 | 0 | 0 | 0 | 0 | 0 | 0 | 0 | 0 | 0 | 0 | 0 | 0 | 0 | 0 | 0 | 0 | 0 | 0 | 0 | 0 | 0
F2_Industrial_OR - Industrial_Existing_Process_Natural Gas_Process Heating_E5 | F2 | Industrial | OR - Industrial | Existing | Process | Natural Gas | Process Heating | E5 | RVT - Cost of Operation | 0 | 0 | 0 | 0 | 0 | 0 | 0 | 0 | 0 | 0 | 0 | 0 | 0 | 0 | 0 | 0 | 0 | 0 | 0 | 0 | 0 | 0 | 0 | 0 | 0 | 0 | 0
F2_Industrial_OR - Industrial_Existing_Process_Natural Gas_Process Heating_E6 | F2 | Industrial | OR - Industrial | Existing | Process | Natural Gas | Process Heating | E6 | RVT - Cost of Operation | 0 | 0 | 0 | 0 | 0 | 0 | 0 | 0 | 0 | 0 | 0 | 0 | 0 | 0 | 0 | 0 | 0 | 0 | 0 | 0 | 0 | 0 | 0 | 0 | 0 | 0 | 0
F2_Industrial_OR - Industrial_Existing_Process_Natural Gas_Process Heating_E7 | F2 | Industrial | OR - Industrial | Existing | Process | Natural Gas | Process Heating | E7 | RVT - Cost of Operation | 0 | 0 | 0 | 0 | 0 | 0 | 0 | 0 | 0 | 0 | 0 | 0 | 0 | 0 | 0 | 0 | 0 | 0 | 0 | 0 | 0 | 0 | 0 | 0 | 0 | 0 | 0
F2_Industrial_OR - Industrial_Existing_Process_Natural Gas_Process Heating_E8 | F2 | Industrial | OR - Industrial | Existing | Process | Natural Gas | Process Heating | E8 | RVT - Cost of Operation | 0 | 0 | 0 | 0 | 0 | 0 | 0 | 0 | 0 | 0 | 0 | 0 | 0 | 0 | 0 | 0 | 0 | 0 | 0 | 0 | 0 | 0 | 0 | 0 | 0 | 0 | 0
F2_Industrial_OR - Industrial_Existing_Process_Natural Gas_Process Heating_E9 | F2 | Industrial | OR - Industrial | Existing | Process | Natural Gas | Process Heating | E9 | RVT - Cost of Operation | 0 | 0 | 0 | 0 | 0 | 0 | 0 | 0 | 0 | 0 | 0 | 0 | 0 | 0 | 0 | 0 | 0 | 0 | 0 | 0 | 0 | 0 | 0 | 0 | 0 | 0 | 0
F2_Industrial_OR - Industrial_Existing_Process_Natural Gas_Process Heating_E10 | F2 | Industrial | OR - Industrial | Existing | Process | Natural Gas | Process Heating | E10 | RVT - Cost of Operation | 0 | 0 | 0 | 0 | 0 | 0 | 0 | 0 | 0 | 0 | 0 | 0 | 0 | 0 | 0 | 0 | 0 | 0 | 0 | 0 | 0 | 0 | 0 | 0 | 0 | 0 | 0
F3_Industrial_OR - Industrial_Existing_Process_Natural Gas_Process Heating_E1 | F3 | Industrial | OR - Industrial | Existing | Process | Natural Gas | Process Heating | E1 | System - kBTUs of Consumption | 828342.4603 | 828342.4603 | 828342.4603 | 828342.4603 | 828342.4603 | 828342.4603 | 828342.4603 | 828342.4603 | 828342.4603 | 828342.4603 | 828342.4603 | 828342.4603 | 828342.4603 | 828342.4603 | 828342.4603 | 828342.4603 | 828342.4603 | 828342.4603 | 828342.4603 | 828342.4603 | 828342.4603 | 828342.4603 | 828342.4603 | 828342.4603 | 828342.4603 | 828342.4603 | 828342.4603
F3_Industrial_OR - Industrial_Existing_Process_Natural Gas_Process Heating_E2 | F3 | Industrial | OR - Industrial | Existing | Process | Natural Gas | Process Heating | E2 | System - kBTUs of Consumption | 0 | 0 | 0 | 0 | 0 | 0 | 0 | 0 | 0 | 0 | 0 | 0 | 0 | 0 | 0 | 0 | 0 | 0 | 0 | 0 | 0 | 0 | 0 | 0 | 0 | 0 | 0
F3_Industrial_OR - Industrial_Existing_Process_Natural Gas_Process Heating_E3 | F3 | Industrial | OR - Industrial | Existing | Process | Natural Gas | Process Heating | E3 | System - kBTUs of Consumption | 0 | 0 | 0 | 0 | 0 | 0 | 0 | 0 | 0 | 0 | 0 | 0 | 0 | 0 | 0 | 0 | 0 | 0 | 0 | 0 | 0 | 0 | 0 | 0 | 0 | 0 | 0
F3_Industrial_OR - Industrial_Existing_Process_Natural Gas_Process Heating_E4 | F3 | Industrial | OR - Industrial | Existing | Process | Natural Gas | Process Heating | E4 | System - kBTUs of Consumption | 0 | 0 | 0 | 0 | 0 | 0 | 0 | 0 | 0 | 0 | 0 | 0 | 0 | 0 | 0 | 0 | 0 | 0 | 0 | 0 | 0 | 0 | 0 | 0 | 0 | 0 | 0
F3_Industrial_OR - Industrial_Existing_Process_Natural Gas_Process Heating_E5 | F3 | Industrial | OR - Industrial | Existing | Process | Natural Gas | Process Heating | E5 | System - kBTUs of Consumption | 0 | 0 | 0 | 0 | 0 | 0 | 0 | 0 | 0 | 0 | 0 | 0 | 0 | 0 | 0 | 0 | 0 | 0 | 0 | 0 | 0 | 0 | 0 | 0 | 0 | 0 | 0
F3_Industrial_OR - Industrial_Existing_Process_Natural Gas_Process Heating_E6 | F3 | Industrial | OR - Industrial | Existing | Process | Natural Gas | Process Heating | E6 | System - kBTUs of Consumption | 0 | 0 | 0 | 0 | 0 | 0 | 0 | 0 | 0 | 0 | 0 | 0 | 0 | 0 | 0 | 0 | 0 | 0 | 0 | 0 | 0 | 0 | 0 | 0 | 0 | 0 | 0
F3_Industrial_OR - Industrial_Existing_Process_Natural Gas_Process Heating_E7 | F3 | Industrial | OR - Industrial | Existing | Process | Natural Gas | Process Heating | E7 | System - kBTUs of Consumption | 0 | 0 | 0 | 0 | 0 | 0 | 0 | 0 | 0 | 0 | 0 | 0 | 0 | 0 | 0 | 0 | 0 | 0 | 0 | 0 | 0 | 0 | 0 | 0 | 0 | 0 | 0
F3_Industrial_OR - Industrial_Existing_Process_Natural Gas_Process Heating_E8 | F3 | Industrial | OR - Industrial | Existing | Process | Natural Gas | Process Heating | E8 | System - kBTUs of Consumption | 0 | 0 | 0 | 0 | 0 | 0 | 0 | 0 | 0 | 0 | 0 | 0 | 0 | 0 | 0 | 0 | 0 | 0 | 0 | 0 | 0 | 0 | 0 | 0 | 0 | 0 | 0
F3_Industrial_OR - Industrial_Existing_Process_Natural Gas_Process Heating_E9 | F3 | Industrial | OR - Industrial | Existing | Process | Natural Gas | Process Heating | E9 | System - kBTUs of Consumption | 0 | 0 | 0 | 0 | 0 | 0 | 0 | 0 | 0 | 0 | 0 | 0 | 0 | 0 | 0 | 0 | 0 | 0 | 0 | 0 | 0 | 0 | 0 | 0 | 0 | 0 | 0
F3_Industrial_OR - Industrial_Existing_Process_Natural Gas_Process Heating_E10 | F3 | Industrial | OR - Industrial | Existing | Process | Natural Gas | Process Heating | E10 | System - kBTUs of Consumption | 0 | 0 | 0 | 0 | 0 | 0 | 0 | 0 | 0 | 0 | 0 | 0 | 0 | 0 | 0 | 0 | 0 | 0 | 0 | 0 | 0 | 0 | 0 | 0 | 0 | 0 | 0
F4_Industrial_OR - Industrial_Existing_Process_Natural Gas_Process Heating_E1 | F4 | Industrial | OR - Industrial | Existing | Process | Natural Gas | Process Heating | E1 | Utility - Cost of Equipment | 2165.0874 | 2165.0874 | 2165.0874 | 2165.0874 | 2165.0874 | 2165.0874 | 2165.0874 | 2165.0874 | 2165.0874 | 2165.0874 | 2165.0874 | 2165.0874 | 2165.0874 | 2165.0874 | 2165.0874 | 2165.0874 | 2165.0874 | 2165.0874 | 2165.0874 | 2165.0874 | 2165.0874 | 2165.0874 | 2165.0874 | 2165.0874 | 2165.0874 | 2165.0874 | 2165.0874
F4_Industrial_OR - Industrial_Existing_Process_Natural Gas_Process Heating_E2 | F4 | Industrial | OR - Industrial | Existing | Process | Natural Gas | Process Heating | E2 | Utility - Cost of Equipment | 0 | 0 | 0 | 0 | 0 | 0 | 0 | 0 | 0 | 0 | 0 | 0 | 0 | 0 | 0 | 0 | 0 | 0 | 0 | 0 | 0 | 0 | 0 | 0 | 0 | 0 | 0
F4_Industrial_OR - Industrial_Existing_Process_Natural Gas_Process Heating_E3 | F4 | Industrial | OR - Industrial | Existing | Process | Natural Gas | Process Heating | E3 | Utility - Cost of Equipment | 0 | 0 | 0 | 0 | 0 | 0 | 0 | 0 | 0 | 0 | 0 | 0 | 0 | 0 | 0 | 0 | 0 | 0 | 0 | 0 | 0 | 0 | 0 | 0 | 0 | 0 | 0
F4_Industrial_OR - Industrial_Existing_Process_Natural Gas_Process Heating_E4 | F4 | Industrial | OR - Industrial | Existing | Process | Natural Gas | Process Heating | E4 | Utility - Cost of Equipment | 0 | 0 | 0 | 0 | 0 | 0 | 0 | 0 | 0 | 0 | 0 | 0 | 0 | 0 | 0 | 0 | 0 | 0 | 0 | 0 | 0 | 0 | 0 | 0 | 0 | 0 | 0
F4_Industrial_OR - Industrial_Existing_Process_Natural Gas_Process Heating_E5 | F4 | Industrial | OR - Industrial | Existing | Process | Natural Gas | Process Heating | E5 | Utility - Cost of Equipment | 0 | 0 | 0 | 0 | 0 | 0 | 0 | 0 | 0 | 0 | 0 | 0 | 0 | 0 | 0 | 0 | 0 | 0 | 0 | 0 | 0 | 0 | 0 | 0 | 0 | 0 | 0
F4_Industrial_OR - Industrial_Existing_Process_Natural Gas_Process Heating_E6 | F4 | Industrial | OR - Industrial | Existing | Process | Natural Gas | Process Heating | E6 | Utility - Cost of Equipment | 0 | 0 | 0 | 0 | 0 | 0 | 0 | 0 | 0 | 0 | 0 | 0 | 0 | 0 | 0 | 0 | 0 | 0 | 0 | 0 | 0 | 0 | 0 | 0 | 0 | 0 | 0
F4_Industrial_OR - Industrial_Existing_Process_Natural Gas_Process Heating_E7 | F4 | Industrial | OR - Industrial | Existing | Process | Natural Gas | Process Heating | E7 | Utility - Cost of Equipment | 0 | 0 | 0 | 0 | 0 | 0 | 0 | 0 | 0 | 0 | 0 | 0 | 0 | 0 | 0 | 0 | 0 | 0 | 0 | 0 | 0 | 0 | 0 | 0 | 0 | 0 | 0
F4_Industrial_OR - Industrial_Existing_Process_Natural Gas_Process Heating_E8 | F4 | Industrial | OR - Industrial | Existing | Process | Natural Gas | Process Heating | E8 | Utility - Cost of Equipment | 0 | 0 | 0 | 0 | 0 | 0 | 0 | 0 | 0 | 0 | 0 | 0 | 0 | 0 | 0 | 0 | 0 | 0 | 0 | 0 | 0 | 0 | 0 | 0 | 0 | 0 | 0
F4_Industrial_OR - Industrial_Existing_Process_Natural Gas_Process Heating_E9 | F4 | Industrial | OR - Industrial | Existing | Process | Natural Gas | Process Heating | E9 | Utility - Cost of Equipment | 0 | 0 | 0 | 0 | 0 | 0 | 0 | 0 | 0 | 0 | 0 | 0 | 0 | 0 | 0 | 0 | 0 | 0 | 0 | 0 | 0 | 0 | 0 | 0 | 0 | 0 | 0
F4_Industrial_OR - Industrial_Existing_Process_Natural Gas_Process Heating_E10 | F4 | Industrial | OR - Industrial | Existing | Process | Natural Gas | Process Heating | E10 | Utility - Cost of Equipment | 0 | 0 | 0 | 0 | 0 | 0 | 0 | 0 | 0 | 0 | 0 | 0 | 0 | 0 | 0 | 0 | 0 | 0 | 0 | 0 | 0 | 0 | 0 | 0 | 0 | 0 | 0
F5_Industrial_OR - Industrial_Existing_Process_Natural Gas_Process Heating_E1 | F5 | Industrial | OR - Industrial | Existing | Process | Natural Gas | Process Heating | E1 | Utility - Cost of Operation | 7969.3839 | 9961.8405 | 12394.6465 | 13152.6435 | 13678.8468 | 13970.7519 | 14166.9819 | 14289.281 | 14327.6823 | 14304.8151 | 14278.5589 | 14255.1189 | 14231.1067 | 14215.1811 | 14193.1802 | 14176.7875 | 14172.2212 | 14168.1722 | 14166.24 | 14171.8413 | 14182.5904 | 14202.489 | 14233.3599 | 14289.3335 | 14359.3793 | 14429.7684 | 14500.5025
F5_Industrial_OR - Industrial_Existing_Process_Natural Gas_Process Heating_E2 | F5 | Industrial | OR - Industrial | Existing | Process | Natural Gas | Process Heating | E2 | Utility - Cost of Operation | 0 | 0 | 0 | 0 | 0 | 0 | 0 | 0 | 0 | 0 | 0 | 0 | 0 | 0 | 0 | 0 | 0 | 0 | 0 | 0 | 0 | 0 | 0 | 0 | 0 | 0 | 0
F5_Industrial_OR - Industrial_Existing_Process_Natural Gas_Process Heating_E3 | F5 | Industrial | OR - Industrial | Existing | Process | Natural Gas | Process Heating | E3 | Utility - Cost of Operation | 0 | 0 | 0 | 0 | 0 | 0 | 0 | 0 | 0 | 0 | 0 | 0 | 0 | 0 | 0 | 0 | 0 | 0 | 0 | 0 | 0 | 0 | 0 | 0 | 0 | 0 | 0
F5_Industrial_OR - Industrial_Existing_Process_Natural Gas_Process Heating_E4 | F5 | Industrial | OR - Industrial | Existing | Process | Natural Gas | Process Heating | E4 | Utility - Cost of Operation | 0 | 0 | 0 | 0 | 0 | 0 | 0 | 0 | 0 | 0 | 0 | 0 | 0 | 0 | 0 | 0 | 0 | 0 | 0 | 0 | 0 | 0 | 0 | 0 | 0 | 0 | 0
F5_Industrial_OR - Industrial_Existing_Process_Natural Gas_Process Heating_E5 | F5 | Industrial | OR - Industrial | Existing | Process | Natural Gas | Process Heating | E5 | Utility - Cost of Operation | 0 | 0 | 0 | 0 | 0 | 0 | 0 | 0 | 0 | 0 | 0 | 0 | 0 | 0 | 0 | 0 | 0 | 0 | 0 | 0 | 0 | 0 | 0 | 0 | 0 | 0 | 0
F5_Industrial_OR - Industrial_Existing_Process_Natural Gas_Process Heating_E6 | F5 | Industrial | OR - Industrial | Existing | Process | Natural Gas | Process Heating | E6 | Utility - Cost of Operation | 0 | 0 | 0 | 0 | 0 | 0 | 0 | 0 | 0 | 0 | 0 | 0 | 0 | 0 | 0 | 0 | 0 | 0 | 0 | 0 | 0 | 0 | 0 | 0 | 0 | 0 | 0
F5_Industrial_OR - Industrial_Existing_Process_Natural Gas_Process Heating_E7 | F5 | Industrial | OR - Industrial | Existing | Process | Natural Gas | Process Heating | E7 | Utility - Cost of Operation | 0 | 0 | 0 | 0 | 0 | 0 | 0 | 0 | 0 | 0 | 0 | 0 | 0 | 0 | 0 | 0 | 0 | 0 | 0 | 0 | 0 | 0 | 0 | 0 | 0 | 0 | 0
F5_Industrial_OR - Industrial_Existing_Process_Natural Gas_Process Heating_E8 | F5 | Industrial | OR - Industrial | Existing | Process | Natural Gas | Process Heating | E8 | Utility - Cost of Operation | 0 | 0 | 0 | 0 | 0 | 0 | 0 | 0 | 0 | 0 | 0 | 0 | 0 | 0 | 0 | 0 | 0 | 0 | 0 | 0 | 0 | 0 | 0 | 0 | 0 | 0 | 0
F5_Industrial_OR - Industrial_Existing_Process_Natural Gas_Process Heating_E9 | F5 | Industrial | OR - Industrial | Existing | Process | Natural Gas | Process Heating | E9 | Utility - Cost of Operation | 0 | 0 | 0 | 0 | 0 | 0 | 0 | 0 | 0 | 0 | 0 | 0 | 0 | 0 | 0 | 0 | 0 | 0 | 0 | 0 | 0 | 0 | 0 | 0 | 0 | 0 | 0
F5_Industrial_OR - Industrial_Existing_Process_Natural Gas_Process Heating_E10 | F5 | Industrial | OR - Industrial | Existing | Process | Natural Gas | Process Heating | E10 | Utility - Cost of Operation | 0 | 0 | 0 | 0 | 0 | 0 | 0 | 0 | 0 | 0 | 0 | 0 | 0 | 0 | 0 | 0 | 0 | 0 | 0 | 0 | 0 | 0 | 0 | 0 | 0 | 0 | 0
F6_Industrial_OR - Industrial_Existing_Process_Natural Gas_Process Heating_E1 | F6 | Industrial | OR - Industrial | Existing | Process | Natural Gas | Process Heating | E1 | Utility - Value of Sales | 0 | 0 | 0 | 0 | 0 | 0 | 0 | 0 | 0 | 0 | 0 | 0 | 0 | 0 | 0 | 0 | 0 | 0 | 0 | 0 | 0 | 0 | 0 | 0 | 0 | 0 | 0
F6_Industrial_OR - Industrial_Existing_Process_Natural Gas_Process Heating_E2 | F6 | Industrial | OR - Industrial | Existing | Process | Natural Gas | Process Heating | E2 | Utility - Value of Sales | 0 | 0 | 0 | 0 | 0 | 0 | 0 | 0 | 0 | 0 | 0 | 0 | 0 | 0 | 0 | 0 | 0 | 0 | 0 | 0 | 0 | 0 | 0 | 0 | 0 | 0 | 0
F6_Industrial_OR - Industrial_Existing_Process_Natural Gas_Process Heating_E3 | F6 | Industrial | OR - Industrial | Existing | Process | Natural Gas | Process Heating | E3 | Utility - Value of Sales | 0 | 0 | 0 | 0 | 0 | 0 | 0 | 0 | 0 | 0 | 0 | 0 | 0 | 0 | 0 | 0 | 0 | 0 | 0 | 0 | 0 | 0 | 0 | 0 | 0 | 0 | 0
F6_Industrial_OR - Industrial_Existing_Process_Natural Gas_Process Heating_E4 | F6 | Industrial | OR - Industrial | Existing | Process | Natural Gas | Process Heating | E4 | Utility - Value of Sales | 0 | 0 | 0 | 0 | 0 | 0 | 0 | 0 | 0 | 0 | 0 | 0 | 0 | 0 | 0 | 0 | 0 | 0 | 0 | 0 | 0 | 0 | 0 | 0 | 0 | 0 | 0
F6_Industrial_OR - Industrial_Existing_Process_Natural Gas_Process Heating_E5 | F6 | Industrial | OR - Industrial | Existing | Process | Natural Gas | Process Heating | E5 | Utility - Value of Sales | 0 | 0 | 0 | 0 | 0 | 0 | 0 | 0 | 0 | 0 | 0 | 0 | 0 | 0 | 0 | 0 | 0 | 0 | 0 | 0 | 0 | 0 | 0 | 0 | 0 | 0 | 0
F6_Industrial_OR - Industrial_Existing_Process_Natural Gas_Process Heating_E6 | F6 | Industrial | OR - Industrial | Existing | Process | Natural Gas | Process Heating | E6 | Utility - Value of Sales | 0 | 0 | 0 | 0 | 0 | 0 | 0 | 0 | 0 | 0 | 0 | 0 | 0 | 0 | 0 | 0 | 0 | 0 | 0 | 0 | 0 | 0 | 0 | 0 | 0 | 0 | 0
F6_Industrial_OR - Industrial_Existing_Process_Natural Gas_Process Heating_E7 | F6 | Industrial | OR - Industrial | Existing | Process | Natural Gas | Process Heating | E7 | Utility - Value of Sales | 0 | 0 | 0 | 0 | 0 | 0 | 0 | 0 | 0 | 0 | 0 | 0 | 0 | 0 | 0 | 0 | 0 | 0 | 0 | 0 | 0 | 0 | 0 | 0 | 0 | 0 | 0
F6_Industrial_OR - Industrial_Existing_Process_Natural Gas_Process Heating_E8 | F6 | Industrial | OR - Industrial | Existing | Process | Natural Gas | Process Heating | E8 | Utility - Value of Sales | 0 | 0 | 0 | 0 | 0 | 0 | 0 | 0 | 0 | 0 | 0 | 0 | 0 | 0 | 0 | 0 | 0 | 0 | 0 | 0 | 0 | 0 | 0 | 0 | 0 | 0 | 0
F6_Industrial_OR - Industrial_Existing_Process_Natural Gas_Process Heating_E9 | F6 | Industrial | OR - Industrial | Existing | Process | Natural Gas | Process Heating | E9 | Utility - Value of Sales | 0 | 0 | 0 | 0 | 0 | 0 | 0 | 0 | 0 | 0 | 0 | 0 | 0 | 0 | 0 | 0 | 0 | 0 | 0 | 0 | 0 | 0 | 0 | 0 | 0 | 0 | 0
F6_Industrial_OR - Industrial_Existing_Process_Natural Gas_Process Heating_E10 | F6 | Industrial | OR - Industrial | Existing | Process | Natural Gas | Process Heating | E10 | Utility - Value of Sales | 0 | 0 | 0 | 0 | 0 | 0 | 0 | 0 | 0 | 0 | 0 | 0 | 0 | 0 | 0 | 0 | 0 | 0 | 0 | 0 | 0 | 0 | 0 | 0 | 0 | 0 | 0
F1_Industrial_OR - Industrial_Existing_Process_Natural Gas_Process Cooling_E1 | F1 | Industrial | OR - Industrial | Existing | Process | Natural Gas | Process Cooling | E1 | RVT - Cost of Equipment | 20.9948 | 20.9948 | 20.9948 | 20.9948 | 20.9948 | 20.9948 | 20.9948 | 20.9948 | 20.9948 | 20.9948 | 20.9948 | 20.9948 | 20.9948 | 20.9948 | 20.9948 | 20.9948 | 20.9948 | 20.9948 | 20.9948 | 20.9948 | 20.9948 | 20.9948 | 20.9948 | 20.9948 | 20.9948 | 20.9948 | 20.9948
F1_Industrial_OR - Industrial_Existing_Process_Natural Gas_Process Cooling_E2 | F1 | Industrial | OR - Industrial | Existing | Process | Natural Gas | Process Cooling | E2 | RVT - Cost of Equipment | 0 | 0 | 0 | 0 | 0 | 0 | 0 | 0 | 0 | 0 | 0 | 0 | 0 | 0 | 0 | 0 | 0 | 0 | 0 | 0 | 0 | 0 | 0 | 0 | 0 | 0 | 0
F1_Industrial_OR - Industrial_Existing_Process_Natural Gas_Process Cooling_E3 | F1 | Industrial | OR - Industrial | Existing | Process | Natural Gas | Process Cooling | E3 | RVT - Cost of Equipment | 0 | 0 | 0 | 0 | 0 | 0 | 0 | 0 | 0 | 0 | 0 | 0 | 0 | 0 | 0 | 0 | 0 | 0 | 0 | 0 | 0 | 0 | 0 | 0 | 0 | 0 | 0
F1_Industrial_OR - Industrial_Existing_Process_Natural Gas_Process Cooling_E4 | F1 | Industrial | OR - Industrial | Existing | Process | Natural Gas | Process Cooling | E4 | RVT - Cost of Equipment | 0 | 0 | 0 | 0 | 0 | 0 | 0 | 0 | 0 | 0 | 0 | 0 | 0 | 0 | 0 | 0 | 0 | 0 | 0 | 0 | 0 | 0 | 0 | 0 | 0 | 0 | 0
F1_Industrial_OR - Industrial_Existing_Process_Natural Gas_Process Cooling_E5 | F1 | Industrial | OR - Industrial | Existing | Process | Natural Gas | Process Cooling | E5 | RVT - Cost of Equipment | 0 | 0 | 0 | 0 | 0 | 0 | 0 | 0 | 0 | 0 | 0 | 0 | 0 | 0 | 0 | 0 | 0 | 0 | 0 | 0 | 0 | 0 | 0 | 0 | 0 | 0 | 0
F1_Industrial_OR - Industrial_Existing_Process_Natural Gas_Process Cooling_E6 | F1 | Industrial | OR - Industrial | Existing | Process | Natural Gas | Process Cooling | E6 | RVT - Cost of Equipment | 0 | 0 | 0 | 0 | 0 | 0 | 0 | 0 | 0 | 0 | 0 | 0 | 0 | 0 | 0 | 0 | 0 | 0 | 0 | 0 | 0 | 0 | 0 | 0 | 0 | 0 | 0
F1_Industrial_OR - Industrial_Existing_Process_Natural Gas_Process Cooling_E7 | F1 | Industrial | OR - Industrial | Existing | Process | Natural Gas | Process Cooling | E7 | RVT - Cost of Equipment | 0 | 0 | 0 | 0 | 0 | 0 | 0 | 0 | 0 | 0 | 0 | 0 | 0 | 0 | 0 | 0 | 0 | 0 | 0 | 0 | 0 | 0 | 0 | 0 | 0 | 0 | 0
F1_Industrial_OR - Industrial_Existing_Process_Natural Gas_Process Cooling_E8 | F1 | Industrial | OR - Industrial | Existing | Process | Natural Gas | Process Cooling | E8 | RVT - Cost of Equipment | 0 | 0 | 0 | 0 | 0 | 0 | 0 | 0 | 0 | 0 | 0 | 0 | 0 | 0 | 0 | 0 | 0 | 0 | 0 | 0 | 0 | 0 | 0 | 0 | 0 | 0 | 0
F1_Industrial_OR - Industrial_Existing_Process_Natural Gas_Process Cooling_E9 | F1 | Industrial | OR - Industrial | Existing | Process | Natural Gas | Process Cooling | E9 | RVT - Cost of Equipment | 0 | 0 | 0 | 0 | 0 | 0 | 0 | 0 | 0 | 0 | 0 | 0 | 0 | 0 | 0 | 0 | 0 | 0 | 0 | 0 | 0 | 0 | 0 | 0 | 0 | 0 | 0
F1_Industrial_OR - Industrial_Existing_Process_Natural Gas_Process Cooling_E10 | F1 | Industrial | OR - Industrial | Existing | Process | Natural Gas | Process Cooling | E10 | RVT - Cost of Equipment | 0 | 0 | 0 | 0 | 0 | 0 | 0 | 0 | 0 | 0 | 0 | 0 | 0 | 0 | 0 | 0 | 0 | 0 | 0 | 0 | 0 | 0 | 0 | 0 | 0 | 0 | 0
F2_Industrial_OR - Industrial_Existing_Process_Natural Gas_Process Cooling_E1 | F2 | Industrial | OR - Industrial | Existing | Process | Natural Gas | Process Cooling | E1 | RVT - Cost of Operation | 0 | 0 | 0 | 0 | 0 | 0 | 0 | 0 | 0 | 0 | 0 | 0 | 0 | 0 | 0 | 0 | 0 | 0 | 0 | 0 | 0 | 0 | 0 | 0 | 0 | 0 | 0
F2_Industrial_OR - Industrial_Existing_Process_Natural Gas_Process Cooling_E2 | F2 | Industrial | OR - Industrial | Existing | Process | Natural Gas | Process Cooling | E2 | RVT - Cost of Operation | 0 | 0 | 0 | 0 | 0 | 0 | 0 | 0 | 0 | 0 | 0 | 0 | 0 | 0 | 0 | 0 | 0 | 0 | 0 | 0 | 0 | 0 | 0 | 0 | 0 | 0 | 0
F2_Industrial_OR - Industrial_Existing_Process_Natural Gas_Process Cooling_E3 | F2 | Industrial | OR - Industrial | Existing | Process | Natural Gas | Process Cooling | E3 | RVT - Cost of Operation | 0 | 0 | 0 | 0 | 0 | 0 | 0 | 0 | 0 | 0 | 0 | 0 | 0 | 0 | 0 | 0 | 0 | 0 | 0 | 0 | 0 | 0 | 0 | 0 | 0 | 0 | 0
F2_Industrial_OR - Industrial_Existing_Process_Natural Gas_Process Cooling_E4 | F2 | Industrial | OR - Industrial | Existing | Process | Natural Gas | Process Cooling | E4 | RVT - Cost of Operation | 0 | 0 | 0 | 0 | 0 | 0 | 0 | 0 | 0 | 0 | 0 | 0 | 0 | 0 | 0 | 0 | 0 | 0 | 0 | 0 | 0 | 0 | 0 | 0 | 0 | 0 | 0
F2_Industrial_OR - Industrial_Existing_Process_Natural Gas_Process Cooling_E5 | F2 | Industrial | OR - Industrial | Existing | Process | Natural Gas | Process Cooling | E5 | RVT - Cost of Operation | 0 | 0 | 0 | 0 | 0 | 0 | 0 | 0 | 0 | 0 | 0 | 0 | 0 | 0 | 0 | 0 | 0 | 0 | 0 | 0 | 0 | 0 | 0 | 0 | 0 | 0 | 0
F2_Industrial_OR - Industrial_Existing_Process_Natural Gas_Process Cooling_E6 | F2 | Industrial | OR - Industrial | Existing | Process | Natural Gas | Process Cooling | E6 | RVT - Cost of Operation | 0 | 0 | 0 | 0 | 0 | 0 | 0 | 0 | 0 | 0 | 0 | 0 | 0 | 0 | 0 | 0 | 0 | 0 | 0 | 0 | 0 | 0 | 0 | 0 | 0 | 0 | 0
F2_Industrial_OR - Industrial_Existing_Process_Natural Gas_Process Cooling_E7 | F2 | Industrial | OR - Industrial | Existing | Process | Natural Gas | Process Cooling | E7 | RVT - Cost of Operation | 0 | 0 | 0 | 0 | 0 | 0 | 0 | 0 | 0 | 0 | 0 | 0 | 0 | 0 | 0 | 0 | 0 | 0 | 0 | 0 | 0 | 0 | 0 | 0 | 0 | 0 | 0
F2_Industrial_OR - Industrial_Existing_Process_Natural Gas_Process Cooling_E8 | F2 | Industrial | OR - Industrial | Existing | Process | Natural Gas | Process Cooling | E8 | RVT - Cost of Operation | 0 | 0 | 0 | 0 | 0 | 0 | 0 | 0 | 0 | 0 | 0 | 0 | 0 | 0 | 0 | 0 | 0 | 0 | 0 | 0 | 0 | 0 | 0 | 0 | 0 | 0 | 0
F2_Industrial_OR - Industrial_Existing_Process_Natural Gas_Process Cooling_E9 | F2 | Industrial | OR - Industrial | Existing | Process | Natural Gas | Process Cooling | E9 | RVT - Cost of Operation | 0 | 0 | 0 | 0 | 0 | 0 | 0 | 0 | 0 | 0 | 0 | 0 | 0 | 0 | 0 | 0 | 0 | 0 | 0 | 0 | 0 | 0 | 0 | 0 | 0 | 0 | 0
F2_Industrial_OR - Industrial_Existing_Process_Natural Gas_Process Cooling_E10 | F2 | Industrial | OR - Industrial | Existing | Process | Natural Gas | Process Cooling | E10 | RVT - Cost of Operation | 0 | 0 | 0 | 0 | 0 | 0 | 0 | 0 | 0 | 0 | 0 | 0 | 0 | 0 | 0 | 0 | 0 | 0 | 0 | 0 | 0 | 0 | 0 | 0 | 0 | 0 | 0
F3_Industrial_OR - Industrial_Existing_Process_Natural Gas_Process Cooling_E1 | F3 | Industrial | OR - Industrial | Existing | Process | Natural Gas | Process Cooling | E1 | System - kBTUs of Consumption | 8032.4117 | 8032.4117 | 8032.4117 | 8032.4117 | 8032.4117 | 8032.4117 | 8032.4117 | 8032.4117 | 8032.4117 | 8032.4117 | 8032.4117 | 8032.4117 | 8032.4117 | 8032.4117 | 8032.4117 | 8032.4117 | 8032.4117 | 8032.4117 | 8032.4117 | 8032.4117 | 8032.4117 | 8032.4117 | 8032.4117 | 8032.4117 | 8032.4117 | 8032.4117 | 8032.4117
F3_Industrial_OR - Industrial_Existing_Process_Natural Gas_Process Cooling_E2 | F3 | Industrial | OR - Industrial | Existing | Process | Natural Gas | Process Cooling | E2 | System - kBTUs of Consumption | 0 | 0 | 0 | 0 | 0 | 0 | 0 | 0 | 0 | 0 | 0 | 0 | 0 | 0 | 0 | 0 | 0 | 0 | 0 | 0 | 0 | 0 | 0 | 0 | 0 | 0 | 0
F3_Industrial_OR - Industrial_Existing_Process_Natural Gas_Process Cooling_E3 | F3 | Industrial | OR - Industrial | Existing | Process | Natural Gas | Process Cooling | E3 | System - kBTUs of Consumption | 0 | 0 | 0 | 0 | 0 | 0 | 0 | 0 | 0 | 0 | 0 | 0 | 0 | 0 | 0 | 0 | 0 | 0 | 0 | 0 | 0 | 0 | 0 | 0 | 0 | 0 | 0
F3_Industrial_OR - Industrial_Existing_Process_Natural Gas_Process Cooling_E4 | F3 | Industrial | OR - Industrial | Existing | Process | Natural Gas | Process Cooling | E4 | System - kBTUs of Consumption | 0 | 0 | 0 | 0 | 0 | 0 | 0 | 0 | 0 | 0 | 0 | 0 | 0 | 0 | 0 | 0 | 0 | 0 | 0 | 0 | 0 | 0 | 0 | 0 | 0 | 0 | 0
F3_Industrial_OR - Industrial_Existing_Process_Natural Gas_Process Cooling_E5 | F3 | Industrial | OR - Industrial | Existing | Process | Natural Gas | Process Cooling | E5 | System - kBTUs of Consumption | 0 | 0 | 0 | 0 | 0 | 0 | 0 | 0 | 0 | 0 | 0 | 0 | 0 | 0 | 0 | 0 | 0 | 0 | 0 | 0 | 0 | 0 | 0 | 0 | 0 | 0 | 0
F3_Industrial_OR - Industrial_Existing_Process_Natural Gas_Process Cooling_E6 | F3 | Industrial | OR - Industrial | Existing | Process | Natural Gas | Process Cooling | E6 | System - kBTUs of Consumption | 0 | 0 | 0 | 0 | 0 | 0 | 0 | 0 | 0 | 0 | 0 | 0 | 0 | 0 | 0 | 0 | 0 | 0 | 0 | 0 | 0 | 0 | 0 | 0 | 0 | 0 | 0
F3_Industrial_OR - Industrial_Existing_Process_Natural Gas_Process Cooling_E7 | F3 | Industrial | OR - Industrial | Existing | Process | Natural Gas | Process Cooling | E7 | System - kBTUs of Consumption | 0 | 0 | 0 | 0 | 0 | 0 | 0 | 0 | 0 | 0 | 0 | 0 | 0 | 0 | 0 | 0 | 0 | 0 | 0 | 0 | 0 | 0 | 0 | 0 | 0 | 0 | 0
F3_Industrial_OR - Industrial_Existing_Process_Natural Gas_Process Cooling_E8 | F3 | Industrial | OR - Industrial | Existing | Process | Natural Gas | Process Cooling | E8 | System - kBTUs of Consumption | 0 | 0 | 0 | 0 | 0 | 0 | 0 | 0 | 0 | 0 | 0 | 0 | 0 | 0 | 0 | 0 | 0 | 0 | 0 | 0 | 0 | 0 | 0 | 0 | 0 | 0 | 0
F3_Industrial_OR - Industrial_Existing_Process_Natural Gas_Process Cooling_E9 | F3 | Industrial | OR - Industrial | Existing | Process | Natural Gas | Process Cooling | E9 | System - kBTUs of Consumption | 0 | 0 | 0 | 0 | 0 | 0 | 0 | 0 | 0 | 0 | 0 | 0 | 0 | 0 | 0 | 0 | 0 | 0 | 0 | 0 | 0 | 0 | 0 | 0 | 0 | 0 | 0
F3_Industrial_OR - Industrial_Existing_Process_Natural Gas_Process Cooling_E10 | F3 | Industrial | OR - Industrial | Existing | Process | Natural Gas | Process Cooling | E10 | System - kBTUs of Consumption | 0 | 0 | 0 | 0 | 0 | 0 | 0 | 0 | 0 | 0 | 0 | 0 | 0 | 0 | 0 | 0 | 0 | 0 | 0 | 0 | 0 | 0 | 0 | 0 | 0 | 0 | 0
F4_Industrial_OR - Industrial_Existing_Process_Natural Gas_Process Cooling_E1 | F4 | Industrial | OR - Industrial | Existing | Process | Natural Gas | Process Cooling | E1 | Utility - Cost of Equipment | 20.9948 | 20.9948 | 20.9948 | 20.9948 | 20.9948 | 20.9948 | 20.9948 | 20.9948 | 20.9948 | 20.9948 | 20.9948 | 20.9948 | 20.9948 | 20.9948 | 20.9948 | 20.9948 | 20.9948 | 20.9948 | 20.9948 | 20.9948 | 20.9948 | 20.9948 | 20.9948 | 20.9948 | 20.9948 | 20.9948 | 20.9948
F4_Industrial_OR - Industrial_Existing_Process_Natural Gas_Process Cooling_E2 | F4 | Industrial | OR - Industrial | Existing | Process | Natural Gas | Process Cooling | E2 | Utility - Cost of Equipment | 0 | 0 | 0 | 0 | 0 | 0 | 0 | 0 | 0 | 0 | 0 | 0 | 0 | 0 | 0 | 0 | 0 | 0 | 0 | 0 | 0 | 0 | 0 | 0 | 0 | 0 | 0
F4_Industrial_OR - Industrial_Existing_Process_Natural Gas_Process Cooling_E3 | F4 | Industrial | OR - Industrial | Existing | Process | Natural Gas | Process Cooling | E3 | Utility - Cost of Equipment | 0 | 0 | 0 | 0 | 0 | 0 | 0 | 0 | 0 | 0 | 0 | 0 | 0 | 0 | 0 | 0 | 0 | 0 | 0 | 0 | 0 | 0 | 0 | 0 | 0 | 0 | 0
F4_Industrial_OR - Industrial_Existing_Process_Natural Gas_Process Cooling_E4 | F4 | Industrial | OR - Industrial | Existing | Process | Natural Gas | Process Cooling | E4 | Utility - Cost of Equipment | 0 | 0 | 0 | 0 | 0 | 0 | 0 | 0 | 0 | 0 | 0 | 0 | 0 | 0 | 0 | 0 | 0 | 0 | 0 | 0 | 0 | 0 | 0 | 0 | 0 | 0 | 0
F4_Industrial_OR - Industrial_Existing_Process_Natural Gas_Process Cooling_E5 | F4 | Industrial | OR - Industrial | Existing | Process | Natural Gas | Process Cooling | E5 | Utility - Cost of Equipment | 0 | 0 | 0 | 0 | 0 | 0 | 0 | 0 | 0 | 0 | 0 | 0 | 0 | 0 | 0 | 0 | 0 | 0 | 0 | 0 | 0 | 0 | 0 | 0 | 0 | 0 | 0
F4_Industrial_OR - Industrial_Existing_Process_Natural Gas_Process Cooling_E6 | F4 | Industrial | OR - Industrial | Existing | Process | Natural Gas | Process Cooling | E6 | Utility - Cost of Equipment | 0 | 0 | 0 | 0 | 0 | 0 | 0 | 0 | 0 | 0 | 0 | 0 | 0 | 0 | 0 | 0 | 0 | 0 | 0 | 0 | 0 | 0 | 0 | 0 | 0 | 0 | 0
F4_Industrial_OR - Industrial_Existing_Process_Natural Gas_Process Cooling_E7 | F4 | Industrial | OR - Industrial | Existing | Process | Natural Gas | Process Cooling | E7 | Utility - Cost of Equipment | 0 | 0 | 0 | 0 | 0 | 0 | 0 | 0 | 0 | 0 | 0 | 0 | 0 | 0 | 0 | 0 | 0 | 0 | 0 | 0 | 0 | 0 | 0 | 0 | 0 | 0 | 0
F4_Industrial_OR - Industrial_Existing_Process_Natural Gas_Process Cooling_E8 | F4 | Industrial | OR - Industrial | Existing | Process | Natural Gas | Process Cooling | E8 | Utility - Cost of Equipment | 0 | 0 | 0 | 0 | 0 | 0 | 0 | 0 | 0 | 0 | 0 | 0 | 0 | 0 | 0 | 0 | 0 | 0 | 0 | 0 | 0 | 0 | 0 | 0 | 0 | 0 | 0
F4_Industrial_OR - Industrial_Existing_Process_Natural Gas_Process Cooling_E9 | F4 | Industrial | OR - Industrial | Existing | Process | Natural Gas | Process Cooling | E9 | Utility - Cost of Equipment | 0 | 0 | 0 | 0 | 0 | 0 | 0 | 0 | 0 | 0 | 0 | 0 | 0 | 0 | 0 | 0 | 0 | 0 | 0 | 0 | 0 | 0 | 0 | 0 | 0 | 0 | 0
F4_Industrial_OR - Industrial_Existing_Process_Natural Gas_Process Cooling_E10 | F4 | Industrial | OR - Industrial | Existing | Process | Natural Gas | Process Cooling | E10 | Utility - Cost of Equipment | 0 | 0 | 0 | 0 | 0 | 0 | 0 | 0 | 0 | 0 | 0 | 0 | 0 | 0 | 0 | 0 | 0 | 0 | 0 | 0 | 0 | 0 | 0 | 0 | 0 | 0 | 0
F5_Industrial_OR - Industrial_Existing_Process_Natural Gas_Process Cooling_E1 | F5 | Industrial | OR - Industrial | Existing | Process | Natural Gas | Process Cooling | E1 | Utility - Cost of Operation | 77.2789 | 96.5997 | 120.1905 | 127.5408 | 132.6434 | 135.474 | 137.3768 | 138.5627 | 138.9351 | 138.7134 | 138.4588 | 138.2315 | 137.9986 | 137.8442 | 137.6308 | 137.4719 | 137.4276 | 137.3883 | 137.3696 | 137.4239 | 137.5281 | 137.7211 | 138.0205 | 138.5632 | 139.2425 | 139.925 | 140.6109
F5_Industrial_OR - Industrial_Existing_Process_Natural Gas_Process Cooling_E2 | F5 | Industrial | OR - Industrial | Existing | Process | Natural Gas | Process Cooling | E2 | Utility - Cost of Operation | 0 | 0 | 0 | 0 | 0 | 0 | 0 | 0 | 0 | 0 | 0 | 0 | 0 | 0 | 0 | 0 | 0 | 0 | 0 | 0 | 0 | 0 | 0 | 0 | 0 | 0 | 0
F5_Industrial_OR - Industrial_Existing_Process_Natural Gas_Process Cooling_E3 | F5 | Industrial | OR - Industrial | Existing | Process | Natural Gas | Process Cooling | E3 | Utility - Cost of Operation | 0 | 0 | 0 | 0 | 0 | 0 | 0 | 0 | 0 | 0 | 0 | 0 | 0 | 0 | 0 | 0 | 0 | 0 | 0 | 0 | 0 | 0 | 0 | 0 | 0 | 0 | 0
F5_Industrial_OR - Industrial_Existing_Process_Natural Gas_Process Cooling_E4 | F5 | Industrial | OR - Industrial | Existing | Process | Natural Gas | Process Cooling | E4 | Utility - Cost of Operation | 0 | 0 | 0 | 0 | 0 | 0 | 0 | 0 | 0 | 0 | 0 | 0 | 0 | 0 | 0 | 0 | 0 | 0 | 0 | 0 | 0 | 0 | 0 | 0 | 0 | 0 | 0
F5_Industrial_OR - Industrial_Existing_Process_Natural Gas_Process Cooling_E5 | F5 | Industrial | OR - Industrial | Existing | Process | Natural Gas | Process Cooling | E5 | Utility - Cost of Operation | 0 | 0 | 0 | 0 | 0 | 0 | 0 | 0 | 0 | 0 | 0 | 0 | 0 | 0 | 0 | 0 | 0 | 0 | 0 | 0 | 0 | 0 | 0 | 0 | 0 | 0 | 0
F5_Industrial_OR - Industrial_Existing_Process_Natural Gas_Process Cooling_E6 | F5 | Industrial | OR - Industrial | Existing | Process | Natural Gas | Process Cooling | E6 | Utility - Cost of Operation | 0 | 0 | 0 | 0 | 0 | 0 | 0 | 0 | 0 | 0 | 0 | 0 | 0 | 0 | 0 | 0 | 0 | 0 | 0 | 0 | 0 | 0 | 0 | 0 | 0 | 0 | 0
F5_Industrial_OR - Industrial_Existing_Process_Natural Gas_Process Cooling_E7 | F5 | Industrial | OR - Industrial | Existing | Process | Natural Gas | Process Cooling | E7 | Utility - Cost of Operation | 0 | 0 | 0 | 0 | 0 | 0 | 0 | 0 | 0 | 0 | 0 | 0 | 0 | 0 | 0 | 0 | 0 | 0 | 0 | 0 | 0 | 0 | 0 | 0 | 0 | 0 | 0
F5_Industrial_OR - Industrial_Existing_Process_Natural Gas_Process Cooling_E8 | F5 | Industrial | OR - Industrial | Existing | Process | Natural Gas | Process Cooling | E8 | Utility - Cost of Operation | 0 | 0 | 0 | 0 | 0 | 0 | 0 | 0 | 0 | 0 | 0 | 0 | 0 | 0 | 0 | 0 | 0 | 0 | 0 | 0 | 0 | 0 | 0 | 0 | 0 | 0 | 0
F5_Industrial_OR - Industrial_Existing_Process_Natural Gas_Process Cooling_E9 | F5 | Industrial | OR - Industrial | Existing | Process | Natural Gas | Process Cooling | E9 | Utility - Cost of Operation | 0 | 0 | 0 | 0 | 0 | 0 | 0 | 0 | 0 | 0 | 0 | 0 | 0 | 0 | 0 | 0 | 0 | 0 | 0 | 0 | 0 | 0 | 0 | 0 | 0 | 0 | 0
F5_Industrial_OR - Industrial_Existing_Process_Natural Gas_Process Cooling_E10 | F5 | Industrial | OR - Industrial | Existing | Process | Natural Gas | Process Cooling | E10 | Utility - Cost of Operation | 0 | 0 | 0 | 0 | 0 | 0 | 0 | 0 | 0 | 0 | 0 | 0 | 0 | 0 | 0 | 0 | 0 | 0 | 0 | 0 | 0 | 0 | 0 | 0 | 0 | 0 | 0
F6_Industrial_OR - Industrial_Existing_Process_Natural Gas_Process Cooling_E1 | F6 | Industrial | OR - Industrial | Existing | Process | Natural Gas | Process Cooling | E1 | Utility - Value of Sales | 0 | 0 | 0 | 0 | 0 | 0 | 0 | 0 | 0 | 0 | 0 | 0 | 0 | 0 | 0 | 0 | 0 | 0 | 0 | 0 | 0 | 0 | 0 | 0 | 0 | 0 | 0
F6_Industrial_OR - Industrial_Existing_Process_Natural Gas_Process Cooling_E2 | F6 | Industrial | OR - Industrial | Existing | Process | Natural Gas | Process Cooling | E2 | Utility - Value of Sales | 0 | 0 | 0 | 0 | 0 | 0 | 0 | 0 | 0 | 0 | 0 | 0 | 0 | 0 | 0 | 0 | 0 | 0 | 0 | 0 | 0 | 0 | 0 | 0 | 0 | 0 | 0
F6_Industrial_OR - Industrial_Existing_Process_Natural Gas_Process Cooling_E3 | F6 | Industrial | OR - Industrial | Existing | Process | Natural Gas | Process Cooling | E3 | Utility - Value of Sales | 0 | 0 | 0 | 0 | 0 | 0 | 0 | 0 | 0 | 0 | 0 | 0 | 0 | 0 | 0 | 0 | 0 | 0 | 0 | 0 | 0 | 0 | 0 | 0 | 0 | 0 | 0
F6_Industrial_OR - Industrial_Existing_Process_Natural Gas_Process Cooling_E4 | F6 | Industrial | OR - Industrial | Existing | Process | Natural Gas | Process Cooling | E4 | Utility - Value of Sales | 0 | 0 | 0 | 0 | 0 | 0 | 0 | 0 | 0 | 0 | 0 | 0 | 0 | 0 | 0 | 0 | 0 | 0 | 0 | 0 | 0 | 0 | 0 | 0 | 0 | 0 | 0
F6_Industrial_OR - Industrial_Existing_Process_Natural Gas_Process Cooling_E5 | F6 | Industrial | OR - Industrial | Existing | Process | Natural Gas | Process Cooling | E5 | Utility - Value of Sales | 0 | 0 | 0 | 0 | 0 | 0 | 0 | 0 | 0 | 0 | 0 | 0 | 0 | 0 | 0 | 0 | 0 | 0 | 0 | 0 | 0 | 0 | 0 | 0 | 0 | 0 | 0
F6_Industrial_OR - Industrial_Existing_Process_Natural Gas_Process Cooling_E6 | F6 | Industrial | OR - Industrial | Existing | Process | Natural Gas | Process Cooling | E6 | Utility - Value of Sales | 0 | 0 | 0 | 0 | 0 | 0 | 0 | 0 | 0 | 0 | 0 | 0 | 0 | 0 | 0 | 0 | 0 | 0 | 0 | 0 | 0 | 0 | 0 | 0 | 0 | 0 | 0
F6_Industrial_OR - Industrial_Existing_Process_Natural Gas_Process Cooling_E7 | F6 | Industrial | OR - Industrial | Existing | Process | Natural Gas | Process Cooling | E7 | Utility - Value of Sales | 0 | 0 | 0 | 0 | 0 | 0 | 0 | 0 | 0 | 0 | 0 | 0 | 0 | 0 | 0 | 0 | 0 | 0 | 0 | 0 | 0 | 0 | 0 | 0 | 0 | 0 | 0
F6_Industrial_OR - Industrial_Existing_Process_Natural Gas_Process Cooling_E8 | F6 | Industrial | OR - Industrial | Existing | Process | Natural Gas | Process Cooling | E8 | Utility - Value of Sales | 0 | 0 | 0 | 0 | 0 | 0 | 0 | 0 | 0 | 0 | 0 | 0 | 0 | 0 | 0 | 0 | 0 | 0 | 0 | 0 | 0 | 0 | 0 | 0 | 0 | 0 | 0
F6_Industrial_OR - Industrial_Existing_Process_Natural Gas_Process Cooling_E9 | F6 | Industrial | OR - Industrial | Existing | Process | Natural Gas | Process Cooling | E9 | Utility - Value of Sales | 0 | 0 | 0 | 0 | 0 | 0 | 0 | 0 | 0 | 0 | 0 | 0 | 0 | 0 | 0 | 0 | 0 | 0 | 0 | 0 | 0 | 0 | 0 | 0 | 0 | 0 | 0
F6_Industrial_OR - Industrial_Existing_Process_Natural Gas_Process Cooling_E10 | F6 | Industrial | OR - Industrial | Existing | Process | Natural Gas | Process Cooling | E10 | Utility - Value of Sales | 0 | 0 | 0 | 0 | 0 | 0 | 0 | 0 | 0 | 0 | 0 | 0 | 0 | 0 | 0 | 0 | 0 | 0 | 0 | 0 | 0 | 0 | 0 | 0 | 0 | 0 | 0
F1_Industrial_OR - Industrial_Existing_Process_Natural Gas_Other Process_E1 | F1 | Industrial | OR - Industrial | Existing | Process | Natural Gas | Other Process | E1 | RVT - Cost of Equipment | 221.32 | 221.32 | 221.32 | 221.32 | 221.32 | 221.32 | 221.32 | 221.32 | 221.32 | 221.32 | 221.32 | 221.32 | 221.32 | 221.32 | 221.32 | 221.32 | 221.32 | 221.32 | 221.32 | 221.32 | 221.32 | 221.32 | 221.32 | 221.32 | 221.32 | 221.32 | 221.32
F1_Industrial_OR - Industrial_Existing_Process_Natural Gas_Other Process_E2 | F1 | Industrial | OR - Industrial | Existing | Process | Natural Gas | Other Process | E2 | RVT - Cost of Equipment | 0 | 0 | 0 | 0 | 0 | 0 | 0 | 0 | 0 | 0 | 0 | 0 | 0 | 0 | 0 | 0 | 0 | 0 | 0 | 0 | 0 | 0 | 0 | 0 | 0 | 0 | 0
F1_Industrial_OR - Industrial_Existing_Process_Natural Gas_Other Process_E3 | F1 | Industrial | OR - Industrial | Existing | Process | Natural Gas | Other Process | E3 | RVT - Cost of Equipment | 0 | 0 | 0 | 0 | 0 | 0 | 0 | 0 | 0 | 0 | 0 | 0 | 0 | 0 | 0 | 0 | 0 | 0 | 0 | 0 | 0 | 0 | 0 | 0 | 0 | 0 | 0
F1_Industrial_OR - Industrial_Existing_Process_Natural Gas_Other Process_E4 | F1 | Industrial | OR - Industrial | Existing | Process | Natural Gas | Other Process | E4 | RVT - Cost of Equipment | 0 | 0 | 0 | 0 | 0 | 0 | 0 | 0 | 0 | 0 | 0 | 0 | 0 | 0 | 0 | 0 | 0 | 0 | 0 | 0 | 0 | 0 | 0 | 0 | 0 | 0 | 0
F1_Industrial_OR - Industrial_Existing_Process_Natural Gas_Other Process_E5 | F1 | Industrial | OR - Industrial | Existing | Process | Natural Gas | Other Process | E5 | RVT - Cost of Equipment | 0 | 0 | 0 | 0 | 0 | 0 | 0 | 0 | 0 | 0 | 0 | 0 | 0 | 0 | 0 | 0 | 0 | 0 | 0 | 0 | 0 | 0 | 0 | 0 | 0 | 0 | 0
F1_Industrial_OR - Industrial_Existing_Process_Natural Gas_Other Process_E6 | F1 | Industrial | OR - Industrial | Existing | Process | Natural Gas | Other Process | E6 | RVT - Cost of Equipment | 0 | 0 | 0 | 0 | 0 | 0 | 0 | 0 | 0 | 0 | 0 | 0 | 0 | 0 | 0 | 0 | 0 | 0 | 0 | 0 | 0 | 0 | 0 | 0 | 0 | 0 | 0
F1_Industrial_OR - Industrial_Existing_Process_Natural Gas_Other Process_E7 | F1 | Industrial | OR - Industrial | Existing | Process | Natural Gas | Other Process | E7 | RVT - Cost of Equipment | 0 | 0 | 0 | 0 | 0 | 0 | 0 | 0 | 0 | 0 | 0 | 0 | 0 | 0 | 0 | 0 | 0 | 0 | 0 | 0 | 0 | 0 | 0 | 0 | 0 | 0 | 0
F1_Industrial_OR - Industrial_Existing_Process_Natural Gas_Other Process_E8 | F1 | Industrial | OR - Industrial | Existing | Process | Natural Gas | Other Process | E8 | RVT - Cost of Equipment | 0 | 0 | 0 | 0 | 0 | 0 | 0 | 0 | 0 | 0 | 0 | 0 | 0 | 0 | 0 | 0 | 0 | 0 | 0 | 0 | 0 | 0 | 0 | 0 | 0 | 0 | 0
F1_Industrial_OR - Industrial_Existing_Process_Natural Gas_Other Process_E9 | F1 | Industrial | OR - Industrial | Existing | Process | Natural Gas | Other Process | E9 | RVT - Cost of Equipment | 0 | 0 | 0 | 0 | 0 | 0 | 0 | 0 | 0 | 0 | 0 | 0 | 0 | 0 | 0 | 0 | 0 | 0 | 0 | 0 | 0 | 0 | 0 | 0 | 0 | 0 | 0
F1_Industrial_OR - Industrial_Existing_Process_Natural Gas_Other Process_E10 | F1 | Industrial | OR - Industrial | Existing | Process | Natural Gas | Other Process | E10 | RVT - Cost of Equipment | 0 | 0 | 0 | 0 | 0 | 0 | 0 | 0 | 0 | 0 | 0 | 0 | 0 | 0 | 0 | 0 | 0 | 0 | 0 | 0 | 0 | 0 | 0 | 0 | 0 | 0 | 0
F2_Industrial_OR - Industrial_Existing_Process_Natural Gas_Other Process_E1 | F2 | Industrial | OR - Industrial | Existing | Process | Natural Gas | Other Process | E1 | RVT - Cost of Operation | 0 | 0 | 0 | 0 | 0 | 0 | 0 | 0 | 0 | 0 | 0 | 0 | 0 | 0 | 0 | 0 | 0 | 0 | 0 | 0 | 0 | 0 | 0 | 0 | 0 | 0 | 0
F2_Industrial_OR - Industrial_Existing_Process_Natural Gas_Other Process_E2 | F2 | Industrial | OR - Industrial | Existing | Process | Natural Gas | Other Process | E2 | RVT - Cost of Operation | 0 | 0 | 0 | 0 | 0 | 0 | 0 | 0 | 0 | 0 | 0 | 0 | 0 | 0 | 0 | 0 | 0 | 0 | 0 | 0 | 0 | 0 | 0 | 0 | 0 | 0 | 0
F2_Industrial_OR - Industrial_Existing_Process_Natural Gas_Other Process_E3 | F2 | Industrial | OR - Industrial | Existing | Process | Natural Gas | Other Process | E3 | RVT - Cost of Operation | 0 | 0 | 0 | 0 | 0 | 0 | 0 | 0 | 0 | 0 | 0 | 0 | 0 | 0 | 0 | 0 | 0 | 0 | 0 | 0 | 0 | 0 | 0 | 0 | 0 | 0 | 0
F2_Industrial_OR - Industrial_Existing_Process_Natural Gas_Other Process_E4 | F2 | Industrial | OR - Industrial | Existing | Process | Natural Gas | Other Process | E4 | RVT - Cost of Operation | 0 | 0 | 0 | 0 | 0 | 0 | 0 | 0 | 0 | 0 | 0 | 0 | 0 | 0 | 0 | 0 | 0 | 0 | 0 | 0 | 0 | 0 | 0 | 0 | 0 | 0 | 0
F2_Industrial_OR - Industrial_Existing_Process_Natural Gas_Other Process_E5 | F2 | Industrial | OR - Industrial | Existing | Process | Natural Gas | Other Process | E5 | RVT - Cost of Operation | 0 | 0 | 0 | 0 | 0 | 0 | 0 | 0 | 0 | 0 | 0 | 0 | 0 | 0 | 0 | 0 | 0 | 0 | 0 | 0 | 0 | 0 | 0 | 0 | 0 | 0 | 0
F2_Industrial_OR - Industrial_Existing_Process_Natural Gas_Other Process_E6 | F2 | Industrial | OR - Industrial | Existing | Process | Natural Gas | Other Process | E6 | RVT - Cost of Operation | 0 | 0 | 0 | 0 | 0 | 0 | 0 | 0 | 0 | 0 | 0 | 0 | 0 | 0 | 0 | 0 | 0 | 0 | 0 | 0 | 0 | 0 | 0 | 0 | 0 | 0 | 0
F2_Industrial_OR - Industrial_Existing_Process_Natural Gas_Other Process_E7 | F2 | Industrial | OR - Industrial | Existing | Process | Natural Gas | Other Process | E7 | RVT - Cost of Operation | 0 | 0 | 0 | 0 | 0 | 0 | 0 | 0 | 0 | 0 | 0 | 0 | 0 | 0 | 0 | 0 | 0 | 0 | 0 | 0 | 0 | 0 | 0 | 0 | 0 | 0 | 0
F2_Industrial_OR - Industrial_Existing_Process_Natural Gas_Other Process_E8 | F2 | Industrial | OR - Industrial | Existing | Process | Natural Gas | Other Process | E8 | RVT - Cost of Operation | 0 | 0 | 0 | 0 | 0 | 0 | 0 | 0 | 0 | 0 | 0 | 0 | 0 | 0 | 0 | 0 | 0 | 0 | 0 | 0 | 0 | 0 | 0 | 0 | 0 | 0 | 0
F2_Industrial_OR - Industrial_Existing_Process_Natural Gas_Other Process_E9 | F2 | Industrial | OR - Industrial | Existing | Process | Natural Gas | Other Process | E9 | RVT - Cost of Operation | 0 | 0 | 0 | 0 | 0 | 0 | 0 | 0 | 0 | 0 | 0 | 0 | 0 | 0 | 0 | 0 | 0 | 0 | 0 | 0 | 0 | 0 | 0 | 0 | 0 | 0 | 0
F2_Industrial_OR - Industrial_Existing_Process_Natural Gas_Other Process_E10 | F2 | Industrial | OR - Industrial | Existing | Process | Natural Gas | Other Process | E10 | RVT - Cost of Operation | 0 | 0 | 0 | 0 | 0 | 0 | 0 | 0 | 0 | 0 | 0 | 0 | 0 | 0 | 0 | 0 | 0 | 0 | 0 | 0 | 0 | 0 | 0 | 0 | 0 | 0 | 0
F3_Industrial_OR - Industrial_Existing_Process_Natural Gas_Other Process_E1 | F3 | Industrial | OR - Industrial | Existing | Process | Natural Gas | Other Process | E1 | System - kBTUs of Consumption | 84675.0071 | 84675.0071 | 84675.0071 | 84675.0071 | 84675.0071 | 84675.0071 | 84675.0071 | 84675.0071 | 84675.0071 | 84675.0071 | 84675.0071 | 84675.0071 | 84675.0071 | 84675.0071 | 84675.0071 | 84675.0071 | 84675.0071 | 84675.0071 | 84675.0071 | 84675.0071 | 84675.0071 | 84675.0071 | 84675.0071 | 84675.0071 | 84675.0071 | 84675.0071 | 84675.0071
F3_Industrial_OR - Industrial_Existing_Process_Natural Gas_Other Process_E2 | F3 | Industrial | OR - Industrial | Existing | Process | Natural Gas | Other Process | E2 | System - kBTUs of Consumption | 0 | 0 | 0 | 0 | 0 | 0 | 0 | 0 | 0 | 0 | 0 | 0 | 0 | 0 | 0 | 0 | 0 | 0 | 0 | 0 | 0 | 0 | 0 | 0 | 0 | 0 | 0
F3_Industrial_OR - Industrial_Existing_Process_Natural Gas_Other Process_E3 | F3 | Industrial | OR - Industrial | Existing | Process | Natural Gas | Other Process | E3 | System - kBTUs of Consumption | 0 | 0 | 0 | 0 | 0 | 0 | 0 | 0 | 0 | 0 | 0 | 0 | 0 | 0 | 0 | 0 | 0 | 0 | 0 | 0 | 0 | 0 | 0 | 0 | 0 | 0 | 0
F3_Industrial_OR - Industrial_Existing_Process_Natural Gas_Other Process_E4 | F3 | Industrial | OR - Industrial | Existing | Process | Natural Gas | Other Process | E4 | System - kBTUs of Consumption | 0 | 0 | 0 | 0 | 0 | 0 | 0 | 0 | 0 | 0 | 0 | 0 | 0 | 0 | 0 | 0 | 0 | 0 | 0 | 0 | 0 | 0 | 0 | 0 | 0 | 0 | 0
F3_Industrial_OR - Industrial_Existing_Process_Natural Gas_Other Process_E5 | F3 | Industrial | OR - Industrial | Existing | Process | Natural Gas | Other Process | E5 | System - kBTUs of Consumption | 0 | 0 | 0 | 0 | 0 | 0 | 0 | 0 | 0 | 0 | 0 | 0 | 0 | 0 | 0 | 0 | 0 | 0 | 0 | 0 | 0 | 0 | 0 | 0 | 0 | 0 | 0
F3_Industrial_OR - Industrial_Existing_Process_Natural Gas_Other Process_E6 | F3 | Industrial | OR - Industrial | Existing | Process | Natural Gas | Other Process | E6 | System - kBTUs of Consumption | 0 | 0 | 0 | 0 | 0 | 0 | 0 | 0 | 0 | 0 | 0 | 0 | 0 | 0 | 0 | 0 | 0 | 0 | 0 | 0 | 0 | 0 | 0 | 0 | 0 | 0 | 0
F3_Industrial_OR - Industrial_Existing_Process_Natural Gas_Other Process_E7 | F3 | Industrial | OR - Industrial | Existing | Process | Natural Gas | Other Process | E7 | System - kBTUs of Consumption | 0 | 0 | 0 | 0 | 0 | 0 | 0 | 0 | 0 | 0 | 0 | 0 | 0 | 0 | 0 | 0 | 0 | 0 | 0 | 0 | 0 | 0 | 0 | 0 | 0 | 0 | 0
F3_Industrial_OR - Industrial_Existing_Process_Natural Gas_Other Process_E8 | F3 | Industrial | OR - Industrial | Existing | Process | Natural Gas | Other Process | E8 | System - kBTUs of Consumption | 0 | 0 | 0 | 0 | 0 | 0 | 0 | 0 | 0 | 0 | 0 | 0 | 0 | 0 | 0 | 0 | 0 | 0 | 0 | 0 | 0 | 0 | 0 | 0 | 0 | 0 | 0
F3_Industrial_OR - Industrial_Existing_Process_Natural Gas_Other Process_E9 | F3 | Industrial | OR - Industrial | Existing | Process | Natural Gas | Other Process | E9 | System - kBTUs of Consumption | 0 | 0 | 0 | 0 | 0 | 0 | 0 | 0 | 0 | 0 | 0 | 0 | 0 | 0 | 0 | 0 | 0 | 0 | 0 | 0 | 0 | 0 | 0 | 0 | 0 | 0 | 0
F3_Industrial_OR - Industrial_Existing_Process_Natural Gas_Other Process_E10 | F3 | Industrial | OR - Industrial | Existing | Process | Natural Gas | Other Process | E10 | System - kBTUs of Consumption | 0 | 0 | 0 | 0 | 0 | 0 | 0 | 0 | 0 | 0 | 0 | 0 | 0 | 0 | 0 | 0 | 0 | 0 | 0 | 0 | 0 | 0 | 0 | 0 | 0 | 0 | 0
F4_Industrial_OR - Industrial_Existing_Process_Natural Gas_Other Process_E1 | F4 | Industrial | OR - Industrial | Existing | Process | Natural Gas | Other Process | E1 | Utility - Cost of Equipment | 221.32 | 221.32 | 221.32 | 221.32 | 221.32 | 221.32 | 221.32 | 221.32 | 221.32 | 221.32 | 221.32 | 221.32 | 221.32 | 221.32 | 221.32 | 221.32 | 221.32 | 221.32 | 221.32 | 221.32 | 221.32 | 221.32 | 221.32 | 221.32 | 221.32 | 221.32 | 221.32
F4_Industrial_OR - Industrial_Existing_Process_Natural Gas_Other Process_E2 | F4 | Industrial | OR - Industrial | Existing | Process | Natural Gas | Other Process | E2 | Utility - Cost of Equipment | 0 | 0 | 0 | 0 | 0 | 0 | 0 | 0 | 0 | 0 | 0 | 0 | 0 | 0 | 0 | 0 | 0 | 0 | 0 | 0 | 0 | 0 | 0 | 0 | 0 | 0 | 0
F4_Industrial_OR - Industrial_Existing_Process_Natural Gas_Other Process_E3 | F4 | Industrial | OR - Industrial | Existing | Process | Natural Gas | Other Process | E3 | Utility - Cost of Equipment | 0 | 0 | 0 | 0 | 0 | 0 | 0 | 0 | 0 | 0 | 0 | 0 | 0 | 0 | 0 | 0 | 0 | 0 | 0 | 0 | 0 | 0 | 0 | 0 | 0 | 0 | 0
F4_Industrial_OR - Industrial_Existing_Process_Natural Gas_Other Process_E4 | F4 | Industrial | OR - Industrial | Existing | Process | Natural Gas | Other Process | E4 | Utility - Cost of Equipment | 0 | 0 | 0 | 0 | 0 | 0 | 0 | 0 | 0 | 0 | 0 | 0 | 0 | 0 | 0 | 0 | 0 | 0 | 0 | 0 | 0 | 0 | 0 | 0 | 0 | 0 | 0
F4_Industrial_OR - Industrial_Existing_Process_Natural Gas_Other Process_E5 | F4 | Industrial | OR - Industrial | Existing | Process | Natural Gas | Other Process | E5 | Utility - Cost of Equipment | 0 | 0 | 0 | 0 | 0 | 0 | 0 | 0 | 0 | 0 | 0 | 0 | 0 | 0 | 0 | 0 | 0 | 0 | 0 | 0 | 0 | 0 | 0 | 0 | 0 | 0 | 0
F4_Industrial_OR - Industrial_Existing_Process_Natural Gas_Other Process_E6 | F4 | Industrial | OR - Industrial | Existing | Process | Natural Gas | Other Process | E6 | Utility - Cost of Equipment | 0 | 0 | 0 | 0 | 0 | 0 | 0 | 0 | 0 | 0 | 0 | 0 | 0 | 0 | 0 | 0 | 0 | 0 | 0 | 0 | 0 | 0 | 0 | 0 | 0 | 0 | 0
F4_Industrial_OR - Industrial_Existing_Process_Natural Gas_Other Process_E7 | F4 | Industrial | OR - Industrial | Existing | Process | Natural Gas | Other Process | E7 | Utility - Cost of Equipment | 0 | 0 | 0 | 0 | 0 | 0 | 0 | 0 | 0 | 0 | 0 | 0 | 0 | 0 | 0 | 0 | 0 | 0 | 0 | 0 | 0 | 0 | 0 | 0 | 0 | 0 | 0
F4_Industrial_OR - Industrial_Existing_Process_Natural Gas_Other Process_E8 | F4 | Industrial | OR - Industrial | Existing | Process | Natural Gas | Other Process | E8 | Utility - Cost of Equipment | 0 | 0 | 0 | 0 | 0 | 0 | 0 | 0 | 0 | 0 | 0 | 0 | 0 | 0 | 0 | 0 | 0 | 0 | 0 | 0 | 0 | 0 | 0 | 0 | 0 | 0 | 0
F4_Industrial_OR - Industrial_Existing_Process_Natural Gas_Other Process_E9 | F4 | Industrial | OR - Industrial | Existing | Process | Natural Gas | Other Process | E9 | Utility - Cost of Equipment | 0 | 0 | 0 | 0 | 0 | 0 | 0 | 0 | 0 | 0 | 0 | 0 | 0 | 0 | 0 | 0 | 0 | 0 | 0 | 0 | 0 | 0 | 0 | 0 | 0 | 0 | 0
F4_Industrial_OR - Industrial_Existing_Process_Natural Gas_Other Process_E10 | F4 | Industrial | OR - Industrial | Existing | Process | Natural Gas | Other Process | E10 | Utility - Cost of Equipment | 0 | 0 | 0 | 0 | 0 | 0 | 0 | 0 | 0 | 0 | 0 | 0 | 0 | 0 | 0 | 0 | 0 | 0 | 0 | 0 | 0 | 0 | 0 | 0 | 0 | 0 | 0
F5_Industrial_OR - Industrial_Existing_Process_Natural Gas_Other Process_E1 | F5 | Industrial | OR - Industrial | Existing | Process | Natural Gas | Other Process | E1 | Utility - Cost of Operation | 814.6481 | 1018.3215 | 1267.0083 | 1344.4924 | 1398.2821 | 1428.1213 | 1448.1804 | 1460.6821 | 1464.6075 | 1462.27 | 1459.586 | 1457.1899 | 1454.7353 | 1453.1074 | 1450.8584 | 1449.1827 | 1448.7159 | 1448.302 | 1448.1045 | 1448.6771 | 1449.7759 | 1451.81 | 1454.9657 | 1460.6874 | 1467.8477 | 1475.043 | 1482.2736
F5_Industrial_OR - Industrial_Existing_Process_Natural Gas_Other Process_E2 | F5 | Industrial | OR - Industrial | Existing | Process | Natural Gas | Other Process | E2 | Utility - Cost of Operation | 0 | 0 | 0 | 0 | 0 | 0 | 0 | 0 | 0 | 0 | 0 | 0 | 0 | 0 | 0 | 0 | 0 | 0 | 0 | 0 | 0 | 0 | 0 | 0 | 0 | 0 | 0
F5_Industrial_OR - Industrial_Existing_Process_Natural Gas_Other Process_E3 | F5 | Industrial | OR - Industrial | Existing | Process | Natural Gas | Other Process | E3 | Utility - Cost of Operation | 0 | 0 | 0 | 0 | 0 | 0 | 0 | 0 | 0 | 0 | 0 | 0 | 0 | 0 | 0 | 0 | 0 | 0 | 0 | 0 | 0 | 0 | 0 | 0 | 0 | 0 | 0
F5_Industrial_OR - Industrial_Existing_Process_Natural Gas_Other Process_E4 | F5 | Industrial | OR - Industrial | Existing | Process | Natural Gas | Other Process | E4 | Utility - Cost of Operation | 0 | 0 | 0 | 0 | 0 | 0 | 0 | 0 | 0 | 0 | 0 | 0 | 0 | 0 | 0 | 0 | 0 | 0 | 0 | 0 | 0 | 0 | 0 | 0 | 0 | 0 | 0
F5_Industrial_OR - Industrial_Existing_Process_Natural Gas_Other Process_E5 | F5 | Industrial | OR - Industrial | Existing | Process | Natural Gas | Other Process | E5 | Utility - Cost of Operation | 0 | 0 | 0 | 0 | 0 | 0 | 0 | 0 | 0 | 0 | 0 | 0 | 0 | 0 | 0 | 0 | 0 | 0 | 0 | 0 | 0 | 0 | 0 | 0 | 0 | 0 | 0
F5_Industrial_OR - Industrial_Existing_Process_Natural Gas_Other Process_E6 | F5 | Industrial | OR - Industrial | Existing | Process | Natural Gas | Other Process | E6 | Utility - Cost of Operation | 0 | 0 | 0 | 0 | 0 | 0 | 0 | 0 | 0 | 0 | 0 | 0 | 0 | 0 | 0 | 0 | 0 | 0 | 0 | 0 | 0 | 0 | 0 | 0 | 0 | 0 | 0
F5_Industrial_OR - Industrial_Existing_Process_Natural Gas_Other Process_E7 | F5 | Industrial | OR - Industrial | Existing | Process | Natural Gas | Other Process | E7 | Utility - Cost of Operation | 0 | 0 | 0 | 0 | 0 | 0 | 0 | 0 | 0 | 0 | 0 | 0 | 0 | 0 | 0 | 0 | 0 | 0 | 0 | 0 | 0 | 0 | 0 | 0 | 0 | 0 | 0
F5_Industrial_OR - Industrial_Existing_Process_Natural Gas_Other Process_E8 | F5 | Industrial | OR - Industrial | Existing | Process | Natural Gas | Other Process | E8 | Utility - Cost of Operation | 0 | 0 | 0 | 0 | 0 | 0 | 0 | 0 | 0 | 0 | 0 | 0 | 0 | 0 | 0 | 0 | 0 | 0 | 0 | 0 | 0 | 0 | 0 | 0 | 0 | 0 | 0
F5_Industrial_OR - Industrial_Existing_Process_Natural Gas_Other Process_E9 | F5 | Industrial | OR - Industrial | Existing | Process | Natural Gas | Other Process | E9 | Utility - Cost of Operation | 0 | 0 | 0 | 0 | 0 | 0 | 0 | 0 | 0 | 0 | 0 | 0 | 0 | 0 | 0 | 0 | 0 | 0 | 0 | 0 | 0 | 0 | 0 | 0 | 0 | 0 | 0
F5_Industrial_OR - Industrial_Existing_Process_Natural Gas_Other Process_E10 | F5 | Industrial | OR - Industrial | Existing | Process | Natural Gas | Other Process | E10 | Utility - Cost of Operation | 0 | 0 | 0 | 0 | 0 | 0 | 0 | 0 | 0 | 0 | 0 | 0 | 0 | 0 | 0 | 0 | 0 | 0 | 0 | 0 | 0 | 0 | 0 | 0 | 0 | 0 | 0
F6_Industrial_OR - Industrial_Existing_Process_Natural Gas_Other Process_E1 | F6 | Industrial | OR - Industrial | Existing | Process | Natural Gas | Other Process | E1 | Utility - Value of Sales | 0 | 0 | 0 | 0 | 0 | 0 | 0 | 0 | 0 | 0 | 0 | 0 | 0 | 0 | 0 | 0 | 0 | 0 | 0 | 0 | 0 | 0 | 0 | 0 | 0 | 0 | 0
F6_Industrial_OR - Industrial_Existing_Process_Natural Gas_Other Process_E2 | F6 | Industrial | OR - Industrial | Existing | Process | Natural Gas | Other Process | E2 | Utility - Value of Sales | 0 | 0 | 0 | 0 | 0 | 0 | 0 | 0 | 0 | 0 | 0 | 0 | 0 | 0 | 0 | 0 | 0 | 0 | 0 | 0 | 0 | 0 | 0 | 0 | 0 | 0 | 0
F6_Industrial_OR - Industrial_Existing_Process_Natural Gas_Other Process_E3 | F6 | Industrial | OR - Industrial | Existing | Process | Natural Gas | Other Process | E3 | Utility - Value of Sales | 0 | 0 | 0 | 0 | 0 | 0 | 0 | 0 | 0 | 0 | 0 | 0 | 0 | 0 | 0 | 0 | 0 | 0 | 0 | 0 | 0 | 0 | 0 | 0 | 0 | 0 | 0
F6_Industrial_OR - Industrial_Existing_Process_Natural Gas_Other Process_E4 | F6 | Industrial | OR - Industrial | Existing | Process | Natural Gas | Other Process | E4 | Utility - Value of Sales | 0 | 0 | 0 | 0 | 0 | 0 | 0 | 0 | 0 | 0 | 0 | 0 | 0 | 0 | 0 | 0 | 0 | 0 | 0 | 0 | 0 | 0 | 0 | 0 | 0 | 0 | 0
F6_Industrial_OR - Industrial_Existing_Process_Natural Gas_Other Process_E5 | F6 | Industrial | OR - Industrial | Existing | Process | Natural Gas | Other Process | E5 | Utility - Value of Sales | 0 | 0 | 0 | 0 | 0 | 0 | 0 | 0 | 0 | 0 | 0 | 0 | 0 | 0 | 0 | 0 | 0 | 0 | 0 | 0 | 0 | 0 | 0 | 0 | 0 | 0 | 0
F6_Industrial_OR - Industrial_Existing_Process_Natural Gas_Other Process_E6 | F6 | Industrial | OR - Industrial | Existing | Process | Natural Gas | Other Process | E6 | Utility - Value of Sales | 0 | 0 | 0 | 0 | 0 | 0 | 0 | 0 | 0 | 0 | 0 | 0 | 0 | 0 | 0 | 0 | 0 | 0 | 0 | 0 | 0 | 0 | 0 | 0 | 0 | 0 | 0
F6_Industrial_OR - Industrial_Existing_Process_Natural Gas_Other Process_E7 | F6 | Industrial | OR - Industrial | Existing | Process | Natural Gas | Other Process | E7 | Utility - Value of Sales | 0 | 0 | 0 | 0 | 0 | 0 | 0 | 0 | 0 | 0 | 0 | 0 | 0 | 0 | 0 | 0 | 0 | 0 | 0 | 0 | 0 | 0 | 0 | 0 | 0 | 0 | 0
F6_Industrial_OR - Industrial_Existing_Process_Natural Gas_Other Process_E8 | F6 | Industrial | OR - Industrial | Existing | Process | Natural Gas | Other Process | E8 | Utility - Value of Sales | 0 | 0 | 0 | 0 | 0 | 0 | 0 | 0 | 0 | 0 | 0 | 0 | 0 | 0 | 0 | 0 | 0 | 0 | 0 | 0 | 0 | 0 | 0 | 0 | 0 | 0 | 0
F6_Industrial_OR - Industrial_Existing_Process_Natural Gas_Other Process_E9 | F6 | Industrial | OR - Industrial | Existing | Process | Natural Gas | Other Process | E9 | Utility - Value of Sales | 0 | 0 | 0 | 0 | 0 | 0 | 0 | 0 | 0 | 0 | 0 | 0 | 0 | 0 | 0 | 0 | 0 | 0 | 0 | 0 | 0 | 0 | 0 | 0 | 0 | 0 | 0
F6_Industrial_OR - Industrial_Existing_Process_Natural Gas_Other Process_E10 | F6 | Industrial | OR - Industrial | Existing | Process | Natural Gas | Other Process | E10 | Utility - Value of Sales | 0 | 0 | 0 | 0 | 0 | 0 | 0 | 0 | 0 | 0 | 0 | 0 | 0 | 0 | 0 | 0 | 0 | 0 | 0 | 0 | 0 | 0 | 0 | 0 | 0 | 0 | 0
F1_Industrial_OR - Industrial_Existing_Miscellaneous_Natural Gas_Miscellaneous_E1 | F1 | Industrial | OR - Industrial | Existing | Miscellaneous | Natural Gas | Miscellaneous | E1 | RVT - Cost of Equipment | 260.6853 | 260.6853 | 260.6853 | 260.6853 | 260.6853 | 260.6853 | 260.6853 | 260.6853 | 260.6853 | 260.6853 | 260.6853 | 260.6853 | 260.6853 | 260.6853 | 260.6853 | 260.6853 | 260.6853 | 260.6853 | 260.6853 | 260.6853 | 260.6853 | 260.6853 | 260.6853 | 260.6853 | 260.6853 | 260.6853 | 260.6853
F1_Industrial_OR - Industrial_Existing_Miscellaneous_Natural Gas_Miscellaneous_E2 | F1 | Industrial | OR - Industrial | Existing | Miscellaneous | Natural Gas | Miscellaneous | E2 | RVT - Cost of Equipment | 0 | 0 | 0 | 0 | 0 | 0 | 0 | 0 | 0 | 0 | 0 | 0 | 0 | 0 | 0 | 0 | 0 | 0 | 0 | 0 | 0 | 0 | 0 | 0 | 0 | 0 | 0
F1_Industrial_OR - Industrial_Existing_Miscellaneous_Natural Gas_Miscellaneous_E3 | F1 | Industrial | OR - Industrial | Existing | Miscellaneous | Natural Gas | Miscellaneous | E3 | RVT - Cost of Equipment | 0 | 0 | 0 | 0 | 0 | 0 | 0 | 0 | 0 | 0 | 0 | 0 | 0 | 0 | 0 | 0 | 0 | 0 | 0 | 0 | 0 | 0 | 0 | 0 | 0 | 0 | 0
F1_Industrial_OR - Industrial_Existing_Miscellaneous_Natural Gas_Miscellaneous_E4 | F1 | Industrial | OR - Industrial | Existing | Miscellaneous | Natural Gas | Miscellaneous | E4 | RVT - Cost of Equipment | 0 | 0 | 0 | 0 | 0 | 0 | 0 | 0 | 0 | 0 | 0 | 0 | 0 | 0 | 0 | 0 | 0 | 0 | 0 | 0 | 0 | 0 | 0 | 0 | 0 | 0 | 0
F1_Industrial_OR - Industrial_Existing_Miscellaneous_Natural Gas_Miscellaneous_E5 | F1 | Industrial | OR - Industrial | Existing | Miscellaneous | Natural Gas | Miscellaneous | E5 | RVT - Cost of Equipment | 0 | 0 | 0 | 0 | 0 | 0 | 0 | 0 | 0 | 0 | 0 | 0 | 0 | 0 | 0 | 0 | 0 | 0 | 0 | 0 | 0 | 0 | 0 | 0 | 0 | 0 | 0
F1_Industrial_OR - Industrial_Existing_Miscellaneous_Natural Gas_Miscellaneous_E6 | F1 | Industrial | OR - Industrial | Existing | Miscellaneous | Natural Gas | Miscellaneous | E6 | RVT - Cost of Equipment | 0 | 0 | 0 | 0 | 0 | 0 | 0 | 0 | 0 | 0 | 0 | 0 | 0 | 0 | 0 | 0 | 0 | 0 | 0 | 0 | 0 | 0 | 0 | 0 | 0 | 0 | 0
F1_Industrial_OR - Industrial_Existing_Miscellaneous_Natural Gas_Miscellaneous_E7 | F1 | Industrial | OR - Industrial | Existing | Miscellaneous | Natural Gas | Miscellaneous | E7 | RVT - Cost of Equipment | 0 | 0 | 0 | 0 | 0 | 0 | 0 | 0 | 0 | 0 | 0 | 0 | 0 | 0 | 0 | 0 | 0 | 0 | 0 | 0 | 0 | 0 | 0 | 0 | 0 | 0 | 0
F1_Industrial_OR - Industrial_Existing_Miscellaneous_Natural Gas_Miscellaneous_E8 | F1 | Industrial | OR - Industrial | Existing | Miscellaneous | Natural Gas | Miscellaneous | E8 | RVT - Cost of Equipment | 0 | 0 | 0 | 0 | 0 | 0 | 0 | 0 | 0 | 0 | 0 | 0 | 0 | 0 | 0 | 0 | 0 | 0 | 0 | 0 | 0 | 0 | 0 | 0 | 0 | 0 | 0
F1_Industrial_OR - Industrial_Existing_Miscellaneous_Natural Gas_Miscellaneous_E9 | F1 | Industrial | OR - Industrial | Existing | Miscellaneous | Natural Gas | Miscellaneous | E9 | RVT - Cost of Equipment | 0 | 0 | 0 | 0 | 0 | 0 | 0 | 0 | 0 | 0 | 0 | 0 | 0 | 0 | 0 | 0 | 0 | 0 | 0 | 0 | 0 | 0 | 0 | 0 | 0 | 0 | 0
F1_Industrial_OR - Industrial_Existing_Miscellaneous_Natural Gas_Miscellaneous_E10 | F1 | Industrial | OR - Industrial | Existing | Miscellaneous | Natural Gas | Miscellaneous | E10 | RVT - Cost of Equipment | 0 | 0 | 0 | 0 | 0 | 0 | 0 | 0 | 0 | 0 | 0 | 0 | 0 | 0 | 0 | 0 | 0 | 0 | 0 | 0 | 0 | 0 | 0 | 0 | 0 | 0 | 0
F2_Industrial_OR - Industrial_Existing_Miscellaneous_Natural Gas_Miscellaneous_E1 | F2 | Industrial | OR - Industrial | Existing | Miscellaneous | Natural Gas | Miscellaneous | E1 | RVT - Cost of Operation | 0 | 0 | 0 | 0 | 0 | 0 | 0 | 0 | 0 | 0 | 0 | 0 | 0 | 0 | 0 | 0 | 0 | 0 | 0 | 0 | 0 | 0 | 0 | 0 | 0 | 0 | 0
F2_Industrial_OR - Industrial_Existing_Miscellaneous_Natural Gas_Miscellaneous_E2 | F2 | Industrial | OR - Industrial | Existing | Miscellaneous | Natural Gas | Miscellaneous | E2 | RVT - Cost of Operation | 0 | 0 | 0 | 0 | 0 | 0 | 0 | 0 | 0 | 0 | 0 | 0 | 0 | 0 | 0 | 0 | 0 | 0 | 0 | 0 | 0 | 0 | 0 | 0 | 0 | 0 | 0
F2_Industrial_OR - Industrial_Existing_Miscellaneous_Natural Gas_Miscellaneous_E3 | F2 | Industrial | OR - Industrial | Existing | Miscellaneous | Natural Gas | Miscellaneous | E3 | RVT - Cost of Operation | 0 | 0 | 0 | 0 | 0 | 0 | 0 | 0 | 0 | 0 | 0 | 0 | 0 | 0 | 0 | 0 | 0 | 0 | 0 | 0 | 0 | 0 | 0 | 0 | 0 | 0 | 0
F2_Industrial_OR - Industrial_Existing_Miscellaneous_Natural Gas_Miscellaneous_E4 | F2 | Industrial | OR - Industrial | Existing | Miscellaneous | Natural Gas | Miscellaneous | E4 | RVT - Cost of Operation | 0 | 0 | 0 | 0 | 0 | 0 | 0 | 0 | 0 | 0 | 0 | 0 | 0 | 0 | 0 | 0 | 0 | 0 | 0 | 0 | 0 | 0 | 0 | 0 | 0 | 0 | 0
F2_Industrial_OR - Industrial_Existing_Miscellaneous_Natural Gas_Miscellaneous_E5 | F2 | Industrial | OR - Industrial | Existing | Miscellaneous | Natural Gas | Miscellaneous | E5 | RVT - Cost of Operation | 0 | 0 | 0 | 0 | 0 | 0 | 0 | 0 | 0 | 0 | 0 | 0 | 0 | 0 | 0 | 0 | 0 | 0 | 0 | 0 | 0 | 0 | 0 | 0 | 0 | 0 | 0
F2_Industrial_OR - Industrial_Existing_Miscellaneous_Natural Gas_Miscellaneous_E6 | F2 | Industrial | OR - Industrial | Existing | Miscellaneous | Natural Gas | Miscellaneous | E6 | RVT - Cost of Operation | 0 | 0 | 0 | 0 | 0 | 0 | 0 | 0 | 0 | 0 | 0 | 0 | 0 | 0 | 0 | 0 | 0 | 0 | 0 | 0 | 0 | 0 | 0 | 0 | 0 | 0 | 0
F2_Industrial_OR - Industrial_Existing_Miscellaneous_Natural Gas_Miscellaneous_E7 | F2 | Industrial | OR - Industrial | Existing | Miscellaneous | Natural Gas | Miscellaneous | E7 | RVT - Cost of Operation | 0 | 0 | 0 | 0 | 0 | 0 | 0 | 0 | 0 | 0 | 0 | 0 | 0 | 0 | 0 | 0 | 0 | 0 | 0 | 0 | 0 | 0 | 0 | 0 | 0 | 0 | 0
F2_Industrial_OR - Industrial_Existing_Miscellaneous_Natural Gas_Miscellaneous_E8 | F2 | Industrial | OR - Industrial | Existing | Miscellaneous | Natural Gas | Miscellaneous | E8 | RVT - Cost of Operation | 0 | 0 | 0 | 0 | 0 | 0 | 0 | 0 | 0 | 0 | 0 | 0 | 0 | 0 | 0 | 0 | 0 | 0 | 0 | 0 | 0 | 0 | 0 | 0 | 0 | 0 | 0
F2_Industrial_OR - Industrial_Existing_Miscellaneous_Natural Gas_Miscellaneous_E9 | F2 | Industrial | OR - Industrial | Existing | Miscellaneous | Natural Gas | Miscellaneous | E9 | RVT - Cost of Operation | 0 | 0 | 0 | 0 | 0 | 0 | 0 | 0 | 0 | 0 | 0 | 0 | 0 | 0 | 0 | 0 | 0 | 0 | 0 | 0 | 0 | 0 | 0 | 0 | 0 | 0 | 0
F2_Industrial_OR - Industrial_Existing_Miscellaneous_Natural Gas_Miscellaneous_E10 | F2 | Industrial | OR - Industrial | Existing | Miscellaneous | Natural Gas | Miscellaneous | E10 | RVT - Cost of Operation | 0 | 0 | 0 | 0 | 0 | 0 | 0 | 0 | 0 | 0 | 0 | 0 | 0 | 0 | 0 | 0 | 0 | 0 | 0 | 0 | 0 | 0 | 0 | 0 | 0 | 0 | 0
F3_Industrial_OR - Industrial_Existing_Miscellaneous_Natural Gas_Miscellaneous_E1 | F3 | Industrial | OR - Industrial | Existing | Miscellaneous | Natural Gas | Miscellaneous | E1 | System - kBTUs of Consumption | 99735.7791 | 99735.7791 | 99735.7791 | 99735.7791 | 99735.7791 | 99735.7791 | 99735.7791 | 99735.7791 | 99735.7791 | 99735.7791 | 99735.7791 | 99735.7791 | 99735.7791 | 99735.7791 | 99735.7791 | 99735.7791 | 99735.7791 | 99735.7791 | 99735.7791 | 99735.7791 | 99735.7791 | 99735.7791 | 99735.7791 | 99735.7791 | 99735.7791 | 99735.7791 | 99735.7791
F3_Industrial_OR - Industrial_Existing_Miscellaneous_Natural Gas_Miscellaneous_E2 | F3 | Industrial | OR - Industrial | Existing | Miscellaneous | Natural Gas | Miscellaneous | E2 | System - kBTUs of Consumption | 0 | 0 | 0 | 0 | 0 | 0 | 0 | 0 | 0 | 0 | 0 | 0 | 0 | 0 | 0 | 0 | 0 | 0 | 0 | 0 | 0 | 0 | 0 | 0 | 0 | 0 | 0
F3_Industrial_OR - Industrial_Existing_Miscellaneous_Natural Gas_Miscellaneous_E3 | F3 | Industrial | OR - Industrial | Existing | Miscellaneous | Natural Gas | Miscellaneous | E3 | System - kBTUs of Consumption | 0 | 0 | 0 | 0 | 0 | 0 | 0 | 0 | 0 | 0 | 0 | 0 | 0 | 0 | 0 | 0 | 0 | 0 | 0 | 0 | 0 | 0 | 0 | 0 | 0 | 0 | 0
F3_Industrial_OR - Industrial_Existing_Miscellaneous_Natural Gas_Miscellaneous_E4 | F3 | Industrial | OR - Industrial | Existing | Miscellaneous | Natural Gas | Miscellaneous | E4 | System - kBTUs of Consumption | 0 | 0 | 0 | 0 | 0 | 0 | 0 | 0 | 0 | 0 | 0 | 0 | 0 | 0 | 0 | 0 | 0 | 0 | 0 | 0 | 0 | 0 | 0 | 0 | 0 | 0 | 0
F3_Industrial_OR - Industrial_Existing_Miscellaneous_Natural Gas_Miscellaneous_E5 | F3 | Industrial | OR - Industrial | Existing | Miscellaneous | Natural Gas | Miscellaneous | E5 | System - kBTUs of Consumption | 0 | 0 | 0 | 0 | 0 | 0 | 0 | 0 | 0 | 0 | 0 | 0 | 0 | 0 | 0 | 0 | 0 | 0 | 0 | 0 | 0 | 0 | 0 | 0 | 0 | 0 | 0
F3_Industrial_OR - Industrial_Existing_Miscellaneous_Natural Gas_Miscellaneous_E6 | F3 | Industrial | OR - Industrial | Existing | Miscellaneous | Natural Gas | Miscellaneous | E6 | System - kBTUs of Consumption | 0 | 0 | 0 | 0 | 0 | 0 | 0 | 0 | 0 | 0 | 0 | 0 | 0 | 0 | 0 | 0 | 0 | 0 | 0 | 0 | 0 | 0 | 0 | 0 | 0 | 0 | 0
F3_Industrial_OR - Industrial_Existing_Miscellaneous_Natural Gas_Miscellaneous_E7 | F3 | Industrial | OR - Industrial | Existing | Miscellaneous | Natural Gas | Miscellaneous | E7 | System - kBTUs of Consumption | 0 | 0 | 0 | 0 | 0 | 0 | 0 | 0 | 0 | 0 | 0 | 0 | 0 | 0 | 0 | 0 | 0 | 0 | 0 | 0 | 0 | 0 | 0 | 0 | 0 | 0 | 0
F3_Industrial_OR - Industrial_Existing_Miscellaneous_Natural Gas_Miscellaneous_E8 | F3 | Industrial | OR - Industrial | Existing | Miscellaneous | Natural Gas | Miscellaneous | E8 | System - kBTUs of Consumption | 0 | 0 | 0 | 0 | 0 | 0 | 0 | 0 | 0 | 0 | 0 | 0 | 0 | 0 | 0 | 0 | 0 | 0 | 0 | 0 | 0 | 0 | 0 | 0 | 0 | 0 | 0
F3_Industrial_OR - Industrial_Existing_Miscellaneous_Natural Gas_Miscellaneous_E9 | F3 | Industrial | OR - Industrial | Existing | Miscellaneous | Natural Gas | Miscellaneous | E9 | System - kBTUs of Consumption | 0 | 0 | 0 | 0 | 0 | 0 | 0 | 0 | 0 | 0 | 0 | 0 | 0 | 0 | 0 | 0 | 0 | 0 | 0 | 0 | 0 | 0 | 0 | 0 | 0 | 0 | 0
F3_Industrial_OR - Industrial_Existing_Miscellaneous_Natural Gas_Miscellaneous_E10 | F3 | Industrial | OR - Industrial | Existing | Miscellaneous | Natural Gas | Miscellaneous | E10 | System - kBTUs of Consumption | 0 | 0 | 0 | 0 | 0 | 0 | 0 | 0 | 0 | 0 | 0 | 0 | 0 | 0 | 0 | 0 | 0 | 0 | 0 | 0 | 0 | 0 | 0 | 0 | 0 | 0 | 0
F4_Industrial_OR - Industrial_Existing_Miscellaneous_Natural Gas_Miscellaneous_E1 | F4 | Industrial | OR - Industrial | Existing | Miscellaneous | Natural Gas | Miscellaneous | E1 | Utility - Cost of Equipment | 260.6853 | 260.6853 | 260.6853 | 260.6853 | 260.6853 | 260.6853 | 260.6853 | 260.6853 | 260.6853 | 260.6853 | 260.6853 | 260.6853 | 260.6853 | 260.6853 | 260.6853 | 260.6853 | 260.6853 | 260.6853 | 260.6853 | 260.6853 | 260.6853 | 260.6853 | 260.6853 | 260.6853 | 260.6853 | 260.6853 | 260.6853
F4_Industrial_OR - Industrial_Existing_Miscellaneous_Natural Gas_Miscellaneous_E2 | F4 | Industrial | OR - Industrial | Existing | Miscellaneous | Natural Gas | Miscellaneous | E2 | Utility - Cost of Equipment | 0 | 0 | 0 | 0 | 0 | 0 | 0 | 0 | 0 | 0 | 0 | 0 | 0 | 0 | 0 | 0 | 0 | 0 | 0 | 0 | 0 | 0 | 0 | 0 | 0 | 0 | 0
F4_Industrial_OR - Industrial_Existing_Miscellaneous_Natural Gas_Miscellaneous_E3 | F4 | Industrial | OR - Industrial | Existing | Miscellaneous | Natural Gas | Miscellaneous | E3 | Utility - Cost of Equipment | 0 | 0 | 0 | 0 | 0 | 0 | 0 | 0 | 0 | 0 | 0 | 0 | 0 | 0 | 0 | 0 | 0 | 0 | 0 | 0 | 0 | 0 | 0 | 0 | 0 | 0 | 0
F4_Industrial_OR - Industrial_Existing_Miscellaneous_Natural Gas_Miscellaneous_E4 | F4 | Industrial | OR - Industrial | Existing | Miscellaneous | Natural Gas | Miscellaneous | E4 | Utility - Cost of Equipment | 0 | 0 | 0 | 0 | 0 | 0 | 0 | 0 | 0 | 0 | 0 | 0 | 0 | 0 | 0 | 0 | 0 | 0 | 0 | 0 | 0 | 0 | 0 | 0 | 0 | 0 | 0
F4_Industrial_OR - Industrial_Existing_Miscellaneous_Natural Gas_Miscellaneous_E5 | F4 | Industrial | OR - Industrial | Existing | Miscellaneous | Natural Gas | Miscellaneous | E5 | Utility - Cost of Equipment | 0 | 0 | 0 | 0 | 0 | 0 | 0 | 0 | 0 | 0 | 0 | 0 | 0 | 0 | 0 | 0 | 0 | 0 | 0 | 0 | 0 | 0 | 0 | 0 | 0 | 0 | 0
F4_Industrial_OR - Industrial_Existing_Miscellaneous_Natural Gas_Miscellaneous_E6 | F4 | Industrial | OR - Industrial | Existing | Miscellaneous | Natural Gas | Miscellaneous | E6 | Utility - Cost of Equipment | 0 | 0 | 0 | 0 | 0 | 0 | 0 | 0 | 0 | 0 | 0 | 0 | 0 | 0 | 0 | 0 | 0 | 0 | 0 | 0 | 0 | 0 | 0 | 0 | 0 | 0 | 0
F4_Industrial_OR - Industrial_Existing_Miscellaneous_Natural Gas_Miscellaneous_E7 | F4 | Industrial | OR - Industrial | Existing | Miscellaneous | Natural Gas | Miscellaneous | E7 | Utility - Cost of Equipment | 0 | 0 | 0 | 0 | 0 | 0 | 0 | 0 | 0 | 0 | 0 | 0 | 0 | 0 | 0 | 0 | 0 | 0 | 0 | 0 | 0 | 0 | 0 | 0 | 0 | 0 | 0
F4_Industrial_OR - Industrial_Existing_Miscellaneous_Natural Gas_Miscellaneous_E8 | F4 | Industrial | OR - Industrial | Existing | Miscellaneous | Natural Gas | Miscellaneous | E8 | Utility - Cost of Equipment | 0 | 0 | 0 | 0 | 0 | 0 | 0 | 0 | 0 | 0 | 0 | 0 | 0 | 0 | 0 | 0 | 0 | 0 | 0 | 0 | 0 | 0 | 0 | 0 | 0 | 0 | 0
F4_Industrial_OR - Industrial_Existing_Miscellaneous_Natural Gas_Miscellaneous_E9 | F4 | Industrial | OR - Industrial | Existing | Miscellaneous | Natural Gas | Miscellaneous | E9 | Utility - Cost of Equipment | 0 | 0 | 0 | 0 | 0 | 0 | 0 | 0 | 0 | 0 | 0 | 0 | 0 | 0 | 0 | 0 | 0 | 0 | 0 | 0 | 0 | 0 | 0 | 0 | 0 | 0 | 0
F4_Industrial_OR - Industrial_Existing_Miscellaneous_Natural Gas_Miscellaneous_E10 | F4 | Industrial | OR - Industrial | Existing | Miscellaneous | Natural Gas | Miscellaneous | E10 | Utility - Cost of Equipment | 0 | 0 | 0 | 0 | 0 | 0 | 0 | 0 | 0 | 0 | 0 | 0 | 0 | 0 | 0 | 0 | 0 | 0 | 0 | 0 | 0 | 0 | 0 | 0 | 0 | 0 | 0
F5_Industrial_OR - Industrial_Existing_Miscellaneous_Natural Gas_Miscellaneous_E1 | F5 | Industrial | OR - Industrial | Existing | Miscellaneous | Natural Gas | Miscellaneous | E1 | Utility - Cost of Operation | 959.546 | 1199.4458 | 1492.3655 | 1583.6314 | 1646.9884 | 1682.135 | 1705.7619 | 1720.4872 | 1725.1108 | 1722.3575 | 1719.1962 | 1716.3739 | 1713.4827 | 1711.5652 | 1708.9162 | 1706.9425 | 1706.3927 | 1705.9052 | 1705.6725 | 1706.347 | 1707.6412 | 1710.0371 | 1713.754 | 1720.4935 | 1728.9273 | 1737.4024 | 1745.9191
F5_Industrial_OR - Industrial_Existing_Miscellaneous_Natural Gas_Miscellaneous_E2 | F5 | Industrial | OR - Industrial | Existing | Miscellaneous | Natural Gas | Miscellaneous | E2 | Utility - Cost of Operation | 0 | 0 | 0 | 0 | 0 | 0 | 0 | 0 | 0 | 0 | 0 | 0 | 0 | 0 | 0 | 0 | 0 | 0 | 0 | 0 | 0 | 0 | 0 | 0 | 0 | 0 | 0
F5_Industrial_OR - Industrial_Existing_Miscellaneous_Natural Gas_Miscellaneous_E3 | F5 | Industrial | OR - Industrial | Existing | Miscellaneous | Natural Gas | Miscellaneous | E3 | Utility - Cost of Operation | 0 | 0 | 0 | 0 | 0 | 0 | 0 | 0 | 0 | 0 | 0 | 0 | 0 | 0 | 0 | 0 | 0 | 0 | 0 | 0 | 0 | 0 | 0 | 0 | 0 | 0 | 0
F5_Industrial_OR - Industrial_Existing_Miscellaneous_Natural Gas_Miscellaneous_E4 | F5 | Industrial | OR - Industrial | Existing | Miscellaneous | Natural Gas | Miscellaneous | E4 | Utility - Cost of Operation | 0 | 0 | 0 | 0 | 0 | 0 | 0 | 0 | 0 | 0 | 0 | 0 | 0 | 0 | 0 | 0 | 0 | 0 | 0 | 0 | 0 | 0 | 0 | 0 | 0 | 0 | 0
F5_Industrial_OR - Industrial_Existing_Miscellaneous_Natural Gas_Miscellaneous_E5 | F5 | Industrial | OR - Industrial | Existing | Miscellaneous | Natural Gas | Miscellaneous | E5 | Utility - Cost of Operation | 0 | 0 | 0 | 0 | 0 | 0 | 0 | 0 | 0 | 0 | 0 | 0 | 0 | 0 | 0 | 0 | 0 | 0 | 0 | 0 | 0 | 0 | 0 | 0 | 0 | 0 | 0
F5_Industrial_OR - Industrial_Existing_Miscellaneous_Natural Gas_Miscellaneous_E6 | F5 | Industrial | OR - Industrial | Existing | Miscellaneous | Natural Gas | Miscellaneous | E6 | Utility - Cost of Operation | 0 | 0 | 0 | 0 | 0 | 0 | 0 | 0 | 0 | 0 | 0 | 0 | 0 | 0 | 0 | 0 | 0 | 0 | 0 | 0 | 0 | 0 | 0 | 0 | 0 | 0 | 0
F5_Industrial_OR - Industrial_Existing_Miscellaneous_Natural Gas_Miscellaneous_E7 | F5 | Industrial | OR - Industrial | Existing | Miscellaneous | Natural Gas | Miscellaneous | E7 | Utility - Cost of Operation | 0 | 0 | 0 | 0 | 0 | 0 | 0 | 0 | 0 | 0 | 0 | 0 | 0 | 0 | 0 | 0 | 0 | 0 | 0 | 0 | 0 | 0 | 0 | 0 | 0 | 0 | 0
F5_Industrial_OR - Industrial_Existing_Miscellaneous_Natural Gas_Miscellaneous_E8 | F5 | Industrial | OR - Industrial | Existing | Miscellaneous | Natural Gas | Miscellaneous | E8 | Utility - Cost of Operation | 0 | 0 | 0 | 0 | 0 | 0 | 0 | 0 | 0 | 0 | 0 | 0 | 0 | 0 | 0 | 0 | 0 | 0 | 0 | 0 | 0 | 0 | 0 | 0 | 0 | 0 | 0
F5_Industrial_OR - Industrial_Existing_Miscellaneous_Natural Gas_Miscellaneous_E9 | F5 | Industrial | OR - Industrial | Existing | Miscellaneous | Natural Gas | Miscellaneous | E9 | Utility - Cost of Operation | 0 | 0 | 0 | 0 | 0 | 0 | 0 | 0 | 0 | 0 | 0 | 0 | 0 | 0 | 0 | 0 | 0 | 0 | 0 | 0 | 0 | 0 | 0 | 0 | 0 | 0 | 0
F5_Industrial_OR - Industrial_Existing_Miscellaneous_Natural Gas_Miscellaneous_E10 | F5 | Industrial | OR - Industrial | Existing | Miscellaneous | Natural Gas | Miscellaneous | E10 | Utility - Cost of Operation | 0 | 0 | 0 | 0 | 0 | 0 | 0 | 0 | 0 | 0 | 0 | 0 | 0 | 0 | 0 | 0 | 0 | 0 | 0 | 0 | 0 | 0 | 0 | 0 | 0 | 0 | 0
F6_Industrial_OR - Industrial_Existing_Miscellaneous_Natural Gas_Miscellaneous_E1 | F6 | Industrial | OR - Industrial | Existing | Miscellaneous | Natural Gas | Miscellaneous | E1 | Utility - Value of Sales | 0 | 0 | 0 | 0 | 0 | 0 | 0 | 0 | 0 | 0 | 0 | 0 | 0 | 0 | 0 | 0 | 0 | 0 | 0 | 0 | 0 | 0 | 0 | 0 | 0 | 0 | 0
F6_Industrial_OR - Industrial_Existing_Miscellaneous_Natural Gas_Miscellaneous_E2 | F6 | Industrial | OR - Industrial | Existing | Miscellaneous | Natural Gas | Miscellaneous | E2 | Utility - Value of Sales | 0 | 0 | 0 | 0 | 0 | 0 | 0 | 0 | 0 | 0 | 0 | 0 | 0 | 0 | 0 | 0 | 0 | 0 | 0 | 0 | 0 | 0 | 0 | 0 | 0 | 0 | 0
F6_Industrial_OR - Industrial_Existing_Miscellaneous_Natural Gas_Miscellaneous_E3 | F6 | Industrial | OR - Industrial | Existing | Miscellaneous | Natural Gas | Miscellaneous | E3 | Utility - Value of Sales | 0 | 0 | 0 | 0 | 0 | 0 | 0 | 0 | 0 | 0 | 0 | 0 | 0 | 0 | 0 | 0 | 0 | 0 | 0 | 0 | 0 | 0 | 0 | 0 | 0 | 0 | 0
F6_Industrial_OR - Industrial_Existing_Miscellaneous_Natural Gas_Miscellaneous_E4 | F6 | Industrial | OR - Industrial | Existing | Miscellaneous | Natural Gas | Miscellaneous | E4 | Utility - Value of Sales | 0 | 0 | 0 | 0 | 0 | 0 | 0 | 0 | 0 | 0 | 0 | 0 | 0 | 0 | 0 | 0 | 0 | 0 | 0 | 0 | 0 | 0 | 0 | 0 | 0 | 0 | 0
F6_Industrial_OR - Industrial_Existing_Miscellaneous_Natural Gas_Miscellaneous_E5 | F6 | Industrial | OR - Industrial | Existing | Miscellaneous | Natural Gas | Miscellaneous | E5 | Utility - Value of Sales | 0 | 0 | 0 | 0 | 0 | 0 | 0 | 0 | 0 | 0 | 0 | 0 | 0 | 0 | 0 | 0 | 0 | 0 | 0 | 0 | 0 | 0 | 0 | 0 | 0 | 0 | 0
F6_Industrial_OR - Industrial_Existing_Miscellaneous_Natural Gas_Miscellaneous_E6 | F6 | Industrial | OR - Industrial | Existing | Miscellaneous | Natural Gas | Miscellaneous | E6 | Utility - Value of Sales | 0 | 0 | 0 | 0 | 0 | 0 | 0 | 0 | 0 | 0 | 0 | 0 | 0 | 0 | 0 | 0 | 0 | 0 | 0 | 0 | 0 | 0 | 0 | 0 | 0 | 0 | 0
F6_Industrial_OR - Industrial_Existing_Miscellaneous_Natural Gas_Miscellaneous_E7 | F6 | Industrial | OR - Industrial | Existing | Miscellaneous | Natural Gas | Miscellaneous | E7 | Utility - Value of Sales | 0 | 0 | 0 | 0 | 0 | 0 | 0 | 0 | 0 | 0 | 0 | 0 | 0 | 0 | 0 | 0 | 0 | 0 | 0 | 0 | 0 | 0 | 0 | 0 | 0 | 0 | 0
F6_Industrial_OR - Industrial_Existing_Miscellaneous_Natural Gas_Miscellaneous_E8 | F6 | Industrial | OR - Industrial | Existing | Miscellaneous | Natural Gas | Miscellaneous | E8 | Utility - Value of Sales | 0 | 0 | 0 | 0 | 0 | 0 | 0 | 0 | 0 | 0 | 0 | 0 | 0 | 0 | 0 | 0 | 0 | 0 | 0 | 0 | 0 | 0 | 0 | 0 | 0 | 0 | 0
F6_Industrial_OR - Industrial_Existing_Miscellaneous_Natural Gas_Miscellaneous_E9 | F6 | Industrial | OR - Industrial | Existing | Miscellaneous | Natural Gas | Miscellaneous | E9 | Utility - Value of Sales | 0 | 0 | 0 | 0 | 0 | 0 | 0 | 0 | 0 | 0 | 0 | 0 | 0 | 0 | 0 | 0 | 0 | 0 | 0 | 0 | 0 | 0 | 0 | 0 | 0 | 0 | 0
F6_Industrial_OR - Industrial_Existing_Miscellaneous_Natural Gas_Miscellaneous_E10 | F6 | Industrial | OR - Industrial | Existing | Miscellaneous | Natural Gas | Miscellaneous | E10 | Utility - Value of Sales | 0 | 0 | 0 | 0 | 0 | 0 | 0 | 0 | 0 | 0 | 0 | 0 | 0 | 0 | 0 | 0 | 0 | 0 | 0 | 0 | 0 | 0 | 0 | 0 | 0 | 0 | 0
F1_Industrial_OR - Industrial_New_Space Heating_Natural Gas_Furnace_E1 | F1 | Industrial | OR - Industrial | New | Space Heating | Natural Gas | Furnace | E1 | RVT - Cost of Equipment | 98.9717 | 98.9717 | 98.9717 | 0 | 0 | 0 | 0 | 0 | 0 | 0 | 0 | 0 | 0 | 0 | 0 | 0 | 0 | 0 | 0 | 0 | 0 | 0 | 0 | 0 | 0 | 0 | 0
F1_Industrial_OR - Industrial_New_Space Heating_Natural Gas_Furnace_E2 | F1 | Industrial | OR - Industrial | New | Space Heating | Natural Gas | Furnace | E2 | RVT - Cost of Equipment | 121.6163 | 121.6163 | 121.6163 | 121.6163 | 121.6163 | 121.6163 | 121.6163 | 121.6163 | 121.6163 | 121.6163 | 121.6163 | 121.6163 | 121.6163 | 121.6163 | 121.6163 | 121.6163 | 121.6163 | 121.6163 | 121.6163 | 121.6163 | 121.6163 | 121.6163 | 121.6163 | 121.6163 | 121.6163 | 121.6163 | 121.6163
F1_Industrial_OR - Industrial_New_Space Heating_Natural Gas_Furnace_E3 | F1 | Industrial | OR - Industrial | New | Space Heating | Natural Gas | Furnace | E3 | RVT - Cost of Equipment | 144.2609 | 144.2609 | 144.2609 | 144.2609 | 144.2609 | 144.2609 | 144.2609 | 144.2609 | 144.2609 | 144.2609 | 144.2609 | 144.2609 | 144.2609 | 144.2609 | 144.2609 | 144.2609 | 144.2609 | 144.2609 | 144.2609 | 144.2609 | 144.2609 | 144.2609 | 144.2609 | 144.2609 | 144.2609 | 144.2609 | 144.2609
F1_Industrial_OR - Industrial_New_Space Heating_Natural Gas_Furnace_E4 | F1 | Industrial | OR - Industrial | New | Space Heating | Natural Gas | Furnace | E4 | RVT - Cost of Equipment | 0 | 0 | 0 | 0 | 0 | 0 | 0 | 0 | 0 | 0 | 0 | 0 | 0 | 0 | 0 | 0 | 0 | 0 | 0 | 0 | 0 | 0 | 0 | 0 | 0 | 0 | 0
F1_Industrial_OR - Industrial_New_Space Heating_Natural Gas_Furnace_E5 | F1 | Industrial | OR - Industrial | New | Space Heating | Natural Gas | Furnace | E5 | RVT - Cost of Equipment | 0 | 0 | 0 | 0 | 0 | 0 | 0 | 0 | 0 | 0 | 0 | 0 | 0 | 0 | 0 | 0 | 0 | 0 | 0 | 0 | 0 | 0 | 0 | 0 | 0 | 0 | 0
F1_Industrial_OR - Industrial_New_Space Heating_Natural Gas_Furnace_E6 | F1 | Industrial | OR - Industrial | New | Space Heating | Natural Gas | Furnace | E6 | RVT - Cost of Equipment | 0 | 0 | 0 | 0 | 0 | 0 | 0 | 0 | 0 | 0 | 0 | 0 | 0 | 0 | 0 | 0 | 0 | 0 | 0 | 0 | 0 | 0 | 0 | 0 | 0 | 0 | 0
F1_Industrial_OR - Industrial_New_Space Heating_Natural Gas_Furnace_E7 | F1 | Industrial | OR - Industrial | New | Space Heating | Natural Gas | Furnace | E7 | RVT - Cost of Equipment | 0 | 0 | 0 | 0 | 0 | 0 | 0 | 0 | 0 | 0 | 0 | 0 | 0 | 0 | 0 | 0 | 0 | 0 | 0 | 0 | 0 | 0 | 0 | 0 | 0 | 0 | 0
F1_Industrial_OR - Industrial_New_Space Heating_Natural Gas_Furnace_E8 | F1 | Industrial | OR - Industrial | New | Space Heating | Natural Gas | Furnace | E8 | RVT - Cost of Equipment | 0 | 0 | 0 | 0 | 0 | 0 | 0 | 0 | 0 | 0 | 0 | 0 | 0 | 0 | 0 | 0 | 0 | 0 | 0 | 0 | 0 | 0 | 0 | 0 | 0 | 0 | 0
F1_Industrial_OR - Industrial_New_Space Heating_Natural Gas_Furnace_E9 | F1 | Industrial | OR - Industrial | New | Space Heating | Natural Gas | Furnace | E9 | RVT - Cost of Equipment | 0 | 0 | 0 | 0 | 0 | 0 | 0 | 0 | 0 | 0 | 0 | 0 | 0 | 0 | 0 | 0 | 0 | 0 | 0 | 0 | 0 | 0 | 0 | 0 | 0 | 0 | 0
F1_Industrial_OR - Industrial_New_Space Heating_Natural Gas_Furnace_E10 | F1 | Industrial | OR - Industrial | New | Space Heating | Natural Gas | Furnace | E10 | RVT - Cost of Equipment | 0 | 0 | 0 | 0 | 0 | 0 | 0 | 0 | 0 | 0 | 0 | 0 | 0 | 0 | 0 | 0 | 0 | 0 | 0 | 0 | 0 | 0 | 0 | 0 | 0 | 0 | 0
F2_Industrial_OR - Industrial_New_Space Heating_Natural Gas_Furnace_E1 | F2 | Industrial | OR - Industrial | New | Space Heating | Natural Gas | Furnace | E1 | RVT - Cost of Operation | 0 | 0 | 0 | 0 | 0 | 0 | 0 | 0 | 0 | 0 | 0 | 0 | 0 | 0 | 0 | 0 | 0 | 0 | 0 | 0 | 0 | 0 | 0 | 0 | 0 | 0 | 0
F2_Industrial_OR - Industrial_New_Space Heating_Natural Gas_Furnace_E2 | F2 | Industrial | OR - Industrial | New | Space Heating | Natural Gas | Furnace | E2 | RVT - Cost of Operation | 0 | 0 | 0 | 0 | 0 | 0 | 0 | 0 | 0 | 0 | 0 | 0 | 0 | 0 | 0 | 0 | 0 | 0 | 0 | 0 | 0 | 0 | 0 | 0 | 0 | 0 | 0
F2_Industrial_OR - Industrial_New_Space Heating_Natural Gas_Furnace_E3 | F2 | Industrial | OR - Industrial | New | Space Heating | Natural Gas | Furnace | E3 | RVT - Cost of Operation | 0 | 0 | 0 | 0 | 0 | 0 | 0 | 0 | 0 | 0 | 0 | 0 | 0 | 0 | 0 | 0 | 0 | 0 | 0 | 0 | 0 | 0 | 0 | 0 | 0 | 0 | 0
F2_Industrial_OR - Industrial_New_Space Heating_Natural Gas_Furnace_E4 | F2 | Industrial | OR - Industrial | New | Space Heating | Natural Gas | Furnace | E4 | RVT - Cost of Operation | 0 | 0 | 0 | 0 | 0 | 0 | 0 | 0 | 0 | 0 | 0 | 0 | 0 | 0 | 0 | 0 | 0 | 0 | 0 | 0 | 0 | 0 | 0 | 0 | 0 | 0 | 0
F2_Industrial_OR - Industrial_New_Space Heating_Natural Gas_Furnace_E5 | F2 | Industrial | OR - Industrial | New | Space Heating | Natural Gas | Furnace | E5 | RVT - Cost of Operation | 0 | 0 | 0 | 0 | 0 | 0 | 0 | 0 | 0 | 0 | 0 | 0 | 0 | 0 | 0 | 0 | 0 | 0 | 0 | 0 | 0 | 0 | 0 | 0 | 0 | 0 | 0
F2_Industrial_OR - Industrial_New_Space Heating_Natural Gas_Furnace_E6 | F2 | Industrial | OR - Industrial | New | Space Heating | Natural Gas | Furnace | E6 | RVT - Cost of Operation | 0 | 0 | 0 | 0 | 0 | 0 | 0 | 0 | 0 | 0 | 0 | 0 | 0 | 0 | 0 | 0 | 0 | 0 | 0 | 0 | 0 | 0 | 0 | 0 | 0 | 0 | 0
F2_Industrial_OR - Industrial_New_Space Heating_Natural Gas_Furnace_E7 | F2 | Industrial | OR - Industrial | New | Space Heating | Natural Gas | Furnace | E7 | RVT - Cost of Operation | 0 | 0 | 0 | 0 | 0 | 0 | 0 | 0 | 0 | 0 | 0 | 0 | 0 | 0 | 0 | 0 | 0 | 0 | 0 | 0 | 0 | 0 | 0 | 0 | 0 | 0 | 0
F2_Industrial_OR - Industrial_New_Space Heating_Natural Gas_Furnace_E8 | F2 | Industrial | OR - Industrial | New | Space Heating | Natural Gas | Furnace | E8 | RVT - Cost of Operation | 0 | 0 | 0 | 0 | 0 | 0 | 0 | 0 | 0 | 0 | 0 | 0 | 0 | 0 | 0 | 0 | 0 | 0 | 0 | 0 | 0 | 0 | 0 | 0 | 0 | 0 | 0
F2_Industrial_OR - Industrial_New_Space Heating_Natural Gas_Furnace_E9 | F2 | Industrial | OR - Industrial | New | Space Heating | Natural Gas | Furnace | E9 | RVT - Cost of Operation | 0 | 0 | 0 | 0 | 0 | 0 | 0 | 0 | 0 | 0 | 0 | 0 | 0 | 0 | 0 | 0 | 0 | 0 | 0 | 0 | 0 | 0 | 0 | 0 | 0 | 0 | 0
F2_Industrial_OR - Industrial_New_Space Heating_Natural Gas_Furnace_E10 | F2 | Industrial | OR - Industrial | New | Space Heating | Natural Gas | Furnace | E10 | RVT - Cost of Operation | 0 | 0 | 0 | 0 | 0 | 0 | 0 | 0 | 0 | 0 | 0 | 0 | 0 | 0 | 0 | 0 | 0 | 0 | 0 | 0 | 0 | 0 | 0 | 0 | 0 | 0 | 0
F3_Industrial_OR - Industrial_New_Space Heating_Natural Gas_Furnace_E1 | F3 | Industrial | OR - Industrial | New | Space Heating | Natural Gas | Furnace | E1 | System - kBTUs of Consumption | 99464.2775 | 99754.1476 | 99737.2669 | 0 | 0 | 0 | 0 | 0 | 0 | 0 | 0 | 0 | 0 | 0 | 0 | 0 | 0 | 0 | 0 | 0 | 0 | 0 | 0 | 0 | 0 | 0 | 0
F3_Industrial_OR - Industrial_New_Space Heating_Natural Gas_Furnace_E2 | F3 | Industrial | OR - Industrial | New | Space Heating | Natural Gas | Furnace | E2 | System - kBTUs of Consumption | 88408.3959 | 88666.0457 | 88651.0413 | 88651.0413 | 88651.0413 | 88651.0413 | 88651.0413 | 88651.0413 | 88651.0413 | 88651.0413 | 88651.0413 | 88651.0413 | 88651.0413 | 88651.0413 | 88651.0413 | 88651.0413 | 88651.0413 | 88651.0413 | 88651.0413 | 88651.0413 | 88651.0413 | 88651.0413 | 88651.0413 | 88651.0413 | 88651.0413 | 88651.0413 | 88651.0413
F3_Industrial_OR - Industrial_New_Space Heating_Natural Gas_Furnace_E3 | F3 | Industrial | OR - Industrial | New | Space Heating | Natural Gas | Furnace | E3 | System - kBTUs of Consumption | 82880.4551 | 83121.9948 | 83107.9285 | 83107.9285 | 83107.9285 | 83107.9285 | 83107.9285 | 83107.9285 | 83107.9285 | 83107.9285 | 83107.9285 | 83107.9285 | 83107.9285 | 83107.9285 | 83107.9285 | 83107.9285 | 83107.9285 | 83107.9285 | 83107.9285 | 83107.9285 | 83107.9285 | 83107.9285 | 83107.9285 | 83107.9285 | 83107.9285 | 83107.9285 | 83107.9285
F3_Industrial_OR - Industrial_New_Space Heating_Natural Gas_Furnace_E4 | F3 | Industrial | OR - Industrial | New | Space Heating | Natural Gas | Furnace | E4 | System - kBTUs of Consumption | 0 | 0 | 0 | 0 | 0 | 0 | 0 | 0 | 0 | 0 | 0 | 0 | 0 | 0 | 0 | 0 | 0 | 0 | 0 | 0 | 0 | 0 | 0 | 0 | 0 | 0 | 0
F3_Industrial_OR - Industrial_New_Space Heating_Natural Gas_Furnace_E5 | F3 | Industrial | OR - Industrial | New | Space Heating | Natural Gas | Furnace | E5 | System - kBTUs of Consumption | 0 | 0 | 0 | 0 | 0 | 0 | 0 | 0 | 0 | 0 | 0 | 0 | 0 | 0 | 0 | 0 | 0 | 0 | 0 | 0 | 0 | 0 | 0 | 0 | 0 | 0 | 0
F3_Industrial_OR - Industrial_New_Space Heating_Natural Gas_Furnace_E6 | F3 | Industrial | OR - Industrial | New | Space Heating | Natural Gas | Furnace | E6 | System - kBTUs of Consumption | 0 | 0 | 0 | 0 | 0 | 0 | 0 | 0 | 0 | 0 | 0 | 0 | 0 | 0 | 0 | 0 | 0 | 0 | 0 | 0 | 0 | 0 | 0 | 0 | 0 | 0 | 0
F3_Industrial_OR - Industrial_New_Space Heating_Natural Gas_Furnace_E7 | F3 | Industrial | OR - Industrial | New | Space Heating | Natural Gas | Furnace | E7 | System - kBTUs of Consumption | 0 | 0 | 0 | 0 | 0 | 0 | 0 | 0 | 0 | 0 | 0 | 0 | 0 | 0 | 0 | 0 | 0 | 0 | 0 | 0 | 0 | 0 | 0 | 0 | 0 | 0 | 0
F3_Industrial_OR - Industrial_New_Space Heating_Natural Gas_Furnace_E8 | F3 | Industrial | OR - Industrial | New | Space Heating | Natural Gas | Furnace | E8 | System - kBTUs of Consumption | 0 | 0 | 0 | 0 | 0 | 0 | 0 | 0 | 0 | 0 | 0 | 0 | 0 | 0 | 0 | 0 | 0 | 0 | 0 | 0 | 0 | 0 | 0 | 0 | 0 | 0 | 0
F3_Industrial_OR - Industrial_New_Space Heating_Natural Gas_Furnace_E9 | F3 | Industrial | OR - Industrial | New | Space Heating | Natural Gas | Furnace | E9 | System - kBTUs of Consumption | 0 | 0 | 0 | 0 | 0 | 0 | 0 | 0 | 0 | 0 | 0 | 0 | 0 | 0 | 0 | 0 | 0 | 0 | 0 | 0 | 0 | 0 | 0 | 0 | 0 | 0 | 0
F3_Industrial_OR - Industrial_New_Space Heating_Natural Gas_Furnace_E10 | F3 | Industrial | OR - Industrial | New | Space Heating | Natural Gas | Furnace | E10 | System - kBTUs of Consumption | 0 | 0 | 0 | 0 | 0 | 0 | 0 | 0 | 0 | 0 | 0 | 0 | 0 | 0 | 0 | 0 | 0 | 0 | 0 | 0 | 0 | 0 | 0 | 0 | 0 | 0 | 0
F4_Industrial_OR - Industrial_New_Space Heating_Natural Gas_Furnace_E1 | F4 | Industrial | OR - Industrial | New | Space Heating | Natural Gas | Furnace | E1 | Utility - Cost of Equipment | 98.9717 | 98.9717 | 98.9717 | 0 | 0 | 0 | 0 | 0 | 0 | 0 | 0 | 0 | 0 | 0 | 0 | 0 | 0 | 0 | 0 | 0 | 0 | 0 | 0 | 0 | 0 | 0 | 0
F4_Industrial_OR - Industrial_New_Space Heating_Natural Gas_Furnace_E2 | F4 | Industrial | OR - Industrial | New | Space Heating | Natural Gas | Furnace | E2 | Utility - Cost of Equipment | 121.6163 | 121.6163 | 121.6163 | 121.6163 | 121.6163 | 121.6163 | 121.6163 | 121.6163 | 121.6163 | 121.6163 | 121.6163 | 121.6163 | 121.6163 | 121.6163 | 121.6163 | 121.6163 | 121.6163 | 121.6163 | 121.6163 | 121.6163 | 121.6163 | 121.6163 | 121.6163 | 121.6163 | 121.6163 | 121.6163 | 121.6163
F4_Industrial_OR - Industrial_New_Space Heating_Natural Gas_Furnace_E3 | F4 | Industrial | OR - Industrial | New | Space Heating | Natural Gas | Furnace | E3 | Utility - Cost of Equipment | 144.2609 | 144.2609 | 144.2609 | 144.2609 | 144.2609 | 144.2609 | 144.2609 | 144.2609 | 144.2609 | 144.2609 | 144.2609 | 144.2609 | 144.2609 | 144.2609 | 144.2609 | 144.2609 | 144.2609 | 144.2609 | 144.2609 | 144.2609 | 144.2609 | 144.2609 | 144.2609 | 144.2609 | 144.2609 | 144.2609 | 144.2609
F4_Industrial_OR - Industrial_New_Space Heating_Natural Gas_Furnace_E4 | F4 | Industrial | OR - Industrial | New | Space Heating | Natural Gas | Furnace | E4 | Utility - Cost of Equipment | 0 | 0 | 0 | 0 | 0 | 0 | 0 | 0 | 0 | 0 | 0 | 0 | 0 | 0 | 0 | 0 | 0 | 0 | 0 | 0 | 0 | 0 | 0 | 0 | 0 | 0 | 0
F4_Industrial_OR - Industrial_New_Space Heating_Natural Gas_Furnace_E5 | F4 | Industrial | OR - Industrial | New | Space Heating | Natural Gas | Furnace | E5 | Utility - Cost of Equipment | 0 | 0 | 0 | 0 | 0 | 0 | 0 | 0 | 0 | 0 | 0 | 0 | 0 | 0 | 0 | 0 | 0 | 0 | 0 | 0 | 0 | 0 | 0 | 0 | 0 | 0 | 0
F4_Industrial_OR - Industrial_New_Space Heating_Natural Gas_Furnace_E6 | F4 | Industrial | OR - Industrial | New | Space Heating | Natural Gas | Furnace | E6 | Utility - Cost of Equipment | 0 | 0 | 0 | 0 | 0 | 0 | 0 | 0 | 0 | 0 | 0 | 0 | 0 | 0 | 0 | 0 | 0 | 0 | 0 | 0 | 0 | 0 | 0 | 0 | 0 | 0 | 0
F4_Industrial_OR - Industrial_New_Space Heating_Natural Gas_Furnace_E7 | F4 | Industrial | OR - Industrial | New | Space Heating | Natural Gas | Furnace | E7 | Utility - Cost of Equipment | 0 | 0 | 0 | 0 | 0 | 0 | 0 | 0 | 0 | 0 | 0 | 0 | 0 | 0 | 0 | 0 | 0 | 0 | 0 | 0 | 0 | 0 | 0 | 0 | 0 | 0 | 0
F4_Industrial_OR - Industrial_New_Space Heating_Natural Gas_Furnace_E8 | F4 | Industrial | OR - Industrial | New | Space Heating | Natural Gas | Furnace | E8 | Utility - Cost of Equipment | 0 | 0 | 0 | 0 | 0 | 0 | 0 | 0 | 0 | 0 | 0 | 0 | 0 | 0 | 0 | 0 | 0 | 0 | 0 | 0 | 0 | 0 | 0 | 0 | 0 | 0 | 0
F4_Industrial_OR - Industrial_New_Space Heating_Natural Gas_Furnace_E9 | F4 | Industrial | OR - Industrial | New | Space Heating | Natural Gas | Furnace | E9 | Utility - Cost of Equipment | 0 | 0 | 0 | 0 | 0 | 0 | 0 | 0 | 0 | 0 | 0 | 0 | 0 | 0 | 0 | 0 | 0 | 0 | 0 | 0 | 0 | 0 | 0 | 0 | 0 | 0 | 0
F4_Industrial_OR - Industrial_New_Space Heating_Natural Gas_Furnace_E10 | F4 | Industrial | OR - Industrial | New | Space Heating | Natural Gas | Furnace | E10 | Utility - Cost of Equipment | 0 | 0 | 0 | 0 | 0 | 0 | 0 | 0 | 0 | 0 | 0 | 0 | 0 | 0 | 0 | 0 | 0 | 0 | 0 | 0 | 0 | 0 | 0 | 0 | 0 | 0 | 0
F5_Industrial_OR - Industrial_New_Space Heating_Natural Gas_Furnace_E1 | F5 | Industrial | OR - Industrial | New | Space Heating | Natural Gas | Furnace | E1 | Utility - Cost of Operation | 1443.2338 | 1542.3864 | 1654.1257 | 0 | 0 | 0 | 0 | 0 | 0 | 0 | 0 | 0 | 0 | 0 | 0 | 0 | 0 | 0 | 0 | 0 | 0 | 0 | 0 | 0 | 0 | 0 | 0
F5_Industrial_OR - Industrial_New_Space Heating_Natural Gas_Furnace_E2 | F5 | Industrial | OR - Industrial | New | Space Heating | Natural Gas | Furnace | E2 | Utility - Cost of Operation | 1282.8122 | 1370.9435 | 1470.2625 | 1502.3037 | 1524.0307 | 1535.879 | 1543.5704 | 1548.3812 | 1550.2799 | 1550.17 | 1550.287 | 1550.9011 | 1551.8501 | 1553.5193 | 1555.3506 | 1557.791 | 1561.1019 | 1564.8211 | 1568.9609 | 1573.6974 | 1578.8877 | 1584.639 | 1590.9063 | 1598.1706 | 1606.0047 | 1613.8773 | 1621.7885
F5_Industrial_OR - Industrial_New_Space Heating_Natural Gas_Furnace_E3 | F5 | Industrial | OR - Industrial | New | Space Heating | Natural Gas | Furnace | E3 | Utility - Cost of Operation | 1202.6014 | 1285.2221 | 1378.3309 | 1408.3687 | 1428.7371 | 1439.8446 | 1447.055 | 1451.5651 | 1453.3451 | 1453.242 | 1453.3517 | 1453.9274 | 1454.8171 | 1456.3819 | 1458.0987 | 1460.3865 | 1463.4904 | 1466.977 | 1470.858 | 1475.2983 | 1480.1641 | 1485.5557 | 1491.4312 | 1498.2412 | 1505.5856 | 1512.9659 | 1520.3824
F5_Industrial_OR - Industrial_New_Space Heating_Natural Gas_Furnace_E4 | F5 | Industrial | OR - Industrial | New | Space Heating | Natural Gas | Furnace | E4 | Utility - Cost of Operation | 0 | 0 | 0 | 0 | 0 | 0 | 0 | 0 | 0 | 0 | 0 | 0 | 0 | 0 | 0 | 0 | 0 | 0 | 0 | 0 | 0 | 0 | 0 | 0 | 0 | 0 | 0
F5_Industrial_OR - Industrial_New_Space Heating_Natural Gas_Furnace_E5 | F5 | Industrial | OR - Industrial | New | Space Heating | Natural Gas | Furnace | E5 | Utility - Cost of Operation | 0 | 0 | 0 | 0 | 0 | 0 | 0 | 0 | 0 | 0 | 0 | 0 | 0 | 0 | 0 | 0 | 0 | 0 | 0 | 0 | 0 | 0 | 0 | 0 | 0 | 0 | 0
F5_Industrial_OR - Industrial_New_Space Heating_Natural Gas_Furnace_E6 | F5 | Industrial | OR - Industrial | New | Space Heating | Natural Gas | Furnace | E6 | Utility - Cost of Operation | 0 | 0 | 0 | 0 | 0 | 0 | 0 | 0 | 0 | 0 | 0 | 0 | 0 | 0 | 0 | 0 | 0 | 0 | 0 | 0 | 0 | 0 | 0 | 0 | 0 | 0 | 0
F5_Industrial_OR - Industrial_New_Space Heating_Natural Gas_Furnace_E7 | F5 | Industrial | OR - Industrial | New | Space Heating | Natural Gas | Furnace | E7 | Utility - Cost of Operation | 0 | 0 | 0 | 0 | 0 | 0 | 0 | 0 | 0 | 0 | 0 | 0 | 0 | 0 | 0 | 0 | 0 | 0 | 0 | 0 | 0 | 0 | 0 | 0 | 0 | 0 | 0
F5_Industrial_OR - Industrial_New_Space Heating_Natural Gas_Furnace_E8 | F5 | Industrial | OR - Industrial | New | Space Heating | Natural Gas | Furnace | E8 | Utility - Cost of Operation | 0 | 0 | 0 | 0 | 0 | 0 | 0 | 0 | 0 | 0 | 0 | 0 | 0 | 0 | 0 | 0 | 0 | 0 | 0 | 0 | 0 | 0 | 0 | 0 | 0 | 0 | 0
F5_Industrial_OR - Industrial_New_Space Heating_Natural Gas_Furnace_E9 | F5 | Industrial | OR - Industrial | New | Space Heating | Natural Gas | Furnace | E9 | Utility - Cost of Operation | 0 | 0 | 0 | 0 | 0 | 0 | 0 | 0 | 0 | 0 | 0 | 0 | 0 | 0 | 0 | 0 | 0 | 0 | 0 | 0 | 0 | 0 | 0 | 0 | 0 | 0 | 0
F5_Industrial_OR - Industrial_New_Space Heating_Natural Gas_Furnace_E10 | F5 | Industrial | OR - Industrial | New | Space Heating | Natural Gas | Furnace | E10 | Utility - Cost of Operation | 0 | 0 | 0 | 0 | 0 | 0 | 0 | 0 | 0 | 0 | 0 | 0 | 0 | 0 | 0 | 0 | 0 | 0 | 0 | 0 | 0 | 0 | 0 | 0 | 0 | 0 | 0
F6_Industrial_OR - Industrial_New_Space Heating_Natural Gas_Furnace_E1 | F6 | Industrial | OR - Industrial | New | Space Heating | Natural Gas | Furnace | E1 | Utility - Value of Sales | 0 | 0 | 0 | 0 | 0 | 0 | 0 | 0 | 0 | 0 | 0 | 0 | 0 | 0 | 0 | 0 | 0 | 0 | 0 | 0 | 0 | 0 | 0 | 0 | 0 | 0 | 0
F6_Industrial_OR - Industrial_New_Space Heating_Natural Gas_Furnace_E2 | F6 | Industrial | OR - Industrial | New | Space Heating | Natural Gas | Furnace | E2 | Utility - Value of Sales | 0 | 0 | 0 | 0 | 0 | 0 | 0 | 0 | 0 | 0 | 0 | 0 | 0 | 0 | 0 | 0 | 0 | 0 | 0 | 0 | 0 | 0 | 0 | 0 | 0 | 0 | 0
F6_Industrial_OR - Industrial_New_Space Heating_Natural Gas_Furnace_E3 | F6 | Industrial | OR - Industrial | New | Space Heating | Natural Gas | Furnace | E3 | Utility - Value of Sales | 0 | 0 | 0 | 0 | 0 | 0 | 0 | 0 | 0 | 0 | 0 | 0 | 0 | 0 | 0 | 0 | 0 | 0 | 0 | 0 | 0 | 0 | 0 | 0 | 0 | 0 | 0
F6_Industrial_OR - Industrial_New_Space Heating_Natural Gas_Furnace_E4 | F6 | Industrial | OR - Industrial | New | Space Heating | Natural Gas | Furnace | E4 | Utility - Value of Sales | 0 | 0 | 0 | 0 | 0 | 0 | 0 | 0 | 0 | 0 | 0 | 0 | 0 | 0 | 0 | 0 | 0 | 0 | 0 | 0 | 0 | 0 | 0 | 0 | 0 | 0 | 0
F6_Industrial_OR - Industrial_New_Space Heating_Natural Gas_Furnace_E5 | F6 | Industrial | OR - Industrial | New | Space Heating | Natural Gas | Furnace | E5 | Utility - Value of Sales | 0 | 0 | 0 | 0 | 0 | 0 | 0 | 0 | 0 | 0 | 0 | 0 | 0 | 0 | 0 | 0 | 0 | 0 | 0 | 0 | 0 | 0 | 0 | 0 | 0 | 0 | 0
F6_Industrial_OR - Industrial_New_Space Heating_Natural Gas_Furnace_E6 | F6 | Industrial | OR - Industrial | New | Space Heating | Natural Gas | Furnace | E6 | Utility - Value of Sales | 0 | 0 | 0 | 0 | 0 | 0 | 0 | 0 | 0 | 0 | 0 | 0 | 0 | 0 | 0 | 0 | 0 | 0 | 0 | 0 | 0 | 0 | 0 | 0 | 0 | 0 | 0
F6_Industrial_OR - Industrial_New_Space Heating_Natural Gas_Furnace_E7 | F6 | Industrial | OR - Industrial | New | Space Heating | Natural Gas | Furnace | E7 | Utility - Value of Sales | 0 | 0 | 0 | 0 | 0 | 0 | 0 | 0 | 0 | 0 | 0 | 0 | 0 | 0 | 0 | 0 | 0 | 0 | 0 | 0 | 0 | 0 | 0 | 0 | 0 | 0 | 0
F6_Industrial_OR - Industrial_New_Space Heating_Natural Gas_Furnace_E8 | F6 | Industrial | OR - Industrial | New | Space Heating | Natural Gas | Furnace | E8 | Utility - Value of Sales | 0 | 0 | 0 | 0 | 0 | 0 | 0 | 0 | 0 | 0 | 0 | 0 | 0 | 0 | 0 | 0 | 0 | 0 | 0 | 0 | 0 | 0 | 0 | 0 | 0 | 0 | 0
F6_Industrial_OR - Industrial_New_Space Heating_Natural Gas_Furnace_E9 | F6 | Industrial | OR - Industrial | New | Space Heating | Natural Gas | Furnace | E9 | Utility - Value of Sales | 0 | 0 | 0 | 0 | 0 | 0 | 0 | 0 | 0 | 0 | 0 | 0 | 0 | 0 | 0 | 0 | 0 | 0 | 0 | 0 | 0 | 0 | 0 | 0 | 0 | 0 | 0
F6_Industrial_OR - Industrial_New_Space Heating_Natural Gas_Furnace_E10 | F6 | Industrial | OR - Industrial | New | Space Heating | Natural Gas | Furnace | E10 | Utility - Value of Sales | 0 | 0 | 0 | 0 | 0 | 0 | 0 | 0 | 0 | 0 | 0 | 0 | 0 | 0 | 0 | 0 | 0 | 0 | 0 | 0 | 0 | 0 | 0 | 0 | 0 | 0 | 0
F1_Industrial_OR - Industrial_New_Space Heating_Natural Gas_Boiler_E1 | F1 | Industrial | OR - Industrial | New | Space Heating | Natural Gas | Boiler | E1 | RVT - Cost of Equipment | 543.7979 | 543.7979 | 543.7979 | 543.7979 | 543.7979 | 543.7979 | 543.7979 | 543.7979 | 543.7979 | 543.7979 | 543.7979 | 543.7979 | 543.7979 | 543.7979 | 543.7979 | 543.7979 | 543.7979 | 543.7979 | 543.7979 | 543.7979 | 543.7979 | 543.7979 | 543.7979 | 543.7979 | 543.7979 | 543.7979 | 543.7979
F1_Industrial_OR - Industrial_New_Space Heating_Natural Gas_Boiler_E2 | F1 | Industrial | OR - Industrial | New | Space Heating | Natural Gas | Boiler | E2 | RVT - Cost of Equipment | 618.6823 | 618.6823 | 618.6823 | 618.6823 | 618.6823 | 618.6823 | 618.6823 | 618.6823 | 618.6823 | 618.6823 | 618.6823 | 618.6823 | 618.6823 | 618.6823 | 618.6823 | 618.6823 | 618.6823 | 618.6823 | 618.6823 | 618.6823 | 618.6823 | 618.6823 | 618.6823 | 618.6823 | 618.6823 | 618.6823 | 618.6823
F1_Industrial_OR - Industrial_New_Space Heating_Natural Gas_Boiler_E3 | F1 | Industrial | OR - Industrial | New | Space Heating | Natural Gas | Boiler | E3 | RVT - Cost of Equipment | 769.0767 | 769.0767 | 769.0767 | 769.0767 | 769.0767 | 769.0767 | 769.0767 | 769.0767 | 769.0767 | 769.0767 | 769.0767 | 769.0767 | 769.0767 | 769.0767 | 769.0767 | 769.0767 | 769.0767 | 769.0767 | 769.0767 | 769.0767 | 769.0767 | 769.0767 | 769.0767 | 769.0767 | 769.0767 | 769.0767 | 769.0767
F1_Industrial_OR - Industrial_New_Space Heating_Natural Gas_Boiler_E4 | F1 | Industrial | OR - Industrial | New | Space Heating | Natural Gas | Boiler | E4 | RVT - Cost of Equipment | 2868.3375 | 2868.3375 | 2868.3375 | 2868.3375 | 2868.3375 | 2868.3375 | 2868.3375 | 2868.3375 | 2868.3375 | 2868.3375 | 2868.3375 | 2868.3375 | 2868.3375 | 2868.3375 | 2868.3375 | 2868.3375 | 2868.3375 | 2868.3375 | 2868.3375 | 2868.3375 | 2868.3375 | 2868.3375 | 2868.3375 | 2868.3375 | 2868.3375 | 2868.3375 | 2868.3375
F1_Industrial_OR - Industrial_New_Space Heating_Natural Gas_Boiler_E5 | F1 | Industrial | OR - Industrial | New | Space Heating | Natural Gas | Boiler | E5 | RVT - Cost of Equipment | 0 | 0 | 0 | 0 | 0 | 0 | 0 | 0 | 0 | 0 | 0 | 0 | 0 | 0 | 0 | 0 | 0 | 0 | 0 | 0 | 0 | 0 | 0 | 0 | 0 | 0 | 0
F1_Industrial_OR - Industrial_New_Space Heating_Natural Gas_Boiler_E6 | F1 | Industrial | OR - Industrial | New | Space Heating | Natural Gas | Boiler | E6 | RVT - Cost of Equipment | 0 | 0 | 0 | 0 | 0 | 0 | 0 | 0 | 0 | 0 | 0 | 0 | 0 | 0 | 0 | 0 | 0 | 0 | 0 | 0 | 0 | 0 | 0 | 0 | 0 | 0 | 0
F1_Industrial_OR - Industrial_New_Space Heating_Natural Gas_Boiler_E7 | F1 | Industrial | OR - Industrial | New | Space Heating | Natural Gas | Boiler | E7 | RVT - Cost of Equipment | 0 | 0 | 0 | 0 | 0 | 0 | 0 | 0 | 0 | 0 | 0 | 0 | 0 | 0 | 0 | 0 | 0 | 0 | 0 | 0 | 0 | 0 | 0 | 0 | 0 | 0 | 0
F1_Industrial_OR - Industrial_New_Space Heating_Natural Gas_Boiler_E8 | F1 | Industrial | OR - Industrial | New | Space Heating | Natural Gas | Boiler | E8 | RVT - Cost of Equipment | 0 | 0 | 0 | 0 | 0 | 0 | 0 | 0 | 0 | 0 | 0 | 0 | 0 | 0 | 0 | 0 | 0 | 0 | 0 | 0 | 0 | 0 | 0 | 0 | 0 | 0 | 0
F1_Industrial_OR - Industrial_New_Space Heating_Natural Gas_Boiler_E9 | F1 | Industrial | OR - Industrial | New | Space Heating | Natural Gas | Boiler | E9 | RVT - Cost of Equipment | 0 | 0 | 0 | 0 | 0 | 0 | 0 | 0 | 0 | 0 | 0 | 0 | 0 | 0 | 0 | 0 | 0 | 0 | 0 | 0 | 0 | 0 | 0 | 0 | 0 | 0 | 0
F1_Industrial_OR - Industrial_New_Space Heating_Natural Gas_Boiler_E10 | F1 | Industrial | OR - Industrial | New | Space Heating | Natural Gas | Boiler | E10 | RVT - Cost of Equipment | 0 | 0 | 0 | 0 | 0 | 0 | 0 | 0 | 0 | 0 | 0 | 0 | 0 | 0 | 0 | 0 | 0 | 0 | 0 | 0 | 0 | 0 | 0 | 0 | 0 | 0 | 0
F2_Industrial_OR - Industrial_New_Space Heating_Natural Gas_Boiler_E1 | F2 | Industrial | OR - Industrial | New | Space Heating | Natural Gas | Boiler | E1 | RVT - Cost of Operation | 0 | 0 | 0 | 0 | 0 | 0 | 0 | 0 | 0 | 0 | 0 | 0 | 0 | 0 | 0 | 0 | 0 | 0 | 0 | 0 | 0 | 0 | 0 | 0 | 0 | 0 | 0
F2_Industrial_OR - Industrial_New_Space Heating_Natural Gas_Boiler_E2 | F2 | Industrial | OR - Industrial | New | Space Heating | Natural Gas | Boiler | E2 | RVT - Cost of Operation | 0 | 0 | 0 | 0 | 0 | 0 | 0 | 0 | 0 | 0 | 0 | 0 | 0 | 0 | 0 | 0 | 0 | 0 | 0 | 0 | 0 | 0 | 0 | 0 | 0 | 0 | 0
F2_Industrial_OR - Industrial_New_Space Heating_Natural Gas_Boiler_E3 | F2 | Industrial | OR - Industrial | New | Space Heating | Natural Gas | Boiler | E3 | RVT - Cost of Operation | 0 | 0 | 0 | 0 | 0 | 0 | 0 | 0 | 0 | 0 | 0 | 0 | 0 | 0 | 0 | 0 | 0 | 0 | 0 | 0 | 0 | 0 | 0 | 0 | 0 | 0 | 0
F2_Industrial_OR - Industrial_New_Space Heating_Natural Gas_Boiler_E4 | F2 | Industrial | OR - Industrial | New | Space Heating | Natural Gas | Boiler | E4 | RVT - Cost of Operation | 0 | 0 | 0 | 0 | 0 | 0 | 0 | 0 | 0 | 0 | 0 | 0 | 0 | 0 | 0 | 0 | 0 | 0 | 0 | 0 | 0 | 0 | 0 | 0 | 0 | 0 | 0
F2_Industrial_OR - Industrial_New_Space Heating_Natural Gas_Boiler_E5 | F2 | Industrial | OR - Industrial | New | Space Heating | Natural Gas | Boiler | E5 | RVT - Cost of Operation | 0 | 0 | 0 | 0 | 0 | 0 | 0 | 0 | 0 | 0 | 0 | 0 | 0 | 0 | 0 | 0 | 0 | 0 | 0 | 0 | 0 | 0 | 0 | 0 | 0 | 0 | 0
F2_Industrial_OR - Industrial_New_Space Heating_Natural Gas_Boiler_E6 | F2 | Industrial | OR - Industrial | New | Space Heating | Natural Gas | Boiler | E6 | RVT - Cost of Operation | 0 | 0 | 0 | 0 | 0 | 0 | 0 | 0 | 0 | 0 | 0 | 0 | 0 | 0 | 0 | 0 | 0 | 0 | 0 | 0 | 0 | 0 | 0 | 0 | 0 | 0 | 0
F2_Industrial_OR - Industrial_New_Space Heating_Natural Gas_Boiler_E7 | F2 | Industrial | OR - Industrial | New | Space Heating | Natural Gas | Boiler | E7 | RVT - Cost of Operation | 0 | 0 | 0 | 0 | 0 | 0 | 0 | 0 | 0 | 0 | 0 | 0 | 0 | 0 | 0 | 0 | 0 | 0 | 0 | 0 | 0 | 0 | 0 | 0 | 0 | 0 | 0
F2_Industrial_OR - Industrial_New_Space Heating_Natural Gas_Boiler_E8 | F2 | Industrial | OR - Industrial | New | Space Heating | Natural Gas | Boiler | E8 | RVT - Cost of Operation | 0 | 0 | 0 | 0 | 0 | 0 | 0 | 0 | 0 | 0 | 0 | 0 | 0 | 0 | 0 | 0 | 0 | 0 | 0 | 0 | 0 | 0 | 0 | 0 | 0 | 0 | 0
F2_Industrial_OR - Industrial_New_Space Heating_Natural Gas_Boiler_E9 | F2 | Industrial | OR - Industrial | New | Space Heating | Natural Gas | Boiler | E9 | RVT - Cost of Operation | 0 | 0 | 0 | 0 | 0 | 0 | 0 | 0 | 0 | 0 | 0 | 0 | 0 | 0 | 0 | 0 | 0 | 0 | 0 | 0 | 0 | 0 | 0 | 0 | 0 | 0 | 0
F2_Industrial_OR - Industrial_New_Space Heating_Natural Gas_Boiler_E10 | F2 | Industrial | OR - Industrial | New | Space Heating | Natural Gas | Boiler | E10 | RVT - Cost of Operation | 0 | 0 | 0 | 0 | 0 | 0 | 0 | 0 | 0 | 0 | 0 | 0 | 0 | 0 | 0 | 0 | 0 | 0 | 0 | 0 | 0 | 0 | 0 | 0 | 0 | 0 | 0
F3_Industrial_OR - Industrial_New_Space Heating_Natural Gas_Boiler_E1 | F3 | Industrial | OR - Industrial | New | Space Heating | Natural Gas | Boiler | E1 | System - kBTUs of Consumption | 113278.8888 | 113582.5419 | 113564.8585 | 113564.8585 | 113564.8585 | 113564.8585 | 113564.8585 | 113564.8585 | 113564.8585 | 113564.8585 | 113564.8585 | 113564.8585 | 113564.8585 | 113564.8585 | 113564.8585 | 113564.8585 | 113564.8585 | 113564.8585 | 113564.8585 | 113564.8585 | 113564.8585 | 113564.8585 | 113564.8585 | 113564.8585 | 113564.8585 | 113564.8585 | 113564.8585
F3_Industrial_OR - Industrial_New_Space Heating_Natural Gas_Boiler_E2 | F3 | Industrial | OR - Industrial | New | Space Heating | Natural Gas | Boiler | E2 | System - kBTUs of Consumption | 106614.9069 | 106900.6967 | 106884.0536 | 106884.0536 | 106884.0536 | 106884.0536 | 106884.0536 | 106884.0536 | 106884.0536 | 106884.0536 | 106884.0536 | 106884.0536 | 106884.0536 | 106884.0536 | 106884.0536 | 106884.0536 | 106884.0536 | 106884.0536 | 106884.0536 | 106884.0536 | 106884.0536 | 106884.0536 | 106884.0536 | 106884.0536 | 106884.0536 | 106884.0536 | 106884.0536
F3_Industrial_OR - Industrial_New_Space Heating_Natural Gas_Boiler_E3 | F3 | Industrial | OR - Industrial | New | Space Heating | Natural Gas | Boiler | E3 | System - kBTUs of Consumption | 93427.7935 | 93678.2342 | 93663.6496 | 93663.6496 | 93663.6496 | 93663.6496 | 93663.6496 | 93663.6496 | 93663.6496 | 93663.6496 | 93663.6496 | 93663.6496 | 93663.6496 | 93663.6496 | 93663.6496 | 93663.6496 | 93663.6496 | 93663.6496 | 93663.6496 | 93663.6496 | 93663.6496 | 93663.6496 | 93663.6496 | 93663.6496 | 93663.6496 | 93663.6496 | 93663.6496
F3_Industrial_OR - Industrial_New_Space Heating_Natural Gas_Boiler_E4 | F3 | Industrial | OR - Industrial | New | Space Heating | Natural Gas | Boiler | E4 | System - kBTUs of Consumption | 64621.8527 | 64911.0462 | 64894.2049 | 64894.2049 | 64894.2049 | 64894.2049 | 64894.2049 | 64894.2049 | 64894.2049 | 64894.2049 | 64894.2049 | 64894.2049 | 64894.2049 | 64894.2049 | 64894.2049 | 64894.2049 | 64894.2049 | 64894.2049 | 64894.2049 | 64894.2049 | 64894.2049 | 64894.2049 | 64894.2049 | 64894.2049 | 64894.2049 | 64894.2049 | 64894.2049
F3_Industrial_OR - Industrial_New_Space Heating_Natural Gas_Boiler_E5 | F3 | Industrial | OR - Industrial | New | Space Heating | Natural Gas | Boiler | E5 | System - kBTUs of Consumption | 0 | 0 | 0 | 0 | 0 | 0 | 0 | 0 | 0 | 0 | 0 | 0 | 0 | 0 | 0 | 0 | 0 | 0 | 0 | 0 | 0 | 0 | 0 | 0 | 0 | 0 | 0
F3_Industrial_OR - Industrial_New_Space Heating_Natural Gas_Boiler_E6 | F3 | Industrial | OR - Industrial | New | Space Heating | Natural Gas | Boiler | E6 | System - kBTUs of Consumption | 0 | 0 | 0 | 0 | 0 | 0 | 0 | 0 | 0 | 0 | 0 | 0 | 0 | 0 | 0 | 0 | 0 | 0 | 0 | 0 | 0 | 0 | 0 | 0 | 0 | 0 | 0
F3_Industrial_OR - Industrial_New_Space Heating_Natural Gas_Boiler_E7 | F3 | Industrial | OR - Industrial | New | Space Heating | Natural Gas | Boiler | E7 | System - kBTUs of Consumption | 0 | 0 | 0 | 0 | 0 | 0 | 0 | 0 | 0 | 0 | 0 | 0 | 0 | 0 | 0 | 0 | 0 | 0 | 0 | 0 | 0 | 0 | 0 | 0 | 0 | 0 | 0
F3_Industrial_OR - Industrial_New_Space Heating_Natural Gas_Boiler_E8 | F3 | Industrial | OR - Industrial | New | Space Heating | Natural Gas | Boiler | E8 | System - kBTUs of Consumption | 0 | 0 | 0 | 0 | 0 | 0 | 0 | 0 | 0 | 0 | 0 | 0 | 0 | 0 | 0 | 0 | 0 | 0 | 0 | 0 | 0 | 0 | 0 | 0 | 0 | 0 | 0
F3_Industrial_OR - Industrial_New_Space Heating_Natural Gas_Boiler_E9 | F3 | Industrial | OR - Industrial | New | Space Heating | Natural Gas | Boiler | E9 | System - kBTUs of Consumption | 0 | 0 | 0 | 0 | 0 | 0 | 0 | 0 | 0 | 0 | 0 | 0 | 0 | 0 | 0 | 0 | 0 | 0 | 0 | 0 | 0 | 0 | 0 | 0 | 0 | 0 | 0
F3_Industrial_OR - Industrial_New_Space Heating_Natural Gas_Boiler_E10 | F3 | Industrial | OR - Industrial | New | Space Heating | Natural Gas | Boiler | E10 | System - kBTUs of Consumption | 0 | 0 | 0 | 0 | 0 | 0 | 0 | 0 | 0 | 0 | 0 | 0 | 0 | 0 | 0 | 0 | 0 | 0 | 0 | 0 | 0 | 0 | 0 | 0 | 0 | 0 | 0
F4_Industrial_OR - Industrial_New_Space Heating_Natural Gas_Boiler_E1 | F4 | Industrial | OR - Industrial | New | Space Heating | Natural Gas | Boiler | E1 | Utility - Cost of Equipment | 543.7979 | 543.7979 | 543.7979 | 543.7979 | 543.7979 | 543.7979 | 543.7979 | 543.7979 | 543.7979 | 543.7979 | 543.7979 | 543.7979 | 543.7979 | 543.7979 | 543.7979 | 543.7979 | 543.7979 | 543.7979 | 543.7979 | 543.7979 | 543.7979 | 543.7979 | 543.7979 | 543.7979 | 543.7979 | 543.7979 | 543.7979
F4_Industrial_OR - Industrial_New_Space Heating_Natural Gas_Boiler_E2 | F4 | Industrial | OR - Industrial | New | Space Heating | Natural Gas | Boiler | E2 | Utility - Cost of Equipment | 618.6823 | 618.6823 | 618.6823 | 618.6823 | 618.6823 | 618.6823 | 618.6823 | 618.6823 | 618.6823 | 618.6823 | 618.6823 | 618.6823 | 618.6823 | 618.6823 | 618.6823 | 618.6823 | 618.6823 | 618.6823 | 618.6823 | 618.6823 | 618.6823 | 618.6823 | 618.6823 | 618.6823 | 618.6823 | 618.6823 | 618.6823
F4_Industrial_OR - Industrial_New_Space Heating_Natural Gas_Boiler_E3 | F4 | Industrial | OR - Industrial | New | Space Heating | Natural Gas | Boiler | E3 | Utility - Cost of Equipment | 769.0767 | 769.0767 | 769.0767 | 769.0767 | 769.0767 | 769.0767 | 769.0767 | 769.0767 | 769.0767 | 769.0767 | 769.0767 | 769.0767 | 769.0767 | 769.0767 | 769.0767 | 769.0767 | 769.0767 | 769.0767 | 769.0767 | 769.0767 | 769.0767 | 769.0767 | 769.0767 | 769.0767 | 769.0767 | 769.0767 | 769.0767
F4_Industrial_OR - Industrial_New_Space Heating_Natural Gas_Boiler_E4 | F4 | Industrial | OR - Industrial | New | Space Heating | Natural Gas | Boiler | E4 | Utility - Cost of Equipment | 2868.3375 | 2868.3375 | 2868.3375 | 2868.3375 | 2868.3375 | 2868.3375 | 2868.3375 | 2868.3375 | 2868.3375 | 2868.3375 | 2868.3375 | 2868.3375 | 2868.3375 | 2868.3375 | 2868.3375 | 2868.3375 | 2868.3375 | 2868.3375 | 2868.3375 | 2868.3375 | 2868.3375 | 2868.3375 | 2868.3375 | 2868.3375 | 2868.3375 | 2868.3375 | 2868.3375
F4_Industrial_OR - Industrial_New_Space Heating_Natural Gas_Boiler_E5 | F4 | Industrial | OR - Industrial | New | Space Heating | Natural Gas | Boiler | E5 | Utility - Cost of Equipment | 0 | 0 | 0 | 0 | 0 | 0 | 0 | 0 | 0 | 0 | 0 | 0 | 0 | 0 | 0 | 0 | 0 | 0 | 0 | 0 | 0 | 0 | 0 | 0 | 0 | 0 | 0
F4_Industrial_OR - Industrial_New_Space Heating_Natural Gas_Boiler_E6 | F4 | Industrial | OR - Industrial | New | Space Heating | Natural Gas | Boiler | E6 | Utility - Cost of Equipment | 0 | 0 | 0 | 0 | 0 | 0 | 0 | 0 | 0 | 0 | 0 | 0 | 0 | 0 | 0 | 0 | 0 | 0 | 0 | 0 | 0 | 0 | 0 | 0 | 0 | 0 | 0
F4_Industrial_OR - Industrial_New_Space Heating_Natural Gas_Boiler_E7 | F4 | Industrial | OR - Industrial | New | Space Heating | Natural Gas | Boiler | E7 | Utility - Cost of Equipment | 0 | 0 | 0 | 0 | 0 | 0 | 0 | 0 | 0 | 0 | 0 | 0 | 0 | 0 | 0 | 0 | 0 | 0 | 0 | 0 | 0 | 0 | 0 | 0 | 0 | 0 | 0
F4_Industrial_OR - Industrial_New_Space Heating_Natural Gas_Boiler_E8 | F4 | Industrial | OR - Industrial | New | Space Heating | Natural Gas | Boiler | E8 | Utility - Cost of Equipment | 0 | 0 | 0 | 0 | 0 | 0 | 0 | 0 | 0 | 0 | 0 | 0 | 0 | 0 | 0 | 0 | 0 | 0 | 0 | 0 | 0 | 0 | 0 | 0 | 0 | 0 | 0
F4_Industrial_OR - Industrial_New_Space Heating_Natural Gas_Boiler_E9 | F4 | Industrial | OR - Industrial | New | Space Heating | Natural Gas | Boiler | E9 | Utility - Cost of Equipment | 0 | 0 | 0 | 0 | 0 | 0 | 0 | 0 | 0 | 0 | 0 | 0 | 0 | 0 | 0 | 0 | 0 | 0 | 0 | 0 | 0 | 0 | 0 | 0 | 0 | 0 | 0
F4_Industrial_OR - Industrial_New_Space Heating_Natural Gas_Boiler_E10 | F4 | Industrial | OR - Industrial | New | Space Heating | Natural Gas | Boiler | E10 | Utility - Cost of Equipment | 0 | 0 | 0 | 0 | 0 | 0 | 0 | 0 | 0 | 0 | 0 | 0 | 0 | 0 | 0 | 0 | 0 | 0 | 0 | 0 | 0 | 0 | 0 | 0 | 0 | 0 | 0
F5_Industrial_OR - Industrial_New_Space Heating_Natural Gas_Boiler_E1 | F5 | Industrial | OR - Industrial | New | Space Heating | Natural Gas | Boiler | E1 | Utility - Cost of Operation | 1661.2177 | 1770.4875 | 1893.6506 | 1933.5203 | 1960.6697 | 1975.6416 | 1985.5111 | 1991.8309 | 1994.5455 | 1994.774 | 1995.2854 | 1996.4143 | 1997.9598 | 2000.3992 | 2003.0411 | 2006.4393 | 2010.9175 | 2015.9032 | 2021.4118 | 2027.6613 | 2034.4748 | 2041.985 | 2050.1362 | 2059.5241 | 2069.6198 | 2079.765 | 2089.96
F5_Industrial_OR - Industrial_New_Space Heating_Natural Gas_Boiler_E2 | F5 | Industrial | OR - Industrial | New | Space Heating | Natural Gas | Boiler | E2 | Utility - Cost of Operation | 1563.4914 | 1666.3331 | 1782.2507 | 1819.775 | 1845.3272 | 1859.4183 | 1868.7072 | 1874.6552 | 1877.2101 | 1877.4253 | 1877.9065 | 1878.9691 | 1880.4236 | 1882.7195 | 1885.206 | 1888.4043 | 1892.6191 | 1897.3115 | 1902.496 | 1908.3779 | 1914.7905 | 1921.8589 | 1929.5306 | 1938.3662 | 1947.868 | 1957.4164 | 1967.0116
F5_Industrial_OR - Industrial_New_Space Heating_Natural Gas_Boiler_E3 | F5 | Industrial | OR - Industrial | New | Space Heating | Natural Gas | Boiler | E3 | Utility - Cost of Operation | 1370.1044 | 1460.2257 | 1561.8055 | 1594.6884 | 1617.0802 | 1629.4283 | 1637.5683 | 1642.7806 | 1645.0195 | 1645.208 | 1645.6297 | 1646.5609 | 1647.8355 | 1649.8474 | 1652.0263 | 1654.8291 | 1658.5225 | 1662.6345 | 1667.1778 | 1672.3321 | 1677.9516 | 1684.1457 | 1690.8685 | 1698.6113 | 1706.9378 | 1715.3051 | 1723.7135
F5_Industrial_OR - Industrial_New_Space Heating_Natural Gas_Boiler_E4 | F5 | Industrial | OR - Industrial | New | Space Heating | Natural Gas | Boiler | E4 | Utility - Cost of Operation | 888.4838 | 968.5313 | 1058.6328 | 1087.5309 | 1106.9375 | 1117.2325 | 1123.6149 | 1127.2492 | 1128.1016 | 1127.0009 | 1125.9929 | 1125.3346 | 1124.8956 | 1125.0421 | 1125.3063 | 1126.1167 | 1127.7104 | 1129.6678 | 1132.0001 | 1134.867 | 1138.139 | 1141.9131 | 1146.1485 | 1151.2819 | 1156.9254 | 1162.5966 | 1168.2956
F5_Industrial_OR - Industrial_New_Space Heating_Natural Gas_Boiler_E5 | F5 | Industrial | OR - Industrial | New | Space Heating | Natural Gas | Boiler | E5 | Utility - Cost of Operation | 0 | 0 | 0 | 0 | 0 | 0 | 0 | 0 | 0 | 0 | 0 | 0 | 0 | 0 | 0 | 0 | 0 | 0 | 0 | 0 | 0 | 0 | 0 | 0 | 0 | 0 | 0
F5_Industrial_OR - Industrial_New_Space Heating_Natural Gas_Boiler_E6 | F5 | Industrial | OR - Industrial | New | Space Heating | Natural Gas | Boiler | E6 | Utility - Cost of Operation | 0 | 0 | 0 | 0 | 0 | 0 | 0 | 0 | 0 | 0 | 0 | 0 | 0 | 0 | 0 | 0 | 0 | 0 | 0 | 0 | 0 | 0 | 0 | 0 | 0 | 0 | 0
F5_Industrial_OR - Industrial_New_Space Heating_Natural Gas_Boiler_E7 | F5 | Industrial | OR - Industrial | New | Space Heating | Natural Gas | Boiler | E7 | Utility - Cost of Operation | 0 | 0 | 0 | 0 | 0 | 0 | 0 | 0 | 0 | 0 | 0 | 0 | 0 | 0 | 0 | 0 | 0 | 0 | 0 | 0 | 0 | 0 | 0 | 0 | 0 | 0 | 0
F5_Industrial_OR - Industrial_New_Space Heating_Natural Gas_Boiler_E8 | F5 | Industrial | OR - Industrial | New | Space Heating | Natural Gas | Boiler | E8 | Utility - Cost of Operation | 0 | 0 | 0 | 0 | 0 | 0 | 0 | 0 | 0 | 0 | 0 | 0 | 0 | 0 | 0 | 0 | 0 | 0 | 0 | 0 | 0 | 0 | 0 | 0 | 0 | 0 | 0
F5_Industrial_OR - Industrial_New_Space Heating_Natural Gas_Boiler_E9 | F5 | Industrial | OR - Industrial | New | Space Heating | Natural Gas | Boiler | E9 | Utility - Cost of Operation | 0 | 0 | 0 | 0 | 0 | 0 | 0 | 0 | 0 | 0 | 0 | 0 | 0 | 0 | 0 | 0 | 0 | 0 | 0 | 0 | 0 | 0 | 0 | 0 | 0 | 0 | 0
F5_Industrial_OR - Industrial_New_Space Heating_Natural Gas_Boiler_E10 | F5 | Industrial | OR - Industrial | New | Space Heating | Natural Gas | Boiler | E10 | Utility - Cost of Operation | 0 | 0 | 0 | 0 | 0 | 0 | 0 | 0 | 0 | 0 | 0 | 0 | 0 | 0 | 0 | 0 | 0 | 0 | 0 | 0 | 0 | 0 | 0 | 0 | 0 | 0 | 0
F6_Industrial_OR - Industrial_New_Space Heating_Natural Gas_Boiler_E1 | F6 | Industrial | OR - Industrial | New | Space Heating | Natural Gas | Boiler | E1 | Utility - Value of Sales | 0 | 0 | 0 | 0 | 0 | 0 | 0 | 0 | 0 | 0 | 0 | 0 | 0 | 0 | 0 | 0 | 0 | 0 | 0 | 0 | 0 | 0 | 0 | 0 | 0 | 0 | 0
F6_Industrial_OR - Industrial_New_Space Heating_Natural Gas_Boiler_E2 | F6 | Industrial | OR - Industrial | New | Space Heating | Natural Gas | Boiler | E2 | Utility - Value of Sales | 0 | 0 | 0 | 0 | 0 | 0 | 0 | 0 | 0 | 0 | 0 | 0 | 0 | 0 | 0 | 0 | 0 | 0 | 0 | 0 | 0 | 0 | 0 | 0 | 0 | 0 | 0
F6_Industrial_OR - Industrial_New_Space Heating_Natural Gas_Boiler_E3 | F6 | Industrial | OR - Industrial | New | Space Heating | Natural Gas | Boiler | E3 | Utility - Value of Sales | 0 | 0 | 0 | 0 | 0 | 0 | 0 | 0 | 0 | 0 | 0 | 0 | 0 | 0 | 0 | 0 | 0 | 0 | 0 | 0 | 0 | 0 | 0 | 0 | 0 | 0 | 0
F6_Industrial_OR - Industrial_New_Space Heating_Natural Gas_Boiler_E4 | F6 | Industrial | OR - Industrial | New | Space Heating | Natural Gas | Boiler | E4 | Utility - Value of Sales | 0 | 0 | 0 | 0 | 0 | 0 | 0 | 0 | 0 | 0 | 0 | 0 | 0 | 0 | 0 | 0 | 0 | 0 | 0 | 0 | 0 | 0 | 0 | 0 | 0 | 0 | 0
F6_Industrial_OR - Industrial_New_Space Heating_Natural Gas_Boiler_E5 | F6 | Industrial | OR - Industrial | New | Space Heating | Natural Gas | Boiler | E5 | Utility - Value of Sales | 0 | 0 | 0 | 0 | 0 | 0 | 0 | 0 | 0 | 0 | 0 | 0 | 0 | 0 | 0 | 0 | 0 | 0 | 0 | 0 | 0 | 0 | 0 | 0 | 0 | 0 | 0
F6_Industrial_OR - Industrial_New_Space Heating_Natural Gas_Boiler_E6 | F6 | Industrial | OR - Industrial | New | Space Heating | Natural Gas | Boiler | E6 | Utility - Value of Sales | 0 | 0 | 0 | 0 | 0 | 0 | 0 | 0 | 0 | 0 | 0 | 0 | 0 | 0 | 0 | 0 | 0 | 0 | 0 | 0 | 0 | 0 | 0 | 0 | 0 | 0 | 0
F6_Industrial_OR - Industrial_New_Space Heating_Natural Gas_Boiler_E7 | F6 | Industrial | OR - Industrial | New | Space Heating | Natural Gas | Boiler | E7 | Utility - Value of Sales | 0 | 0 | 0 | 0 | 0 | 0 | 0 | 0 | 0 | 0 | 0 | 0 | 0 | 0 | 0 | 0 | 0 | 0 | 0 | 0 | 0 | 0 | 0 | 0 | 0 | 0 | 0
F6_Industrial_OR - Industrial_New_Space Heating_Natural Gas_Boiler_E8 | F6 | Industrial | OR - Industrial | New | Space Heating | Natural Gas | Boiler | E8 | Utility - Value of Sales | 0 | 0 | 0 | 0 | 0 | 0 | 0 | 0 | 0 | 0 | 0 | 0 | 0 | 0 | 0 | 0 | 0 | 0 | 0 | 0 | 0 | 0 | 0 | 0 | 0 | 0 | 0
F6_Industrial_OR - Industrial_New_Space Heating_Natural Gas_Boiler_E9 | F6 | Industrial | OR - Industrial | New | Space Heating | Natural Gas | Boiler | E9 | Utility - Value of Sales | 0 | 0 | 0 | 0 | 0 | 0 | 0 | 0 | 0 | 0 | 0 | 0 | 0 | 0 | 0 | 0 | 0 | 0 | 0 | 0 | 0 | 0 | 0 | 0 | 0 | 0 | 0
F6_Industrial_OR - Industrial_New_Space Heating_Natural Gas_Boiler_E10 | F6 | Industrial | OR - Industrial | New | Space Heating | Natural Gas | Boiler | E10 | Utility - Value of Sales | 0 | 0 | 0 | 0 | 0 | 0 | 0 | 0 | 0 | 0 | 0 | 0 | 0 | 0 | 0 | 0 | 0 | 0 | 0 | 0 | 0 | 0 | 0 | 0 | 0 | 0 | 0
F1_Industrial_OR - Industrial_New_Space Heating_Natural Gas_Unit Heater_E1 | F1 | Industrial | OR - Industrial | New | Space Heating | Natural Gas | Unit Heater | E1 | RVT - Cost of Equipment | 9.9553 | 9.9553 | 9.9553 | 9.9553 | 9.9553 | 9.9553 | 9.9553 | 9.9553 | 9.9553 | 9.9553 | 9.9553 | 9.9553 | 9.9553 | 9.9553 | 9.9553 | 9.9553 | 9.9553 | 9.9553 | 9.9553 | 9.9553 | 9.9553 | 9.9553 | 9.9553 | 9.9553 | 9.9553 | 9.9553 | 9.9553
F1_Industrial_OR - Industrial_New_Space Heating_Natural Gas_Unit Heater_E2 | F1 | Industrial | OR - Industrial | New | Space Heating | Natural Gas | Unit Heater | E2 | RVT - Cost of Equipment | 11.8706 | 11.8706 | 11.8706 | 11.8706 | 11.8706 | 11.8706 | 11.8706 | 11.8706 | 11.8706 | 11.8706 | 11.8706 | 11.8706 | 11.8706 | 11.8706 | 11.8706 | 11.8706 | 11.8706 | 11.8706 | 11.8706 | 11.8706 | 11.8706 | 11.8706 | 11.8706 | 11.8706 | 11.8706 | 11.8706 | 11.8706
F1_Industrial_OR - Industrial_New_Space Heating_Natural Gas_Unit Heater_E3 | F1 | Industrial | OR - Industrial | New | Space Heating | Natural Gas | Unit Heater | E3 | RVT - Cost of Equipment | 13.0132 | 13.0132 | 13.0132 | 13.0132 | 13.0132 | 13.0132 | 13.0132 | 13.0132 | 13.0132 | 13.0132 | 13.0132 | 13.0132 | 13.0132 | 13.0132 | 13.0132 | 13.0132 | 13.0132 | 13.0132 | 13.0132 | 13.0132 | 13.0132 | 13.0132 | 13.0132 | 13.0132 | 13.0132 | 13.0132 | 13.0132
F1_Industrial_OR - Industrial_New_Space Heating_Natural Gas_Unit Heater_E4 | F1 | Industrial | OR - Industrial | New | Space Heating | Natural Gas | Unit Heater | E4 | RVT - Cost of Equipment | 0 | 0 | 0 | 0 | 0 | 0 | 0 | 0 | 0 | 0 | 0 | 0 | 0 | 0 | 0 | 0 | 0 | 0 | 0 | 0 | 0 | 0 | 0 | 0 | 0 | 0 | 0
F1_Industrial_OR - Industrial_New_Space Heating_Natural Gas_Unit Heater_E5 | F1 | Industrial | OR - Industrial | New | Space Heating | Natural Gas | Unit Heater | E5 | RVT - Cost of Equipment | 0 | 0 | 0 | 0 | 0 | 0 | 0 | 0 | 0 | 0 | 0 | 0 | 0 | 0 | 0 | 0 | 0 | 0 | 0 | 0 | 0 | 0 | 0 | 0 | 0 | 0 | 0
F1_Industrial_OR - Industrial_New_Space Heating_Natural Gas_Unit Heater_E6 | F1 | Industrial | OR - Industrial | New | Space Heating | Natural Gas | Unit Heater | E6 | RVT - Cost of Equipment | 0 | 0 | 0 | 0 | 0 | 0 | 0 | 0 | 0 | 0 | 0 | 0 | 0 | 0 | 0 | 0 | 0 | 0 | 0 | 0 | 0 | 0 | 0 | 0 | 0 | 0 | 0
F1_Industrial_OR - Industrial_New_Space Heating_Natural Gas_Unit Heater_E7 | F1 | Industrial | OR - Industrial | New | Space Heating | Natural Gas | Unit Heater | E7 | RVT - Cost of Equipment | 0 | 0 | 0 | 0 | 0 | 0 | 0 | 0 | 0 | 0 | 0 | 0 | 0 | 0 | 0 | 0 | 0 | 0 | 0 | 0 | 0 | 0 | 0 | 0 | 0 | 0 | 0
F1_Industrial_OR - Industrial_New_Space Heating_Natural Gas_Unit Heater_E8 | F1 | Industrial | OR - Industrial | New | Space Heating | Natural Gas | Unit Heater | E8 | RVT - Cost of Equipment | 0 | 0 | 0 | 0 | 0 | 0 | 0 | 0 | 0 | 0 | 0 | 0 | 0 | 0 | 0 | 0 | 0 | 0 | 0 | 0 | 0 | 0 | 0 | 0 | 0 | 0 | 0
F1_Industrial_OR - Industrial_New_Space Heating_Natural Gas_Unit Heater_E9 | F1 | Industrial | OR - Industrial | New | Space Heating | Natural Gas | Unit Heater | E9 | RVT - Cost of Equipment | 0 | 0 | 0 | 0 | 0 | 0 | 0 | 0 | 0 | 0 | 0 | 0 | 0 | 0 | 0 | 0 | 0 | 0 | 0 | 0 | 0 | 0 | 0 | 0 | 0 | 0 | 0
F1_Industrial_OR - Industrial_New_Space Heating_Natural Gas_Unit Heater_E10 | F1 | Industrial | OR - Industrial | New | Space Heating | Natural Gas | Unit Heater | E10 | RVT - Cost of Equipment | 0 | 0 | 0 | 0 | 0 | 0 | 0 | 0 | 0 | 0 | 0 | 0 | 0 | 0 | 0 | 0 | 0 | 0 | 0 | 0 | 0 | 0 | 0 | 0 | 0 | 0 | 0
F2_Industrial_OR - Industrial_New_Space Heating_Natural Gas_Unit Heater_E1 | F2 | Industrial | OR - Industrial | New | Space Heating | Natural Gas | Unit Heater | E1 | RVT - Cost of Operation | 0 | 0 | 0 | 0 | 0 | 0 | 0 | 0 | 0 | 0 | 0 | 0 | 0 | 0 | 0 | 0 | 0 | 0 | 0 | 0 | 0 | 0 | 0 | 0 | 0 | 0 | 0
F2_Industrial_OR - Industrial_New_Space Heating_Natural Gas_Unit Heater_E2 | F2 | Industrial | OR - Industrial | New | Space Heating | Natural Gas | Unit Heater | E2 | RVT - Cost of Operation | 0 | 0 | 0 | 0 | 0 | 0 | 0 | 0 | 0 | 0 | 0 | 0 | 0 | 0 | 0 | 0 | 0 | 0 | 0 | 0 | 0 | 0 | 0 | 0 | 0 | 0 | 0
F2_Industrial_OR - Industrial_New_Space Heating_Natural Gas_Unit Heater_E3 | F2 | Industrial | OR - Industrial | New | Space Heating | Natural Gas | Unit Heater | E3 | RVT - Cost of Operation | 0 | 0 | 0 | 0 | 0 | 0 | 0 | 0 | 0 | 0 | 0 | 0 | 0 | 0 | 0 | 0 | 0 | 0 | 0 | 0 | 0 | 0 | 0 | 0 | 0 | 0 | 0
F2_Industrial_OR - Industrial_New_Space Heating_Natural Gas_Unit Heater_E4 | F2 | Industrial | OR - Industrial | New | Space Heating | Natural Gas | Unit Heater | E4 | RVT - Cost of Operation | 0 | 0 | 0 | 0 | 0 | 0 | 0 | 0 | 0 | 0 | 0 | 0 | 0 | 0 | 0 | 0 | 0 | 0 | 0 | 0 | 0 | 0 | 0 | 0 | 0 | 0 | 0
F2_Industrial_OR - Industrial_New_Space Heating_Natural Gas_Unit Heater_E5 | F2 | Industrial | OR - Industrial | New | Space Heating | Natural Gas | Unit Heater | E5 | RVT - Cost of Operation | 0 | 0 | 0 | 0 | 0 | 0 | 0 | 0 | 0 | 0 | 0 | 0 | 0 | 0 | 0 | 0 | 0 | 0 | 0 | 0 | 0 | 0 | 0 | 0 | 0 | 0 | 0
F2_Industrial_OR - Industrial_New_Space Heating_Natural Gas_Unit Heater_E6 | F2 | Industrial | OR - Industrial | New | Space Heating | Natural Gas | Unit Heater | E6 | RVT - Cost of Operation | 0 | 0 | 0 | 0 | 0 | 0 | 0 | 0 | 0 | 0 | 0 | 0 | 0 | 0 | 0 | 0 | 0 | 0 | 0 | 0 | 0 | 0 | 0 | 0 | 0 | 0 | 0
F2_Industrial_OR - Industrial_New_Space Heating_Natural Gas_Unit Heater_E7 | F2 | Industrial | OR - Industrial | New | Space Heating | Natural Gas | Unit Heater | E7 | RVT - Cost of Operation | 0 | 0 | 0 | 0 | 0 | 0 | 0 | 0 | 0 | 0 | 0 | 0 | 0 | 0 | 0 | 0 | 0 | 0 | 0 | 0 | 0 | 0 | 0 | 0 | 0 | 0 | 0
F2_Industrial_OR - Industrial_New_Space Heating_Natural Gas_Unit Heater_E8 | F2 | Industrial | OR - Industrial | New | Space Heating | Natural Gas | Unit Heater | E8 | RVT - Cost of Operation | 0 | 0 | 0 | 0 | 0 | 0 | 0 | 0 | 0 | 0 | 0 | 0 | 0 | 0 | 0 | 0 | 0 | 0 | 0 | 0 | 0 | 0 | 0 | 0 | 0 | 0 | 0
F2_Industrial_OR - Industrial_New_Space Heating_Natural Gas_Unit Heater_E9 | F2 | Industrial | OR - Industrial | New | Space Heating | Natural Gas | Unit Heater | E9 | RVT - Cost of Operation | 0 | 0 | 0 | 0 | 0 | 0 | 0 | 0 | 0 | 0 | 0 | 0 | 0 | 0 | 0 | 0 | 0 | 0 | 0 | 0 | 0 | 0 | 0 | 0 | 0 | 0 | 0
F2_Industrial_OR - Industrial_New_Space Heating_Natural Gas_Unit Heater_E10 | F2 | Industrial | OR - Industrial | New | Space Heating | Natural Gas | Unit Heater | E10 | RVT - Cost of Operation | 0 | 0 | 0 | 0 | 0 | 0 | 0 | 0 | 0 | 0 | 0 | 0 | 0 | 0 | 0 | 0 | 0 | 0 | 0 | 0 | 0 | 0 | 0 | 0 | 0 | 0 | 0
F3_Industrial_OR - Industrial_New_Space Heating_Natural Gas_Unit Heater_E1 | F3 | Industrial | OR - Industrial | New | Space Heating | Natural Gas | Unit Heater | E1 | System - kBTUs of Consumption | 133001.0492 | 133446.9807 | 133421.0116 | 133421.0116 | 133421.0116 | 133421.0116 | 133421.0116 | 133421.0116 | 133421.0116 | 133421.0116 | 133421.0116 | 133421.0116 | 133421.0116 | 133421.0116 | 133421.0116 | 133421.0116 | 133421.0116 | 133421.0116 | 133421.0116 | 133421.0116 | 133421.0116 | 133421.0116 | 133421.0116 | 133421.0116 | 133421.0116 | 133421.0116 | 133421.0116
F3_Industrial_OR - Industrial_New_Space Heating_Natural Gas_Unit Heater_E2 | F3 | Industrial | OR - Industrial | New | Space Heating | Natural Gas | Unit Heater | E2 | System - kBTUs of Consumption | 118294.2024 | 118690.8241 | 118667.7266 | 118667.7266 | 118667.7266 | 118667.7266 | 118667.7266 | 118667.7266 | 118667.7266 | 118667.7266 | 118667.7266 | 118667.7266 | 118667.7266 | 118667.7266 | 118667.7266 | 118667.7266 | 118667.7266 | 118667.7266 | 118667.7266 | 118667.7266 | 118667.7266 | 118667.7266 | 118667.7266 | 118667.7266 | 118667.7266 | 118667.7266 | 118667.7266
F3_Industrial_OR - Industrial_New_Space Heating_Natural Gas_Unit Heater_E3 | F3 | Industrial | OR - Industrial | New | Space Heating | Natural Gas | Unit Heater | E3 | System - kBTUs of Consumption | 117530.9392 | 118056.9097 | 118026.2795 | 118026.2795 | 118026.2795 | 118026.2795 | 118026.2795 | 118026.2795 | 118026.2795 | 118026.2795 | 118026.2795 | 118026.2795 | 118026.2795 | 118026.2795 | 118026.2795 | 118026.2795 | 118026.2795 | 118026.2795 | 118026.2795 | 118026.2795 | 118026.2795 | 118026.2795 | 118026.2795 | 118026.2795 | 118026.2795 | 118026.2795 | 118026.2795
F3_Industrial_OR - Industrial_New_Space Heating_Natural Gas_Unit Heater_E4 | F3 | Industrial | OR - Industrial | New | Space Heating | Natural Gas | Unit Heater | E4 | System - kBTUs of Consumption | 0 | 0 | 0 | 0 | 0 | 0 | 0 | 0 | 0 | 0 | 0 | 0 | 0 | 0 | 0 | 0 | 0 | 0 | 0 | 0 | 0 | 0 | 0 | 0 | 0 | 0 | 0
F3_Industrial_OR - Industrial_New_Space Heating_Natural Gas_Unit Heater_E5 | F3 | Industrial | OR - Industrial | New | Space Heating | Natural Gas | Unit Heater | E5 | System - kBTUs of Consumption | 0 | 0 | 0 | 0 | 0 | 0 | 0 | 0 | 0 | 0 | 0 | 0 | 0 | 0 | 0 | 0 | 0 | 0 | 0 | 0 | 0 | 0 | 0 | 0 | 0 | 0 | 0
F3_Industrial_OR - Industrial_New_Space Heating_Natural Gas_Unit Heater_E6 | F3 | Industrial | OR - Industrial | New | Space Heating | Natural Gas | Unit Heater | E6 | System - kBTUs of Consumption | 0 | 0 | 0 | 0 | 0 | 0 | 0 | 0 | 0 | 0 | 0 | 0 | 0 | 0 | 0 | 0 | 0 | 0 | 0 | 0 | 0 | 0 | 0 | 0 | 0 | 0 | 0
F3_Industrial_OR - Industrial_New_Space Heating_Natural Gas_Unit Heater_E7 | F3 | Industrial | OR - Industrial | New | Space Heating | Natural Gas | Unit Heater | E7 | System - kBTUs of Consumption | 0 | 0 | 0 | 0 | 0 | 0 | 0 | 0 | 0 | 0 | 0 | 0 | 0 | 0 | 0 | 0 | 0 | 0 | 0 | 0 | 0 | 0 | 0 | 0 | 0 | 0 | 0
F3_Industrial_OR - Industrial_New_Space Heating_Natural Gas_Unit Heater_E8 | F3 | Industrial | OR - Industrial | New | Space Heating | Natural Gas | Unit Heater | E8 | System - kBTUs of Consumption | 0 | 0 | 0 | 0 | 0 | 0 | 0 | 0 | 0 | 0 | 0 | 0 | 0 | 0 | 0 | 0 | 0 | 0 | 0 | 0 | 0 | 0 | 0 | 0 | 0 | 0 | 0
F3_Industrial_OR - Industrial_New_Space Heating_Natural Gas_Unit Heater_E9 | F3 | Industrial | OR - Industrial | New | Space Heating | Natural Gas | Unit Heater | E9 | System - kBTUs of Consumption | 0 | 0 | 0 | 0 | 0 | 0 | 0 | 0 | 0 | 0 | 0 | 0 | 0 | 0 | 0 | 0 | 0 | 0 | 0 | 0 | 0 | 0 | 0 | 0 | 0 | 0 | 0
F3_Industrial_OR - Industrial_New_Space Heating_Natural Gas_Unit Heater_E10 | F3 | Industrial | OR - Industrial | New | Space Heating | Natural Gas | Unit Heater | E10 | System - kBTUs of Consumption | 0 | 0 | 0 | 0 | 0 | 0 | 0 | 0 | 0 | 0 | 0 | 0 | 0 | 0 | 0 | 0 | 0 | 0 | 0 | 0 | 0 | 0 | 0 | 0 | 0 | 0 | 0
F4_Industrial_OR - Industrial_New_Space Heating_Natural Gas_Unit Heater_E1 | F4 | Industrial | OR - Industrial | New | Space Heating | Natural Gas | Unit Heater | E1 | Utility - Cost of Equipment | 9.9553 | 9.9553 | 9.9553 | 9.9553 | 9.9553 | 9.9553 | 9.9553 | 9.9553 | 9.9553 | 9.9553 | 9.9553 | 9.9553 | 9.9553 | 9.9553 | 9.9553 | 9.9553 | 9.9553 | 9.9553 | 9.9553 | 9.9553 | 9.9553 | 9.9553 | 9.9553 | 9.9553 | 9.9553 | 9.9553 | 9.9553
F4_Industrial_OR - Industrial_New_Space Heating_Natural Gas_Unit Heater_E2 | F4 | Industrial | OR - Industrial | New | Space Heating | Natural Gas | Unit Heater | E2 | Utility - Cost of Equipment | 11.8706 | 11.8706 | 11.8706 | 11.8706 | 11.8706 | 11.8706 | 11.8706 | 11.8706 | 11.8706 | 11.8706 | 11.8706 | 11.8706 | 11.8706 | 11.8706 | 11.8706 | 11.8706 | 11.8706 | 11.8706 | 11.8706 | 11.8706 | 11.8706 | 11.8706 | 11.8706 | 11.8706 | 11.8706 | 11.8706 | 11.8706
F4_Industrial_OR - Industrial_New_Space Heating_Natural Gas_Unit Heater_E3 | F4 | Industrial | OR - Industrial | New | Space Heating | Natural Gas | Unit Heater | E3 | Utility - Cost of Equipment | 13.0132 | 13.0132 | 13.0132 | 13.0132 | 13.0132 | 13.0132 | 13.0132 | 13.0132 | 13.0132 | 13.0132 | 13.0132 | 13.0132 | 13.0132 | 13.0132 | 13.0132 | 13.0132 | 13.0132 | 13.0132 | 13.0132 | 13.0132 | 13.0132 | 13.0132 | 13.0132 | 13.0132 | 13.0132 | 13.0132 | 13.0132
F4_Industrial_OR - Industrial_New_Space Heating_Natural Gas_Unit Heater_E4 | F4 | Industrial | OR - Industrial | New | Space Heating | Natural Gas | Unit Heater | E4 | Utility - Cost of Equipment | 0 | 0 | 0 | 0 | 0 | 0 | 0 | 0 | 0 | 0 | 0 | 0 | 0 | 0 | 0 | 0 | 0 | 0 | 0 | 0 | 0 | 0 | 0 | 0 | 0 | 0 | 0
F4_Industrial_OR - Industrial_New_Space Heating_Natural Gas_Unit Heater_E5 | F4 | Industrial | OR - Industrial | New | Space Heating | Natural Gas | Unit Heater | E5 | Utility - Cost of Equipment | 0 | 0 | 0 | 0 | 0 | 0 | 0 | 0 | 0 | 0 | 0 | 0 | 0 | 0 | 0 | 0 | 0 | 0 | 0 | 0 | 0 | 0 | 0 | 0 | 0 | 0 | 0
F4_Industrial_OR - Industrial_New_Space Heating_Natural Gas_Unit Heater_E6 | F4 | Industrial | OR - Industrial | New | Space Heating | Natural Gas | Unit Heater | E6 | Utility - Cost of Equipment | 0 | 0 | 0 | 0 | 0 | 0 | 0 | 0 | 0 | 0 | 0 | 0 | 0 | 0 | 0 | 0 | 0 | 0 | 0 | 0 | 0 | 0 | 0 | 0 | 0 | 0 | 0
F4_Industrial_OR - Industrial_New_Space Heating_Natural Gas_Unit Heater_E7 | F4 | Industrial | OR - Industrial | New | Space Heating | Natural Gas | Unit Heater | E7 | Utility - Cost of Equipment | 0 | 0 | 0 | 0 | 0 | 0 | 0 | 0 | 0 | 0 | 0 | 0 | 0 | 0 | 0 | 0 | 0 | 0 | 0 | 0 | 0 | 0 | 0 | 0 | 0 | 0 | 0
F4_Industrial_OR - Industrial_New_Space Heating_Natural Gas_Unit Heater_E8 | F4 | Industrial | OR - Industrial | New | Space Heating | Natural Gas | Unit Heater | E8 | Utility - Cost of Equipment | 0 | 0 | 0 | 0 | 0 | 0 | 0 | 0 | 0 | 0 | 0 | 0 | 0 | 0 | 0 | 0 | 0 | 0 | 0 | 0 | 0 | 0 | 0 | 0 | 0 | 0 | 0
F4_Industrial_OR - Industrial_New_Space Heating_Natural Gas_Unit Heater_E9 | F4 | Industrial | OR - Industrial | New | Space Heating | Natural Gas | Unit Heater | E9 | Utility - Cost of Equipment | 0 | 0 | 0 | 0 | 0 | 0 | 0 | 0 | 0 | 0 | 0 | 0 | 0 | 0 | 0 | 0 | 0 | 0 | 0 | 0 | 0 | 0 | 0 | 0 | 0 | 0 | 0
F4_Industrial_OR - Industrial_New_Space Heating_Natural Gas_Unit Heater_E10 | F4 | Industrial | OR - Industrial | New | Space Heating | Natural Gas | Unit Heater | E10 | Utility - Cost of Equipment | 0 | 0 | 0 | 0 | 0 | 0 | 0 | 0 | 0 | 0 | 0 | 0 | 0 | 0 | 0 | 0 | 0 | 0 | 0 | 0 | 0 | 0 | 0 | 0 | 0 | 0 | 0
F5_Industrial_OR - Industrial_New_Space Heating_Natural Gas_Unit Heater_E1 | F5 | Industrial | OR - Industrial | New | Space Heating | Natural Gas | Unit Heater | E1 | Utility - Cost of Operation | 1906.9119 | 2047.9223 | 2206.797 | 2257.7911 | 2292.1865 | 2310.6864 | 2322.459 | 2329.5348 | 2331.8623 | 2330.9391 | 2330.3757 | 2330.6054 | 2331.3679 | 2333.281 | 2335.4499 | 2338.5913 | 2343.1238 | 2348.3066 | 2354.1598 | 2360.9653 | 2368.4943 | 2376.9182 | 2386.1653 | 2397.006 | 2408.756 | 2420.5636 | 2432.4291
F5_Industrial_OR - Industrial_New_Space Heating_Natural Gas_Unit Heater_E2 | F5 | Industrial | OR - Industrial | New | Space Heating | Natural Gas | Unit Heater | E2 | Utility - Cost of Operation | 1696.0515 | 1821.4694 | 1962.7762 | 2008.1315 | 2038.7236 | 2055.1778 | 2065.6487 | 2071.942 | 2074.0121 | 2073.191 | 2072.6899 | 2072.8942 | 2073.5725 | 2075.274 | 2077.203 | 2079.9971 | 2084.0283 | 2088.6381 | 2093.8441 | 2099.897 | 2106.5935 | 2114.0859 | 2122.3105 | 2131.9524 | 2142.4032 | 2152.9052 | 2163.4586
F5_Industrial_OR - Industrial_New_Space Heating_Natural Gas_Unit Heater_E3 | F5 | Industrial | OR - Industrial | New | Space Heating | Natural Gas | Unit Heater | E3 | Utility - Cost of Operation | 1615.9291 | 1761.5155 | 1925.3874 | 1977.9459 | 2013.2416 | 2031.9656 | 2043.5737 | 2050.1834 | 2051.7339 | 2049.7318 | 2047.8985 | 2046.7013 | 2045.9029 | 2046.1693 | 2046.6499 | 2048.1238 | 2051.0223 | 2054.5823 | 2058.8242 | 2064.0385 | 2069.9893 | 2076.8534 | 2084.5567 | 2093.893 | 2104.1571 | 2114.4716 | 2124.8367
F5_Industrial_OR - Industrial_New_Space Heating_Natural Gas_Unit Heater_E4 | F5 | Industrial | OR - Industrial | New | Space Heating | Natural Gas | Unit Heater | E4 | Utility - Cost of Operation | 0 | 0 | 0 | 0 | 0 | 0 | 0 | 0 | 0 | 0 | 0 | 0 | 0 | 0 | 0 | 0 | 0 | 0 | 0 | 0 | 0 | 0 | 0 | 0 | 0 | 0 | 0
F5_Industrial_OR - Industrial_New_Space Heating_Natural Gas_Unit Heater_E5 | F5 | Industrial | OR - Industrial | New | Space Heating | Natural Gas | Unit Heater | E5 | Utility - Cost of Operation | 0 | 0 | 0 | 0 | 0 | 0 | 0 | 0 | 0 | 0 | 0 | 0 | 0 | 0 | 0 | 0 | 0 | 0 | 0 | 0 | 0 | 0 | 0 | 0 | 0 | 0 | 0
F5_Industrial_OR - Industrial_New_Space Heating_Natural Gas_Unit Heater_E6 | F5 | Industrial | OR - Industrial | New | Space Heating | Natural Gas | Unit Heater | E6 | Utility - Cost of Operation | 0 | 0 | 0 | 0 | 0 | 0 | 0 | 0 | 0 | 0 | 0 | 0 | 0 | 0 | 0 | 0 | 0 | 0 | 0 | 0 | 0 | 0 | 0 | 0 | 0 | 0 | 0
F5_Industrial_OR - Industrial_New_Space Heating_Natural Gas_Unit Heater_E7 | F5 | Industrial | OR - Industrial | New | Space Heating | Natural Gas | Unit Heater | E7 | Utility - Cost of Operation | 0 | 0 | 0 | 0 | 0 | 0 | 0 | 0 | 0 | 0 | 0 | 0 | 0 | 0 | 0 | 0 | 0 | 0 | 0 | 0 | 0 | 0 | 0 | 0 | 0 | 0 | 0
F5_Industrial_OR - Industrial_New_Space Heating_Natural Gas_Unit Heater_E8 | F5 | Industrial | OR - Industrial | New | Space Heating | Natural Gas | Unit Heater | E8 | Utility - Cost of Operation | 0 | 0 | 0 | 0 | 0 | 0 | 0 | 0 | 0 | 0 | 0 | 0 | 0 | 0 | 0 | 0 | 0 | 0 | 0 | 0 | 0 | 0 | 0 | 0 | 0 | 0 | 0
F5_Industrial_OR - Industrial_New_Space Heating_Natural Gas_Unit Heater_E9 | F5 | Industrial | OR - Industrial | New | Space Heating | Natural Gas | Unit Heater | E9 | Utility - Cost of Operation | 0 | 0 | 0 | 0 | 0 | 0 | 0 | 0 | 0 | 0 | 0 | 0 | 0 | 0 | 0 | 0 | 0 | 0 | 0 | 0 | 0 | 0 | 0 | 0 | 0 | 0 | 0
F5_Industrial_OR - Industrial_New_Space Heating_Natural Gas_Unit Heater_E10 | F5 | Industrial | OR - Industrial | New | Space Heating | Natural Gas | Unit Heater | E10 | Utility - Cost of Operation | 0 | 0 | 0 | 0 | 0 | 0 | 0 | 0 | 0 | 0 | 0 | 0 | 0 | 0 | 0 | 0 | 0 | 0 | 0 | 0 | 0 | 0 | 0 | 0 | 0 | 0 | 0
F6_Industrial_OR - Industrial_New_Space Heating_Natural Gas_Unit Heater_E1 | F6 | Industrial | OR - Industrial | New | Space Heating | Natural Gas | Unit Heater | E1 | Utility - Value of Sales | 0 | 0 | 0 | 0 | 0 | 0 | 0 | 0 | 0 | 0 | 0 | 0 | 0 | 0 | 0 | 0 | 0 | 0 | 0 | 0 | 0 | 0 | 0 | 0 | 0 | 0 | 0
F6_Industrial_OR - Industrial_New_Space Heating_Natural Gas_Unit Heater_E2 | F6 | Industrial | OR - Industrial | New | Space Heating | Natural Gas | Unit Heater | E2 | Utility - Value of Sales | 0 | 0 | 0 | 0 | 0 | 0 | 0 | 0 | 0 | 0 | 0 | 0 | 0 | 0 | 0 | 0 | 0 | 0 | 0 | 0 | 0 | 0 | 0 | 0 | 0 | 0 | 0
F6_Industrial_OR - Industrial_New_Space Heating_Natural Gas_Unit Heater_E3 | F6 | Industrial | OR - Industrial | New | Space Heating | Natural Gas | Unit Heater | E3 | Utility - Value of Sales | 0 | 0 | 0 | 0 | 0 | 0 | 0 | 0 | 0 | 0 | 0 | 0 | 0 | 0 | 0 | 0 | 0 | 0 | 0 | 0 | 0 | 0 | 0 | 0 | 0 | 0 | 0
F6_Industrial_OR - Industrial_New_Space Heating_Natural Gas_Unit Heater_E4 | F6 | Industrial | OR - Industrial | New | Space Heating | Natural Gas | Unit Heater | E4 | Utility - Value of Sales | 0 | 0 | 0 | 0 | 0 | 0 | 0 | 0 | 0 | 0 | 0 | 0 | 0 | 0 | 0 | 0 | 0 | 0 | 0 | 0 | 0 | 0 | 0 | 0 | 0 | 0 | 0
F6_Industrial_OR - Industrial_New_Space Heating_Natural Gas_Unit Heater_E5 | F6 | Industrial | OR - Industrial | New | Space Heating | Natural Gas | Unit Heater | E5 | Utility - Value of Sales | 0 | 0 | 0 | 0 | 0 | 0 | 0 | 0 | 0 | 0 | 0 | 0 | 0 | 0 | 0 | 0 | 0 | 0 | 0 | 0 | 0 | 0 | 0 | 0 | 0 | 0 | 0
F6_Industrial_OR - Industrial_New_Space Heating_Natural Gas_Unit Heater_E6 | F6 | Industrial | OR - Industrial | New | Space Heating | Natural Gas | Unit Heater | E6 | Utility - Value of Sales | 0 | 0 | 0 | 0 | 0 | 0 | 0 | 0 | 0 | 0 | 0 | 0 | 0 | 0 | 0 | 0 | 0 | 0 | 0 | 0 | 0 | 0 | 0 | 0 | 0 | 0 | 0
F6_Industrial_OR - Industrial_New_Space Heating_Natural Gas_Unit Heater_E7 | F6 | Industrial | OR - Industrial | New | Space Heating | Natural Gas | Unit Heater | E7 | Utility - Value of Sales | 0 | 0 | 0 | 0 | 0 | 0 | 0 | 0 | 0 | 0 | 0 | 0 | 0 | 0 | 0 | 0 | 0 | 0 | 0 | 0 | 0 | 0 | 0 | 0 | 0 | 0 | 0
F6_Industrial_OR - Industrial_New_Space Heating_Natural Gas_Unit Heater_E8 | F6 | Industrial | OR - Industrial | New | Space Heating | Natural Gas | Unit Heater | E8 | Utility - Value of Sales | 0 | 0 | 0 | 0 | 0 | 0 | 0 | 0 | 0 | 0 | 0 | 0 | 0 | 0 | 0 | 0 | 0 | 0 | 0 | 0 | 0 | 0 | 0 | 0 | 0 | 0 | 0
F6_Industrial_OR - Industrial_New_Space Heating_Natural Gas_Unit Heater_E9 | F6 | Industrial | OR - Industrial | New | Space Heating | Natural Gas | Unit Heater | E9 | Utility - Value of Sales | 0 | 0 | 0 | 0 | 0 | 0 | 0 | 0 | 0 | 0 | 0 | 0 | 0 | 0 | 0 | 0 | 0 | 0 | 0 | 0 | 0 | 0 | 0 | 0 | 0 | 0 | 0
F6_Industrial_OR - Industrial_New_Space Heating_Natural Gas_Unit Heater_E10 | F6 | Industrial | OR - Industrial | New | Space Heating | Natural Gas | Unit Heater | E10 | Utility - Value of Sales | 0 | 0 | 0 | 0 | 0 | 0 | 0 | 0 | 0 | 0 | 0 | 0 | 0 | 0 | 0 | 0 | 0 | 0 | 0 | 0 | 0 | 0 | 0 | 0 | 0 | 0 | 0
F1_Industrial_OR - Industrial_New_Process_Natural Gas_Process Boiler_E1 | F1 | Industrial | OR - Industrial | New | Process | Natural Gas | Process Boiler | E1 | RVT - Cost of Equipment | 0.26138 | 0.26138 | 0.26138 | 0.26138 | 0.26138 | 0.26138 | 0.26138 | 0.26138 | 0.26138 | 0.26138 | 0.26138 | 0.26138 | 0.26138 | 0.26138 | 0.26138 | 0.26138 | 0.26138 | 0.26138 | 0.26138 | 0.26138 | 0.26138 | 0.26138 | 0.26138 | 0.26138 | 0.26138 | 0.26138 | 0.26138
F1_Industrial_OR - Industrial_New_Process_Natural Gas_Process Boiler_E2 | F1 | Industrial | OR - Industrial | New | Process | Natural Gas | Process Boiler | E2 | RVT - Cost of Equipment | 0 | 0 | 0 | 0 | 0 | 0 | 0 | 0 | 0 | 0 | 0 | 0 | 0 | 0 | 0 | 0 | 0 | 0 | 0 | 0 | 0 | 0 | 0 | 0 | 0 | 0 | 0
F1_Industrial_OR - Industrial_New_Process_Natural Gas_Process Boiler_E3 | F1 | Industrial | OR - Industrial | New | Process | Natural Gas | Process Boiler | E3 | RVT - Cost of Equipment | 0 | 0 | 0 | 0 | 0 | 0 | 0 | 0 | 0 | 0 | 0 | 0 | 0 | 0 | 0 | 0 | 0 | 0 | 0 | 0 | 0 | 0 | 0 | 0 | 0 | 0 | 0
F1_Industrial_OR - Industrial_New_Process_Natural Gas_Process Boiler_E4 | F1 | Industrial | OR - Industrial | New | Process | Natural Gas | Process Boiler | E4 | RVT - Cost of Equipment | 0 | 0 | 0 | 0 | 0 | 0 | 0 | 0 | 0 | 0 | 0 | 0 | 0 | 0 | 0 | 0 | 0 | 0 | 0 | 0 | 0 | 0 | 0 | 0 | 0 | 0 | 0
F1_Industrial_OR - Industrial_New_Process_Natural Gas_Process Boiler_E5 | F1 | Industrial | OR - Industrial | New | Process | Natural Gas | Process Boiler | E5 | RVT - Cost of Equipment | 0 | 0 | 0 | 0 | 0 | 0 | 0 | 0 | 0 | 0 | 0 | 0 | 0 | 0 | 0 | 0 | 0 | 0 | 0 | 0 | 0 | 0 | 0 | 0 | 0 | 0 | 0
F1_Industrial_OR - Industrial_New_Process_Natural Gas_Process Boiler_E6 | F1 | Industrial | OR - Industrial | New | Process | Natural Gas | Process Boiler | E6 | RVT - Cost of Equipment | 0 | 0 | 0 | 0 | 0 | 0 | 0 | 0 | 0 | 0 | 0 | 0 | 0 | 0 | 0 | 0 | 0 | 0 | 0 | 0 | 0 | 0 | 0 | 0 | 0 | 0 | 0
F1_Industrial_OR - Industrial_New_Process_Natural Gas_Process Boiler_E7 | F1 | Industrial | OR - Industrial | New | Process | Natural Gas | Process Boiler | E7 | RVT - Cost of Equipment | 0 | 0 | 0 | 0 | 0 | 0 | 0 | 0 | 0 | 0 | 0 | 0 | 0 | 0 | 0 | 0 | 0 | 0 | 0 | 0 | 0 | 0 | 0 | 0 | 0 | 0 | 0
F1_Industrial_OR - Industrial_New_Process_Natural Gas_Process Boiler_E8 | F1 | Industrial | OR - Industrial | New | Process | Natural Gas | Process Boiler | E8 | RVT - Cost of Equipment | 0 | 0 | 0 | 0 | 0 | 0 | 0 | 0 | 0 | 0 | 0 | 0 | 0 | 0 | 0 | 0 | 0 | 0 | 0 | 0 | 0 | 0 | 0 | 0 | 0 | 0 | 0
F1_Industrial_OR - Industrial_New_Process_Natural Gas_Process Boiler_E9 | F1 | Industrial | OR - Industrial | New | Process | Natural Gas | Process Boiler | E9 | RVT - Cost of Equipment | 0 | 0 | 0 | 0 | 0 | 0 | 0 | 0 | 0 | 0 | 0 | 0 | 0 | 0 | 0 | 0 | 0 | 0 | 0 | 0 | 0 | 0 | 0 | 0 | 0 | 0 | 0
F1_Industrial_OR - Industrial_New_Process_Natural Gas_Process Boiler_E10 | F1 | Industrial | OR - Industrial | New | Process | Natural Gas | Process Boiler | E10 | RVT - Cost of Equipment | 0 | 0 | 0 | 0 | 0 | 0 | 0 | 0 | 0 | 0 | 0 | 0 | 0 | 0 | 0 | 0 | 0 | 0 | 0 | 0 | 0 | 0 | 0 | 0 | 0 | 0 | 0
F2_Industrial_OR - Industrial_New_Process_Natural Gas_Process Boiler_E1 | F2 | Industrial | OR - Industrial | New | Process | Natural Gas | Process Boiler | E1 | RVT - Cost of Operation | 0 | 0 | 0 | 0 | 0 | 0 | 0 | 0 | 0 | 0 | 0 | 0 | 0 | 0 | 0 | 0 | 0 | 0 | 0 | 0 | 0 | 0 | 0 | 0 | 0 | 0 | 0
F2_Industrial_OR - Industrial_New_Process_Natural Gas_Process Boiler_E2 | F2 | Industrial | OR - Industrial | New | Process | Natural Gas | Process Boiler | E2 | RVT - Cost of Operation | 0 | 0 | 0 | 0 | 0 | 0 | 0 | 0 | 0 | 0 | 0 | 0 | 0 | 0 | 0 | 0 | 0 | 0 | 0 | 0 | 0 | 0 | 0 | 0 | 0 | 0 | 0
F2_Industrial_OR - Industrial_New_Process_Natural Gas_Process Boiler_E3 | F2 | Industrial | OR - Industrial | New | Process | Natural Gas | Process Boiler | E3 | RVT - Cost of Operation | 0 | 0 | 0 | 0 | 0 | 0 | 0 | 0 | 0 | 0 | 0 | 0 | 0 | 0 | 0 | 0 | 0 | 0 | 0 | 0 | 0 | 0 | 0 | 0 | 0 | 0 | 0
F2_Industrial_OR - Industrial_New_Process_Natural Gas_Process Boiler_E4 | F2 | Industrial | OR - Industrial | New | Process | Natural Gas | Process Boiler | E4 | RVT - Cost of Operation | 0 | 0 | 0 | 0 | 0 | 0 | 0 | 0 | 0 | 0 | 0 | 0 | 0 | 0 | 0 | 0 | 0 | 0 | 0 | 0 | 0 | 0 | 0 | 0 | 0 | 0 | 0
F2_Industrial_OR - Industrial_New_Process_Natural Gas_Process Boiler_E5 | F2 | Industrial | OR - Industrial | New | Process | Natural Gas | Process Boiler | E5 | RVT - Cost of Operation | 0 | 0 | 0 | 0 | 0 | 0 | 0 | 0 | 0 | 0 | 0 | 0 | 0 | 0 | 0 | 0 | 0 | 0 | 0 | 0 | 0 | 0 | 0 | 0 | 0 | 0 | 0
F2_Industrial_OR - Industrial_New_Process_Natural Gas_Process Boiler_E6 | F2 | Industrial | OR - Industrial | New | Process | Natural Gas | Process Boiler | E6 | RVT - Cost of Operation | 0 | 0 | 0 | 0 | 0 | 0 | 0 | 0 | 0 | 0 | 0 | 0 | 0 | 0 | 0 | 0 | 0 | 0 | 0 | 0 | 0 | 0 | 0 | 0 | 0 | 0 | 0
F2_Industrial_OR - Industrial_New_Process_Natural Gas_Process Boiler_E7 | F2 | Industrial | OR - Industrial | New | Process | Natural Gas | Process Boiler | E7 | RVT - Cost of Operation | 0 | 0 | 0 | 0 | 0 | 0 | 0 | 0 | 0 | 0 | 0 | 0 | 0 | 0 | 0 | 0 | 0 | 0 | 0 | 0 | 0 | 0 | 0 | 0 | 0 | 0 | 0
F2_Industrial_OR - Industrial_New_Process_Natural Gas_Process Boiler_E8 | F2 | Industrial | OR - Industrial | New | Process | Natural Gas | Process Boiler | E8 | RVT - Cost of Operation | 0 | 0 | 0 | 0 | 0 | 0 | 0 | 0 | 0 | 0 | 0 | 0 | 0 | 0 | 0 | 0 | 0 | 0 | 0 | 0 | 0 | 0 | 0 | 0 | 0 | 0 | 0
F2_Industrial_OR - Industrial_New_Process_Natural Gas_Process Boiler_E9 | F2 | Industrial | OR - Industrial | New | Process | Natural Gas | Process Boiler | E9 | RVT - Cost of Operation | 0 | 0 | 0 | 0 | 0 | 0 | 0 | 0 | 0 | 0 | 0 | 0 | 0 | 0 | 0 | 0 | 0 | 0 | 0 | 0 | 0 | 0 | 0 | 0 | 0 | 0 | 0
F2_Industrial_OR - Industrial_New_Process_Natural Gas_Process Boiler_E10 | F2 | Industrial | OR - Industrial | New | Process | Natural Gas | Process Boiler | E10 | RVT - Cost of Operation | 0 | 0 | 0 | 0 | 0 | 0 | 0 | 0 | 0 | 0 | 0 | 0 | 0 | 0 | 0 | 0 | 0 | 0 | 0 | 0 | 0 | 0 | 0 | 0 | 0 | 0 | 0
F3_Industrial_OR - Industrial_New_Process_Natural Gas_Process Boiler_E1 | F3 | Industrial | OR - Industrial | New | Process | Natural Gas | Process Boiler | E1 | System - kBTUs of Consumption | 905989.1071 | 905989.1071 | 905989.1071 | 905989.1071 | 905989.1071 | 905989.1071 | 905989.1071 | 905989.1071 | 905989.1071 | 905989.1071 | 905989.1071 | 905989.1071 | 905989.1071 | 905989.1071 | 905989.1071 | 905989.1071 | 905989.1071 | 905989.1071 | 905989.1071 | 905989.1071 | 905989.1071 | 905989.1071 | 905989.1071 | 905989.1071 | 905989.1071 | 905989.1071 | 905989.1071
F3_Industrial_OR - Industrial_New_Process_Natural Gas_Process Boiler_E2 | F3 | Industrial | OR - Industrial | New | Process | Natural Gas | Process Boiler | E2 | System - kBTUs of Consumption | 0 | 0 | 0 | 0 | 0 | 0 | 0 | 0 | 0 | 0 | 0 | 0 | 0 | 0 | 0 | 0 | 0 | 0 | 0 | 0 | 0 | 0 | 0 | 0 | 0 | 0 | 0
F3_Industrial_OR - Industrial_New_Process_Natural Gas_Process Boiler_E3 | F3 | Industrial | OR - Industrial | New | Process | Natural Gas | Process Boiler | E3 | System - kBTUs of Consumption | 0 | 0 | 0 | 0 | 0 | 0 | 0 | 0 | 0 | 0 | 0 | 0 | 0 | 0 | 0 | 0 | 0 | 0 | 0 | 0 | 0 | 0 | 0 | 0 | 0 | 0 | 0
F3_Industrial_OR - Industrial_New_Process_Natural Gas_Process Boiler_E4 | F3 | Industrial | OR - Industrial | New | Process | Natural Gas | Process Boiler | E4 | System - kBTUs of Consumption | 0 | 0 | 0 | 0 | 0 | 0 | 0 | 0 | 0 | 0 | 0 | 0 | 0 | 0 | 0 | 0 | 0 | 0 | 0 | 0 | 0 | 0 | 0 | 0 | 0 | 0 | 0
F3_Industrial_OR - Industrial_New_Process_Natural Gas_Process Boiler_E5 | F3 | Industrial | OR - Industrial | New | Process | Natural Gas | Process Boiler | E5 | System - kBTUs of Consumption | 0 | 0 | 0 | 0 | 0 | 0 | 0 | 0 | 0 | 0 | 0 | 0 | 0 | 0 | 0 | 0 | 0 | 0 | 0 | 0 | 0 | 0 | 0 | 0 | 0 | 0 | 0
F3_Industrial_OR - Industrial_New_Process_Natural Gas_Process Boiler_E6 | F3 | Industrial | OR - Industrial | New | Process | Natural Gas | Process Boiler | E6 | System - kBTUs of Consumption | 0 | 0 | 0 | 0 | 0 | 0 | 0 | 0 | 0 | 0 | 0 | 0 | 0 | 0 | 0 | 0 | 0 | 0 | 0 | 0 | 0 | 0 | 0 | 0 | 0 | 0 | 0
F3_Industrial_OR - Industrial_New_Process_Natural Gas_Process Boiler_E7 | F3 | Industrial | OR - Industrial | New | Process | Natural Gas | Process Boiler | E7 | System - kBTUs of Consumption | 0 | 0 | 0 | 0 | 0 | 0 | 0 | 0 | 0 | 0 | 0 | 0 | 0 | 0 | 0 | 0 | 0 | 0 | 0 | 0 | 0 | 0 | 0 | 0 | 0 | 0 | 0
F3_Industrial_OR - Industrial_New_Process_Natural Gas_Process Boiler_E8 | F3 | Industrial | OR - Industrial | New | Process | Natural Gas | Process Boiler | E8 | System - kBTUs of Consumption | 0 | 0 | 0 | 0 | 0 | 0 | 0 | 0 | 0 | 0 | 0 | 0 | 0 | 0 | 0 | 0 | 0 | 0 | 0 | 0 | 0 | 0 | 0 | 0 | 0 | 0 | 0
F3_Industrial_OR - Industrial_New_Process_Natural Gas_Process Boiler_E9 | F3 | Industrial | OR - Industrial | New | Process | Natural Gas | Process Boiler | E9 | System - kBTUs of Consumption | 0 | 0 | 0 | 0 | 0 | 0 | 0 | 0 | 0 | 0 | 0 | 0 | 0 | 0 | 0 | 0 | 0 | 0 | 0 | 0 | 0 | 0 | 0 | 0 | 0 | 0 | 0
F3_Industrial_OR - Industrial_New_Process_Natural Gas_Process Boiler_E10 | F3 | Industrial | OR - Industrial | New | Process | Natural Gas | Process Boiler | E10 | System - kBTUs of Consumption | 0 | 0 | 0 | 0 | 0 | 0 | 0 | 0 | 0 | 0 | 0 | 0 | 0 | 0 | 0 | 0 | 0 | 0 | 0 | 0 | 0 | 0 | 0 | 0 | 0 | 0 | 0
F4_Industrial_OR - Industrial_New_Process_Natural Gas_Process Boiler_E1 | F4 | Industrial | OR - Industrial | New | Process | Natural Gas | Process Boiler | E1 | Utility - Cost of Equipment | 0.26138 | 0.26138 | 0.26138 | 0.26138 | 0.26138 | 0.26138 | 0.26138 | 0.26138 | 0.26138 | 0.26138 | 0.26138 | 0.26138 | 0.26138 | 0.26138 | 0.26138 | 0.26138 | 0.26138 | 0.26138 | 0.26138 | 0.26138 | 0.26138 | 0.26138 | 0.26138 | 0.26138 | 0.26138 | 0.26138 | 0.26138
F4_Industrial_OR - Industrial_New_Process_Natural Gas_Process Boiler_E2 | F4 | Industrial | OR - Industrial | New | Process | Natural Gas | Process Boiler | E2 | Utility - Cost of Equipment | 0 | 0 | 0 | 0 | 0 | 0 | 0 | 0 | 0 | 0 | 0 | 0 | 0 | 0 | 0 | 0 | 0 | 0 | 0 | 0 | 0 | 0 | 0 | 0 | 0 | 0 | 0
F4_Industrial_OR - Industrial_New_Process_Natural Gas_Process Boiler_E3 | F4 | Industrial | OR - Industrial | New | Process | Natural Gas | Process Boiler | E3 | Utility - Cost of Equipment | 0 | 0 | 0 | 0 | 0 | 0 | 0 | 0 | 0 | 0 | 0 | 0 | 0 | 0 | 0 | 0 | 0 | 0 | 0 | 0 | 0 | 0 | 0 | 0 | 0 | 0 | 0
F4_Industrial_OR - Industrial_New_Process_Natural Gas_Process Boiler_E4 | F4 | Industrial | OR - Industrial | New | Process | Natural Gas | Process Boiler | E4 | Utility - Cost of Equipment | 0 | 0 | 0 | 0 | 0 | 0 | 0 | 0 | 0 | 0 | 0 | 0 | 0 | 0 | 0 | 0 | 0 | 0 | 0 | 0 | 0 | 0 | 0 | 0 | 0 | 0 | 0
F4_Industrial_OR - Industrial_New_Process_Natural Gas_Process Boiler_E5 | F4 | Industrial | OR - Industrial | New | Process | Natural Gas | Process Boiler | E5 | Utility - Cost of Equipment | 0 | 0 | 0 | 0 | 0 | 0 | 0 | 0 | 0 | 0 | 0 | 0 | 0 | 0 | 0 | 0 | 0 | 0 | 0 | 0 | 0 | 0 | 0 | 0 | 0 | 0 | 0
F4_Industrial_OR - Industrial_New_Process_Natural Gas_Process Boiler_E6 | F4 | Industrial | OR - Industrial | New | Process | Natural Gas | Process Boiler | E6 | Utility - Cost of Equipment | 0 | 0 | 0 | 0 | 0 | 0 | 0 | 0 | 0 | 0 | 0 | 0 | 0 | 0 | 0 | 0 | 0 | 0 | 0 | 0 | 0 | 0 | 0 | 0 | 0 | 0 | 0
F4_Industrial_OR - Industrial_New_Process_Natural Gas_Process Boiler_E7 | F4 | Industrial | OR - Industrial | New | Process | Natural Gas | Process Boiler | E7 | Utility - Cost of Equipment | 0 | 0 | 0 | 0 | 0 | 0 | 0 | 0 | 0 | 0 | 0 | 0 | 0 | 0 | 0 | 0 | 0 | 0 | 0 | 0 | 0 | 0 | 0 | 0 | 0 | 0 | 0
F4_Industrial_OR - Industrial_New_Process_Natural Gas_Process Boiler_E8 | F4 | Industrial | OR - Industrial | New | Process | Natural Gas | Process Boiler | E8 | Utility - Cost of Equipment | 0 | 0 | 0 | 0 | 0 | 0 | 0 | 0 | 0 | 0 | 0 | 0 | 0 | 0 | 0 | 0 | 0 | 0 | 0 | 0 | 0 | 0 | 0 | 0 | 0 | 0 | 0
F4_Industrial_OR - Industrial_New_Process_Natural Gas_Process Boiler_E9 | F4 | Industrial | OR - Industrial | New | Process | Natural Gas | Process Boiler | E9 | Utility - Cost of Equipment | 0 | 0 | 0 | 0 | 0 | 0 | 0 | 0 | 0 | 0 | 0 | 0 | 0 | 0 | 0 | 0 | 0 | 0 | 0 | 0 | 0 | 0 | 0 | 0 | 0 | 0 | 0
F4_Industrial_OR - Industrial_New_Process_Natural Gas_Process Boiler_E10 | F4 | Industrial | OR - Industrial | New | Process | Natural Gas | Process Boiler | E10 | Utility - Cost of Equipment | 0 | 0 | 0 | 0 | 0 | 0 | 0 | 0 | 0 | 0 | 0 | 0 | 0 | 0 | 0 | 0 | 0 | 0 | 0 | 0 | 0 | 0 | 0 | 0 | 0 | 0 | 0
F5_Industrial_OR - Industrial_New_Process_Natural Gas_Process Boiler_E1 | F5 | Industrial | OR - Industrial | New | Process | Natural Gas | Process Boiler | E1 | Utility - Cost of Operation | 8716.413 | 10895.6373 | 13556.4881 | 14385.5377 | 14961.066 | 15280.3335 | 15494.9576 | 15628.7207 | 15670.7216 | 15645.7109 | 15616.9935 | 15591.3563 | 15565.0932 | 15547.6748 | 15523.6116 | 15505.6823 | 15500.688 | 15496.2595 | 15494.1461 | 15500.2725 | 15512.0292 | 15533.793 | 15567.5577 | 15628.7781 | 15705.3898 | 15782.377 | 15859.7416
F5_Industrial_OR - Industrial_New_Process_Natural Gas_Process Boiler_E2 | F5 | Industrial | OR - Industrial | New | Process | Natural Gas | Process Boiler | E2 | Utility - Cost of Operation | 0 | 0 | 0 | 0 | 0 | 0 | 0 | 0 | 0 | 0 | 0 | 0 | 0 | 0 | 0 | 0 | 0 | 0 | 0 | 0 | 0 | 0 | 0 | 0 | 0 | 0 | 0
F5_Industrial_OR - Industrial_New_Process_Natural Gas_Process Boiler_E3 | F5 | Industrial | OR - Industrial | New | Process | Natural Gas | Process Boiler | E3 | Utility - Cost of Operation | 0 | 0 | 0 | 0 | 0 | 0 | 0 | 0 | 0 | 0 | 0 | 0 | 0 | 0 | 0 | 0 | 0 | 0 | 0 | 0 | 0 | 0 | 0 | 0 | 0 | 0 | 0
F5_Industrial_OR - Industrial_New_Process_Natural Gas_Process Boiler_E4 | F5 | Industrial | OR - Industrial | New | Process | Natural Gas | Process Boiler | E4 | Utility - Cost of Operation | 0 | 0 | 0 | 0 | 0 | 0 | 0 | 0 | 0 | 0 | 0 | 0 | 0 | 0 | 0 | 0 | 0 | 0 | 0 | 0 | 0 | 0 | 0 | 0 | 0 | 0 | 0
F5_Industrial_OR - Industrial_New_Process_Natural Gas_Process Boiler_E5 | F5 | Industrial | OR - Industrial | New | Process | Natural Gas | Process Boiler | E5 | Utility - Cost of Operation | 0 | 0 | 0 | 0 | 0 | 0 | 0 | 0 | 0 | 0 | 0 | 0 | 0 | 0 | 0 | 0 | 0 | 0 | 0 | 0 | 0 | 0 | 0 | 0 | 0 | 0 | 0
F5_Industrial_OR - Industrial_New_Process_Natural Gas_Process Boiler_E6 | F5 | Industrial | OR - Industrial | New | Process | Natural Gas | Process Boiler | E6 | Utility - Cost of Operation | 0 | 0 | 0 | 0 | 0 | 0 | 0 | 0 | 0 | 0 | 0 | 0 | 0 | 0 | 0 | 0 | 0 | 0 | 0 | 0 | 0 | 0 | 0 | 0 | 0 | 0 | 0
F5_Industrial_OR - Industrial_New_Process_Natural Gas_Process Boiler_E7 | F5 | Industrial | OR - Industrial | New | Process | Natural Gas | Process Boiler | E7 | Utility - Cost of Operation | 0 | 0 | 0 | 0 | 0 | 0 | 0 | 0 | 0 | 0 | 0 | 0 | 0 | 0 | 0 | 0 | 0 | 0 | 0 | 0 | 0 | 0 | 0 | 0 | 0 | 0 | 0
F5_Industrial_OR - Industrial_New_Process_Natural Gas_Process Boiler_E8 | F5 | Industrial | OR - Industrial | New | Process | Natural Gas | Process Boiler | E8 | Utility - Cost of Operation | 0 | 0 | 0 | 0 | 0 | 0 | 0 | 0 | 0 | 0 | 0 | 0 | 0 | 0 | 0 | 0 | 0 | 0 | 0 | 0 | 0 | 0 | 0 | 0 | 0 | 0 | 0
F5_Industrial_OR - Industrial_New_Process_Natural Gas_Process Boiler_E9 | F5 | Industrial | OR - Industrial | New | Process | Natural Gas | Process Boiler | E9 | Utility - Cost of Operation | 0 | 0 | 0 | 0 | 0 | 0 | 0 | 0 | 0 | 0 | 0 | 0 | 0 | 0 | 0 | 0 | 0 | 0 | 0 | 0 | 0 | 0 | 0 | 0 | 0 | 0 | 0
F5_Industrial_OR - Industrial_New_Process_Natural Gas_Process Boiler_E10 | F5 | Industrial | OR - Industrial | New | Process | Natural Gas | Process Boiler | E10 | Utility - Cost of Operation | 0 | 0 | 0 | 0 | 0 | 0 | 0 | 0 | 0 | 0 | 0 | 0 | 0 | 0 | 0 | 0 | 0 | 0 | 0 | 0 | 0 | 0 | 0 | 0 | 0 | 0 | 0
F6_Industrial_OR - Industrial_New_Process_Natural Gas_Process Boiler_E1 | F6 | Industrial | OR - Industrial | New | Process | Natural Gas | Process Boiler | E1 | Utility - Value of Sales | 0 | 0 | 0 | 0 | 0 | 0 | 0 | 0 | 0 | 0 | 0 | 0 | 0 | 0 | 0 | 0 | 0 | 0 | 0 | 0 | 0 | 0 | 0 | 0 | 0 | 0 | 0
F6_Industrial_OR - Industrial_New_Process_Natural Gas_Process Boiler_E2 | F6 | Industrial | OR - Industrial | New | Process | Natural Gas | Process Boiler | E2 | Utility - Value of Sales | 0 | 0 | 0 | 0 | 0 | 0 | 0 | 0 | 0 | 0 | 0 | 0 | 0 | 0 | 0 | 0 | 0 | 0 | 0 | 0 | 0 | 0 | 0 | 0 | 0 | 0 | 0
F6_Industrial_OR - Industrial_New_Process_Natural Gas_Process Boiler_E3 | F6 | Industrial | OR - Industrial | New | Process | Natural Gas | Process Boiler | E3 | Utility - Value of Sales | 0 | 0 | 0 | 0 | 0 | 0 | 0 | 0 | 0 | 0 | 0 | 0 | 0 | 0 | 0 | 0 | 0 | 0 | 0 | 0 | 0 | 0 | 0 | 0 | 0 | 0 | 0
F6_Industrial_OR - Industrial_New_Process_Natural Gas_Process Boiler_E4 | F6 | Industrial | OR - Industrial | New | Process | Natural Gas | Process Boiler | E4 | Utility - Value of Sales | 0 | 0 | 0 | 0 | 0 | 0 | 0 | 0 | 0 | 0 | 0 | 0 | 0 | 0 | 0 | 0 | 0 | 0 | 0 | 0 | 0 | 0 | 0 | 0 | 0 | 0 | 0
F6_Industrial_OR - Industrial_New_Process_Natural Gas_Process Boiler_E5 | F6 | Industrial | OR - Industrial | New | Process | Natural Gas | Process Boiler | E5 | Utility - Value of Sales | 0 | 0 | 0 | 0 | 0 | 0 | 0 | 0 | 0 | 0 | 0 | 0 | 0 | 0 | 0 | 0 | 0 | 0 | 0 | 0 | 0 | 0 | 0 | 0 | 0 | 0 | 0
F6_Industrial_OR - Industrial_New_Process_Natural Gas_Process Boiler_E6 | F6 | Industrial | OR - Industrial | New | Process | Natural Gas | Process Boiler | E6 | Utility - Value of Sales | 0 | 0 | 0 | 0 | 0 | 0 | 0 | 0 | 0 | 0 | 0 | 0 | 0 | 0 | 0 | 0 | 0 | 0 | 0 | 0 | 0 | 0 | 0 | 0 | 0 | 0 | 0
F6_Industrial_OR - Industrial_New_Process_Natural Gas_Process Boiler_E7 | F6 | Industrial | OR - Industrial | New | Process | Natural Gas | Process Boiler | E7 | Utility - Value of Sales | 0 | 0 | 0 | 0 | 0 | 0 | 0 | 0 | 0 | 0 | 0 | 0 | 0 | 0 | 0 | 0 | 0 | 0 | 0 | 0 | 0 | 0 | 0 | 0 | 0 | 0 | 0
F6_Industrial_OR - Industrial_New_Process_Natural Gas_Process Boiler_E8 | F6 | Industrial | OR - Industrial | New | Process | Natural Gas | Process Boiler | E8 | Utility - Value of Sales | 0 | 0 | 0 | 0 | 0 | 0 | 0 | 0 | 0 | 0 | 0 | 0 | 0 | 0 | 0 | 0 | 0 | 0 | 0 | 0 | 0 | 0 | 0 | 0 | 0 | 0 | 0
F6_Industrial_OR - Industrial_New_Process_Natural Gas_Process Boiler_E9 | F6 | Industrial | OR - Industrial | New | Process | Natural Gas | Process Boiler | E9 | Utility - Value of Sales | 0 | 0 | 0 | 0 | 0 | 0 | 0 | 0 | 0 | 0 | 0 | 0 | 0 | 0 | 0 | 0 | 0 | 0 | 0 | 0 | 0 | 0 | 0 | 0 | 0 | 0 | 0
F6_Industrial_OR - Industrial_New_Process_Natural Gas_Process Boiler_E10 | F6 | Industrial | OR - Industrial | New | Process | Natural Gas | Process Boiler | E10 | Utility - Value of Sales | 0 | 0 | 0 | 0 | 0 | 0 | 0 | 0 | 0 | 0 | 0 | 0 | 0 | 0 | 0 | 0 | 0 | 0 | 0 | 0 | 0 | 0 | 0 | 0 | 0 | 0 | 0
F1_Industrial_OR - Industrial_New_Process_Natural Gas_Process Heating_E1 | F1 | Industrial | OR - Industrial | New | Process | Natural Gas | Process Heating | E1 | RVT - Cost of Equipment | 0.26138 | 0.26138 | 0.26138 | 0.26138 | 0.26138 | 0.26138 | 0.26138 | 0.26138 | 0.26138 | 0.26138 | 0.26138 | 0.26138 | 0.26138 | 0.26138 | 0.26138 | 0.26138 | 0.26138 | 0.26138 | 0.26138 | 0.26138 | 0.26138 | 0.26138 | 0.26138 | 0.26138 | 0.26138 | 0.26138 | 0.26138
F1_Industrial_OR - Industrial_New_Process_Natural Gas_Process Heating_E2 | F1 | Industrial | OR - Industrial | New | Process | Natural Gas | Process Heating | E2 | RVT - Cost of Equipment | 0 | 0 | 0 | 0 | 0 | 0 | 0 | 0 | 0 | 0 | 0 | 0 | 0 | 0 | 0 | 0 | 0 | 0 | 0 | 0 | 0 | 0 | 0 | 0 | 0 | 0 | 0
F1_Industrial_OR - Industrial_New_Process_Natural Gas_Process Heating_E3 | F1 | Industrial | OR - Industrial | New | Process | Natural Gas | Process Heating | E3 | RVT - Cost of Equipment | 0 | 0 | 0 | 0 | 0 | 0 | 0 | 0 | 0 | 0 | 0 | 0 | 0 | 0 | 0 | 0 | 0 | 0 | 0 | 0 | 0 | 0 | 0 | 0 | 0 | 0 | 0
F1_Industrial_OR - Industrial_New_Process_Natural Gas_Process Heating_E4 | F1 | Industrial | OR - Industrial | New | Process | Natural Gas | Process Heating | E4 | RVT - Cost of Equipment | 0 | 0 | 0 | 0 | 0 | 0 | 0 | 0 | 0 | 0 | 0 | 0 | 0 | 0 | 0 | 0 | 0 | 0 | 0 | 0 | 0 | 0 | 0 | 0 | 0 | 0 | 0
F1_Industrial_OR - Industrial_New_Process_Natural Gas_Process Heating_E5 | F1 | Industrial | OR - Industrial | New | Process | Natural Gas | Process Heating | E5 | RVT - Cost of Equipment | 0 | 0 | 0 | 0 | 0 | 0 | 0 | 0 | 0 | 0 | 0 | 0 | 0 | 0 | 0 | 0 | 0 | 0 | 0 | 0 | 0 | 0 | 0 | 0 | 0 | 0 | 0
F1_Industrial_OR - Industrial_New_Process_Natural Gas_Process Heating_E6 | F1 | Industrial | OR - Industrial | New | Process | Natural Gas | Process Heating | E6 | RVT - Cost of Equipment | 0 | 0 | 0 | 0 | 0 | 0 | 0 | 0 | 0 | 0 | 0 | 0 | 0 | 0 | 0 | 0 | 0 | 0 | 0 | 0 | 0 | 0 | 0 | 0 | 0 | 0 | 0
F1_Industrial_OR - Industrial_New_Process_Natural Gas_Process Heating_E7 | F1 | Industrial | OR - Industrial | New | Process | Natural Gas | Process Heating | E7 | RVT - Cost of Equipment | 0 | 0 | 0 | 0 | 0 | 0 | 0 | 0 | 0 | 0 | 0 | 0 | 0 | 0 | 0 | 0 | 0 | 0 | 0 | 0 | 0 | 0 | 0 | 0 | 0 | 0 | 0
F1_Industrial_OR - Industrial_New_Process_Natural Gas_Process Heating_E8 | F1 | Industrial | OR - Industrial | New | Process | Natural Gas | Process Heating | E8 | RVT - Cost of Equipment | 0 | 0 | 0 | 0 | 0 | 0 | 0 | 0 | 0 | 0 | 0 | 0 | 0 | 0 | 0 | 0 | 0 | 0 | 0 | 0 | 0 | 0 | 0 | 0 | 0 | 0 | 0
F1_Industrial_OR - Industrial_New_Process_Natural Gas_Process Heating_E9 | F1 | Industrial | OR - Industrial | New | Process | Natural Gas | Process Heating | E9 | RVT - Cost of Equipment | 0 | 0 | 0 | 0 | 0 | 0 | 0 | 0 | 0 | 0 | 0 | 0 | 0 | 0 | 0 | 0 | 0 | 0 | 0 | 0 | 0 | 0 | 0 | 0 | 0 | 0 | 0
F1_Industrial_OR - Industrial_New_Process_Natural Gas_Process Heating_E10 | F1 | Industrial | OR - Industrial | New | Process | Natural Gas | Process Heating | E10 | RVT - Cost of Equipment | 0 | 0 | 0 | 0 | 0 | 0 | 0 | 0 | 0 | 0 | 0 | 0 | 0 | 0 | 0 | 0 | 0 | 0 | 0 | 0 | 0 | 0 | 0 | 0 | 0 | 0 | 0
F2_Industrial_OR - Industrial_New_Process_Natural Gas_Process Heating_E1 | F2 | Industrial | OR - Industrial | New | Process | Natural Gas | Process Heating | E1 | RVT - Cost of Operation | 0 | 0 | 0 | 0 | 0 | 0 | 0 | 0 | 0 | 0 | 0 | 0 | 0 | 0 | 0 | 0 | 0 | 0 | 0 | 0 | 0 | 0 | 0 | 0 | 0 | 0 | 0
F2_Industrial_OR - Industrial_New_Process_Natural Gas_Process Heating_E2 | F2 | Industrial | OR - Industrial | New | Process | Natural Gas | Process Heating | E2 | RVT - Cost of Operation | 0 | 0 | 0 | 0 | 0 | 0 | 0 | 0 | 0 | 0 | 0 | 0 | 0 | 0 | 0 | 0 | 0 | 0 | 0 | 0 | 0 | 0 | 0 | 0 | 0 | 0 | 0
F2_Industrial_OR - Industrial_New_Process_Natural Gas_Process Heating_E3 | F2 | Industrial | OR - Industrial | New | Process | Natural Gas | Process Heating | E3 | RVT - Cost of Operation | 0 | 0 | 0 | 0 | 0 | 0 | 0 | 0 | 0 | 0 | 0 | 0 | 0 | 0 | 0 | 0 | 0 | 0 | 0 | 0 | 0 | 0 | 0 | 0 | 0 | 0 | 0
F2_Industrial_OR - Industrial_New_Process_Natural Gas_Process Heating_E4 | F2 | Industrial | OR - Industrial | New | Process | Natural Gas | Process Heating | E4 | RVT - Cost of Operation | 0 | 0 | 0 | 0 | 0 | 0 | 0 | 0 | 0 | 0 | 0 | 0 | 0 | 0 | 0 | 0 | 0 | 0 | 0 | 0 | 0 | 0 | 0 | 0 | 0 | 0 | 0
F2_Industrial_OR - Industrial_New_Process_Natural Gas_Process Heating_E5 | F2 | Industrial | OR - Industrial | New | Process | Natural Gas | Process Heating | E5 | RVT - Cost of Operation | 0 | 0 | 0 | 0 | 0 | 0 | 0 | 0 | 0 | 0 | 0 | 0 | 0 | 0 | 0 | 0 | 0 | 0 | 0 | 0 | 0 | 0 | 0 | 0 | 0 | 0 | 0
F2_Industrial_OR - Industrial_New_Process_Natural Gas_Process Heating_E6 | F2 | Industrial | OR - Industrial | New | Process | Natural Gas | Process Heating | E6 | RVT - Cost of Operation | 0 | 0 | 0 | 0 | 0 | 0 | 0 | 0 | 0 | 0 | 0 | 0 | 0 | 0 | 0 | 0 | 0 | 0 | 0 | 0 | 0 | 0 | 0 | 0 | 0 | 0 | 0
F2_Industrial_OR - Industrial_New_Process_Natural Gas_Process Heating_E7 | F2 | Industrial | OR - Industrial | New | Process | Natural Gas | Process Heating | E7 | RVT - Cost of Operation | 0 | 0 | 0 | 0 | 0 | 0 | 0 | 0 | 0 | 0 | 0 | 0 | 0 | 0 | 0 | 0 | 0 | 0 | 0 | 0 | 0 | 0 | 0 | 0 | 0 | 0 | 0
F2_Industrial_OR - Industrial_New_Process_Natural Gas_Process Heating_E8 | F2 | Industrial | OR - Industrial | New | Process | Natural Gas | Process Heating | E8 | RVT - Cost of Operation | 0 | 0 | 0 | 0 | 0 | 0 | 0 | 0 | 0 | 0 | 0 | 0 | 0 | 0 | 0 | 0 | 0 | 0 | 0 | 0 | 0 | 0 | 0 | 0 | 0 | 0 | 0
F2_Industrial_OR - Industrial_New_Process_Natural Gas_Process Heating_E9 | F2 | Industrial | OR - Industrial | New | Process | Natural Gas | Process Heating | E9 | RVT - Cost of Operation | 0 | 0 | 0 | 0 | 0 | 0 | 0 | 0 | 0 | 0 | 0 | 0 | 0 | 0 | 0 | 0 | 0 | 0 | 0 | 0 | 0 | 0 | 0 | 0 | 0 | 0 | 0
F2_Industrial_OR - Industrial_New_Process_Natural Gas_Process Heating_E10 | F2 | Industrial | OR - Industrial | New | Process | Natural Gas | Process Heating | E10 | RVT - Cost of Operation | 0 | 0 | 0 | 0 | 0 | 0 | 0 | 0 | 0 | 0 | 0 | 0 | 0 | 0 | 0 | 0 | 0 | 0 | 0 | 0 | 0 | 0 | 0 | 0 | 0 | 0 | 0
F3_Industrial_OR - Industrial_New_Process_Natural Gas_Process Heating_E1 | F3 | Industrial | OR - Industrial | New | Process | Natural Gas | Process Heating | E1 | System - kBTUs of Consumption | 828342.4603 | 828342.4603 | 828342.4603 | 828342.4603 | 828342.4603 | 828342.4603 | 828342.4603 | 828342.4603 | 828342.4603 | 828342.4603 | 828342.4603 | 828342.4603 | 828342.4603 | 828342.4603 | 828342.4603 | 828342.4603 | 828342.4603 | 828342.4603 | 828342.4603 | 828342.4603 | 828342.4603 | 828342.4603 | 828342.4603 | 828342.4603 | 828342.4603 | 828342.4603 | 828342.4603
F3_Industrial_OR - Industrial_New_Process_Natural Gas_Process Heating_E2 | F3 | Industrial | OR - Industrial | New | Process | Natural Gas | Process Heating | E2 | System - kBTUs of Consumption | 0 | 0 | 0 | 0 | 0 | 0 | 0 | 0 | 0 | 0 | 0 | 0 | 0 | 0 | 0 | 0 | 0 | 0 | 0 | 0 | 0 | 0 | 0 | 0 | 0 | 0 | 0
F3_Industrial_OR - Industrial_New_Process_Natural Gas_Process Heating_E3 | F3 | Industrial | OR - Industrial | New | Process | Natural Gas | Process Heating | E3 | System - kBTUs of Consumption | 0 | 0 | 0 | 0 | 0 | 0 | 0 | 0 | 0 | 0 | 0 | 0 | 0 | 0 | 0 | 0 | 0 | 0 | 0 | 0 | 0 | 0 | 0 | 0 | 0 | 0 | 0
F3_Industrial_OR - Industrial_New_Process_Natural Gas_Process Heating_E4 | F3 | Industrial | OR - Industrial | New | Process | Natural Gas | Process Heating | E4 | System - kBTUs of Consumption | 0 | 0 | 0 | 0 | 0 | 0 | 0 | 0 | 0 | 0 | 0 | 0 | 0 | 0 | 0 | 0 | 0 | 0 | 0 | 0 | 0 | 0 | 0 | 0 | 0 | 0 | 0
F3_Industrial_OR - Industrial_New_Process_Natural Gas_Process Heating_E5 | F3 | Industrial | OR - Industrial | New | Process | Natural Gas | Process Heating | E5 | System - kBTUs of Consumption | 0 | 0 | 0 | 0 | 0 | 0 | 0 | 0 | 0 | 0 | 0 | 0 | 0 | 0 | 0 | 0 | 0 | 0 | 0 | 0 | 0 | 0 | 0 | 0 | 0 | 0 | 0
F3_Industrial_OR - Industrial_New_Process_Natural Gas_Process Heating_E6 | F3 | Industrial | OR - Industrial | New | Process | Natural Gas | Process Heating | E6 | System - kBTUs of Consumption | 0 | 0 | 0 | 0 | 0 | 0 | 0 | 0 | 0 | 0 | 0 | 0 | 0 | 0 | 0 | 0 | 0 | 0 | 0 | 0 | 0 | 0 | 0 | 0 | 0 | 0 | 0
F3_Industrial_OR - Industrial_New_Process_Natural Gas_Process Heating_E7 | F3 | Industrial | OR - Industrial | New | Process | Natural Gas | Process Heating | E7 | System - kBTUs of Consumption | 0 | 0 | 0 | 0 | 0 | 0 | 0 | 0 | 0 | 0 | 0 | 0 | 0 | 0 | 0 | 0 | 0 | 0 | 0 | 0 | 0 | 0 | 0 | 0 | 0 | 0 | 0
F3_Industrial_OR - Industrial_New_Process_Natural Gas_Process Heating_E8 | F3 | Industrial | OR - Industrial | New | Process | Natural Gas | Process Heating | E8 | System - kBTUs of Consumption | 0 | 0 | 0 | 0 | 0 | 0 | 0 | 0 | 0 | 0 | 0 | 0 | 0 | 0 | 0 | 0 | 0 | 0 | 0 | 0 | 0 | 0 | 0 | 0 | 0 | 0 | 0
F3_Industrial_OR - Industrial_New_Process_Natural Gas_Process Heating_E9 | F3 | Industrial | OR - Industrial | New | Process | Natural Gas | Process Heating | E9 | System - kBTUs of Consumption | 0 | 0 | 0 | 0 | 0 | 0 | 0 | 0 | 0 | 0 | 0 | 0 | 0 | 0 | 0 | 0 | 0 | 0 | 0 | 0 | 0 | 0 | 0 | 0 | 0 | 0 | 0
F3_Industrial_OR - Industrial_New_Process_Natural Gas_Process Heating_E10 | F3 | Industrial | OR - Industrial | New | Process | Natural Gas | Process Heating | E10 | System - kBTUs of Consumption | 0 | 0 | 0 | 0 | 0 | 0 | 0 | 0 | 0 | 0 | 0 | 0 | 0 | 0 | 0 | 0 | 0 | 0 | 0 | 0 | 0 | 0 | 0 | 0 | 0 | 0 | 0
F4_Industrial_OR - Industrial_New_Process_Natural Gas_Process Heating_E1 | F4 | Industrial | OR - Industrial | New | Process | Natural Gas | Process Heating | E1 | Utility - Cost of Equipment | 0.26138 | 0.26138 | 0.26138 | 0.26138 | 0.26138 | 0.26138 | 0.26138 | 0.26138 | 0.26138 | 0.26138 | 0.26138 | 0.26138 | 0.26138 | 0.26138 | 0.26138 | 0.26138 | 0.26138 | 0.26138 | 0.26138 | 0.26138 | 0.26138 | 0.26138 | 0.26138 | 0.26138 | 0.26138 | 0.26138 | 0.26138
F4_Industrial_OR - Industrial_New_Process_Natural Gas_Process Heating_E2 | F4 | Industrial | OR - Industrial | New | Process | Natural Gas | Process Heating | E2 | Utility - Cost of Equipment | 0 | 0 | 0 | 0 | 0 | 0 | 0 | 0 | 0 | 0 | 0 | 0 | 0 | 0 | 0 | 0 | 0 | 0 | 0 | 0 | 0 | 0 | 0 | 0 | 0 | 0 | 0
F4_Industrial_OR - Industrial_New_Process_Natural Gas_Process Heating_E3 | F4 | Industrial | OR - Industrial | New | Process | Natural Gas | Process Heating | E3 | Utility - Cost of Equipment | 0 | 0 | 0 | 0 | 0 | 0 | 0 | 0 | 0 | 0 | 0 | 0 | 0 | 0 | 0 | 0 | 0 | 0 | 0 | 0 | 0 | 0 | 0 | 0 | 0 | 0 | 0
F4_Industrial_OR - Industrial_New_Process_Natural Gas_Process Heating_E4 | F4 | Industrial | OR - Industrial | New | Process | Natural Gas | Process Heating | E4 | Utility - Cost of Equipment | 0 | 0 | 0 | 0 | 0 | 0 | 0 | 0 | 0 | 0 | 0 | 0 | 0 | 0 | 0 | 0 | 0 | 0 | 0 | 0 | 0 | 0 | 0 | 0 | 0 | 0 | 0
F4_Industrial_OR - Industrial_New_Process_Natural Gas_Process Heating_E5 | F4 | Industrial | OR - Industrial | New | Process | Natural Gas | Process Heating | E5 | Utility - Cost of Equipment | 0 | 0 | 0 | 0 | 0 | 0 | 0 | 0 | 0 | 0 | 0 | 0 | 0 | 0 | 0 | 0 | 0 | 0 | 0 | 0 | 0 | 0 | 0 | 0 | 0 | 0 | 0
F4_Industrial_OR - Industrial_New_Process_Natural Gas_Process Heating_E6 | F4 | Industrial | OR - Industrial | New | Process | Natural Gas | Process Heating | E6 | Utility - Cost of Equipment | 0 | 0 | 0 | 0 | 0 | 0 | 0 | 0 | 0 | 0 | 0 | 0 | 0 | 0 | 0 | 0 | 0 | 0 | 0 | 0 | 0 | 0 | 0 | 0 | 0 | 0 | 0
F4_Industrial_OR - Industrial_New_Process_Natural Gas_Process Heating_E7 | F4 | Industrial | OR - Industrial | New | Process | Natural Gas | Process Heating | E7 | Utility - Cost of Equipment | 0 | 0 | 0 | 0 | 0 | 0 | 0 | 0 | 0 | 0 | 0 | 0 | 0 | 0 | 0 | 0 | 0 | 0 | 0 | 0 | 0 | 0 | 0 | 0 | 0 | 0 | 0
F4_Industrial_OR - Industrial_New_Process_Natural Gas_Process Heating_E8 | F4 | Industrial | OR - Industrial | New | Process | Natural Gas | Process Heating | E8 | Utility - Cost of Equipment | 0 | 0 | 0 | 0 | 0 | 0 | 0 | 0 | 0 | 0 | 0 | 0 | 0 | 0 | 0 | 0 | 0 | 0 | 0 | 0 | 0 | 0 | 0 | 0 | 0 | 0 | 0
F4_Industrial_OR - Industrial_New_Process_Natural Gas_Process Heating_E9 | F4 | Industrial | OR - Industrial | New | Process | Natural Gas | Process Heating | E9 | Utility - Cost of Equipment | 0 | 0 | 0 | 0 | 0 | 0 | 0 | 0 | 0 | 0 | 0 | 0 | 0 | 0 | 0 | 0 | 0 | 0 | 0 | 0 | 0 | 0 | 0 | 0 | 0 | 0 | 0
F4_Industrial_OR - Industrial_New_Process_Natural Gas_Process Heating_E10 | F4 | Industrial | OR - Industrial | New | Process | Natural Gas | Process Heating | E10 | Utility - Cost of Equipment | 0 | 0 | 0 | 0 | 0 | 0 | 0 | 0 | 0 | 0 | 0 | 0 | 0 | 0 | 0 | 0 | 0 | 0 | 0 | 0 | 0 | 0 | 0 | 0 | 0 | 0 | 0
F5_Industrial_OR - Industrial_New_Process_Natural Gas_Process Heating_E1 | F5 | Industrial | OR - Industrial | New | Process | Natural Gas | Process Heating | E1 | Utility - Cost of Operation | 7969.3839 | 9961.8405 | 12394.6465 | 13152.6435 | 13678.8468 | 13970.7519 | 14166.9819 | 14289.281 | 14327.6823 | 14304.8151 | 14278.5589 | 14255.1189 | 14231.1067 | 14215.1811 | 14193.1802 | 14176.7875 | 14172.2212 | 14168.1722 | 14166.24 | 14171.8413 | 14182.5904 | 14202.489 | 14233.3599 | 14289.3335 | 14359.3793 | 14429.7684 | 14500.5025
F5_Industrial_OR - Industrial_New_Process_Natural Gas_Process Heating_E2 | F5 | Industrial | OR - Industrial | New | Process | Natural Gas | Process Heating | E2 | Utility - Cost of Operation | 0 | 0 | 0 | 0 | 0 | 0 | 0 | 0 | 0 | 0 | 0 | 0 | 0 | 0 | 0 | 0 | 0 | 0 | 0 | 0 | 0 | 0 | 0 | 0 | 0 | 0 | 0
F5_Industrial_OR - Industrial_New_Process_Natural Gas_Process Heating_E3 | F5 | Industrial | OR - Industrial | New | Process | Natural Gas | Process Heating | E3 | Utility - Cost of Operation | 0 | 0 | 0 | 0 | 0 | 0 | 0 | 0 | 0 | 0 | 0 | 0 | 0 | 0 | 0 | 0 | 0 | 0 | 0 | 0 | 0 | 0 | 0 | 0 | 0 | 0 | 0
F5_Industrial_OR - Industrial_New_Process_Natural Gas_Process Heating_E4 | F5 | Industrial | OR - Industrial | New | Process | Natural Gas | Process Heating | E4 | Utility - Cost of Operation | 0 | 0 | 0 | 0 | 0 | 0 | 0 | 0 | 0 | 0 | 0 | 0 | 0 | 0 | 0 | 0 | 0 | 0 | 0 | 0 | 0 | 0 | 0 | 0 | 0 | 0 | 0
F5_Industrial_OR - Industrial_New_Process_Natural Gas_Process Heating_E5 | F5 | Industrial | OR - Industrial | New | Process | Natural Gas | Process Heating | E5 | Utility - Cost of Operation | 0 | 0 | 0 | 0 | 0 | 0 | 0 | 0 | 0 | 0 | 0 | 0 | 0 | 0 | 0 | 0 | 0 | 0 | 0 | 0 | 0 | 0 | 0 | 0 | 0 | 0 | 0
F5_Industrial_OR - Industrial_New_Process_Natural Gas_Process Heating_E6 | F5 | Industrial | OR - Industrial | New | Process | Natural Gas | Process Heating | E6 | Utility - Cost of Operation | 0 | 0 | 0 | 0 | 0 | 0 | 0 | 0 | 0 | 0 | 0 | 0 | 0 | 0 | 0 | 0 | 0 | 0 | 0 | 0 | 0 | 0 | 0 | 0 | 0 | 0 | 0
F5_Industrial_OR - Industrial_New_Process_Natural Gas_Process Heating_E7 | F5 | Industrial | OR - Industrial | New | Process | Natural Gas | Process Heating | E7 | Utility - Cost of Operation | 0 | 0 | 0 | 0 | 0 | 0 | 0 | 0 | 0 | 0 | 0 | 0 | 0 | 0 | 0 | 0 | 0 | 0 | 0 | 0 | 0 | 0 | 0 | 0 | 0 | 0 | 0
F5_Industrial_OR - Industrial_New_Process_Natural Gas_Process Heating_E8 | F5 | Industrial | OR - Industrial | New | Process | Natural Gas | Process Heating | E8 | Utility - Cost of Operation | 0 | 0 | 0 | 0 | 0 | 0 | 0 | 0 | 0 | 0 | 0 | 0 | 0 | 0 | 0 | 0 | 0 | 0 | 0 | 0 | 0 | 0 | 0 | 0 | 0 | 0 | 0
F5_Industrial_OR - Industrial_New_Process_Natural Gas_Process Heating_E9 | F5 | Industrial | OR - Industrial | New | Process | Natural Gas | Process Heating | E9 | Utility - Cost of Operation | 0 | 0 | 0 | 0 | 0 | 0 | 0 | 0 | 0 | 0 | 0 | 0 | 0 | 0 | 0 | 0 | 0 | 0 | 0 | 0 | 0 | 0 | 0 | 0 | 0 | 0 | 0
F5_Industrial_OR - Industrial_New_Process_Natural Gas_Process Heating_E10 | F5 | Industrial | OR - Industrial | New | Process | Natural Gas | Process Heating | E10 | Utility - Cost of Operation | 0 | 0 | 0 | 0 | 0 | 0 | 0 | 0 | 0 | 0 | 0 | 0 | 0 | 0 | 0 | 0 | 0 | 0 | 0 | 0 | 0 | 0 | 0 | 0 | 0 | 0 | 0
F6_Industrial_OR - Industrial_New_Process_Natural Gas_Process Heating_E1 | F6 | Industrial | OR - Industrial | New | Process | Natural Gas | Process Heating | E1 | Utility - Value of Sales | 0 | 0 | 0 | 0 | 0 | 0 | 0 | 0 | 0 | 0 | 0 | 0 | 0 | 0 | 0 | 0 | 0 | 0 | 0 | 0 | 0 | 0 | 0 | 0 | 0 | 0 | 0
F6_Industrial_OR - Industrial_New_Process_Natural Gas_Process Heating_E2 | F6 | Industrial | OR - Industrial | New | Process | Natural Gas | Process Heating | E2 | Utility - Value of Sales | 0 | 0 | 0 | 0 | 0 | 0 | 0 | 0 | 0 | 0 | 0 | 0 | 0 | 0 | 0 | 0 | 0 | 0 | 0 | 0 | 0 | 0 | 0 | 0 | 0 | 0 | 0
F6_Industrial_OR - Industrial_New_Process_Natural Gas_Process Heating_E3 | F6 | Industrial | OR - Industrial | New | Process | Natural Gas | Process Heating | E3 | Utility - Value of Sales | 0 | 0 | 0 | 0 | 0 | 0 | 0 | 0 | 0 | 0 | 0 | 0 | 0 | 0 | 0 | 0 | 0 | 0 | 0 | 0 | 0 | 0 | 0 | 0 | 0 | 0 | 0
F6_Industrial_OR - Industrial_New_Process_Natural Gas_Process Heating_E4 | F6 | Industrial | OR - Industrial | New | Process | Natural Gas | Process Heating | E4 | Utility - Value of Sales | 0 | 0 | 0 | 0 | 0 | 0 | 0 | 0 | 0 | 0 | 0 | 0 | 0 | 0 | 0 | 0 | 0 | 0 | 0 | 0 | 0 | 0 | 0 | 0 | 0 | 0 | 0
F6_Industrial_OR - Industrial_New_Process_Natural Gas_Process Heating_E5 | F6 | Industrial | OR - Industrial | New | Process | Natural Gas | Process Heating | E5 | Utility - Value of Sales | 0 | 0 | 0 | 0 | 0 | 0 | 0 | 0 | 0 | 0 | 0 | 0 | 0 | 0 | 0 | 0 | 0 | 0 | 0 | 0 | 0 | 0 | 0 | 0 | 0 | 0 | 0
F6_Industrial_OR - Industrial_New_Process_Natural Gas_Process Heating_E6 | F6 | Industrial | OR - Industrial | New | Process | Natural Gas | Process Heating | E6 | Utility - Value of Sales | 0 | 0 | 0 | 0 | 0 | 0 | 0 | 0 | 0 | 0 | 0 | 0 | 0 | 0 | 0 | 0 | 0 | 0 | 0 | 0 | 0 | 0 | 0 | 0 | 0 | 0 | 0
F6_Industrial_OR - Industrial_New_Process_Natural Gas_Process Heating_E7 | F6 | Industrial | OR - Industrial | New | Process | Natural Gas | Process Heating | E7 | Utility - Value of Sales | 0 | 0 | 0 | 0 | 0 | 0 | 0 | 0 | 0 | 0 | 0 | 0 | 0 | 0 | 0 | 0 | 0 | 0 | 0 | 0 | 0 | 0 | 0 | 0 | 0 | 0 | 0
F6_Industrial_OR - Industrial_New_Process_Natural Gas_Process Heating_E8 | F6 | Industrial | OR - Industrial | New | Process | Natural Gas | Process Heating | E8 | Utility - Value of Sales | 0 | 0 | 0 | 0 | 0 | 0 | 0 | 0 | 0 | 0 | 0 | 0 | 0 | 0 | 0 | 0 | 0 | 0 | 0 | 0 | 0 | 0 | 0 | 0 | 0 | 0 | 0
F6_Industrial_OR - Industrial_New_Process_Natural Gas_Process Heating_E9 | F6 | Industrial | OR - Industrial | New | Process | Natural Gas | Process Heating | E9 | Utility - Value of Sales | 0 | 0 | 0 | 0 | 0 | 0 | 0 | 0 | 0 | 0 | 0 | 0 | 0 | 0 | 0 | 0 | 0 | 0 | 0 | 0 | 0 | 0 | 0 | 0 | 0 | 0 | 0
F6_Industrial_OR - Industrial_New_Process_Natural Gas_Process Heating_E10 | F6 | Industrial | OR - Industrial | New | Process | Natural Gas | Process Heating | E10 | Utility - Value of Sales | 0 | 0 | 0 | 0 | 0 | 0 | 0 | 0 | 0 | 0 | 0 | 0 | 0 | 0 | 0 | 0 | 0 | 0 | 0 | 0 | 0 | 0 | 0 | 0 | 0 | 0 | 0
F1_Industrial_OR - Industrial_New_Process_Natural Gas_Process Cooling_E1 | F1 | Industrial | OR - Industrial | New | Process | Natural Gas | Process Cooling | E1 | RVT - Cost of Equipment | 0.26138 | 0.26138 | 0.26138 | 0.26138 | 0.26138 | 0.26138 | 0.26138 | 0.26138 | 0.26138 | 0.26138 | 0.26138 | 0.26138 | 0.26138 | 0.26138 | 0.26138 | 0.26138 | 0.26138 | 0.26138 | 0.26138 | 0.26138 | 0.26138 | 0.26138 | 0.26138 | 0.26138 | 0.26138 | 0.26138 | 0.26138
F1_Industrial_OR - Industrial_New_Process_Natural Gas_Process Cooling_E2 | F1 | Industrial | OR - Industrial | New | Process | Natural Gas | Process Cooling | E2 | RVT - Cost of Equipment | 0 | 0 | 0 | 0 | 0 | 0 | 0 | 0 | 0 | 0 | 0 | 0 | 0 | 0 | 0 | 0 | 0 | 0 | 0 | 0 | 0 | 0 | 0 | 0 | 0 | 0 | 0
F1_Industrial_OR - Industrial_New_Process_Natural Gas_Process Cooling_E3 | F1 | Industrial | OR - Industrial | New | Process | Natural Gas | Process Cooling | E3 | RVT - Cost of Equipment | 0 | 0 | 0 | 0 | 0 | 0 | 0 | 0 | 0 | 0 | 0 | 0 | 0 | 0 | 0 | 0 | 0 | 0 | 0 | 0 | 0 | 0 | 0 | 0 | 0 | 0 | 0
F1_Industrial_OR - Industrial_New_Process_Natural Gas_Process Cooling_E4 | F1 | Industrial | OR - Industrial | New | Process | Natural Gas | Process Cooling | E4 | RVT - Cost of Equipment | 0 | 0 | 0 | 0 | 0 | 0 | 0 | 0 | 0 | 0 | 0 | 0 | 0 | 0 | 0 | 0 | 0 | 0 | 0 | 0 | 0 | 0 | 0 | 0 | 0 | 0 | 0
F1_Industrial_OR - Industrial_New_Process_Natural Gas_Process Cooling_E5 | F1 | Industrial | OR - Industrial | New | Process | Natural Gas | Process Cooling | E5 | RVT - Cost of Equipment | 0 | 0 | 0 | 0 | 0 | 0 | 0 | 0 | 0 | 0 | 0 | 0 | 0 | 0 | 0 | 0 | 0 | 0 | 0 | 0 | 0 | 0 | 0 | 0 | 0 | 0 | 0
F1_Industrial_OR - Industrial_New_Process_Natural Gas_Process Cooling_E6 | F1 | Industrial | OR - Industrial | New | Process | Natural Gas | Process Cooling | E6 | RVT - Cost of Equipment | 0 | 0 | 0 | 0 | 0 | 0 | 0 | 0 | 0 | 0 | 0 | 0 | 0 | 0 | 0 | 0 | 0 | 0 | 0 | 0 | 0 | 0 | 0 | 0 | 0 | 0 | 0
F1_Industrial_OR - Industrial_New_Process_Natural Gas_Process Cooling_E7 | F1 | Industrial | OR - Industrial | New | Process | Natural Gas | Process Cooling | E7 | RVT - Cost of Equipment | 0 | 0 | 0 | 0 | 0 | 0 | 0 | 0 | 0 | 0 | 0 | 0 | 0 | 0 | 0 | 0 | 0 | 0 | 0 | 0 | 0 | 0 | 0 | 0 | 0 | 0 | 0
F1_Industrial_OR - Industrial_New_Process_Natural Gas_Process Cooling_E8 | F1 | Industrial | OR - Industrial | New | Process | Natural Gas | Process Cooling | E8 | RVT - Cost of Equipment | 0 | 0 | 0 | 0 | 0 | 0 | 0 | 0 | 0 | 0 | 0 | 0 | 0 | 0 | 0 | 0 | 0 | 0 | 0 | 0 | 0 | 0 | 0 | 0 | 0 | 0 | 0
F1_Industrial_OR - Industrial_New_Process_Natural Gas_Process Cooling_E9 | F1 | Industrial | OR - Industrial | New | Process | Natural Gas | Process Cooling | E9 | RVT - Cost of Equipment | 0 | 0 | 0 | 0 | 0 | 0 | 0 | 0 | 0 | 0 | 0 | 0 | 0 | 0 | 0 | 0 | 0 | 0 | 0 | 0 | 0 | 0 | 0 | 0 | 0 | 0 | 0
F1_Industrial_OR - Industrial_New_Process_Natural Gas_Process Cooling_E10 | F1 | Industrial | OR - Industrial | New | Process | Natural Gas | Process Cooling | E10 | RVT - Cost of Equipment | 0 | 0 | 0 | 0 | 0 | 0 | 0 | 0 | 0 | 0 | 0 | 0 | 0 | 0 | 0 | 0 | 0 | 0 | 0 | 0 | 0 | 0 | 0 | 0 | 0 | 0 | 0
F2_Industrial_OR - Industrial_New_Process_Natural Gas_Process Cooling_E1 | F2 | Industrial | OR - Industrial | New | Process | Natural Gas | Process Cooling | E1 | RVT - Cost of Operation | 0 | 0 | 0 | 0 | 0 | 0 | 0 | 0 | 0 | 0 | 0 | 0 | 0 | 0 | 0 | 0 | 0 | 0 | 0 | 0 | 0 | 0 | 0 | 0 | 0 | 0 | 0
F2_Industrial_OR - Industrial_New_Process_Natural Gas_Process Cooling_E2 | F2 | Industrial | OR - Industrial | New | Process | Natural Gas | Process Cooling | E2 | RVT - Cost of Operation | 0 | 0 | 0 | 0 | 0 | 0 | 0 | 0 | 0 | 0 | 0 | 0 | 0 | 0 | 0 | 0 | 0 | 0 | 0 | 0 | 0 | 0 | 0 | 0 | 0 | 0 | 0
F2_Industrial_OR - Industrial_New_Process_Natural Gas_Process Cooling_E3 | F2 | Industrial | OR - Industrial | New | Process | Natural Gas | Process Cooling | E3 | RVT - Cost of Operation | 0 | 0 | 0 | 0 | 0 | 0 | 0 | 0 | 0 | 0 | 0 | 0 | 0 | 0 | 0 | 0 | 0 | 0 | 0 | 0 | 0 | 0 | 0 | 0 | 0 | 0 | 0
F2_Industrial_OR - Industrial_New_Process_Natural Gas_Process Cooling_E4 | F2 | Industrial | OR - Industrial | New | Process | Natural Gas | Process Cooling | E4 | RVT - Cost of Operation | 0 | 0 | 0 | 0 | 0 | 0 | 0 | 0 | 0 | 0 | 0 | 0 | 0 | 0 | 0 | 0 | 0 | 0 | 0 | 0 | 0 | 0 | 0 | 0 | 0 | 0 | 0
F2_Industrial_OR - Industrial_New_Process_Natural Gas_Process Cooling_E5 | F2 | Industrial | OR - Industrial | New | Process | Natural Gas | Process Cooling | E5 | RVT - Cost of Operation | 0 | 0 | 0 | 0 | 0 | 0 | 0 | 0 | 0 | 0 | 0 | 0 | 0 | 0 | 0 | 0 | 0 | 0 | 0 | 0 | 0 | 0 | 0 | 0 | 0 | 0 | 0
F2_Industrial_OR - Industrial_New_Process_Natural Gas_Process Cooling_E6 | F2 | Industrial | OR - Industrial | New | Process | Natural Gas | Process Cooling | E6 | RVT - Cost of Operation | 0 | 0 | 0 | 0 | 0 | 0 | 0 | 0 | 0 | 0 | 0 | 0 | 0 | 0 | 0 | 0 | 0 | 0 | 0 | 0 | 0 | 0 | 0 | 0 | 0 | 0 | 0
F2_Industrial_OR - Industrial_New_Process_Natural Gas_Process Cooling_E7 | F2 | Industrial | OR - Industrial | New | Process | Natural Gas | Process Cooling | E7 | RVT - Cost of Operation | 0 | 0 | 0 | 0 | 0 | 0 | 0 | 0 | 0 | 0 | 0 | 0 | 0 | 0 | 0 | 0 | 0 | 0 | 0 | 0 | 0 | 0 | 0 | 0 | 0 | 0 | 0
F2_Industrial_OR - Industrial_New_Process_Natural Gas_Process Cooling_E8 | F2 | Industrial | OR - Industrial | New | Process | Natural Gas | Process Cooling | E8 | RVT - Cost of Operation | 0 | 0 | 0 | 0 | 0 | 0 | 0 | 0 | 0 | 0 | 0 | 0 | 0 | 0 | 0 | 0 | 0 | 0 | 0 | 0 | 0 | 0 | 0 | 0 | 0 | 0 | 0
F2_Industrial_OR - Industrial_New_Process_Natural Gas_Process Cooling_E9 | F2 | Industrial | OR - Industrial | New | Process | Natural Gas | Process Cooling | E9 | RVT - Cost of Operation | 0 | 0 | 0 | 0 | 0 | 0 | 0 | 0 | 0 | 0 | 0 | 0 | 0 | 0 | 0 | 0 | 0 | 0 | 0 | 0 | 0 | 0 | 0 | 0 | 0 | 0 | 0
F2_Industrial_OR - Industrial_New_Process_Natural Gas_Process Cooling_E10 | F2 | Industrial | OR - Industrial | New | Process | Natural Gas | Process Cooling | E10 | RVT - Cost of Operation | 0 | 0 | 0 | 0 | 0 | 0 | 0 | 0 | 0 | 0 | 0 | 0 | 0 | 0 | 0 | 0 | 0 | 0 | 0 | 0 | 0 | 0 | 0 | 0 | 0 | 0 | 0
F3_Industrial_OR - Industrial_New_Process_Natural Gas_Process Cooling_E1 | F3 | Industrial | OR - Industrial | New | Process | Natural Gas | Process Cooling | E1 | System - kBTUs of Consumption | 8032.4117 | 8032.4117 | 8032.4117 | 8032.4117 | 8032.4117 | 8032.4117 | 8032.4117 | 8032.4117 | 8032.4117 | 8032.4117 | 8032.4117 | 8032.4117 | 8032.4117 | 8032.4117 | 8032.4117 | 8032.4117 | 8032.4117 | 8032.4117 | 8032.4117 | 8032.4117 | 8032.4117 | 8032.4117 | 8032.4117 | 8032.4117 | 8032.4117 | 8032.4117 | 8032.4117
F3_Industrial_OR - Industrial_New_Process_Natural Gas_Process Cooling_E2 | F3 | Industrial | OR - Industrial | New | Process | Natural Gas | Process Cooling | E2 | System - kBTUs of Consumption | 0 | 0 | 0 | 0 | 0 | 0 | 0 | 0 | 0 | 0 | 0 | 0 | 0 | 0 | 0 | 0 | 0 | 0 | 0 | 0 | 0 | 0 | 0 | 0 | 0 | 0 | 0
F3_Industrial_OR - Industrial_New_Process_Natural Gas_Process Cooling_E3 | F3 | Industrial | OR - Industrial | New | Process | Natural Gas | Process Cooling | E3 | System - kBTUs of Consumption | 0 | 0 | 0 | 0 | 0 | 0 | 0 | 0 | 0 | 0 | 0 | 0 | 0 | 0 | 0 | 0 | 0 | 0 | 0 | 0 | 0 | 0 | 0 | 0 | 0 | 0 | 0
F3_Industrial_OR - Industrial_New_Process_Natural Gas_Process Cooling_E4 | F3 | Industrial | OR - Industrial | New | Process | Natural Gas | Process Cooling | E4 | System - kBTUs of Consumption | 0 | 0 | 0 | 0 | 0 | 0 | 0 | 0 | 0 | 0 | 0 | 0 | 0 | 0 | 0 | 0 | 0 | 0 | 0 | 0 | 0 | 0 | 0 | 0 | 0 | 0 | 0
F3_Industrial_OR - Industrial_New_Process_Natural Gas_Process Cooling_E5 | F3 | Industrial | OR - Industrial | New | Process | Natural Gas | Process Cooling | E5 | System - kBTUs of Consumption | 0 | 0 | 0 | 0 | 0 | 0 | 0 | 0 | 0 | 0 | 0 | 0 | 0 | 0 | 0 | 0 | 0 | 0 | 0 | 0 | 0 | 0 | 0 | 0 | 0 | 0 | 0
F3_Industrial_OR - Industrial_New_Process_Natural Gas_Process Cooling_E6 | F3 | Industrial | OR - Industrial | New | Process | Natural Gas | Process Cooling | E6 | System - kBTUs of Consumption | 0 | 0 | 0 | 0 | 0 | 0 | 0 | 0 | 0 | 0 | 0 | 0 | 0 | 0 | 0 | 0 | 0 | 0 | 0 | 0 | 0 | 0 | 0 | 0 | 0 | 0 | 0
F3_Industrial_OR - Industrial_New_Process_Natural Gas_Process Cooling_E7 | F3 | Industrial | OR - Industrial | New | Process | Natural Gas | Process Cooling | E7 | System - kBTUs of Consumption | 0 | 0 | 0 | 0 | 0 | 0 | 0 | 0 | 0 | 0 | 0 | 0 | 0 | 0 | 0 | 0 | 0 | 0 | 0 | 0 | 0 | 0 | 0 | 0 | 0 | 0 | 0
F3_Industrial_OR - Industrial_New_Process_Natural Gas_Process Cooling_E8 | F3 | Industrial | OR - Industrial | New | Process | Natural Gas | Process Cooling | E8 | System - kBTUs of Consumption | 0 | 0 | 0 | 0 | 0 | 0 | 0 | 0 | 0 | 0 | 0 | 0 | 0 | 0 | 0 | 0 | 0 | 0 | 0 | 0 | 0 | 0 | 0 | 0 | 0 | 0 | 0
F3_Industrial_OR - Industrial_New_Process_Natural Gas_Process Cooling_E9 | F3 | Industrial | OR - Industrial | New | Process | Natural Gas | Process Cooling | E9 | System - kBTUs of Consumption | 0 | 0 | 0 | 0 | 0 | 0 | 0 | 0 | 0 | 0 | 0 | 0 | 0 | 0 | 0 | 0 | 0 | 0 | 0 | 0 | 0 | 0 | 0 | 0 | 0 | 0 | 0
F3_Industrial_OR - Industrial_New_Process_Natural Gas_Process Cooling_E10 | F3 | Industrial | OR - Industrial | New | Process | Natural Gas | Process Cooling | E10 | System - kBTUs of Consumption | 0 | 0 | 0 | 0 | 0 | 0 | 0 | 0 | 0 | 0 | 0 | 0 | 0 | 0 | 0 | 0 | 0 | 0 | 0 | 0 | 0 | 0 | 0 | 0 | 0 | 0 | 0
F4_Industrial_OR - Industrial_New_Process_Natural Gas_Process Cooling_E1 | F4 | Industrial | OR - Industrial | New | Process | Natural Gas | Process Cooling | E1 | Utility - Cost of Equipment | 0.26138 | 0.26138 | 0.26138 | 0.26138 | 0.26138 | 0.26138 | 0.26138 | 0.26138 | 0.26138 | 0.26138 | 0.26138 | 0.26138 | 0.26138 | 0.26138 | 0.26138 | 0.26138 | 0.26138 | 0.26138 | 0.26138 | 0.26138 | 0.26138 | 0.26138 | 0.26138 | 0.26138 | 0.26138 | 0.26138 | 0.26138
F4_Industrial_OR - Industrial_New_Process_Natural Gas_Process Cooling_E2 | F4 | Industrial | OR - Industrial | New | Process | Natural Gas | Process Cooling | E2 | Utility - Cost of Equipment | 0 | 0 | 0 | 0 | 0 | 0 | 0 | 0 | 0 | 0 | 0 | 0 | 0 | 0 | 0 | 0 | 0 | 0 | 0 | 0 | 0 | 0 | 0 | 0 | 0 | 0 | 0
F4_Industrial_OR - Industrial_New_Process_Natural Gas_Process Cooling_E3 | F4 | Industrial | OR - Industrial | New | Process | Natural Gas | Process Cooling | E3 | Utility - Cost of Equipment | 0 | 0 | 0 | 0 | 0 | 0 | 0 | 0 | 0 | 0 | 0 | 0 | 0 | 0 | 0 | 0 | 0 | 0 | 0 | 0 | 0 | 0 | 0 | 0 | 0 | 0 | 0
F4_Industrial_OR - Industrial_New_Process_Natural Gas_Process Cooling_E4 | F4 | Industrial | OR - Industrial | New | Process | Natural Gas | Process Cooling | E4 | Utility - Cost of Equipment | 0 | 0 | 0 | 0 | 0 | 0 | 0 | 0 | 0 | 0 | 0 | 0 | 0 | 0 | 0 | 0 | 0 | 0 | 0 | 0 | 0 | 0 | 0 | 0 | 0 | 0 | 0
F4_Industrial_OR - Industrial_New_Process_Natural Gas_Process Cooling_E5 | F4 | Industrial | OR - Industrial | New | Process | Natural Gas | Process Cooling | E5 | Utility - Cost of Equipment | 0 | 0 | 0 | 0 | 0 | 0 | 0 | 0 | 0 | 0 | 0 | 0 | 0 | 0 | 0 | 0 | 0 | 0 | 0 | 0 | 0 | 0 | 0 | 0 | 0 | 0 | 0
F4_Industrial_OR - Industrial_New_Process_Natural Gas_Process Cooling_E6 | F4 | Industrial | OR - Industrial | New | Process | Natural Gas | Process Cooling | E6 | Utility - Cost of Equipment | 0 | 0 | 0 | 0 | 0 | 0 | 0 | 0 | 0 | 0 | 0 | 0 | 0 | 0 | 0 | 0 | 0 | 0 | 0 | 0 | 0 | 0 | 0 | 0 | 0 | 0 | 0
F4_Industrial_OR - Industrial_New_Process_Natural Gas_Process Cooling_E7 | F4 | Industrial | OR - Industrial | New | Process | Natural Gas | Process Cooling | E7 | Utility - Cost of Equipment | 0 | 0 | 0 | 0 | 0 | 0 | 0 | 0 | 0 | 0 | 0 | 0 | 0 | 0 | 0 | 0 | 0 | 0 | 0 | 0 | 0 | 0 | 0 | 0 | 0 | 0 | 0
F4_Industrial_OR - Industrial_New_Process_Natural Gas_Process Cooling_E8 | F4 | Industrial | OR - Industrial | New | Process | Natural Gas | Process Cooling | E8 | Utility - Cost of Equipment | 0 | 0 | 0 | 0 | 0 | 0 | 0 | 0 | 0 | 0 | 0 | 0 | 0 | 0 | 0 | 0 | 0 | 0 | 0 | 0 | 0 | 0 | 0 | 0 | 0 | 0 | 0
F4_Industrial_OR - Industrial_New_Process_Natural Gas_Process Cooling_E9 | F4 | Industrial | OR - Industrial | New | Process | Natural Gas | Process Cooling | E9 | Utility - Cost of Equipment | 0 | 0 | 0 | 0 | 0 | 0 | 0 | 0 | 0 | 0 | 0 | 0 | 0 | 0 | 0 | 0 | 0 | 0 | 0 | 0 | 0 | 0 | 0 | 0 | 0 | 0 | 0
F4_Industrial_OR - Industrial_New_Process_Natural Gas_Process Cooling_E10 | F4 | Industrial | OR - Industrial | New | Process | Natural Gas | Process Cooling | E10 | Utility - Cost of Equipment | 0 | 0 | 0 | 0 | 0 | 0 | 0 | 0 | 0 | 0 | 0 | 0 | 0 | 0 | 0 | 0 | 0 | 0 | 0 | 0 | 0 | 0 | 0 | 0 | 0 | 0 | 0
F5_Industrial_OR - Industrial_New_Process_Natural Gas_Process Cooling_E1 | F5 | Industrial | OR - Industrial | New | Process | Natural Gas | Process Cooling | E1 | Utility - Cost of Operation | 77.2789 | 96.5997 | 120.1905 | 127.5408 | 132.6434 | 135.474 | 137.3768 | 138.5627 | 138.9351 | 138.7134 | 138.4588 | 138.2315 | 137.9986 | 137.8442 | 137.6308 | 137.4719 | 137.4276 | 137.3883 | 137.3696 | 137.4239 | 137.5281 | 137.7211 | 138.0205 | 138.5632 | 139.2425 | 139.925 | 140.6109
F5_Industrial_OR - Industrial_New_Process_Natural Gas_Process Cooling_E2 | F5 | Industrial | OR - Industrial | New | Process | Natural Gas | Process Cooling | E2 | Utility - Cost of Operation | 0 | 0 | 0 | 0 | 0 | 0 | 0 | 0 | 0 | 0 | 0 | 0 | 0 | 0 | 0 | 0 | 0 | 0 | 0 | 0 | 0 | 0 | 0 | 0 | 0 | 0 | 0
F5_Industrial_OR - Industrial_New_Process_Natural Gas_Process Cooling_E3 | F5 | Industrial | OR - Industrial | New | Process | Natural Gas | Process Cooling | E3 | Utility - Cost of Operation | 0 | 0 | 0 | 0 | 0 | 0 | 0 | 0 | 0 | 0 | 0 | 0 | 0 | 0 | 0 | 0 | 0 | 0 | 0 | 0 | 0 | 0 | 0 | 0 | 0 | 0 | 0
F5_Industrial_OR - Industrial_New_Process_Natural Gas_Process Cooling_E4 | F5 | Industrial | OR - Industrial | New | Process | Natural Gas | Process Cooling | E4 | Utility - Cost of Operation | 0 | 0 | 0 | 0 | 0 | 0 | 0 | 0 | 0 | 0 | 0 | 0 | 0 | 0 | 0 | 0 | 0 | 0 | 0 | 0 | 0 | 0 | 0 | 0 | 0 | 0 | 0
F5_Industrial_OR - Industrial_New_Process_Natural Gas_Process Cooling_E5 | F5 | Industrial | OR - Industrial | New | Process | Natural Gas | Process Cooling | E5 | Utility - Cost of Operation | 0 | 0 | 0 | 0 | 0 | 0 | 0 | 0 | 0 | 0 | 0 | 0 | 0 | 0 | 0 | 0 | 0 | 0 | 0 | 0 | 0 | 0 | 0 | 0 | 0 | 0 | 0
F5_Industrial_OR - Industrial_New_Process_Natural Gas_Process Cooling_E6 | F5 | Industrial | OR - Industrial | New | Process | Natural Gas | Process Cooling | E6 | Utility - Cost of Operation | 0 | 0 | 0 | 0 | 0 | 0 | 0 | 0 | 0 | 0 | 0 | 0 | 0 | 0 | 0 | 0 | 0 | 0 | 0 | 0 | 0 | 0 | 0 | 0 | 0 | 0 | 0
F5_Industrial_OR - Industrial_New_Process_Natural Gas_Process Cooling_E7 | F5 | Industrial | OR - Industrial | New | Process | Natural Gas | Process Cooling | E7 | Utility - Cost of Operation | 0 | 0 | 0 | 0 | 0 | 0 | 0 | 0 | 0 | 0 | 0 | 0 | 0 | 0 | 0 | 0 | 0 | 0 | 0 | 0 | 0 | 0 | 0 | 0 | 0 | 0 | 0
F5_Industrial_OR - Industrial_New_Process_Natural Gas_Process Cooling_E8 | F5 | Industrial | OR - Industrial | New | Process | Natural Gas | Process Cooling | E8 | Utility - Cost of Operation | 0 | 0 | 0 | 0 | 0 | 0 | 0 | 0 | 0 | 0 | 0 | 0 | 0 | 0 | 0 | 0 | 0 | 0 | 0 | 0 | 0 | 0 | 0 | 0 | 0 | 0 | 0
F5_Industrial_OR - Industrial_New_Process_Natural Gas_Process Cooling_E9 | F5 | Industrial | OR - Industrial | New | Process | Natural Gas | Process Cooling | E9 | Utility - Cost of Operation | 0 | 0 | 0 | 0 | 0 | 0 | 0 | 0 | 0 | 0 | 0 | 0 | 0 | 0 | 0 | 0 | 0 | 0 | 0 | 0 | 0 | 0 | 0 | 0 | 0 | 0 | 0
F5_Industrial_OR - Industrial_New_Process_Natural Gas_Process Cooling_E10 | F5 | Industrial | OR - Industrial | New | Process | Natural Gas | Process Cooling | E10 | Utility - Cost of Operation | 0 | 0 | 0 | 0 | 0 | 0 | 0 | 0 | 0 | 0 | 0 | 0 | 0 | 0 | 0 | 0 | 0 | 0 | 0 | 0 | 0 | 0 | 0 | 0 | 0 | 0 | 0
F6_Industrial_OR - Industrial_New_Process_Natural Gas_Process Cooling_E1 | F6 | Industrial | OR - Industrial | New | Process | Natural Gas | Process Cooling | E1 | Utility - Value of Sales | 0 | 0 | 0 | 0 | 0 | 0 | 0 | 0 | 0 | 0 | 0 | 0 | 0 | 0 | 0 | 0 | 0 | 0 | 0 | 0 | 0 | 0 | 0 | 0 | 0 | 0 | 0
F6_Industrial_OR - Industrial_New_Process_Natural Gas_Process Cooling_E2 | F6 | Industrial | OR - Industrial | New | Process | Natural Gas | Process Cooling | E2 | Utility - Value of Sales | 0 | 0 | 0 | 0 | 0 | 0 | 0 | 0 | 0 | 0 | 0 | 0 | 0 | 0 | 0 | 0 | 0 | 0 | 0 | 0 | 0 | 0 | 0 | 0 | 0 | 0 | 0
F6_Industrial_OR - Industrial_New_Process_Natural Gas_Process Cooling_E3 | F6 | Industrial | OR - Industrial | New | Process | Natural Gas | Process Cooling | E3 | Utility - Value of Sales | 0 | 0 | 0 | 0 | 0 | 0 | 0 | 0 | 0 | 0 | 0 | 0 | 0 | 0 | 0 | 0 | 0 | 0 | 0 | 0 | 0 | 0 | 0 | 0 | 0 | 0 | 0
F6_Industrial_OR - Industrial_New_Process_Natural Gas_Process Cooling_E4 | F6 | Industrial | OR - Industrial | New | Process | Natural Gas | Process Cooling | E4 | Utility - Value of Sales | 0 | 0 | 0 | 0 | 0 | 0 | 0 | 0 | 0 | 0 | 0 | 0 | 0 | 0 | 0 | 0 | 0 | 0 | 0 | 0 | 0 | 0 | 0 | 0 | 0 | 0 | 0
F6_Industrial_OR - Industrial_New_Process_Natural Gas_Process Cooling_E5 | F6 | Industrial | OR - Industrial | New | Process | Natural Gas | Process Cooling | E5 | Utility - Value of Sales | 0 | 0 | 0 | 0 | 0 | 0 | 0 | 0 | 0 | 0 | 0 | 0 | 0 | 0 | 0 | 0 | 0 | 0 | 0 | 0 | 0 | 0 | 0 | 0 | 0 | 0 | 0
F6_Industrial_OR - Industrial_New_Process_Natural Gas_Process Cooling_E6 | F6 | Industrial | OR - Industrial | New | Process | Natural Gas | Process Cooling | E6 | Utility - Value of Sales | 0 | 0 | 0 | 0 | 0 | 0 | 0 | 0 | 0 | 0 | 0 | 0 | 0 | 0 | 0 | 0 | 0 | 0 | 0 | 0 | 0 | 0 | 0 | 0 | 0 | 0 | 0
F6_Industrial_OR - Industrial_New_Process_Natural Gas_Process Cooling_E7 | F6 | Industrial | OR - Industrial | New | Process | Natural Gas | Process Cooling | E7 | Utility - Value of Sales | 0 | 0 | 0 | 0 | 0 | 0 | 0 | 0 | 0 | 0 | 0 | 0 | 0 | 0 | 0 | 0 | 0 | 0 | 0 | 0 | 0 | 0 | 0 | 0 | 0 | 0 | 0
F6_Industrial_OR - Industrial_New_Process_Natural Gas_Process Cooling_E8 | F6 | Industrial | OR - Industrial | New | Process | Natural Gas | Process Cooling | E8 | Utility - Value of Sales | 0 | 0 | 0 | 0 | 0 | 0 | 0 | 0 | 0 | 0 | 0 | 0 | 0 | 0 | 0 | 0 | 0 | 0 | 0 | 0 | 0 | 0 | 0 | 0 | 0 | 0 | 0
F6_Industrial_OR - Industrial_New_Process_Natural Gas_Process Cooling_E9 | F6 | Industrial | OR - Industrial | New | Process | Natural Gas | Process Cooling | E9 | Utility - Value of Sales | 0 | 0 | 0 | 0 | 0 | 0 | 0 | 0 | 0 | 0 | 0 | 0 | 0 | 0 | 0 | 0 | 0 | 0 | 0 | 0 | 0 | 0 | 0 | 0 | 0 | 0 | 0
F6_Industrial_OR - Industrial_New_Process_Natural Gas_Process Cooling_E10 | F6 | Industrial | OR - Industrial | New | Process | Natural Gas | Process Cooling | E10 | Utility - Value of Sales | 0 | 0 | 0 | 0 | 0 | 0 | 0 | 0 | 0 | 0 | 0 | 0 | 0 | 0 | 0 | 0 | 0 | 0 | 0 | 0 | 0 | 0 | 0 | 0 | 0 | 0 | 0
F1_Industrial_OR - Industrial_New_Process_Natural Gas_Other Process_E1 | F1 | Industrial | OR - Industrial | New | Process | Natural Gas | Other Process | E1 | RVT - Cost of Equipment | 0.26138 | 0.26138 | 0.26138 | 0.26138 | 0.26138 | 0.26138 | 0.26138 | 0.26138 | 0.26138 | 0.26138 | 0.26138 | 0.26138 | 0.26138 | 0.26138 | 0.26138 | 0.26138 | 0.26138 | 0.26138 | 0.26138 | 0.26138 | 0.26138 | 0.26138 | 0.26138 | 0.26138 | 0.26138 | 0.26138 | 0.26138
F1_Industrial_OR - Industrial_New_Process_Natural Gas_Other Process_E2 | F1 | Industrial | OR - Industrial | New | Process | Natural Gas | Other Process | E2 | RVT - Cost of Equipment | 0 | 0 | 0 | 0 | 0 | 0 | 0 | 0 | 0 | 0 | 0 | 0 | 0 | 0 | 0 | 0 | 0 | 0 | 0 | 0 | 0 | 0 | 0 | 0 | 0 | 0 | 0
F1_Industrial_OR - Industrial_New_Process_Natural Gas_Other Process_E3 | F1 | Industrial | OR - Industrial | New | Process | Natural Gas | Other Process | E3 | RVT - Cost of Equipment | 0 | 0 | 0 | 0 | 0 | 0 | 0 | 0 | 0 | 0 | 0 | 0 | 0 | 0 | 0 | 0 | 0 | 0 | 0 | 0 | 0 | 0 | 0 | 0 | 0 | 0 | 0
F1_Industrial_OR - Industrial_New_Process_Natural Gas_Other Process_E4 | F1 | Industrial | OR - Industrial | New | Process | Natural Gas | Other Process | E4 | RVT - Cost of Equipment | 0 | 0 | 0 | 0 | 0 | 0 | 0 | 0 | 0 | 0 | 0 | 0 | 0 | 0 | 0 | 0 | 0 | 0 | 0 | 0 | 0 | 0 | 0 | 0 | 0 | 0 | 0
F1_Industrial_OR - Industrial_New_Process_Natural Gas_Other Process_E5 | F1 | Industrial | OR - Industrial | New | Process | Natural Gas | Other Process | E5 | RVT - Cost of Equipment | 0 | 0 | 0 | 0 | 0 | 0 | 0 | 0 | 0 | 0 | 0 | 0 | 0 | 0 | 0 | 0 | 0 | 0 | 0 | 0 | 0 | 0 | 0 | 0 | 0 | 0 | 0
F1_Industrial_OR - Industrial_New_Process_Natural Gas_Other Process_E6 | F1 | Industrial | OR - Industrial | New | Process | Natural Gas | Other Process | E6 | RVT - Cost of Equipment | 0 | 0 | 0 | 0 | 0 | 0 | 0 | 0 | 0 | 0 | 0 | 0 | 0 | 0 | 0 | 0 | 0 | 0 | 0 | 0 | 0 | 0 | 0 | 0 | 0 | 0 | 0
F1_Industrial_OR - Industrial_New_Process_Natural Gas_Other Process_E7 | F1 | Industrial | OR - Industrial | New | Process | Natural Gas | Other Process | E7 | RVT - Cost of Equipment | 0 | 0 | 0 | 0 | 0 | 0 | 0 | 0 | 0 | 0 | 0 | 0 | 0 | 0 | 0 | 0 | 0 | 0 | 0 | 0 | 0 | 0 | 0 | 0 | 0 | 0 | 0
F1_Industrial_OR - Industrial_New_Process_Natural Gas_Other Process_E8 | F1 | Industrial | OR - Industrial | New | Process | Natural Gas | Other Process | E8 | RVT - Cost of Equipment | 0 | 0 | 0 | 0 | 0 | 0 | 0 | 0 | 0 | 0 | 0 | 0 | 0 | 0 | 0 | 0 | 0 | 0 | 0 | 0 | 0 | 0 | 0 | 0 | 0 | 0 | 0
F1_Industrial_OR - Industrial_New_Process_Natural Gas_Other Process_E9 | F1 | Industrial | OR - Industrial | New | Process | Natural Gas | Other Process | E9 | RVT - Cost of Equipment | 0 | 0 | 0 | 0 | 0 | 0 | 0 | 0 | 0 | 0 | 0 | 0 | 0 | 0 | 0 | 0 | 0 | 0 | 0 | 0 | 0 | 0 | 0 | 0 | 0 | 0 | 0
F1_Industrial_OR - Industrial_New_Process_Natural Gas_Other Process_E10 | F1 | Industrial | OR - Industrial | New | Process | Natural Gas | Other Process | E10 | RVT - Cost of Equipment | 0 | 0 | 0 | 0 | 0 | 0 | 0 | 0 | 0 | 0 | 0 | 0 | 0 | 0 | 0 | 0 | 0 | 0 | 0 | 0 | 0 | 0 | 0 | 0 | 0 | 0 | 0
F2_Industrial_OR - Industrial_New_Process_Natural Gas_Other Process_E1 | F2 | Industrial | OR - Industrial | New | Process | Natural Gas | Other Process | E1 | RVT - Cost of Operation | 0 | 0 | 0 | 0 | 0 | 0 | 0 | 0 | 0 | 0 | 0 | 0 | 0 | 0 | 0 | 0 | 0 | 0 | 0 | 0 | 0 | 0 | 0 | 0 | 0 | 0 | 0
F2_Industrial_OR - Industrial_New_Process_Natural Gas_Other Process_E2 | F2 | Industrial | OR - Industrial | New | Process | Natural Gas | Other Process | E2 | RVT - Cost of Operation | 0 | 0 | 0 | 0 | 0 | 0 | 0 | 0 | 0 | 0 | 0 | 0 | 0 | 0 | 0 | 0 | 0 | 0 | 0 | 0 | 0 | 0 | 0 | 0 | 0 | 0 | 0
F2_Industrial_OR - Industrial_New_Process_Natural Gas_Other Process_E3 | F2 | Industrial | OR - Industrial | New | Process | Natural Gas | Other Process | E3 | RVT - Cost of Operation | 0 | 0 | 0 | 0 | 0 | 0 | 0 | 0 | 0 | 0 | 0 | 0 | 0 | 0 | 0 | 0 | 0 | 0 | 0 | 0 | 0 | 0 | 0 | 0 | 0 | 0 | 0
F2_Industrial_OR - Industrial_New_Process_Natural Gas_Other Process_E4 | F2 | Industrial | OR - Industrial | New | Process | Natural Gas | Other Process | E4 | RVT - Cost of Operation | 0 | 0 | 0 | 0 | 0 | 0 | 0 | 0 | 0 | 0 | 0 | 0 | 0 | 0 | 0 | 0 | 0 | 0 | 0 | 0 | 0 | 0 | 0 | 0 | 0 | 0 | 0
F2_Industrial_OR - Industrial_New_Process_Natural Gas_Other Process_E5 | F2 | Industrial | OR - Industrial | New | Process | Natural Gas | Other Process | E5 | RVT - Cost of Operation | 0 | 0 | 0 | 0 | 0 | 0 | 0 | 0 | 0 | 0 | 0 | 0 | 0 | 0 | 0 | 0 | 0 | 0 | 0 | 0 | 0 | 0 | 0 | 0 | 0 | 0 | 0
F2_Industrial_OR - Industrial_New_Process_Natural Gas_Other Process_E6 | F2 | Industrial | OR - Industrial | New | Process | Natural Gas | Other Process | E6 | RVT - Cost of Operation | 0 | 0 | 0 | 0 | 0 | 0 | 0 | 0 | 0 | 0 | 0 | 0 | 0 | 0 | 0 | 0 | 0 | 0 | 0 | 0 | 0 | 0 | 0 | 0 | 0 | 0 | 0
F2_Industrial_OR - Industrial_New_Process_Natural Gas_Other Process_E7 | F2 | Industrial | OR - Industrial | New | Process | Natural Gas | Other Process | E7 | RVT - Cost of Operation | 0 | 0 | 0 | 0 | 0 | 0 | 0 | 0 | 0 | 0 | 0 | 0 | 0 | 0 | 0 | 0 | 0 | 0 | 0 | 0 | 0 | 0 | 0 | 0 | 0 | 0 | 0
F2_Industrial_OR - Industrial_New_Process_Natural Gas_Other Process_E8 | F2 | Industrial | OR - Industrial | New | Process | Natural Gas | Other Process | E8 | RVT - Cost of Operation | 0 | 0 | 0 | 0 | 0 | 0 | 0 | 0 | 0 | 0 | 0 | 0 | 0 | 0 | 0 | 0 | 0 | 0 | 0 | 0 | 0 | 0 | 0 | 0 | 0 | 0 | 0
F2_Industrial_OR - Industrial_New_Process_Natural Gas_Other Process_E9 | F2 | Industrial | OR - Industrial | New | Process | Natural Gas | Other Process | E9 | RVT - Cost of Operation | 0 | 0 | 0 | 0 | 0 | 0 | 0 | 0 | 0 | 0 | 0 | 0 | 0 | 0 | 0 | 0 | 0 | 0 | 0 | 0 | 0 | 0 | 0 | 0 | 0 | 0 | 0
F2_Industrial_OR - Industrial_New_Process_Natural Gas_Other Process_E10 | F2 | Industrial | OR - Industrial | New | Process | Natural Gas | Other Process | E10 | RVT - Cost of Operation | 0 | 0 | 0 | 0 | 0 | 0 | 0 | 0 | 0 | 0 | 0 | 0 | 0 | 0 | 0 | 0 | 0 | 0 | 0 | 0 | 0 | 0 | 0 | 0 | 0 | 0 | 0
F3_Industrial_OR - Industrial_New_Process_Natural Gas_Other Process_E1 | F3 | Industrial | OR - Industrial | New | Process | Natural Gas | Other Process | E1 | System - kBTUs of Consumption | 84675.0071 | 84675.0071 | 84675.0071 | 84675.0071 | 84675.0071 | 84675.0071 | 84675.0071 | 84675.0071 | 84675.0071 | 84675.0071 | 84675.0071 | 84675.0071 | 84675.0071 | 84675.0071 | 84675.0071 | 84675.0071 | 84675.0071 | 84675.0071 | 84675.0071 | 84675.0071 | 84675.0071 | 84675.0071 | 84675.0071 | 84675.0071 | 84675.0071 | 84675.0071 | 84675.0071
F3_Industrial_OR - Industrial_New_Process_Natural Gas_Other Process_E2 | F3 | Industrial | OR - Industrial | New | Process | Natural Gas | Other Process | E2 | System - kBTUs of Consumption | 0 | 0 | 0 | 0 | 0 | 0 | 0 | 0 | 0 | 0 | 0 | 0 | 0 | 0 | 0 | 0 | 0 | 0 | 0 | 0 | 0 | 0 | 0 | 0 | 0 | 0 | 0
F3_Industrial_OR - Industrial_New_Process_Natural Gas_Other Process_E3 | F3 | Industrial | OR - Industrial | New | Process | Natural Gas | Other Process | E3 | System - kBTUs of Consumption | 0 | 0 | 0 | 0 | 0 | 0 | 0 | 0 | 0 | 0 | 0 | 0 | 0 | 0 | 0 | 0 | 0 | 0 | 0 | 0 | 0 | 0 | 0 | 0 | 0 | 0 | 0
F3_Industrial_OR - Industrial_New_Process_Natural Gas_Other Process_E4 | F3 | Industrial | OR - Industrial | New | Process | Natural Gas | Other Process | E4 | System - kBTUs of Consumption | 0 | 0 | 0 | 0 | 0 | 0 | 0 | 0 | 0 | 0 | 0 | 0 | 0 | 0 | 0 | 0 | 0 | 0 | 0 | 0 | 0 | 0 | 0 | 0 | 0 | 0 | 0
F3_Industrial_OR - Industrial_New_Process_Natural Gas_Other Process_E5 | F3 | Industrial | OR - Industrial | New | Process | Natural Gas | Other Process | E5 | System - kBTUs of Consumption | 0 | 0 | 0 | 0 | 0 | 0 | 0 | 0 | 0 | 0 | 0 | 0 | 0 | 0 | 0 | 0 | 0 | 0 | 0 | 0 | 0 | 0 | 0 | 0 | 0 | 0 | 0
F3_Industrial_OR - Industrial_New_Process_Natural Gas_Other Process_E6 | F3 | Industrial | OR - Industrial | New | Process | Natural Gas | Other Process | E6 | System - kBTUs of Consumption | 0 | 0 | 0 | 0 | 0 | 0 | 0 | 0 | 0 | 0 | 0 | 0 | 0 | 0 | 0 | 0 | 0 | 0 | 0 | 0 | 0 | 0 | 0 | 0 | 0 | 0 | 0
F3_Industrial_OR - Industrial_New_Process_Natural Gas_Other Process_E7 | F3 | Industrial | OR - Industrial | New | Process | Natural Gas | Other Process | E7 | System - kBTUs of Consumption | 0 | 0 | 0 | 0 | 0 | 0 | 0 | 0 | 0 | 0 | 0 | 0 | 0 | 0 | 0 | 0 | 0 | 0 | 0 | 0 | 0 | 0 | 0 | 0 | 0 | 0 | 0
F3_Industrial_OR - Industrial_New_Process_Natural Gas_Other Process_E8 | F3 | Industrial | OR - Industrial | New | Process | Natural Gas | Other Process | E8 | System - kBTUs of Consumption | 0 | 0 | 0 | 0 | 0 | 0 | 0 | 0 | 0 | 0 | 0 | 0 | 0 | 0 | 0 | 0 | 0 | 0 | 0 | 0 | 0 | 0 | 0 | 0 | 0 | 0 | 0
F3_Industrial_OR - Industrial_New_Process_Natural Gas_Other Process_E9 | F3 | Industrial | OR - Industrial | New | Process | Natural Gas | Other Process | E9 | System - kBTUs of Consumption | 0 | 0 | 0 | 0 | 0 | 0 | 0 | 0 | 0 | 0 | 0 | 0 | 0 | 0 | 0 | 0 | 0 | 0 | 0 | 0 | 0 | 0 | 0 | 0 | 0 | 0 | 0
F3_Industrial_OR - Industrial_New_Process_Natural Gas_Other Process_E10 | F3 | Industrial | OR - Industrial | New | Process | Natural Gas | Other Process | E10 | System - kBTUs of Consumption | 0 | 0 | 0 | 0 | 0 | 0 | 0 | 0 | 0 | 0 | 0 | 0 | 0 | 0 | 0 | 0 | 0 | 0 | 0 | 0 | 0 | 0 | 0 | 0 | 0 | 0 | 0
F4_Industrial_OR - Industrial_New_Process_Natural Gas_Other Process_E1 | F4 | Industrial | OR - Industrial | New | Process | Natural Gas | Other Process | E1 | Utility - Cost of Equipment | 0.26138 | 0.26138 | 0.26138 | 0.26138 | 0.26138 | 0.26138 | 0.26138 | 0.26138 | 0.26138 | 0.26138 | 0.26138 | 0.26138 | 0.26138 | 0.26138 | 0.26138 | 0.26138 | 0.26138 | 0.26138 | 0.26138 | 0.26138 | 0.26138 | 0.26138 | 0.26138 | 0.26138 | 0.26138 | 0.26138 | 0.26138
F4_Industrial_OR - Industrial_New_Process_Natural Gas_Other Process_E2 | F4 | Industrial | OR - Industrial | New | Process | Natural Gas | Other Process | E2 | Utility - Cost of Equipment | 0 | 0 | 0 | 0 | 0 | 0 | 0 | 0 | 0 | 0 | 0 | 0 | 0 | 0 | 0 | 0 | 0 | 0 | 0 | 0 | 0 | 0 | 0 | 0 | 0 | 0 | 0
F4_Industrial_OR - Industrial_New_Process_Natural Gas_Other Process_E3 | F4 | Industrial | OR - Industrial | New | Process | Natural Gas | Other Process | E3 | Utility - Cost of Equipment | 0 | 0 | 0 | 0 | 0 | 0 | 0 | 0 | 0 | 0 | 0 | 0 | 0 | 0 | 0 | 0 | 0 | 0 | 0 | 0 | 0 | 0 | 0 | 0 | 0 | 0 | 0
F4_Industrial_OR - Industrial_New_Process_Natural Gas_Other Process_E4 | F4 | Industrial | OR - Industrial | New | Process | Natural Gas | Other Process | E4 | Utility - Cost of Equipment | 0 | 0 | 0 | 0 | 0 | 0 | 0 | 0 | 0 | 0 | 0 | 0 | 0 | 0 | 0 | 0 | 0 | 0 | 0 | 0 | 0 | 0 | 0 | 0 | 0 | 0 | 0
F4_Industrial_OR - Industrial_New_Process_Natural Gas_Other Process_E5 | F4 | Industrial | OR - Industrial | New | Process | Natural Gas | Other Process | E5 | Utility - Cost of Equipment | 0 | 0 | 0 | 0 | 0 | 0 | 0 | 0 | 0 | 0 | 0 | 0 | 0 | 0 | 0 | 0 | 0 | 0 | 0 | 0 | 0 | 0 | 0 | 0 | 0 | 0 | 0
F4_Industrial_OR - Industrial_New_Process_Natural Gas_Other Process_E6 | F4 | Industrial | OR - Industrial | New | Process | Natural Gas | Other Process | E6 | Utility - Cost of Equipment | 0 | 0 | 0 | 0 | 0 | 0 | 0 | 0 | 0 | 0 | 0 | 0 | 0 | 0 | 0 | 0 | 0 | 0 | 0 | 0 | 0 | 0 | 0 | 0 | 0 | 0 | 0
F4_Industrial_OR - Industrial_New_Process_Natural Gas_Other Process_E7 | F4 | Industrial | OR - Industrial | New | Process | Natural Gas | Other Process | E7 | Utility - Cost of Equipment | 0 | 0 | 0 | 0 | 0 | 0 | 0 | 0 | 0 | 0 | 0 | 0 | 0 | 0 | 0 | 0 | 0 | 0 | 0 | 0 | 0 | 0 | 0 | 0 | 0 | 0 | 0
F4_Industrial_OR - Industrial_New_Process_Natural Gas_Other Process_E8 | F4 | Industrial | OR - Industrial | New | Process | Natural Gas | Other Process | E8 | Utility - Cost of Equipment | 0 | 0 | 0 | 0 | 0 | 0 | 0 | 0 | 0 | 0 | 0 | 0 | 0 | 0 | 0 | 0 | 0 | 0 | 0 | 0 | 0 | 0 | 0 | 0 | 0 | 0 | 0
F4_Industrial_OR - Industrial_New_Process_Natural Gas_Other Process_E9 | F4 | Industrial | OR - Industrial | New | Process | Natural Gas | Other Process | E9 | Utility - Cost of Equipment | 0 | 0 | 0 | 0 | 0 | 0 | 0 | 0 | 0 | 0 | 0 | 0 | 0 | 0 | 0 | 0 | 0 | 0 | 0 | 0 | 0 | 0 | 0 | 0 | 0 | 0 | 0
F4_Industrial_OR - Industrial_New_Process_Natural Gas_Other Process_E10 | F4 | Industrial | OR - Industrial | New | Process | Natural Gas | Other Process | E10 | Utility - Cost of Equipment | 0 | 0 | 0 | 0 | 0 | 0 | 0 | 0 | 0 | 0 | 0 | 0 | 0 | 0 | 0 | 0 | 0 | 0 | 0 | 0 | 0 | 0 | 0 | 0 | 0 | 0 | 0
F5_Industrial_OR - Industrial_New_Process_Natural Gas_Other Process_E1 | F5 | Industrial | OR - Industrial | New | Process | Natural Gas | Other Process | E1 | Utility - Cost of Operation | 814.6481 | 1018.3215 | 1267.0083 | 1344.4924 | 1398.2821 | 1428.1213 | 1448.1804 | 1460.6821 | 1464.6075 | 1462.27 | 1459.586 | 1457.1899 | 1454.7353 | 1453.1074 | 1450.8584 | 1449.1827 | 1448.7159 | 1448.302 | 1448.1045 | 1448.6771 | 1449.7759 | 1451.81 | 1454.9657 | 1460.6874 | 1467.8477 | 1475.043 | 1482.2736
F5_Industrial_OR - Industrial_New_Process_Natural Gas_Other Process_E2 | F5 | Industrial | OR - Industrial | New | Process | Natural Gas | Other Process | E2 | Utility - Cost of Operation | 0 | 0 | 0 | 0 | 0 | 0 | 0 | 0 | 0 | 0 | 0 | 0 | 0 | 0 | 0 | 0 | 0 | 0 | 0 | 0 | 0 | 0 | 0 | 0 | 0 | 0 | 0
F5_Industrial_OR - Industrial_New_Process_Natural Gas_Other Process_E3 | F5 | Industrial | OR - Industrial | New | Process | Natural Gas | Other Process | E3 | Utility - Cost of Operation | 0 | 0 | 0 | 0 | 0 | 0 | 0 | 0 | 0 | 0 | 0 | 0 | 0 | 0 | 0 | 0 | 0 | 0 | 0 | 0 | 0 | 0 | 0 | 0 | 0 | 0 | 0
F5_Industrial_OR - Industrial_New_Process_Natural Gas_Other Process_E4 | F5 | Industrial | OR - Industrial | New | Process | Natural Gas | Other Process | E4 | Utility - Cost of Operation | 0 | 0 | 0 | 0 | 0 | 0 | 0 | 0 | 0 | 0 | 0 | 0 | 0 | 0 | 0 | 0 | 0 | 0 | 0 | 0 | 0 | 0 | 0 | 0 | 0 | 0 | 0
F5_Industrial_OR - Industrial_New_Process_Natural Gas_Other Process_E5 | F5 | Industrial | OR - Industrial | New | Process | Natural Gas | Other Process | E5 | Utility - Cost of Operation | 0 | 0 | 0 | 0 | 0 | 0 | 0 | 0 | 0 | 0 | 0 | 0 | 0 | 0 | 0 | 0 | 0 | 0 | 0 | 0 | 0 | 0 | 0 | 0 | 0 | 0 | 0
F5_Industrial_OR - Industrial_New_Process_Natural Gas_Other Process_E6 | F5 | Industrial | OR - Industrial | New | Process | Natural Gas | Other Process | E6 | Utility - Cost of Operation | 0 | 0 | 0 | 0 | 0 | 0 | 0 | 0 | 0 | 0 | 0 | 0 | 0 | 0 | 0 | 0 | 0 | 0 | 0 | 0 | 0 | 0 | 0 | 0 | 0 | 0 | 0
F5_Industrial_OR - Industrial_New_Process_Natural Gas_Other Process_E7 | F5 | Industrial | OR - Industrial | New | Process | Natural Gas | Other Process | E7 | Utility - Cost of Operation | 0 | 0 | 0 | 0 | 0 | 0 | 0 | 0 | 0 | 0 | 0 | 0 | 0 | 0 | 0 | 0 | 0 | 0 | 0 | 0 | 0 | 0 | 0 | 0 | 0 | 0 | 0
F5_Industrial_OR - Industrial_New_Process_Natural Gas_Other Process_E8 | F5 | Industrial | OR - Industrial | New | Process | Natural Gas | Other Process | E8 | Utility - Cost of Operation | 0 | 0 | 0 | 0 | 0 | 0 | 0 | 0 | 0 | 0 | 0 | 0 | 0 | 0 | 0 | 0 | 0 | 0 | 0 | 0 | 0 | 0 | 0 | 0 | 0 | 0 | 0
F5_Industrial_OR - Industrial_New_Process_Natural Gas_Other Process_E9 | F5 | Industrial | OR - Industrial | New | Process | Natural Gas | Other Process | E9 | Utility - Cost of Operation | 0 | 0 | 0 | 0 | 0 | 0 | 0 | 0 | 0 | 0 | 0 | 0 | 0 | 0 | 0 | 0 | 0 | 0 | 0 | 0 | 0 | 0 | 0 | 0 | 0 | 0 | 0
F5_Industrial_OR - Industrial_New_Process_Natural Gas_Other Process_E10 | F5 | Industrial | OR - Industrial | New | Process | Natural Gas | Other Process | E10 | Utility - Cost of Operation | 0 | 0 | 0 | 0 | 0 | 0 | 0 | 0 | 0 | 0 | 0 | 0 | 0 | 0 | 0 | 0 | 0 | 0 | 0 | 0 | 0 | 0 | 0 | 0 | 0 | 0 | 0
F6_Industrial_OR - Industrial_New_Process_Natural Gas_Other Process_E1 | F6 | Industrial | OR - Industrial | New | Process | Natural Gas | Other Process | E1 | Utility - Value of Sales | 0 | 0 | 0 | 0 | 0 | 0 | 0 | 0 | 0 | 0 | 0 | 0 | 0 | 0 | 0 | 0 | 0 | 0 | 0 | 0 | 0 | 0 | 0 | 0 | 0 | 0 | 0
F6_Industrial_OR - Industrial_New_Process_Natural Gas_Other Process_E2 | F6 | Industrial | OR - Industrial | New | Process | Natural Gas | Other Process | E2 | Utility - Value of Sales | 0 | 0 | 0 | 0 | 0 | 0 | 0 | 0 | 0 | 0 | 0 | 0 | 0 | 0 | 0 | 0 | 0 | 0 | 0 | 0 | 0 | 0 | 0 | 0 | 0 | 0 | 0
F6_Industrial_OR - Industrial_New_Process_Natural Gas_Other Process_E3 | F6 | Industrial | OR - Industrial | New | Process | Natural Gas | Other Process | E3 | Utility - Value of Sales | 0 | 0 | 0 | 0 | 0 | 0 | 0 | 0 | 0 | 0 | 0 | 0 | 0 | 0 | 0 | 0 | 0 | 0 | 0 | 0 | 0 | 0 | 0 | 0 | 0 | 0 | 0
F6_Industrial_OR - Industrial_New_Process_Natural Gas_Other Process_E4 | F6 | Industrial | OR - Industrial | New | Process | Natural Gas | Other Process | E4 | Utility - Value of Sales | 0 | 0 | 0 | 0 | 0 | 0 | 0 | 0 | 0 | 0 | 0 | 0 | 0 | 0 | 0 | 0 | 0 | 0 | 0 | 0 | 0 | 0 | 0 | 0 | 0 | 0 | 0
F6_Industrial_OR - Industrial_New_Process_Natural Gas_Other Process_E5 | F6 | Industrial | OR - Industrial | New | Process | Natural Gas | Other Process | E5 | Utility - Value of Sales | 0 | 0 | 0 | 0 | 0 | 0 | 0 | 0 | 0 | 0 | 0 | 0 | 0 | 0 | 0 | 0 | 0 | 0 | 0 | 0 | 0 | 0 | 0 | 0 | 0 | 0 | 0
F6_Industrial_OR - Industrial_New_Process_Natural Gas_Other Process_E6 | F6 | Industrial | OR - Industrial | New | Process | Natural Gas | Other Process | E6 | Utility - Value of Sales | 0 | 0 | 0 | 0 | 0 | 0 | 0 | 0 | 0 | 0 | 0 | 0 | 0 | 0 | 0 | 0 | 0 | 0 | 0 | 0 | 0 | 0 | 0 | 0 | 0 | 0 | 0
F6_Industrial_OR - Industrial_New_Process_Natural Gas_Other Process_E7 | F6 | Industrial | OR - Industrial | New | Process | Natural Gas | Other Process | E7 | Utility - Value of Sales | 0 | 0 | 0 | 0 | 0 | 0 | 0 | 0 | 0 | 0 | 0 | 0 | 0 | 0 | 0 | 0 | 0 | 0 | 0 | 0 | 0 | 0 | 0 | 0 | 0 | 0 | 0
F6_Industrial_OR - Industrial_New_Process_Natural Gas_Other Process_E8 | F6 | Industrial | OR - Industrial | New | Process | Natural Gas | Other Process | E8 | Utility - Value of Sales | 0 | 0 | 0 | 0 | 0 | 0 | 0 | 0 | 0 | 0 | 0 | 0 | 0 | 0 | 0 | 0 | 0 | 0 | 0 | 0 | 0 | 0 | 0 | 0 | 0 | 0 | 0
F6_Industrial_OR - Industrial_New_Process_Natural Gas_Other Process_E9 | F6 | Industrial | OR - Industrial | New | Process | Natural Gas | Other Process | E9 | Utility - Value of Sales | 0 | 0 | 0 | 0 | 0 | 0 | 0 | 0 | 0 | 0 | 0 | 0 | 0 | 0 | 0 | 0 | 0 | 0 | 0 | 0 | 0 | 0 | 0 | 0 | 0 | 0 | 0
F6_Industrial_OR - Industrial_New_Process_Natural Gas_Other Process_E10 | F6 | Industrial | OR - Industrial | New | Process | Natural Gas | Other Process | E10 | Utility - Value of Sales | 0 | 0 | 0 | 0 | 0 | 0 | 0 | 0 | 0 | 0 | 0 | 0 | 0 | 0 | 0 | 0 | 0 | 0 | 0 | 0 | 0 | 0 | 0 | 0 | 0 | 0 | 0
F1_Industrial_OR - Industrial_New_Miscellaneous_Natural Gas_Miscellaneous_E1 | F1 | Industrial | OR - Industrial | New | Miscellaneous | Natural Gas | Miscellaneous | E1 | RVT - Cost of Equipment | 0.26138 | 0.26138 | 0.26138 | 0.26138 | 0.26138 | 0.26138 | 0.26138 | 0.26138 | 0.26138 | 0.26138 | 0.26138 | 0.26138 | 0.26138 | 0.26138 | 0.26138 | 0.26138 | 0.26138 | 0.26138 | 0.26138 | 0.26138 | 0.26138 | 0.26138 | 0.26138 | 0.26138 | 0.26138 | 0.26138 | 0.26138
F1_Industrial_OR - Industrial_New_Miscellaneous_Natural Gas_Miscellaneous_E2 | F1 | Industrial | OR - Industrial | New | Miscellaneous | Natural Gas | Miscellaneous | E2 | RVT - Cost of Equipment | 0 | 0 | 0 | 0 | 0 | 0 | 0 | 0 | 0 | 0 | 0 | 0 | 0 | 0 | 0 | 0 | 0 | 0 | 0 | 0 | 0 | 0 | 0 | 0 | 0 | 0 | 0
F1_Industrial_OR - Industrial_New_Miscellaneous_Natural Gas_Miscellaneous_E3 | F1 | Industrial | OR - Industrial | New | Miscellaneous | Natural Gas | Miscellaneous | E3 | RVT - Cost of Equipment | 0 | 0 | 0 | 0 | 0 | 0 | 0 | 0 | 0 | 0 | 0 | 0 | 0 | 0 | 0 | 0 | 0 | 0 | 0 | 0 | 0 | 0 | 0 | 0 | 0 | 0 | 0
F1_Industrial_OR - Industrial_New_Miscellaneous_Natural Gas_Miscellaneous_E4 | F1 | Industrial | OR - Industrial | New | Miscellaneous | Natural Gas | Miscellaneous | E4 | RVT - Cost of Equipment | 0 | 0 | 0 | 0 | 0 | 0 | 0 | 0 | 0 | 0 | 0 | 0 | 0 | 0 | 0 | 0 | 0 | 0 | 0 | 0 | 0 | 0 | 0 | 0 | 0 | 0 | 0
F1_Industrial_OR - Industrial_New_Miscellaneous_Natural Gas_Miscellaneous_E5 | F1 | Industrial | OR - Industrial | New | Miscellaneous | Natural Gas | Miscellaneous | E5 | RVT - Cost of Equipment | 0 | 0 | 0 | 0 | 0 | 0 | 0 | 0 | 0 | 0 | 0 | 0 | 0 | 0 | 0 | 0 | 0 | 0 | 0 | 0 | 0 | 0 | 0 | 0 | 0 | 0 | 0
F1_Industrial_OR - Industrial_New_Miscellaneous_Natural Gas_Miscellaneous_E6 | F1 | Industrial | OR - Industrial | New | Miscellaneous | Natural Gas | Miscellaneous | E6 | RVT - Cost of Equipment | 0 | 0 | 0 | 0 | 0 | 0 | 0 | 0 | 0 | 0 | 0 | 0 | 0 | 0 | 0 | 0 | 0 | 0 | 0 | 0 | 0 | 0 | 0 | 0 | 0 | 0 | 0
F1_Industrial_OR - Industrial_New_Miscellaneous_Natural Gas_Miscellaneous_E7 | F1 | Industrial | OR - Industrial | New | Miscellaneous | Natural Gas | Miscellaneous | E7 | RVT - Cost of Equipment | 0 | 0 | 0 | 0 | 0 | 0 | 0 | 0 | 0 | 0 | 0 | 0 | 0 | 0 | 0 | 0 | 0 | 0 | 0 | 0 | 0 | 0 | 0 | 0 | 0 | 0 | 0
F1_Industrial_OR - Industrial_New_Miscellaneous_Natural Gas_Miscellaneous_E8 | F1 | Industrial | OR - Industrial | New | Miscellaneous | Natural Gas | Miscellaneous | E8 | RVT - Cost of Equipment | 0 | 0 | 0 | 0 | 0 | 0 | 0 | 0 | 0 | 0 | 0 | 0 | 0 | 0 | 0 | 0 | 0 | 0 | 0 | 0 | 0 | 0 | 0 | 0 | 0 | 0 | 0
F1_Industrial_OR - Industrial_New_Miscellaneous_Natural Gas_Miscellaneous_E9 | F1 | Industrial | OR - Industrial | New | Miscellaneous | Natural Gas | Miscellaneous | E9 | RVT - Cost of Equipment | 0 | 0 | 0 | 0 | 0 | 0 | 0 | 0 | 0 | 0 | 0 | 0 | 0 | 0 | 0 | 0 | 0 | 0 | 0 | 0 | 0 | 0 | 0 | 0 | 0 | 0 | 0
F1_Industrial_OR - Industrial_New_Miscellaneous_Natural Gas_Miscellaneous_E10 | F1 | Industrial | OR - Industrial | New | Miscellaneous | Natural Gas | Miscellaneous | E10 | RVT - Cost of Equipment | 0 | 0 | 0 | 0 | 0 | 0 | 0 | 0 | 0 | 0 | 0 | 0 | 0 | 0 | 0 | 0 | 0 | 0 | 0 | 0 | 0 | 0 | 0 | 0 | 0 | 0 | 0
F2_Industrial_OR - Industrial_New_Miscellaneous_Natural Gas_Miscellaneous_E1 | F2 | Industrial | OR - Industrial | New | Miscellaneous | Natural Gas | Miscellaneous | E1 | RVT - Cost of Operation | 0 | 0 | 0 | 0 | 0 | 0 | 0 | 0 | 0 | 0 | 0 | 0 | 0 | 0 | 0 | 0 | 0 | 0 | 0 | 0 | 0 | 0 | 0 | 0 | 0 | 0 | 0
F2_Industrial_OR - Industrial_New_Miscellaneous_Natural Gas_Miscellaneous_E2 | F2 | Industrial | OR - Industrial | New | Miscellaneous | Natural Gas | Miscellaneous | E2 | RVT - Cost of Operation | 0 | 0 | 0 | 0 | 0 | 0 | 0 | 0 | 0 | 0 | 0 | 0 | 0 | 0 | 0 | 0 | 0 | 0 | 0 | 0 | 0 | 0 | 0 | 0 | 0 | 0 | 0
F2_Industrial_OR - Industrial_New_Miscellaneous_Natural Gas_Miscellaneous_E3 | F2 | Industrial | OR - Industrial | New | Miscellaneous | Natural Gas | Miscellaneous | E3 | RVT - Cost of Operation | 0 | 0 | 0 | 0 | 0 | 0 | 0 | 0 | 0 | 0 | 0 | 0 | 0 | 0 | 0 | 0 | 0 | 0 | 0 | 0 | 0 | 0 | 0 | 0 | 0 | 0 | 0
F2_Industrial_OR - Industrial_New_Miscellaneous_Natural Gas_Miscellaneous_E4 | F2 | Industrial | OR - Industrial | New | Miscellaneous | Natural Gas | Miscellaneous | E4 | RVT - Cost of Operation | 0 | 0 | 0 | 0 | 0 | 0 | 0 | 0 | 0 | 0 | 0 | 0 | 0 | 0 | 0 | 0 | 0 | 0 | 0 | 0 | 0 | 0 | 0 | 0 | 0 | 0 | 0
F2_Industrial_OR - Industrial_New_Miscellaneous_Natural Gas_Miscellaneous_E5 | F2 | Industrial | OR - Industrial | New | Miscellaneous | Natural Gas | Miscellaneous | E5 | RVT - Cost of Operation | 0 | 0 | 0 | 0 | 0 | 0 | 0 | 0 | 0 | 0 | 0 | 0 | 0 | 0 | 0 | 0 | 0 | 0 | 0 | 0 | 0 | 0 | 0 | 0 | 0 | 0 | 0
F2_Industrial_OR - Industrial_New_Miscellaneous_Natural Gas_Miscellaneous_E6 | F2 | Industrial | OR - Industrial | New | Miscellaneous | Natural Gas | Miscellaneous | E6 | RVT - Cost of Operation | 0 | 0 | 0 | 0 | 0 | 0 | 0 | 0 | 0 | 0 | 0 | 0 | 0 | 0 | 0 | 0 | 0 | 0 | 0 | 0 | 0 | 0 | 0 | 0 | 0 | 0 | 0
F2_Industrial_OR - Industrial_New_Miscellaneous_Natural Gas_Miscellaneous_E7 | F2 | Industrial | OR - Industrial | New | Miscellaneous | Natural Gas | Miscellaneous | E7 | RVT - Cost of Operation | 0 | 0 | 0 | 0 | 0 | 0 | 0 | 0 | 0 | 0 | 0 | 0 | 0 | 0 | 0 | 0 | 0 | 0 | 0 | 0 | 0 | 0 | 0 | 0 | 0 | 0 | 0
F2_Industrial_OR - Industrial_New_Miscellaneous_Natural Gas_Miscellaneous_E8 | F2 | Industrial | OR - Industrial | New | Miscellaneous | Natural Gas | Miscellaneous | E8 | RVT - Cost of Operation | 0 | 0 | 0 | 0 | 0 | 0 | 0 | 0 | 0 | 0 | 0 | 0 | 0 | 0 | 0 | 0 | 0 | 0 | 0 | 0 | 0 | 0 | 0 | 0 | 0 | 0 | 0
F2_Industrial_OR - Industrial_New_Miscellaneous_Natural Gas_Miscellaneous_E9 | F2 | Industrial | OR - Industrial | New | Miscellaneous | Natural Gas | Miscellaneous | E9 | RVT - Cost of Operation | 0 | 0 | 0 | 0 | 0 | 0 | 0 | 0 | 0 | 0 | 0 | 0 | 0 | 0 | 0 | 0 | 0 | 0 | 0 | 0 | 0 | 0 | 0 | 0 | 0 | 0 | 0
F2_Industrial_OR - Industrial_New_Miscellaneous_Natural Gas_Miscellaneous_E10 | F2 | Industrial | OR - Industrial | New | Miscellaneous | Natural Gas | Miscellaneous | E10 | RVT - Cost of Operation | 0 | 0 | 0 | 0 | 0 | 0 | 0 | 0 | 0 | 0 | 0 | 0 | 0 | 0 | 0 | 0 | 0 | 0 | 0 | 0 | 0 | 0 | 0 | 0 | 0 | 0 | 0
F3_Industrial_OR - Industrial_New_Miscellaneous_Natural Gas_Miscellaneous_E1 | F3 | Industrial | OR - Industrial | New | Miscellaneous | Natural Gas | Miscellaneous | E1 | System - kBTUs of Consumption | 99735.7791 | 99735.7791 | 99735.7791 | 99735.7791 | 99735.7791 | 99735.7791 | 99735.7791 | 99735.7791 | 99735.7791 | 99735.7791 | 99735.7791 | 99735.7791 | 99735.7791 | 99735.7791 | 99735.7791 | 99735.7791 | 99735.7791 | 99735.7791 | 99735.7791 | 99735.7791 | 99735.7791 | 99735.7791 | 99735.7791 | 99735.7791 | 99735.7791 | 99735.7791 | 99735.7791
F3_Industrial_OR - Industrial_New_Miscellaneous_Natural Gas_Miscellaneous_E2 | F3 | Industrial | OR - Industrial | New | Miscellaneous | Natural Gas | Miscellaneous | E2 | System - kBTUs of Consumption | 0 | 0 | 0 | 0 | 0 | 0 | 0 | 0 | 0 | 0 | 0 | 0 | 0 | 0 | 0 | 0 | 0 | 0 | 0 | 0 | 0 | 0 | 0 | 0 | 0 | 0 | 0
F3_Industrial_OR - Industrial_New_Miscellaneous_Natural Gas_Miscellaneous_E3 | F3 | Industrial | OR - Industrial | New | Miscellaneous | Natural Gas | Miscellaneous | E3 | System - kBTUs of Consumption | 0 | 0 | 0 | 0 | 0 | 0 | 0 | 0 | 0 | 0 | 0 | 0 | 0 | 0 | 0 | 0 | 0 | 0 | 0 | 0 | 0 | 0 | 0 | 0 | 0 | 0 | 0
F3_Industrial_OR - Industrial_New_Miscellaneous_Natural Gas_Miscellaneous_E4 | F3 | Industrial | OR - Industrial | New | Miscellaneous | Natural Gas | Miscellaneous | E4 | System - kBTUs of Consumption | 0 | 0 | 0 | 0 | 0 | 0 | 0 | 0 | 0 | 0 | 0 | 0 | 0 | 0 | 0 | 0 | 0 | 0 | 0 | 0 | 0 | 0 | 0 | 0 | 0 | 0 | 0
F3_Industrial_OR - Industrial_New_Miscellaneous_Natural Gas_Miscellaneous_E5 | F3 | Industrial | OR - Industrial | New | Miscellaneous | Natural Gas | Miscellaneous | E5 | System - kBTUs of Consumption | 0 | 0 | 0 | 0 | 0 | 0 | 0 | 0 | 0 | 0 | 0 | 0 | 0 | 0 | 0 | 0 | 0 | 0 | 0 | 0 | 0 | 0 | 0 | 0 | 0 | 0 | 0
F3_Industrial_OR - Industrial_New_Miscellaneous_Natural Gas_Miscellaneous_E6 | F3 | Industrial | OR - Industrial | New | Miscellaneous | Natural Gas | Miscellaneous | E6 | System - kBTUs of Consumption | 0 | 0 | 0 | 0 | 0 | 0 | 0 | 0 | 0 | 0 | 0 | 0 | 0 | 0 | 0 | 0 | 0 | 0 | 0 | 0 | 0 | 0 | 0 | 0 | 0 | 0 | 0
F3_Industrial_OR - Industrial_New_Miscellaneous_Natural Gas_Miscellaneous_E7 | F3 | Industrial | OR - Industrial | New | Miscellaneous | Natural Gas | Miscellaneous | E7 | System - kBTUs of Consumption | 0 | 0 | 0 | 0 | 0 | 0 | 0 | 0 | 0 | 0 | 0 | 0 | 0 | 0 | 0 | 0 | 0 | 0 | 0 | 0 | 0 | 0 | 0 | 0 | 0 | 0 | 0
F3_Industrial_OR - Industrial_New_Miscellaneous_Natural Gas_Miscellaneous_E8 | F3 | Industrial | OR - Industrial | New | Miscellaneous | Natural Gas | Miscellaneous | E8 | System - kBTUs of Consumption | 0 | 0 | 0 | 0 | 0 | 0 | 0 | 0 | 0 | 0 | 0 | 0 | 0 | 0 | 0 | 0 | 0 | 0 | 0 | 0 | 0 | 0 | 0 | 0 | 0 | 0 | 0
F3_Industrial_OR - Industrial_New_Miscellaneous_Natural Gas_Miscellaneous_E9 | F3 | Industrial | OR - Industrial | New | Miscellaneous | Natural Gas | Miscellaneous | E9 | System - kBTUs of Consumption | 0 | 0 | 0 | 0 | 0 | 0 | 0 | 0 | 0 | 0 | 0 | 0 | 0 | 0 | 0 | 0 | 0 | 0 | 0 | 0 | 0 | 0 | 0 | 0 | 0 | 0 | 0
F3_Industrial_OR - Industrial_New_Miscellaneous_Natural Gas_Miscellaneous_E10 | F3 | Industrial | OR - Industrial | New | Miscellaneous | Natural Gas | Miscellaneous | E10 | System - kBTUs of Consumption | 0 | 0 | 0 | 0 | 0 | 0 | 0 | 0 | 0 | 0 | 0 | 0 | 0 | 0 | 0 | 0 | 0 | 0 | 0 | 0 | 0 | 0 | 0 | 0 | 0 | 0 | 0
F4_Industrial_OR - Industrial_New_Miscellaneous_Natural Gas_Miscellaneous_E1 | F4 | Industrial | OR - Industrial | New | Miscellaneous | Natural Gas | Miscellaneous | E1 | Utility - Cost of Equipment | 0.26138 | 0.26138 | 0.26138 | 0.26138 | 0.26138 | 0.26138 | 0.26138 | 0.26138 | 0.26138 | 0.26138 | 0.26138 | 0.26138 | 0.26138 | 0.26138 | 0.26138 | 0.26138 | 0.26138 | 0.26138 | 0.26138 | 0.26138 | 0.26138 | 0.26138 | 0.26138 | 0.26138 | 0.26138 | 0.26138 | 0.26138
F4_Industrial_OR - Industrial_New_Miscellaneous_Natural Gas_Miscellaneous_E2 | F4 | Industrial | OR - Industrial | New | Miscellaneous | Natural Gas | Miscellaneous | E2 | Utility - Cost of Equipment | 0 | 0 | 0 | 0 | 0 | 0 | 0 | 0 | 0 | 0 | 0 | 0 | 0 | 0 | 0 | 0 | 0 | 0 | 0 | 0 | 0 | 0 | 0 | 0 | 0 | 0 | 0
F4_Industrial_OR - Industrial_New_Miscellaneous_Natural Gas_Miscellaneous_E3 | F4 | Industrial | OR - Industrial | New | Miscellaneous | Natural Gas | Miscellaneous | E3 | Utility - Cost of Equipment | 0 | 0 | 0 | 0 | 0 | 0 | 0 | 0 | 0 | 0 | 0 | 0 | 0 | 0 | 0 | 0 | 0 | 0 | 0 | 0 | 0 | 0 | 0 | 0 | 0 | 0 | 0
F4_Industrial_OR - Industrial_New_Miscellaneous_Natural Gas_Miscellaneous_E4 | F4 | Industrial | OR - Industrial | New | Miscellaneous | Natural Gas | Miscellaneous | E4 | Utility - Cost of Equipment | 0 | 0 | 0 | 0 | 0 | 0 | 0 | 0 | 0 | 0 | 0 | 0 | 0 | 0 | 0 | 0 | 0 | 0 | 0 | 0 | 0 | 0 | 0 | 0 | 0 | 0 | 0
F4_Industrial_OR - Industrial_New_Miscellaneous_Natural Gas_Miscellaneous_E5 | F4 | Industrial | OR - Industrial | New | Miscellaneous | Natural Gas | Miscellaneous | E5 | Utility - Cost of Equipment | 0 | 0 | 0 | 0 | 0 | 0 | 0 | 0 | 0 | 0 | 0 | 0 | 0 | 0 | 0 | 0 | 0 | 0 | 0 | 0 | 0 | 0 | 0 | 0 | 0 | 0 | 0
F4_Industrial_OR - Industrial_New_Miscellaneous_Natural Gas_Miscellaneous_E6 | F4 | Industrial | OR - Industrial | New | Miscellaneous | Natural Gas | Miscellaneous | E6 | Utility - Cost of Equipment | 0 | 0 | 0 | 0 | 0 | 0 | 0 | 0 | 0 | 0 | 0 | 0 | 0 | 0 | 0 | 0 | 0 | 0 | 0 | 0 | 0 | 0 | 0 | 0 | 0 | 0 | 0
F4_Industrial_OR - Industrial_New_Miscellaneous_Natural Gas_Miscellaneous_E7 | F4 | Industrial | OR - Industrial | New | Miscellaneous | Natural Gas | Miscellaneous | E7 | Utility - Cost of Equipment | 0 | 0 | 0 | 0 | 0 | 0 | 0 | 0 | 0 | 0 | 0 | 0 | 0 | 0 | 0 | 0 | 0 | 0 | 0 | 0 | 0 | 0 | 0 | 0 | 0 | 0 | 0
F4_Industrial_OR - Industrial_New_Miscellaneous_Natural Gas_Miscellaneous_E8 | F4 | Industrial | OR - Industrial | New | Miscellaneous | Natural Gas | Miscellaneous | E8 | Utility - Cost of Equipment | 0 | 0 | 0 | 0 | 0 | 0 | 0 | 0 | 0 | 0 | 0 | 0 | 0 | 0 | 0 | 0 | 0 | 0 | 0 | 0 | 0 | 0 | 0 | 0 | 0 | 0 | 0
F4_Industrial_OR - Industrial_New_Miscellaneous_Natural Gas_Miscellaneous_E9 | F4 | Industrial | OR - Industrial | New | Miscellaneous | Natural Gas | Miscellaneous | E9 | Utility - Cost of Equipment | 0 | 0 | 0 | 0 | 0 | 0 | 0 | 0 | 0 | 0 | 0 | 0 | 0 | 0 | 0 | 0 | 0 | 0 | 0 | 0 | 0 | 0 | 0 | 0 | 0 | 0 | 0
F4_Industrial_OR - Industrial_New_Miscellaneous_Natural Gas_Miscellaneous_E10 | F4 | Industrial | OR - Industrial | New | Miscellaneous | Natural Gas | Miscellaneous | E10 | Utility - Cost of Equipment | 0 | 0 | 0 | 0 | 0 | 0 | 0 | 0 | 0 | 0 | 0 | 0 | 0 | 0 | 0 | 0 | 0 | 0 | 0 | 0 | 0 | 0 | 0 | 0 | 0 | 0 | 0
F5_Industrial_OR - Industrial_New_Miscellaneous_Natural Gas_Miscellaneous_E1 | F5 | Industrial | OR - Industrial | New | Miscellaneous | Natural Gas | Miscellaneous | E1 | Utility - Cost of Operation | 959.546 | 1199.4458 | 1492.3655 | 1583.6314 | 1646.9884 | 1682.135 | 1705.7619 | 1720.4872 | 1725.1108 | 1722.3575 | 1719.1962 | 1716.3739 | 1713.4827 | 1711.5652 | 1708.9162 | 1706.9425 | 1706.3927 | 1705.9052 | 1705.6725 | 1706.347 | 1707.6412 | 1710.0371 | 1713.754 | 1720.4935 | 1728.9273 | 1737.4024 | 1745.9191
F5_Industrial_OR - Industrial_New_Miscellaneous_Natural Gas_Miscellaneous_E2 | F5 | Industrial | OR - Industrial | New | Miscellaneous | Natural Gas | Miscellaneous | E2 | Utility - Cost of Operation | 0 | 0 | 0 | 0 | 0 | 0 | 0 | 0 | 0 | 0 | 0 | 0 | 0 | 0 | 0 | 0 | 0 | 0 | 0 | 0 | 0 | 0 | 0 | 0 | 0 | 0 | 0
F5_Industrial_OR - Industrial_New_Miscellaneous_Natural Gas_Miscellaneous_E3 | F5 | Industrial | OR - Industrial | New | Miscellaneous | Natural Gas | Miscellaneous | E3 | Utility - Cost of Operation | 0 | 0 | 0 | 0 | 0 | 0 | 0 | 0 | 0 | 0 | 0 | 0 | 0 | 0 | 0 | 0 | 0 | 0 | 0 | 0 | 0 | 0 | 0 | 0 | 0 | 0 | 0
F5_Industrial_OR - Industrial_New_Miscellaneous_Natural Gas_Miscellaneous_E4 | F5 | Industrial | OR - Industrial | New | Miscellaneous | Natural Gas | Miscellaneous | E4 | Utility - Cost of Operation | 0 | 0 | 0 | 0 | 0 | 0 | 0 | 0 | 0 | 0 | 0 | 0 | 0 | 0 | 0 | 0 | 0 | 0 | 0 | 0 | 0 | 0 | 0 | 0 | 0 | 0 | 0
F5_Industrial_OR - Industrial_New_Miscellaneous_Natural Gas_Miscellaneous_E5 | F5 | Industrial | OR - Industrial | New | Miscellaneous | Natural Gas | Miscellaneous | E5 | Utility - Cost of Operation | 0 | 0 | 0 | 0 | 0 | 0 | 0 | 0 | 0 | 0 | 0 | 0 | 0 | 0 | 0 | 0 | 0 | 0 | 0 | 0 | 0 | 0 | 0 | 0 | 0 | 0 | 0
F5_Industrial_OR - Industrial_New_Miscellaneous_Natural Gas_Miscellaneous_E6 | F5 | Industrial | OR - Industrial | New | Miscellaneous | Natural Gas | Miscellaneous | E6 | Utility - Cost of Operation | 0 | 0 | 0 | 0 | 0 | 0 | 0 | 0 | 0 | 0 | 0 | 0 | 0 | 0 | 0 | 0 | 0 | 0 | 0 | 0 | 0 | 0 | 0 | 0 | 0 | 0 | 0
F5_Industrial_OR - Industrial_New_Miscellaneous_Natural Gas_Miscellaneous_E7 | F5 | Industrial | OR - Industrial | New | Miscellaneous | Natural Gas | Miscellaneous | E7 | Utility - Cost of Operation | 0 | 0 | 0 | 0 | 0 | 0 | 0 | 0 | 0 | 0 | 0 | 0 | 0 | 0 | 0 | 0 | 0 | 0 | 0 | 0 | 0 | 0 | 0 | 0 | 0 | 0 | 0
F5_Industrial_OR - Industrial_New_Miscellaneous_Natural Gas_Miscellaneous_E8 | F5 | Industrial | OR - Industrial | New | Miscellaneous | Natural Gas | Miscellaneous | E8 | Utility - Cost of Operation | 0 | 0 | 0 | 0 | 0 | 0 | 0 | 0 | 0 | 0 | 0 | 0 | 0 | 0 | 0 | 0 | 0 | 0 | 0 | 0 | 0 | 0 | 0 | 0 | 0 | 0 | 0
F5_Industrial_OR - Industrial_New_Miscellaneous_Natural Gas_Miscellaneous_E9 | F5 | Industrial | OR - Industrial | New | Miscellaneous | Natural Gas | Miscellaneous | E9 | Utility - Cost of Operation | 0 | 0 | 0 | 0 | 0 | 0 | 0 | 0 | 0 | 0 | 0 | 0 | 0 | 0 | 0 | 0 | 0 | 0 | 0 | 0 | 0 | 0 | 0 | 0 | 0 | 0 | 0
F5_Industrial_OR - Industrial_New_Miscellaneous_Natural Gas_Miscellaneous_E10 | F5 | Industrial | OR - Industrial | New | Miscellaneous | Natural Gas | Miscellaneous | E10 | Utility - Cost of Operation | 0 | 0 | 0 | 0 | 0 | 0 | 0 | 0 | 0 | 0 | 0 | 0 | 0 | 0 | 0 | 0 | 0 | 0 | 0 | 0 | 0 | 0 | 0 | 0 | 0 | 0 | 0
F6_Industrial_OR - Industrial_New_Miscellaneous_Natural Gas_Miscellaneous_E1 | F6 | Industrial | OR - Industrial | New | Miscellaneous | Natural Gas | Miscellaneous | E1 | Utility - Value of Sales | 0 | 0 | 0 | 0 | 0 | 0 | 0 | 0 | 0 | 0 | 0 | 0 | 0 | 0 | 0 | 0 | 0 | 0 | 0 | 0 | 0 | 0 | 0 | 0 | 0 | 0 | 0
F6_Industrial_OR - Industrial_New_Miscellaneous_Natural Gas_Miscellaneous_E2 | F6 | Industrial | OR - Industrial | New | Miscellaneous | Natural Gas | Miscellaneous | E2 | Utility - Value of Sales | 0 | 0 | 0 | 0 | 0 | 0 | 0 | 0 | 0 | 0 | 0 | 0 | 0 | 0 | 0 | 0 | 0 | 0 | 0 | 0 | 0 | 0 | 0 | 0 | 0 | 0 | 0
F6_Industrial_OR - Industrial_New_Miscellaneous_Natural Gas_Miscellaneous_E3 | F6 | Industrial | OR - Industrial | New | Miscellaneous | Natural Gas | Miscellaneous | E3 | Utility - Value of Sales | 0 | 0 | 0 | 0 | 0 | 0 | 0 | 0 | 0 | 0 | 0 | 0 | 0 | 0 | 0 | 0 | 0 | 0 | 0 | 0 | 0 | 0 | 0 | 0 | 0 | 0 | 0
F6_Industrial_OR - Industrial_New_Miscellaneous_Natural Gas_Miscellaneous_E4 | F6 | Industrial | OR - Industrial | New | Miscellaneous | Natural Gas | Miscellaneous | E4 | Utility - Value of Sales | 0 | 0 | 0 | 0 | 0 | 0 | 0 | 0 | 0 | 0 | 0 | 0 | 0 | 0 | 0 | 0 | 0 | 0 | 0 | 0 | 0 | 0 | 0 | 0 | 0 | 0 | 0
F6_Industrial_OR - Industrial_New_Miscellaneous_Natural Gas_Miscellaneous_E5 | F6 | Industrial | OR - Industrial | New | Miscellaneous | Natural Gas | Miscellaneous | E5 | Utility - Value of Sales | 0 | 0 | 0 | 0 | 0 | 0 | 0 | 0 | 0 | 0 | 0 | 0 | 0 | 0 | 0 | 0 | 0 | 0 | 0 | 0 | 0 | 0 | 0 | 0 | 0 | 0 | 0
F6_Industrial_OR - Industrial_New_Miscellaneous_Natural Gas_Miscellaneous_E6 | F6 | Industrial | OR - Industrial | New | Miscellaneous | Natural Gas | Miscellaneous | E6 | Utility - Value of Sales | 0 | 0 | 0 | 0 | 0 | 0 | 0 | 0 | 0 | 0 | 0 | 0 | 0 | 0 | 0 | 0 | 0 | 0 | 0 | 0 | 0 | 0 | 0 | 0 | 0 | 0 | 0
F6_Industrial_OR - Industrial_New_Miscellaneous_Natural Gas_Miscellaneous_E7 | F6 | Industrial | OR - Industrial | New | Miscellaneous | Natural Gas | Miscellaneous | E7 | Utility - Value of Sales | 0 | 0 | 0 | 0 | 0 | 0 | 0 | 0 | 0 | 0 | 0 | 0 | 0 | 0 | 0 | 0 | 0 | 0 | 0 | 0 | 0 | 0 | 0 | 0 | 0 | 0 | 0
F6_Industrial_OR - Industrial_New_Miscellaneous_Natural Gas_Miscellaneous_E8 | F6 | Industrial | OR - Industrial | New | Miscellaneous | Natural Gas | Miscellaneous | E8 | Utility - Value of Sales | 0 | 0 | 0 | 0 | 0 | 0 | 0 | 0 | 0 | 0 | 0 | 0 | 0 | 0 | 0 | 0 | 0 | 0 | 0 | 0 | 0 | 0 | 0 | 0 | 0 | 0 | 0
F6_Industrial_OR - Industrial_New_Miscellaneous_Natural Gas_Miscellaneous_E9 | F6 | Industrial | OR - Industrial | New | Miscellaneous | Natural Gas | Miscellaneous | E9 | Utility - Value of Sales | 0 | 0 | 0 | 0 | 0 | 0 | 0 | 0 | 0 | 0 | 0 | 0 | 0 | 0 | 0 | 0 | 0 | 0 | 0 | 0 | 0 | 0 | 0 | 0 | 0 | 0 | 0
F6_Industrial_OR - Industrial_New_Miscellaneous_Natural Gas_Miscellaneous_E10 | F6 | Industrial | OR - Industrial | New | Miscellaneous | Natural Gas | Miscellaneous | E10 | Utility - Value of Sales | 0 | 0 | 0 | 0 | 0 | 0 | 0 | 0 | 0 | 0 | 0 | 0 | 0 | 0 | 0 | 0 | 0 | 0 | 0 | 0 | 0 | 0 | 0 | 0 | 0 | 0 | 0
F1_Industrial_Interruptible - Industrial_Existing_Space Heating_Natural Gas_Furnace_E1 | F1 | Industrial | Interruptible - Industrial | Existing | Space Heating | Natural Gas | Furnace | E1 | RVT - Cost of Equipment | 98.9717 | 98.9717 | 98.9717 | 0 | 0 | 0 | 0 | 0 | 0 | 0 | 0 | 0 | 0 | 0 | 0 | 0 | 0 | 0 | 0 | 0 | 0 | 0 | 0 | 0 | 0 | 0 | 0
F1_Industrial_Interruptible - Industrial_Existing_Space Heating_Natural Gas_Furnace_E2 | F1 | Industrial | Interruptible - Industrial | Existing | Space Heating | Natural Gas | Furnace | E2 | RVT - Cost of Equipment | 121.6163 | 121.6163 | 121.6163 | 121.6163 | 121.6163 | 121.6163 | 121.6163 | 121.6163 | 121.6163 | 121.6163 | 121.6163 | 121.6163 | 121.6163 | 121.6163 | 121.6163 | 121.6163 | 121.6163 | 121.6163 | 121.6163 | 121.6163 | 121.6163 | 121.6163 | 121.6163 | 121.6163 | 121.6163 | 121.6163 | 121.6163
F1_Industrial_Interruptible - Industrial_Existing_Space Heating_Natural Gas_Furnace_E3 | F1 | Industrial | Interruptible - Industrial | Existing | Space Heating | Natural Gas | Furnace | E3 | RVT - Cost of Equipment | 144.2609 | 144.2609 | 144.2609 | 144.2609 | 144.2609 | 144.2609 | 144.2609 | 144.2609 | 144.2609 | 144.2609 | 144.2609 | 144.2609 | 144.2609 | 144.2609 | 144.2609 | 144.2609 | 144.2609 | 144.2609 | 144.2609 | 144.2609 | 144.2609 | 144.2609 | 144.2609 | 144.2609 | 144.2609 | 144.2609 | 144.2609
F1_Industrial_Interruptible - Industrial_Existing_Space Heating_Natural Gas_Furnace_E4 | F1 | Industrial | Interruptible - Industrial | Existing | Space Heating | Natural Gas | Furnace | E4 | RVT - Cost of Equipment | 0 | 0 | 0 | 0 | 0 | 0 | 0 | 0 | 0 | 0 | 0 | 0 | 0 | 0 | 0 | 0 | 0 | 0 | 0 | 0 | 0 | 0 | 0 | 0 | 0 | 0 | 0
F1_Industrial_Interruptible - Industrial_Existing_Space Heating_Natural Gas_Furnace_E5 | F1 | Industrial | Interruptible - Industrial | Existing | Space Heating | Natural Gas | Furnace | E5 | RVT - Cost of Equipment | 0 | 0 | 0 | 0 | 0 | 0 | 0 | 0 | 0 | 0 | 0 | 0 | 0 | 0 | 0 | 0 | 0 | 0 | 0 | 0 | 0 | 0 | 0 | 0 | 0 | 0 | 0
F1_Industrial_Interruptible - Industrial_Existing_Space Heating_Natural Gas_Furnace_E6 | F1 | Industrial | Interruptible - Industrial | Existing | Space Heating | Natural Gas | Furnace | E6 | RVT - Cost of Equipment | 0 | 0 | 0 | 0 | 0 | 0 | 0 | 0 | 0 | 0 | 0 | 0 | 0 | 0 | 0 | 0 | 0 | 0 | 0 | 0 | 0 | 0 | 0 | 0 | 0 | 0 | 0
F1_Industrial_Interruptible - Industrial_Existing_Space Heating_Natural Gas_Furnace_E7 | F1 | Industrial | Interruptible - Industrial | Existing | Space Heating | Natural Gas | Furnace | E7 | RVT - Cost of Equipment | 0 | 0 | 0 | 0 | 0 | 0 | 0 | 0 | 0 | 0 | 0 | 0 | 0 | 0 | 0 | 0 | 0 | 0 | 0 | 0 | 0 | 0 | 0 | 0 | 0 | 0 | 0
F1_Industrial_Interruptible - Industrial_Existing_Space Heating_Natural Gas_Furnace_E8 | F1 | Industrial | Interruptible - Industrial | Existing | Space Heating | Natural Gas | Furnace | E8 | RVT - Cost of Equipment | 0 | 0 | 0 | 0 | 0 | 0 | 0 | 0 | 0 | 0 | 0 | 0 | 0 | 0 | 0 | 0 | 0 | 0 | 0 | 0 | 0 | 0 | 0 | 0 | 0 | 0 | 0
F1_Industrial_Interruptible - Industrial_Existing_Space Heating_Natural Gas_Furnace_E9 | F1 | Industrial | Interruptible - Industrial | Existing | Space Heating | Natural Gas | Furnace | E9 | RVT - Cost of Equipment | 0 | 0 | 0 | 0 | 0 | 0 | 0 | 0 | 0 | 0 | 0 | 0 | 0 | 0 | 0 | 0 | 0 | 0 | 0 | 0 | 0 | 0 | 0 | 0 | 0 | 0 | 0
F1_Industrial_Interruptible - Industrial_Existing_Space Heating_Natural Gas_Furnace_E10 | F1 | Industrial | Interruptible - Industrial | Existing | Space Heating | Natural Gas | Furnace | E10 | RVT - Cost of Equipment | 0 | 0 | 0 | 0 | 0 | 0 | 0 | 0 | 0 | 0 | 0 | 0 | 0 | 0 | 0 | 0 | 0 | 0 | 0 | 0 | 0 | 0 | 0 | 0 | 0 | 0 | 0
F2_Industrial_Interruptible - Industrial_Existing_Space Heating_Natural Gas_Furnace_E1 | F2 | Industrial | Interruptible - Industrial | Existing | Space Heating | Natural Gas | Furnace | E1 | RVT - Cost of Operation | 0 | 0 | 0 | 0 | 0 | 0 | 0 | 0 | 0 | 0 | 0 | 0 | 0 | 0 | 0 | 0 | 0 | 0 | 0 | 0 | 0 | 0 | 0 | 0 | 0 | 0 | 0
F2_Industrial_Interruptible - Industrial_Existing_Space Heating_Natural Gas_Furnace_E2 | F2 | Industrial | Interruptible - Industrial | Existing | Space Heating | Natural Gas | Furnace | E2 | RVT - Cost of Operation | 0 | 0 | 0 | 0 | 0 | 0 | 0 | 0 | 0 | 0 | 0 | 0 | 0 | 0 | 0 | 0 | 0 | 0 | 0 | 0 | 0 | 0 | 0 | 0 | 0 | 0 | 0
F2_Industrial_Interruptible - Industrial_Existing_Space Heating_Natural Gas_Furnace_E3 | F2 | Industrial | Interruptible - Industrial | Existing | Space Heating | Natural Gas | Furnace | E3 | RVT - Cost of Operation | 0 | 0 | 0 | 0 | 0 | 0 | 0 | 0 | 0 | 0 | 0 | 0 | 0 | 0 | 0 | 0 | 0 | 0 | 0 | 0 | 0 | 0 | 0 | 0 | 0 | 0 | 0
F2_Industrial_Interruptible - Industrial_Existing_Space Heating_Natural Gas_Furnace_E4 | F2 | Industrial | Interruptible - Industrial | Existing | Space Heating | Natural Gas | Furnace | E4 | RVT - Cost of Operation | 0 | 0 | 0 | 0 | 0 | 0 | 0 | 0 | 0 | 0 | 0 | 0 | 0 | 0 | 0 | 0 | 0 | 0 | 0 | 0 | 0 | 0 | 0 | 0 | 0 | 0 | 0
F2_Industrial_Interruptible - Industrial_Existing_Space Heating_Natural Gas_Furnace_E5 | F2 | Industrial | Interruptible - Industrial | Existing | Space Heating | Natural Gas | Furnace | E5 | RVT - Cost of Operation | 0 | 0 | 0 | 0 | 0 | 0 | 0 | 0 | 0 | 0 | 0 | 0 | 0 | 0 | 0 | 0 | 0 | 0 | 0 | 0 | 0 | 0 | 0 | 0 | 0 | 0 | 0
F2_Industrial_Interruptible - Industrial_Existing_Space Heating_Natural Gas_Furnace_E6 | F2 | Industrial | Interruptible - Industrial | Existing | Space Heating | Natural Gas | Furnace | E6 | RVT - Cost of Operation | 0 | 0 | 0 | 0 | 0 | 0 | 0 | 0 | 0 | 0 | 0 | 0 | 0 | 0 | 0 | 0 | 0 | 0 | 0 | 0 | 0 | 0 | 0 | 0 | 0 | 0 | 0
F2_Industrial_Interruptible - Industrial_Existing_Space Heating_Natural Gas_Furnace_E7 | F2 | Industrial | Interruptible - Industrial | Existing | Space Heating | Natural Gas | Furnace | E7 | RVT - Cost of Operation | 0 | 0 | 0 | 0 | 0 | 0 | 0 | 0 | 0 | 0 | 0 | 0 | 0 | 0 | 0 | 0 | 0 | 0 | 0 | 0 | 0 | 0 | 0 | 0 | 0 | 0 | 0
F2_Industrial_Interruptible - Industrial_Existing_Space Heating_Natural Gas_Furnace_E8 | F2 | Industrial | Interruptible - Industrial | Existing | Space Heating | Natural Gas | Furnace | E8 | RVT - Cost of Operation | 0 | 0 | 0 | 0 | 0 | 0 | 0 | 0 | 0 | 0 | 0 | 0 | 0 | 0 | 0 | 0 | 0 | 0 | 0 | 0 | 0 | 0 | 0 | 0 | 0 | 0 | 0
F2_Industrial_Interruptible - Industrial_Existing_Space Heating_Natural Gas_Furnace_E9 | F2 | Industrial | Interruptible - Industrial | Existing | Space Heating | Natural Gas | Furnace | E9 | RVT - Cost of Operation | 0 | 0 | 0 | 0 | 0 | 0 | 0 | 0 | 0 | 0 | 0 | 0 | 0 | 0 | 0 | 0 | 0 | 0 | 0 | 0 | 0 | 0 | 0 | 0 | 0 | 0 | 0
F2_Industrial_Interruptible - Industrial_Existing_Space Heating_Natural Gas_Furnace_E10 | F2 | Industrial | Interruptible - Industrial | Existing | Space Heating | Natural Gas | Furnace | E10 | RVT - Cost of Operation | 0 | 0 | 0 | 0 | 0 | 0 | 0 | 0 | 0 | 0 | 0 | 0 | 0 | 0 | 0 | 0 | 0 | 0 | 0 | 0 | 0 | 0 | 0 | 0 | 0 | 0 | 0
F3_Industrial_Interruptible - Industrial_Existing_Space Heating_Natural Gas_Furnace_E1 | F3 | Industrial | Interruptible - Industrial | Existing | Space Heating | Natural Gas | Furnace | E1 | System - kBTUs of Consumption | 68003.1955 | 68201.3782 | 68189.8369 | 0 | 0 | 0 | 0 | 0 | 0 | 0 | 0 | 0 | 0 | 0 | 0 | 0 | 0 | 0 | 0 | 0 | 0 | 0 | 0 | 0 | 0 | 0 | 0
F3_Industrial_Interruptible - Industrial_Existing_Space Heating_Natural Gas_Furnace_E2 | F3 | Industrial | Interruptible - Industrial | Existing | Space Heating | Natural Gas | Furnace | E2 | System - kBTUs of Consumption | 60447.2849 | 60623.4473 | 60613.1884 | 60613.1884 | 60613.1884 | 60613.1884 | 60613.1884 | 60613.1884 | 60613.1884 | 60613.1884 | 60613.1884 | 60613.1884 | 60613.1884 | 60613.1884 | 60613.1884 | 60613.1884 | 60613.1884 | 60613.1884 | 60613.1884 | 60613.1884 | 60613.1884 | 60613.1884 | 60613.1884 | 60613.1884 | 60613.1884 | 60613.1884 | 60613.1884
F3_Industrial_Interruptible - Industrial_Existing_Space Heating_Natural Gas_Furnace_E3 | F3 | Industrial | Interruptible - Industrial | Existing | Space Heating | Natural Gas | Furnace | E3 | System - kBTUs of Consumption | 56669.3296 | 56834.4818 | 56824.8641 | 56824.8641 | 56824.8641 | 56824.8641 | 56824.8641 | 56824.8641 | 56824.8641 | 56824.8641 | 56824.8641 | 56824.8641 | 56824.8641 | 56824.8641 | 56824.8641 | 56824.8641 | 56824.8641 | 56824.8641 | 56824.8641 | 56824.8641 | 56824.8641 | 56824.8641 | 56824.8641 | 56824.8641 | 56824.8641 | 56824.8641 | 56824.8641
F3_Industrial_Interruptible - Industrial_Existing_Space Heating_Natural Gas_Furnace_E4 | F3 | Industrial | Interruptible - Industrial | Existing | Space Heating | Natural Gas | Furnace | E4 | System - kBTUs of Consumption | 0 | 0 | 0 | 0 | 0 | 0 | 0 | 0 | 0 | 0 | 0 | 0 | 0 | 0 | 0 | 0 | 0 | 0 | 0 | 0 | 0 | 0 | 0 | 0 | 0 | 0 | 0
F3_Industrial_Interruptible - Industrial_Existing_Space Heating_Natural Gas_Furnace_E5 | F3 | Industrial | Interruptible - Industrial | Existing | Space Heating | Natural Gas | Furnace | E5 | System - kBTUs of Consumption | 0 | 0 | 0 | 0 | 0 | 0 | 0 | 0 | 0 | 0 | 0 | 0 | 0 | 0 | 0 | 0 | 0 | 0 | 0 | 0 | 0 | 0 | 0 | 0 | 0 | 0 | 0
F3_Industrial_Interruptible - Industrial_Existing_Space Heating_Natural Gas_Furnace_E6 | F3 | Industrial | Interruptible - Industrial | Existing | Space Heating | Natural Gas | Furnace | E6 | System - kBTUs of Consumption | 0 | 0 | 0 | 0 | 0 | 0 | 0 | 0 | 0 | 0 | 0 | 0 | 0 | 0 | 0 | 0 | 0 | 0 | 0 | 0 | 0 | 0 | 0 | 0 | 0 | 0 | 0
F3_Industrial_Interruptible - Industrial_Existing_Space Heating_Natural Gas_Furnace_E7 | F3 | Industrial | Interruptible - Industrial | Existing | Space Heating | Natural Gas | Furnace | E7 | System - kBTUs of Consumption | 0 | 0 | 0 | 0 | 0 | 0 | 0 | 0 | 0 | 0 | 0 | 0 | 0 | 0 | 0 | 0 | 0 | 0 | 0 | 0 | 0 | 0 | 0 | 0 | 0 | 0 | 0
F3_Industrial_Interruptible - Industrial_Existing_Space Heating_Natural Gas_Furnace_E8 | F3 | Industrial | Interruptible - Industrial | Existing | Space Heating | Natural Gas | Furnace | E8 | System - kBTUs of Consumption | 0 | 0 | 0 | 0 | 0 | 0 | 0 | 0 | 0 | 0 | 0 | 0 | 0 | 0 | 0 | 0 | 0 | 0 | 0 | 0 | 0 | 0 | 0 | 0 | 0 | 0 | 0
F3_Industrial_Interruptible - Industrial_Existing_Space Heating_Natural Gas_Furnace_E9 | F3 | Industrial | Interruptible - Industrial | Existing | Space Heating | Natural Gas | Furnace | E9 | System - kBTUs of Consumption | 0 | 0 | 0 | 0 | 0 | 0 | 0 | 0 | 0 | 0 | 0 | 0 | 0 | 0 | 0 | 0 | 0 | 0 | 0 | 0 | 0 | 0 | 0 | 0 | 0 | 0 | 0
F3_Industrial_Interruptible - Industrial_Existing_Space Heating_Natural Gas_Furnace_E10 | F3 | Industrial | Interruptible - Industrial | Existing | Space Heating | Natural Gas | Furnace | E10 | System - kBTUs of Consumption | 0 | 0 | 0 | 0 | 0 | 0 | 0 | 0 | 0 | 0 | 0 | 0 | 0 | 0 | 0 | 0 | 0 | 0 | 0 | 0 | 0 | 0 | 0 | 0 | 0 | 0 | 0
F4_Industrial_Interruptible - Industrial_Existing_Space Heating_Natural Gas_Furnace_E1 | F4 | Industrial | Interruptible - Industrial | Existing | Space Heating | Natural Gas | Furnace | E1 | Utility - Cost of Equipment | 98.9717 | 98.9717 | 98.9717 | 0 | 0 | 0 | 0 | 0 | 0 | 0 | 0 | 0 | 0 | 0 | 0 | 0 | 0 | 0 | 0 | 0 | 0 | 0 | 0 | 0 | 0 | 0 | 0
F4_Industrial_Interruptible - Industrial_Existing_Space Heating_Natural Gas_Furnace_E2 | F4 | Industrial | Interruptible - Industrial | Existing | Space Heating | Natural Gas | Furnace | E2 | Utility - Cost of Equipment | 121.6163 | 121.6163 | 121.6163 | 121.6163 | 121.6163 | 121.6163 | 121.6163 | 121.6163 | 121.6163 | 121.6163 | 121.6163 | 121.6163 | 121.6163 | 121.6163 | 121.6163 | 121.6163 | 121.6163 | 121.6163 | 121.6163 | 121.6163 | 121.6163 | 121.6163 | 121.6163 | 121.6163 | 121.6163 | 121.6163 | 121.6163
F4_Industrial_Interruptible - Industrial_Existing_Space Heating_Natural Gas_Furnace_E3 | F4 | Industrial | Interruptible - Industrial | Existing | Space Heating | Natural Gas | Furnace | E3 | Utility - Cost of Equipment | 144.2609 | 144.2609 | 144.2609 | 144.2609 | 144.2609 | 144.2609 | 144.2609 | 144.2609 | 144.2609 | 144.2609 | 144.2609 | 144.2609 | 144.2609 | 144.2609 | 144.2609 | 144.2609 | 144.2609 | 144.2609 | 144.2609 | 144.2609 | 144.2609 | 144.2609 | 144.2609 | 144.2609 | 144.2609 | 144.2609 | 144.2609
F4_Industrial_Interruptible - Industrial_Existing_Space Heating_Natural Gas_Furnace_E4 | F4 | Industrial | Interruptible - Industrial | Existing | Space Heating | Natural Gas | Furnace | E4 | Utility - Cost of Equipment | 0 | 0 | 0 | 0 | 0 | 0 | 0 | 0 | 0 | 0 | 0 | 0 | 0 | 0 | 0 | 0 | 0 | 0 | 0 | 0 | 0 | 0 | 0 | 0 | 0 | 0 | 0
F4_Industrial_Interruptible - Industrial_Existing_Space Heating_Natural Gas_Furnace_E5 | F4 | Industrial | Interruptible - Industrial | Existing | Space Heating | Natural Gas | Furnace | E5 | Utility - Cost of Equipment | 0 | 0 | 0 | 0 | 0 | 0 | 0 | 0 | 0 | 0 | 0 | 0 | 0 | 0 | 0 | 0 | 0 | 0 | 0 | 0 | 0 | 0 | 0 | 0 | 0 | 0 | 0
F4_Industrial_Interruptible - Industrial_Existing_Space Heating_Natural Gas_Furnace_E6 | F4 | Industrial | Interruptible - Industrial | Existing | Space Heating | Natural Gas | Furnace | E6 | Utility - Cost of Equipment | 0 | 0 | 0 | 0 | 0 | 0 | 0 | 0 | 0 | 0 | 0 | 0 | 0 | 0 | 0 | 0 | 0 | 0 | 0 | 0 | 0 | 0 | 0 | 0 | 0 | 0 | 0
F4_Industrial_Interruptible - Industrial_Existing_Space Heating_Natural Gas_Furnace_E7 | F4 | Industrial | Interruptible - Industrial | Existing | Space Heating | Natural Gas | Furnace | E7 | Utility - Cost of Equipment | 0 | 0 | 0 | 0 | 0 | 0 | 0 | 0 | 0 | 0 | 0 | 0 | 0 | 0 | 0 | 0 | 0 | 0 | 0 | 0 | 0 | 0 | 0 | 0 | 0 | 0 | 0
F4_Industrial_Interruptible - Industrial_Existing_Space Heating_Natural Gas_Furnace_E8 | F4 | Industrial | Interruptible - Industrial | Existing | Space Heating | Natural Gas | Furnace | E8 | Utility - Cost of Equipment | 0 | 0 | 0 | 0 | 0 | 0 | 0 | 0 | 0 | 0 | 0 | 0 | 0 | 0 | 0 | 0 | 0 | 0 | 0 | 0 | 0 | 0 | 0 | 0 | 0 | 0 | 0
F4_Industrial_Interruptible - Industrial_Existing_Space Heating_Natural Gas_Furnace_E9 | F4 | Industrial | Interruptible - Industrial | Existing | Space Heating | Natural Gas | Furnace | E9 | Utility - Cost of Equipment | 0 | 0 | 0 | 0 | 0 | 0 | 0 | 0 | 0 | 0 | 0 | 0 | 0 | 0 | 0 | 0 | 0 | 0 | 0 | 0 | 0 | 0 | 0 | 0 | 0 | 0 | 0
F4_Industrial_Interruptible - Industrial_Existing_Space Heating_Natural Gas_Furnace_E10 | F4 | Industrial | Interruptible - Industrial | Existing | Space Heating | Natural Gas | Furnace | E10 | Utility - Cost of Equipment | 0 | 0 | 0 | 0 | 0 | 0 | 0 | 0 | 0 | 0 | 0 | 0 | 0 | 0 | 0 | 0 | 0 | 0 | 0 | 0 | 0 | 0 | 0 | 0 | 0 | 0 | 0
F5_Industrial_Interruptible - Industrial_Existing_Space Heating_Natural Gas_Furnace_E1 | F5 | Industrial | Interruptible - Industrial | Existing | Space Heating | Natural Gas | Furnace | E1 | Utility - Cost of Operation | 641.6494 | 651.7587 | 658.9212 | 0 | 0 | 0 | 0 | 0 | 0 | 0 | 0 | 0 | 0 | 0 | 0 | 0 | 0 | 0 | 0 | 0 | 0 | 0 | 0 | 0 | 0 | 0 | 0
F5_Industrial_Interruptible - Industrial_Existing_Space Heating_Natural Gas_Furnace_E2 | F5 | Industrial | Interruptible - Industrial | Existing | Space Heating | Natural Gas | Furnace | E2 | Utility - Cost of Operation | 570.355 | 579.3411 | 585.7077 | 599.9687 | 617.8773 | 638.8127 | 646.1022 | 653.1153 | 659.7687 | 665.6988 | 671.322 | 677.8643 | 683.5523 | 688.7543 | 693.9366 | 698.8114 | 703.3623 | 708.1978 | 713.0685 | 717.9948 | 722.6674 | 727.1068 | 731.4479 | 735.3008 | 739.3483 | 742.9725 | 746.6145
F5_Industrial_Interruptible - Industrial_Existing_Space Heating_Natural Gas_Furnace_E3 | F5 | Industrial | Interruptible - Industrial | Existing | Space Heating | Natural Gas | Furnace | E3 | Utility - Cost of Operation | 534.7078 | 543.1323 | 549.101 | 562.4707 | 579.26 | 598.8869 | 605.7208 | 612.2956 | 618.5331 | 624.0926 | 629.3644 | 635.4978 | 640.8303 | 645.7071 | 650.5655 | 655.1357 | 659.4022 | 663.9355 | 668.5017 | 673.1202 | 677.5007 | 681.6626 | 685.7324 | 689.3445 | 693.139 | 696.5367 | 699.9511
F5_Industrial_Interruptible - Industrial_Existing_Space Heating_Natural Gas_Furnace_E4 | F5 | Industrial | Interruptible - Industrial | Existing | Space Heating | Natural Gas | Furnace | E4 | Utility - Cost of Operation | 0 | 0 | 0 | 0 | 0 | 0 | 0 | 0 | 0 | 0 | 0 | 0 | 0 | 0 | 0 | 0 | 0 | 0 | 0 | 0 | 0 | 0 | 0 | 0 | 0 | 0 | 0
F5_Industrial_Interruptible - Industrial_Existing_Space Heating_Natural Gas_Furnace_E5 | F5 | Industrial | Interruptible - Industrial | Existing | Space Heating | Natural Gas | Furnace | E5 | Utility - Cost of Operation | 0 | 0 | 0 | 0 | 0 | 0 | 0 | 0 | 0 | 0 | 0 | 0 | 0 | 0 | 0 | 0 | 0 | 0 | 0 | 0 | 0 | 0 | 0 | 0 | 0 | 0 | 0
F5_Industrial_Interruptible - Industrial_Existing_Space Heating_Natural Gas_Furnace_E6 | F5 | Industrial | Interruptible - Industrial | Existing | Space Heating | Natural Gas | Furnace | E6 | Utility - Cost of Operation | 0 | 0 | 0 | 0 | 0 | 0 | 0 | 0 | 0 | 0 | 0 | 0 | 0 | 0 | 0 | 0 | 0 | 0 | 0 | 0 | 0 | 0 | 0 | 0 | 0 | 0 | 0
F5_Industrial_Interruptible - Industrial_Existing_Space Heating_Natural Gas_Furnace_E7 | F5 | Industrial | Interruptible - Industrial | Existing | Space Heating | Natural Gas | Furnace | E7 | Utility - Cost of Operation | 0 | 0 | 0 | 0 | 0 | 0 | 0 | 0 | 0 | 0 | 0 | 0 | 0 | 0 | 0 | 0 | 0 | 0 | 0 | 0 | 0 | 0 | 0 | 0 | 0 | 0 | 0
F5_Industrial_Interruptible - Industrial_Existing_Space Heating_Natural Gas_Furnace_E8 | F5 | Industrial | Interruptible - Industrial | Existing | Space Heating | Natural Gas | Furnace | E8 | Utility - Cost of Operation | 0 | 0 | 0 | 0 | 0 | 0 | 0 | 0 | 0 | 0 | 0 | 0 | 0 | 0 | 0 | 0 | 0 | 0 | 0 | 0 | 0 | 0 | 0 | 0 | 0 | 0 | 0
F5_Industrial_Interruptible - Industrial_Existing_Space Heating_Natural Gas_Furnace_E9 | F5 | Industrial | Interruptible - Industrial | Existing | Space Heating | Natural Gas | Furnace | E9 | Utility - Cost of Operation | 0 | 0 | 0 | 0 | 0 | 0 | 0 | 0 | 0 | 0 | 0 | 0 | 0 | 0 | 0 | 0 | 0 | 0 | 0 | 0 | 0 | 0 | 0 | 0 | 0 | 0 | 0
F5_Industrial_Interruptible - Industrial_Existing_Space Heating_Natural Gas_Furnace_E10 | F5 | Industrial | Interruptible - Industrial | Existing | Space Heating | Natural Gas | Furnace | E10 | Utility - Cost of Operation | 0 | 0 | 0 | 0 | 0 | 0 | 0 | 0 | 0 | 0 | 0 | 0 | 0 | 0 | 0 | 0 | 0 | 0 | 0 | 0 | 0 | 0 | 0 | 0 | 0 | 0 | 0
F6_Industrial_Interruptible - Industrial_Existing_Space Heating_Natural Gas_Furnace_E1 | F6 | Industrial | Interruptible - Industrial | Existing | Space Heating | Natural Gas | Furnace | E1 | Utility - Value of Sales | 0 | 0 | 0 | 0 | 0 | 0 | 0 | 0 | 0 | 0 | 0 | 0 | 0 | 0 | 0 | 0 | 0 | 0 | 0 | 0 | 0 | 0 | 0 | 0 | 0 | 0 | 0
F6_Industrial_Interruptible - Industrial_Existing_Space Heating_Natural Gas_Furnace_E2 | F6 | Industrial | Interruptible - Industrial | Existing | Space Heating | Natural Gas | Furnace | E2 | Utility - Value of Sales | 0 | 0 | 0 | 0 | 0 | 0 | 0 | 0 | 0 | 0 | 0 | 0 | 0 | 0 | 0 | 0 | 0 | 0 | 0 | 0 | 0 | 0 | 0 | 0 | 0 | 0 | 0
F6_Industrial_Interruptible - Industrial_Existing_Space Heating_Natural Gas_Furnace_E3 | F6 | Industrial | Interruptible - Industrial | Existing | Space Heating | Natural Gas | Furnace | E3 | Utility - Value of Sales | 0 | 0 | 0 | 0 | 0 | 0 | 0 | 0 | 0 | 0 | 0 | 0 | 0 | 0 | 0 | 0 | 0 | 0 | 0 | 0 | 0 | 0 | 0 | 0 | 0 | 0 | 0
F6_Industrial_Interruptible - Industrial_Existing_Space Heating_Natural Gas_Furnace_E4 | F6 | Industrial | Interruptible - Industrial | Existing | Space Heating | Natural Gas | Furnace | E4 | Utility - Value of Sales | 0 | 0 | 0 | 0 | 0 | 0 | 0 | 0 | 0 | 0 | 0 | 0 | 0 | 0 | 0 | 0 | 0 | 0 | 0 | 0 | 0 | 0 | 0 | 0 | 0 | 0 | 0
F6_Industrial_Interruptible - Industrial_Existing_Space Heating_Natural Gas_Furnace_E5 | F6 | Industrial | Interruptible - Industrial | Existing | Space Heating | Natural Gas | Furnace | E5 | Utility - Value of Sales | 0 | 0 | 0 | 0 | 0 | 0 | 0 | 0 | 0 | 0 | 0 | 0 | 0 | 0 | 0 | 0 | 0 | 0 | 0 | 0 | 0 | 0 | 0 | 0 | 0 | 0 | 0
F6_Industrial_Interruptible - Industrial_Existing_Space Heating_Natural Gas_Furnace_E6 | F6 | Industrial | Interruptible - Industrial | Existing | Space Heating | Natural Gas | Furnace | E6 | Utility - Value of Sales | 0 | 0 | 0 | 0 | 0 | 0 | 0 | 0 | 0 | 0 | 0 | 0 | 0 | 0 | 0 | 0 | 0 | 0 | 0 | 0 | 0 | 0 | 0 | 0 | 0 | 0 | 0
F6_Industrial_Interruptible - Industrial_Existing_Space Heating_Natural Gas_Furnace_E7 | F6 | Industrial | Interruptible - Industrial | Existing | Space Heating | Natural Gas | Furnace | E7 | Utility - Value of Sales | 0 | 0 | 0 | 0 | 0 | 0 | 0 | 0 | 0 | 0 | 0 | 0 | 0 | 0 | 0 | 0 | 0 | 0 | 0 | 0 | 0 | 0 | 0 | 0 | 0 | 0 | 0
F6_Industrial_Interruptible - Industrial_Existing_Space Heating_Natural Gas_Furnace_E8 | F6 | Industrial | Interruptible - Industrial | Existing | Space Heating | Natural Gas | Furnace | E8 | Utility - Value of Sales | 0 | 0 | 0 | 0 | 0 | 0 | 0 | 0 | 0 | 0 | 0 | 0 | 0 | 0 | 0 | 0 | 0 | 0 | 0 | 0 | 0 | 0 | 0 | 0 | 0 | 0 | 0
F6_Industrial_Interruptible - Industrial_Existing_Space Heating_Natural Gas_Furnace_E9 | F6 | Industrial | Interruptible - Industrial | Existing | Space Heating | Natural Gas | Furnace | E9 | Utility - Value of Sales | 0 | 0 | 0 | 0 | 0 | 0 | 0 | 0 | 0 | 0 | 0 | 0 | 0 | 0 | 0 | 0 | 0 | 0 | 0 | 0 | 0 | 0 | 0 | 0 | 0 | 0 | 0
F6_Industrial_Interruptible - Industrial_Existing_Space Heating_Natural Gas_Furnace_E10 | F6 | Industrial | Interruptible - Industrial | Existing | Space Heating | Natural Gas | Furnace | E10 | Utility - Value of Sales | 0 | 0 | 0 | 0 | 0 | 0 | 0 | 0 | 0 | 0 | 0 | 0 | 0 | 0 | 0 | 0 | 0 | 0 | 0 | 0 | 0 | 0 | 0 | 0 | 0 | 0 | 0
F1_Industrial_Interruptible - Industrial_Existing_Space Heating_Natural Gas_Boiler_E1 | F1 | Industrial | Interruptible - Industrial | Existing | Space Heating | Natural Gas | Boiler | E1 | RVT - Cost of Equipment | 543.7979 | 543.7979 | 543.7979 | 543.7979 | 543.7979 | 543.7979 | 543.7979 | 543.7979 | 543.7979 | 543.7979 | 543.7979 | 543.7979 | 543.7979 | 543.7979 | 543.7979 | 543.7979 | 543.7979 | 543.7979 | 543.7979 | 543.7979 | 543.7979 | 543.7979 | 543.7979 | 543.7979 | 543.7979 | 543.7979 | 543.7979
F1_Industrial_Interruptible - Industrial_Existing_Space Heating_Natural Gas_Boiler_E2 | F1 | Industrial | Interruptible - Industrial | Existing | Space Heating | Natural Gas | Boiler | E2 | RVT - Cost of Equipment | 618.6823 | 618.6823 | 618.6823 | 618.6823 | 618.6823 | 618.6823 | 618.6823 | 618.6823 | 618.6823 | 618.6823 | 618.6823 | 618.6823 | 618.6823 | 618.6823 | 618.6823 | 618.6823 | 618.6823 | 618.6823 | 618.6823 | 618.6823 | 618.6823 | 618.6823 | 618.6823 | 618.6823 | 618.6823 | 618.6823 | 618.6823
F1_Industrial_Interruptible - Industrial_Existing_Space Heating_Natural Gas_Boiler_E3 | F1 | Industrial | Interruptible - Industrial | Existing | Space Heating | Natural Gas | Boiler | E3 | RVT - Cost of Equipment | 769.0767 | 769.0767 | 769.0767 | 769.0767 | 769.0767 | 769.0767 | 769.0767 | 769.0767 | 769.0767 | 769.0767 | 769.0767 | 769.0767 | 769.0767 | 769.0767 | 769.0767 | 769.0767 | 769.0767 | 769.0767 | 769.0767 | 769.0767 | 769.0767 | 769.0767 | 769.0767 | 769.0767 | 769.0767 | 769.0767 | 769.0767
F1_Industrial_Interruptible - Industrial_Existing_Space Heating_Natural Gas_Boiler_E4 | F1 | Industrial | Interruptible - Industrial | Existing | Space Heating | Natural Gas | Boiler | E4 | RVT - Cost of Equipment | 2868.3375 | 2868.3375 | 2868.3375 | 2868.3375 | 2868.3375 | 2868.3375 | 2868.3375 | 2868.3375 | 2868.3375 | 2868.3375 | 2868.3375 | 2868.3375 | 2868.3375 | 2868.3375 | 2868.3375 | 2868.3375 | 2868.3375 | 2868.3375 | 2868.3375 | 2868.3375 | 2868.3375 | 2868.3375 | 2868.3375 | 2868.3375 | 2868.3375 | 2868.3375 | 2868.3375
F1_Industrial_Interruptible - Industrial_Existing_Space Heating_Natural Gas_Boiler_E5 | F1 | Industrial | Interruptible - Industrial | Existing | Space Heating | Natural Gas | Boiler | E5 | RVT - Cost of Equipment | 0 | 0 | 0 | 0 | 0 | 0 | 0 | 0 | 0 | 0 | 0 | 0 | 0 | 0 | 0 | 0 | 0 | 0 | 0 | 0 | 0 | 0 | 0 | 0 | 0 | 0 | 0
F1_Industrial_Interruptible - Industrial_Existing_Space Heating_Natural Gas_Boiler_E6 | F1 | Industrial | Interruptible - Industrial | Existing | Space Heating | Natural Gas | Boiler | E6 | RVT - Cost of Equipment | 0 | 0 | 0 | 0 | 0 | 0 | 0 | 0 | 0 | 0 | 0 | 0 | 0 | 0 | 0 | 0 | 0 | 0 | 0 | 0 | 0 | 0 | 0 | 0 | 0 | 0 | 0
F1_Industrial_Interruptible - Industrial_Existing_Space Heating_Natural Gas_Boiler_E7 | F1 | Industrial | Interruptible - Industrial | Existing | Space Heating | Natural Gas | Boiler | E7 | RVT - Cost of Equipment | 0 | 0 | 0 | 0 | 0 | 0 | 0 | 0 | 0 | 0 | 0 | 0 | 0 | 0 | 0 | 0 | 0 | 0 | 0 | 0 | 0 | 0 | 0 | 0 | 0 | 0 | 0
F1_Industrial_Interruptible - Industrial_Existing_Space Heating_Natural Gas_Boiler_E8 | F1 | Industrial | Interruptible - Industrial | Existing | Space Heating | Natural Gas | Boiler | E8 | RVT - Cost of Equipment | 0 | 0 | 0 | 0 | 0 | 0 | 0 | 0 | 0 | 0 | 0 | 0 | 0 | 0 | 0 | 0 | 0 | 0 | 0 | 0 | 0 | 0 | 0 | 0 | 0 | 0 | 0
F1_Industrial_Interruptible - Industrial_Existing_Space Heating_Natural Gas_Boiler_E9 | F1 | Industrial | Interruptible - Industrial | Existing | Space Heating | Natural Gas | Boiler | E9 | RVT - Cost of Equipment | 0 | 0 | 0 | 0 | 0 | 0 | 0 | 0 | 0 | 0 | 0 | 0 | 0 | 0 | 0 | 0 | 0 | 0 | 0 | 0 | 0 | 0 | 0 | 0 | 0 | 0 | 0
F1_Industrial_Interruptible - Industrial_Existing_Space Heating_Natural Gas_Boiler_E10 | F1 | Industrial | Interruptible - Industrial | Existing | Space Heating | Natural Gas | Boiler | E10 | RVT - Cost of Equipment | 0 | 0 | 0 | 0 | 0 | 0 | 0 | 0 | 0 | 0 | 0 | 0 | 0 | 0 | 0 | 0 | 0 | 0 | 0 | 0 | 0 | 0 | 0 | 0 | 0 | 0 | 0
F2_Industrial_Interruptible - Industrial_Existing_Space Heating_Natural Gas_Boiler_E1 | F2 | Industrial | Interruptible - Industrial | Existing | Space Heating | Natural Gas | Boiler | E1 | RVT - Cost of Operation | 0 | 0 | 0 | 0 | 0 | 0 | 0 | 0 | 0 | 0 | 0 | 0 | 0 | 0 | 0 | 0 | 0 | 0 | 0 | 0 | 0 | 0 | 0 | 0 | 0 | 0 | 0
F2_Industrial_Interruptible - Industrial_Existing_Space Heating_Natural Gas_Boiler_E2 | F2 | Industrial | Interruptible - Industrial | Existing | Space Heating | Natural Gas | Boiler | E2 | RVT - Cost of Operation | 0 | 0 | 0 | 0 | 0 | 0 | 0 | 0 | 0 | 0 | 0 | 0 | 0 | 0 | 0 | 0 | 0 | 0 | 0 | 0 | 0 | 0 | 0 | 0 | 0 | 0 | 0
F2_Industrial_Interruptible - Industrial_Existing_Space Heating_Natural Gas_Boiler_E3 | F2 | Industrial | Interruptible - Industrial | Existing | Space Heating | Natural Gas | Boiler | E3 | RVT - Cost of Operation | 0 | 0 | 0 | 0 | 0 | 0 | 0 | 0 | 0 | 0 | 0 | 0 | 0 | 0 | 0 | 0 | 0 | 0 | 0 | 0 | 0 | 0 | 0 | 0 | 0 | 0 | 0
F2_Industrial_Interruptible - Industrial_Existing_Space Heating_Natural Gas_Boiler_E4 | F2 | Industrial | Interruptible - Industrial | Existing | Space Heating | Natural Gas | Boiler | E4 | RVT - Cost of Operation | 0 | 0 | 0 | 0 | 0 | 0 | 0 | 0 | 0 | 0 | 0 | 0 | 0 | 0 | 0 | 0 | 0 | 0 | 0 | 0 | 0 | 0 | 0 | 0 | 0 | 0 | 0
F2_Industrial_Interruptible - Industrial_Existing_Space Heating_Natural Gas_Boiler_E5 | F2 | Industrial | Interruptible - Industrial | Existing | Space Heating | Natural Gas | Boiler | E5 | RVT - Cost of Operation | 0 | 0 | 0 | 0 | 0 | 0 | 0 | 0 | 0 | 0 | 0 | 0 | 0 | 0 | 0 | 0 | 0 | 0 | 0 | 0 | 0 | 0 | 0 | 0 | 0 | 0 | 0
F2_Industrial_Interruptible - Industrial_Existing_Space Heating_Natural Gas_Boiler_E6 | F2 | Industrial | Interruptible - Industrial | Existing | Space Heating | Natural Gas | Boiler | E6 | RVT - Cost of Operation | 0 | 0 | 0 | 0 | 0 | 0 | 0 | 0 | 0 | 0 | 0 | 0 | 0 | 0 | 0 | 0 | 0 | 0 | 0 | 0 | 0 | 0 | 0 | 0 | 0 | 0 | 0
F2_Industrial_Interruptible - Industrial_Existing_Space Heating_Natural Gas_Boiler_E7 | F2 | Industrial | Interruptible - Industrial | Existing | Space Heating | Natural Gas | Boiler | E7 | RVT - Cost of Operation | 0 | 0 | 0 | 0 | 0 | 0 | 0 | 0 | 0 | 0 | 0 | 0 | 0 | 0 | 0 | 0 | 0 | 0 | 0 | 0 | 0 | 0 | 0 | 0 | 0 | 0 | 0
F2_Industrial_Interruptible - Industrial_Existing_Space Heating_Natural Gas_Boiler_E8 | F2 | Industrial | Interruptible - Industrial | Existing | Space Heating | Natural Gas | Boiler | E8 | RVT - Cost of Operation | 0 | 0 | 0 | 0 | 0 | 0 | 0 | 0 | 0 | 0 | 0 | 0 | 0 | 0 | 0 | 0 | 0 | 0 | 0 | 0 | 0 | 0 | 0 | 0 | 0 | 0 | 0
F2_Industrial_Interruptible - Industrial_Existing_Space Heating_Natural Gas_Boiler_E9 | F2 | Industrial | Interruptible - Industrial | Existing | Space Heating | Natural Gas | Boiler | E9 | RVT - Cost of Operation | 0 | 0 | 0 | 0 | 0 | 0 | 0 | 0 | 0 | 0 | 0 | 0 | 0 | 0 | 0 | 0 | 0 | 0 | 0 | 0 | 0 | 0 | 0 | 0 | 0 | 0 | 0
F2_Industrial_Interruptible - Industrial_Existing_Space Heating_Natural Gas_Boiler_E10 | F2 | Industrial | Interruptible - Industrial | Existing | Space Heating | Natural Gas | Boiler | E10 | RVT - Cost of Operation | 0 | 0 | 0 | 0 | 0 | 0 | 0 | 0 | 0 | 0 | 0 | 0 | 0 | 0 | 0 | 0 | 0 | 0 | 0 | 0 | 0 | 0 | 0 | 0 | 0 | 0 | 0
F3_Industrial_Interruptible - Industrial_Existing_Space Heating_Natural Gas_Boiler_E1 | F3 | Industrial | Interruptible - Industrial | Existing | Space Heating | Natural Gas | Boiler | E1 | System - kBTUs of Consumption | 66272.4266 | 66450.0752 | 66439.7297 | 66439.7297 | 66439.7297 | 66439.7297 | 66439.7297 | 66439.7297 | 66439.7297 | 66439.7297 | 66439.7297 | 66439.7297 | 66439.7297 | 66439.7297 | 66439.7297 | 66439.7297 | 66439.7297 | 66439.7297 | 66439.7297 | 66439.7297 | 66439.7297 | 66439.7297 | 66439.7297 | 66439.7297 | 66439.7297 | 66439.7297 | 66439.7297
F3_Industrial_Interruptible - Industrial_Existing_Space Heating_Natural Gas_Boiler_E2 | F3 | Industrial | Interruptible - Industrial | Existing | Space Heating | Natural Gas | Boiler | E2 | System - kBTUs of Consumption | 62374.7724 | 62541.973 | 62532.236 | 62532.236 | 62532.236 | 62532.236 | 62532.236 | 62532.236 | 62532.236 | 62532.236 | 62532.236 | 62532.236 | 62532.236 | 62532.236 | 62532.236 | 62532.236 | 62532.236 | 62532.236 | 62532.236 | 62532.236 | 62532.236 | 62532.236 | 62532.236 | 62532.236 | 62532.236 | 62532.236 | 62532.236
F3_Industrial_Interruptible - Industrial_Existing_Space Heating_Natural Gas_Boiler_E3 | F3 | Industrial | Interruptible - Industrial | Existing | Space Heating | Natural Gas | Boiler | E3 | System - kBTUs of Consumption | 54656.3712 | 54802.882 | 54794.3498 | 54794.3498 | 54794.3498 | 54794.3498 | 54794.3498 | 54794.3498 | 54794.3498 | 54794.3498 | 54794.3498 | 54794.3498 | 54794.3498 | 54794.3498 | 54794.3498 | 54794.3498 | 54794.3498 | 54794.3498 | 54794.3498 | 54794.3498 | 54794.3498 | 54794.3498 | 54794.3498 | 54794.3498 | 54794.3498 | 54794.3498 | 54794.3498
F3_Industrial_Interruptible - Industrial_Existing_Space Heating_Natural Gas_Boiler_E4 | F3 | Industrial | Interruptible - Industrial | Existing | Space Heating | Natural Gas | Boiler | E4 | System - kBTUs of Consumption | 37806.2236 | 37975.4127 | 37965.5599 | 37965.5599 | 37965.5599 | 37965.5599 | 37965.5599 | 37965.5599 | 37965.5599 | 37965.5599 | 37965.5599 | 37965.5599 | 37965.5599 | 37965.5599 | 37965.5599 | 37965.5599 | 37965.5599 | 37965.5599 | 37965.5599 | 37965.5599 | 37965.5599 | 37965.5599 | 37965.5599 | 37965.5599 | 37965.5599 | 37965.5599 | 37965.5599
F3_Industrial_Interruptible - Industrial_Existing_Space Heating_Natural Gas_Boiler_E5 | F3 | Industrial | Interruptible - Industrial | Existing | Space Heating | Natural Gas | Boiler | E5 | System - kBTUs of Consumption | 0 | 0 | 0 | 0 | 0 | 0 | 0 | 0 | 0 | 0 | 0 | 0 | 0 | 0 | 0 | 0 | 0 | 0 | 0 | 0 | 0 | 0 | 0 | 0 | 0 | 0 | 0
F3_Industrial_Interruptible - Industrial_Existing_Space Heating_Natural Gas_Boiler_E6 | F3 | Industrial | Interruptible - Industrial | Existing | Space Heating | Natural Gas | Boiler | E6 | System - kBTUs of Consumption | 0 | 0 | 0 | 0 | 0 | 0 | 0 | 0 | 0 | 0 | 0 | 0 | 0 | 0 | 0 | 0 | 0 | 0 | 0 | 0 | 0 | 0 | 0 | 0 | 0 | 0 | 0
F3_Industrial_Interruptible - Industrial_Existing_Space Heating_Natural Gas_Boiler_E7 | F3 | Industrial | Interruptible - Industrial | Existing | Space Heating | Natural Gas | Boiler | E7 | System - kBTUs of Consumption | 0 | 0 | 0 | 0 | 0 | 0 | 0 | 0 | 0 | 0 | 0 | 0 | 0 | 0 | 0 | 0 | 0 | 0 | 0 | 0 | 0 | 0 | 0 | 0 | 0 | 0 | 0
F3_Industrial_Interruptible - Industrial_Existing_Space Heating_Natural Gas_Boiler_E8 | F3 | Industrial | Interruptible - Industrial | Existing | Space Heating | Natural Gas | Boiler | E8 | System - kBTUs of Consumption | 0 | 0 | 0 | 0 | 0 | 0 | 0 | 0 | 0 | 0 | 0 | 0 | 0 | 0 | 0 | 0 | 0 | 0 | 0 | 0 | 0 | 0 | 0 | 0 | 0 | 0 | 0
F3_Industrial_Interruptible - Industrial_Existing_Space Heating_Natural Gas_Boiler_E9 | F3 | Industrial | Interruptible - Industrial | Existing | Space Heating | Natural Gas | Boiler | E9 | System - kBTUs of Consumption | 0 | 0 | 0 | 0 | 0 | 0 | 0 | 0 | 0 | 0 | 0 | 0 | 0 | 0 | 0 | 0 | 0 | 0 | 0 | 0 | 0 | 0 | 0 | 0 | 0 | 0 | 0
F3_Industrial_Interruptible - Industrial_Existing_Space Heating_Natural Gas_Boiler_E10 | F3 | Industrial | Interruptible - Industrial | Existing | Space Heating | Natural Gas | Boiler | E10 | System - kBTUs of Consumption | 0 | 0 | 0 | 0 | 0 | 0 | 0 | 0 | 0 | 0 | 0 | 0 | 0 | 0 | 0 | 0 | 0 | 0 | 0 | 0 | 0 | 0 | 0 | 0 | 0 | 0 | 0
F4_Industrial_Interruptible - Industrial_Existing_Space Heating_Natural Gas_Boiler_E1 | F4 | Industrial | Interruptible - Industrial | Existing | Space Heating | Natural Gas | Boiler | E1 | Utility - Cost of Equipment | 543.7979 | 543.7979 | 543.7979 | 543.7979 | 543.7979 | 543.7979 | 543.7979 | 543.7979 | 543.7979 | 543.7979 | 543.7979 | 543.7979 | 543.7979 | 543.7979 | 543.7979 | 543.7979 | 543.7979 | 543.7979 | 543.7979 | 543.7979 | 543.7979 | 543.7979 | 543.7979 | 543.7979 | 543.7979 | 543.7979 | 543.7979
F4_Industrial_Interruptible - Industrial_Existing_Space Heating_Natural Gas_Boiler_E2 | F4 | Industrial | Interruptible - Industrial | Existing | Space Heating | Natural Gas | Boiler | E2 | Utility - Cost of Equipment | 618.6823 | 618.6823 | 618.6823 | 618.6823 | 618.6823 | 618.6823 | 618.6823 | 618.6823 | 618.6823 | 618.6823 | 618.6823 | 618.6823 | 618.6823 | 618.6823 | 618.6823 | 618.6823 | 618.6823 | 618.6823 | 618.6823 | 618.6823 | 618.6823 | 618.6823 | 618.6823 | 618.6823 | 618.6823 | 618.6823 | 618.6823
F4_Industrial_Interruptible - Industrial_Existing_Space Heating_Natural Gas_Boiler_E3 | F4 | Industrial | Interruptible - Industrial | Existing | Space Heating | Natural Gas | Boiler | E3 | Utility - Cost of Equipment | 769.0767 | 769.0767 | 769.0767 | 769.0767 | 769.0767 | 769.0767 | 769.0767 | 769.0767 | 769.0767 | 769.0767 | 769.0767 | 769.0767 | 769.0767 | 769.0767 | 769.0767 | 769.0767 | 769.0767 | 769.0767 | 769.0767 | 769.0767 | 769.0767 | 769.0767 | 769.0767 | 769.0767 | 769.0767 | 769.0767 | 769.0767
F4_Industrial_Interruptible - Industrial_Existing_Space Heating_Natural Gas_Boiler_E4 | F4 | Industrial | Interruptible - Industrial | Existing | Space Heating | Natural Gas | Boiler | E4 | Utility - Cost of Equipment | 2868.3375 | 2868.3375 | 2868.3375 | 2868.3375 | 2868.3375 | 2868.3375 | 2868.3375 | 2868.3375 | 2868.3375 | 2868.3375 | 2868.3375 | 2868.3375 | 2868.3375 | 2868.3375 | 2868.3375 | 2868.3375 | 2868.3375 | 2868.3375 | 2868.3375 | 2868.3375 | 2868.3375 | 2868.3375 | 2868.3375 | 2868.3375 | 2868.3375 | 2868.3375 | 2868.3375
F4_Industrial_Interruptible - Industrial_Existing_Space Heating_Natural Gas_Boiler_E5 | F4 | Industrial | Interruptible - Industrial | Existing | Space Heating | Natural Gas | Boiler | E5 | Utility - Cost of Equipment | 0 | 0 | 0 | 0 | 0 | 0 | 0 | 0 | 0 | 0 | 0 | 0 | 0 | 0 | 0 | 0 | 0 | 0 | 0 | 0 | 0 | 0 | 0 | 0 | 0 | 0 | 0
F4_Industrial_Interruptible - Industrial_Existing_Space Heating_Natural Gas_Boiler_E6 | F4 | Industrial | Interruptible - Industrial | Existing | Space Heating | Natural Gas | Boiler | E6 | Utility - Cost of Equipment | 0 | 0 | 0 | 0 | 0 | 0 | 0 | 0 | 0 | 0 | 0 | 0 | 0 | 0 | 0 | 0 | 0 | 0 | 0 | 0 | 0 | 0 | 0 | 0 | 0 | 0 | 0
F4_Industrial_Interruptible - Industrial_Existing_Space Heating_Natural Gas_Boiler_E7 | F4 | Industrial | Interruptible - Industrial | Existing | Space Heating | Natural Gas | Boiler | E7 | Utility - Cost of Equipment | 0 | 0 | 0 | 0 | 0 | 0 | 0 | 0 | 0 | 0 | 0 | 0 | 0 | 0 | 0 | 0 | 0 | 0 | 0 | 0 | 0 | 0 | 0 | 0 | 0 | 0 | 0
F4_Industrial_Interruptible - Industrial_Existing_Space Heating_Natural Gas_Boiler_E8 | F4 | Industrial | Interruptible - Industrial | Existing | Space Heating | Natural Gas | Boiler | E8 | Utility - Cost of Equipment | 0 | 0 | 0 | 0 | 0 | 0 | 0 | 0 | 0 | 0 | 0 | 0 | 0 | 0 | 0 | 0 | 0 | 0 | 0 | 0 | 0 | 0 | 0 | 0 | 0 | 0 | 0
F4_Industrial_Interruptible - Industrial_Existing_Space Heating_Natural Gas_Boiler_E9 | F4 | Industrial | Interruptible - Industrial | Existing | Space Heating | Natural Gas | Boiler | E9 | Utility - Cost of Equipment | 0 | 0 | 0 | 0 | 0 | 0 | 0 | 0 | 0 | 0 | 0 | 0 | 0 | 0 | 0 | 0 | 0 | 0 | 0 | 0 | 0 | 0 | 0 | 0 | 0 | 0 | 0
F4_Industrial_Interruptible - Industrial_Existing_Space Heating_Natural Gas_Boiler_E10 | F4 | Industrial | Interruptible - Industrial | Existing | Space Heating | Natural Gas | Boiler | E10 | Utility - Cost of Equipment | 0 | 0 | 0 | 0 | 0 | 0 | 0 | 0 | 0 | 0 | 0 | 0 | 0 | 0 | 0 | 0 | 0 | 0 | 0 | 0 | 0 | 0 | 0 | 0 | 0 | 0 | 0
F5_Industrial_Interruptible - Industrial_Existing_Space Heating_Natural Gas_Boiler_E1 | F5 | Industrial | Interruptible - Industrial | Existing | Space Heating | Natural Gas | Boiler | E1 | Utility - Cost of Operation | 632.3002 | 642.0495 | 649.0151 | 664.3349 | 683.501 | 705.866 | 713.7507 | 721.337 | 728.5312 | 734.9596 | 741.0635 | 748.1421 | 754.316 | 759.9756 | 765.615 | 770.9293 | 775.9011 | 781.1752 | 786.4872 | 791.859 | 796.9626 | 801.8199 | 806.5736 | 810.8108 | 815.2549 | 819.2512 | 823.2672
F5_Industrial_Interruptible - Industrial_Existing_Space Heating_Natural Gas_Boiler_E2 | F5 | Industrial | Interruptible - Industrial | Existing | Space Heating | Natural Gas | Boiler | E2 | Utility - Cost of Operation | 595.1129 | 604.2889 | 610.8449 | 625.2636 | 643.3025 | 664.3521 | 671.7732 | 678.9133 | 685.6844 | 691.7347 | 697.4797 | 704.1419 | 709.9527 | 715.2795 | 720.5872 | 725.5889 | 730.2683 | 735.2322 | 740.2318 | 745.2877 | 750.0912 | 754.6627 | 759.1369 | 763.1249 | 767.3076 | 771.0689 | 774.8487
F5_Industrial_Interruptible - Industrial_Existing_Space Heating_Natural Gas_Boiler_E3 | F5 | Industrial | Interruptible - Industrial | Existing | Space Heating | Natural Gas | Boiler | E3 | Utility - Cost of Operation | 521.4723 | 529.5128 | 535.2575 | 547.892 | 563.6988 | 582.1436 | 588.6464 | 594.903 | 600.8362 | 606.1378 | 611.1719 | 617.0097 | 622.1015 | 626.7691 | 631.4201 | 635.8029 | 639.9032 | 644.2529 | 648.6338 | 653.0641 | 657.2731 | 661.279 | 665.1995 | 668.6941 | 672.3592 | 675.655 | 678.9671
F5_Industrial_Interruptible - Industrial_Existing_Space Heating_Natural Gas_Boiler_E4 | F5 | Industrial | Interruptible - Industrial | Existing | Space Heating | Natural Gas | Boiler | E4 | Utility - Cost of Operation | 340.3183 | 346.3864 | 350.4699 | 360.7139 | 373.8047 | 389.273 | 394.1602 | 398.8497 | 403.2846 | 407.1944 | 410.9067 | 415.3662 | 419.1882 | 422.6564 | 426.115 | 429.3481 | 432.3269 | 435.5241 | 438.7457 | 442.0079 | 445.0702 | 447.9486 | 450.7478 | 453.1651 | 455.7306 | 457.9646 | 460.2095
F5_Industrial_Interruptible - Industrial_Existing_Space Heating_Natural Gas_Boiler_E5 | F5 | Industrial | Interruptible - Industrial | Existing | Space Heating | Natural Gas | Boiler | E5 | Utility - Cost of Operation | 0 | 0 | 0 | 0 | 0 | 0 | 0 | 0 | 0 | 0 | 0 | 0 | 0 | 0 | 0 | 0 | 0 | 0 | 0 | 0 | 0 | 0 | 0 | 0 | 0 | 0 | 0
F5_Industrial_Interruptible - Industrial_Existing_Space Heating_Natural Gas_Boiler_E6 | F5 | Industrial | Interruptible - Industrial | Existing | Space Heating | Natural Gas | Boiler | E6 | Utility - Cost of Operation | 0 | 0 | 0 | 0 | 0 | 0 | 0 | 0 | 0 | 0 | 0 | 0 | 0 | 0 | 0 | 0 | 0 | 0 | 0 | 0 | 0 | 0 | 0 | 0 | 0 | 0 | 0
F5_Industrial_Interruptible - Industrial_Existing_Space Heating_Natural Gas_Boiler_E7 | F5 | Industrial | Interruptible - Industrial | Existing | Space Heating | Natural Gas | Boiler | E7 | Utility - Cost of Operation | 0 | 0 | 0 | 0 | 0 | 0 | 0 | 0 | 0 | 0 | 0 | 0 | 0 | 0 | 0 | 0 | 0 | 0 | 0 | 0 | 0 | 0 | 0 | 0 | 0 | 0 | 0
F5_Industrial_Interruptible - Industrial_Existing_Space Heating_Natural Gas_Boiler_E8 | F5 | Industrial | Interruptible - Industrial | Existing | Space Heating | Natural Gas | Boiler | E8 | Utility - Cost of Operation | 0 | 0 | 0 | 0 | 0 | 0 | 0 | 0 | 0 | 0 | 0 | 0 | 0 | 0 | 0 | 0 | 0 | 0 | 0 | 0 | 0 | 0 | 0 | 0 | 0 | 0 | 0
F5_Industrial_Interruptible - Industrial_Existing_Space Heating_Natural Gas_Boiler_E9 | F5 | Industrial | Interruptible - Industrial | Existing | Space Heating | Natural Gas | Boiler | E9 | Utility - Cost of Operation | 0 | 0 | 0 | 0 | 0 | 0 | 0 | 0 | 0 | 0 | 0 | 0 | 0 | 0 | 0 | 0 | 0 | 0 | 0 | 0 | 0 | 0 | 0 | 0 | 0 | 0 | 0
F5_Industrial_Interruptible - Industrial_Existing_Space Heating_Natural Gas_Boiler_E10 | F5 | Industrial | Interruptible - Industrial | Existing | Space Heating | Natural Gas | Boiler | E10 | Utility - Cost of Operation | 0 | 0 | 0 | 0 | 0 | 0 | 0 | 0 | 0 | 0 | 0 | 0 | 0 | 0 | 0 | 0 | 0 | 0 | 0 | 0 | 0 | 0 | 0 | 0 | 0 | 0 | 0
F6_Industrial_Interruptible - Industrial_Existing_Space Heating_Natural Gas_Boiler_E1 | F6 | Industrial | Interruptible - Industrial | Existing | Space Heating | Natural Gas | Boiler | E1 | Utility - Value of Sales | 0 | 0 | 0 | 0 | 0 | 0 | 0 | 0 | 0 | 0 | 0 | 0 | 0 | 0 | 0 | 0 | 0 | 0 | 0 | 0 | 0 | 0 | 0 | 0 | 0 | 0 | 0
F6_Industrial_Interruptible - Industrial_Existing_Space Heating_Natural Gas_Boiler_E2 | F6 | Industrial | Interruptible - Industrial | Existing | Space Heating | Natural Gas | Boiler | E2 | Utility - Value of Sales | 0 | 0 | 0 | 0 | 0 | 0 | 0 | 0 | 0 | 0 | 0 | 0 | 0 | 0 | 0 | 0 | 0 | 0 | 0 | 0 | 0 | 0 | 0 | 0 | 0 | 0 | 0
F6_Industrial_Interruptible - Industrial_Existing_Space Heating_Natural Gas_Boiler_E3 | F6 | Industrial | Interruptible - Industrial | Existing | Space Heating | Natural Gas | Boiler | E3 | Utility - Value of Sales | 0 | 0 | 0 | 0 | 0 | 0 | 0 | 0 | 0 | 0 | 0 | 0 | 0 | 0 | 0 | 0 | 0 | 0 | 0 | 0 | 0 | 0 | 0 | 0 | 0 | 0 | 0
F6_Industrial_Interruptible - Industrial_Existing_Space Heating_Natural Gas_Boiler_E4 | F6 | Industrial | Interruptible - Industrial | Existing | Space Heating | Natural Gas | Boiler | E4 | Utility - Value of Sales | 0 | 0 | 0 | 0 | 0 | 0 | 0 | 0 | 0 | 0 | 0 | 0 | 0 | 0 | 0 | 0 | 0 | 0 | 0 | 0 | 0 | 0 | 0 | 0 | 0 | 0 | 0
F6_Industrial_Interruptible - Industrial_Existing_Space Heating_Natural Gas_Boiler_E5 | F6 | Industrial | Interruptible - Industrial | Existing | Space Heating | Natural Gas | Boiler | E5 | Utility - Value of Sales | 0 | 0 | 0 | 0 | 0 | 0 | 0 | 0 | 0 | 0 | 0 | 0 | 0 | 0 | 0 | 0 | 0 | 0 | 0 | 0 | 0 | 0 | 0 | 0 | 0 | 0 | 0
F6_Industrial_Interruptible - Industrial_Existing_Space Heating_Natural Gas_Boiler_E6 | F6 | Industrial | Interruptible - Industrial | Existing | Space Heating | Natural Gas | Boiler | E6 | Utility - Value of Sales | 0 | 0 | 0 | 0 | 0 | 0 | 0 | 0 | 0 | 0 | 0 | 0 | 0 | 0 | 0 | 0 | 0 | 0 | 0 | 0 | 0 | 0 | 0 | 0 | 0 | 0 | 0
F6_Industrial_Interruptible - Industrial_Existing_Space Heating_Natural Gas_Boiler_E7 | F6 | Industrial | Interruptible - Industrial | Existing | Space Heating | Natural Gas | Boiler | E7 | Utility - Value of Sales | 0 | 0 | 0 | 0 | 0 | 0 | 0 | 0 | 0 | 0 | 0 | 0 | 0 | 0 | 0 | 0 | 0 | 0 | 0 | 0 | 0 | 0 | 0 | 0 | 0 | 0 | 0
F6_Industrial_Interruptible - Industrial_Existing_Space Heating_Natural Gas_Boiler_E8 | F6 | Industrial | Interruptible - Industrial | Existing | Space Heating | Natural Gas | Boiler | E8 | Utility - Value of Sales | 0 | 0 | 0 | 0 | 0 | 0 | 0 | 0 | 0 | 0 | 0 | 0 | 0 | 0 | 0 | 0 | 0 | 0 | 0 | 0 | 0 | 0 | 0 | 0 | 0 | 0 | 0
F6_Industrial_Interruptible - Industrial_Existing_Space Heating_Natural Gas_Boiler_E9 | F6 | Industrial | Interruptible - Industrial | Existing | Space Heating | Natural Gas | Boiler | E9 | Utility - Value of Sales | 0 | 0 | 0 | 0 | 0 | 0 | 0 | 0 | 0 | 0 | 0 | 0 | 0 | 0 | 0 | 0 | 0 | 0 | 0 | 0 | 0 | 0 | 0 | 0 | 0 | 0 | 0
F6_Industrial_Interruptible - Industrial_Existing_Space Heating_Natural Gas_Boiler_E10 | F6 | Industrial | Interruptible - Industrial | Existing | Space Heating | Natural Gas | Boiler | E10 | Utility - Value of Sales | 0 | 0 | 0 | 0 | 0 | 0 | 0 | 0 | 0 | 0 | 0 | 0 | 0 | 0 | 0 | 0 | 0 | 0 | 0 | 0 | 0 | 0 | 0 | 0 | 0 | 0 | 0
F1_Industrial_Interruptible - Industrial_Existing_Space Heating_Natural Gas_Unit Heater_E1 | F1 | Industrial | Interruptible - Industrial | Existing | Space Heating | Natural Gas | Unit Heater | E1 | RVT - Cost of Equipment | 5.2183 | 5.2183 | 5.2183 | 5.2183 | 5.2183 | 5.2183 | 5.2183 | 5.2183 | 5.2183 | 5.2183 | 5.2183 | 5.2183 | 5.2183 | 5.2183 | 5.2183 | 5.2183 | 5.2183 | 5.2183 | 5.2183 | 5.2183 | 5.2183 | 5.2183 | 5.2183 | 5.2183 | 5.2183 | 5.2183 | 5.2183
F1_Industrial_Interruptible - Industrial_Existing_Space Heating_Natural Gas_Unit Heater_E2 | F1 | Industrial | Interruptible - Industrial | Existing | Space Heating | Natural Gas | Unit Heater | E2 | RVT - Cost of Equipment | 6.2223 | 6.2223 | 6.2223 | 6.2223 | 6.2223 | 6.2223 | 6.2223 | 6.2223 | 6.2223 | 6.2223 | 6.2223 | 6.2223 | 6.2223 | 6.2223 | 6.2223 | 6.2223 | 6.2223 | 6.2223 | 6.2223 | 6.2223 | 6.2223 | 6.2223 | 6.2223 | 6.2223 | 6.2223 | 6.2223 | 6.2223
F1_Industrial_Interruptible - Industrial_Existing_Space Heating_Natural Gas_Unit Heater_E3 | F1 | Industrial | Interruptible - Industrial | Existing | Space Heating | Natural Gas | Unit Heater | E3 | RVT - Cost of Equipment | 6.8213 | 6.8213 | 6.8213 | 6.8213 | 6.8213 | 6.8213 | 6.8213 | 6.8213 | 6.8213 | 6.8213 | 6.8213 | 6.8213 | 6.8213 | 6.8213 | 6.8213 | 6.8213 | 6.8213 | 6.8213 | 6.8213 | 6.8213 | 6.8213 | 6.8213 | 6.8213 | 6.8213 | 6.8213 | 6.8213 | 6.8213
F1_Industrial_Interruptible - Industrial_Existing_Space Heating_Natural Gas_Unit Heater_E4 | F1 | Industrial | Interruptible - Industrial | Existing | Space Heating | Natural Gas | Unit Heater | E4 | RVT - Cost of Equipment | 0 | 0 | 0 | 0 | 0 | 0 | 0 | 0 | 0 | 0 | 0 | 0 | 0 | 0 | 0 | 0 | 0 | 0 | 0 | 0 | 0 | 0 | 0 | 0 | 0 | 0 | 0
F1_Industrial_Interruptible - Industrial_Existing_Space Heating_Natural Gas_Unit Heater_E5 | F1 | Industrial | Interruptible - Industrial | Existing | Space Heating | Natural Gas | Unit Heater | E5 | RVT - Cost of Equipment | 0 | 0 | 0 | 0 | 0 | 0 | 0 | 0 | 0 | 0 | 0 | 0 | 0 | 0 | 0 | 0 | 0 | 0 | 0 | 0 | 0 | 0 | 0 | 0 | 0 | 0 | 0
F1_Industrial_Interruptible - Industrial_Existing_Space Heating_Natural Gas_Unit Heater_E6 | F1 | Industrial | Interruptible - Industrial | Existing | Space Heating | Natural Gas | Unit Heater | E6 | RVT - Cost of Equipment | 0 | 0 | 0 | 0 | 0 | 0 | 0 | 0 | 0 | 0 | 0 | 0 | 0 | 0 | 0 | 0 | 0 | 0 | 0 | 0 | 0 | 0 | 0 | 0 | 0 | 0 | 0
F1_Industrial_Interruptible - Industrial_Existing_Space Heating_Natural Gas_Unit Heater_E7 | F1 | Industrial | Interruptible - Industrial | Existing | Space Heating | Natural Gas | Unit Heater | E7 | RVT - Cost of Equipment | 0 | 0 | 0 | 0 | 0 | 0 | 0 | 0 | 0 | 0 | 0 | 0 | 0 | 0 | 0 | 0 | 0 | 0 | 0 | 0 | 0 | 0 | 0 | 0 | 0 | 0 | 0
F1_Industrial_Interruptible - Industrial_Existing_Space Heating_Natural Gas_Unit Heater_E8 | F1 | Industrial | Interruptible - Industrial | Existing | Space Heating | Natural Gas | Unit Heater | E8 | RVT - Cost of Equipment | 0 | 0 | 0 | 0 | 0 | 0 | 0 | 0 | 0 | 0 | 0 | 0 | 0 | 0 | 0 | 0 | 0 | 0 | 0 | 0 | 0 | 0 | 0 | 0 | 0 | 0 | 0
F1_Industrial_Interruptible - Industrial_Existing_Space Heating_Natural Gas_Unit Heater_E9 | F1 | Industrial | Interruptible - Industrial | Existing | Space Heating | Natural Gas | Unit Heater | E9 | RVT - Cost of Equipment | 0 | 0 | 0 | 0 | 0 | 0 | 0 | 0 | 0 | 0 | 0 | 0 | 0 | 0 | 0 | 0 | 0 | 0 | 0 | 0 | 0 | 0 | 0 | 0 | 0 | 0 | 0
F1_Industrial_Interruptible - Industrial_Existing_Space Heating_Natural Gas_Unit Heater_E10 | F1 | Industrial | Interruptible - Industrial | Existing | Space Heating | Natural Gas | Unit Heater | E10 | RVT - Cost of Equipment | 0 | 0 | 0 | 0 | 0 | 0 | 0 | 0 | 0 | 0 | 0 | 0 | 0 | 0 | 0 | 0 | 0 | 0 | 0 | 0 | 0 | 0 | 0 | 0 | 0 | 0 | 0
F2_Industrial_Interruptible - Industrial_Existing_Space Heating_Natural Gas_Unit Heater_E1 | F2 | Industrial | Interruptible - Industrial | Existing | Space Heating | Natural Gas | Unit Heater | E1 | RVT - Cost of Operation | 0 | 0 | 0 | 0 | 0 | 0 | 0 | 0 | 0 | 0 | 0 | 0 | 0 | 0 | 0 | 0 | 0 | 0 | 0 | 0 | 0 | 0 | 0 | 0 | 0 | 0 | 0
F2_Industrial_Interruptible - Industrial_Existing_Space Heating_Natural Gas_Unit Heater_E2 | F2 | Industrial | Interruptible - Industrial | Existing | Space Heating | Natural Gas | Unit Heater | E2 | RVT - Cost of Operation | 0 | 0 | 0 | 0 | 0 | 0 | 0 | 0 | 0 | 0 | 0 | 0 | 0 | 0 | 0 | 0 | 0 | 0 | 0 | 0 | 0 | 0 | 0 | 0 | 0 | 0 | 0
F2_Industrial_Interruptible - Industrial_Existing_Space Heating_Natural Gas_Unit Heater_E3 | F2 | Industrial | Interruptible - Industrial | Existing | Space Heating | Natural Gas | Unit Heater | E3 | RVT - Cost of Operation | 0 | 0 | 0 | 0 | 0 | 0 | 0 | 0 | 0 | 0 | 0 | 0 | 0 | 0 | 0 | 0 | 0 | 0 | 0 | 0 | 0 | 0 | 0 | 0 | 0 | 0 | 0
F2_Industrial_Interruptible - Industrial_Existing_Space Heating_Natural Gas_Unit Heater_E4 | F2 | Industrial | Interruptible - Industrial | Existing | Space Heating | Natural Gas | Unit Heater | E4 | RVT - Cost of Operation | 0 | 0 | 0 | 0 | 0 | 0 | 0 | 0 | 0 | 0 | 0 | 0 | 0 | 0 | 0 | 0 | 0 | 0 | 0 | 0 | 0 | 0 | 0 | 0 | 0 | 0 | 0
F2_Industrial_Interruptible - Industrial_Existing_Space Heating_Natural Gas_Unit Heater_E5 | F2 | Industrial | Interruptible - Industrial | Existing | Space Heating | Natural Gas | Unit Heater | E5 | RVT - Cost of Operation | 0 | 0 | 0 | 0 | 0 | 0 | 0 | 0 | 0 | 0 | 0 | 0 | 0 | 0 | 0 | 0 | 0 | 0 | 0 | 0 | 0 | 0 | 0 | 0 | 0 | 0 | 0
F2_Industrial_Interruptible - Industrial_Existing_Space Heating_Natural Gas_Unit Heater_E6 | F2 | Industrial | Interruptible - Industrial | Existing | Space Heating | Natural Gas | Unit Heater | E6 | RVT - Cost of Operation | 0 | 0 | 0 | 0 | 0 | 0 | 0 | 0 | 0 | 0 | 0 | 0 | 0 | 0 | 0 | 0 | 0 | 0 | 0 | 0 | 0 | 0 | 0 | 0 | 0 | 0 | 0
F2_Industrial_Interruptible - Industrial_Existing_Space Heating_Natural Gas_Unit Heater_E7 | F2 | Industrial | Interruptible - Industrial | Existing | Space Heating | Natural Gas | Unit Heater | E7 | RVT - Cost of Operation | 0 | 0 | 0 | 0 | 0 | 0 | 0 | 0 | 0 | 0 | 0 | 0 | 0 | 0 | 0 | 0 | 0 | 0 | 0 | 0 | 0 | 0 | 0 | 0 | 0 | 0 | 0
F2_Industrial_Interruptible - Industrial_Existing_Space Heating_Natural Gas_Unit Heater_E8 | F2 | Industrial | Interruptible - Industrial | Existing | Space Heating | Natural Gas | Unit Heater | E8 | RVT - Cost of Operation | 0 | 0 | 0 | 0 | 0 | 0 | 0 | 0 | 0 | 0 | 0 | 0 | 0 | 0 | 0 | 0 | 0 | 0 | 0 | 0 | 0 | 0 | 0 | 0 | 0 | 0 | 0
F2_Industrial_Interruptible - Industrial_Existing_Space Heating_Natural Gas_Unit Heater_E9 | F2 | Industrial | Interruptible - Industrial | Existing | Space Heating | Natural Gas | Unit Heater | E9 | RVT - Cost of Operation | 0 | 0 | 0 | 0 | 0 | 0 | 0 | 0 | 0 | 0 | 0 | 0 | 0 | 0 | 0 | 0 | 0 | 0 | 0 | 0 | 0 | 0 | 0 | 0 | 0 | 0 | 0
F2_Industrial_Interruptible - Industrial_Existing_Space Heating_Natural Gas_Unit Heater_E10 | F2 | Industrial | Interruptible - Industrial | Existing | Space Heating | Natural Gas | Unit Heater | E10 | RVT - Cost of Operation | 0 | 0 | 0 | 0 | 0 | 0 | 0 | 0 | 0 | 0 | 0 | 0 | 0 | 0 | 0 | 0 | 0 | 0 | 0 | 0 | 0 | 0 | 0 | 0 | 0 | 0 | 0
F3_Industrial_Interruptible - Industrial_Existing_Space Heating_Natural Gas_Unit Heater_E1 | F3 | Industrial | Interruptible - Industrial | Existing | Space Heating | Natural Gas | Unit Heater | E1 | System - kBTUs of Consumption | 69716.422 | 69950.1701 | 69936.5576 | 69936.5576 | 69936.5576 | 69936.5576 | 69936.5576 | 69936.5576 | 69936.5576 | 69936.5576 | 69936.5576 | 69936.5576 | 69936.5576 | 69936.5576 | 69936.5576 | 69936.5576 | 69936.5576 | 69936.5576 | 69936.5576 | 69936.5576 | 69936.5576 | 69936.5576 | 69936.5576 | 69936.5576 | 69936.5576 | 69936.5576 | 69936.5576
F3_Industrial_Interruptible - Industrial_Existing_Space Heating_Natural Gas_Unit Heater_E2 | F3 | Industrial | Interruptible - Industrial | Existing | Space Heating | Natural Gas | Unit Heater | E2 | System - kBTUs of Consumption | 62007.3945 | 62215.2955 | 62203.1883 | 62203.1883 | 62203.1883 | 62203.1883 | 62203.1883 | 62203.1883 | 62203.1883 | 62203.1883 | 62203.1883 | 62203.1883 | 62203.1883 | 62203.1883 | 62203.1883 | 62203.1883 | 62203.1883 | 62203.1883 | 62203.1883 | 62203.1883 | 62203.1883 | 62203.1883 | 62203.1883 | 62203.1883 | 62203.1883 | 62203.1883 | 62203.1883
F3_Industrial_Interruptible - Industrial_Existing_Space Heating_Natural Gas_Unit Heater_E3 | F3 | Industrial | Interruptible - Industrial | Existing | Space Heating | Natural Gas | Unit Heater | E3 | System - kBTUs of Consumption | 61607.3076 | 61883.0106 | 61866.9548 | 61866.9548 | 61866.9548 | 61866.9548 | 61866.9548 | 61866.9548 | 61866.9548 | 61866.9548 | 61866.9548 | 61866.9548 | 61866.9548 | 61866.9548 | 61866.9548 | 61866.9548 | 61866.9548 | 61866.9548 | 61866.9548 | 61866.9548 | 61866.9548 | 61866.9548 | 61866.9548 | 61866.9548 | 61866.9548 | 61866.9548 | 61866.9548
F3_Industrial_Interruptible - Industrial_Existing_Space Heating_Natural Gas_Unit Heater_E4 | F3 | Industrial | Interruptible - Industrial | Existing | Space Heating | Natural Gas | Unit Heater | E4 | System - kBTUs of Consumption | 0 | 0 | 0 | 0 | 0 | 0 | 0 | 0 | 0 | 0 | 0 | 0 | 0 | 0 | 0 | 0 | 0 | 0 | 0 | 0 | 0 | 0 | 0 | 0 | 0 | 0 | 0
F3_Industrial_Interruptible - Industrial_Existing_Space Heating_Natural Gas_Unit Heater_E5 | F3 | Industrial | Interruptible - Industrial | Existing | Space Heating | Natural Gas | Unit Heater | E5 | System - kBTUs of Consumption | 0 | 0 | 0 | 0 | 0 | 0 | 0 | 0 | 0 | 0 | 0 | 0 | 0 | 0 | 0 | 0 | 0 | 0 | 0 | 0 | 0 | 0 | 0 | 0 | 0 | 0 | 0
F3_Industrial_Interruptible - Industrial_Existing_Space Heating_Natural Gas_Unit Heater_E6 | F3 | Industrial | Interruptible - Industrial | Existing | Space Heating | Natural Gas | Unit Heater | E6 | System - kBTUs of Consumption | 0 | 0 | 0 | 0 | 0 | 0 | 0 | 0 | 0 | 0 | 0 | 0 | 0 | 0 | 0 | 0 | 0 | 0 | 0 | 0 | 0 | 0 | 0 | 0 | 0 | 0 | 0
F3_Industrial_Interruptible - Industrial_Existing_Space Heating_Natural Gas_Unit Heater_E7 | F3 | Industrial | Interruptible - Industrial | Existing | Space Heating | Natural Gas | Unit Heater | E7 | System - kBTUs of Consumption | 0 | 0 | 0 | 0 | 0 | 0 | 0 | 0 | 0 | 0 | 0 | 0 | 0 | 0 | 0 | 0 | 0 | 0 | 0 | 0 | 0 | 0 | 0 | 0 | 0 | 0 | 0
F3_Industrial_Interruptible - Industrial_Existing_Space Heating_Natural Gas_Unit Heater_E8 | F3 | Industrial | Interruptible - Industrial | Existing | Space Heating | Natural Gas | Unit Heater | E8 | System - kBTUs of Consumption | 0 | 0 | 0 | 0 | 0 | 0 | 0 | 0 | 0 | 0 | 0 | 0 | 0 | 0 | 0 | 0 | 0 | 0 | 0 | 0 | 0 | 0 | 0 | 0 | 0 | 0 | 0
F3_Industrial_Interruptible - Industrial_Existing_Space Heating_Natural Gas_Unit Heater_E9 | F3 | Industrial | Interruptible - Industrial | Existing | Space Heating | Natural Gas | Unit Heater | E9 | System - kBTUs of Consumption | 0 | 0 | 0 | 0 | 0 | 0 | 0 | 0 | 0 | 0 | 0 | 0 | 0 | 0 | 0 | 0 | 0 | 0 | 0 | 0 | 0 | 0 | 0 | 0 | 0 | 0 | 0
F3_Industrial_Interruptible - Industrial_Existing_Space Heating_Natural Gas_Unit Heater_E10 | F3 | Industrial | Interruptible - Industrial | Existing | Space Heating | Natural Gas | Unit Heater | E10 | System - kBTUs of Consumption | 0 | 0 | 0 | 0 | 0 | 0 | 0 | 0 | 0 | 0 | 0 | 0 | 0 | 0 | 0 | 0 | 0 | 0 | 0 | 0 | 0 | 0 | 0 | 0 | 0 | 0 | 0
F4_Industrial_Interruptible - Industrial_Existing_Space Heating_Natural Gas_Unit Heater_E1 | F4 | Industrial | Interruptible - Industrial | Existing | Space Heating | Natural Gas | Unit Heater | E1 | Utility - Cost of Equipment | 5.2183 | 5.2183 | 5.2183 | 5.2183 | 5.2183 | 5.2183 | 5.2183 | 5.2183 | 5.2183 | 5.2183 | 5.2183 | 5.2183 | 5.2183 | 5.2183 | 5.2183 | 5.2183 | 5.2183 | 5.2183 | 5.2183 | 5.2183 | 5.2183 | 5.2183 | 5.2183 | 5.2183 | 5.2183 | 5.2183 | 5.2183
F4_Industrial_Interruptible - Industrial_Existing_Space Heating_Natural Gas_Unit Heater_E2 | F4 | Industrial | Interruptible - Industrial | Existing | Space Heating | Natural Gas | Unit Heater | E2 | Utility - Cost of Equipment | 6.2223 | 6.2223 | 6.2223 | 6.2223 | 6.2223 | 6.2223 | 6.2223 | 6.2223 | 6.2223 | 6.2223 | 6.2223 | 6.2223 | 6.2223 | 6.2223 | 6.2223 | 6.2223 | 6.2223 | 6.2223 | 6.2223 | 6.2223 | 6.2223 | 6.2223 | 6.2223 | 6.2223 | 6.2223 | 6.2223 | 6.2223
F4_Industrial_Interruptible - Industrial_Existing_Space Heating_Natural Gas_Unit Heater_E3 | F4 | Industrial | Interruptible - Industrial | Existing | Space Heating | Natural Gas | Unit Heater | E3 | Utility - Cost of Equipment | 6.8213 | 6.8213 | 6.8213 | 6.8213 | 6.8213 | 6.8213 | 6.8213 | 6.8213 | 6.8213 | 6.8213 | 6.8213 | 6.8213 | 6.8213 | 6.8213 | 6.8213 | 6.8213 | 6.8213 | 6.8213 | 6.8213 | 6.8213 | 6.8213 | 6.8213 | 6.8213 | 6.8213 | 6.8213 | 6.8213 | 6.8213
F4_Industrial_Interruptible - Industrial_Existing_Space Heating_Natural Gas_Unit Heater_E4 | F4 | Industrial | Interruptible - Industrial | Existing | Space Heating | Natural Gas | Unit Heater | E4 | Utility - Cost of Equipment | 0 | 0 | 0 | 0 | 0 | 0 | 0 | 0 | 0 | 0 | 0 | 0 | 0 | 0 | 0 | 0 | 0 | 0 | 0 | 0 | 0 | 0 | 0 | 0 | 0 | 0 | 0
F4_Industrial_Interruptible - Industrial_Existing_Space Heating_Natural Gas_Unit Heater_E5 | F4 | Industrial | Interruptible - Industrial | Existing | Space Heating | Natural Gas | Unit Heater | E5 | Utility - Cost of Equipment | 0 | 0 | 0 | 0 | 0 | 0 | 0 | 0 | 0 | 0 | 0 | 0 | 0 | 0 | 0 | 0 | 0 | 0 | 0 | 0 | 0 | 0 | 0 | 0 | 0 | 0 | 0
F4_Industrial_Interruptible - Industrial_Existing_Space Heating_Natural Gas_Unit Heater_E6 | F4 | Industrial | Interruptible - Industrial | Existing | Space Heating | Natural Gas | Unit Heater | E6 | Utility - Cost of Equipment | 0 | 0 | 0 | 0 | 0 | 0 | 0 | 0 | 0 | 0 | 0 | 0 | 0 | 0 | 0 | 0 | 0 | 0 | 0 | 0 | 0 | 0 | 0 | 0 | 0 | 0 | 0
F4_Industrial_Interruptible - Industrial_Existing_Space Heating_Natural Gas_Unit Heater_E7 | F4 | Industrial | Interruptible - Industrial | Existing | Space Heating | Natural Gas | Unit Heater | E7 | Utility - Cost of Equipment | 0 | 0 | 0 | 0 | 0 | 0 | 0 | 0 | 0 | 0 | 0 | 0 | 0 | 0 | 0 | 0 | 0 | 0 | 0 | 0 | 0 | 0 | 0 | 0 | 0 | 0 | 0
F4_Industrial_Interruptible - Industrial_Existing_Space Heating_Natural Gas_Unit Heater_E8 | F4 | Industrial | Interruptible - Industrial | Existing | Space Heating | Natural Gas | Unit Heater | E8 | Utility - Cost of Equipment | 0 | 0 | 0 | 0 | 0 | 0 | 0 | 0 | 0 | 0 | 0 | 0 | 0 | 0 | 0 | 0 | 0 | 0 | 0 | 0 | 0 | 0 | 0 | 0 | 0 | 0 | 0
F4_Industrial_Interruptible - Industrial_Existing_Space Heating_Natural Gas_Unit Heater_E9 | F4 | Industrial | Interruptible - Industrial | Existing | Space Heating | Natural Gas | Unit Heater | E9 | Utility - Cost of Equipment | 0 | 0 | 0 | 0 | 0 | 0 | 0 | 0 | 0 | 0 | 0 | 0 | 0 | 0 | 0 | 0 | 0 | 0 | 0 | 0 | 0 | 0 | 0 | 0 | 0 | 0 | 0
F4_Industrial_Interruptible - Industrial_Existing_Space Heating_Natural Gas_Unit Heater_E10 | F4 | Industrial | Interruptible - Industrial | Existing | Space Heating | Natural Gas | Unit Heater | E10 | Utility - Cost of Equipment | 0 | 0 | 0 | 0 | 0 | 0 | 0 | 0 | 0 | 0 | 0 | 0 | 0 | 0 | 0 | 0 | 0 | 0 | 0 | 0 | 0 | 0 | 0 | 0 | 0 | 0 | 0
F5_Industrial_Interruptible - Industrial_Existing_Space Heating_Natural Gas_Unit Heater_E1 | F5 | Industrial | Interruptible - Industrial | Existing | Space Heating | Natural Gas | Unit Heater | E1 | Utility - Cost of Operation | 649.7177 | 660.3774 | 667.8121 | 684.9485 | 706.5791 | 731.952 | 740.5781 | 748.8887 | 756.7724 | 763.7759 | 770.4193 | 778.1904 | 784.9107 | 791.0326 | 797.129 | 802.8463 | 808.1644 | 813.8308 | 819.539 | 825.3143 | 830.7764 | 835.9507 | 841.0029 | 845.454 | 850.1426 | 854.31 | 858.4977
F5_Industrial_Interruptible - Industrial_Existing_Space Heating_Natural Gas_Unit Heater_E2 | F5 | Industrial | Interruptible - Industrial | Existing | Space Heating | Natural Gas | Unit Heater | E2 | Utility - Cost of Operation | 577.8739 | 587.3549 | 593.9675 | 609.209 | 628.4478 | 651.015 | 658.6872 | 666.0789 | 673.0908 | 679.3199 | 685.2287 | 692.1405 | 698.1177 | 703.5626 | 708.9849 | 714.07 | 718.8001 | 723.8399 | 728.9169 | 734.0535 | 738.9117 | 743.5139 | 748.0074 | 751.9663 | 756.1364 | 759.843 | 763.5677
F5_Industrial_Interruptible - Industrial_Existing_Space Heating_Natural Gas_Unit Heater_E3 | F5 | Industrial | Interruptible - Industrial | Existing | Space Heating | Natural Gas | Unit Heater | E3 | Utility - Cost of Operation | 554.5673 | 564.4556 | 571.1098 | 587.803 | 609.1351 | 634.3417 | 642.3056 | 649.9473 | 657.1743 | 663.5456 | 669.595 | 676.8619 | 683.0901 | 688.7417 | 694.3778 | 699.6462 | 704.5004 | 709.7103 | 714.9601 | 720.2761 | 725.2662 | 729.9568 | 734.5183 | 738.4573 | 742.6379 | 746.2783 | 749.9366
F5_Industrial_Interruptible - Industrial_Existing_Space Heating_Natural Gas_Unit Heater_E4 | F5 | Industrial | Interruptible - Industrial | Existing | Space Heating | Natural Gas | Unit Heater | E4 | Utility - Cost of Operation | 0 | 0 | 0 | 0 | 0 | 0 | 0 | 0 | 0 | 0 | 0 | 0 | 0 | 0 | 0 | 0 | 0 | 0 | 0 | 0 | 0 | 0 | 0 | 0 | 0 | 0 | 0
F5_Industrial_Interruptible - Industrial_Existing_Space Heating_Natural Gas_Unit Heater_E5 | F5 | Industrial | Interruptible - Industrial | Existing | Space Heating | Natural Gas | Unit Heater | E5 | Utility - Cost of Operation | 0 | 0 | 0 | 0 | 0 | 0 | 0 | 0 | 0 | 0 | 0 | 0 | 0 | 0 | 0 | 0 | 0 | 0 | 0 | 0 | 0 | 0 | 0 | 0 | 0 | 0 | 0
F5_Industrial_Interruptible - Industrial_Existing_Space Heating_Natural Gas_Unit Heater_E6 | F5 | Industrial | Interruptible - Industrial | Existing | Space Heating | Natural Gas | Unit Heater | E6 | Utility - Cost of Operation | 0 | 0 | 0 | 0 | 0 | 0 | 0 | 0 | 0 | 0 | 0 | 0 | 0 | 0 | 0 | 0 | 0 | 0 | 0 | 0 | 0 | 0 | 0 | 0 | 0 | 0 | 0
F5_Industrial_Interruptible - Industrial_Existing_Space Heating_Natural Gas_Unit Heater_E7 | F5 | Industrial | Interruptible - Industrial | Existing | Space Heating | Natural Gas | Unit Heater | E7 | Utility - Cost of Operation | 0 | 0 | 0 | 0 | 0 | 0 | 0 | 0 | 0 | 0 | 0 | 0 | 0 | 0 | 0 | 0 | 0 | 0 | 0 | 0 | 0 | 0 | 0 | 0 | 0 | 0 | 0
F5_Industrial_Interruptible - Industrial_Existing_Space Heating_Natural Gas_Unit Heater_E8 | F5 | Industrial | Interruptible - Industrial | Existing | Space Heating | Natural Gas | Unit Heater | E8 | Utility - Cost of Operation | 0 | 0 | 0 | 0 | 0 | 0 | 0 | 0 | 0 | 0 | 0 | 0 | 0 | 0 | 0 | 0 | 0 | 0 | 0 | 0 | 0 | 0 | 0 | 0 | 0 | 0 | 0
F5_Industrial_Interruptible - Industrial_Existing_Space Heating_Natural Gas_Unit Heater_E9 | F5 | Industrial | Interruptible - Industrial | Existing | Space Heating | Natural Gas | Unit Heater | E9 | Utility - Cost of Operation | 0 | 0 | 0 | 0 | 0 | 0 | 0 | 0 | 0 | 0 | 0 | 0 | 0 | 0 | 0 | 0 | 0 | 0 | 0 | 0 | 0 | 0 | 0 | 0 | 0 | 0 | 0
F5_Industrial_Interruptible - Industrial_Existing_Space Heating_Natural Gas_Unit Heater_E10 | F5 | Industrial | Interruptible - Industrial | Existing | Space Heating | Natural Gas | Unit Heater | E10 | Utility - Cost of Operation | 0 | 0 | 0 | 0 | 0 | 0 | 0 | 0 | 0 | 0 | 0 | 0 | 0 | 0 | 0 | 0 | 0 | 0 | 0 | 0 | 0 | 0 | 0 | 0 | 0 | 0 | 0
F6_Industrial_Interruptible - Industrial_Existing_Space Heating_Natural Gas_Unit Heater_E1 | F6 | Industrial | Interruptible - Industrial | Existing | Space Heating | Natural Gas | Unit Heater | E1 | Utility - Value of Sales | 0 | 0 | 0 | 0 | 0 | 0 | 0 | 0 | 0 | 0 | 0 | 0 | 0 | 0 | 0 | 0 | 0 | 0 | 0 | 0 | 0 | 0 | 0 | 0 | 0 | 0 | 0
F6_Industrial_Interruptible - Industrial_Existing_Space Heating_Natural Gas_Unit Heater_E2 | F6 | Industrial | Interruptible - Industrial | Existing | Space Heating | Natural Gas | Unit Heater | E2 | Utility - Value of Sales | 0 | 0 | 0 | 0 | 0 | 0 | 0 | 0 | 0 | 0 | 0 | 0 | 0 | 0 | 0 | 0 | 0 | 0 | 0 | 0 | 0 | 0 | 0 | 0 | 0 | 0 | 0
F6_Industrial_Interruptible - Industrial_Existing_Space Heating_Natural Gas_Unit Heater_E3 | F6 | Industrial | Interruptible - Industrial | Existing | Space Heating | Natural Gas | Unit Heater | E3 | Utility - Value of Sales | 0 | 0 | 0 | 0 | 0 | 0 | 0 | 0 | 0 | 0 | 0 | 0 | 0 | 0 | 0 | 0 | 0 | 0 | 0 | 0 | 0 | 0 | 0 | 0 | 0 | 0 | 0
F6_Industrial_Interruptible - Industrial_Existing_Space Heating_Natural Gas_Unit Heater_E4 | F6 | Industrial | Interruptible - Industrial | Existing | Space Heating | Natural Gas | Unit Heater | E4 | Utility - Value of Sales | 0 | 0 | 0 | 0 | 0 | 0 | 0 | 0 | 0 | 0 | 0 | 0 | 0 | 0 | 0 | 0 | 0 | 0 | 0 | 0 | 0 | 0 | 0 | 0 | 0 | 0 | 0
F6_Industrial_Interruptible - Industrial_Existing_Space Heating_Natural Gas_Unit Heater_E5 | F6 | Industrial | Interruptible - Industrial | Existing | Space Heating | Natural Gas | Unit Heater | E5 | Utility - Value of Sales | 0 | 0 | 0 | 0 | 0 | 0 | 0 | 0 | 0 | 0 | 0 | 0 | 0 | 0 | 0 | 0 | 0 | 0 | 0 | 0 | 0 | 0 | 0 | 0 | 0 | 0 | 0
F6_Industrial_Interruptible - Industrial_Existing_Space Heating_Natural Gas_Unit Heater_E6 | F6 | Industrial | Interruptible - Industrial | Existing | Space Heating | Natural Gas | Unit Heater | E6 | Utility - Value of Sales | 0 | 0 | 0 | 0 | 0 | 0 | 0 | 0 | 0 | 0 | 0 | 0 | 0 | 0 | 0 | 0 | 0 | 0 | 0 | 0 | 0 | 0 | 0 | 0 | 0 | 0 | 0
F6_Industrial_Interruptible - Industrial_Existing_Space Heating_Natural Gas_Unit Heater_E7 | F6 | Industrial | Interruptible - Industrial | Existing | Space Heating | Natural Gas | Unit Heater | E7 | Utility - Value of Sales | 0 | 0 | 0 | 0 | 0 | 0 | 0 | 0 | 0 | 0 | 0 | 0 | 0 | 0 | 0 | 0 | 0 | 0 | 0 | 0 | 0 | 0 | 0 | 0 | 0 | 0 | 0
F6_Industrial_Interruptible - Industrial_Existing_Space Heating_Natural Gas_Unit Heater_E8 | F6 | Industrial | Interruptible - Industrial | Existing | Space Heating | Natural Gas | Unit Heater | E8 | Utility - Value of Sales | 0 | 0 | 0 | 0 | 0 | 0 | 0 | 0 | 0 | 0 | 0 | 0 | 0 | 0 | 0 | 0 | 0 | 0 | 0 | 0 | 0 | 0 | 0 | 0 | 0 | 0 | 0
F6_Industrial_Interruptible - Industrial_Existing_Space Heating_Natural Gas_Unit Heater_E9 | F6 | Industrial | Interruptible - Industrial | Existing | Space Heating | Natural Gas | Unit Heater | E9 | Utility - Value of Sales | 0 | 0 | 0 | 0 | 0 | 0 | 0 | 0 | 0 | 0 | 0 | 0 | 0 | 0 | 0 | 0 | 0 | 0 | 0 | 0 | 0 | 0 | 0 | 0 | 0 | 0 | 0
F6_Industrial_Interruptible - Industrial_Existing_Space Heating_Natural Gas_Unit Heater_E10 | F6 | Industrial | Interruptible - Industrial | Existing | Space Heating | Natural Gas | Unit Heater | E10 | Utility - Value of Sales | 0 | 0 | 0 | 0 | 0 | 0 | 0 | 0 | 0 | 0 | 0 | 0 | 0 | 0 | 0 | 0 | 0 | 0 | 0 | 0 | 0 | 0 | 0 | 0 | 0 | 0 | 0
F1_Industrial_Interruptible - Industrial_Existing_Process_Natural Gas_Process Boiler_E1 | F1 | Industrial | Interruptible - Industrial | Existing | Process | Natural Gas | Process Boiler | E1 | RVT - Cost of Equipment | 1241.2764 | 1241.2764 | 1241.2764 | 1241.2764 | 1241.2764 | 1241.2764 | 1241.2764 | 1241.2764 | 1241.2764 | 1241.2764 | 1241.2764 | 1241.2764 | 1241.2764 | 1241.2764 | 1241.2764 | 1241.2764 | 1241.2764 | 1241.2764 | 1241.2764 | 1241.2764 | 1241.2764 | 1241.2764 | 1241.2764 | 1241.2764 | 1241.2764 | 1241.2764 | 1241.2764
F1_Industrial_Interruptible - Industrial_Existing_Process_Natural Gas_Process Boiler_E2 | F1 | Industrial | Interruptible - Industrial | Existing | Process | Natural Gas | Process Boiler | E2 | RVT - Cost of Equipment | 0 | 0 | 0 | 0 | 0 | 0 | 0 | 0 | 0 | 0 | 0 | 0 | 0 | 0 | 0 | 0 | 0 | 0 | 0 | 0 | 0 | 0 | 0 | 0 | 0 | 0 | 0
F1_Industrial_Interruptible - Industrial_Existing_Process_Natural Gas_Process Boiler_E3 | F1 | Industrial | Interruptible - Industrial | Existing | Process | Natural Gas | Process Boiler | E3 | RVT - Cost of Equipment | 0 | 0 | 0 | 0 | 0 | 0 | 0 | 0 | 0 | 0 | 0 | 0 | 0 | 0 | 0 | 0 | 0 | 0 | 0 | 0 | 0 | 0 | 0 | 0 | 0 | 0 | 0
F1_Industrial_Interruptible - Industrial_Existing_Process_Natural Gas_Process Boiler_E4 | F1 | Industrial | Interruptible - Industrial | Existing | Process | Natural Gas | Process Boiler | E4 | RVT - Cost of Equipment | 0 | 0 | 0 | 0 | 0 | 0 | 0 | 0 | 0 | 0 | 0 | 0 | 0 | 0 | 0 | 0 | 0 | 0 | 0 | 0 | 0 | 0 | 0 | 0 | 0 | 0 | 0
F1_Industrial_Interruptible - Industrial_Existing_Process_Natural Gas_Process Boiler_E5 | F1 | Industrial | Interruptible - Industrial | Existing | Process | Natural Gas | Process Boiler | E5 | RVT - Cost of Equipment | 0 | 0 | 0 | 0 | 0 | 0 | 0 | 0 | 0 | 0 | 0 | 0 | 0 | 0 | 0 | 0 | 0 | 0 | 0 | 0 | 0 | 0 | 0 | 0 | 0 | 0 | 0
F1_Industrial_Interruptible - Industrial_Existing_Process_Natural Gas_Process Boiler_E6 | F1 | Industrial | Interruptible - Industrial | Existing | Process | Natural Gas | Process Boiler | E6 | RVT - Cost of Equipment | 0 | 0 | 0 | 0 | 0 | 0 | 0 | 0 | 0 | 0 | 0 | 0 | 0 | 0 | 0 | 0 | 0 | 0 | 0 | 0 | 0 | 0 | 0 | 0 | 0 | 0 | 0
F1_Industrial_Interruptible - Industrial_Existing_Process_Natural Gas_Process Boiler_E7 | F1 | Industrial | Interruptible - Industrial | Existing | Process | Natural Gas | Process Boiler | E7 | RVT - Cost of Equipment | 0 | 0 | 0 | 0 | 0 | 0 | 0 | 0 | 0 | 0 | 0 | 0 | 0 | 0 | 0 | 0 | 0 | 0 | 0 | 0 | 0 | 0 | 0 | 0 | 0 | 0 | 0
F1_Industrial_Interruptible - Industrial_Existing_Process_Natural Gas_Process Boiler_E8 | F1 | Industrial | Interruptible - Industrial | Existing | Process | Natural Gas | Process Boiler | E8 | RVT - Cost of Equipment | 0 | 0 | 0 | 0 | 0 | 0 | 0 | 0 | 0 | 0 | 0 | 0 | 0 | 0 | 0 | 0 | 0 | 0 | 0 | 0 | 0 | 0 | 0 | 0 | 0 | 0 | 0
F1_Industrial_Interruptible - Industrial_Existing_Process_Natural Gas_Process Boiler_E9 | F1 | Industrial | Interruptible - Industrial | Existing | Process | Natural Gas | Process Boiler | E9 | RVT - Cost of Equipment | 0 | 0 | 0 | 0 | 0 | 0 | 0 | 0 | 0 | 0 | 0 | 0 | 0 | 0 | 0 | 0 | 0 | 0 | 0 | 0 | 0 | 0 | 0 | 0 | 0 | 0 | 0
F1_Industrial_Interruptible - Industrial_Existing_Process_Natural Gas_Process Boiler_E10 | F1 | Industrial | Interruptible - Industrial | Existing | Process | Natural Gas | Process Boiler | E10 | RVT - Cost of Equipment | 0 | 0 | 0 | 0 | 0 | 0 | 0 | 0 | 0 | 0 | 0 | 0 | 0 | 0 | 0 | 0 | 0 | 0 | 0 | 0 | 0 | 0 | 0 | 0 | 0 | 0 | 0
F2_Industrial_Interruptible - Industrial_Existing_Process_Natural Gas_Process Boiler_E1 | F2 | Industrial | Interruptible - Industrial | Existing | Process | Natural Gas | Process Boiler | E1 | RVT - Cost of Operation | 0 | 0 | 0 | 0 | 0 | 0 | 0 | 0 | 0 | 0 | 0 | 0 | 0 | 0 | 0 | 0 | 0 | 0 | 0 | 0 | 0 | 0 | 0 | 0 | 0 | 0 | 0
F2_Industrial_Interruptible - Industrial_Existing_Process_Natural Gas_Process Boiler_E2 | F2 | Industrial | Interruptible - Industrial | Existing | Process | Natural Gas | Process Boiler | E2 | RVT - Cost of Operation | 0 | 0 | 0 | 0 | 0 | 0 | 0 | 0 | 0 | 0 | 0 | 0 | 0 | 0 | 0 | 0 | 0 | 0 | 0 | 0 | 0 | 0 | 0 | 0 | 0 | 0 | 0
F2_Industrial_Interruptible - Industrial_Existing_Process_Natural Gas_Process Boiler_E3 | F2 | Industrial | Interruptible - Industrial | Existing | Process | Natural Gas | Process Boiler | E3 | RVT - Cost of Operation | 0 | 0 | 0 | 0 | 0 | 0 | 0 | 0 | 0 | 0 | 0 | 0 | 0 | 0 | 0 | 0 | 0 | 0 | 0 | 0 | 0 | 0 | 0 | 0 | 0 | 0 | 0
F2_Industrial_Interruptible - Industrial_Existing_Process_Natural Gas_Process Boiler_E4 | F2 | Industrial | Interruptible - Industrial | Existing | Process | Natural Gas | Process Boiler | E4 | RVT - Cost of Operation | 0 | 0 | 0 | 0 | 0 | 0 | 0 | 0 | 0 | 0 | 0 | 0 | 0 | 0 | 0 | 0 | 0 | 0 | 0 | 0 | 0 | 0 | 0 | 0 | 0 | 0 | 0
F2_Industrial_Interruptible - Industrial_Existing_Process_Natural Gas_Process Boiler_E5 | F2 | Industrial | Interruptible - Industrial | Existing | Process | Natural Gas | Process Boiler | E5 | RVT - Cost of Operation | 0 | 0 | 0 | 0 | 0 | 0 | 0 | 0 | 0 | 0 | 0 | 0 | 0 | 0 | 0 | 0 | 0 | 0 | 0 | 0 | 0 | 0 | 0 | 0 | 0 | 0 | 0
F2_Industrial_Interruptible - Industrial_Existing_Process_Natural Gas_Process Boiler_E6 | F2 | Industrial | Interruptible - Industrial | Existing | Process | Natural Gas | Process Boiler | E6 | RVT - Cost of Operation | 0 | 0 | 0 | 0 | 0 | 0 | 0 | 0 | 0 | 0 | 0 | 0 | 0 | 0 | 0 | 0 | 0 | 0 | 0 | 0 | 0 | 0 | 0 | 0 | 0 | 0 | 0
F2_Industrial_Interruptible - Industrial_Existing_Process_Natural Gas_Process Boiler_E7 | F2 | Industrial | Interruptible - Industrial | Existing | Process | Natural Gas | Process Boiler | E7 | RVT - Cost of Operation | 0 | 0 | 0 | 0 | 0 | 0 | 0 | 0 | 0 | 0 | 0 | 0 | 0 | 0 | 0 | 0 | 0 | 0 | 0 | 0 | 0 | 0 | 0 | 0 | 0 | 0 | 0
F2_Industrial_Interruptible - Industrial_Existing_Process_Natural Gas_Process Boiler_E8 | F2 | Industrial | Interruptible - Industrial | Existing | Process | Natural Gas | Process Boiler | E8 | RVT - Cost of Operation | 0 | 0 | 0 | 0 | 0 | 0 | 0 | 0 | 0 | 0 | 0 | 0 | 0 | 0 | 0 | 0 | 0 | 0 | 0 | 0 | 0 | 0 | 0 | 0 | 0 | 0 | 0
F2_Industrial_Interruptible - Industrial_Existing_Process_Natural Gas_Process Boiler_E9 | F2 | Industrial | Interruptible - Industrial | Existing | Process | Natural Gas | Process Boiler | E9 | RVT - Cost of Operation | 0 | 0 | 0 | 0 | 0 | 0 | 0 | 0 | 0 | 0 | 0 | 0 | 0 | 0 | 0 | 0 | 0 | 0 | 0 | 0 | 0 | 0 | 0 | 0 | 0 | 0 | 0
F2_Industrial_Interruptible - Industrial_Existing_Process_Natural Gas_Process Boiler_E10 | F2 | Industrial | Interruptible - Industrial | Existing | Process | Natural Gas | Process Boiler | E10 | RVT - Cost of Operation | 0 | 0 | 0 | 0 | 0 | 0 | 0 | 0 | 0 | 0 | 0 | 0 | 0 | 0 | 0 | 0 | 0 | 0 | 0 | 0 | 0 | 0 | 0 | 0 | 0 | 0 | 0
F3_Industrial_Interruptible - Industrial_Existing_Process_Natural Gas_Process Boiler_E1 | F3 | Industrial | Interruptible - Industrial | Existing | Process | Natural Gas | Process Boiler | E1 | System - kBTUs of Consumption | 474900.907 | 474900.907 | 474900.907 | 474900.907 | 474900.907 | 474900.907 | 474900.907 | 474900.907 | 474900.907 | 474900.907 | 474900.907 | 474900.907 | 474900.907 | 474900.907 | 474900.907 | 474900.907 | 474900.907 | 474900.907 | 474900.907 | 474900.907 | 474900.907 | 474900.907 | 474900.907 | 474900.907 | 474900.907 | 474900.907 | 474900.907
F3_Industrial_Interruptible - Industrial_Existing_Process_Natural Gas_Process Boiler_E2 | F3 | Industrial | Interruptible - Industrial | Existing | Process | Natural Gas | Process Boiler | E2 | System - kBTUs of Consumption | 0 | 0 | 0 | 0 | 0 | 0 | 0 | 0 | 0 | 0 | 0 | 0 | 0 | 0 | 0 | 0 | 0 | 0 | 0 | 0 | 0 | 0 | 0 | 0 | 0 | 0 | 0
F3_Industrial_Interruptible - Industrial_Existing_Process_Natural Gas_Process Boiler_E3 | F3 | Industrial | Interruptible - Industrial | Existing | Process | Natural Gas | Process Boiler | E3 | System - kBTUs of Consumption | 0 | 0 | 0 | 0 | 0 | 0 | 0 | 0 | 0 | 0 | 0 | 0 | 0 | 0 | 0 | 0 | 0 | 0 | 0 | 0 | 0 | 0 | 0 | 0 | 0 | 0 | 0
F3_Industrial_Interruptible - Industrial_Existing_Process_Natural Gas_Process Boiler_E4 | F3 | Industrial | Interruptible - Industrial | Existing | Process | Natural Gas | Process Boiler | E4 | System - kBTUs of Consumption | 0 | 0 | 0 | 0 | 0 | 0 | 0 | 0 | 0 | 0 | 0 | 0 | 0 | 0 | 0 | 0 | 0 | 0 | 0 | 0 | 0 | 0 | 0 | 0 | 0 | 0 | 0
F3_Industrial_Interruptible - Industrial_Existing_Process_Natural Gas_Process Boiler_E5 | F3 | Industrial | Interruptible - Industrial | Existing | Process | Natural Gas | Process Boiler | E5 | System - kBTUs of Consumption | 0 | 0 | 0 | 0 | 0 | 0 | 0 | 0 | 0 | 0 | 0 | 0 | 0 | 0 | 0 | 0 | 0 | 0 | 0 | 0 | 0 | 0 | 0 | 0 | 0 | 0 | 0
F3_Industrial_Interruptible - Industrial_Existing_Process_Natural Gas_Process Boiler_E6 | F3 | Industrial | Interruptible - Industrial | Existing | Process | Natural Gas | Process Boiler | E6 | System - kBTUs of Consumption | 0 | 0 | 0 | 0 | 0 | 0 | 0 | 0 | 0 | 0 | 0 | 0 | 0 | 0 | 0 | 0 | 0 | 0 | 0 | 0 | 0 | 0 | 0 | 0 | 0 | 0 | 0
F3_Industrial_Interruptible - Industrial_Existing_Process_Natural Gas_Process Boiler_E7 | F3 | Industrial | Interruptible - Industrial | Existing | Process | Natural Gas | Process Boiler | E7 | System - kBTUs of Consumption | 0 | 0 | 0 | 0 | 0 | 0 | 0 | 0 | 0 | 0 | 0 | 0 | 0 | 0 | 0 | 0 | 0 | 0 | 0 | 0 | 0 | 0 | 0 | 0 | 0 | 0 | 0
F3_Industrial_Interruptible - Industrial_Existing_Process_Natural Gas_Process Boiler_E8 | F3 | Industrial | Interruptible - Industrial | Existing | Process | Natural Gas | Process Boiler | E8 | System - kBTUs of Consumption | 0 | 0 | 0 | 0 | 0 | 0 | 0 | 0 | 0 | 0 | 0 | 0 | 0 | 0 | 0 | 0 | 0 | 0 | 0 | 0 | 0 | 0 | 0 | 0 | 0 | 0 | 0
F3_Industrial_Interruptible - Industrial_Existing_Process_Natural Gas_Process Boiler_E9 | F3 | Industrial | Interruptible - Industrial | Existing | Process | Natural Gas | Process Boiler | E9 | System - kBTUs of Consumption | 0 | 0 | 0 | 0 | 0 | 0 | 0 | 0 | 0 | 0 | 0 | 0 | 0 | 0 | 0 | 0 | 0 | 0 | 0 | 0 | 0 | 0 | 0 | 0 | 0 | 0 | 0
F3_Industrial_Interruptible - Industrial_Existing_Process_Natural Gas_Process Boiler_E10 | F3 | Industrial | Interruptible - Industrial | Existing | Process | Natural Gas | Process Boiler | E10 | System - kBTUs of Consumption | 0 | 0 | 0 | 0 | 0 | 0 | 0 | 0 | 0 | 0 | 0 | 0 | 0 | 0 | 0 | 0 | 0 | 0 | 0 | 0 | 0 | 0 | 0 | 0 | 0 | 0 | 0
F4_Industrial_Interruptible - Industrial_Existing_Process_Natural Gas_Process Boiler_E1 | F4 | Industrial | Interruptible - Industrial | Existing | Process | Natural Gas | Process Boiler | E1 | Utility - Cost of Equipment | 1241.2764 | 1241.2764 | 1241.2764 | 1241.2764 | 1241.2764 | 1241.2764 | 1241.2764 | 1241.2764 | 1241.2764 | 1241.2764 | 1241.2764 | 1241.2764 | 1241.2764 | 1241.2764 | 1241.2764 | 1241.2764 | 1241.2764 | 1241.2764 | 1241.2764 | 1241.2764 | 1241.2764 | 1241.2764 | 1241.2764 | 1241.2764 | 1241.2764 | 1241.2764 | 1241.2764
F4_Industrial_Interruptible - Industrial_Existing_Process_Natural Gas_Process Boiler_E2 | F4 | Industrial | Interruptible - Industrial | Existing | Process | Natural Gas | Process Boiler | E2 | Utility - Cost of Equipment | 0 | 0 | 0 | 0 | 0 | 0 | 0 | 0 | 0 | 0 | 0 | 0 | 0 | 0 | 0 | 0 | 0 | 0 | 0 | 0 | 0 | 0 | 0 | 0 | 0 | 0 | 0
F4_Industrial_Interruptible - Industrial_Existing_Process_Natural Gas_Process Boiler_E3 | F4 | Industrial | Interruptible - Industrial | Existing | Process | Natural Gas | Process Boiler | E3 | Utility - Cost of Equipment | 0 | 0 | 0 | 0 | 0 | 0 | 0 | 0 | 0 | 0 | 0 | 0 | 0 | 0 | 0 | 0 | 0 | 0 | 0 | 0 | 0 | 0 | 0 | 0 | 0 | 0 | 0
F4_Industrial_Interruptible - Industrial_Existing_Process_Natural Gas_Process Boiler_E4 | F4 | Industrial | Interruptible - Industrial | Existing | Process | Natural Gas | Process Boiler | E4 | Utility - Cost of Equipment | 0 | 0 | 0 | 0 | 0 | 0 | 0 | 0 | 0 | 0 | 0 | 0 | 0 | 0 | 0 | 0 | 0 | 0 | 0 | 0 | 0 | 0 | 0 | 0 | 0 | 0 | 0
F4_Industrial_Interruptible - Industrial_Existing_Process_Natural Gas_Process Boiler_E5 | F4 | Industrial | Interruptible - Industrial | Existing | Process | Natural Gas | Process Boiler | E5 | Utility - Cost of Equipment | 0 | 0 | 0 | 0 | 0 | 0 | 0 | 0 | 0 | 0 | 0 | 0 | 0 | 0 | 0 | 0 | 0 | 0 | 0 | 0 | 0 | 0 | 0 | 0 | 0 | 0 | 0
F4_Industrial_Interruptible - Industrial_Existing_Process_Natural Gas_Process Boiler_E6 | F4 | Industrial | Interruptible - Industrial | Existing | Process | Natural Gas | Process Boiler | E6 | Utility - Cost of Equipment | 0 | 0 | 0 | 0 | 0 | 0 | 0 | 0 | 0 | 0 | 0 | 0 | 0 | 0 | 0 | 0 | 0 | 0 | 0 | 0 | 0 | 0 | 0 | 0 | 0 | 0 | 0
F4_Industrial_Interruptible - Industrial_Existing_Process_Natural Gas_Process Boiler_E7 | F4 | Industrial | Interruptible - Industrial | Existing | Process | Natural Gas | Process Boiler | E7 | Utility - Cost of Equipment | 0 | 0 | 0 | 0 | 0 | 0 | 0 | 0 | 0 | 0 | 0 | 0 | 0 | 0 | 0 | 0 | 0 | 0 | 0 | 0 | 0 | 0 | 0 | 0 | 0 | 0 | 0
F4_Industrial_Interruptible - Industrial_Existing_Process_Natural Gas_Process Boiler_E8 | F4 | Industrial | Interruptible - Industrial | Existing | Process | Natural Gas | Process Boiler | E8 | Utility - Cost of Equipment | 0 | 0 | 0 | 0 | 0 | 0 | 0 | 0 | 0 | 0 | 0 | 0 | 0 | 0 | 0 | 0 | 0 | 0 | 0 | 0 | 0 | 0 | 0 | 0 | 0 | 0 | 0
F4_Industrial_Interruptible - Industrial_Existing_Process_Natural Gas_Process Boiler_E9 | F4 | Industrial | Interruptible - Industrial | Existing | Process | Natural Gas | Process Boiler | E9 | Utility - Cost of Equipment | 0 | 0 | 0 | 0 | 0 | 0 | 0 | 0 | 0 | 0 | 0 | 0 | 0 | 0 | 0 | 0 | 0 | 0 | 0 | 0 | 0 | 0 | 0 | 0 | 0 | 0 | 0
F4_Industrial_Interruptible - Industrial_Existing_Process_Natural Gas_Process Boiler_E10 | F4 | Industrial | Interruptible - Industrial | Existing | Process | Natural Gas | Process Boiler | E10 | Utility - Cost of Equipment | 0 | 0 | 0 | 0 | 0 | 0 | 0 | 0 | 0 | 0 | 0 | 0 | 0 | 0 | 0 | 0 | 0 | 0 | 0 | 0 | 0 | 0 | 0 | 0 | 0 | 0 | 0
F5_Industrial_Interruptible - Industrial_Existing_Process_Natural Gas_Process Boiler_E1 | F5 | Industrial | Interruptible - Industrial | Existing | Process | Natural Gas | Process Boiler | E1 | Utility - Cost of Operation | 3838.9112 | 3789.829 | 3769.7423 | 3944.6282 | 4238.5739 | 4602.3931 | 4674.6401 | 4744.8587 | 4809.9066 | 4860.9433 | 4909.6925 | 4980.4231 | 5033.9344 | 5078.6523 | 5124.0802 | 5164.01 | 5198.6372 | 5242.1207 | 5289.3723 | 5340.2771 | 5387.5936 | 5431.5798 | 5473.8275 | 5506.4508 | 5543.0358 | 5570.2075 | 5597.5125
F5_Industrial_Interruptible - Industrial_Existing_Process_Natural Gas_Process Boiler_E2 | F5 | Industrial | Interruptible - Industrial | Existing | Process | Natural Gas | Process Boiler | E2 | Utility - Cost of Operation | 0 | 0 | 0 | 0 | 0 | 0 | 0 | 0 | 0 | 0 | 0 | 0 | 0 | 0 | 0 | 0 | 0 | 0 | 0 | 0 | 0 | 0 | 0 | 0 | 0 | 0 | 0
F5_Industrial_Interruptible - Industrial_Existing_Process_Natural Gas_Process Boiler_E3 | F5 | Industrial | Interruptible - Industrial | Existing | Process | Natural Gas | Process Boiler | E3 | Utility - Cost of Operation | 0 | 0 | 0 | 0 | 0 | 0 | 0 | 0 | 0 | 0 | 0 | 0 | 0 | 0 | 0 | 0 | 0 | 0 | 0 | 0 | 0 | 0 | 0 | 0 | 0 | 0 | 0
F5_Industrial_Interruptible - Industrial_Existing_Process_Natural Gas_Process Boiler_E4 | F5 | Industrial | Interruptible - Industrial | Existing | Process | Natural Gas | Process Boiler | E4 | Utility - Cost of Operation | 0 | 0 | 0 | 0 | 0 | 0 | 0 | 0 | 0 | 0 | 0 | 0 | 0 | 0 | 0 | 0 | 0 | 0 | 0 | 0 | 0 | 0 | 0 | 0 | 0 | 0 | 0
F5_Industrial_Interruptible - Industrial_Existing_Process_Natural Gas_Process Boiler_E5 | F5 | Industrial | Interruptible - Industrial | Existing | Process | Natural Gas | Process Boiler | E5 | Utility - Cost of Operation | 0 | 0 | 0 | 0 | 0 | 0 | 0 | 0 | 0 | 0 | 0 | 0 | 0 | 0 | 0 | 0 | 0 | 0 | 0 | 0 | 0 | 0 | 0 | 0 | 0 | 0 | 0
F5_Industrial_Interruptible - Industrial_Existing_Process_Natural Gas_Process Boiler_E6 | F5 | Industrial | Interruptible - Industrial | Existing | Process | Natural Gas | Process Boiler | E6 | Utility - Cost of Operation | 0 | 0 | 0 | 0 | 0 | 0 | 0 | 0 | 0 | 0 | 0 | 0 | 0 | 0 | 0 | 0 | 0 | 0 | 0 | 0 | 0 | 0 | 0 | 0 | 0 | 0 | 0
F5_Industrial_Interruptible - Industrial_Existing_Process_Natural Gas_Process Boiler_E7 | F5 | Industrial | Interruptible - Industrial | Existing | Process | Natural Gas | Process Boiler | E7 | Utility - Cost of Operation | 0 | 0 | 0 | 0 | 0 | 0 | 0 | 0 | 0 | 0 | 0 | 0 | 0 | 0 | 0 | 0 | 0 | 0 | 0 | 0 | 0 | 0 | 0 | 0 | 0 | 0 | 0
F5_Industrial_Interruptible - Industrial_Existing_Process_Natural Gas_Process Boiler_E8 | F5 | Industrial | Interruptible - Industrial | Existing | Process | Natural Gas | Process Boiler | E8 | Utility - Cost of Operation | 0 | 0 | 0 | 0 | 0 | 0 | 0 | 0 | 0 | 0 | 0 | 0 | 0 | 0 | 0 | 0 | 0 | 0 | 0 | 0 | 0 | 0 | 0 | 0 | 0 | 0 | 0
F5_Industrial_Interruptible - Industrial_Existing_Process_Natural Gas_Process Boiler_E9 | F5 | Industrial | Interruptible - Industrial | Existing | Process | Natural Gas | Process Boiler | E9 | Utility - Cost of Operation | 0 | 0 | 0 | 0 | 0 | 0 | 0 | 0 | 0 | 0 | 0 | 0 | 0 | 0 | 0 | 0 | 0 | 0 | 0 | 0 | 0 | 0 | 0 | 0 | 0 | 0 | 0
F5_Industrial_Interruptible - Industrial_Existing_Process_Natural Gas_Process Boiler_E10 | F5 | Industrial | Interruptible - Industrial | Existing | Process | Natural Gas | Process Boiler | E10 | Utility - Cost of Operation | 0 | 0 | 0 | 0 | 0 | 0 | 0 | 0 | 0 | 0 | 0 | 0 | 0 | 0 | 0 | 0 | 0 | 0 | 0 | 0 | 0 | 0 | 0 | 0 | 0 | 0 | 0
F6_Industrial_Interruptible - Industrial_Existing_Process_Natural Gas_Process Boiler_E1 | F6 | Industrial | Interruptible - Industrial | Existing | Process | Natural Gas | Process Boiler | E1 | Utility - Value of Sales | 0 | 0 | 0 | 0 | 0 | 0 | 0 | 0 | 0 | 0 | 0 | 0 | 0 | 0 | 0 | 0 | 0 | 0 | 0 | 0 | 0 | 0 | 0 | 0 | 0 | 0 | 0
F6_Industrial_Interruptible - Industrial_Existing_Process_Natural Gas_Process Boiler_E2 | F6 | Industrial | Interruptible - Industrial | Existing | Process | Natural Gas | Process Boiler | E2 | Utility - Value of Sales | 0 | 0 | 0 | 0 | 0 | 0 | 0 | 0 | 0 | 0 | 0 | 0 | 0 | 0 | 0 | 0 | 0 | 0 | 0 | 0 | 0 | 0 | 0 | 0 | 0 | 0 | 0
F6_Industrial_Interruptible - Industrial_Existing_Process_Natural Gas_Process Boiler_E3 | F6 | Industrial | Interruptible - Industrial | Existing | Process | Natural Gas | Process Boiler | E3 | Utility - Value of Sales | 0 | 0 | 0 | 0 | 0 | 0 | 0 | 0 | 0 | 0 | 0 | 0 | 0 | 0 | 0 | 0 | 0 | 0 | 0 | 0 | 0 | 0 | 0 | 0 | 0 | 0 | 0
F6_Industrial_Interruptible - Industrial_Existing_Process_Natural Gas_Process Boiler_E4 | F6 | Industrial | Interruptible - Industrial | Existing | Process | Natural Gas | Process Boiler | E4 | Utility - Value of Sales | 0 | 0 | 0 | 0 | 0 | 0 | 0 | 0 | 0 | 0 | 0 | 0 | 0 | 0 | 0 | 0 | 0 | 0 | 0 | 0 | 0 | 0 | 0 | 0 | 0 | 0 | 0
F6_Industrial_Interruptible - Industrial_Existing_Process_Natural Gas_Process Boiler_E5 | F6 | Industrial | Interruptible - Industrial | Existing | Process | Natural Gas | Process Boiler | E5 | Utility - Value of Sales | 0 | 0 | 0 | 0 | 0 | 0 | 0 | 0 | 0 | 0 | 0 | 0 | 0 | 0 | 0 | 0 | 0 | 0 | 0 | 0 | 0 | 0 | 0 | 0 | 0 | 0 | 0
F6_Industrial_Interruptible - Industrial_Existing_Process_Natural Gas_Process Boiler_E6 | F6 | Industrial | Interruptible - Industrial | Existing | Process | Natural Gas | Process Boiler | E6 | Utility - Value of Sales | 0 | 0 | 0 | 0 | 0 | 0 | 0 | 0 | 0 | 0 | 0 | 0 | 0 | 0 | 0 | 0 | 0 | 0 | 0 | 0 | 0 | 0 | 0 | 0 | 0 | 0 | 0
F6_Industrial_Interruptible - Industrial_Existing_Process_Natural Gas_Process Boiler_E7 | F6 | Industrial | Interruptible - Industrial | Existing | Process | Natural Gas | Process Boiler | E7 | Utility - Value of Sales | 0 | 0 | 0 | 0 | 0 | 0 | 0 | 0 | 0 | 0 | 0 | 0 | 0 | 0 | 0 | 0 | 0 | 0 | 0 | 0 | 0 | 0 | 0 | 0 | 0 | 0 | 0
F6_Industrial_Interruptible - Industrial_Existing_Process_Natural Gas_Process Boiler_E8 | F6 | Industrial | Interruptible - Industrial | Existing | Process | Natural Gas | Process Boiler | E8 | Utility - Value of Sales | 0 | 0 | 0 | 0 | 0 | 0 | 0 | 0 | 0 | 0 | 0 | 0 | 0 | 0 | 0 | 0 | 0 | 0 | 0 | 0 | 0 | 0 | 0 | 0 | 0 | 0 | 0
F6_Industrial_Interruptible - Industrial_Existing_Process_Natural Gas_Process Boiler_E9 | F6 | Industrial | Interruptible - Industrial | Existing | Process | Natural Gas | Process Boiler | E9 | Utility - Value of Sales | 0 | 0 | 0 | 0 | 0 | 0 | 0 | 0 | 0 | 0 | 0 | 0 | 0 | 0 | 0 | 0 | 0 | 0 | 0 | 0 | 0 | 0 | 0 | 0 | 0 | 0 | 0
F6_Industrial_Interruptible - Industrial_Existing_Process_Natural Gas_Process Boiler_E10 | F6 | Industrial | Interruptible - Industrial | Existing | Process | Natural Gas | Process Boiler | E10 | Utility - Value of Sales | 0 | 0 | 0 | 0 | 0 | 0 | 0 | 0 | 0 | 0 | 0 | 0 | 0 | 0 | 0 | 0 | 0 | 0 | 0 | 0 | 0 | 0 | 0 | 0 | 0 | 0 | 0
F1_Industrial_Interruptible - Industrial_Existing_Process_Natural Gas_Process Heating_E1 | F1 | Industrial | Interruptible - Industrial | Existing | Process | Natural Gas | Process Heating | E1 | RVT - Cost of Equipment | 1134.8944 | 1134.8944 | 1134.8944 | 1134.8944 | 1134.8944 | 1134.8944 | 1134.8944 | 1134.8944 | 1134.8944 | 1134.8944 | 1134.8944 | 1134.8944 | 1134.8944 | 1134.8944 | 1134.8944 | 1134.8944 | 1134.8944 | 1134.8944 | 1134.8944 | 1134.8944 | 1134.8944 | 1134.8944 | 1134.8944 | 1134.8944 | 1134.8944 | 1134.8944 | 1134.8944
F1_Industrial_Interruptible - Industrial_Existing_Process_Natural Gas_Process Heating_E2 | F1 | Industrial | Interruptible - Industrial | Existing | Process | Natural Gas | Process Heating | E2 | RVT - Cost of Equipment | 0 | 0 | 0 | 0 | 0 | 0 | 0 | 0 | 0 | 0 | 0 | 0 | 0 | 0 | 0 | 0 | 0 | 0 | 0 | 0 | 0 | 0 | 0 | 0 | 0 | 0 | 0
F1_Industrial_Interruptible - Industrial_Existing_Process_Natural Gas_Process Heating_E3 | F1 | Industrial | Interruptible - Industrial | Existing | Process | Natural Gas | Process Heating | E3 | RVT - Cost of Equipment | 0 | 0 | 0 | 0 | 0 | 0 | 0 | 0 | 0 | 0 | 0 | 0 | 0 | 0 | 0 | 0 | 0 | 0 | 0 | 0 | 0 | 0 | 0 | 0 | 0 | 0 | 0
F1_Industrial_Interruptible - Industrial_Existing_Process_Natural Gas_Process Heating_E4 | F1 | Industrial | Interruptible - Industrial | Existing | Process | Natural Gas | Process Heating | E4 | RVT - Cost of Equipment | 0 | 0 | 0 | 0 | 0 | 0 | 0 | 0 | 0 | 0 | 0 | 0 | 0 | 0 | 0 | 0 | 0 | 0 | 0 | 0 | 0 | 0 | 0 | 0 | 0 | 0 | 0
F1_Industrial_Interruptible - Industrial_Existing_Process_Natural Gas_Process Heating_E5 | F1 | Industrial | Interruptible - Industrial | Existing | Process | Natural Gas | Process Heating | E5 | RVT - Cost of Equipment | 0 | 0 | 0 | 0 | 0 | 0 | 0 | 0 | 0 | 0 | 0 | 0 | 0 | 0 | 0 | 0 | 0 | 0 | 0 | 0 | 0 | 0 | 0 | 0 | 0 | 0 | 0
F1_Industrial_Interruptible - Industrial_Existing_Process_Natural Gas_Process Heating_E6 | F1 | Industrial | Interruptible - Industrial | Existing | Process | Natural Gas | Process Heating | E6 | RVT - Cost of Equipment | 0 | 0 | 0 | 0 | 0 | 0 | 0 | 0 | 0 | 0 | 0 | 0 | 0 | 0 | 0 | 0 | 0 | 0 | 0 | 0 | 0 | 0 | 0 | 0 | 0 | 0 | 0
F1_Industrial_Interruptible - Industrial_Existing_Process_Natural Gas_Process Heating_E7 | F1 | Industrial | Interruptible - Industrial | Existing | Process | Natural Gas | Process Heating | E7 | RVT - Cost of Equipment | 0 | 0 | 0 | 0 | 0 | 0 | 0 | 0 | 0 | 0 | 0 | 0 | 0 | 0 | 0 | 0 | 0 | 0 | 0 | 0 | 0 | 0 | 0 | 0 | 0 | 0 | 0
F1_Industrial_Interruptible - Industrial_Existing_Process_Natural Gas_Process Heating_E8 | F1 | Industrial | Interruptible - Industrial | Existing | Process | Natural Gas | Process Heating | E8 | RVT - Cost of Equipment | 0 | 0 | 0 | 0 | 0 | 0 | 0 | 0 | 0 | 0 | 0 | 0 | 0 | 0 | 0 | 0 | 0 | 0 | 0 | 0 | 0 | 0 | 0 | 0 | 0 | 0 | 0
F1_Industrial_Interruptible - Industrial_Existing_Process_Natural Gas_Process Heating_E9 | F1 | Industrial | Interruptible - Industrial | Existing | Process | Natural Gas | Process Heating | E9 | RVT - Cost of Equipment | 0 | 0 | 0 | 0 | 0 | 0 | 0 | 0 | 0 | 0 | 0 | 0 | 0 | 0 | 0 | 0 | 0 | 0 | 0 | 0 | 0 | 0 | 0 | 0 | 0 | 0 | 0
F1_Industrial_Interruptible - Industrial_Existing_Process_Natural Gas_Process Heating_E10 | F1 | Industrial | Interruptible - Industrial | Existing | Process | Natural Gas | Process Heating | E10 | RVT - Cost of Equipment | 0 | 0 | 0 | 0 | 0 | 0 | 0 | 0 | 0 | 0 | 0 | 0 | 0 | 0 | 0 | 0 | 0 | 0 | 0 | 0 | 0 | 0 | 0 | 0 | 0 | 0 | 0
F2_Industrial_Interruptible - Industrial_Existing_Process_Natural Gas_Process Heating_E1 | F2 | Industrial | Interruptible - Industrial | Existing | Process | Natural Gas | Process Heating | E1 | RVT - Cost of Operation | 0 | 0 | 0 | 0 | 0 | 0 | 0 | 0 | 0 | 0 | 0 | 0 | 0 | 0 | 0 | 0 | 0 | 0 | 0 | 0 | 0 | 0 | 0 | 0 | 0 | 0 | 0
F2_Industrial_Interruptible - Industrial_Existing_Process_Natural Gas_Process Heating_E2 | F2 | Industrial | Interruptible - Industrial | Existing | Process | Natural Gas | Process Heating | E2 | RVT - Cost of Operation | 0 | 0 | 0 | 0 | 0 | 0 | 0 | 0 | 0 | 0 | 0 | 0 | 0 | 0 | 0 | 0 | 0 | 0 | 0 | 0 | 0 | 0 | 0 | 0 | 0 | 0 | 0
F2_Industrial_Interruptible - Industrial_Existing_Process_Natural Gas_Process Heating_E3 | F2 | Industrial | Interruptible - Industrial | Existing | Process | Natural Gas | Process Heating | E3 | RVT - Cost of Operation | 0 | 0 | 0 | 0 | 0 | 0 | 0 | 0 | 0 | 0 | 0 | 0 | 0 | 0 | 0 | 0 | 0 | 0 | 0 | 0 | 0 | 0 | 0 | 0 | 0 | 0 | 0
F2_Industrial_Interruptible - Industrial_Existing_Process_Natural Gas_Process Heating_E4 | F2 | Industrial | Interruptible - Industrial | Existing | Process | Natural Gas | Process Heating | E4 | RVT - Cost of Operation | 0 | 0 | 0 | 0 | 0 | 0 | 0 | 0 | 0 | 0 | 0 | 0 | 0 | 0 | 0 | 0 | 0 | 0 | 0 | 0 | 0 | 0 | 0 | 0 | 0 | 0 | 0
F2_Industrial_Interruptible - Industrial_Existing_Process_Natural Gas_Process Heating_E5 | F2 | Industrial | Interruptible - Industrial | Existing | Process | Natural Gas | Process Heating | E5 | RVT - Cost of Operation | 0 | 0 | 0 | 0 | 0 | 0 | 0 | 0 | 0 | 0 | 0 | 0 | 0 | 0 | 0 | 0 | 0 | 0 | 0 | 0 | 0 | 0 | 0 | 0 | 0 | 0 | 0
F2_Industrial_Interruptible - Industrial_Existing_Process_Natural Gas_Process Heating_E6 | F2 | Industrial | Interruptible - Industrial | Existing | Process | Natural Gas | Process Heating | E6 | RVT - Cost of Operation | 0 | 0 | 0 | 0 | 0 | 0 | 0 | 0 | 0 | 0 | 0 | 0 | 0 | 0 | 0 | 0 | 0 | 0 | 0 | 0 | 0 | 0 | 0 | 0 | 0 | 0 | 0
F2_Industrial_Interruptible - Industrial_Existing_Process_Natural Gas_Process Heating_E7 | F2 | Industrial | Interruptible - Industrial | Existing | Process | Natural Gas | Process Heating | E7 | RVT - Cost of Operation | 0 | 0 | 0 | 0 | 0 | 0 | 0 | 0 | 0 | 0 | 0 | 0 | 0 | 0 | 0 | 0 | 0 | 0 | 0 | 0 | 0 | 0 | 0 | 0 | 0 | 0 | 0
F2_Industrial_Interruptible - Industrial_Existing_Process_Natural Gas_Process Heating_E8 | F2 | Industrial | Interruptible - Industrial | Existing | Process | Natural Gas | Process Heating | E8 | RVT - Cost of Operation | 0 | 0 | 0 | 0 | 0 | 0 | 0 | 0 | 0 | 0 | 0 | 0 | 0 | 0 | 0 | 0 | 0 | 0 | 0 | 0 | 0 | 0 | 0 | 0 | 0 | 0 | 0
F2_Industrial_Interruptible - Industrial_Existing_Process_Natural Gas_Process Heating_E9 | F2 | Industrial | Interruptible - Industrial | Existing | Process | Natural Gas | Process Heating | E9 | RVT - Cost of Operation | 0 | 0 | 0 | 0 | 0 | 0 | 0 | 0 | 0 | 0 | 0 | 0 | 0 | 0 | 0 | 0 | 0 | 0 | 0 | 0 | 0 | 0 | 0 | 0 | 0 | 0 | 0
F2_Industrial_Interruptible - Industrial_Existing_Process_Natural Gas_Process Heating_E10 | F2 | Industrial | Interruptible - Industrial | Existing | Process | Natural Gas | Process Heating | E10 | RVT - Cost of Operation | 0 | 0 | 0 | 0 | 0 | 0 | 0 | 0 | 0 | 0 | 0 | 0 | 0 | 0 | 0 | 0 | 0 | 0 | 0 | 0 | 0 | 0 | 0 | 0 | 0 | 0 | 0
F3_Industrial_Interruptible - Industrial_Existing_Process_Natural Gas_Process Heating_E1 | F3 | Industrial | Interruptible - Industrial | Existing | Process | Natural Gas | Process Heating | E1 | System - kBTUs of Consumption | 434200.1274 | 434200.1274 | 434200.1274 | 434200.1274 | 434200.1274 | 434200.1274 | 434200.1274 | 434200.1274 | 434200.1274 | 434200.1274 | 434200.1274 | 434200.1274 | 434200.1274 | 434200.1274 | 434200.1274 | 434200.1274 | 434200.1274 | 434200.1274 | 434200.1274 | 434200.1274 | 434200.1274 | 434200.1274 | 434200.1274 | 434200.1274 | 434200.1274 | 434200.1274 | 434200.1274
F3_Industrial_Interruptible - Industrial_Existing_Process_Natural Gas_Process Heating_E2 | F3 | Industrial | Interruptible - Industrial | Existing | Process | Natural Gas | Process Heating | E2 | System - kBTUs of Consumption | 0 | 0 | 0 | 0 | 0 | 0 | 0 | 0 | 0 | 0 | 0 | 0 | 0 | 0 | 0 | 0 | 0 | 0 | 0 | 0 | 0 | 0 | 0 | 0 | 0 | 0 | 0
F3_Industrial_Interruptible - Industrial_Existing_Process_Natural Gas_Process Heating_E3 | F3 | Industrial | Interruptible - Industrial | Existing | Process | Natural Gas | Process Heating | E3 | System - kBTUs of Consumption | 0 | 0 | 0 | 0 | 0 | 0 | 0 | 0 | 0 | 0 | 0 | 0 | 0 | 0 | 0 | 0 | 0 | 0 | 0 | 0 | 0 | 0 | 0 | 0 | 0 | 0 | 0
F3_Industrial_Interruptible - Industrial_Existing_Process_Natural Gas_Process Heating_E4 | F3 | Industrial | Interruptible - Industrial | Existing | Process | Natural Gas | Process Heating | E4 | System - kBTUs of Consumption | 0 | 0 | 0 | 0 | 0 | 0 | 0 | 0 | 0 | 0 | 0 | 0 | 0 | 0 | 0 | 0 | 0 | 0 | 0 | 0 | 0 | 0 | 0 | 0 | 0 | 0 | 0
F3_Industrial_Interruptible - Industrial_Existing_Process_Natural Gas_Process Heating_E5 | F3 | Industrial | Interruptible - Industrial | Existing | Process | Natural Gas | Process Heating | E5 | System - kBTUs of Consumption | 0 | 0 | 0 | 0 | 0 | 0 | 0 | 0 | 0 | 0 | 0 | 0 | 0 | 0 | 0 | 0 | 0 | 0 | 0 | 0 | 0 | 0 | 0 | 0 | 0 | 0 | 0
F3_Industrial_Interruptible - Industrial_Existing_Process_Natural Gas_Process Heating_E6 | F3 | Industrial | Interruptible - Industrial | Existing | Process | Natural Gas | Process Heating | E6 | System - kBTUs of Consumption | 0 | 0 | 0 | 0 | 0 | 0 | 0 | 0 | 0 | 0 | 0 | 0 | 0 | 0 | 0 | 0 | 0 | 0 | 0 | 0 | 0 | 0 | 0 | 0 | 0 | 0 | 0
F3_Industrial_Interruptible - Industrial_Existing_Process_Natural Gas_Process Heating_E7 | F3 | Industrial | Interruptible - Industrial | Existing | Process | Natural Gas | Process Heating | E7 | System - kBTUs of Consumption | 0 | 0 | 0 | 0 | 0 | 0 | 0 | 0 | 0 | 0 | 0 | 0 | 0 | 0 | 0 | 0 | 0 | 0 | 0 | 0 | 0 | 0 | 0 | 0 | 0 | 0 | 0
F3_Industrial_Interruptible - Industrial_Existing_Process_Natural Gas_Process Heating_E8 | F3 | Industrial | Interruptible - Industrial | Existing | Process | Natural Gas | Process Heating | E8 | System - kBTUs of Consumption | 0 | 0 | 0 | 0 | 0 | 0 | 0 | 0 | 0 | 0 | 0 | 0 | 0 | 0 | 0 | 0 | 0 | 0 | 0 | 0 | 0 | 0 | 0 | 0 | 0 | 0 | 0
F3_Industrial_Interruptible - Industrial_Existing_Process_Natural Gas_Process Heating_E9 | F3 | Industrial | Interruptible - Industrial | Existing | Process | Natural Gas | Process Heating | E9 | System - kBTUs of Consumption | 0 | 0 | 0 | 0 | 0 | 0 | 0 | 0 | 0 | 0 | 0 | 0 | 0 | 0 | 0 | 0 | 0 | 0 | 0 | 0 | 0 | 0 | 0 | 0 | 0 | 0 | 0
F3_Industrial_Interruptible - Industrial_Existing_Process_Natural Gas_Process Heating_E10 | F3 | Industrial | Interruptible - Industrial | Existing | Process | Natural Gas | Process Heating | E10 | System - kBTUs of Consumption | 0 | 0 | 0 | 0 | 0 | 0 | 0 | 0 | 0 | 0 | 0 | 0 | 0 | 0 | 0 | 0 | 0 | 0 | 0 | 0 | 0 | 0 | 0 | 0 | 0 | 0 | 0
F4_Industrial_Interruptible - Industrial_Existing_Process_Natural Gas_Process Heating_E1 | F4 | Industrial | Interruptible - Industrial | Existing | Process | Natural Gas | Process Heating | E1 | Utility - Cost of Equipment | 1134.8944 | 1134.8944 | 1134.8944 | 1134.8944 | 1134.8944 | 1134.8944 | 1134.8944 | 1134.8944 | 1134.8944 | 1134.8944 | 1134.8944 | 1134.8944 | 1134.8944 | 1134.8944 | 1134.8944 | 1134.8944 | 1134.8944 | 1134.8944 | 1134.8944 | 1134.8944 | 1134.8944 | 1134.8944 | 1134.8944 | 1134.8944 | 1134.8944 | 1134.8944 | 1134.8944
F4_Industrial_Interruptible - Industrial_Existing_Process_Natural Gas_Process Heating_E2 | F4 | Industrial | Interruptible - Industrial | Existing | Process | Natural Gas | Process Heating | E2 | Utility - Cost of Equipment | 0 | 0 | 0 | 0 | 0 | 0 | 0 | 0 | 0 | 0 | 0 | 0 | 0 | 0 | 0 | 0 | 0 | 0 | 0 | 0 | 0 | 0 | 0 | 0 | 0 | 0 | 0
F4_Industrial_Interruptible - Industrial_Existing_Process_Natural Gas_Process Heating_E3 | F4 | Industrial | Interruptible - Industrial | Existing | Process | Natural Gas | Process Heating | E3 | Utility - Cost of Equipment | 0 | 0 | 0 | 0 | 0 | 0 | 0 | 0 | 0 | 0 | 0 | 0 | 0 | 0 | 0 | 0 | 0 | 0 | 0 | 0 | 0 | 0 | 0 | 0 | 0 | 0 | 0
F4_Industrial_Interruptible - Industrial_Existing_Process_Natural Gas_Process Heating_E4 | F4 | Industrial | Interruptible - Industrial | Existing | Process | Natural Gas | Process Heating | E4 | Utility - Cost of Equipment | 0 | 0 | 0 | 0 | 0 | 0 | 0 | 0 | 0 | 0 | 0 | 0 | 0 | 0 | 0 | 0 | 0 | 0 | 0 | 0 | 0 | 0 | 0 | 0 | 0 | 0 | 0
F4_Industrial_Interruptible - Industrial_Existing_Process_Natural Gas_Process Heating_E5 | F4 | Industrial | Interruptible - Industrial | Existing | Process | Natural Gas | Process Heating | E5 | Utility - Cost of Equipment | 0 | 0 | 0 | 0 | 0 | 0 | 0 | 0 | 0 | 0 | 0 | 0 | 0 | 0 | 0 | 0 | 0 | 0 | 0 | 0 | 0 | 0 | 0 | 0 | 0 | 0 | 0
F4_Industrial_Interruptible - Industrial_Existing_Process_Natural Gas_Process Heating_E6 | F4 | Industrial | Interruptible - Industrial | Existing | Process | Natural Gas | Process Heating | E6 | Utility - Cost of Equipment | 0 | 0 | 0 | 0 | 0 | 0 | 0 | 0 | 0 | 0 | 0 | 0 | 0 | 0 | 0 | 0 | 0 | 0 | 0 | 0 | 0 | 0 | 0 | 0 | 0 | 0 | 0
F4_Industrial_Interruptible - Industrial_Existing_Process_Natural Gas_Process Heating_E7 | F4 | Industrial | Interruptible - Industrial | Existing | Process | Natural Gas | Process Heating | E7 | Utility - Cost of Equipment | 0 | 0 | 0 | 0 | 0 | 0 | 0 | 0 | 0 | 0 | 0 | 0 | 0 | 0 | 0 | 0 | 0 | 0 | 0 | 0 | 0 | 0 | 0 | 0 | 0 | 0 | 0
F4_Industrial_Interruptible - Industrial_Existing_Process_Natural Gas_Process Heating_E8 | F4 | Industrial | Interruptible - Industrial | Existing | Process | Natural Gas | Process Heating | E8 | Utility - Cost of Equipment | 0 | 0 | 0 | 0 | 0 | 0 | 0 | 0 | 0 | 0 | 0 | 0 | 0 | 0 | 0 | 0 | 0 | 0 | 0 | 0 | 0 | 0 | 0 | 0 | 0 | 0 | 0
F4_Industrial_Interruptible - Industrial_Existing_Process_Natural Gas_Process Heating_E9 | F4 | Industrial | Interruptible - Industrial | Existing | Process | Natural Gas | Process Heating | E9 | Utility - Cost of Equipment | 0 | 0 | 0 | 0 | 0 | 0 | 0 | 0 | 0 | 0 | 0 | 0 | 0 | 0 | 0 | 0 | 0 | 0 | 0 | 0 | 0 | 0 | 0 | 0 | 0 | 0 | 0
F4_Industrial_Interruptible - Industrial_Existing_Process_Natural Gas_Process Heating_E10 | F4 | Industrial | Interruptible - Industrial | Existing | Process | Natural Gas | Process Heating | E10 | Utility - Cost of Equipment | 0 | 0 | 0 | 0 | 0 | 0 | 0 | 0 | 0 | 0 | 0 | 0 | 0 | 0 | 0 | 0 | 0 | 0 | 0 | 0 | 0 | 0 | 0 | 0 | 0 | 0 | 0
F5_Industrial_Interruptible - Industrial_Existing_Process_Natural Gas_Process Heating_E1 | F5 | Industrial | Interruptible - Industrial | Existing | Process | Natural Gas | Process Heating | E1 | Utility - Cost of Operation | 3509.9022 | 3465.0265 | 3446.6613 | 3606.5588 | 3875.3123 | 4207.9509 | 4274.006 | 4338.2066 | 4397.6797 | 4444.3423 | 4488.9136 | 4553.5823 | 4602.5075 | 4643.3928 | 4684.9274 | 4721.4351 | 4753.0946 | 4792.8514 | 4836.0534 | 4882.5954 | 4925.8567 | 4966.0731 | 5004.7001 | 5034.5274 | 5067.9769 | 5092.82 | 5117.7848
F5_Industrial_Interruptible - Industrial_Existing_Process_Natural Gas_Process Heating_E2 | F5 | Industrial | Interruptible - Industrial | Existing | Process | Natural Gas | Process Heating | E2 | Utility - Cost of Operation | 0 | 0 | 0 | 0 | 0 | 0 | 0 | 0 | 0 | 0 | 0 | 0 | 0 | 0 | 0 | 0 | 0 | 0 | 0 | 0 | 0 | 0 | 0 | 0 | 0 | 0 | 0
F5_Industrial_Interruptible - Industrial_Existing_Process_Natural Gas_Process Heating_E3 | F5 | Industrial | Interruptible - Industrial | Existing | Process | Natural Gas | Process Heating | E3 | Utility - Cost of Operation | 0 | 0 | 0 | 0 | 0 | 0 | 0 | 0 | 0 | 0 | 0 | 0 | 0 | 0 | 0 | 0 | 0 | 0 | 0 | 0 | 0 | 0 | 0 | 0 | 0 | 0 | 0
F5_Industrial_Interruptible - Industrial_Existing_Process_Natural Gas_Process Heating_E4 | F5 | Industrial | Interruptible - Industrial | Existing | Process | Natural Gas | Process Heating | E4 | Utility - Cost of Operation | 0 | 0 | 0 | 0 | 0 | 0 | 0 | 0 | 0 | 0 | 0 | 0 | 0 | 0 | 0 | 0 | 0 | 0 | 0 | 0 | 0 | 0 | 0 | 0 | 0 | 0 | 0
F5_Industrial_Interruptible - Industrial_Existing_Process_Natural Gas_Process Heating_E5 | F5 | Industrial | Interruptible - Industrial | Existing | Process | Natural Gas | Process Heating | E5 | Utility - Cost of Operation | 0 | 0 | 0 | 0 | 0 | 0 | 0 | 0 | 0 | 0 | 0 | 0 | 0 | 0 | 0 | 0 | 0 | 0 | 0 | 0 | 0 | 0 | 0 | 0 | 0 | 0 | 0
F5_Industrial_Interruptible - Industrial_Existing_Process_Natural Gas_Process Heating_E6 | F5 | Industrial | Interruptible - Industrial | Existing | Process | Natural Gas | Process Heating | E6 | Utility - Cost of Operation | 0 | 0 | 0 | 0 | 0 | 0 | 0 | 0 | 0 | 0 | 0 | 0 | 0 | 0 | 0 | 0 | 0 | 0 | 0 | 0 | 0 | 0 | 0 | 0 | 0 | 0 | 0
F5_Industrial_Interruptible - Industrial_Existing_Process_Natural Gas_Process Heating_E7 | F5 | Industrial | Interruptible - Industrial | Existing | Process | Natural Gas | Process Heating | E7 | Utility - Cost of Operation | 0 | 0 | 0 | 0 | 0 | 0 | 0 | 0 | 0 | 0 | 0 | 0 | 0 | 0 | 0 | 0 | 0 | 0 | 0 | 0 | 0 | 0 | 0 | 0 | 0 | 0 | 0
F5_Industrial_Interruptible - Industrial_Existing_Process_Natural Gas_Process Heating_E8 | F5 | Industrial | Interruptible - Industrial | Existing | Process | Natural Gas | Process Heating | E8 | Utility - Cost of Operation | 0 | 0 | 0 | 0 | 0 | 0 | 0 | 0 | 0 | 0 | 0 | 0 | 0 | 0 | 0 | 0 | 0 | 0 | 0 | 0 | 0 | 0 | 0 | 0 | 0 | 0 | 0
F5_Industrial_Interruptible - Industrial_Existing_Process_Natural Gas_Process Heating_E9 | F5 | Industrial | Interruptible - Industrial | Existing | Process | Natural Gas | Process Heating | E9 | Utility - Cost of Operation | 0 | 0 | 0 | 0 | 0 | 0 | 0 | 0 | 0 | 0 | 0 | 0 | 0 | 0 | 0 | 0 | 0 | 0 | 0 | 0 | 0 | 0 | 0 | 0 | 0 | 0 | 0
F5_Industrial_Interruptible - Industrial_Existing_Process_Natural Gas_Process Heating_E10 | F5 | Industrial | Interruptible - Industrial | Existing | Process | Natural Gas | Process Heating | E10 | Utility - Cost of Operation | 0 | 0 | 0 | 0 | 0 | 0 | 0 | 0 | 0 | 0 | 0 | 0 | 0 | 0 | 0 | 0 | 0 | 0 | 0 | 0 | 0 | 0 | 0 | 0 | 0 | 0 | 0
F6_Industrial_Interruptible - Industrial_Existing_Process_Natural Gas_Process Heating_E1 | F6 | Industrial | Interruptible - Industrial | Existing | Process | Natural Gas | Process Heating | E1 | Utility - Value of Sales | 0 | 0 | 0 | 0 | 0 | 0 | 0 | 0 | 0 | 0 | 0 | 0 | 0 | 0 | 0 | 0 | 0 | 0 | 0 | 0 | 0 | 0 | 0 | 0 | 0 | 0 | 0
F6_Industrial_Interruptible - Industrial_Existing_Process_Natural Gas_Process Heating_E2 | F6 | Industrial | Interruptible - Industrial | Existing | Process | Natural Gas | Process Heating | E2 | Utility - Value of Sales | 0 | 0 | 0 | 0 | 0 | 0 | 0 | 0 | 0 | 0 | 0 | 0 | 0 | 0 | 0 | 0 | 0 | 0 | 0 | 0 | 0 | 0 | 0 | 0 | 0 | 0 | 0
F6_Industrial_Interruptible - Industrial_Existing_Process_Natural Gas_Process Heating_E3 | F6 | Industrial | Interruptible - Industrial | Existing | Process | Natural Gas | Process Heating | E3 | Utility - Value of Sales | 0 | 0 | 0 | 0 | 0 | 0 | 0 | 0 | 0 | 0 | 0 | 0 | 0 | 0 | 0 | 0 | 0 | 0 | 0 | 0 | 0 | 0 | 0 | 0 | 0 | 0 | 0
F6_Industrial_Interruptible - Industrial_Existing_Process_Natural Gas_Process Heating_E4 | F6 | Industrial | Interruptible - Industrial | Existing | Process | Natural Gas | Process Heating | E4 | Utility - Value of Sales | 0 | 0 | 0 | 0 | 0 | 0 | 0 | 0 | 0 | 0 | 0 | 0 | 0 | 0 | 0 | 0 | 0 | 0 | 0 | 0 | 0 | 0 | 0 | 0 | 0 | 0 | 0
F6_Industrial_Interruptible - Industrial_Existing_Process_Natural Gas_Process Heating_E5 | F6 | Industrial | Interruptible - Industrial | Existing | Process | Natural Gas | Process Heating | E5 | Utility - Value of Sales | 0 | 0 | 0 | 0 | 0 | 0 | 0 | 0 | 0 | 0 | 0 | 0 | 0 | 0 | 0 | 0 | 0 | 0 | 0 | 0 | 0 | 0 | 0 | 0 | 0 | 0 | 0
F6_Industrial_Interruptible - Industrial_Existing_Process_Natural Gas_Process Heating_E6 | F6 | Industrial | Interruptible - Industrial | Existing | Process | Natural Gas | Process Heating | E6 | Utility - Value of Sales | 0 | 0 | 0 | 0 | 0 | 0 | 0 | 0 | 0 | 0 | 0 | 0 | 0 | 0 | 0 | 0 | 0 | 0 | 0 | 0 | 0 | 0 | 0 | 0 | 0 | 0 | 0
F6_Industrial_Interruptible - Industrial_Existing_Process_Natural Gas_Process Heating_E7 | F6 | Industrial | Interruptible - Industrial | Existing | Process | Natural Gas | Process Heating | E7 | Utility - Value of Sales | 0 | 0 | 0 | 0 | 0 | 0 | 0 | 0 | 0 | 0 | 0 | 0 | 0 | 0 | 0 | 0 | 0 | 0 | 0 | 0 | 0 | 0 | 0 | 0 | 0 | 0 | 0
F6_Industrial_Interruptible - Industrial_Existing_Process_Natural Gas_Process Heating_E8 | F6 | Industrial | Interruptible - Industrial | Existing | Process | Natural Gas | Process Heating | E8 | Utility - Value of Sales | 0 | 0 | 0 | 0 | 0 | 0 | 0 | 0 | 0 | 0 | 0 | 0 | 0 | 0 | 0 | 0 | 0 | 0 | 0 | 0 | 0 | 0 | 0 | 0 | 0 | 0 | 0
F6_Industrial_Interruptible - Industrial_Existing_Process_Natural Gas_Process Heating_E9 | F6 | Industrial | Interruptible - Industrial | Existing | Process | Natural Gas | Process Heating | E9 | Utility - Value of Sales | 0 | 0 | 0 | 0 | 0 | 0 | 0 | 0 | 0 | 0 | 0 | 0 | 0 | 0 | 0 | 0 | 0 | 0 | 0 | 0 | 0 | 0 | 0 | 0 | 0 | 0 | 0
F6_Industrial_Interruptible - Industrial_Existing_Process_Natural Gas_Process Heating_E10 | F6 | Industrial | Interruptible - Industrial | Existing | Process | Natural Gas | Process Heating | E10 | Utility - Value of Sales | 0 | 0 | 0 | 0 | 0 | 0 | 0 | 0 | 0 | 0 | 0 | 0 | 0 | 0 | 0 | 0 | 0 | 0 | 0 | 0 | 0 | 0 | 0 | 0 | 0 | 0 | 0
F1_Industrial_Interruptible - Industrial_Existing_Process_Natural Gas_Process Cooling_E1 | F1 | Industrial | Interruptible - Industrial | Existing | Process | Natural Gas | Process Cooling | E1 | RVT - Cost of Equipment | 11.005 | 11.005 | 11.005 | 11.005 | 11.005 | 11.005 | 11.005 | 11.005 | 11.005 | 11.005 | 11.005 | 11.005 | 11.005 | 11.005 | 11.005 | 11.005 | 11.005 | 11.005 | 11.005 | 11.005 | 11.005 | 11.005 | 11.005 | 11.005 | 11.005 | 11.005 | 11.005
F1_Industrial_Interruptible - Industrial_Existing_Process_Natural Gas_Process Cooling_E2 | F1 | Industrial | Interruptible - Industrial | Existing | Process | Natural Gas | Process Cooling | E2 | RVT - Cost of Equipment | 0 | 0 | 0 | 0 | 0 | 0 | 0 | 0 | 0 | 0 | 0 | 0 | 0 | 0 | 0 | 0 | 0 | 0 | 0 | 0 | 0 | 0 | 0 | 0 | 0 | 0 | 0
F1_Industrial_Interruptible - Industrial_Existing_Process_Natural Gas_Process Cooling_E3 | F1 | Industrial | Interruptible - Industrial | Existing | Process | Natural Gas | Process Cooling | E3 | RVT - Cost of Equipment | 0 | 0 | 0 | 0 | 0 | 0 | 0 | 0 | 0 | 0 | 0 | 0 | 0 | 0 | 0 | 0 | 0 | 0 | 0 | 0 | 0 | 0 | 0 | 0 | 0 | 0 | 0
F1_Industrial_Interruptible - Industrial_Existing_Process_Natural Gas_Process Cooling_E4 | F1 | Industrial | Interruptible - Industrial | Existing | Process | Natural Gas | Process Cooling | E4 | RVT - Cost of Equipment | 0 | 0 | 0 | 0 | 0 | 0 | 0 | 0 | 0 | 0 | 0 | 0 | 0 | 0 | 0 | 0 | 0 | 0 | 0 | 0 | 0 | 0 | 0 | 0 | 0 | 0 | 0
F1_Industrial_Interruptible - Industrial_Existing_Process_Natural Gas_Process Cooling_E5 | F1 | Industrial | Interruptible - Industrial | Existing | Process | Natural Gas | Process Cooling | E5 | RVT - Cost of Equipment | 0 | 0 | 0 | 0 | 0 | 0 | 0 | 0 | 0 | 0 | 0 | 0 | 0 | 0 | 0 | 0 | 0 | 0 | 0 | 0 | 0 | 0 | 0 | 0 | 0 | 0 | 0
F1_Industrial_Interruptible - Industrial_Existing_Process_Natural Gas_Process Cooling_E6 | F1 | Industrial | Interruptible - Industrial | Existing | Process | Natural Gas | Process Cooling | E6 | RVT - Cost of Equipment | 0 | 0 | 0 | 0 | 0 | 0 | 0 | 0 | 0 | 0 | 0 | 0 | 0 | 0 | 0 | 0 | 0 | 0 | 0 | 0 | 0 | 0 | 0 | 0 | 0 | 0 | 0
F1_Industrial_Interruptible - Industrial_Existing_Process_Natural Gas_Process Cooling_E7 | F1 | Industrial | Interruptible - Industrial | Existing | Process | Natural Gas | Process Cooling | E7 | RVT - Cost of Equipment | 0 | 0 | 0 | 0 | 0 | 0 | 0 | 0 | 0 | 0 | 0 | 0 | 0 | 0 | 0 | 0 | 0 | 0 | 0 | 0 | 0 | 0 | 0 | 0 | 0 | 0 | 0
F1_Industrial_Interruptible - Industrial_Existing_Process_Natural Gas_Process Cooling_E8 | F1 | Industrial | Interruptible - Industrial | Existing | Process | Natural Gas | Process Cooling | E8 | RVT - Cost of Equipment | 0 | 0 | 0 | 0 | 0 | 0 | 0 | 0 | 0 | 0 | 0 | 0 | 0 | 0 | 0 | 0 | 0 | 0 | 0 | 0 | 0 | 0 | 0 | 0 | 0 | 0 | 0
F1_Industrial_Interruptible - Industrial_Existing_Process_Natural Gas_Process Cooling_E9 | F1 | Industrial | Interruptible - Industrial | Existing | Process | Natural Gas | Process Cooling | E9 | RVT - Cost of Equipment | 0 | 0 | 0 | 0 | 0 | 0 | 0 | 0 | 0 | 0 | 0 | 0 | 0 | 0 | 0 | 0 | 0 | 0 | 0 | 0 | 0 | 0 | 0 | 0 | 0 | 0 | 0
F1_Industrial_Interruptible - Industrial_Existing_Process_Natural Gas_Process Cooling_E10 | F1 | Industrial | Interruptible - Industrial | Existing | Process | Natural Gas | Process Cooling | E10 | RVT - Cost of Equipment | 0 | 0 | 0 | 0 | 0 | 0 | 0 | 0 | 0 | 0 | 0 | 0 | 0 | 0 | 0 | 0 | 0 | 0 | 0 | 0 | 0 | 0 | 0 | 0 | 0 | 0 | 0
F2_Industrial_Interruptible - Industrial_Existing_Process_Natural Gas_Process Cooling_E1 | F2 | Industrial | Interruptible - Industrial | Existing | Process | Natural Gas | Process Cooling | E1 | RVT - Cost of Operation | 0 | 0 | 0 | 0 | 0 | 0 | 0 | 0 | 0 | 0 | 0 | 0 | 0 | 0 | 0 | 0 | 0 | 0 | 0 | 0 | 0 | 0 | 0 | 0 | 0 | 0 | 0
F2_Industrial_Interruptible - Industrial_Existing_Process_Natural Gas_Process Cooling_E2 | F2 | Industrial | Interruptible - Industrial | Existing | Process | Natural Gas | Process Cooling | E2 | RVT - Cost of Operation | 0 | 0 | 0 | 0 | 0 | 0 | 0 | 0 | 0 | 0 | 0 | 0 | 0 | 0 | 0 | 0 | 0 | 0 | 0 | 0 | 0 | 0 | 0 | 0 | 0 | 0 | 0
F2_Industrial_Interruptible - Industrial_Existing_Process_Natural Gas_Process Cooling_E3 | F2 | Industrial | Interruptible - Industrial | Existing | Process | Natural Gas | Process Cooling | E3 | RVT - Cost of Operation | 0 | 0 | 0 | 0 | 0 | 0 | 0 | 0 | 0 | 0 | 0 | 0 | 0 | 0 | 0 | 0 | 0 | 0 | 0 | 0 | 0 | 0 | 0 | 0 | 0 | 0 | 0
F2_Industrial_Interruptible - Industrial_Existing_Process_Natural Gas_Process Cooling_E4 | F2 | Industrial | Interruptible - Industrial | Existing | Process | Natural Gas | Process Cooling | E4 | RVT - Cost of Operation | 0 | 0 | 0 | 0 | 0 | 0 | 0 | 0 | 0 | 0 | 0 | 0 | 0 | 0 | 0 | 0 | 0 | 0 | 0 | 0 | 0 | 0 | 0 | 0 | 0 | 0 | 0
F2_Industrial_Interruptible - Industrial_Existing_Process_Natural Gas_Process Cooling_E5 | F2 | Industrial | Interruptible - Industrial | Existing | Process | Natural Gas | Process Cooling | E5 | RVT - Cost of Operation | 0 | 0 | 0 | 0 | 0 | 0 | 0 | 0 | 0 | 0 | 0 | 0 | 0 | 0 | 0 | 0 | 0 | 0 | 0 | 0 | 0 | 0 | 0 | 0 | 0 | 0 | 0
F2_Industrial_Interruptible - Industrial_Existing_Process_Natural Gas_Process Cooling_E6 | F2 | Industrial | Interruptible - Industrial | Existing | Process | Natural Gas | Process Cooling | E6 | RVT - Cost of Operation | 0 | 0 | 0 | 0 | 0 | 0 | 0 | 0 | 0 | 0 | 0 | 0 | 0 | 0 | 0 | 0 | 0 | 0 | 0 | 0 | 0 | 0 | 0 | 0 | 0 | 0 | 0
F2_Industrial_Interruptible - Industrial_Existing_Process_Natural Gas_Process Cooling_E7 | F2 | Industrial | Interruptible - Industrial | Existing | Process | Natural Gas | Process Cooling | E7 | RVT - Cost of Operation | 0 | 0 | 0 | 0 | 0 | 0 | 0 | 0 | 0 | 0 | 0 | 0 | 0 | 0 | 0 | 0 | 0 | 0 | 0 | 0 | 0 | 0 | 0 | 0 | 0 | 0 | 0
F2_Industrial_Interruptible - Industrial_Existing_Process_Natural Gas_Process Cooling_E8 | F2 | Industrial | Interruptible - Industrial | Existing | Process | Natural Gas | Process Cooling | E8 | RVT - Cost of Operation | 0 | 0 | 0 | 0 | 0 | 0 | 0 | 0 | 0 | 0 | 0 | 0 | 0 | 0 | 0 | 0 | 0 | 0 | 0 | 0 | 0 | 0 | 0 | 0 | 0 | 0 | 0
F2_Industrial_Interruptible - Industrial_Existing_Process_Natural Gas_Process Cooling_E9 | F2 | Industrial | Interruptible - Industrial | Existing | Process | Natural Gas | Process Cooling | E9 | RVT - Cost of Operation | 0 | 0 | 0 | 0 | 0 | 0 | 0 | 0 | 0 | 0 | 0 | 0 | 0 | 0 | 0 | 0 | 0 | 0 | 0 | 0 | 0 | 0 | 0 | 0 | 0 | 0 | 0
F2_Industrial_Interruptible - Industrial_Existing_Process_Natural Gas_Process Cooling_E10 | F2 | Industrial | Interruptible - Industrial | Existing | Process | Natural Gas | Process Cooling | E10 | RVT - Cost of Operation | 0 | 0 | 0 | 0 | 0 | 0 | 0 | 0 | 0 | 0 | 0 | 0 | 0 | 0 | 0 | 0 | 0 | 0 | 0 | 0 | 0 | 0 | 0 | 0 | 0 | 0 | 0
F3_Industrial_Interruptible - Industrial_Existing_Process_Natural Gas_Process Cooling_E1 | F3 | Industrial | Interruptible - Industrial | Existing | Process | Natural Gas | Process Cooling | E1 | System - kBTUs of Consumption | 4210.4255 | 4210.4255 | 4210.4255 | 4210.4255 | 4210.4255 | 4210.4255 | 4210.4255 | 4210.4255 | 4210.4255 | 4210.4255 | 4210.4255 | 4210.4255 | 4210.4255 | 4210.4255 | 4210.4255 | 4210.4255 | 4210.4255 | 4210.4255 | 4210.4255 | 4210.4255 | 4210.4255 | 4210.4255 | 4210.4255 | 4210.4255 | 4210.4255 | 4210.4255 | 4210.4255
F3_Industrial_Interruptible - Industrial_Existing_Process_Natural Gas_Process Cooling_E2 | F3 | Industrial | Interruptible - Industrial | Existing | Process | Natural Gas | Process Cooling | E2 | System - kBTUs of Consumption | 0 | 0 | 0 | 0 | 0 | 0 | 0 | 0 | 0 | 0 | 0 | 0 | 0 | 0 | 0 | 0 | 0 | 0 | 0 | 0 | 0 | 0 | 0 | 0 | 0 | 0 | 0
F3_Industrial_Interruptible - Industrial_Existing_Process_Natural Gas_Process Cooling_E3 | F3 | Industrial | Interruptible - Industrial | Existing | Process | Natural Gas | Process Cooling | E3 | System - kBTUs of Consumption | 0 | 0 | 0 | 0 | 0 | 0 | 0 | 0 | 0 | 0 | 0 | 0 | 0 | 0 | 0 | 0 | 0 | 0 | 0 | 0 | 0 | 0 | 0 | 0 | 0 | 0 | 0
F3_Industrial_Interruptible - Industrial_Existing_Process_Natural Gas_Process Cooling_E4 | F3 | Industrial | Interruptible - Industrial | Existing | Process | Natural Gas | Process Cooling | E4 | System - kBTUs of Consumption | 0 | 0 | 0 | 0 | 0 | 0 | 0 | 0 | 0 | 0 | 0 | 0 | 0 | 0 | 0 | 0 | 0 | 0 | 0 | 0 | 0 | 0 | 0 | 0 | 0 | 0 | 0
F3_Industrial_Interruptible - Industrial_Existing_Process_Natural Gas_Process Cooling_E5 | F3 | Industrial | Interruptible - Industrial | Existing | Process | Natural Gas | Process Cooling | E5 | System - kBTUs of Consumption | 0 | 0 | 0 | 0 | 0 | 0 | 0 | 0 | 0 | 0 | 0 | 0 | 0 | 0 | 0 | 0 | 0 | 0 | 0 | 0 | 0 | 0 | 0 | 0 | 0 | 0 | 0
F3_Industrial_Interruptible - Industrial_Existing_Process_Natural Gas_Process Cooling_E6 | F3 | Industrial | Interruptible - Industrial | Existing | Process | Natural Gas | Process Cooling | E6 | System - kBTUs of Consumption | 0 | 0 | 0 | 0 | 0 | 0 | 0 | 0 | 0 | 0 | 0 | 0 | 0 | 0 | 0 | 0 | 0 | 0 | 0 | 0 | 0 | 0 | 0 | 0 | 0 | 0 | 0
F3_Industrial_Interruptible - Industrial_Existing_Process_Natural Gas_Process Cooling_E7 | F3 | Industrial | Interruptible - Industrial | Existing | Process | Natural Gas | Process Cooling | E7 | System - kBTUs of Consumption | 0 | 0 | 0 | 0 | 0 | 0 | 0 | 0 | 0 | 0 | 0 | 0 | 0 | 0 | 0 | 0 | 0 | 0 | 0 | 0 | 0 | 0 | 0 | 0 | 0 | 0 | 0
F3_Industrial_Interruptible - Industrial_Existing_Process_Natural Gas_Process Cooling_E8 | F3 | Industrial | Interruptible - Industrial | Existing | Process | Natural Gas | Process Cooling | E8 | System - kBTUs of Consumption | 0 | 0 | 0 | 0 | 0 | 0 | 0 | 0 | 0 | 0 | 0 | 0 | 0 | 0 | 0 | 0 | 0 | 0 | 0 | 0 | 0 | 0 | 0 | 0 | 0 | 0 | 0
F3_Industrial_Interruptible - Industrial_Existing_Process_Natural Gas_Process Cooling_E9 | F3 | Industrial | Interruptible - Industrial | Existing | Process | Natural Gas | Process Cooling | E9 | System - kBTUs of Consumption | 0 | 0 | 0 | 0 | 0 | 0 | 0 | 0 | 0 | 0 | 0 | 0 | 0 | 0 | 0 | 0 | 0 | 0 | 0 | 0 | 0 | 0 | 0 | 0 | 0 | 0 | 0
F3_Industrial_Interruptible - Industrial_Existing_Process_Natural Gas_Process Cooling_E10 | F3 | Industrial | Interruptible - Industrial | Existing | Process | Natural Gas | Process Cooling | E10 | System - kBTUs of Consumption | 0 | 0 | 0 | 0 | 0 | 0 | 0 | 0 | 0 | 0 | 0 | 0 | 0 | 0 | 0 | 0 | 0 | 0 | 0 | 0 | 0 | 0 | 0 | 0 | 0 | 0 | 0
F4_Industrial_Interruptible - Industrial_Existing_Process_Natural Gas_Process Cooling_E1 | F4 | Industrial | Interruptible - Industrial | Existing | Process | Natural Gas | Process Cooling | E1 | Utility - Cost of Equipment | 11.005 | 11.005 | 11.005 | 11.005 | 11.005 | 11.005 | 11.005 | 11.005 | 11.005 | 11.005 | 11.005 | 11.005 | 11.005 | 11.005 | 11.005 | 11.005 | 11.005 | 11.005 | 11.005 | 11.005 | 11.005 | 11.005 | 11.005 | 11.005 | 11.005 | 11.005 | 11.005
F4_Industrial_Interruptible - Industrial_Existing_Process_Natural Gas_Process Cooling_E2 | F4 | Industrial | Interruptible - Industrial | Existing | Process | Natural Gas | Process Cooling | E2 | Utility - Cost of Equipment | 0 | 0 | 0 | 0 | 0 | 0 | 0 | 0 | 0 | 0 | 0 | 0 | 0 | 0 | 0 | 0 | 0 | 0 | 0 | 0 | 0 | 0 | 0 | 0 | 0 | 0 | 0
F4_Industrial_Interruptible - Industrial_Existing_Process_Natural Gas_Process Cooling_E3 | F4 | Industrial | Interruptible - Industrial | Existing | Process | Natural Gas | Process Cooling | E3 | Utility - Cost of Equipment | 0 | 0 | 0 | 0 | 0 | 0 | 0 | 0 | 0 | 0 | 0 | 0 | 0 | 0 | 0 | 0 | 0 | 0 | 0 | 0 | 0 | 0 | 0 | 0 | 0 | 0 | 0
F4_Industrial_Interruptible - Industrial_Existing_Process_Natural Gas_Process Cooling_E4 | F4 | Industrial | Interruptible - Industrial | Existing | Process | Natural Gas | Process Cooling | E4 | Utility - Cost of Equipment | 0 | 0 | 0 | 0 | 0 | 0 | 0 | 0 | 0 | 0 | 0 | 0 | 0 | 0 | 0 | 0 | 0 | 0 | 0 | 0 | 0 | 0 | 0 | 0 | 0 | 0 | 0
F4_Industrial_Interruptible - Industrial_Existing_Process_Natural Gas_Process Cooling_E5 | F4 | Industrial | Interruptible - Industrial | Existing | Process | Natural Gas | Process Cooling | E5 | Utility - Cost of Equipment | 0 | 0 | 0 | 0 | 0 | 0 | 0 | 0 | 0 | 0 | 0 | 0 | 0 | 0 | 0 | 0 | 0 | 0 | 0 | 0 | 0 | 0 | 0 | 0 | 0 | 0 | 0
F4_Industrial_Interruptible - Industrial_Existing_Process_Natural Gas_Process Cooling_E6 | F4 | Industrial | Interruptible - Industrial | Existing | Process | Natural Gas | Process Cooling | E6 | Utility - Cost of Equipment | 0 | 0 | 0 | 0 | 0 | 0 | 0 | 0 | 0 | 0 | 0 | 0 | 0 | 0 | 0 | 0 | 0 | 0 | 0 | 0 | 0 | 0 | 0 | 0 | 0 | 0 | 0
F4_Industrial_Interruptible - Industrial_Existing_Process_Natural Gas_Process Cooling_E7 | F4 | Industrial | Interruptible - Industrial | Existing | Process | Natural Gas | Process Cooling | E7 | Utility - Cost of Equipment | 0 | 0 | 0 | 0 | 0 | 0 | 0 | 0 | 0 | 0 | 0 | 0 | 0 | 0 | 0 | 0 | 0 | 0 | 0 | 0 | 0 | 0 | 0 | 0 | 0 | 0 | 0
F4_Industrial_Interruptible - Industrial_Existing_Process_Natural Gas_Process Cooling_E8 | F4 | Industrial | Interruptible - Industrial | Existing | Process | Natural Gas | Process Cooling | E8 | Utility - Cost of Equipment | 0 | 0 | 0 | 0 | 0 | 0 | 0 | 0 | 0 | 0 | 0 | 0 | 0 | 0 | 0 | 0 | 0 | 0 | 0 | 0 | 0 | 0 | 0 | 0 | 0 | 0 | 0
F4_Industrial_Interruptible - Industrial_Existing_Process_Natural Gas_Process Cooling_E9 | F4 | Industrial | Interruptible - Industrial | Existing | Process | Natural Gas | Process Cooling | E9 | Utility - Cost of Equipment | 0 | 0 | 0 | 0 | 0 | 0 | 0 | 0 | 0 | 0 | 0 | 0 | 0 | 0 | 0 | 0 | 0 | 0 | 0 | 0 | 0 | 0 | 0 | 0 | 0 | 0 | 0
F4_Industrial_Interruptible - Industrial_Existing_Process_Natural Gas_Process Cooling_E10 | F4 | Industrial | Interruptible - Industrial | Existing | Process | Natural Gas | Process Cooling | E10 | Utility - Cost of Equipment | 0 | 0 | 0 | 0 | 0 | 0 | 0 | 0 | 0 | 0 | 0 | 0 | 0 | 0 | 0 | 0 | 0 | 0 | 0 | 0 | 0 | 0 | 0 | 0 | 0 | 0 | 0
F5_Industrial_Interruptible - Industrial_Existing_Process_Natural Gas_Process Cooling_E1 | F5 | Industrial | Interruptible - Industrial | Existing | Process | Natural Gas | Process Cooling | E1 | Utility - Cost of Operation | 34.0354 | 33.6003 | 33.4222 | 34.9727 | 37.5788 | 40.8044 | 41.4449 | 42.0675 | 42.6442 | 43.0967 | 43.5289 | 44.1559 | 44.6304 | 45.0268 | 45.4296 | 45.7836 | 46.0906 | 46.4761 | 46.8951 | 47.3464 | 47.7659 | 48.1559 | 48.5304 | 48.8197 | 49.144 | 49.3849 | 49.627
F5_Industrial_Interruptible - Industrial_Existing_Process_Natural Gas_Process Cooling_E2 | F5 | Industrial | Interruptible - Industrial | Existing | Process | Natural Gas | Process Cooling | E2 | Utility - Cost of Operation | 0 | 0 | 0 | 0 | 0 | 0 | 0 | 0 | 0 | 0 | 0 | 0 | 0 | 0 | 0 | 0 | 0 | 0 | 0 | 0 | 0 | 0 | 0 | 0 | 0 | 0 | 0
F5_Industrial_Interruptible - Industrial_Existing_Process_Natural Gas_Process Cooling_E3 | F5 | Industrial | Interruptible - Industrial | Existing | Process | Natural Gas | Process Cooling | E3 | Utility - Cost of Operation | 0 | 0 | 0 | 0 | 0 | 0 | 0 | 0 | 0 | 0 | 0 | 0 | 0 | 0 | 0 | 0 | 0 | 0 | 0 | 0 | 0 | 0 | 0 | 0 | 0 | 0 | 0
F5_Industrial_Interruptible - Industrial_Existing_Process_Natural Gas_Process Cooling_E4 | F5 | Industrial | Interruptible - Industrial | Existing | Process | Natural Gas | Process Cooling | E4 | Utility - Cost of Operation | 0 | 0 | 0 | 0 | 0 | 0 | 0 | 0 | 0 | 0 | 0 | 0 | 0 | 0 | 0 | 0 | 0 | 0 | 0 | 0 | 0 | 0 | 0 | 0 | 0 | 0 | 0
F5_Industrial_Interruptible - Industrial_Existing_Process_Natural Gas_Process Cooling_E5 | F5 | Industrial | Interruptible - Industrial | Existing | Process | Natural Gas | Process Cooling | E5 | Utility - Cost of Operation | 0 | 0 | 0 | 0 | 0 | 0 | 0 | 0 | 0 | 0 | 0 | 0 | 0 | 0 | 0 | 0 | 0 | 0 | 0 | 0 | 0 | 0 | 0 | 0 | 0 | 0 | 0
F5_Industrial_Interruptible - Industrial_Existing_Process_Natural Gas_Process Cooling_E6 | F5 | Industrial | Interruptible - Industrial | Existing | Process | Natural Gas | Process Cooling | E6 | Utility - Cost of Operation | 0 | 0 | 0 | 0 | 0 | 0 | 0 | 0 | 0 | 0 | 0 | 0 | 0 | 0 | 0 | 0 | 0 | 0 | 0 | 0 | 0 | 0 | 0 | 0 | 0 | 0 | 0
F5_Industrial_Interruptible - Industrial_Existing_Process_Natural Gas_Process Cooling_E7 | F5 | Industrial | Interruptible - Industrial | Existing | Process | Natural Gas | Process Cooling | E7 | Utility - Cost of Operation | 0 | 0 | 0 | 0 | 0 | 0 | 0 | 0 | 0 | 0 | 0 | 0 | 0 | 0 | 0 | 0 | 0 | 0 | 0 | 0 | 0 | 0 | 0 | 0 | 0 | 0 | 0
F5_Industrial_Interruptible - Industrial_Existing_Process_Natural Gas_Process Cooling_E8 | F5 | Industrial | Interruptible - Industrial | Existing | Process | Natural Gas | Process Cooling | E8 | Utility - Cost of Operation | 0 | 0 | 0 | 0 | 0 | 0 | 0 | 0 | 0 | 0 | 0 | 0 | 0 | 0 | 0 | 0 | 0 | 0 | 0 | 0 | 0 | 0 | 0 | 0 | 0 | 0 | 0
F5_Industrial_Interruptible - Industrial_Existing_Process_Natural Gas_Process Cooling_E9 | F5 | Industrial | Interruptible - Industrial | Existing | Process | Natural Gas | Process Cooling | E9 | Utility - Cost of Operation | 0 | 0 | 0 | 0 | 0 | 0 | 0 | 0 | 0 | 0 | 0 | 0 | 0 | 0 | 0 | 0 | 0 | 0 | 0 | 0 | 0 | 0 | 0 | 0 | 0 | 0 | 0
F5_Industrial_Interruptible - Industrial_Existing_Process_Natural Gas_Process Cooling_E10 | F5 | Industrial | Interruptible - Industrial | Existing | Process | Natural Gas | Process Cooling | E10 | Utility - Cost of Operation | 0 | 0 | 0 | 0 | 0 | 0 | 0 | 0 | 0 | 0 | 0 | 0 | 0 | 0 | 0 | 0 | 0 | 0 | 0 | 0 | 0 | 0 | 0 | 0 | 0 | 0 | 0
F6_Industrial_Interruptible - Industrial_Existing_Process_Natural Gas_Process Cooling_E1 | F6 | Industrial | Interruptible - Industrial | Existing | Process | Natural Gas | Process Cooling | E1 | Utility - Value of Sales | 0 | 0 | 0 | 0 | 0 | 0 | 0 | 0 | 0 | 0 | 0 | 0 | 0 | 0 | 0 | 0 | 0 | 0 | 0 | 0 | 0 | 0 | 0 | 0 | 0 | 0 | 0
F6_Industrial_Interruptible - Industrial_Existing_Process_Natural Gas_Process Cooling_E2 | F6 | Industrial | Interruptible - Industrial | Existing | Process | Natural Gas | Process Cooling | E2 | Utility - Value of Sales | 0 | 0 | 0 | 0 | 0 | 0 | 0 | 0 | 0 | 0 | 0 | 0 | 0 | 0 | 0 | 0 | 0 | 0 | 0 | 0 | 0 | 0 | 0 | 0 | 0 | 0 | 0
F6_Industrial_Interruptible - Industrial_Existing_Process_Natural Gas_Process Cooling_E3 | F6 | Industrial | Interruptible - Industrial | Existing | Process | Natural Gas | Process Cooling | E3 | Utility - Value of Sales | 0 | 0 | 0 | 0 | 0 | 0 | 0 | 0 | 0 | 0 | 0 | 0 | 0 | 0 | 0 | 0 | 0 | 0 | 0 | 0 | 0 | 0 | 0 | 0 | 0 | 0 | 0
F6_Industrial_Interruptible - Industrial_Existing_Process_Natural Gas_Process Cooling_E4 | F6 | Industrial | Interruptible - Industrial | Existing | Process | Natural Gas | Process Cooling | E4 | Utility - Value of Sales | 0 | 0 | 0 | 0 | 0 | 0 | 0 | 0 | 0 | 0 | 0 | 0 | 0 | 0 | 0 | 0 | 0 | 0 | 0 | 0 | 0 | 0 | 0 | 0 | 0 | 0 | 0
F6_Industrial_Interruptible - Industrial_Existing_Process_Natural Gas_Process Cooling_E5 | F6 | Industrial | Interruptible - Industrial | Existing | Process | Natural Gas | Process Cooling | E5 | Utility - Value of Sales | 0 | 0 | 0 | 0 | 0 | 0 | 0 | 0 | 0 | 0 | 0 | 0 | 0 | 0 | 0 | 0 | 0 | 0 | 0 | 0 | 0 | 0 | 0 | 0 | 0 | 0 | 0
F6_Industrial_Interruptible - Industrial_Existing_Process_Natural Gas_Process Cooling_E6 | F6 | Industrial | Interruptible - Industrial | Existing | Process | Natural Gas | Process Cooling | E6 | Utility - Value of Sales | 0 | 0 | 0 | 0 | 0 | 0 | 0 | 0 | 0 | 0 | 0 | 0 | 0 | 0 | 0 | 0 | 0 | 0 | 0 | 0 | 0 | 0 | 0 | 0 | 0 | 0 | 0
F6_Industrial_Interruptible - Industrial_Existing_Process_Natural Gas_Process Cooling_E7 | F6 | Industrial | Interruptible - Industrial | Existing | Process | Natural Gas | Process Cooling | E7 | Utility - Value of Sales | 0 | 0 | 0 | 0 | 0 | 0 | 0 | 0 | 0 | 0 | 0 | 0 | 0 | 0 | 0 | 0 | 0 | 0 | 0 | 0 | 0 | 0 | 0 | 0 | 0 | 0 | 0
F6_Industrial_Interruptible - Industrial_Existing_Process_Natural Gas_Process Cooling_E8 | F6 | Industrial | Interruptible - Industrial | Existing | Process | Natural Gas | Process Cooling | E8 | Utility - Value of Sales | 0 | 0 | 0 | 0 | 0 | 0 | 0 | 0 | 0 | 0 | 0 | 0 | 0 | 0 | 0 | 0 | 0 | 0 | 0 | 0 | 0 | 0 | 0 | 0 | 0 | 0 | 0
F6_Industrial_Interruptible - Industrial_Existing_Process_Natural Gas_Process Cooling_E9 | F6 | Industrial | Interruptible - Industrial | Existing | Process | Natural Gas | Process Cooling | E9 | Utility - Value of Sales | 0 | 0 | 0 | 0 | 0 | 0 | 0 | 0 | 0 | 0 | 0 | 0 | 0 | 0 | 0 | 0 | 0 | 0 | 0 | 0 | 0 | 0 | 0 | 0 | 0 | 0 | 0
F6_Industrial_Interruptible - Industrial_Existing_Process_Natural Gas_Process Cooling_E10 | F6 | Industrial | Interruptible - Industrial | Existing | Process | Natural Gas | Process Cooling | E10 | Utility - Value of Sales | 0 | 0 | 0 | 0 | 0 | 0 | 0 | 0 | 0 | 0 | 0 | 0 | 0 | 0 | 0 | 0 | 0 | 0 | 0 | 0 | 0 | 0 | 0 | 0 | 0 | 0 | 0
F1_Industrial_Interruptible - Industrial_Existing_Process_Natural Gas_Other Process_E1 | F1 | Industrial | Interruptible - Industrial | Existing | Process | Natural Gas | Other Process | E1 | RVT - Cost of Equipment | 116.0114 | 116.0114 | 116.0114 | 116.0114 | 116.0114 | 116.0114 | 116.0114 | 116.0114 | 116.0114 | 116.0114 | 116.0114 | 116.0114 | 116.0114 | 116.0114 | 116.0114 | 116.0114 | 116.0114 | 116.0114 | 116.0114 | 116.0114 | 116.0114 | 116.0114 | 116.0114 | 116.0114 | 116.0114 | 116.0114 | 116.0114
F1_Industrial_Interruptible - Industrial_Existing_Process_Natural Gas_Other Process_E2 | F1 | Industrial | Interruptible - Industrial | Existing | Process | Natural Gas | Other Process | E2 | RVT - Cost of Equipment | 0 | 0 | 0 | 0 | 0 | 0 | 0 | 0 | 0 | 0 | 0 | 0 | 0 | 0 | 0 | 0 | 0 | 0 | 0 | 0 | 0 | 0 | 0 | 0 | 0 | 0 | 0
F1_Industrial_Interruptible - Industrial_Existing_Process_Natural Gas_Other Process_E3 | F1 | Industrial | Interruptible - Industrial | Existing | Process | Natural Gas | Other Process | E3 | RVT - Cost of Equipment | 0 | 0 | 0 | 0 | 0 | 0 | 0 | 0 | 0 | 0 | 0 | 0 | 0 | 0 | 0 | 0 | 0 | 0 | 0 | 0 | 0 | 0 | 0 | 0 | 0 | 0 | 0
F1_Industrial_Interruptible - Industrial_Existing_Process_Natural Gas_Other Process_E4 | F1 | Industrial | Interruptible - Industrial | Existing | Process | Natural Gas | Other Process | E4 | RVT - Cost of Equipment | 0 | 0 | 0 | 0 | 0 | 0 | 0 | 0 | 0 | 0 | 0 | 0 | 0 | 0 | 0 | 0 | 0 | 0 | 0 | 0 | 0 | 0 | 0 | 0 | 0 | 0 | 0
F1_Industrial_Interruptible - Industrial_Existing_Process_Natural Gas_Other Process_E5 | F1 | Industrial | Interruptible - Industrial | Existing | Process | Natural Gas | Other Process | E5 | RVT - Cost of Equipment | 0 | 0 | 0 | 0 | 0 | 0 | 0 | 0 | 0 | 0 | 0 | 0 | 0 | 0 | 0 | 0 | 0 | 0 | 0 | 0 | 0 | 0 | 0 | 0 | 0 | 0 | 0
F1_Industrial_Interruptible - Industrial_Existing_Process_Natural Gas_Other Process_E6 | F1 | Industrial | Interruptible - Industrial | Existing | Process | Natural Gas | Other Process | E6 | RVT - Cost of Equipment | 0 | 0 | 0 | 0 | 0 | 0 | 0 | 0 | 0 | 0 | 0 | 0 | 0 | 0 | 0 | 0 | 0 | 0 | 0 | 0 | 0 | 0 | 0 | 0 | 0 | 0 | 0
F1_Industrial_Interruptible - Industrial_Existing_Process_Natural Gas_Other Process_E7 | F1 | Industrial | Interruptible - Industrial | Existing | Process | Natural Gas | Other Process | E7 | RVT - Cost of Equipment | 0 | 0 | 0 | 0 | 0 | 0 | 0 | 0 | 0 | 0 | 0 | 0 | 0 | 0 | 0 | 0 | 0 | 0 | 0 | 0 | 0 | 0 | 0 | 0 | 0 | 0 | 0
F1_Industrial_Interruptible - Industrial_Existing_Process_Natural Gas_Other Process_E8 | F1 | Industrial | Interruptible - Industrial | Existing | Process | Natural Gas | Other Process | E8 | RVT - Cost of Equipment | 0 | 0 | 0 | 0 | 0 | 0 | 0 | 0 | 0 | 0 | 0 | 0 | 0 | 0 | 0 | 0 | 0 | 0 | 0 | 0 | 0 | 0 | 0 | 0 | 0 | 0 | 0
F1_Industrial_Interruptible - Industrial_Existing_Process_Natural Gas_Other Process_E9 | F1 | Industrial | Interruptible - Industrial | Existing | Process | Natural Gas | Other Process | E9 | RVT - Cost of Equipment | 0 | 0 | 0 | 0 | 0 | 0 | 0 | 0 | 0 | 0 | 0 | 0 | 0 | 0 | 0 | 0 | 0 | 0 | 0 | 0 | 0 | 0 | 0 | 0 | 0 | 0 | 0
F1_Industrial_Interruptible - Industrial_Existing_Process_Natural Gas_Other Process_E10 | F1 | Industrial | Interruptible - Industrial | Existing | Process | Natural Gas | Other Process | E10 | RVT - Cost of Equipment | 0 | 0 | 0 | 0 | 0 | 0 | 0 | 0 | 0 | 0 | 0 | 0 | 0 | 0 | 0 | 0 | 0 | 0 | 0 | 0 | 0 | 0 | 0 | 0 | 0 | 0 | 0
F2_Industrial_Interruptible - Industrial_Existing_Process_Natural Gas_Other Process_E1 | F2 | Industrial | Interruptible - Industrial | Existing | Process | Natural Gas | Other Process | E1 | RVT - Cost of Operation | 0 | 0 | 0 | 0 | 0 | 0 | 0 | 0 | 0 | 0 | 0 | 0 | 0 | 0 | 0 | 0 | 0 | 0 | 0 | 0 | 0 | 0 | 0 | 0 | 0 | 0 | 0
F2_Industrial_Interruptible - Industrial_Existing_Process_Natural Gas_Other Process_E2 | F2 | Industrial | Interruptible - Industrial | Existing | Process | Natural Gas | Other Process | E2 | RVT - Cost of Operation | 0 | 0 | 0 | 0 | 0 | 0 | 0 | 0 | 0 | 0 | 0 | 0 | 0 | 0 | 0 | 0 | 0 | 0 | 0 | 0 | 0 | 0 | 0 | 0 | 0 | 0 | 0
F2_Industrial_Interruptible - Industrial_Existing_Process_Natural Gas_Other Process_E3 | F2 | Industrial | Interruptible - Industrial | Existing | Process | Natural Gas | Other Process | E3 | RVT - Cost of Operation | 0 | 0 | 0 | 0 | 0 | 0 | 0 | 0 | 0 | 0 | 0 | 0 | 0 | 0 | 0 | 0 | 0 | 0 | 0 | 0 | 0 | 0 | 0 | 0 | 0 | 0 | 0
F2_Industrial_Interruptible - Industrial_Existing_Process_Natural Gas_Other Process_E4 | F2 | Industrial | Interruptible - Industrial | Existing | Process | Natural Gas | Other Process | E4 | RVT - Cost of Operation | 0 | 0 | 0 | 0 | 0 | 0 | 0 | 0 | 0 | 0 | 0 | 0 | 0 | 0 | 0 | 0 | 0 | 0 | 0 | 0 | 0 | 0 | 0 | 0 | 0 | 0 | 0
F2_Industrial_Interruptible - Industrial_Existing_Process_Natural Gas_Other Process_E5 | F2 | Industrial | Interruptible - Industrial | Existing | Process | Natural Gas | Other Process | E5 | RVT - Cost of Operation | 0 | 0 | 0 | 0 | 0 | 0 | 0 | 0 | 0 | 0 | 0 | 0 | 0 | 0 | 0 | 0 | 0 | 0 | 0 | 0 | 0 | 0 | 0 | 0 | 0 | 0 | 0
F2_Industrial_Interruptible - Industrial_Existing_Process_Natural Gas_Other Process_E6 | F2 | Industrial | Interruptible - Industrial | Existing | Process | Natural Gas | Other Process | E6 | RVT - Cost of Operation | 0 | 0 | 0 | 0 | 0 | 0 | 0 | 0 | 0 | 0 | 0 | 0 | 0 | 0 | 0 | 0 | 0 | 0 | 0 | 0 | 0 | 0 | 0 | 0 | 0 | 0 | 0
F2_Industrial_Interruptible - Industrial_Existing_Process_Natural Gas_Other Process_E7 | F2 | Industrial | Interruptible - Industrial | Existing | Process | Natural Gas | Other Process | E7 | RVT - Cost of Operation | 0 | 0 | 0 | 0 | 0 | 0 | 0 | 0 | 0 | 0 | 0 | 0 | 0 | 0 | 0 | 0 | 0 | 0 | 0 | 0 | 0 | 0 | 0 | 0 | 0 | 0 | 0
F2_Industrial_Interruptible - Industrial_Existing_Process_Natural Gas_Other Process_E8 | F2 | Industrial | Interruptible - Industrial | Existing | Process | Natural Gas | Other Process | E8 | RVT - Cost of Operation | 0 | 0 | 0 | 0 | 0 | 0 | 0 | 0 | 0 | 0 | 0 | 0 | 0 | 0 | 0 | 0 | 0 | 0 | 0 | 0 | 0 | 0 | 0 | 0 | 0 | 0 | 0
F2_Industrial_Interruptible - Industrial_Existing_Process_Natural Gas_Other Process_E9 | F2 | Industrial | Interruptible - Industrial | Existing | Process | Natural Gas | Other Process | E9 | RVT - Cost of Operation | 0 | 0 | 0 | 0 | 0 | 0 | 0 | 0 | 0 | 0 | 0 | 0 | 0 | 0 | 0 | 0 | 0 | 0 | 0 | 0 | 0 | 0 | 0 | 0 | 0 | 0 | 0
F2_Industrial_Interruptible - Industrial_Existing_Process_Natural Gas_Other Process_E10 | F2 | Industrial | Interruptible - Industrial | Existing | Process | Natural Gas | Other Process | E10 | RVT - Cost of Operation | 0 | 0 | 0 | 0 | 0 | 0 | 0 | 0 | 0 | 0 | 0 | 0 | 0 | 0 | 0 | 0 | 0 | 0 | 0 | 0 | 0 | 0 | 0 | 0 | 0 | 0 | 0
F3_Industrial_Interruptible - Industrial_Existing_Process_Natural Gas_Other Process_E1 | F3 | Industrial | Interruptible - Industrial | Existing | Process | Natural Gas | Other Process | E1 | System - kBTUs of Consumption | 44384.9019 | 44384.9019 | 44384.9019 | 44384.9019 | 44384.9019 | 44384.9019 | 44384.9019 | 44384.9019 | 44384.9019 | 44384.9019 | 44384.9019 | 44384.9019 | 44384.9019 | 44384.9019 | 44384.9019 | 44384.9019 | 44384.9019 | 44384.9019 | 44384.9019 | 44384.9019 | 44384.9019 | 44384.9019 | 44384.9019 | 44384.9019 | 44384.9019 | 44384.9019 | 44384.9019
F3_Industrial_Interruptible - Industrial_Existing_Process_Natural Gas_Other Process_E2 | F3 | Industrial | Interruptible - Industrial | Existing | Process | Natural Gas | Other Process | E2 | System - kBTUs of Consumption | 0 | 0 | 0 | 0 | 0 | 0 | 0 | 0 | 0 | 0 | 0 | 0 | 0 | 0 | 0 | 0 | 0 | 0 | 0 | 0 | 0 | 0 | 0 | 0 | 0 | 0 | 0
F3_Industrial_Interruptible - Industrial_Existing_Process_Natural Gas_Other Process_E3 | F3 | Industrial | Interruptible - Industrial | Existing | Process | Natural Gas | Other Process | E3 | System - kBTUs of Consumption | 0 | 0 | 0 | 0 | 0 | 0 | 0 | 0 | 0 | 0 | 0 | 0 | 0 | 0 | 0 | 0 | 0 | 0 | 0 | 0 | 0 | 0 | 0 | 0 | 0 | 0 | 0
F3_Industrial_Interruptible - Industrial_Existing_Process_Natural Gas_Other Process_E4 | F3 | Industrial | Interruptible - Industrial | Existing | Process | Natural Gas | Other Process | E4 | System - kBTUs of Consumption | 0 | 0 | 0 | 0 | 0 | 0 | 0 | 0 | 0 | 0 | 0 | 0 | 0 | 0 | 0 | 0 | 0 | 0 | 0 | 0 | 0 | 0 | 0 | 0 | 0 | 0 | 0
F3_Industrial_Interruptible - Industrial_Existing_Process_Natural Gas_Other Process_E5 | F3 | Industrial | Interruptible - Industrial | Existing | Process | Natural Gas | Other Process | E5 | System - kBTUs of Consumption | 0 | 0 | 0 | 0 | 0 | 0 | 0 | 0 | 0 | 0 | 0 | 0 | 0 | 0 | 0 | 0 | 0 | 0 | 0 | 0 | 0 | 0 | 0 | 0 | 0 | 0 | 0
F3_Industrial_Interruptible - Industrial_Existing_Process_Natural Gas_Other Process_E6 | F3 | Industrial | Interruptible - Industrial | Existing | Process | Natural Gas | Other Process | E6 | System - kBTUs of Consumption | 0 | 0 | 0 | 0 | 0 | 0 | 0 | 0 | 0 | 0 | 0 | 0 | 0 | 0 | 0 | 0 | 0 | 0 | 0 | 0 | 0 | 0 | 0 | 0 | 0 | 0 | 0
F3_Industrial_Interruptible - Industrial_Existing_Process_Natural Gas_Other Process_E7 | F3 | Industrial | Interruptible - Industrial | Existing | Process | Natural Gas | Other Process | E7 | System - kBTUs of Consumption | 0 | 0 | 0 | 0 | 0 | 0 | 0 | 0 | 0 | 0 | 0 | 0 | 0 | 0 | 0 | 0 | 0 | 0 | 0 | 0 | 0 | 0 | 0 | 0 | 0 | 0 | 0
F3_Industrial_Interruptible - Industrial_Existing_Process_Natural Gas_Other Process_E8 | F3 | Industrial | Interruptible - Industrial | Existing | Process | Natural Gas | Other Process | E8 | System - kBTUs of Consumption | 0 | 0 | 0 | 0 | 0 | 0 | 0 | 0 | 0 | 0 | 0 | 0 | 0 | 0 | 0 | 0 | 0 | 0 | 0 | 0 | 0 | 0 | 0 | 0 | 0 | 0 | 0
F3_Industrial_Interruptible - Industrial_Existing_Process_Natural Gas_Other Process_E9 | F3 | Industrial | Interruptible - Industrial | Existing | Process | Natural Gas | Other Process | E9 | System - kBTUs of Consumption | 0 | 0 | 0 | 0 | 0 | 0 | 0 | 0 | 0 | 0 | 0 | 0 | 0 | 0 | 0 | 0 | 0 | 0 | 0 | 0 | 0 | 0 | 0 | 0 | 0 | 0 | 0
F3_Industrial_Interruptible - Industrial_Existing_Process_Natural Gas_Other Process_E10 | F3 | Industrial | Interruptible - Industrial | Existing | Process | Natural Gas | Other Process | E10 | System - kBTUs of Consumption | 0 | 0 | 0 | 0 | 0 | 0 | 0 | 0 | 0 | 0 | 0 | 0 | 0 | 0 | 0 | 0 | 0 | 0 | 0 | 0 | 0 | 0 | 0 | 0 | 0 | 0 | 0
F4_Industrial_Interruptible - Industrial_Existing_Process_Natural Gas_Other Process_E1 | F4 | Industrial | Interruptible - Industrial | Existing | Process | Natural Gas | Other Process | E1 | Utility - Cost of Equipment | 116.0114 | 116.0114 | 116.0114 | 116.0114 | 116.0114 | 116.0114 | 116.0114 | 116.0114 | 116.0114 | 116.0114 | 116.0114 | 116.0114 | 116.0114 | 116.0114 | 116.0114 | 116.0114 | 116.0114 | 116.0114 | 116.0114 | 116.0114 | 116.0114 | 116.0114 | 116.0114 | 116.0114 | 116.0114 | 116.0114 | 116.0114
F4_Industrial_Interruptible - Industrial_Existing_Process_Natural Gas_Other Process_E2 | F4 | Industrial | Interruptible - Industrial | Existing | Process | Natural Gas | Other Process | E2 | Utility - Cost of Equipment | 0 | 0 | 0 | 0 | 0 | 0 | 0 | 0 | 0 | 0 | 0 | 0 | 0 | 0 | 0 | 0 | 0 | 0 | 0 | 0 | 0 | 0 | 0 | 0 | 0 | 0 | 0
F4_Industrial_Interruptible - Industrial_Existing_Process_Natural Gas_Other Process_E3 | F4 | Industrial | Interruptible - Industrial | Existing | Process | Natural Gas | Other Process | E3 | Utility - Cost of Equipment | 0 | 0 | 0 | 0 | 0 | 0 | 0 | 0 | 0 | 0 | 0 | 0 | 0 | 0 | 0 | 0 | 0 | 0 | 0 | 0 | 0 | 0 | 0 | 0 | 0 | 0 | 0
F4_Industrial_Interruptible - Industrial_Existing_Process_Natural Gas_Other Process_E4 | F4 | Industrial | Interruptible - Industrial | Existing | Process | Natural Gas | Other Process | E4 | Utility - Cost of Equipment | 0 | 0 | 0 | 0 | 0 | 0 | 0 | 0 | 0 | 0 | 0 | 0 | 0 | 0 | 0 | 0 | 0 | 0 | 0 | 0 | 0 | 0 | 0 | 0 | 0 | 0 | 0
F4_Industrial_Interruptible - Industrial_Existing_Process_Natural Gas_Other Process_E5 | F4 | Industrial | Interruptible - Industrial | Existing | Process | Natural Gas | Other Process | E5 | Utility - Cost of Equipment | 0 | 0 | 0 | 0 | 0 | 0 | 0 | 0 | 0 | 0 | 0 | 0 | 0 | 0 | 0 | 0 | 0 | 0 | 0 | 0 | 0 | 0 | 0 | 0 | 0 | 0 | 0
F4_Industrial_Interruptible - Industrial_Existing_Process_Natural Gas_Other Process_E6 | F4 | Industrial | Interruptible - Industrial | Existing | Process | Natural Gas | Other Process | E6 | Utility - Cost of Equipment | 0 | 0 | 0 | 0 | 0 | 0 | 0 | 0 | 0 | 0 | 0 | 0 | 0 | 0 | 0 | 0 | 0 | 0 | 0 | 0 | 0 | 0 | 0 | 0 | 0 | 0 | 0
F4_Industrial_Interruptible - Industrial_Existing_Process_Natural Gas_Other Process_E7 | F4 | Industrial | Interruptible - Industrial | Existing | Process | Natural Gas | Other Process | E7 | Utility - Cost of Equipment | 0 | 0 | 0 | 0 | 0 | 0 | 0 | 0 | 0 | 0 | 0 | 0 | 0 | 0 | 0 | 0 | 0 | 0 | 0 | 0 | 0 | 0 | 0 | 0 | 0 | 0 | 0
F4_Industrial_Interruptible - Industrial_Existing_Process_Natural Gas_Other Process_E8 | F4 | Industrial | Interruptible - Industrial | Existing | Process | Natural Gas | Other Process | E8 | Utility - Cost of Equipment | 0 | 0 | 0 | 0 | 0 | 0 | 0 | 0 | 0 | 0 | 0 | 0 | 0 | 0 | 0 | 0 | 0 | 0 | 0 | 0 | 0 | 0 | 0 | 0 | 0 | 0 | 0
F4_Industrial_Interruptible - Industrial_Existing_Process_Natural Gas_Other Process_E9 | F4 | Industrial | Interruptible - Industrial | Existing | Process | Natural Gas | Other Process | E9 | Utility - Cost of Equipment | 0 | 0 | 0 | 0 | 0 | 0 | 0 | 0 | 0 | 0 | 0 | 0 | 0 | 0 | 0 | 0 | 0 | 0 | 0 | 0 | 0 | 0 | 0 | 0 | 0 | 0 | 0
F4_Industrial_Interruptible - Industrial_Existing_Process_Natural Gas_Other Process_E10 | F4 | Industrial | Interruptible - Industrial | Existing | Process | Natural Gas | Other Process | E10 | Utility - Cost of Equipment | 0 | 0 | 0 | 0 | 0 | 0 | 0 | 0 | 0 | 0 | 0 | 0 | 0 | 0 | 0 | 0 | 0 | 0 | 0 | 0 | 0 | 0 | 0 | 0 | 0 | 0 | 0
F5_Industrial_Interruptible - Industrial_Existing_Process_Natural Gas_Other Process_E1 | F5 | Industrial | Interruptible - Industrial | Existing | Process | Natural Gas | Other Process | E1 | Utility - Cost of Operation | 358.79 | 354.2027 | 352.3254 | 368.6705 | 396.143 | 430.1461 | 436.8984 | 443.4611 | 449.5406 | 454.3105 | 458.8667 | 465.4773 | 470.4785 | 474.6579 | 478.9037 | 482.6356 | 485.8719 | 489.9359 | 494.3521 | 499.1098 | 503.532 | 507.643 | 511.5916 | 514.6406 | 518.0599 | 520.5994 | 523.1513
F5_Industrial_Interruptible - Industrial_Existing_Process_Natural Gas_Other Process_E2 | F5 | Industrial | Interruptible - Industrial | Existing | Process | Natural Gas | Other Process | E2 | Utility - Cost of Operation | 0 | 0 | 0 | 0 | 0 | 0 | 0 | 0 | 0 | 0 | 0 | 0 | 0 | 0 | 0 | 0 | 0 | 0 | 0 | 0 | 0 | 0 | 0 | 0 | 0 | 0 | 0
F5_Industrial_Interruptible - Industrial_Existing_Process_Natural Gas_Other Process_E3 | F5 | Industrial | Interruptible - Industrial | Existing | Process | Natural Gas | Other Process | E3 | Utility - Cost of Operation | 0 | 0 | 0 | 0 | 0 | 0 | 0 | 0 | 0 | 0 | 0 | 0 | 0 | 0 | 0 | 0 | 0 | 0 | 0 | 0 | 0 | 0 | 0 | 0 | 0 | 0 | 0
F5_Industrial_Interruptible - Industrial_Existing_Process_Natural Gas_Other Process_E4 | F5 | Industrial | Interruptible - Industrial | Existing | Process | Natural Gas | Other Process | E4 | Utility - Cost of Operation | 0 | 0 | 0 | 0 | 0 | 0 | 0 | 0 | 0 | 0 | 0 | 0 | 0 | 0 | 0 | 0 | 0 | 0 | 0 | 0 | 0 | 0 | 0 | 0 | 0 | 0 | 0
F5_Industrial_Interruptible - Industrial_Existing_Process_Natural Gas_Other Process_E5 | F5 | Industrial | Interruptible - Industrial | Existing | Process | Natural Gas | Other Process | E5 | Utility - Cost of Operation | 0 | 0 | 0 | 0 | 0 | 0 | 0 | 0 | 0 | 0 | 0 | 0 | 0 | 0 | 0 | 0 | 0 | 0 | 0 | 0 | 0 | 0 | 0 | 0 | 0 | 0 | 0
F5_Industrial_Interruptible - Industrial_Existing_Process_Natural Gas_Other Process_E6 | F5 | Industrial | Interruptible - Industrial | Existing | Process | Natural Gas | Other Process | E6 | Utility - Cost of Operation | 0 | 0 | 0 | 0 | 0 | 0 | 0 | 0 | 0 | 0 | 0 | 0 | 0 | 0 | 0 | 0 | 0 | 0 | 0 | 0 | 0 | 0 | 0 | 0 | 0 | 0 | 0
F5_Industrial_Interruptible - Industrial_Existing_Process_Natural Gas_Other Process_E7 | F5 | Industrial | Interruptible - Industrial | Existing | Process | Natural Gas | Other Process | E7 | Utility - Cost of Operation | 0 | 0 | 0 | 0 | 0 | 0 | 0 | 0 | 0 | 0 | 0 | 0 | 0 | 0 | 0 | 0 | 0 | 0 | 0 | 0 | 0 | 0 | 0 | 0 | 0 | 0 | 0
F5_Industrial_Interruptible - Industrial_Existing_Process_Natural Gas_Other Process_E8 | F5 | Industrial | Interruptible - Industrial | Existing | Process | Natural Gas | Other Process | E8 | Utility - Cost of Operation | 0 | 0 | 0 | 0 | 0 | 0 | 0 | 0 | 0 | 0 | 0 | 0 | 0 | 0 | 0 | 0 | 0 | 0 | 0 | 0 | 0 | 0 | 0 | 0 | 0 | 0 | 0
F5_Industrial_Interruptible - Industrial_Existing_Process_Natural Gas_Other Process_E9 | F5 | Industrial | Interruptible - Industrial | Existing | Process | Natural Gas | Other Process | E9 | Utility - Cost of Operation | 0 | 0 | 0 | 0 | 0 | 0 | 0 | 0 | 0 | 0 | 0 | 0 | 0 | 0 | 0 | 0 | 0 | 0 | 0 | 0 | 0 | 0 | 0 | 0 | 0 | 0 | 0
F5_Industrial_Interruptible - Industrial_Existing_Process_Natural Gas_Other Process_E10 | F5 | Industrial | Interruptible - Industrial | Existing | Process | Natural Gas | Other Process | E10 | Utility - Cost of Operation | 0 | 0 | 0 | 0 | 0 | 0 | 0 | 0 | 0 | 0 | 0 | 0 | 0 | 0 | 0 | 0 | 0 | 0 | 0 | 0 | 0 | 0 | 0 | 0 | 0 | 0 | 0
F6_Industrial_Interruptible - Industrial_Existing_Process_Natural Gas_Other Process_E1 | F6 | Industrial | Interruptible - Industrial | Existing | Process | Natural Gas | Other Process | E1 | Utility - Value of Sales | 0 | 0 | 0 | 0 | 0 | 0 | 0 | 0 | 0 | 0 | 0 | 0 | 0 | 0 | 0 | 0 | 0 | 0 | 0 | 0 | 0 | 0 | 0 | 0 | 0 | 0 | 0
F6_Industrial_Interruptible - Industrial_Existing_Process_Natural Gas_Other Process_E2 | F6 | Industrial | Interruptible - Industrial | Existing | Process | Natural Gas | Other Process | E2 | Utility - Value of Sales | 0 | 0 | 0 | 0 | 0 | 0 | 0 | 0 | 0 | 0 | 0 | 0 | 0 | 0 | 0 | 0 | 0 | 0 | 0 | 0 | 0 | 0 | 0 | 0 | 0 | 0 | 0
F6_Industrial_Interruptible - Industrial_Existing_Process_Natural Gas_Other Process_E3 | F6 | Industrial | Interruptible - Industrial | Existing | Process | Natural Gas | Other Process | E3 | Utility - Value of Sales | 0 | 0 | 0 | 0 | 0 | 0 | 0 | 0 | 0 | 0 | 0 | 0 | 0 | 0 | 0 | 0 | 0 | 0 | 0 | 0 | 0 | 0 | 0 | 0 | 0 | 0 | 0
F6_Industrial_Interruptible - Industrial_Existing_Process_Natural Gas_Other Process_E4 | F6 | Industrial | Interruptible - Industrial | Existing | Process | Natural Gas | Other Process | E4 | Utility - Value of Sales | 0 | 0 | 0 | 0 | 0 | 0 | 0 | 0 | 0 | 0 | 0 | 0 | 0 | 0 | 0 | 0 | 0 | 0 | 0 | 0 | 0 | 0 | 0 | 0 | 0 | 0 | 0
F6_Industrial_Interruptible - Industrial_Existing_Process_Natural Gas_Other Process_E5 | F6 | Industrial | Interruptible - Industrial | Existing | Process | Natural Gas | Other Process | E5 | Utility - Value of Sales | 0 | 0 | 0 | 0 | 0 | 0 | 0 | 0 | 0 | 0 | 0 | 0 | 0 | 0 | 0 | 0 | 0 | 0 | 0 | 0 | 0 | 0 | 0 | 0 | 0 | 0 | 0
F6_Industrial_Interruptible - Industrial_Existing_Process_Natural Gas_Other Process_E6 | F6 | Industrial | Interruptible - Industrial | Existing | Process | Natural Gas | Other Process | E6 | Utility - Value of Sales | 0 | 0 | 0 | 0 | 0 | 0 | 0 | 0 | 0 | 0 | 0 | 0 | 0 | 0 | 0 | 0 | 0 | 0 | 0 | 0 | 0 | 0 | 0 | 0 | 0 | 0 | 0
F6_Industrial_Interruptible - Industrial_Existing_Process_Natural Gas_Other Process_E7 | F6 | Industrial | Interruptible - Industrial | Existing | Process | Natural Gas | Other Process | E7 | Utility - Value of Sales | 0 | 0 | 0 | 0 | 0 | 0 | 0 | 0 | 0 | 0 | 0 | 0 | 0 | 0 | 0 | 0 | 0 | 0 | 0 | 0 | 0 | 0 | 0 | 0 | 0 | 0 | 0
F6_Industrial_Interruptible - Industrial_Existing_Process_Natural Gas_Other Process_E8 | F6 | Industrial | Interruptible - Industrial | Existing | Process | Natural Gas | Other Process | E8 | Utility - Value of Sales | 0 | 0 | 0 | 0 | 0 | 0 | 0 | 0 | 0 | 0 | 0 | 0 | 0 | 0 | 0 | 0 | 0 | 0 | 0 | 0 | 0 | 0 | 0 | 0 | 0 | 0 | 0
F6_Industrial_Interruptible - Industrial_Existing_Process_Natural Gas_Other Process_E9 | F6 | Industrial | Interruptible - Industrial | Existing | Process | Natural Gas | Other Process | E9 | Utility - Value of Sales | 0 | 0 | 0 | 0 | 0 | 0 | 0 | 0 | 0 | 0 | 0 | 0 | 0 | 0 | 0 | 0 | 0 | 0 | 0 | 0 | 0 | 0 | 0 | 0 | 0 | 0 | 0
F6_Industrial_Interruptible - Industrial_Existing_Process_Natural Gas_Other Process_E10 | F6 | Industrial | Interruptible - Industrial | Existing | Process | Natural Gas | Other Process | E10 | Utility - Value of Sales | 0 | 0 | 0 | 0 | 0 | 0 | 0 | 0 | 0 | 0 | 0 | 0 | 0 | 0 | 0 | 0 | 0 | 0 | 0 | 0 | 0 | 0 | 0 | 0 | 0 | 0 | 0
F1_Industrial_Interruptible - Industrial_Existing_Miscellaneous_Natural Gas_Miscellaneous_E1 | F1 | Industrial | Interruptible - Industrial | Existing | Miscellaneous | Natural Gas | Miscellaneous | E1 | RVT - Cost of Equipment | 136.6459 | 136.6459 | 136.6459 | 136.6459 | 136.6459 | 136.6459 | 136.6459 | 136.6459 | 136.6459 | 136.6459 | 136.6459 | 136.6459 | 136.6459 | 136.6459 | 136.6459 | 136.6459 | 136.6459 | 136.6459 | 136.6459 | 136.6459 | 136.6459 | 136.6459 | 136.6459 | 136.6459 | 136.6459 | 136.6459 | 136.6459
F1_Industrial_Interruptible - Industrial_Existing_Miscellaneous_Natural Gas_Miscellaneous_E2 | F1 | Industrial | Interruptible - Industrial | Existing | Miscellaneous | Natural Gas | Miscellaneous | E2 | RVT - Cost of Equipment | 0 | 0 | 0 | 0 | 0 | 0 | 0 | 0 | 0 | 0 | 0 | 0 | 0 | 0 | 0 | 0 | 0 | 0 | 0 | 0 | 0 | 0 | 0 | 0 | 0 | 0 | 0
F1_Industrial_Interruptible - Industrial_Existing_Miscellaneous_Natural Gas_Miscellaneous_E3 | F1 | Industrial | Interruptible - Industrial | Existing | Miscellaneous | Natural Gas | Miscellaneous | E3 | RVT - Cost of Equipment | 0 | 0 | 0 | 0 | 0 | 0 | 0 | 0 | 0 | 0 | 0 | 0 | 0 | 0 | 0 | 0 | 0 | 0 | 0 | 0 | 0 | 0 | 0 | 0 | 0 | 0 | 0
F1_Industrial_Interruptible - Industrial_Existing_Miscellaneous_Natural Gas_Miscellaneous_E4 | F1 | Industrial | Interruptible - Industrial | Existing | Miscellaneous | Natural Gas | Miscellaneous | E4 | RVT - Cost of Equipment | 0 | 0 | 0 | 0 | 0 | 0 | 0 | 0 | 0 | 0 | 0 | 0 | 0 | 0 | 0 | 0 | 0 | 0 | 0 | 0 | 0 | 0 | 0 | 0 | 0 | 0 | 0
F1_Industrial_Interruptible - Industrial_Existing_Miscellaneous_Natural Gas_Miscellaneous_E5 | F1 | Industrial | Interruptible - Industrial | Existing | Miscellaneous | Natural Gas | Miscellaneous | E5 | RVT - Cost of Equipment | 0 | 0 | 0 | 0 | 0 | 0 | 0 | 0 | 0 | 0 | 0 | 0 | 0 | 0 | 0 | 0 | 0 | 0 | 0 | 0 | 0 | 0 | 0 | 0 | 0 | 0 | 0
F1_Industrial_Interruptible - Industrial_Existing_Miscellaneous_Natural Gas_Miscellaneous_E6 | F1 | Industrial | Interruptible - Industrial | Existing | Miscellaneous | Natural Gas | Miscellaneous | E6 | RVT - Cost of Equipment | 0 | 0 | 0 | 0 | 0 | 0 | 0 | 0 | 0 | 0 | 0 | 0 | 0 | 0 | 0 | 0 | 0 | 0 | 0 | 0 | 0 | 0 | 0 | 0 | 0 | 0 | 0
F1_Industrial_Interruptible - Industrial_Existing_Miscellaneous_Natural Gas_Miscellaneous_E7 | F1 | Industrial | Interruptible - Industrial | Existing | Miscellaneous | Natural Gas | Miscellaneous | E7 | RVT - Cost of Equipment | 0 | 0 | 0 | 0 | 0 | 0 | 0 | 0 | 0 | 0 | 0 | 0 | 0 | 0 | 0 | 0 | 0 | 0 | 0 | 0 | 0 | 0 | 0 | 0 | 0 | 0 | 0
F1_Industrial_Interruptible - Industrial_Existing_Miscellaneous_Natural Gas_Miscellaneous_E8 | F1 | Industrial | Interruptible - Industrial | Existing | Miscellaneous | Natural Gas | Miscellaneous | E8 | RVT - Cost of Equipment | 0 | 0 | 0 | 0 | 0 | 0 | 0 | 0 | 0 | 0 | 0 | 0 | 0 | 0 | 0 | 0 | 0 | 0 | 0 | 0 | 0 | 0 | 0 | 0 | 0 | 0 | 0
F1_Industrial_Interruptible - Industrial_Existing_Miscellaneous_Natural Gas_Miscellaneous_E9 | F1 | Industrial | Interruptible - Industrial | Existing | Miscellaneous | Natural Gas | Miscellaneous | E9 | RVT - Cost of Equipment | 0 | 0 | 0 | 0 | 0 | 0 | 0 | 0 | 0 | 0 | 0 | 0 | 0 | 0 | 0 | 0 | 0 | 0 | 0 | 0 | 0 | 0 | 0 | 0 | 0 | 0 | 0
F1_Industrial_Interruptible - Industrial_Existing_Miscellaneous_Natural Gas_Miscellaneous_E10 | F1 | Industrial | Interruptible - Industrial | Existing | Miscellaneous | Natural Gas | Miscellaneous | E10 | RVT - Cost of Equipment | 0 | 0 | 0 | 0 | 0 | 0 | 0 | 0 | 0 | 0 | 0 | 0 | 0 | 0 | 0 | 0 | 0 | 0 | 0 | 0 | 0 | 0 | 0 | 0 | 0 | 0 | 0
F2_Industrial_Interruptible - Industrial_Existing_Miscellaneous_Natural Gas_Miscellaneous_E1 | F2 | Industrial | Interruptible - Industrial | Existing | Miscellaneous | Natural Gas | Miscellaneous | E1 | RVT - Cost of Operation | 0 | 0 | 0 | 0 | 0 | 0 | 0 | 0 | 0 | 0 | 0 | 0 | 0 | 0 | 0 | 0 | 0 | 0 | 0 | 0 | 0 | 0 | 0 | 0 | 0 | 0 | 0
F2_Industrial_Interruptible - Industrial_Existing_Miscellaneous_Natural Gas_Miscellaneous_E2 | F2 | Industrial | Interruptible - Industrial | Existing | Miscellaneous | Natural Gas | Miscellaneous | E2 | RVT - Cost of Operation | 0 | 0 | 0 | 0 | 0 | 0 | 0 | 0 | 0 | 0 | 0 | 0 | 0 | 0 | 0 | 0 | 0 | 0 | 0 | 0 | 0 | 0 | 0 | 0 | 0 | 0 | 0
F2_Industrial_Interruptible - Industrial_Existing_Miscellaneous_Natural Gas_Miscellaneous_E3 | F2 | Industrial | Interruptible - Industrial | Existing | Miscellaneous | Natural Gas | Miscellaneous | E3 | RVT - Cost of Operation | 0 | 0 | 0 | 0 | 0 | 0 | 0 | 0 | 0 | 0 | 0 | 0 | 0 | 0 | 0 | 0 | 0 | 0 | 0 | 0 | 0 | 0 | 0 | 0 | 0 | 0 | 0
F2_Industrial_Interruptible - Industrial_Existing_Miscellaneous_Natural Gas_Miscellaneous_E4 | F2 | Industrial | Interruptible - Industrial | Existing | Miscellaneous | Natural Gas | Miscellaneous | E4 | RVT - Cost of Operation | 0 | 0 | 0 | 0 | 0 | 0 | 0 | 0 | 0 | 0 | 0 | 0 | 0 | 0 | 0 | 0 | 0 | 0 | 0 | 0 | 0 | 0 | 0 | 0 | 0 | 0 | 0
F2_Industrial_Interruptible - Industrial_Existing_Miscellaneous_Natural Gas_Miscellaneous_E5 | F2 | Industrial | Interruptible - Industrial | Existing | Miscellaneous | Natural Gas | Miscellaneous | E5 | RVT - Cost of Operation | 0 | 0 | 0 | 0 | 0 | 0 | 0 | 0 | 0 | 0 | 0 | 0 | 0 | 0 | 0 | 0 | 0 | 0 | 0 | 0 | 0 | 0 | 0 | 0 | 0 | 0 | 0
F2_Industrial_Interruptible - Industrial_Existing_Miscellaneous_Natural Gas_Miscellaneous_E6 | F2 | Industrial | Interruptible - Industrial | Existing | Miscellaneous | Natural Gas | Miscellaneous | E6 | RVT - Cost of Operation | 0 | 0 | 0 | 0 | 0 | 0 | 0 | 0 | 0 | 0 | 0 | 0 | 0 | 0 | 0 | 0 | 0 | 0 | 0 | 0 | 0 | 0 | 0 | 0 | 0 | 0 | 0
F2_Industrial_Interruptible - Industrial_Existing_Miscellaneous_Natural Gas_Miscellaneous_E7 | F2 | Industrial | Interruptible - Industrial | Existing | Miscellaneous | Natural Gas | Miscellaneous | E7 | RVT - Cost of Operation | 0 | 0 | 0 | 0 | 0 | 0 | 0 | 0 | 0 | 0 | 0 | 0 | 0 | 0 | 0 | 0 | 0 | 0 | 0 | 0 | 0 | 0 | 0 | 0 | 0 | 0 | 0
F2_Industrial_Interruptible - Industrial_Existing_Miscellaneous_Natural Gas_Miscellaneous_E8 | F2 | Industrial | Interruptible - Industrial | Existing | Miscellaneous | Natural Gas | Miscellaneous | E8 | RVT - Cost of Operation | 0 | 0 | 0 | 0 | 0 | 0 | 0 | 0 | 0 | 0 | 0 | 0 | 0 | 0 | 0 | 0 | 0 | 0 | 0 | 0 | 0 | 0 | 0 | 0 | 0 | 0 | 0
F2_Industrial_Interruptible - Industrial_Existing_Miscellaneous_Natural Gas_Miscellaneous_E9 | F2 | Industrial | Interruptible - Industrial | Existing | Miscellaneous | Natural Gas | Miscellaneous | E9 | RVT - Cost of Operation | 0 | 0 | 0 | 0 | 0 | 0 | 0 | 0 | 0 | 0 | 0 | 0 | 0 | 0 | 0 | 0 | 0 | 0 | 0 | 0 | 0 | 0 | 0 | 0 | 0 | 0 | 0
F2_Industrial_Interruptible - Industrial_Existing_Miscellaneous_Natural Gas_Miscellaneous_E10 | F2 | Industrial | Interruptible - Industrial | Existing | Miscellaneous | Natural Gas | Miscellaneous | E10 | RVT - Cost of Operation | 0 | 0 | 0 | 0 | 0 | 0 | 0 | 0 | 0 | 0 | 0 | 0 | 0 | 0 | 0 | 0 | 0 | 0 | 0 | 0 | 0 | 0 | 0 | 0 | 0 | 0 | 0
F3_Industrial_Interruptible - Industrial_Existing_Miscellaneous_Natural Gas_Miscellaneous_E1 | F3 | Industrial | Interruptible - Industrial | Existing | Miscellaneous | Natural Gas | Miscellaneous | E1 | System - kBTUs of Consumption | 52279.4497 | 52279.4497 | 52279.4497 | 52279.4497 | 52279.4497 | 52279.4497 | 52279.4497 | 52279.4497 | 52279.4497 | 52279.4497 | 52279.4497 | 52279.4497 | 52279.4497 | 52279.4497 | 52279.4497 | 52279.4497 | 52279.4497 | 52279.4497 | 52279.4497 | 52279.4497 | 52279.4497 | 52279.4497 | 52279.4497 | 52279.4497 | 52279.4497 | 52279.4497 | 52279.4497
F3_Industrial_Interruptible - Industrial_Existing_Miscellaneous_Natural Gas_Miscellaneous_E2 | F3 | Industrial | Interruptible - Industrial | Existing | Miscellaneous | Natural Gas | Miscellaneous | E2 | System - kBTUs of Consumption | 0 | 0 | 0 | 0 | 0 | 0 | 0 | 0 | 0 | 0 | 0 | 0 | 0 | 0 | 0 | 0 | 0 | 0 | 0 | 0 | 0 | 0 | 0 | 0 | 0 | 0 | 0
F3_Industrial_Interruptible - Industrial_Existing_Miscellaneous_Natural Gas_Miscellaneous_E3 | F3 | Industrial | Interruptible - Industrial | Existing | Miscellaneous | Natural Gas | Miscellaneous | E3 | System - kBTUs of Consumption | 0 | 0 | 0 | 0 | 0 | 0 | 0 | 0 | 0 | 0 | 0 | 0 | 0 | 0 | 0 | 0 | 0 | 0 | 0 | 0 | 0 | 0 | 0 | 0 | 0 | 0 | 0
F3_Industrial_Interruptible - Industrial_Existing_Miscellaneous_Natural Gas_Miscellaneous_E4 | F3 | Industrial | Interruptible - Industrial | Existing | Miscellaneous | Natural Gas | Miscellaneous | E4 | System - kBTUs of Consumption | 0 | 0 | 0 | 0 | 0 | 0 | 0 | 0 | 0 | 0 | 0 | 0 | 0 | 0 | 0 | 0 | 0 | 0 | 0 | 0 | 0 | 0 | 0 | 0 | 0 | 0 | 0
F3_Industrial_Interruptible - Industrial_Existing_Miscellaneous_Natural Gas_Miscellaneous_E5 | F3 | Industrial | Interruptible - Industrial | Existing | Miscellaneous | Natural Gas | Miscellaneous | E5 | System - kBTUs of Consumption | 0 | 0 | 0 | 0 | 0 | 0 | 0 | 0 | 0 | 0 | 0 | 0 | 0 | 0 | 0 | 0 | 0 | 0 | 0 | 0 | 0 | 0 | 0 | 0 | 0 | 0 | 0
F3_Industrial_Interruptible - Industrial_Existing_Miscellaneous_Natural Gas_Miscellaneous_E6 | F3 | Industrial | Interruptible - Industrial | Existing | Miscellaneous | Natural Gas | Miscellaneous | E6 | System - kBTUs of Consumption | 0 | 0 | 0 | 0 | 0 | 0 | 0 | 0 | 0 | 0 | 0 | 0 | 0 | 0 | 0 | 0 | 0 | 0 | 0 | 0 | 0 | 0 | 0 | 0 | 0 | 0 | 0
F3_Industrial_Interruptible - Industrial_Existing_Miscellaneous_Natural Gas_Miscellaneous_E7 | F3 | Industrial | Interruptible - Industrial | Existing | Miscellaneous | Natural Gas | Miscellaneous | E7 | System - kBTUs of Consumption | 0 | 0 | 0 | 0 | 0 | 0 | 0 | 0 | 0 | 0 | 0 | 0 | 0 | 0 | 0 | 0 | 0 | 0 | 0 | 0 | 0 | 0 | 0 | 0 | 0 | 0 | 0
F3_Industrial_Interruptible - Industrial_Existing_Miscellaneous_Natural Gas_Miscellaneous_E8 | F3 | Industrial | Interruptible - Industrial | Existing | Miscellaneous | Natural Gas | Miscellaneous | E8 | System - kBTUs of Consumption | 0 | 0 | 0 | 0 | 0 | 0 | 0 | 0 | 0 | 0 | 0 | 0 | 0 | 0 | 0 | 0 | 0 | 0 | 0 | 0 | 0 | 0 | 0 | 0 | 0 | 0 | 0
F3_Industrial_Interruptible - Industrial_Existing_Miscellaneous_Natural Gas_Miscellaneous_E9 | F3 | Industrial | Interruptible - Industrial | Existing | Miscellaneous | Natural Gas | Miscellaneous | E9 | System - kBTUs of Consumption | 0 | 0 | 0 | 0 | 0 | 0 | 0 | 0 | 0 | 0 | 0 | 0 | 0 | 0 | 0 | 0 | 0 | 0 | 0 | 0 | 0 | 0 | 0 | 0 | 0 | 0 | 0
F3_Industrial_Interruptible - Industrial_Existing_Miscellaneous_Natural Gas_Miscellaneous_E10 | F3 | Industrial | Interruptible - Industrial | Existing | Miscellaneous | Natural Gas | Miscellaneous | E10 | System - kBTUs of Consumption | 0 | 0 | 0 | 0 | 0 | 0 | 0 | 0 | 0 | 0 | 0 | 0 | 0 | 0 | 0 | 0 | 0 | 0 | 0 | 0 | 0 | 0 | 0 | 0 | 0 | 0 | 0
F4_Industrial_Interruptible - Industrial_Existing_Miscellaneous_Natural Gas_Miscellaneous_E1 | F4 | Industrial | Interruptible - Industrial | Existing | Miscellaneous | Natural Gas | Miscellaneous | E1 | Utility - Cost of Equipment | 136.6459 | 136.6459 | 136.6459 | 136.6459 | 136.6459 | 136.6459 | 136.6459 | 136.6459 | 136.6459 | 136.6459 | 136.6459 | 136.6459 | 136.6459 | 136.6459 | 136.6459 | 136.6459 | 136.6459 | 136.6459 | 136.6459 | 136.6459 | 136.6459 | 136.6459 | 136.6459 | 136.6459 | 136.6459 | 136.6459 | 136.6459
F4_Industrial_Interruptible - Industrial_Existing_Miscellaneous_Natural Gas_Miscellaneous_E2 | F4 | Industrial | Interruptible - Industrial | Existing | Miscellaneous | Natural Gas | Miscellaneous | E2 | Utility - Cost of Equipment | 0 | 0 | 0 | 0 | 0 | 0 | 0 | 0 | 0 | 0 | 0 | 0 | 0 | 0 | 0 | 0 | 0 | 0 | 0 | 0 | 0 | 0 | 0 | 0 | 0 | 0 | 0
F4_Industrial_Interruptible - Industrial_Existing_Miscellaneous_Natural Gas_Miscellaneous_E3 | F4 | Industrial | Interruptible - Industrial | Existing | Miscellaneous | Natural Gas | Miscellaneous | E3 | Utility - Cost of Equipment | 0 | 0 | 0 | 0 | 0 | 0 | 0 | 0 | 0 | 0 | 0 | 0 | 0 | 0 | 0 | 0 | 0 | 0 | 0 | 0 | 0 | 0 | 0 | 0 | 0 | 0 | 0
F4_Industrial_Interruptible - Industrial_Existing_Miscellaneous_Natural Gas_Miscellaneous_E4 | F4 | Industrial | Interruptible - Industrial | Existing | Miscellaneous | Natural Gas | Miscellaneous | E4 | Utility - Cost of Equipment | 0 | 0 | 0 | 0 | 0 | 0 | 0 | 0 | 0 | 0 | 0 | 0 | 0 | 0 | 0 | 0 | 0 | 0 | 0 | 0 | 0 | 0 | 0 | 0 | 0 | 0 | 0
F4_Industrial_Interruptible - Industrial_Existing_Miscellaneous_Natural Gas_Miscellaneous_E5 | F4 | Industrial | Interruptible - Industrial | Existing | Miscellaneous | Natural Gas | Miscellaneous | E5 | Utility - Cost of Equipment | 0 | 0 | 0 | 0 | 0 | 0 | 0 | 0 | 0 | 0 | 0 | 0 | 0 | 0 | 0 | 0 | 0 | 0 | 0 | 0 | 0 | 0 | 0 | 0 | 0 | 0 | 0
F4_Industrial_Interruptible - Industrial_Existing_Miscellaneous_Natural Gas_Miscellaneous_E6 | F4 | Industrial | Interruptible - Industrial | Existing | Miscellaneous | Natural Gas | Miscellaneous | E6 | Utility - Cost of Equipment | 0 | 0 | 0 | 0 | 0 | 0 | 0 | 0 | 0 | 0 | 0 | 0 | 0 | 0 | 0 | 0 | 0 | 0 | 0 | 0 | 0 | 0 | 0 | 0 | 0 | 0 | 0
F4_Industrial_Interruptible - Industrial_Existing_Miscellaneous_Natural Gas_Miscellaneous_E7 | F4 | Industrial | Interruptible - Industrial | Existing | Miscellaneous | Natural Gas | Miscellaneous | E7 | Utility - Cost of Equipment | 0 | 0 | 0 | 0 | 0 | 0 | 0 | 0 | 0 | 0 | 0 | 0 | 0 | 0 | 0 | 0 | 0 | 0 | 0 | 0 | 0 | 0 | 0 | 0 | 0 | 0 | 0
F4_Industrial_Interruptible - Industrial_Existing_Miscellaneous_Natural Gas_Miscellaneous_E8 | F4 | Industrial | Interruptible - Industrial | Existing | Miscellaneous | Natural Gas | Miscellaneous | E8 | Utility - Cost of Equipment | 0 | 0 | 0 | 0 | 0 | 0 | 0 | 0 | 0 | 0 | 0 | 0 | 0 | 0 | 0 | 0 | 0 | 0 | 0 | 0 | 0 | 0 | 0 | 0 | 0 | 0 | 0
F4_Industrial_Interruptible - Industrial_Existing_Miscellaneous_Natural Gas_Miscellaneous_E9 | F4 | Industrial | Interruptible - Industrial | Existing | Miscellaneous | Natural Gas | Miscellaneous | E9 | Utility - Cost of Equipment | 0 | 0 | 0 | 0 | 0 | 0 | 0 | 0 | 0 | 0 | 0 | 0 | 0 | 0 | 0 | 0 | 0 | 0 | 0 | 0 | 0 | 0 | 0 | 0 | 0 | 0 | 0
F4_Industrial_Interruptible - Industrial_Existing_Miscellaneous_Natural Gas_Miscellaneous_E10 | F4 | Industrial | Interruptible - Industrial | Existing | Miscellaneous | Natural Gas | Miscellaneous | E10 | Utility - Cost of Equipment | 0 | 0 | 0 | 0 | 0 | 0 | 0 | 0 | 0 | 0 | 0 | 0 | 0 | 0 | 0 | 0 | 0 | 0 | 0 | 0 | 0 | 0 | 0 | 0 | 0 | 0 | 0
F5_Industrial_Interruptible - Industrial_Existing_Miscellaneous_Natural Gas_Miscellaneous_E1 | F5 | Industrial | Interruptible - Industrial | Existing | Miscellaneous | Natural Gas | Miscellaneous | E1 | Utility - Cost of Operation | 422.6064 | 417.2032 | 414.9919 | 434.2443 | 466.6033 | 506.6543 | 514.6076 | 522.3376 | 529.4984 | 535.1168 | 540.4833 | 548.2697 | 554.1605 | 559.0833 | 564.0842 | 568.4799 | 572.2918 | 577.0787 | 582.2804 | 587.8842 | 593.0931 | 597.9353 | 602.5861 | 606.1774 | 610.2049 | 613.1961 | 616.202
F5_Industrial_Interruptible - Industrial_Existing_Miscellaneous_Natural Gas_Miscellaneous_E2 | F5 | Industrial | Interruptible - Industrial | Existing | Miscellaneous | Natural Gas | Miscellaneous | E2 | Utility - Cost of Operation | 0 | 0 | 0 | 0 | 0 | 0 | 0 | 0 | 0 | 0 | 0 | 0 | 0 | 0 | 0 | 0 | 0 | 0 | 0 | 0 | 0 | 0 | 0 | 0 | 0 | 0 | 0
F5_Industrial_Interruptible - Industrial_Existing_Miscellaneous_Natural Gas_Miscellaneous_E3 | F5 | Industrial | Interruptible - Industrial | Existing | Miscellaneous | Natural Gas | Miscellaneous | E3 | Utility - Cost of Operation | 0 | 0 | 0 | 0 | 0 | 0 | 0 | 0 | 0 | 0 | 0 | 0 | 0 | 0 | 0 | 0 | 0 | 0 | 0 | 0 | 0 | 0 | 0 | 0 | 0 | 0 | 0
F5_Industrial_Interruptible - Industrial_Existing_Miscellaneous_Natural Gas_Miscellaneous_E4 | F5 | Industrial | Interruptible - Industrial | Existing | Miscellaneous | Natural Gas | Miscellaneous | E4 | Utility - Cost of Operation | 0 | 0 | 0 | 0 | 0 | 0 | 0 | 0 | 0 | 0 | 0 | 0 | 0 | 0 | 0 | 0 | 0 | 0 | 0 | 0 | 0 | 0 | 0 | 0 | 0 | 0 | 0
F5_Industrial_Interruptible - Industrial_Existing_Miscellaneous_Natural Gas_Miscellaneous_E5 | F5 | Industrial | Interruptible - Industrial | Existing | Miscellaneous | Natural Gas | Miscellaneous | E5 | Utility - Cost of Operation | 0 | 0 | 0 | 0 | 0 | 0 | 0 | 0 | 0 | 0 | 0 | 0 | 0 | 0 | 0 | 0 | 0 | 0 | 0 | 0 | 0 | 0 | 0 | 0 | 0 | 0 | 0
F5_Industrial_Interruptible - Industrial_Existing_Miscellaneous_Natural Gas_Miscellaneous_E6 | F5 | Industrial | Interruptible - Industrial | Existing | Miscellaneous | Natural Gas | Miscellaneous | E6 | Utility - Cost of Operation | 0 | 0 | 0 | 0 | 0 | 0 | 0 | 0 | 0 | 0 | 0 | 0 | 0 | 0 | 0 | 0 | 0 | 0 | 0 | 0 | 0 | 0 | 0 | 0 | 0 | 0 | 0
F5_Industrial_Interruptible - Industrial_Existing_Miscellaneous_Natural Gas_Miscellaneous_E7 | F5 | Industrial | Interruptible - Industrial | Existing | Miscellaneous | Natural Gas | Miscellaneous | E7 | Utility - Cost of Operation | 0 | 0 | 0 | 0 | 0 | 0 | 0 | 0 | 0 | 0 | 0 | 0 | 0 | 0 | 0 | 0 | 0 | 0 | 0 | 0 | 0 | 0 | 0 | 0 | 0 | 0 | 0
F5_Industrial_Interruptible - Industrial_Existing_Miscellaneous_Natural Gas_Miscellaneous_E8 | F5 | Industrial | Interruptible - Industrial | Existing | Miscellaneous | Natural Gas | Miscellaneous | E8 | Utility - Cost of Operation | 0 | 0 | 0 | 0 | 0 | 0 | 0 | 0 | 0 | 0 | 0 | 0 | 0 | 0 | 0 | 0 | 0 | 0 | 0 | 0 | 0 | 0 | 0 | 0 | 0 | 0 | 0
F5_Industrial_Interruptible - Industrial_Existing_Miscellaneous_Natural Gas_Miscellaneous_E9 | F5 | Industrial | Interruptible - Industrial | Existing | Miscellaneous | Natural Gas | Miscellaneous | E9 | Utility - Cost of Operation | 0 | 0 | 0 | 0 | 0 | 0 | 0 | 0 | 0 | 0 | 0 | 0 | 0 | 0 | 0 | 0 | 0 | 0 | 0 | 0 | 0 | 0 | 0 | 0 | 0 | 0 | 0
F5_Industrial_Interruptible - Industrial_Existing_Miscellaneous_Natural Gas_Miscellaneous_E10 | F5 | Industrial | Interruptible - Industrial | Existing | Miscellaneous | Natural Gas | Miscellaneous | E10 | Utility - Cost of Operation | 0 | 0 | 0 | 0 | 0 | 0 | 0 | 0 | 0 | 0 | 0 | 0 | 0 | 0 | 0 | 0 | 0 | 0 | 0 | 0 | 0 | 0 | 0 | 0 | 0 | 0 | 0
F6_Industrial_Interruptible - Industrial_Existing_Miscellaneous_Natural Gas_Miscellaneous_E1 | F6 | Industrial | Interruptible - Industrial | Existing | Miscellaneous | Natural Gas | Miscellaneous | E1 | Utility - Value of Sales | 0 | 0 | 0 | 0 | 0 | 0 | 0 | 0 | 0 | 0 | 0 | 0 | 0 | 0 | 0 | 0 | 0 | 0 | 0 | 0 | 0 | 0 | 0 | 0 | 0 | 0 | 0
F6_Industrial_Interruptible - Industrial_Existing_Miscellaneous_Natural Gas_Miscellaneous_E2 | F6 | Industrial | Interruptible - Industrial | Existing | Miscellaneous | Natural Gas | Miscellaneous | E2 | Utility - Value of Sales | 0 | 0 | 0 | 0 | 0 | 0 | 0 | 0 | 0 | 0 | 0 | 0 | 0 | 0 | 0 | 0 | 0 | 0 | 0 | 0 | 0 | 0 | 0 | 0 | 0 | 0 | 0
F6_Industrial_Interruptible - Industrial_Existing_Miscellaneous_Natural Gas_Miscellaneous_E3 | F6 | Industrial | Interruptible - Industrial | Existing | Miscellaneous | Natural Gas | Miscellaneous | E3 | Utility - Value of Sales | 0 | 0 | 0 | 0 | 0 | 0 | 0 | 0 | 0 | 0 | 0 | 0 | 0 | 0 | 0 | 0 | 0 | 0 | 0 | 0 | 0 | 0 | 0 | 0 | 0 | 0 | 0
F6_Industrial_Interruptible - Industrial_Existing_Miscellaneous_Natural Gas_Miscellaneous_E4 | F6 | Industrial | Interruptible - Industrial | Existing | Miscellaneous | Natural Gas | Miscellaneous | E4 | Utility - Value of Sales | 0 | 0 | 0 | 0 | 0 | 0 | 0 | 0 | 0 | 0 | 0 | 0 | 0 | 0 | 0 | 0 | 0 | 0 | 0 | 0 | 0 | 0 | 0 | 0 | 0 | 0 | 0
F6_Industrial_Interruptible - Industrial_Existing_Miscellaneous_Natural Gas_Miscellaneous_E5 | F6 | Industrial | Interruptible - Industrial | Existing | Miscellaneous | Natural Gas | Miscellaneous | E5 | Utility - Value of Sales | 0 | 0 | 0 | 0 | 0 | 0 | 0 | 0 | 0 | 0 | 0 | 0 | 0 | 0 | 0 | 0 | 0 | 0 | 0 | 0 | 0 | 0 | 0 | 0 | 0 | 0 | 0
F6_Industrial_Interruptible - Industrial_Existing_Miscellaneous_Natural Gas_Miscellaneous_E6 | F6 | Industrial | Interruptible - Industrial | Existing | Miscellaneous | Natural Gas | Miscellaneous | E6 | Utility - Value of Sales | 0 | 0 | 0 | 0 | 0 | 0 | 0 | 0 | 0 | 0 | 0 | 0 | 0 | 0 | 0 | 0 | 0 | 0 | 0 | 0 | 0 | 0 | 0 | 0 | 0 | 0 | 0
F6_Industrial_Interruptible - Industrial_Existing_Miscellaneous_Natural Gas_Miscellaneous_E7 | F6 | Industrial | Interruptible - Industrial | Existing | Miscellaneous | Natural Gas | Miscellaneous | E7 | Utility - Value of Sales | 0 | 0 | 0 | 0 | 0 | 0 | 0 | 0 | 0 | 0 | 0 | 0 | 0 | 0 | 0 | 0 | 0 | 0 | 0 | 0 | 0 | 0 | 0 | 0 | 0 | 0 | 0
F6_Industrial_Interruptible - Industrial_Existing_Miscellaneous_Natural Gas_Miscellaneous_E8 | F6 | Industrial | Interruptible - Industrial | Existing | Miscellaneous | Natural Gas | Miscellaneous | E8 | Utility - Value of Sales | 0 | 0 | 0 | 0 | 0 | 0 | 0 | 0 | 0 | 0 | 0 | 0 | 0 | 0 | 0 | 0 | 0 | 0 | 0 | 0 | 0 | 0 | 0 | 0 | 0 | 0 | 0
F6_Industrial_Interruptible - Industrial_Existing_Miscellaneous_Natural Gas_Miscellaneous_E9 | F6 | Industrial | Interruptible - Industrial | Existing | Miscellaneous | Natural Gas | Miscellaneous | E9 | Utility - Value of Sales | 0 | 0 | 0 | 0 | 0 | 0 | 0 | 0 | 0 | 0 | 0 | 0 | 0 | 0 | 0 | 0 | 0 | 0 | 0 | 0 | 0 | 0 | 0 | 0 | 0 | 0 | 0
F6_Industrial_Interruptible - Industrial_Existing_Miscellaneous_Natural Gas_Miscellaneous_E10 | F6 | Industrial | Interruptible - Industrial | Existing | Miscellaneous | Natural Gas | Miscellaneous | E10 | Utility - Value of Sales | 0 | 0 | 0 | 0 | 0 | 0 | 0 | 0 | 0 | 0 | 0 | 0 | 0 | 0 | 0 | 0 | 0 | 0 | 0 | 0 | 0 | 0 | 0 | 0 | 0 | 0 | 0
F1_Industrial_Interruptible - Industrial_New_Space Heating_Natural Gas_Furnace_E1 | F1 | Industrial | Interruptible - Industrial | New | Space Heating | Natural Gas | Furnace | E1 | RVT - Cost of Equipment | 98.9717 | 98.9717 | 98.9717 | 0 | 0 | 0 | 0 | 0 | 0 | 0 | 0 | 0 | 0 | 0 | 0 | 0 | 0 | 0 | 0 | 0 | 0 | 0 | 0 | 0 | 0 | 0 | 0
F1_Industrial_Interruptible - Industrial_New_Space Heating_Natural Gas_Furnace_E2 | F1 | Industrial | Interruptible - Industrial | New | Space Heating | Natural Gas | Furnace | E2 | RVT - Cost of Equipment | 121.6163 | 121.6163 | 121.6163 | 121.6163 | 121.6163 | 121.6163 | 121.6163 | 121.6163 | 121.6163 | 121.6163 | 121.6163 | 121.6163 | 121.6163 | 121.6163 | 121.6163 | 121.6163 | 121.6163 | 121.6163 | 121.6163 | 121.6163 | 121.6163 | 121.6163 | 121.6163 | 121.6163 | 121.6163 | 121.6163 | 121.6163
F1_Industrial_Interruptible - Industrial_New_Space Heating_Natural Gas_Furnace_E3 | F1 | Industrial | Interruptible - Industrial | New | Space Heating | Natural Gas | Furnace | E3 | RVT - Cost of Equipment | 144.2609 | 144.2609 | 144.2609 | 144.2609 | 144.2609 | 144.2609 | 144.2609 | 144.2609 | 144.2609 | 144.2609 | 144.2609 | 144.2609 | 144.2609 | 144.2609 | 144.2609 | 144.2609 | 144.2609 | 144.2609 | 144.2609 | 144.2609 | 144.2609 | 144.2609 | 144.2609 | 144.2609 | 144.2609 | 144.2609 | 144.2609
F1_Industrial_Interruptible - Industrial_New_Space Heating_Natural Gas_Furnace_E4 | F1 | Industrial | Interruptible - Industrial | New | Space Heating | Natural Gas | Furnace | E4 | RVT - Cost of Equipment | 0 | 0 | 0 | 0 | 0 | 0 | 0 | 0 | 0 | 0 | 0 | 0 | 0 | 0 | 0 | 0 | 0 | 0 | 0 | 0 | 0 | 0 | 0 | 0 | 0 | 0 | 0
F1_Industrial_Interruptible - Industrial_New_Space Heating_Natural Gas_Furnace_E5 | F1 | Industrial | Interruptible - Industrial | New | Space Heating | Natural Gas | Furnace | E5 | RVT - Cost of Equipment | 0 | 0 | 0 | 0 | 0 | 0 | 0 | 0 | 0 | 0 | 0 | 0 | 0 | 0 | 0 | 0 | 0 | 0 | 0 | 0 | 0 | 0 | 0 | 0 | 0 | 0 | 0
F1_Industrial_Interruptible - Industrial_New_Space Heating_Natural Gas_Furnace_E6 | F1 | Industrial | Interruptible - Industrial | New | Space Heating | Natural Gas | Furnace | E6 | RVT - Cost of Equipment | 0 | 0 | 0 | 0 | 0 | 0 | 0 | 0 | 0 | 0 | 0 | 0 | 0 | 0 | 0 | 0 | 0 | 0 | 0 | 0 | 0 | 0 | 0 | 0 | 0 | 0 | 0
F1_Industrial_Interruptible - Industrial_New_Space Heating_Natural Gas_Furnace_E7 | F1 | Industrial | Interruptible - Industrial | New | Space Heating | Natural Gas | Furnace | E7 | RVT - Cost of Equipment | 0 | 0 | 0 | 0 | 0 | 0 | 0 | 0 | 0 | 0 | 0 | 0 | 0 | 0 | 0 | 0 | 0 | 0 | 0 | 0 | 0 | 0 | 0 | 0 | 0 | 0 | 0
F1_Industrial_Interruptible - Industrial_New_Space Heating_Natural Gas_Furnace_E8 | F1 | Industrial | Interruptible - Industrial | New | Space Heating | Natural Gas | Furnace | E8 | RVT - Cost of Equipment | 0 | 0 | 0 | 0 | 0 | 0 | 0 | 0 | 0 | 0 | 0 | 0 | 0 | 0 | 0 | 0 | 0 | 0 | 0 | 0 | 0 | 0 | 0 | 0 | 0 | 0 | 0
F1_Industrial_Interruptible - Industrial_New_Space Heating_Natural Gas_Furnace_E9 | F1 | Industrial | Interruptible - Industrial | New | Space Heating | Natural Gas | Furnace | E9 | RVT - Cost of Equipment | 0 | 0 | 0 | 0 | 0 | 0 | 0 | 0 | 0 | 0 | 0 | 0 | 0 | 0 | 0 | 0 | 0 | 0 | 0 | 0 | 0 | 0 | 0 | 0 | 0 | 0 | 0
F1_Industrial_Interruptible - Industrial_New_Space Heating_Natural Gas_Furnace_E10 | F1 | Industrial | Interruptible - Industrial | New | Space Heating | Natural Gas | Furnace | E10 | RVT - Cost of Equipment | 0 | 0 | 0 | 0 | 0 | 0 | 0 | 0 | 0 | 0 | 0 | 0 | 0 | 0 | 0 | 0 | 0 | 0 | 0 | 0 | 0 | 0 | 0 | 0 | 0 | 0 | 0
F2_Industrial_Interruptible - Industrial_New_Space Heating_Natural Gas_Furnace_E1 | F2 | Industrial | Interruptible - Industrial | New | Space Heating | Natural Gas | Furnace | E1 | RVT - Cost of Operation | 0 | 0 | 0 | 0 | 0 | 0 | 0 | 0 | 0 | 0 | 0 | 0 | 0 | 0 | 0 | 0 | 0 | 0 | 0 | 0 | 0 | 0 | 0 | 0 | 0 | 0 | 0
F2_Industrial_Interruptible - Industrial_New_Space Heating_Natural Gas_Furnace_E2 | F2 | Industrial | Interruptible - Industrial | New | Space Heating | Natural Gas | Furnace | E2 | RVT - Cost of Operation | 0 | 0 | 0 | 0 | 0 | 0 | 0 | 0 | 0 | 0 | 0 | 0 | 0 | 0 | 0 | 0 | 0 | 0 | 0 | 0 | 0 | 0 | 0 | 0 | 0 | 0 | 0
F2_Industrial_Interruptible - Industrial_New_Space Heating_Natural Gas_Furnace_E3 | F2 | Industrial | Interruptible - Industrial | New | Space Heating | Natural Gas | Furnace | E3 | RVT - Cost of Operation | 0 | 0 | 0 | 0 | 0 | 0 | 0 | 0 | 0 | 0 | 0 | 0 | 0 | 0 | 0 | 0 | 0 | 0 | 0 | 0 | 0 | 0 | 0 | 0 | 0 | 0 | 0
F2_Industrial_Interruptible - Industrial_New_Space Heating_Natural Gas_Furnace_E4 | F2 | Industrial | Interruptible - Industrial | New | Space Heating | Natural Gas | Furnace | E4 | RVT - Cost of Operation | 0 | 0 | 0 | 0 | 0 | 0 | 0 | 0 | 0 | 0 | 0 | 0 | 0 | 0 | 0 | 0 | 0 | 0 | 0 | 0 | 0 | 0 | 0 | 0 | 0 | 0 | 0
F2_Industrial_Interruptible - Industrial_New_Space Heating_Natural Gas_Furnace_E5 | F2 | Industrial | Interruptible - Industrial | New | Space Heating | Natural Gas | Furnace | E5 | RVT - Cost of Operation | 0 | 0 | 0 | 0 | 0 | 0 | 0 | 0 | 0 | 0 | 0 | 0 | 0 | 0 | 0 | 0 | 0 | 0 | 0 | 0 | 0 | 0 | 0 | 0 | 0 | 0 | 0
F2_Industrial_Interruptible - Industrial_New_Space Heating_Natural Gas_Furnace_E6 | F2 | Industrial | Interruptible - Industrial | New | Space Heating | Natural Gas | Furnace | E6 | RVT - Cost of Operation | 0 | 0 | 0 | 0 | 0 | 0 | 0 | 0 | 0 | 0 | 0 | 0 | 0 | 0 | 0 | 0 | 0 | 0 | 0 | 0 | 0 | 0 | 0 | 0 | 0 | 0 | 0
F2_Industrial_Interruptible - Industrial_New_Space Heating_Natural Gas_Furnace_E7 | F2 | Industrial | Interruptible - Industrial | New | Space Heating | Natural Gas | Furnace | E7 | RVT - Cost of Operation | 0 | 0 | 0 | 0 | 0 | 0 | 0 | 0 | 0 | 0 | 0 | 0 | 0 | 0 | 0 | 0 | 0 | 0 | 0 | 0 | 0 | 0 | 0 | 0 | 0 | 0 | 0
F2_Industrial_Interruptible - Industrial_New_Space Heating_Natural Gas_Furnace_E8 | F2 | Industrial | Interruptible - Industrial | New | Space Heating | Natural Gas | Furnace | E8 | RVT - Cost of Operation | 0 | 0 | 0 | 0 | 0 | 0 | 0 | 0 | 0 | 0 | 0 | 0 | 0 | 0 | 0 | 0 | 0 | 0 | 0 | 0 | 0 | 0 | 0 | 0 | 0 | 0 | 0
F2_Industrial_Interruptible - Industrial_New_Space Heating_Natural Gas_Furnace_E9 | F2 | Industrial | Interruptible - Industrial | New | Space Heating | Natural Gas | Furnace | E9 | RVT - Cost of Operation | 0 | 0 | 0 | 0 | 0 | 0 | 0 | 0 | 0 | 0 | 0 | 0 | 0 | 0 | 0 | 0 | 0 | 0 | 0 | 0 | 0 | 0 | 0 | 0 | 0 | 0 | 0
F2_Industrial_Interruptible - Industrial_New_Space Heating_Natural Gas_Furnace_E10 | F2 | Industrial | Interruptible - Industrial | New | Space Heating | Natural Gas | Furnace | E10 | RVT - Cost of Operation | 0 | 0 | 0 | 0 | 0 | 0 | 0 | 0 | 0 | 0 | 0 | 0 | 0 | 0 | 0 | 0 | 0 | 0 | 0 | 0 | 0 | 0 | 0 | 0 | 0 | 0 | 0
F3_Industrial_Interruptible - Industrial_New_Space Heating_Natural Gas_Furnace_E1 | F3 | Industrial | Interruptible - Industrial | New | Space Heating | Natural Gas | Furnace | E1 | System - kBTUs of Consumption | 52137.1341 | 52289.0781 | 52280.2296 | 0 | 0 | 0 | 0 | 0 | 0 | 0 | 0 | 0 | 0 | 0 | 0 | 0 | 0 | 0 | 0 | 0 | 0 | 0 | 0 | 0 | 0 | 0 | 0
F3_Industrial_Interruptible - Industrial_New_Space Heating_Natural Gas_Furnace_E2 | F3 | Industrial | Interruptible - Industrial | New | Space Heating | Natural Gas | Furnace | E2 | System - kBTUs of Consumption | 46341.8677 | 46476.9225 | 46469.0575 | 46469.0575 | 46469.0575 | 46469.0575 | 46469.0575 | 46469.0575 | 46469.0575 | 46469.0575 | 46469.0575 | 46469.0575 | 46469.0575 | 46469.0575 | 46469.0575 | 46469.0575 | 46469.0575 | 46469.0575 | 46469.0575 | 46469.0575 | 46469.0575 | 46469.0575 | 46469.0575 | 46469.0575 | 46469.0575 | 46469.0575 | 46469.0575
F3_Industrial_Interruptible - Industrial_New_Space Heating_Natural Gas_Furnace_E3 | F3 | Industrial | Interruptible - Industrial | New | Space Heating | Natural Gas | Furnace | E3 | System - kBTUs of Consumption | 43444.2346 | 43570.8447 | 43563.4715 | 43563.4715 | 43563.4715 | 43563.4715 | 43563.4715 | 43563.4715 | 43563.4715 | 43563.4715 | 43563.4715 | 43563.4715 | 43563.4715 | 43563.4715 | 43563.4715 | 43563.4715 | 43563.4715 | 43563.4715 | 43563.4715 | 43563.4715 | 43563.4715 | 43563.4715 | 43563.4715 | 43563.4715 | 43563.4715 | 43563.4715 | 43563.4715
F3_Industrial_Interruptible - Industrial_New_Space Heating_Natural Gas_Furnace_E4 | F3 | Industrial | Interruptible - Industrial | New | Space Heating | Natural Gas | Furnace | E4 | System - kBTUs of Consumption | 0 | 0 | 0 | 0 | 0 | 0 | 0 | 0 | 0 | 0 | 0 | 0 | 0 | 0 | 0 | 0 | 0 | 0 | 0 | 0 | 0 | 0 | 0 | 0 | 0 | 0 | 0
F3_Industrial_Interruptible - Industrial_New_Space Heating_Natural Gas_Furnace_E5 | F3 | Industrial | Interruptible - Industrial | New | Space Heating | Natural Gas | Furnace | E5 | System - kBTUs of Consumption | 0 | 0 | 0 | 0 | 0 | 0 | 0 | 0 | 0 | 0 | 0 | 0 | 0 | 0 | 0 | 0 | 0 | 0 | 0 | 0 | 0 | 0 | 0 | 0 | 0 | 0 | 0
F3_Industrial_Interruptible - Industrial_New_Space Heating_Natural Gas_Furnace_E6 | F3 | Industrial | Interruptible - Industrial | New | Space Heating | Natural Gas | Furnace | E6 | System - kBTUs of Consumption | 0 | 0 | 0 | 0 | 0 | 0 | 0 | 0 | 0 | 0 | 0 | 0 | 0 | 0 | 0 | 0 | 0 | 0 | 0 | 0 | 0 | 0 | 0 | 0 | 0 | 0 | 0
F3_Industrial_Interruptible - Industrial_New_Space Heating_Natural Gas_Furnace_E7 | F3 | Industrial | Interruptible - Industrial | New | Space Heating | Natural Gas | Furnace | E7 | System - kBTUs of Consumption | 0 | 0 | 0 | 0 | 0 | 0 | 0 | 0 | 0 | 0 | 0 | 0 | 0 | 0 | 0 | 0 | 0 | 0 | 0 | 0 | 0 | 0 | 0 | 0 | 0 | 0 | 0
F3_Industrial_Interruptible - Industrial_New_Space Heating_Natural Gas_Furnace_E8 | F3 | Industrial | Interruptible - Industrial | New | Space Heating | Natural Gas | Furnace | E8 | System - kBTUs of Consumption | 0 | 0 | 0 | 0 | 0 | 0 | 0 | 0 | 0 | 0 | 0 | 0 | 0 | 0 | 0 | 0 | 0 | 0 | 0 | 0 | 0 | 0 | 0 | 0 | 0 | 0 | 0
F3_Industrial_Interruptible - Industrial_New_Space Heating_Natural Gas_Furnace_E9 | F3 | Industrial | Interruptible - Industrial | New | Space Heating | Natural Gas | Furnace | E9 | System - kBTUs of Consumption | 0 | 0 | 0 | 0 | 0 | 0 | 0 | 0 | 0 | 0 | 0 | 0 | 0 | 0 | 0 | 0 | 0 | 0 | 0 | 0 | 0 | 0 | 0 | 0 | 0 | 0 | 0
F3_Industrial_Interruptible - Industrial_New_Space Heating_Natural Gas_Furnace_E10 | F3 | Industrial | Interruptible - Industrial | New | Space Heating | Natural Gas | Furnace | E10 | System - kBTUs of Consumption | 0 | 0 | 0 | 0 | 0 | 0 | 0 | 0 | 0 | 0 | 0 | 0 | 0 | 0 | 0 | 0 | 0 | 0 | 0 | 0 | 0 | 0 | 0 | 0 | 0 | 0 | 0
F4_Industrial_Interruptible - Industrial_New_Space Heating_Natural Gas_Furnace_E1 | F4 | Industrial | Interruptible - Industrial | New | Space Heating | Natural Gas | Furnace | E1 | Utility - Cost of Equipment | 98.9717 | 98.9717 | 98.9717 | 0 | 0 | 0 | 0 | 0 | 0 | 0 | 0 | 0 | 0 | 0 | 0 | 0 | 0 | 0 | 0 | 0 | 0 | 0 | 0 | 0 | 0 | 0 | 0
F4_Industrial_Interruptible - Industrial_New_Space Heating_Natural Gas_Furnace_E2 | F4 | Industrial | Interruptible - Industrial | New | Space Heating | Natural Gas | Furnace | E2 | Utility - Cost of Equipment | 121.6163 | 121.6163 | 121.6163 | 121.6163 | 121.6163 | 121.6163 | 121.6163 | 121.6163 | 121.6163 | 121.6163 | 121.6163 | 121.6163 | 121.6163 | 121.6163 | 121.6163 | 121.6163 | 121.6163 | 121.6163 | 121.6163 | 121.6163 | 121.6163 | 121.6163 | 121.6163 | 121.6163 | 121.6163 | 121.6163 | 121.6163
F4_Industrial_Interruptible - Industrial_New_Space Heating_Natural Gas_Furnace_E3 | F4 | Industrial | Interruptible - Industrial | New | Space Heating | Natural Gas | Furnace | E3 | Utility - Cost of Equipment | 144.2609 | 144.2609 | 144.2609 | 144.2609 | 144.2609 | 144.2609 | 144.2609 | 144.2609 | 144.2609 | 144.2609 | 144.2609 | 144.2609 | 144.2609 | 144.2609 | 144.2609 | 144.2609 | 144.2609 | 144.2609 | 144.2609 | 144.2609 | 144.2609 | 144.2609 | 144.2609 | 144.2609 | 144.2609 | 144.2609 | 144.2609
F4_Industrial_Interruptible - Industrial_New_Space Heating_Natural Gas_Furnace_E4 | F4 | Industrial | Interruptible - Industrial | New | Space Heating | Natural Gas | Furnace | E4 | Utility - Cost of Equipment | 0 | 0 | 0 | 0 | 0 | 0 | 0 | 0 | 0 | 0 | 0 | 0 | 0 | 0 | 0 | 0 | 0 | 0 | 0 | 0 | 0 | 0 | 0 | 0 | 0 | 0 | 0
F4_Industrial_Interruptible - Industrial_New_Space Heating_Natural Gas_Furnace_E5 | F4 | Industrial | Interruptible - Industrial | New | Space Heating | Natural Gas | Furnace | E5 | Utility - Cost of Equipment | 0 | 0 | 0 | 0 | 0 | 0 | 0 | 0 | 0 | 0 | 0 | 0 | 0 | 0 | 0 | 0 | 0 | 0 | 0 | 0 | 0 | 0 | 0 | 0 | 0 | 0 | 0
F4_Industrial_Interruptible - Industrial_New_Space Heating_Natural Gas_Furnace_E6 | F4 | Industrial | Interruptible - Industrial | New | Space Heating | Natural Gas | Furnace | E6 | Utility - Cost of Equipment | 0 | 0 | 0 | 0 | 0 | 0 | 0 | 0 | 0 | 0 | 0 | 0 | 0 | 0 | 0 | 0 | 0 | 0 | 0 | 0 | 0 | 0 | 0 | 0 | 0 | 0 | 0
F4_Industrial_Interruptible - Industrial_New_Space Heating_Natural Gas_Furnace_E7 | F4 | Industrial | Interruptible - Industrial | New | Space Heating | Natural Gas | Furnace | E7 | Utility - Cost of Equipment | 0 | 0 | 0 | 0 | 0 | 0 | 0 | 0 | 0 | 0 | 0 | 0 | 0 | 0 | 0 | 0 | 0 | 0 | 0 | 0 | 0 | 0 | 0 | 0 | 0 | 0 | 0
F4_Industrial_Interruptible - Industrial_New_Space Heating_Natural Gas_Furnace_E8 | F4 | Industrial | Interruptible - Industrial | New | Space Heating | Natural Gas | Furnace | E8 | Utility - Cost of Equipment | 0 | 0 | 0 | 0 | 0 | 0 | 0 | 0 | 0 | 0 | 0 | 0 | 0 | 0 | 0 | 0 | 0 | 0 | 0 | 0 | 0 | 0 | 0 | 0 | 0 | 0 | 0
F4_Industrial_Interruptible - Industrial_New_Space Heating_Natural Gas_Furnace_E9 | F4 | Industrial | Interruptible - Industrial | New | Space Heating | Natural Gas | Furnace | E9 | Utility - Cost of Equipment | 0 | 0 | 0 | 0 | 0 | 0 | 0 | 0 | 0 | 0 | 0 | 0 | 0 | 0 | 0 | 0 | 0 | 0 | 0 | 0 | 0 | 0 | 0 | 0 | 0 | 0 | 0
F4_Industrial_Interruptible - Industrial_New_Space Heating_Natural Gas_Furnace_E10 | F4 | Industrial | Interruptible - Industrial | New | Space Heating | Natural Gas | Furnace | E10 | Utility - Cost of Equipment | 0 | 0 | 0 | 0 | 0 | 0 | 0 | 0 | 0 | 0 | 0 | 0 | 0 | 0 | 0 | 0 | 0 | 0 | 0 | 0 | 0 | 0 | 0 | 0 | 0 | 0 | 0
F5_Industrial_Interruptible - Industrial_New_Space Heating_Natural Gas_Furnace_E1 | F5 | Industrial | Interruptible - Industrial | New | Space Heating | Natural Gas | Furnace | E1 | Utility - Cost of Operation | 491.944 | 499.6946 | 505.186 | 0 | 0 | 0 | 0 | 0 | 0 | 0 | 0 | 0 | 0 | 0 | 0 | 0 | 0 | 0 | 0 | 0 | 0 | 0 | 0 | 0 | 0 | 0 | 0
F5_Industrial_Interruptible - Industrial_New_Space Heating_Natural Gas_Furnace_E2 | F5 | Industrial | Interruptible - Industrial | New | Space Heating | Natural Gas | Furnace | E2 | Utility - Cost of Operation | 437.2623 | 444.1514 | 449.0324 | 459.9656 | 473.6952 | 489.7453 | 495.3338 | 500.7104 | 505.8112 | 510.3575 | 514.6686 | 519.6842 | 524.0449 | 528.033 | 532.006 | 535.7432 | 539.2322 | 542.9394 | 546.6734 | 550.4502 | 554.0325 | 557.4359 | 560.764 | 563.7179 | 566.8208 | 569.5993 | 572.3915
F5_Industrial_Interruptible - Industrial_New_Space Heating_Natural Gas_Furnace_E3 | F5 | Industrial | Interruptible - Industrial | New | Space Heating | Natural Gas | Furnace | E3 | Utility - Cost of Operation | 409.9214 | 416.3798 | 420.9556 | 431.2052 | 444.0763 | 459.1228 | 464.3619 | 469.4023 | 474.1841 | 478.4462 | 482.4877 | 487.1897 | 491.2777 | 495.0165 | 498.7411 | 502.2446 | 505.5155 | 508.9908 | 512.4914 | 516.032 | 519.3903 | 522.5809 | 525.7009 | 528.4701 | 531.379 | 533.9838 | 536.6014
F5_Industrial_Interruptible - Industrial_New_Space Heating_Natural Gas_Furnace_E4 | F5 | Industrial | Interruptible - Industrial | New | Space Heating | Natural Gas | Furnace | E4 | Utility - Cost of Operation | 0 | 0 | 0 | 0 | 0 | 0 | 0 | 0 | 0 | 0 | 0 | 0 | 0 | 0 | 0 | 0 | 0 | 0 | 0 | 0 | 0 | 0 | 0 | 0 | 0 | 0 | 0
F5_Industrial_Interruptible - Industrial_New_Space Heating_Natural Gas_Furnace_E5 | F5 | Industrial | Interruptible - Industrial | New | Space Heating | Natural Gas | Furnace | E5 | Utility - Cost of Operation | 0 | 0 | 0 | 0 | 0 | 0 | 0 | 0 | 0 | 0 | 0 | 0 | 0 | 0 | 0 | 0 | 0 | 0 | 0 | 0 | 0 | 0 | 0 | 0 | 0 | 0 | 0
F5_Industrial_Interruptible - Industrial_New_Space Heating_Natural Gas_Furnace_E6 | F5 | Industrial | Interruptible - Industrial | New | Space Heating | Natural Gas | Furnace | E6 | Utility - Cost of Operation | 0 | 0 | 0 | 0 | 0 | 0 | 0 | 0 | 0 | 0 | 0 | 0 | 0 | 0 | 0 | 0 | 0 | 0 | 0 | 0 | 0 | 0 | 0 | 0 | 0 | 0 | 0
F5_Industrial_Interruptible - Industrial_New_Space Heating_Natural Gas_Furnace_E7 | F5 | Industrial | Interruptible - Industrial | New | Space Heating | Natural Gas | Furnace | E7 | Utility - Cost of Operation | 0 | 0 | 0 | 0 | 0 | 0 | 0 | 0 | 0 | 0 | 0 | 0 | 0 | 0 | 0 | 0 | 0 | 0 | 0 | 0 | 0 | 0 | 0 | 0 | 0 | 0 | 0
F5_Industrial_Interruptible - Industrial_New_Space Heating_Natural Gas_Furnace_E8 | F5 | Industrial | Interruptible - Industrial | New | Space Heating | Natural Gas | Furnace | E8 | Utility - Cost of Operation | 0 | 0 | 0 | 0 | 0 | 0 | 0 | 0 | 0 | 0 | 0 | 0 | 0 | 0 | 0 | 0 | 0 | 0 | 0 | 0 | 0 | 0 | 0 | 0 | 0 | 0 | 0
F5_Industrial_Interruptible - Industrial_New_Space Heating_Natural Gas_Furnace_E9 | F5 | Industrial | Interruptible - Industrial | New | Space Heating | Natural Gas | Furnace | E9 | Utility - Cost of Operation | 0 | 0 | 0 | 0 | 0 | 0 | 0 | 0 | 0 | 0 | 0 | 0 | 0 | 0 | 0 | 0 | 0 | 0 | 0 | 0 | 0 | 0 | 0 | 0 | 0 | 0 | 0
F5_Industrial_Interruptible - Industrial_New_Space Heating_Natural Gas_Furnace_E10 | F5 | Industrial | Interruptible - Industrial | New | Space Heating | Natural Gas | Furnace | E10 | Utility - Cost of Operation | 0 | 0 | 0 | 0 | 0 | 0 | 0 | 0 | 0 | 0 | 0 | 0 | 0 | 0 | 0 | 0 | 0 | 0 | 0 | 0 | 0 | 0 | 0 | 0 | 0 | 0 | 0
F6_Industrial_Interruptible - Industrial_New_Space Heating_Natural Gas_Furnace_E1 | F6 | Industrial | Interruptible - Industrial | New | Space Heating | Natural Gas | Furnace | E1 | Utility - Value of Sales | 0 | 0 | 0 | 0 | 0 | 0 | 0 | 0 | 0 | 0 | 0 | 0 | 0 | 0 | 0 | 0 | 0 | 0 | 0 | 0 | 0 | 0 | 0 | 0 | 0 | 0 | 0
F6_Industrial_Interruptible - Industrial_New_Space Heating_Natural Gas_Furnace_E2 | F6 | Industrial | Interruptible - Industrial | New | Space Heating | Natural Gas | Furnace | E2 | Utility - Value of Sales | 0 | 0 | 0 | 0 | 0 | 0 | 0 | 0 | 0 | 0 | 0 | 0 | 0 | 0 | 0 | 0 | 0 | 0 | 0 | 0 | 0 | 0 | 0 | 0 | 0 | 0 | 0
F6_Industrial_Interruptible - Industrial_New_Space Heating_Natural Gas_Furnace_E3 | F6 | Industrial | Interruptible - Industrial | New | Space Heating | Natural Gas | Furnace | E3 | Utility - Value of Sales | 0 | 0 | 0 | 0 | 0 | 0 | 0 | 0 | 0 | 0 | 0 | 0 | 0 | 0 | 0 | 0 | 0 | 0 | 0 | 0 | 0 | 0 | 0 | 0 | 0 | 0 | 0
F6_Industrial_Interruptible - Industrial_New_Space Heating_Natural Gas_Furnace_E4 | F6 | Industrial | Interruptible - Industrial | New | Space Heating | Natural Gas | Furnace | E4 | Utility - Value of Sales | 0 | 0 | 0 | 0 | 0 | 0 | 0 | 0 | 0 | 0 | 0 | 0 | 0 | 0 | 0 | 0 | 0 | 0 | 0 | 0 | 0 | 0 | 0 | 0 | 0 | 0 | 0
F6_Industrial_Interruptible - Industrial_New_Space Heating_Natural Gas_Furnace_E5 | F6 | Industrial | Interruptible - Industrial | New | Space Heating | Natural Gas | Furnace | E5 | Utility - Value of Sales | 0 | 0 | 0 | 0 | 0 | 0 | 0 | 0 | 0 | 0 | 0 | 0 | 0 | 0 | 0 | 0 | 0 | 0 | 0 | 0 | 0 | 0 | 0 | 0 | 0 | 0 | 0
F6_Industrial_Interruptible - Industrial_New_Space Heating_Natural Gas_Furnace_E6 | F6 | Industrial | Interruptible - Industrial | New | Space Heating | Natural Gas | Furnace | E6 | Utility - Value of Sales | 0 | 0 | 0 | 0 | 0 | 0 | 0 | 0 | 0 | 0 | 0 | 0 | 0 | 0 | 0 | 0 | 0 | 0 | 0 | 0 | 0 | 0 | 0 | 0 | 0 | 0 | 0
F6_Industrial_Interruptible - Industrial_New_Space Heating_Natural Gas_Furnace_E7 | F6 | Industrial | Interruptible - Industrial | New | Space Heating | Natural Gas | Furnace | E7 | Utility - Value of Sales | 0 | 0 | 0 | 0 | 0 | 0 | 0 | 0 | 0 | 0 | 0 | 0 | 0 | 0 | 0 | 0 | 0 | 0 | 0 | 0 | 0 | 0 | 0 | 0 | 0 | 0 | 0
F6_Industrial_Interruptible - Industrial_New_Space Heating_Natural Gas_Furnace_E8 | F6 | Industrial | Interruptible - Industrial | New | Space Heating | Natural Gas | Furnace | E8 | Utility - Value of Sales | 0 | 0 | 0 | 0 | 0 | 0 | 0 | 0 | 0 | 0 | 0 | 0 | 0 | 0 | 0 | 0 | 0 | 0 | 0 | 0 | 0 | 0 | 0 | 0 | 0 | 0 | 0
F6_Industrial_Interruptible - Industrial_New_Space Heating_Natural Gas_Furnace_E9 | F6 | Industrial | Interruptible - Industrial | New | Space Heating | Natural Gas | Furnace | E9 | Utility - Value of Sales | 0 | 0 | 0 | 0 | 0 | 0 | 0 | 0 | 0 | 0 | 0 | 0 | 0 | 0 | 0 | 0 | 0 | 0 | 0 | 0 | 0 | 0 | 0 | 0 | 0 | 0 | 0
F6_Industrial_Interruptible - Industrial_New_Space Heating_Natural Gas_Furnace_E10 | F6 | Industrial | Interruptible - Industrial | New | Space Heating | Natural Gas | Furnace | E10 | Utility - Value of Sales | 0 | 0 | 0 | 0 | 0 | 0 | 0 | 0 | 0 | 0 | 0 | 0 | 0 | 0 | 0 | 0 | 0 | 0 | 0 | 0 | 0 | 0 | 0 | 0 | 0 | 0 | 0
F1_Industrial_Interruptible - Industrial_New_Space Heating_Natural Gas_Boiler_E1 | F1 | Industrial | Interruptible - Industrial | New | Space Heating | Natural Gas | Boiler | E1 | RVT - Cost of Equipment | 543.7979 | 543.7979 | 543.7979 | 543.7979 | 543.7979 | 543.7979 | 543.7979 | 543.7979 | 543.7979 | 543.7979 | 543.7979 | 543.7979 | 543.7979 | 543.7979 | 543.7979 | 543.7979 | 543.7979 | 543.7979 | 543.7979 | 543.7979 | 543.7979 | 543.7979 | 543.7979 | 543.7979 | 543.7979 | 543.7979 | 543.7979
F1_Industrial_Interruptible - Industrial_New_Space Heating_Natural Gas_Boiler_E2 | F1 | Industrial | Interruptible - Industrial | New | Space Heating | Natural Gas | Boiler | E2 | RVT - Cost of Equipment | 618.6823 | 618.6823 | 618.6823 | 618.6823 | 618.6823 | 618.6823 | 618.6823 | 618.6823 | 618.6823 | 618.6823 | 618.6823 | 618.6823 | 618.6823 | 618.6823 | 618.6823 | 618.6823 | 618.6823 | 618.6823 | 618.6823 | 618.6823 | 618.6823 | 618.6823 | 618.6823 | 618.6823 | 618.6823 | 618.6823 | 618.6823
F1_Industrial_Interruptible - Industrial_New_Space Heating_Natural Gas_Boiler_E3 | F1 | Industrial | Interruptible - Industrial | New | Space Heating | Natural Gas | Boiler | E3 | RVT - Cost of Equipment | 769.0767 | 769.0767 | 769.0767 | 769.0767 | 769.0767 | 769.0767 | 769.0767 | 769.0767 | 769.0767 | 769.0767 | 769.0767 | 769.0767 | 769.0767 | 769.0767 | 769.0767 | 769.0767 | 769.0767 | 769.0767 | 769.0767 | 769.0767 | 769.0767 | 769.0767 | 769.0767 | 769.0767 | 769.0767 | 769.0767 | 769.0767
F1_Industrial_Interruptible - Industrial_New_Space Heating_Natural Gas_Boiler_E4 | F1 | Industrial | Interruptible - Industrial | New | Space Heating | Natural Gas | Boiler | E4 | RVT - Cost of Equipment | 2868.3375 | 2868.3375 | 2868.3375 | 2868.3375 | 2868.3375 | 2868.3375 | 2868.3375 | 2868.3375 | 2868.3375 | 2868.3375 | 2868.3375 | 2868.3375 | 2868.3375 | 2868.3375 | 2868.3375 | 2868.3375 | 2868.3375 | 2868.3375 | 2868.3375 | 2868.3375 | 2868.3375 | 2868.3375 | 2868.3375 | 2868.3375 | 2868.3375 | 2868.3375 | 2868.3375
F1_Industrial_Interruptible - Industrial_New_Space Heating_Natural Gas_Boiler_E5 | F1 | Industrial | Interruptible - Industrial | New | Space Heating | Natural Gas | Boiler | E5 | RVT - Cost of Equipment | 0 | 0 | 0 | 0 | 0 | 0 | 0 | 0 | 0 | 0 | 0 | 0 | 0 | 0 | 0 | 0 | 0 | 0 | 0 | 0 | 0 | 0 | 0 | 0 | 0 | 0 | 0
F1_Industrial_Interruptible - Industrial_New_Space Heating_Natural Gas_Boiler_E6 | F1 | Industrial | Interruptible - Industrial | New | Space Heating | Natural Gas | Boiler | E6 | RVT - Cost of Equipment | 0 | 0 | 0 | 0 | 0 | 0 | 0 | 0 | 0 | 0 | 0 | 0 | 0 | 0 | 0 | 0 | 0 | 0 | 0 | 0 | 0 | 0 | 0 | 0 | 0 | 0 | 0
F1_Industrial_Interruptible - Industrial_New_Space Heating_Natural Gas_Boiler_E7 | F1 | Industrial | Interruptible - Industrial | New | Space Heating | Natural Gas | Boiler | E7 | RVT - Cost of Equipment | 0 | 0 | 0 | 0 | 0 | 0 | 0 | 0 | 0 | 0 | 0 | 0 | 0 | 0 | 0 | 0 | 0 | 0 | 0 | 0 | 0 | 0 | 0 | 0 | 0 | 0 | 0
F1_Industrial_Interruptible - Industrial_New_Space Heating_Natural Gas_Boiler_E8 | F1 | Industrial | Interruptible - Industrial | New | Space Heating | Natural Gas | Boiler | E8 | RVT - Cost of Equipment | 0 | 0 | 0 | 0 | 0 | 0 | 0 | 0 | 0 | 0 | 0 | 0 | 0 | 0 | 0 | 0 | 0 | 0 | 0 | 0 | 0 | 0 | 0 | 0 | 0 | 0 | 0
F1_Industrial_Interruptible - Industrial_New_Space Heating_Natural Gas_Boiler_E9 | F1 | Industrial | Interruptible - Industrial | New | Space Heating | Natural Gas | Boiler | E9 | RVT - Cost of Equipment | 0 | 0 | 0 | 0 | 0 | 0 | 0 | 0 | 0 | 0 | 0 | 0 | 0 | 0 | 0 | 0 | 0 | 0 | 0 | 0 | 0 | 0 | 0 | 0 | 0 | 0 | 0
F1_Industrial_Interruptible - Industrial_New_Space Heating_Natural Gas_Boiler_E10 | F1 | Industrial | Interruptible - Industrial | New | Space Heating | Natural Gas | Boiler | E10 | RVT - Cost of Equipment | 0 | 0 | 0 | 0 | 0 | 0 | 0 | 0 | 0 | 0 | 0 | 0 | 0 | 0 | 0 | 0 | 0 | 0 | 0 | 0 | 0 | 0 | 0 | 0 | 0 | 0 | 0
F2_Industrial_Interruptible - Industrial_New_Space Heating_Natural Gas_Boiler_E1 | F2 | Industrial | Interruptible - Industrial | New | Space Heating | Natural Gas | Boiler | E1 | RVT - Cost of Operation | 0 | 0 | 0 | 0 | 0 | 0 | 0 | 0 | 0 | 0 | 0 | 0 | 0 | 0 | 0 | 0 | 0 | 0 | 0 | 0 | 0 | 0 | 0 | 0 | 0 | 0 | 0
F2_Industrial_Interruptible - Industrial_New_Space Heating_Natural Gas_Boiler_E2 | F2 | Industrial | Interruptible - Industrial | New | Space Heating | Natural Gas | Boiler | E2 | RVT - Cost of Operation | 0 | 0 | 0 | 0 | 0 | 0 | 0 | 0 | 0 | 0 | 0 | 0 | 0 | 0 | 0 | 0 | 0 | 0 | 0 | 0 | 0 | 0 | 0 | 0 | 0 | 0 | 0
F2_Industrial_Interruptible - Industrial_New_Space Heating_Natural Gas_Boiler_E3 | F2 | Industrial | Interruptible - Industrial | New | Space Heating | Natural Gas | Boiler | E3 | RVT - Cost of Operation | 0 | 0 | 0 | 0 | 0 | 0 | 0 | 0 | 0 | 0 | 0 | 0 | 0 | 0 | 0 | 0 | 0 | 0 | 0 | 0 | 0 | 0 | 0 | 0 | 0 | 0 | 0
F2_Industrial_Interruptible - Industrial_New_Space Heating_Natural Gas_Boiler_E4 | F2 | Industrial | Interruptible - Industrial | New | Space Heating | Natural Gas | Boiler | E4 | RVT - Cost of Operation | 0 | 0 | 0 | 0 | 0 | 0 | 0 | 0 | 0 | 0 | 0 | 0 | 0 | 0 | 0 | 0 | 0 | 0 | 0 | 0 | 0 | 0 | 0 | 0 | 0 | 0 | 0
F2_Industrial_Interruptible - Industrial_New_Space Heating_Natural Gas_Boiler_E5 | F2 | Industrial | Interruptible - Industrial | New | Space Heating | Natural Gas | Boiler | E5 | RVT - Cost of Operation | 0 | 0 | 0 | 0 | 0 | 0 | 0 | 0 | 0 | 0 | 0 | 0 | 0 | 0 | 0 | 0 | 0 | 0 | 0 | 0 | 0 | 0 | 0 | 0 | 0 | 0 | 0
F2_Industrial_Interruptible - Industrial_New_Space Heating_Natural Gas_Boiler_E6 | F2 | Industrial | Interruptible - Industrial | New | Space Heating | Natural Gas | Boiler | E6 | RVT - Cost of Operation | 0 | 0 | 0 | 0 | 0 | 0 | 0 | 0 | 0 | 0 | 0 | 0 | 0 | 0 | 0 | 0 | 0 | 0 | 0 | 0 | 0 | 0 | 0 | 0 | 0 | 0 | 0
F2_Industrial_Interruptible - Industrial_New_Space Heating_Natural Gas_Boiler_E7 | F2 | Industrial | Interruptible - Industrial | New | Space Heating | Natural Gas | Boiler | E7 | RVT - Cost of Operation | 0 | 0 | 0 | 0 | 0 | 0 | 0 | 0 | 0 | 0 | 0 | 0 | 0 | 0 | 0 | 0 | 0 | 0 | 0 | 0 | 0 | 0 | 0 | 0 | 0 | 0 | 0
F2_Industrial_Interruptible - Industrial_New_Space Heating_Natural Gas_Boiler_E8 | F2 | Industrial | Interruptible - Industrial | New | Space Heating | Natural Gas | Boiler | E8 | RVT - Cost of Operation | 0 | 0 | 0 | 0 | 0 | 0 | 0 | 0 | 0 | 0 | 0 | 0 | 0 | 0 | 0 | 0 | 0 | 0 | 0 | 0 | 0 | 0 | 0 | 0 | 0 | 0 | 0
F2_Industrial_Interruptible - Industrial_New_Space Heating_Natural Gas_Boiler_E9 | F2 | Industrial | Interruptible - Industrial | New | Space Heating | Natural Gas | Boiler | E9 | RVT - Cost of Operation | 0 | 0 | 0 | 0 | 0 | 0 | 0 | 0 | 0 | 0 | 0 | 0 | 0 | 0 | 0 | 0 | 0 | 0 | 0 | 0 | 0 | 0 | 0 | 0 | 0 | 0 | 0
F2_Industrial_Interruptible - Industrial_New_Space Heating_Natural Gas_Boiler_E10 | F2 | Industrial | Interruptible - Industrial | New | Space Heating | Natural Gas | Boiler | E10 | RVT - Cost of Operation | 0 | 0 | 0 | 0 | 0 | 0 | 0 | 0 | 0 | 0 | 0 | 0 | 0 | 0 | 0 | 0 | 0 | 0 | 0 | 0 | 0 | 0 | 0 | 0 | 0 | 0 | 0
F3_Industrial_Interruptible - Industrial_New_Space Heating_Natural Gas_Boiler_E1 | F3 | Industrial | Interruptible - Industrial | New | Space Heating | Natural Gas | Boiler | E1 | System - kBTUs of Consumption | 59378.47 | 59537.6388 | 59528.3695 | 59528.3695 | 59528.3695 | 59528.3695 | 59528.3695 | 59528.3695 | 59528.3695 | 59528.3695 | 59528.3695 | 59528.3695 | 59528.3695 | 59528.3695 | 59528.3695 | 59528.3695 | 59528.3695 | 59528.3695 | 59528.3695 | 59528.3695 | 59528.3695 | 59528.3695 | 59528.3695 | 59528.3695 | 59528.3695 | 59528.3695 | 59528.3695
F3_Industrial_Interruptible - Industrial_New_Space Heating_Natural Gas_Boiler_E2 | F3 | Industrial | Interruptible - Industrial | New | Space Heating | Natural Gas | Boiler | E2 | System - kBTUs of Consumption | 55885.3474 | 56035.1526 | 56026.4286 | 56026.4286 | 56026.4286 | 56026.4286 | 56026.4286 | 56026.4286 | 56026.4286 | 56026.4286 | 56026.4286 | 56026.4286 | 56026.4286 | 56026.4286 | 56026.4286 | 56026.4286 | 56026.4286 | 56026.4286 | 56026.4286 | 56026.4286 | 56026.4286 | 56026.4286 | 56026.4286 | 56026.4286 | 56026.4286 | 56026.4286 | 56026.4286
F3_Industrial_Interruptible - Industrial_New_Space Heating_Natural Gas_Boiler_E3 | F3 | Industrial | Interruptible - Industrial | New | Space Heating | Natural Gas | Boiler | E3 | System - kBTUs of Consumption | 48972.933 | 49104.2089 | 49096.564 | 49096.564 | 49096.564 | 49096.564 | 49096.564 | 49096.564 | 49096.564 | 49096.564 | 49096.564 | 49096.564 | 49096.564 | 49096.564 | 49096.564 | 49096.564 | 49096.564 | 49096.564 | 49096.564 | 49096.564 | 49096.564 | 49096.564 | 49096.564 | 49096.564 | 49096.564 | 49096.564 | 49096.564
F3_Industrial_Interruptible - Industrial_New_Space Heating_Natural Gas_Boiler_E4 | F3 | Industrial | Interruptible - Industrial | New | Space Heating | Natural Gas | Boiler | E4 | System - kBTUs of Consumption | 33873.4497 | 34025.039 | 34016.2111 | 34016.2111 | 34016.2111 | 34016.2111 | 34016.2111 | 34016.2111 | 34016.2111 | 34016.2111 | 34016.2111 | 34016.2111 | 34016.2111 | 34016.2111 | 34016.2111 | 34016.2111 | 34016.2111 | 34016.2111 | 34016.2111 | 34016.2111 | 34016.2111 | 34016.2111 | 34016.2111 | 34016.2111 | 34016.2111 | 34016.2111 | 34016.2111
F3_Industrial_Interruptible - Industrial_New_Space Heating_Natural Gas_Boiler_E5 | F3 | Industrial | Interruptible - Industrial | New | Space Heating | Natural Gas | Boiler | E5 | System - kBTUs of Consumption | 0 | 0 | 0 | 0 | 0 | 0 | 0 | 0 | 0 | 0 | 0 | 0 | 0 | 0 | 0 | 0 | 0 | 0 | 0 | 0 | 0 | 0 | 0 | 0 | 0 | 0 | 0
F3_Industrial_Interruptible - Industrial_New_Space Heating_Natural Gas_Boiler_E6 | F3 | Industrial | Interruptible - Industrial | New | Space Heating | Natural Gas | Boiler | E6 | System - kBTUs of Consumption | 0 | 0 | 0 | 0 | 0 | 0 | 0 | 0 | 0 | 0 | 0 | 0 | 0 | 0 | 0 | 0 | 0 | 0 | 0 | 0 | 0 | 0 | 0 | 0 | 0 | 0 | 0
F3_Industrial_Interruptible - Industrial_New_Space Heating_Natural Gas_Boiler_E7 | F3 | Industrial | Interruptible - Industrial | New | Space Heating | Natural Gas | Boiler | E7 | System - kBTUs of Consumption | 0 | 0 | 0 | 0 | 0 | 0 | 0 | 0 | 0 | 0 | 0 | 0 | 0 | 0 | 0 | 0 | 0 | 0 | 0 | 0 | 0 | 0 | 0 | 0 | 0 | 0 | 0
F3_Industrial_Interruptible - Industrial_New_Space Heating_Natural Gas_Boiler_E8 | F3 | Industrial | Interruptible - Industrial | New | Space Heating | Natural Gas | Boiler | E8 | System - kBTUs of Consumption | 0 | 0 | 0 | 0 | 0 | 0 | 0 | 0 | 0 | 0 | 0 | 0 | 0 | 0 | 0 | 0 | 0 | 0 | 0 | 0 | 0 | 0 | 0 | 0 | 0 | 0 | 0
F3_Industrial_Interruptible - Industrial_New_Space Heating_Natural Gas_Boiler_E9 | F3 | Industrial | Interruptible - Industrial | New | Space Heating | Natural Gas | Boiler | E9 | System - kBTUs of Consumption | 0 | 0 | 0 | 0 | 0 | 0 | 0 | 0 | 0 | 0 | 0 | 0 | 0 | 0 | 0 | 0 | 0 | 0 | 0 | 0 | 0 | 0 | 0 | 0 | 0 | 0 | 0
F3_Industrial_Interruptible - Industrial_New_Space Heating_Natural Gas_Boiler_E10 | F3 | Industrial | Interruptible - Industrial | New | Space Heating | Natural Gas | Boiler | E10 | System - kBTUs of Consumption | 0 | 0 | 0 | 0 | 0 | 0 | 0 | 0 | 0 | 0 | 0 | 0 | 0 | 0 | 0 | 0 | 0 | 0 | 0 | 0 | 0 | 0 | 0 | 0 | 0 | 0 | 0
F4_Industrial_Interruptible - Industrial_New_Space Heating_Natural Gas_Boiler_E1 | F4 | Industrial | Interruptible - Industrial | New | Space Heating | Natural Gas | Boiler | E1 | Utility - Cost of Equipment | 543.7979 | 543.7979 | 543.7979 | 543.7979 | 543.7979 | 543.7979 | 543.7979 | 543.7979 | 543.7979 | 543.7979 | 543.7979 | 543.7979 | 543.7979 | 543.7979 | 543.7979 | 543.7979 | 543.7979 | 543.7979 | 543.7979 | 543.7979 | 543.7979 | 543.7979 | 543.7979 | 543.7979 | 543.7979 | 543.7979 | 543.7979
F4_Industrial_Interruptible - Industrial_New_Space Heating_Natural Gas_Boiler_E2 | F4 | Industrial | Interruptible - Industrial | New | Space Heating | Natural Gas | Boiler | E2 | Utility - Cost of Equipment | 618.6823 | 618.6823 | 618.6823 | 618.6823 | 618.6823 | 618.6823 | 618.6823 | 618.6823 | 618.6823 | 618.6823 | 618.6823 | 618.6823 | 618.6823 | 618.6823 | 618.6823 | 618.6823 | 618.6823 | 618.6823 | 618.6823 | 618.6823 | 618.6823 | 618.6823 | 618.6823 | 618.6823 | 618.6823 | 618.6823 | 618.6823
F4_Industrial_Interruptible - Industrial_New_Space Heating_Natural Gas_Boiler_E3 | F4 | Industrial | Interruptible - Industrial | New | Space Heating | Natural Gas | Boiler | E3 | Utility - Cost of Equipment | 769.0767 | 769.0767 | 769.0767 | 769.0767 | 769.0767 | 769.0767 | 769.0767 | 769.0767 | 769.0767 | 769.0767 | 769.0767 | 769.0767 | 769.0767 | 769.0767 | 769.0767 | 769.0767 | 769.0767 | 769.0767 | 769.0767 | 769.0767 | 769.0767 | 769.0767 | 769.0767 | 769.0767 | 769.0767 | 769.0767 | 769.0767
F4_Industrial_Interruptible - Industrial_New_Space Heating_Natural Gas_Boiler_E4 | F4 | Industrial | Interruptible - Industrial | New | Space Heating | Natural Gas | Boiler | E4 | Utility - Cost of Equipment | 2868.3375 | 2868.3375 | 2868.3375 | 2868.3375 | 2868.3375 | 2868.3375 | 2868.3375 | 2868.3375 | 2868.3375 | 2868.3375 | 2868.3375 | 2868.3375 | 2868.3375 | 2868.3375 | 2868.3375 | 2868.3375 | 2868.3375 | 2868.3375 | 2868.3375 | 2868.3375 | 2868.3375 | 2868.3375 | 2868.3375 | 2868.3375 | 2868.3375 | 2868.3375 | 2868.3375
F4_Industrial_Interruptible - Industrial_New_Space Heating_Natural Gas_Boiler_E5 | F4 | Industrial | Interruptible - Industrial | New | Space Heating | Natural Gas | Boiler | E5 | Utility - Cost of Equipment | 0 | 0 | 0 | 0 | 0 | 0 | 0 | 0 | 0 | 0 | 0 | 0 | 0 | 0 | 0 | 0 | 0 | 0 | 0 | 0 | 0 | 0 | 0 | 0 | 0 | 0 | 0
F4_Industrial_Interruptible - Industrial_New_Space Heating_Natural Gas_Boiler_E6 | F4 | Industrial | Interruptible - Industrial | New | Space Heating | Natural Gas | Boiler | E6 | Utility - Cost of Equipment | 0 | 0 | 0 | 0 | 0 | 0 | 0 | 0 | 0 | 0 | 0 | 0 | 0 | 0 | 0 | 0 | 0 | 0 | 0 | 0 | 0 | 0 | 0 | 0 | 0 | 0 | 0
F4_Industrial_Interruptible - Industrial_New_Space Heating_Natural Gas_Boiler_E7 | F4 | Industrial | Interruptible - Industrial | New | Space Heating | Natural Gas | Boiler | E7 | Utility - Cost of Equipment | 0 | 0 | 0 | 0 | 0 | 0 | 0 | 0 | 0 | 0 | 0 | 0 | 0 | 0 | 0 | 0 | 0 | 0 | 0 | 0 | 0 | 0 | 0 | 0 | 0 | 0 | 0
F4_Industrial_Interruptible - Industrial_New_Space Heating_Natural Gas_Boiler_E8 | F4 | Industrial | Interruptible - Industrial | New | Space Heating | Natural Gas | Boiler | E8 | Utility - Cost of Equipment | 0 | 0 | 0 | 0 | 0 | 0 | 0 | 0 | 0 | 0 | 0 | 0 | 0 | 0 | 0 | 0 | 0 | 0 | 0 | 0 | 0 | 0 | 0 | 0 | 0 | 0 | 0
F4_Industrial_Interruptible - Industrial_New_Space Heating_Natural Gas_Boiler_E9 | F4 | Industrial | Interruptible - Industrial | New | Space Heating | Natural Gas | Boiler | E9 | Utility - Cost of Equipment | 0 | 0 | 0 | 0 | 0 | 0 | 0 | 0 | 0 | 0 | 0 | 0 | 0 | 0 | 0 | 0 | 0 | 0 | 0 | 0 | 0 | 0 | 0 | 0 | 0 | 0 | 0
F4_Industrial_Interruptible - Industrial_New_Space Heating_Natural Gas_Boiler_E10 | F4 | Industrial | Interruptible - Industrial | New | Space Heating | Natural Gas | Boiler | E10 | Utility - Cost of Equipment | 0 | 0 | 0 | 0 | 0 | 0 | 0 | 0 | 0 | 0 | 0 | 0 | 0 | 0 | 0 | 0 | 0 | 0 | 0 | 0 | 0 | 0 | 0 | 0 | 0 | 0 | 0
F5_Industrial_Interruptible - Industrial_New_Space Heating_Natural Gas_Boiler_E1 | F5 | Industrial | Interruptible - Industrial | New | Space Heating | Natural Gas | Boiler | E1 | Utility - Cost of Operation | 566.5254 | 575.2606 | 581.5016 | 595.2278 | 612.4002 | 632.4386 | 639.5031 | 646.3003 | 652.7461 | 658.5058 | 663.9748 | 670.317 | 675.8487 | 680.9195 | 685.9723 | 690.7338 | 695.1883 | 699.9138 | 704.6733 | 709.4863 | 714.059 | 718.4109 | 722.6702 | 726.4666 | 730.4484 | 734.029 | 737.6272
F5_Industrial_Interruptible - Industrial_New_Space Heating_Natural Gas_Boiler_E2 | F5 | Industrial | Interruptible - Industrial | New | Space Heating | Natural Gas | Boiler | E2 | Utility - Cost of Operation | 533.1978 | 541.4191 | 547.293 | 560.2117 | 576.3738 | 595.2334 | 601.8824 | 608.2797 | 614.3463 | 619.7671 | 624.9144 | 630.8835 | 636.0898 | 640.8623 | 645.6179 | 650.0992 | 654.2917 | 658.7392 | 663.2187 | 667.7485 | 672.0523 | 676.1482 | 680.1569 | 683.73 | 687.4775 | 690.8475 | 694.234
F5_Industrial_Interruptible - Industrial_New_Space Heating_Natural Gas_Boiler_E3 | F5 | Industrial | Interruptible - Industrial | New | Space Heating | Natural Gas | Boiler | E3 | Utility - Cost of Operation | 467.247 | 474.4514 | 479.5988 | 490.9195 | 505.0826 | 521.6095 | 527.436 | 533.0421 | 538.3583 | 543.1086 | 547.6192 | 552.85 | 557.4123 | 561.5946 | 565.7619 | 569.6889 | 573.3629 | 577.2603 | 581.1857 | 585.1553 | 588.9266 | 592.516 | 596.0288 | 599.16 | 602.444 | 605.3971 | 608.3647
F5_Industrial_Interruptible - Industrial_New_Space Heating_Natural Gas_Boiler_E4 | F5 | Industrial | Interruptible - Industrial | New | Space Heating | Natural Gas | Boiler | E4 | Utility - Cost of Operation | 304.9169 | 310.3538 | 314.0124 | 323.1908 | 334.9198 | 348.7791 | 353.1579 | 357.3595 | 361.3331 | 364.8362 | 368.1624 | 372.1579 | 375.5824 | 378.6897 | 381.7886 | 384.6854 | 387.3543 | 390.2189 | 393.1054 | 396.0283 | 398.772 | 401.351 | 403.859 | 406.0248 | 408.3235 | 410.325 | 412.3364
F5_Industrial_Interruptible - Industrial_New_Space Heating_Natural Gas_Boiler_E5 | F5 | Industrial | Interruptible - Industrial | New | Space Heating | Natural Gas | Boiler | E5 | Utility - Cost of Operation | 0 | 0 | 0 | 0 | 0 | 0 | 0 | 0 | 0 | 0 | 0 | 0 | 0 | 0 | 0 | 0 | 0 | 0 | 0 | 0 | 0 | 0 | 0 | 0 | 0 | 0 | 0
F5_Industrial_Interruptible - Industrial_New_Space Heating_Natural Gas_Boiler_E6 | F5 | Industrial | Interruptible - Industrial | New | Space Heating | Natural Gas | Boiler | E6 | Utility - Cost of Operation | 0 | 0 | 0 | 0 | 0 | 0 | 0 | 0 | 0 | 0 | 0 | 0 | 0 | 0 | 0 | 0 | 0 | 0 | 0 | 0 | 0 | 0 | 0 | 0 | 0 | 0 | 0
F5_Industrial_Interruptible - Industrial_New_Space Heating_Natural Gas_Boiler_E7 | F5 | Industrial | Interruptible - Industrial | New | Space Heating | Natural Gas | Boiler | E7 | Utility - Cost of Operation | 0 | 0 | 0 | 0 | 0 | 0 | 0 | 0 | 0 | 0 | 0 | 0 | 0 | 0 | 0 | 0 | 0 | 0 | 0 | 0 | 0 | 0 | 0 | 0 | 0 | 0 | 0
F5_Industrial_Interruptible - Industrial_New_Space Heating_Natural Gas_Boiler_E8 | F5 | Industrial | Interruptible - Industrial | New | Space Heating | Natural Gas | Boiler | E8 | Utility - Cost of Operation | 0 | 0 | 0 | 0 | 0 | 0 | 0 | 0 | 0 | 0 | 0 | 0 | 0 | 0 | 0 | 0 | 0 | 0 | 0 | 0 | 0 | 0 | 0 | 0 | 0 | 0 | 0
F5_Industrial_Interruptible - Industrial_New_Space Heating_Natural Gas_Boiler_E9 | F5 | Industrial | Interruptible - Industrial | New | Space Heating | Natural Gas | Boiler | E9 | Utility - Cost of Operation | 0 | 0 | 0 | 0 | 0 | 0 | 0 | 0 | 0 | 0 | 0 | 0 | 0 | 0 | 0 | 0 | 0 | 0 | 0 | 0 | 0 | 0 | 0 | 0 | 0 | 0 | 0
F5_Industrial_Interruptible - Industrial_New_Space Heating_Natural Gas_Boiler_E10 | F5 | Industrial | Interruptible - Industrial | New | Space Heating | Natural Gas | Boiler | E10 | Utility - Cost of Operation | 0 | 0 | 0 | 0 | 0 | 0 | 0 | 0 | 0 | 0 | 0 | 0 | 0 | 0 | 0 | 0 | 0 | 0 | 0 | 0 | 0 | 0 | 0 | 0 | 0 | 0 | 0
F6_Industrial_Interruptible - Industrial_New_Space Heating_Natural Gas_Boiler_E1 | F6 | Industrial | Interruptible - Industrial | New | Space Heating | Natural Gas | Boiler | E1 | Utility - Value of Sales | 0 | 0 | 0 | 0 | 0 | 0 | 0 | 0 | 0 | 0 | 0 | 0 | 0 | 0 | 0 | 0 | 0 | 0 | 0 | 0 | 0 | 0 | 0 | 0 | 0 | 0 | 0
F6_Industrial_Interruptible - Industrial_New_Space Heating_Natural Gas_Boiler_E2 | F6 | Industrial | Interruptible - Industrial | New | Space Heating | Natural Gas | Boiler | E2 | Utility - Value of Sales | 0 | 0 | 0 | 0 | 0 | 0 | 0 | 0 | 0 | 0 | 0 | 0 | 0 | 0 | 0 | 0 | 0 | 0 | 0 | 0 | 0 | 0 | 0 | 0 | 0 | 0 | 0
F6_Industrial_Interruptible - Industrial_New_Space Heating_Natural Gas_Boiler_E3 | F6 | Industrial | Interruptible - Industrial | New | Space Heating | Natural Gas | Boiler | E3 | Utility - Value of Sales | 0 | 0 | 0 | 0 | 0 | 0 | 0 | 0 | 0 | 0 | 0 | 0 | 0 | 0 | 0 | 0 | 0 | 0 | 0 | 0 | 0 | 0 | 0 | 0 | 0 | 0 | 0
F6_Industrial_Interruptible - Industrial_New_Space Heating_Natural Gas_Boiler_E4 | F6 | Industrial | Interruptible - Industrial | New | Space Heating | Natural Gas | Boiler | E4 | Utility - Value of Sales | 0 | 0 | 0 | 0 | 0 | 0 | 0 | 0 | 0 | 0 | 0 | 0 | 0 | 0 | 0 | 0 | 0 | 0 | 0 | 0 | 0 | 0 | 0 | 0 | 0 | 0 | 0
F6_Industrial_Interruptible - Industrial_New_Space Heating_Natural Gas_Boiler_E5 | F6 | Industrial | Interruptible - Industrial | New | Space Heating | Natural Gas | Boiler | E5 | Utility - Value of Sales | 0 | 0 | 0 | 0 | 0 | 0 | 0 | 0 | 0 | 0 | 0 | 0 | 0 | 0 | 0 | 0 | 0 | 0 | 0 | 0 | 0 | 0 | 0 | 0 | 0 | 0 | 0
F6_Industrial_Interruptible - Industrial_New_Space Heating_Natural Gas_Boiler_E6 | F6 | Industrial | Interruptible - Industrial | New | Space Heating | Natural Gas | Boiler | E6 | Utility - Value of Sales | 0 | 0 | 0 | 0 | 0 | 0 | 0 | 0 | 0 | 0 | 0 | 0 | 0 | 0 | 0 | 0 | 0 | 0 | 0 | 0 | 0 | 0 | 0 | 0 | 0 | 0 | 0
F6_Industrial_Interruptible - Industrial_New_Space Heating_Natural Gas_Boiler_E7 | F6 | Industrial | Interruptible - Industrial | New | Space Heating | Natural Gas | Boiler | E7 | Utility - Value of Sales | 0 | 0 | 0 | 0 | 0 | 0 | 0 | 0 | 0 | 0 | 0 | 0 | 0 | 0 | 0 | 0 | 0 | 0 | 0 | 0 | 0 | 0 | 0 | 0 | 0 | 0 | 0
F6_Industrial_Interruptible - Industrial_New_Space Heating_Natural Gas_Boiler_E8 | F6 | Industrial | Interruptible - Industrial | New | Space Heating | Natural Gas | Boiler | E8 | Utility - Value of Sales | 0 | 0 | 0 | 0 | 0 | 0 | 0 | 0 | 0 | 0 | 0 | 0 | 0 | 0 | 0 | 0 | 0 | 0 | 0 | 0 | 0 | 0 | 0 | 0 | 0 | 0 | 0
F6_Industrial_Interruptible - Industrial_New_Space Heating_Natural Gas_Boiler_E9 | F6 | Industrial | Interruptible - Industrial | New | Space Heating | Natural Gas | Boiler | E9 | Utility - Value of Sales | 0 | 0 | 0 | 0 | 0 | 0 | 0 | 0 | 0 | 0 | 0 | 0 | 0 | 0 | 0 | 0 | 0 | 0 | 0 | 0 | 0 | 0 | 0 | 0 | 0 | 0 | 0
F6_Industrial_Interruptible - Industrial_New_Space Heating_Natural Gas_Boiler_E10 | F6 | Industrial | Interruptible - Industrial | New | Space Heating | Natural Gas | Boiler | E10 | Utility - Value of Sales | 0 | 0 | 0 | 0 | 0 | 0 | 0 | 0 | 0 | 0 | 0 | 0 | 0 | 0 | 0 | 0 | 0 | 0 | 0 | 0 | 0 | 0 | 0 | 0 | 0 | 0 | 0
F1_Industrial_Interruptible - Industrial_New_Space Heating_Natural Gas_Unit Heater_E1 | F1 | Industrial | Interruptible - Industrial | New | Space Heating | Natural Gas | Unit Heater | E1 | RVT - Cost of Equipment | 5.2183 | 5.2183 | 5.2183 | 5.2183 | 5.2183 | 5.2183 | 5.2183 | 5.2183 | 5.2183 | 5.2183 | 5.2183 | 5.2183 | 5.2183 | 5.2183 | 5.2183 | 5.2183 | 5.2183 | 5.2183 | 5.2183 | 5.2183 | 5.2183 | 5.2183 | 5.2183 | 5.2183 | 5.2183 | 5.2183 | 5.2183
F1_Industrial_Interruptible - Industrial_New_Space Heating_Natural Gas_Unit Heater_E2 | F1 | Industrial | Interruptible - Industrial | New | Space Heating | Natural Gas | Unit Heater | E2 | RVT - Cost of Equipment | 6.2223 | 6.2223 | 6.2223 | 6.2223 | 6.2223 | 6.2223 | 6.2223 | 6.2223 | 6.2223 | 6.2223 | 6.2223 | 6.2223 | 6.2223 | 6.2223 | 6.2223 | 6.2223 | 6.2223 | 6.2223 | 6.2223 | 6.2223 | 6.2223 | 6.2223 | 6.2223 | 6.2223 | 6.2223 | 6.2223 | 6.2223
F1_Industrial_Interruptible - Industrial_New_Space Heating_Natural Gas_Unit Heater_E3 | F1 | Industrial | Interruptible - Industrial | New | Space Heating | Natural Gas | Unit Heater | E3 | RVT - Cost of Equipment | 6.8213 | 6.8213 | 6.8213 | 6.8213 | 6.8213 | 6.8213 | 6.8213 | 6.8213 | 6.8213 | 6.8213 | 6.8213 | 6.8213 | 6.8213 | 6.8213 | 6.8213 | 6.8213 | 6.8213 | 6.8213 | 6.8213 | 6.8213 | 6.8213 | 6.8213 | 6.8213 | 6.8213 | 6.8213 | 6.8213 | 6.8213
F1_Industrial_Interruptible - Industrial_New_Space Heating_Natural Gas_Unit Heater_E4 | F1 | Industrial | Interruptible - Industrial | New | Space Heating | Natural Gas | Unit Heater | E4 | RVT - Cost of Equipment | 0 | 0 | 0 | 0 | 0 | 0 | 0 | 0 | 0 | 0 | 0 | 0 | 0 | 0 | 0 | 0 | 0 | 0 | 0 | 0 | 0 | 0 | 0 | 0 | 0 | 0 | 0
F1_Industrial_Interruptible - Industrial_New_Space Heating_Natural Gas_Unit Heater_E5 | F1 | Industrial | Interruptible - Industrial | New | Space Heating | Natural Gas | Unit Heater | E5 | RVT - Cost of Equipment | 0 | 0 | 0 | 0 | 0 | 0 | 0 | 0 | 0 | 0 | 0 | 0 | 0 | 0 | 0 | 0 | 0 | 0 | 0 | 0 | 0 | 0 | 0 | 0 | 0 | 0 | 0
F1_Industrial_Interruptible - Industrial_New_Space Heating_Natural Gas_Unit Heater_E6 | F1 | Industrial | Interruptible - Industrial | New | Space Heating | Natural Gas | Unit Heater | E6 | RVT - Cost of Equipment | 0 | 0 | 0 | 0 | 0 | 0 | 0 | 0 | 0 | 0 | 0 | 0 | 0 | 0 | 0 | 0 | 0 | 0 | 0 | 0 | 0 | 0 | 0 | 0 | 0 | 0 | 0
F1_Industrial_Interruptible - Industrial_New_Space Heating_Natural Gas_Unit Heater_E7 | F1 | Industrial | Interruptible - Industrial | New | Space Heating | Natural Gas | Unit Heater | E7 | RVT - Cost of Equipment | 0 | 0 | 0 | 0 | 0 | 0 | 0 | 0 | 0 | 0 | 0 | 0 | 0 | 0 | 0 | 0 | 0 | 0 | 0 | 0 | 0 | 0 | 0 | 0 | 0 | 0 | 0
F1_Industrial_Interruptible - Industrial_New_Space Heating_Natural Gas_Unit Heater_E8 | F1 | Industrial | Interruptible - Industrial | New | Space Heating | Natural Gas | Unit Heater | E8 | RVT - Cost of Equipment | 0 | 0 | 0 | 0 | 0 | 0 | 0 | 0 | 0 | 0 | 0 | 0 | 0 | 0 | 0 | 0 | 0 | 0 | 0 | 0 | 0 | 0 | 0 | 0 | 0 | 0 | 0
F1_Industrial_Interruptible - Industrial_New_Space Heating_Natural Gas_Unit Heater_E9 | F1 | Industrial | Interruptible - Industrial | New | Space Heating | Natural Gas | Unit Heater | E9 | RVT - Cost of Equipment | 0 | 0 | 0 | 0 | 0 | 0 | 0 | 0 | 0 | 0 | 0 | 0 | 0 | 0 | 0 | 0 | 0 | 0 | 0 | 0 | 0 | 0 | 0 | 0 | 0 | 0 | 0
F1_Industrial_Interruptible - Industrial_New_Space Heating_Natural Gas_Unit Heater_E10 | F1 | Industrial | Interruptible - Industrial | New | Space Heating | Natural Gas | Unit Heater | E10 | RVT - Cost of Equipment | 0 | 0 | 0 | 0 | 0 | 0 | 0 | 0 | 0 | 0 | 0 | 0 | 0 | 0 | 0 | 0 | 0 | 0 | 0 | 0 | 0 | 0 | 0 | 0 | 0 | 0 | 0
F2_Industrial_Interruptible - Industrial_New_Space Heating_Natural Gas_Unit Heater_E1 | F2 | Industrial | Interruptible - Industrial | New | Space Heating | Natural Gas | Unit Heater | E1 | RVT - Cost of Operation | 0 | 0 | 0 | 0 | 0 | 0 | 0 | 0 | 0 | 0 | 0 | 0 | 0 | 0 | 0 | 0 | 0 | 0 | 0 | 0 | 0 | 0 | 0 | 0 | 0 | 0 | 0
F2_Industrial_Interruptible - Industrial_New_Space Heating_Natural Gas_Unit Heater_E2 | F2 | Industrial | Interruptible - Industrial | New | Space Heating | Natural Gas | Unit Heater | E2 | RVT - Cost of Operation | 0 | 0 | 0 | 0 | 0 | 0 | 0 | 0 | 0 | 0 | 0 | 0 | 0 | 0 | 0 | 0 | 0 | 0 | 0 | 0 | 0 | 0 | 0 | 0 | 0 | 0 | 0
F2_Industrial_Interruptible - Industrial_New_Space Heating_Natural Gas_Unit Heater_E3 | F2 | Industrial | Interruptible - Industrial | New | Space Heating | Natural Gas | Unit Heater | E3 | RVT - Cost of Operation | 0 | 0 | 0 | 0 | 0 | 0 | 0 | 0 | 0 | 0 | 0 | 0 | 0 | 0 | 0 | 0 | 0 | 0 | 0 | 0 | 0 | 0 | 0 | 0 | 0 | 0 | 0
F2_Industrial_Interruptible - Industrial_New_Space Heating_Natural Gas_Unit Heater_E4 | F2 | Industrial | Interruptible - Industrial | New | Space Heating | Natural Gas | Unit Heater | E4 | RVT - Cost of Operation | 0 | 0 | 0 | 0 | 0 | 0 | 0 | 0 | 0 | 0 | 0 | 0 | 0 | 0 | 0 | 0 | 0 | 0 | 0 | 0 | 0 | 0 | 0 | 0 | 0 | 0 | 0
F2_Industrial_Interruptible - Industrial_New_Space Heating_Natural Gas_Unit Heater_E5 | F2 | Industrial | Interruptible - Industrial | New | Space Heating | Natural Gas | Unit Heater | E5 | RVT - Cost of Operation | 0 | 0 | 0 | 0 | 0 | 0 | 0 | 0 | 0 | 0 | 0 | 0 | 0 | 0 | 0 | 0 | 0 | 0 | 0 | 0 | 0 | 0 | 0 | 0 | 0 | 0 | 0
F2_Industrial_Interruptible - Industrial_New_Space Heating_Natural Gas_Unit Heater_E6 | F2 | Industrial | Interruptible - Industrial | New | Space Heating | Natural Gas | Unit Heater | E6 | RVT - Cost of Operation | 0 | 0 | 0 | 0 | 0 | 0 | 0 | 0 | 0 | 0 | 0 | 0 | 0 | 0 | 0 | 0 | 0 | 0 | 0 | 0 | 0 | 0 | 0 | 0 | 0 | 0 | 0
F2_Industrial_Interruptible - Industrial_New_Space Heating_Natural Gas_Unit Heater_E7 | F2 | Industrial | Interruptible - Industrial | New | Space Heating | Natural Gas | Unit Heater | E7 | RVT - Cost of Operation | 0 | 0 | 0 | 0 | 0 | 0 | 0 | 0 | 0 | 0 | 0 | 0 | 0 | 0 | 0 | 0 | 0 | 0 | 0 | 0 | 0 | 0 | 0 | 0 | 0 | 0 | 0
F2_Industrial_Interruptible - Industrial_New_Space Heating_Natural Gas_Unit Heater_E8 | F2 | Industrial | Interruptible - Industrial | New | Space Heating | Natural Gas | Unit Heater | E8 | RVT - Cost of Operation | 0 | 0 | 0 | 0 | 0 | 0 | 0 | 0 | 0 | 0 | 0 | 0 | 0 | 0 | 0 | 0 | 0 | 0 | 0 | 0 | 0 | 0 | 0 | 0 | 0 | 0 | 0
F2_Industrial_Interruptible - Industrial_New_Space Heating_Natural Gas_Unit Heater_E9 | F2 | Industrial | Interruptible - Industrial | New | Space Heating | Natural Gas | Unit Heater | E9 | RVT - Cost of Operation | 0 | 0 | 0 | 0 | 0 | 0 | 0 | 0 | 0 | 0 | 0 | 0 | 0 | 0 | 0 | 0 | 0 | 0 | 0 | 0 | 0 | 0 | 0 | 0 | 0 | 0 | 0
F2_Industrial_Interruptible - Industrial_New_Space Heating_Natural Gas_Unit Heater_E10 | F2 | Industrial | Interruptible - Industrial | New | Space Heating | Natural Gas | Unit Heater | E10 | RVT - Cost of Operation | 0 | 0 | 0 | 0 | 0 | 0 | 0 | 0 | 0 | 0 | 0 | 0 | 0 | 0 | 0 | 0 | 0 | 0 | 0 | 0 | 0 | 0 | 0 | 0 | 0 | 0 | 0
F3_Industrial_Interruptible - Industrial_New_Space Heating_Natural Gas_Unit Heater_E1 | F3 | Industrial | Interruptible - Industrial | New | Space Heating | Natural Gas | Unit Heater | E1 | System - kBTUs of Consumption | 69716.422 | 69950.1701 | 69936.5576 | 69936.5576 | 69936.5576 | 69936.5576 | 69936.5576 | 69936.5576 | 69936.5576 | 69936.5576 | 69936.5576 | 69936.5576 | 69936.5576 | 69936.5576 | 69936.5576 | 69936.5576 | 69936.5576 | 69936.5576 | 69936.5576 | 69936.5576 | 69936.5576 | 69936.5576 | 69936.5576 | 69936.5576 | 69936.5576 | 69936.5576 | 69936.5576
F3_Industrial_Interruptible - Industrial_New_Space Heating_Natural Gas_Unit Heater_E2 | F3 | Industrial | Interruptible - Industrial | New | Space Heating | Natural Gas | Unit Heater | E2 | System - kBTUs of Consumption | 62007.3945 | 62215.2955 | 62203.1883 | 62203.1883 | 62203.1883 | 62203.1883 | 62203.1883 | 62203.1883 | 62203.1883 | 62203.1883 | 62203.1883 | 62203.1883 | 62203.1883 | 62203.1883 | 62203.1883 | 62203.1883 | 62203.1883 | 62203.1883 | 62203.1883 | 62203.1883 | 62203.1883 | 62203.1883 | 62203.1883 | 62203.1883 | 62203.1883 | 62203.1883 | 62203.1883
F3_Industrial_Interruptible - Industrial_New_Space Heating_Natural Gas_Unit Heater_E3 | F3 | Industrial | Interruptible - Industrial | New | Space Heating | Natural Gas | Unit Heater | E3 | System - kBTUs of Consumption | 61607.3076 | 61883.0106 | 61866.9548 | 61866.9548 | 61866.9548 | 61866.9548 | 61866.9548 | 61866.9548 | 61866.9548 | 61866.9548 | 61866.9548 | 61866.9548 | 61866.9548 | 61866.9548 | 61866.9548 | 61866.9548 | 61866.9548 | 61866.9548 | 61866.9548 | 61866.9548 | 61866.9548 | 61866.9548 | 61866.9548 | 61866.9548 | 61866.9548 | 61866.9548 | 61866.9548
F3_Industrial_Interruptible - Industrial_New_Space Heating_Natural Gas_Unit Heater_E4 | F3 | Industrial | Interruptible - Industrial | New | Space Heating | Natural Gas | Unit Heater | E4 | System - kBTUs of Consumption | 0 | 0 | 0 | 0 | 0 | 0 | 0 | 0 | 0 | 0 | 0 | 0 | 0 | 0 | 0 | 0 | 0 | 0 | 0 | 0 | 0 | 0 | 0 | 0 | 0 | 0 | 0
F3_Industrial_Interruptible - Industrial_New_Space Heating_Natural Gas_Unit Heater_E5 | F3 | Industrial | Interruptible - Industrial | New | Space Heating | Natural Gas | Unit Heater | E5 | System - kBTUs of Consumption | 0 | 0 | 0 | 0 | 0 | 0 | 0 | 0 | 0 | 0 | 0 | 0 | 0 | 0 | 0 | 0 | 0 | 0 | 0 | 0 | 0 | 0 | 0 | 0 | 0 | 0 | 0
F3_Industrial_Interruptible - Industrial_New_Space Heating_Natural Gas_Unit Heater_E6 | F3 | Industrial | Interruptible - Industrial | New | Space Heating | Natural Gas | Unit Heater | E6 | System - kBTUs of Consumption | 0 | 0 | 0 | 0 | 0 | 0 | 0 | 0 | 0 | 0 | 0 | 0 | 0 | 0 | 0 | 0 | 0 | 0 | 0 | 0 | 0 | 0 | 0 | 0 | 0 | 0 | 0
F3_Industrial_Interruptible - Industrial_New_Space Heating_Natural Gas_Unit Heater_E7 | F3 | Industrial | Interruptible - Industrial | New | Space Heating | Natural Gas | Unit Heater | E7 | System - kBTUs of Consumption | 0 | 0 | 0 | 0 | 0 | 0 | 0 | 0 | 0 | 0 | 0 | 0 | 0 | 0 | 0 | 0 | 0 | 0 | 0 | 0 | 0 | 0 | 0 | 0 | 0 | 0 | 0
F3_Industrial_Interruptible - Industrial_New_Space Heating_Natural Gas_Unit Heater_E8 | F3 | Industrial | Interruptible - Industrial | New | Space Heating | Natural Gas | Unit Heater | E8 | System - kBTUs of Consumption | 0 | 0 | 0 | 0 | 0 | 0 | 0 | 0 | 0 | 0 | 0 | 0 | 0 | 0 | 0 | 0 | 0 | 0 | 0 | 0 | 0 | 0 | 0 | 0 | 0 | 0 | 0
F3_Industrial_Interruptible - Industrial_New_Space Heating_Natural Gas_Unit Heater_E9 | F3 | Industrial | Interruptible - Industrial | New | Space Heating | Natural Gas | Unit Heater | E9 | System - kBTUs of Consumption | 0 | 0 | 0 | 0 | 0 | 0 | 0 | 0 | 0 | 0 | 0 | 0 | 0 | 0 | 0 | 0 | 0 | 0 | 0 | 0 | 0 | 0 | 0 | 0 | 0 | 0 | 0
F3_Industrial_Interruptible - Industrial_New_Space Heating_Natural Gas_Unit Heater_E10 | F3 | Industrial | Interruptible - Industrial | New | Space Heating | Natural Gas | Unit Heater | E10 | System - kBTUs of Consumption | 0 | 0 | 0 | 0 | 0 | 0 | 0 | 0 | 0 | 0 | 0 | 0 | 0 | 0 | 0 | 0 | 0 | 0 | 0 | 0 | 0 | 0 | 0 | 0 | 0 | 0 | 0
F4_Industrial_Interruptible - Industrial_New_Space Heating_Natural Gas_Unit Heater_E1 | F4 | Industrial | Interruptible - Industrial | New | Space Heating | Natural Gas | Unit Heater | E1 | Utility - Cost of Equipment | 5.2183 | 5.2183 | 5.2183 | 5.2183 | 5.2183 | 5.2183 | 5.2183 | 5.2183 | 5.2183 | 5.2183 | 5.2183 | 5.2183 | 5.2183 | 5.2183 | 5.2183 | 5.2183 | 5.2183 | 5.2183 | 5.2183 | 5.2183 | 5.2183 | 5.2183 | 5.2183 | 5.2183 | 5.2183 | 5.2183 | 5.2183
F4_Industrial_Interruptible - Industrial_New_Space Heating_Natural Gas_Unit Heater_E2 | F4 | Industrial | Interruptible - Industrial | New | Space Heating | Natural Gas | Unit Heater | E2 | Utility - Cost of Equipment | 6.2223 | 6.2223 | 6.2223 | 6.2223 | 6.2223 | 6.2223 | 6.2223 | 6.2223 | 6.2223 | 6.2223 | 6.2223 | 6.2223 | 6.2223 | 6.2223 | 6.2223 | 6.2223 | 6.2223 | 6.2223 | 6.2223 | 6.2223 | 6.2223 | 6.2223 | 6.2223 | 6.2223 | 6.2223 | 6.2223 | 6.2223
F4_Industrial_Interruptible - Industrial_New_Space Heating_Natural Gas_Unit Heater_E3 | F4 | Industrial | Interruptible - Industrial | New | Space Heating | Natural Gas | Unit Heater | E3 | Utility - Cost of Equipment | 6.8213 | 6.8213 | 6.8213 | 6.8213 | 6.8213 | 6.8213 | 6.8213 | 6.8213 | 6.8213 | 6.8213 | 6.8213 | 6.8213 | 6.8213 | 6.8213 | 6.8213 | 6.8213 | 6.8213 | 6.8213 | 6.8213 | 6.8213 | 6.8213 | 6.8213 | 6.8213 | 6.8213 | 6.8213 | 6.8213 | 6.8213
F4_Industrial_Interruptible - Industrial_New_Space Heating_Natural Gas_Unit Heater_E4 | F4 | Industrial | Interruptible - Industrial | New | Space Heating | Natural Gas | Unit Heater | E4 | Utility - Cost of Equipment | 0 | 0 | 0 | 0 | 0 | 0 | 0 | 0 | 0 | 0 | 0 | 0 | 0 | 0 | 0 | 0 | 0 | 0 | 0 | 0 | 0 | 0 | 0 | 0 | 0 | 0 | 0
F4_Industrial_Interruptible - Industrial_New_Space Heating_Natural Gas_Unit Heater_E5 | F4 | Industrial | Interruptible - Industrial | New | Space Heating | Natural Gas | Unit Heater | E5 | Utility - Cost of Equipment | 0 | 0 | 0 | 0 | 0 | 0 | 0 | 0 | 0 | 0 | 0 | 0 | 0 | 0 | 0 | 0 | 0 | 0 | 0 | 0 | 0 | 0 | 0 | 0 | 0 | 0 | 0
F4_Industrial_Interruptible - Industrial_New_Space Heating_Natural Gas_Unit Heater_E6 | F4 | Industrial | Interruptible - Industrial | New | Space Heating | Natural Gas | Unit Heater | E6 | Utility - Cost of Equipment | 0 | 0 | 0 | 0 | 0 | 0 | 0 | 0 | 0 | 0 | 0 | 0 | 0 | 0 | 0 | 0 | 0 | 0 | 0 | 0 | 0 | 0 | 0 | 0 | 0 | 0 | 0
F4_Industrial_Interruptible - Industrial_New_Space Heating_Natural Gas_Unit Heater_E7 | F4 | Industrial | Interruptible - Industrial | New | Space Heating | Natural Gas | Unit Heater | E7 | Utility - Cost of Equipment | 0 | 0 | 0 | 0 | 0 | 0 | 0 | 0 | 0 | 0 | 0 | 0 | 0 | 0 | 0 | 0 | 0 | 0 | 0 | 0 | 0 | 0 | 0 | 0 | 0 | 0 | 0
F4_Industrial_Interruptible - Industrial_New_Space Heating_Natural Gas_Unit Heater_E8 | F4 | Industrial | Interruptible - Industrial | New | Space Heating | Natural Gas | Unit Heater | E8 | Utility - Cost of Equipment | 0 | 0 | 0 | 0 | 0 | 0 | 0 | 0 | 0 | 0 | 0 | 0 | 0 | 0 | 0 | 0 | 0 | 0 | 0 | 0 | 0 | 0 | 0 | 0 | 0 | 0 | 0
F4_Industrial_Interruptible - Industrial_New_Space Heating_Natural Gas_Unit Heater_E9 | F4 | Industrial | Interruptible - Industrial | New | Space Heating | Natural Gas | Unit Heater | E9 | Utility - Cost of Equipment | 0 | 0 | 0 | 0 | 0 | 0 | 0 | 0 | 0 | 0 | 0 | 0 | 0 | 0 | 0 | 0 | 0 | 0 | 0 | 0 | 0 | 0 | 0 | 0 | 0 | 0 | 0
F4_Industrial_Interruptible - Industrial_New_Space Heating_Natural Gas_Unit Heater_E10 | F4 | Industrial | Interruptible - Industrial | New | Space Heating | Natural Gas | Unit Heater | E10 | Utility - Cost of Equipment | 0 | 0 | 0 | 0 | 0 | 0 | 0 | 0 | 0 | 0 | 0 | 0 | 0 | 0 | 0 | 0 | 0 | 0 | 0 | 0 | 0 | 0 | 0 | 0 | 0 | 0 | 0
F5_Industrial_Interruptible - Industrial_New_Space Heating_Natural Gas_Unit Heater_E1 | F5 | Industrial | Interruptible - Industrial | New | Space Heating | Natural Gas | Unit Heater | E1 | Utility - Cost of Operation | 649.7177 | 660.3774 | 667.8121 | 684.9485 | 706.5791 | 731.952 | 740.5781 | 748.8887 | 756.7724 | 763.7759 | 770.4193 | 778.1904 | 784.9107 | 791.0326 | 797.129 | 802.8463 | 808.1644 | 813.8308 | 819.539 | 825.3143 | 830.7764 | 835.9507 | 841.0029 | 845.454 | 850.1426 | 854.31 | 858.4977
F5_Industrial_Interruptible - Industrial_New_Space Heating_Natural Gas_Unit Heater_E2 | F5 | Industrial | Interruptible - Industrial | New | Space Heating | Natural Gas | Unit Heater | E2 | Utility - Cost of Operation | 577.8739 | 587.3549 | 593.9675 | 609.209 | 628.4478 | 651.015 | 658.6872 | 666.0789 | 673.0908 | 679.3199 | 685.2287 | 692.1405 | 698.1177 | 703.5626 | 708.9849 | 714.07 | 718.8001 | 723.8399 | 728.9169 | 734.0535 | 738.9117 | 743.5139 | 748.0074 | 751.9663 | 756.1364 | 759.843 | 763.5677
F5_Industrial_Interruptible - Industrial_New_Space Heating_Natural Gas_Unit Heater_E3 | F5 | Industrial | Interruptible - Industrial | New | Space Heating | Natural Gas | Unit Heater | E3 | Utility - Cost of Operation | 554.5673 | 564.4556 | 571.1098 | 587.803 | 609.1351 | 634.3417 | 642.3056 | 649.9473 | 657.1743 | 663.5456 | 669.595 | 676.8619 | 683.0901 | 688.7417 | 694.3778 | 699.6462 | 704.5004 | 709.7103 | 714.9601 | 720.2761 | 725.2662 | 729.9568 | 734.5183 | 738.4573 | 742.6379 | 746.2783 | 749.9366
F5_Industrial_Interruptible - Industrial_New_Space Heating_Natural Gas_Unit Heater_E4 | F5 | Industrial | Interruptible - Industrial | New | Space Heating | Natural Gas | Unit Heater | E4 | Utility - Cost of Operation | 0 | 0 | 0 | 0 | 0 | 0 | 0 | 0 | 0 | 0 | 0 | 0 | 0 | 0 | 0 | 0 | 0 | 0 | 0 | 0 | 0 | 0 | 0 | 0 | 0 | 0 | 0
F5_Industrial_Interruptible - Industrial_New_Space Heating_Natural Gas_Unit Heater_E5 | F5 | Industrial | Interruptible - Industrial | New | Space Heating | Natural Gas | Unit Heater | E5 | Utility - Cost of Operation | 0 | 0 | 0 | 0 | 0 | 0 | 0 | 0 | 0 | 0 | 0 | 0 | 0 | 0 | 0 | 0 | 0 | 0 | 0 | 0 | 0 | 0 | 0 | 0 | 0 | 0 | 0
F5_Industrial_Interruptible - Industrial_New_Space Heating_Natural Gas_Unit Heater_E6 | F5 | Industrial | Interruptible - Industrial | New | Space Heating | Natural Gas | Unit Heater | E6 | Utility - Cost of Operation | 0 | 0 | 0 | 0 | 0 | 0 | 0 | 0 | 0 | 0 | 0 | 0 | 0 | 0 | 0 | 0 | 0 | 0 | 0 | 0 | 0 | 0 | 0 | 0 | 0 | 0 | 0
F5_Industrial_Interruptible - Industrial_New_Space Heating_Natural Gas_Unit Heater_E7 | F5 | Industrial | Interruptible - Industrial | New | Space Heating | Natural Gas | Unit Heater | E7 | Utility - Cost of Operation | 0 | 0 | 0 | 0 | 0 | 0 | 0 | 0 | 0 | 0 | 0 | 0 | 0 | 0 | 0 | 0 | 0 | 0 | 0 | 0 | 0 | 0 | 0 | 0 | 0 | 0 | 0
F5_Industrial_Interruptible - Industrial_New_Space Heating_Natural Gas_Unit Heater_E8 | F5 | Industrial | Interruptible - Industrial | New | Space Heating | Natural Gas | Unit Heater | E8 | Utility - Cost of Operation | 0 | 0 | 0 | 0 | 0 | 0 | 0 | 0 | 0 | 0 | 0 | 0 | 0 | 0 | 0 | 0 | 0 | 0 | 0 | 0 | 0 | 0 | 0 | 0 | 0 | 0 | 0
F5_Industrial_Interruptible - Industrial_New_Space Heating_Natural Gas_Unit Heater_E9 | F5 | Industrial | Interruptible - Industrial | New | Space Heating | Natural Gas | Unit Heater | E9 | Utility - Cost of Operation | 0 | 0 | 0 | 0 | 0 | 0 | 0 | 0 | 0 | 0 | 0 | 0 | 0 | 0 | 0 | 0 | 0 | 0 | 0 | 0 | 0 | 0 | 0 | 0 | 0 | 0 | 0
F5_Industrial_Interruptible - Industrial_New_Space Heating_Natural Gas_Unit Heater_E10 | F5 | Industrial | Interruptible - Industrial | New | Space Heating | Natural Gas | Unit Heater | E10 | Utility - Cost of Operation | 0 | 0 | 0 | 0 | 0 | 0 | 0 | 0 | 0 | 0 | 0 | 0 | 0 | 0 | 0 | 0 | 0 | 0 | 0 | 0 | 0 | 0 | 0 | 0 | 0 | 0 | 0
F6_Industrial_Interruptible - Industrial_New_Space Heating_Natural Gas_Unit Heater_E1 | F6 | Industrial | Interruptible - Industrial | New | Space Heating | Natural Gas | Unit Heater | E1 | Utility - Value of Sales | 0 | 0 | 0 | 0 | 0 | 0 | 0 | 0 | 0 | 0 | 0 | 0 | 0 | 0 | 0 | 0 | 0 | 0 | 0 | 0 | 0 | 0 | 0 | 0 | 0 | 0 | 0
F6_Industrial_Interruptible - Industrial_New_Space Heating_Natural Gas_Unit Heater_E2 | F6 | Industrial | Interruptible - Industrial | New | Space Heating | Natural Gas | Unit Heater | E2 | Utility - Value of Sales | 0 | 0 | 0 | 0 | 0 | 0 | 0 | 0 | 0 | 0 | 0 | 0 | 0 | 0 | 0 | 0 | 0 | 0 | 0 | 0 | 0 | 0 | 0 | 0 | 0 | 0 | 0
F6_Industrial_Interruptible - Industrial_New_Space Heating_Natural Gas_Unit Heater_E3 | F6 | Industrial | Interruptible - Industrial | New | Space Heating | Natural Gas | Unit Heater | E3 | Utility - Value of Sales | 0 | 0 | 0 | 0 | 0 | 0 | 0 | 0 | 0 | 0 | 0 | 0 | 0 | 0 | 0 | 0 | 0 | 0 | 0 | 0 | 0 | 0 | 0 | 0 | 0 | 0 | 0
F6_Industrial_Interruptible - Industrial_New_Space Heating_Natural Gas_Unit Heater_E4 | F6 | Industrial | Interruptible - Industrial | New | Space Heating | Natural Gas | Unit Heater | E4 | Utility - Value of Sales | 0 | 0 | 0 | 0 | 0 | 0 | 0 | 0 | 0 | 0 | 0 | 0 | 0 | 0 | 0 | 0 | 0 | 0 | 0 | 0 | 0 | 0 | 0 | 0 | 0 | 0 | 0
F6_Industrial_Interruptible - Industrial_New_Space Heating_Natural Gas_Unit Heater_E5 | F6 | Industrial | Interruptible - Industrial | New | Space Heating | Natural Gas | Unit Heater | E5 | Utility - Value of Sales | 0 | 0 | 0 | 0 | 0 | 0 | 0 | 0 | 0 | 0 | 0 | 0 | 0 | 0 | 0 | 0 | 0 | 0 | 0 | 0 | 0 | 0 | 0 | 0 | 0 | 0 | 0
F6_Industrial_Interruptible - Industrial_New_Space Heating_Natural Gas_Unit Heater_E6 | F6 | Industrial | Interruptible - Industrial | New | Space Heating | Natural Gas | Unit Heater | E6 | Utility - Value of Sales | 0 | 0 | 0 | 0 | 0 | 0 | 0 | 0 | 0 | 0 | 0 | 0 | 0 | 0 | 0 | 0 | 0 | 0 | 0 | 0 | 0 | 0 | 0 | 0 | 0 | 0 | 0
F6_Industrial_Interruptible - Industrial_New_Space Heating_Natural Gas_Unit Heater_E7 | F6 | Industrial | Interruptible - Industrial | New | Space Heating | Natural Gas | Unit Heater | E7 | Utility - Value of Sales | 0 | 0 | 0 | 0 | 0 | 0 | 0 | 0 | 0 | 0 | 0 | 0 | 0 | 0 | 0 | 0 | 0 | 0 | 0 | 0 | 0 | 0 | 0 | 0 | 0 | 0 | 0
F6_Industrial_Interruptible - Industrial_New_Space Heating_Natural Gas_Unit Heater_E8 | F6 | Industrial | Interruptible - Industrial | New | Space Heating | Natural Gas | Unit Heater | E8 | Utility - Value of Sales | 0 | 0 | 0 | 0 | 0 | 0 | 0 | 0 | 0 | 0 | 0 | 0 | 0 | 0 | 0 | 0 | 0 | 0 | 0 | 0 | 0 | 0 | 0 | 0 | 0 | 0 | 0
F6_Industrial_Interruptible - Industrial_New_Space Heating_Natural Gas_Unit Heater_E9 | F6 | Industrial | Interruptible - Industrial | New | Space Heating | Natural Gas | Unit Heater | E9 | Utility - Value of Sales | 0 | 0 | 0 | 0 | 0 | 0 | 0 | 0 | 0 | 0 | 0 | 0 | 0 | 0 | 0 | 0 | 0 | 0 | 0 | 0 | 0 | 0 | 0 | 0 | 0 | 0 | 0
F6_Industrial_Interruptible - Industrial_New_Space Heating_Natural Gas_Unit Heater_E10 | F6 | Industrial | Interruptible - Industrial | New | Space Heating | Natural Gas | Unit Heater | E10 | Utility - Value of Sales | 0 | 0 | 0 | 0 | 0 | 0 | 0 | 0 | 0 | 0 | 0 | 0 | 0 | 0 | 0 | 0 | 0 | 0 | 0 | 0 | 0 | 0 | 0 | 0 | 0 | 0 | 0
F1_Industrial_Interruptible - Industrial_New_Process_Natural Gas_Process Boiler_E1 | F1 | Industrial | Interruptible - Industrial | New | Process | Natural Gas | Process Boiler | E1 | RVT - Cost of Equipment | 0.26138 | 0.26138 | 0.26138 | 0.26138 | 0.26138 | 0.26138 | 0.26138 | 0.26138 | 0.26138 | 0.26138 | 0.26138 | 0.26138 | 0.26138 | 0.26138 | 0.26138 | 0.26138 | 0.26138 | 0.26138 | 0.26138 | 0.26138 | 0.26138 | 0.26138 | 0.26138 | 0.26138 | 0.26138 | 0.26138 | 0.26138
F1_Industrial_Interruptible - Industrial_New_Process_Natural Gas_Process Boiler_E2 | F1 | Industrial | Interruptible - Industrial | New | Process | Natural Gas | Process Boiler | E2 | RVT - Cost of Equipment | 0 | 0 | 0 | 0 | 0 | 0 | 0 | 0 | 0 | 0 | 0 | 0 | 0 | 0 | 0 | 0 | 0 | 0 | 0 | 0 | 0 | 0 | 0 | 0 | 0 | 0 | 0
F1_Industrial_Interruptible - Industrial_New_Process_Natural Gas_Process Boiler_E3 | F1 | Industrial | Interruptible - Industrial | New | Process | Natural Gas | Process Boiler | E3 | RVT - Cost of Equipment | 0 | 0 | 0 | 0 | 0 | 0 | 0 | 0 | 0 | 0 | 0 | 0 | 0 | 0 | 0 | 0 | 0 | 0 | 0 | 0 | 0 | 0 | 0 | 0 | 0 | 0 | 0
F1_Industrial_Interruptible - Industrial_New_Process_Natural Gas_Process Boiler_E4 | F1 | Industrial | Interruptible - Industrial | New | Process | Natural Gas | Process Boiler | E4 | RVT - Cost of Equipment | 0 | 0 | 0 | 0 | 0 | 0 | 0 | 0 | 0 | 0 | 0 | 0 | 0 | 0 | 0 | 0 | 0 | 0 | 0 | 0 | 0 | 0 | 0 | 0 | 0 | 0 | 0
F1_Industrial_Interruptible - Industrial_New_Process_Natural Gas_Process Boiler_E5 | F1 | Industrial | Interruptible - Industrial | New | Process | Natural Gas | Process Boiler | E5 | RVT - Cost of Equipment | 0 | 0 | 0 | 0 | 0 | 0 | 0 | 0 | 0 | 0 | 0 | 0 | 0 | 0 | 0 | 0 | 0 | 0 | 0 | 0 | 0 | 0 | 0 | 0 | 0 | 0 | 0
F1_Industrial_Interruptible - Industrial_New_Process_Natural Gas_Process Boiler_E6 | F1 | Industrial | Interruptible - Industrial | New | Process | Natural Gas | Process Boiler | E6 | RVT - Cost of Equipment | 0 | 0 | 0 | 0 | 0 | 0 | 0 | 0 | 0 | 0 | 0 | 0 | 0 | 0 | 0 | 0 | 0 | 0 | 0 | 0 | 0 | 0 | 0 | 0 | 0 | 0 | 0
F1_Industrial_Interruptible - Industrial_New_Process_Natural Gas_Process Boiler_E7 | F1 | Industrial | Interruptible - Industrial | New | Process | Natural Gas | Process Boiler | E7 | RVT - Cost of Equipment | 0 | 0 | 0 | 0 | 0 | 0 | 0 | 0 | 0 | 0 | 0 | 0 | 0 | 0 | 0 | 0 | 0 | 0 | 0 | 0 | 0 | 0 | 0 | 0 | 0 | 0 | 0
F1_Industrial_Interruptible - Industrial_New_Process_Natural Gas_Process Boiler_E8 | F1 | Industrial | Interruptible - Industrial | New | Process | Natural Gas | Process Boiler | E8 | RVT - Cost of Equipment | 0 | 0 | 0 | 0 | 0 | 0 | 0 | 0 | 0 | 0 | 0 | 0 | 0 | 0 | 0 | 0 | 0 | 0 | 0 | 0 | 0 | 0 | 0 | 0 | 0 | 0 | 0
F1_Industrial_Interruptible - Industrial_New_Process_Natural Gas_Process Boiler_E9 | F1 | Industrial | Interruptible - Industrial | New | Process | Natural Gas | Process Boiler | E9 | RVT - Cost of Equipment | 0 | 0 | 0 | 0 | 0 | 0 | 0 | 0 | 0 | 0 | 0 | 0 | 0 | 0 | 0 | 0 | 0 | 0 | 0 | 0 | 0 | 0 | 0 | 0 | 0 | 0 | 0
F1_Industrial_Interruptible - Industrial_New_Process_Natural Gas_Process Boiler_E10 | F1 | Industrial | Interruptible - Industrial | New | Process | Natural Gas | Process Boiler | E10 | RVT - Cost of Equipment | 0 | 0 | 0 | 0 | 0 | 0 | 0 | 0 | 0 | 0 | 0 | 0 | 0 | 0 | 0 | 0 | 0 | 0 | 0 | 0 | 0 | 0 | 0 | 0 | 0 | 0 | 0
F2_Industrial_Interruptible - Industrial_New_Process_Natural Gas_Process Boiler_E1 | F2 | Industrial | Interruptible - Industrial | New | Process | Natural Gas | Process Boiler | E1 | RVT - Cost of Operation | 0 | 0 | 0 | 0 | 0 | 0 | 0 | 0 | 0 | 0 | 0 | 0 | 0 | 0 | 0 | 0 | 0 | 0 | 0 | 0 | 0 | 0 | 0 | 0 | 0 | 0 | 0
F2_Industrial_Interruptible - Industrial_New_Process_Natural Gas_Process Boiler_E2 | F2 | Industrial | Interruptible - Industrial | New | Process | Natural Gas | Process Boiler | E2 | RVT - Cost of Operation | 0 | 0 | 0 | 0 | 0 | 0 | 0 | 0 | 0 | 0 | 0 | 0 | 0 | 0 | 0 | 0 | 0 | 0 | 0 | 0 | 0 | 0 | 0 | 0 | 0 | 0 | 0
F2_Industrial_Interruptible - Industrial_New_Process_Natural Gas_Process Boiler_E3 | F2 | Industrial | Interruptible - Industrial | New | Process | Natural Gas | Process Boiler | E3 | RVT - Cost of Operation | 0 | 0 | 0 | 0 | 0 | 0 | 0 | 0 | 0 | 0 | 0 | 0 | 0 | 0 | 0 | 0 | 0 | 0 | 0 | 0 | 0 | 0 | 0 | 0 | 0 | 0 | 0
F2_Industrial_Interruptible - Industrial_New_Process_Natural Gas_Process Boiler_E4 | F2 | Industrial | Interruptible - Industrial | New | Process | Natural Gas | Process Boiler | E4 | RVT - Cost of Operation | 0 | 0 | 0 | 0 | 0 | 0 | 0 | 0 | 0 | 0 | 0 | 0 | 0 | 0 | 0 | 0 | 0 | 0 | 0 | 0 | 0 | 0 | 0 | 0 | 0 | 0 | 0
F2_Industrial_Interruptible - Industrial_New_Process_Natural Gas_Process Boiler_E5 | F2 | Industrial | Interruptible - Industrial | New | Process | Natural Gas | Process Boiler | E5 | RVT - Cost of Operation | 0 | 0 | 0 | 0 | 0 | 0 | 0 | 0 | 0 | 0 | 0 | 0 | 0 | 0 | 0 | 0 | 0 | 0 | 0 | 0 | 0 | 0 | 0 | 0 | 0 | 0 | 0
F2_Industrial_Interruptible - Industrial_New_Process_Natural Gas_Process Boiler_E6 | F2 | Industrial | Interruptible - Industrial | New | Process | Natural Gas | Process Boiler | E6 | RVT - Cost of Operation | 0 | 0 | 0 | 0 | 0 | 0 | 0 | 0 | 0 | 0 | 0 | 0 | 0 | 0 | 0 | 0 | 0 | 0 | 0 | 0 | 0 | 0 | 0 | 0 | 0 | 0 | 0
F2_Industrial_Interruptible - Industrial_New_Process_Natural Gas_Process Boiler_E7 | F2 | Industrial | Interruptible - Industrial | New | Process | Natural Gas | Process Boiler | E7 | RVT - Cost of Operation | 0 | 0 | 0 | 0 | 0 | 0 | 0 | 0 | 0 | 0 | 0 | 0 | 0 | 0 | 0 | 0 | 0 | 0 | 0 | 0 | 0 | 0 | 0 | 0 | 0 | 0 | 0
F2_Industrial_Interruptible - Industrial_New_Process_Natural Gas_Process Boiler_E8 | F2 | Industrial | Interruptible - Industrial | New | Process | Natural Gas | Process Boiler | E8 | RVT - Cost of Operation | 0 | 0 | 0 | 0 | 0 | 0 | 0 | 0 | 0 | 0 | 0 | 0 | 0 | 0 | 0 | 0 | 0 | 0 | 0 | 0 | 0 | 0 | 0 | 0 | 0 | 0 | 0
F2_Industrial_Interruptible - Industrial_New_Process_Natural Gas_Process Boiler_E9 | F2 | Industrial | Interruptible - Industrial | New | Process | Natural Gas | Process Boiler | E9 | RVT - Cost of Operation | 0 | 0 | 0 | 0 | 0 | 0 | 0 | 0 | 0 | 0 | 0 | 0 | 0 | 0 | 0 | 0 | 0 | 0 | 0 | 0 | 0 | 0 | 0 | 0 | 0 | 0 | 0
F2_Industrial_Interruptible - Industrial_New_Process_Natural Gas_Process Boiler_E10 | F2 | Industrial | Interruptible - Industrial | New | Process | Natural Gas | Process Boiler | E10 | RVT - Cost of Operation | 0 | 0 | 0 | 0 | 0 | 0 | 0 | 0 | 0 | 0 | 0 | 0 | 0 | 0 | 0 | 0 | 0 | 0 | 0 | 0 | 0 | 0 | 0 | 0 | 0 | 0 | 0
F3_Industrial_Interruptible - Industrial_New_Process_Natural Gas_Process Boiler_E1 | F3 | Industrial | Interruptible - Industrial | New | Process | Natural Gas | Process Boiler | E1 | System - kBTUs of Consumption | 474900.907 | 474900.907 | 474900.907 | 474900.907 | 474900.907 | 474900.907 | 474900.907 | 474900.907 | 474900.907 | 474900.907 | 474900.907 | 474900.907 | 474900.907 | 474900.907 | 474900.907 | 474900.907 | 474900.907 | 474900.907 | 474900.907 | 474900.907 | 474900.907 | 474900.907 | 474900.907 | 474900.907 | 474900.907 | 474900.907 | 474900.907
F3_Industrial_Interruptible - Industrial_New_Process_Natural Gas_Process Boiler_E2 | F3 | Industrial | Interruptible - Industrial | New | Process | Natural Gas | Process Boiler | E2 | System - kBTUs of Consumption | 0 | 0 | 0 | 0 | 0 | 0 | 0 | 0 | 0 | 0 | 0 | 0 | 0 | 0 | 0 | 0 | 0 | 0 | 0 | 0 | 0 | 0 | 0 | 0 | 0 | 0 | 0
F3_Industrial_Interruptible - Industrial_New_Process_Natural Gas_Process Boiler_E3 | F3 | Industrial | Interruptible - Industrial | New | Process | Natural Gas | Process Boiler | E3 | System - kBTUs of Consumption | 0 | 0 | 0 | 0 | 0 | 0 | 0 | 0 | 0 | 0 | 0 | 0 | 0 | 0 | 0 | 0 | 0 | 0 | 0 | 0 | 0 | 0 | 0 | 0 | 0 | 0 | 0
F3_Industrial_Interruptible - Industrial_New_Process_Natural Gas_Process Boiler_E4 | F3 | Industrial | Interruptible - Industrial | New | Process | Natural Gas | Process Boiler | E4 | System - kBTUs of Consumption | 0 | 0 | 0 | 0 | 0 | 0 | 0 | 0 | 0 | 0 | 0 | 0 | 0 | 0 | 0 | 0 | 0 | 0 | 0 | 0 | 0 | 0 | 0 | 0 | 0 | 0 | 0
F3_Industrial_Interruptible - Industrial_New_Process_Natural Gas_Process Boiler_E5 | F3 | Industrial | Interruptible - Industrial | New | Process | Natural Gas | Process Boiler | E5 | System - kBTUs of Consumption | 0 | 0 | 0 | 0 | 0 | 0 | 0 | 0 | 0 | 0 | 0 | 0 | 0 | 0 | 0 | 0 | 0 | 0 | 0 | 0 | 0 | 0 | 0 | 0 | 0 | 0 | 0
F3_Industrial_Interruptible - Industrial_New_Process_Natural Gas_Process Boiler_E6 | F3 | Industrial | Interruptible - Industrial | New | Process | Natural Gas | Process Boiler | E6 | System - kBTUs of Consumption | 0 | 0 | 0 | 0 | 0 | 0 | 0 | 0 | 0 | 0 | 0 | 0 | 0 | 0 | 0 | 0 | 0 | 0 | 0 | 0 | 0 | 0 | 0 | 0 | 0 | 0 | 0
F3_Industrial_Interruptible - Industrial_New_Process_Natural Gas_Process Boiler_E7 | F3 | Industrial | Interruptible - Industrial | New | Process | Natural Gas | Process Boiler | E7 | System - kBTUs of Consumption | 0 | 0 | 0 | 0 | 0 | 0 | 0 | 0 | 0 | 0 | 0 | 0 | 0 | 0 | 0 | 0 | 0 | 0 | 0 | 0 | 0 | 0 | 0 | 0 | 0 | 0 | 0
F3_Industrial_Interruptible - Industrial_New_Process_Natural Gas_Process Boiler_E8 | F3 | Industrial | Interruptible - Industrial | New | Process | Natural Gas | Process Boiler | E8 | System - kBTUs of Consumption | 0 | 0 | 0 | 0 | 0 | 0 | 0 | 0 | 0 | 0 | 0 | 0 | 0 | 0 | 0 | 0 | 0 | 0 | 0 | 0 | 0 | 0 | 0 | 0 | 0 | 0 | 0
F3_Industrial_Interruptible - Industrial_New_Process_Natural Gas_Process Boiler_E9 | F3 | Industrial | Interruptible - Industrial | New | Process | Natural Gas | Process Boiler | E9 | System - kBTUs of Consumption | 0 | 0 | 0 | 0 | 0 | 0 | 0 | 0 | 0 | 0 | 0 | 0 | 0 | 0 | 0 | 0 | 0 | 0 | 0 | 0 | 0 | 0 | 0 | 0 | 0 | 0 | 0
F3_Industrial_Interruptible - Industrial_New_Process_Natural Gas_Process Boiler_E10 | F3 | Industrial | Interruptible - Industrial | New | Process | Natural Gas | Process Boiler | E10 | System - kBTUs of Consumption | 0 | 0 | 0 | 0 | 0 | 0 | 0 | 0 | 0 | 0 | 0 | 0 | 0 | 0 | 0 | 0 | 0 | 0 | 0 | 0 | 0 | 0 | 0 | 0 | 0 | 0 | 0
F4_Industrial_Interruptible - Industrial_New_Process_Natural Gas_Process Boiler_E1 | F4 | Industrial | Interruptible - Industrial | New | Process | Natural Gas | Process Boiler | E1 | Utility - Cost of Equipment | 0.26138 | 0.26138 | 0.26138 | 0.26138 | 0.26138 | 0.26138 | 0.26138 | 0.26138 | 0.26138 | 0.26138 | 0.26138 | 0.26138 | 0.26138 | 0.26138 | 0.26138 | 0.26138 | 0.26138 | 0.26138 | 0.26138 | 0.26138 | 0.26138 | 0.26138 | 0.26138 | 0.26138 | 0.26138 | 0.26138 | 0.26138
F4_Industrial_Interruptible - Industrial_New_Process_Natural Gas_Process Boiler_E2 | F4 | Industrial | Interruptible - Industrial | New | Process | Natural Gas | Process Boiler | E2 | Utility - Cost of Equipment | 0 | 0 | 0 | 0 | 0 | 0 | 0 | 0 | 0 | 0 | 0 | 0 | 0 | 0 | 0 | 0 | 0 | 0 | 0 | 0 | 0 | 0 | 0 | 0 | 0 | 0 | 0
F4_Industrial_Interruptible - Industrial_New_Process_Natural Gas_Process Boiler_E3 | F4 | Industrial | Interruptible - Industrial | New | Process | Natural Gas | Process Boiler | E3 | Utility - Cost of Equipment | 0 | 0 | 0 | 0 | 0 | 0 | 0 | 0 | 0 | 0 | 0 | 0 | 0 | 0 | 0 | 0 | 0 | 0 | 0 | 0 | 0 | 0 | 0 | 0 | 0 | 0 | 0
F4_Industrial_Interruptible - Industrial_New_Process_Natural Gas_Process Boiler_E4 | F4 | Industrial | Interruptible - Industrial | New | Process | Natural Gas | Process Boiler | E4 | Utility - Cost of Equipment | 0 | 0 | 0 | 0 | 0 | 0 | 0 | 0 | 0 | 0 | 0 | 0 | 0 | 0 | 0 | 0 | 0 | 0 | 0 | 0 | 0 | 0 | 0 | 0 | 0 | 0 | 0
F4_Industrial_Interruptible - Industrial_New_Process_Natural Gas_Process Boiler_E5 | F4 | Industrial | Interruptible - Industrial | New | Process | Natural Gas | Process Boiler | E5 | Utility - Cost of Equipment | 0 | 0 | 0 | 0 | 0 | 0 | 0 | 0 | 0 | 0 | 0 | 0 | 0 | 0 | 0 | 0 | 0 | 0 | 0 | 0 | 0 | 0 | 0 | 0 | 0 | 0 | 0
F4_Industrial_Interruptible - Industrial_New_Process_Natural Gas_Process Boiler_E6 | F4 | Industrial | Interruptible - Industrial | New | Process | Natural Gas | Process Boiler | E6 | Utility - Cost of Equipment | 0 | 0 | 0 | 0 | 0 | 0 | 0 | 0 | 0 | 0 | 0 | 0 | 0 | 0 | 0 | 0 | 0 | 0 | 0 | 0 | 0 | 0 | 0 | 0 | 0 | 0 | 0
F4_Industrial_Interruptible - Industrial_New_Process_Natural Gas_Process Boiler_E7 | F4 | Industrial | Interruptible - Industrial | New | Process | Natural Gas | Process Boiler | E7 | Utility - Cost of Equipment | 0 | 0 | 0 | 0 | 0 | 0 | 0 | 0 | 0 | 0 | 0 | 0 | 0 | 0 | 0 | 0 | 0 | 0 | 0 | 0 | 0 | 0 | 0 | 0 | 0 | 0 | 0
F4_Industrial_Interruptible - Industrial_New_Process_Natural Gas_Process Boiler_E8 | F4 | Industrial | Interruptible - Industrial | New | Process | Natural Gas | Process Boiler | E8 | Utility - Cost of Equipment | 0 | 0 | 0 | 0 | 0 | 0 | 0 | 0 | 0 | 0 | 0 | 0 | 0 | 0 | 0 | 0 | 0 | 0 | 0 | 0 | 0 | 0 | 0 | 0 | 0 | 0 | 0
F4_Industrial_Interruptible - Industrial_New_Process_Natural Gas_Process Boiler_E9 | F4 | Industrial | Interruptible - Industrial | New | Process | Natural Gas | Process Boiler | E9 | Utility - Cost of Equipment | 0 | 0 | 0 | 0 | 0 | 0 | 0 | 0 | 0 | 0 | 0 | 0 | 0 | 0 | 0 | 0 | 0 | 0 | 0 | 0 | 0 | 0 | 0 | 0 | 0 | 0 | 0
F4_Industrial_Interruptible - Industrial_New_Process_Natural Gas_Process Boiler_E10 | F4 | Industrial | Interruptible - Industrial | New | Process | Natural Gas | Process Boiler | E10 | Utility - Cost of Equipment | 0 | 0 | 0 | 0 | 0 | 0 | 0 | 0 | 0 | 0 | 0 | 0 | 0 | 0 | 0 | 0 | 0 | 0 | 0 | 0 | 0 | 0 | 0 | 0 | 0 | 0 | 0
F5_Industrial_Interruptible - Industrial_New_Process_Natural Gas_Process Boiler_E1 | F5 | Industrial | Interruptible - Industrial | New | Process | Natural Gas | Process Boiler | E1 | Utility - Cost of Operation | 3838.9112 | 3789.829 | 3769.7423 | 3944.6282 | 4238.5739 | 4602.3931 | 4674.6401 | 4744.8587 | 4809.9066 | 4860.9433 | 4909.6925 | 4980.4231 | 5033.9344 | 5078.6523 | 5124.0802 | 5164.01 | 5198.6372 | 5242.1207 | 5289.3723 | 5340.2771 | 5387.5936 | 5431.5798 | 5473.8275 | 5506.4508 | 5543.0358 | 5570.2075 | 5597.5125
F5_Industrial_Interruptible - Industrial_New_Process_Natural Gas_Process Boiler_E2 | F5 | Industrial | Interruptible - Industrial | New | Process | Natural Gas | Process Boiler | E2 | Utility - Cost of Operation | 0 | 0 | 0 | 0 | 0 | 0 | 0 | 0 | 0 | 0 | 0 | 0 | 0 | 0 | 0 | 0 | 0 | 0 | 0 | 0 | 0 | 0 | 0 | 0 | 0 | 0 | 0
F5_Industrial_Interruptible - Industrial_New_Process_Natural Gas_Process Boiler_E3 | F5 | Industrial | Interruptible - Industrial | New | Process | Natural Gas | Process Boiler | E3 | Utility - Cost of Operation | 0 | 0 | 0 | 0 | 0 | 0 | 0 | 0 | 0 | 0 | 0 | 0 | 0 | 0 | 0 | 0 | 0 | 0 | 0 | 0 | 0 | 0 | 0 | 0 | 0 | 0 | 0
F5_Industrial_Interruptible - Industrial_New_Process_Natural Gas_Process Boiler_E4 | F5 | Industrial | Interruptible - Industrial | New | Process | Natural Gas | Process Boiler | E4 | Utility - Cost of Operation | 0 | 0 | 0 | 0 | 0 | 0 | 0 | 0 | 0 | 0 | 0 | 0 | 0 | 0 | 0 | 0 | 0 | 0 | 0 | 0 | 0 | 0 | 0 | 0 | 0 | 0 | 0
F5_Industrial_Interruptible - Industrial_New_Process_Natural Gas_Process Boiler_E5 | F5 | Industrial | Interruptible - Industrial | New | Process | Natural Gas | Process Boiler | E5 | Utility - Cost of Operation | 0 | 0 | 0 | 0 | 0 | 0 | 0 | 0 | 0 | 0 | 0 | 0 | 0 | 0 | 0 | 0 | 0 | 0 | 0 | 0 | 0 | 0 | 0 | 0 | 0 | 0 | 0
F5_Industrial_Interruptible - Industrial_New_Process_Natural Gas_Process Boiler_E6 | F5 | Industrial | Interruptible - Industrial | New | Process | Natural Gas | Process Boiler | E6 | Utility - Cost of Operation | 0 | 0 | 0 | 0 | 0 | 0 | 0 | 0 | 0 | 0 | 0 | 0 | 0 | 0 | 0 | 0 | 0 | 0 | 0 | 0 | 0 | 0 | 0 | 0 | 0 | 0 | 0
F5_Industrial_Interruptible - Industrial_New_Process_Natural Gas_Process Boiler_E7 | F5 | Industrial | Interruptible - Industrial | New | Process | Natural Gas | Process Boiler | E7 | Utility - Cost of Operation | 0 | 0 | 0 | 0 | 0 | 0 | 0 | 0 | 0 | 0 | 0 | 0 | 0 | 0 | 0 | 0 | 0 | 0 | 0 | 0 | 0 | 0 | 0 | 0 | 0 | 0 | 0
F5_Industrial_Interruptible - Industrial_New_Process_Natural Gas_Process Boiler_E8 | F5 | Industrial | Interruptible - Industrial | New | Process | Natural Gas | Process Boiler | E8 | Utility - Cost of Operation | 0 | 0 | 0 | 0 | 0 | 0 | 0 | 0 | 0 | 0 | 0 | 0 | 0 | 0 | 0 | 0 | 0 | 0 | 0 | 0 | 0 | 0 | 0 | 0 | 0 | 0 | 0
F5_Industrial_Interruptible - Industrial_New_Process_Natural Gas_Process Boiler_E9 | F5 | Industrial | Interruptible - Industrial | New | Process | Natural Gas | Process Boiler | E9 | Utility - Cost of Operation | 0 | 0 | 0 | 0 | 0 | 0 | 0 | 0 | 0 | 0 | 0 | 0 | 0 | 0 | 0 | 0 | 0 | 0 | 0 | 0 | 0 | 0 | 0 | 0 | 0 | 0 | 0
F5_Industrial_Interruptible - Industrial_New_Process_Natural Gas_Process Boiler_E10 | F5 | Industrial | Interruptible - Industrial | New | Process | Natural Gas | Process Boiler | E10 | Utility - Cost of Operation | 0 | 0 | 0 | 0 | 0 | 0 | 0 | 0 | 0 | 0 | 0 | 0 | 0 | 0 | 0 | 0 | 0 | 0 | 0 | 0 | 0 | 0 | 0 | 0 | 0 | 0 | 0
F6_Industrial_Interruptible - Industrial_New_Process_Natural Gas_Process Boiler_E1 | F6 | Industrial | Interruptible - Industrial | New | Process | Natural Gas | Process Boiler | E1 | Utility - Value of Sales | 0 | 0 | 0 | 0 | 0 | 0 | 0 | 0 | 0 | 0 | 0 | 0 | 0 | 0 | 0 | 0 | 0 | 0 | 0 | 0 | 0 | 0 | 0 | 0 | 0 | 0 | 0
F6_Industrial_Interruptible - Industrial_New_Process_Natural Gas_Process Boiler_E2 | F6 | Industrial | Interruptible - Industrial | New | Process | Natural Gas | Process Boiler | E2 | Utility - Value of Sales | 0 | 0 | 0 | 0 | 0 | 0 | 0 | 0 | 0 | 0 | 0 | 0 | 0 | 0 | 0 | 0 | 0 | 0 | 0 | 0 | 0 | 0 | 0 | 0 | 0 | 0 | 0
F6_Industrial_Interruptible - Industrial_New_Process_Natural Gas_Process Boiler_E3 | F6 | Industrial | Interruptible - Industrial | New | Process | Natural Gas | Process Boiler | E3 | Utility - Value of Sales | 0 | 0 | 0 | 0 | 0 | 0 | 0 | 0 | 0 | 0 | 0 | 0 | 0 | 0 | 0 | 0 | 0 | 0 | 0 | 0 | 0 | 0 | 0 | 0 | 0 | 0 | 0
F6_Industrial_Interruptible - Industrial_New_Process_Natural Gas_Process Boiler_E4 | F6 | Industrial | Interruptible - Industrial | New | Process | Natural Gas | Process Boiler | E4 | Utility - Value of Sales | 0 | 0 | 0 | 0 | 0 | 0 | 0 | 0 | 0 | 0 | 0 | 0 | 0 | 0 | 0 | 0 | 0 | 0 | 0 | 0 | 0 | 0 | 0 | 0 | 0 | 0 | 0
F6_Industrial_Interruptible - Industrial_New_Process_Natural Gas_Process Boiler_E5 | F6 | Industrial | Interruptible - Industrial | New | Process | Natural Gas | Process Boiler | E5 | Utility - Value of Sales | 0 | 0 | 0 | 0 | 0 | 0 | 0 | 0 | 0 | 0 | 0 | 0 | 0 | 0 | 0 | 0 | 0 | 0 | 0 | 0 | 0 | 0 | 0 | 0 | 0 | 0 | 0
F6_Industrial_Interruptible - Industrial_New_Process_Natural Gas_Process Boiler_E6 | F6 | Industrial | Interruptible - Industrial | New | Process | Natural Gas | Process Boiler | E6 | Utility - Value of Sales | 0 | 0 | 0 | 0 | 0 | 0 | 0 | 0 | 0 | 0 | 0 | 0 | 0 | 0 | 0 | 0 | 0 | 0 | 0 | 0 | 0 | 0 | 0 | 0 | 0 | 0 | 0
F6_Industrial_Interruptible - Industrial_New_Process_Natural Gas_Process Boiler_E7 | F6 | Industrial | Interruptible - Industrial | New | Process | Natural Gas | Process Boiler | E7 | Utility - Value of Sales | 0 | 0 | 0 | 0 | 0 | 0 | 0 | 0 | 0 | 0 | 0 | 0 | 0 | 0 | 0 | 0 | 0 | 0 | 0 | 0 | 0 | 0 | 0 | 0 | 0 | 0 | 0
F6_Industrial_Interruptible - Industrial_New_Process_Natural Gas_Process Boiler_E8 | F6 | Industrial | Interruptible - Industrial | New | Process | Natural Gas | Process Boiler | E8 | Utility - Value of Sales | 0 | 0 | 0 | 0 | 0 | 0 | 0 | 0 | 0 | 0 | 0 | 0 | 0 | 0 | 0 | 0 | 0 | 0 | 0 | 0 | 0 | 0 | 0 | 0 | 0 | 0 | 0
F6_Industrial_Interruptible - Industrial_New_Process_Natural Gas_Process Boiler_E9 | F6 | Industrial | Interruptible - Industrial | New | Process | Natural Gas | Process Boiler | E9 | Utility - Value of Sales | 0 | 0 | 0 | 0 | 0 | 0 | 0 | 0 | 0 | 0 | 0 | 0 | 0 | 0 | 0 | 0 | 0 | 0 | 0 | 0 | 0 | 0 | 0 | 0 | 0 | 0 | 0
F6_Industrial_Interruptible - Industrial_New_Process_Natural Gas_Process Boiler_E10 | F6 | Industrial | Interruptible - Industrial | New | Process | Natural Gas | Process Boiler | E10 | Utility - Value of Sales | 0 | 0 | 0 | 0 | 0 | 0 | 0 | 0 | 0 | 0 | 0 | 0 | 0 | 0 | 0 | 0 | 0 | 0 | 0 | 0 | 0 | 0 | 0 | 0 | 0 | 0 | 0
F1_Industrial_Interruptible - Industrial_New_Process_Natural Gas_Process Heating_E1 | F1 | Industrial | Interruptible - Industrial | New | Process | Natural Gas | Process Heating | E1 | RVT - Cost of Equipment | 0.26138 | 0.26138 | 0.26138 | 0.26138 | 0.26138 | 0.26138 | 0.26138 | 0.26138 | 0.26138 | 0.26138 | 0.26138 | 0.26138 | 0.26138 | 0.26138 | 0.26138 | 0.26138 | 0.26138 | 0.26138 | 0.26138 | 0.26138 | 0.26138 | 0.26138 | 0.26138 | 0.26138 | 0.26138 | 0.26138 | 0.26138
F1_Industrial_Interruptible - Industrial_New_Process_Natural Gas_Process Heating_E2 | F1 | Industrial | Interruptible - Industrial | New | Process | Natural Gas | Process Heating | E2 | RVT - Cost of Equipment | 0 | 0 | 0 | 0 | 0 | 0 | 0 | 0 | 0 | 0 | 0 | 0 | 0 | 0 | 0 | 0 | 0 | 0 | 0 | 0 | 0 | 0 | 0 | 0 | 0 | 0 | 0
F1_Industrial_Interruptible - Industrial_New_Process_Natural Gas_Process Heating_E3 | F1 | Industrial | Interruptible - Industrial | New | Process | Natural Gas | Process Heating | E3 | RVT - Cost of Equipment | 0 | 0 | 0 | 0 | 0 | 0 | 0 | 0 | 0 | 0 | 0 | 0 | 0 | 0 | 0 | 0 | 0 | 0 | 0 | 0 | 0 | 0 | 0 | 0 | 0 | 0 | 0
F1_Industrial_Interruptible - Industrial_New_Process_Natural Gas_Process Heating_E4 | F1 | Industrial | Interruptible - Industrial | New | Process | Natural Gas | Process Heating | E4 | RVT - Cost of Equipment | 0 | 0 | 0 | 0 | 0 | 0 | 0 | 0 | 0 | 0 | 0 | 0 | 0 | 0 | 0 | 0 | 0 | 0 | 0 | 0 | 0 | 0 | 0 | 0 | 0 | 0 | 0
F1_Industrial_Interruptible - Industrial_New_Process_Natural Gas_Process Heating_E5 | F1 | Industrial | Interruptible - Industrial | New | Process | Natural Gas | Process Heating | E5 | RVT - Cost of Equipment | 0 | 0 | 0 | 0 | 0 | 0 | 0 | 0 | 0 | 0 | 0 | 0 | 0 | 0 | 0 | 0 | 0 | 0 | 0 | 0 | 0 | 0 | 0 | 0 | 0 | 0 | 0
F1_Industrial_Interruptible - Industrial_New_Process_Natural Gas_Process Heating_E6 | F1 | Industrial | Interruptible - Industrial | New | Process | Natural Gas | Process Heating | E6 | RVT - Cost of Equipment | 0 | 0 | 0 | 0 | 0 | 0 | 0 | 0 | 0 | 0 | 0 | 0 | 0 | 0 | 0 | 0 | 0 | 0 | 0 | 0 | 0 | 0 | 0 | 0 | 0 | 0 | 0
F1_Industrial_Interruptible - Industrial_New_Process_Natural Gas_Process Heating_E7 | F1 | Industrial | Interruptible - Industrial | New | Process | Natural Gas | Process Heating | E7 | RVT - Cost of Equipment | 0 | 0 | 0 | 0 | 0 | 0 | 0 | 0 | 0 | 0 | 0 | 0 | 0 | 0 | 0 | 0 | 0 | 0 | 0 | 0 | 0 | 0 | 0 | 0 | 0 | 0 | 0
F1_Industrial_Interruptible - Industrial_New_Process_Natural Gas_Process Heating_E8 | F1 | Industrial | Interruptible - Industrial | New | Process | Natural Gas | Process Heating | E8 | RVT - Cost of Equipment | 0 | 0 | 0 | 0 | 0 | 0 | 0 | 0 | 0 | 0 | 0 | 0 | 0 | 0 | 0 | 0 | 0 | 0 | 0 | 0 | 0 | 0 | 0 | 0 | 0 | 0 | 0
F1_Industrial_Interruptible - Industrial_New_Process_Natural Gas_Process Heating_E9 | F1 | Industrial | Interruptible - Industrial | New | Process | Natural Gas | Process Heating | E9 | RVT - Cost of Equipment | 0 | 0 | 0 | 0 | 0 | 0 | 0 | 0 | 0 | 0 | 0 | 0 | 0 | 0 | 0 | 0 | 0 | 0 | 0 | 0 | 0 | 0 | 0 | 0 | 0 | 0 | 0
F1_Industrial_Interruptible - Industrial_New_Process_Natural Gas_Process Heating_E10 | F1 | Industrial | Interruptible - Industrial | New | Process | Natural Gas | Process Heating | E10 | RVT - Cost of Equipment | 0 | 0 | 0 | 0 | 0 | 0 | 0 | 0 | 0 | 0 | 0 | 0 | 0 | 0 | 0 | 0 | 0 | 0 | 0 | 0 | 0 | 0 | 0 | 0 | 0 | 0 | 0
F2_Industrial_Interruptible - Industrial_New_Process_Natural Gas_Process Heating_E1 | F2 | Industrial | Interruptible - Industrial | New | Process | Natural Gas | Process Heating | E1 | RVT - Cost of Operation | 0 | 0 | 0 | 0 | 0 | 0 | 0 | 0 | 0 | 0 | 0 | 0 | 0 | 0 | 0 | 0 | 0 | 0 | 0 | 0 | 0 | 0 | 0 | 0 | 0 | 0 | 0
F2_Industrial_Interruptible - Industrial_New_Process_Natural Gas_Process Heating_E2 | F2 | Industrial | Interruptible - Industrial | New | Process | Natural Gas | Process Heating | E2 | RVT - Cost of Operation | 0 | 0 | 0 | 0 | 0 | 0 | 0 | 0 | 0 | 0 | 0 | 0 | 0 | 0 | 0 | 0 | 0 | 0 | 0 | 0 | 0 | 0 | 0 | 0 | 0 | 0 | 0
F2_Industrial_Interruptible - Industrial_New_Process_Natural Gas_Process Heating_E3 | F2 | Industrial | Interruptible - Industrial | New | Process | Natural Gas | Process Heating | E3 | RVT - Cost of Operation | 0 | 0 | 0 | 0 | 0 | 0 | 0 | 0 | 0 | 0 | 0 | 0 | 0 | 0 | 0 | 0 | 0 | 0 | 0 | 0 | 0 | 0 | 0 | 0 | 0 | 0 | 0
F2_Industrial_Interruptible - Industrial_New_Process_Natural Gas_Process Heating_E4 | F2 | Industrial | Interruptible - Industrial | New | Process | Natural Gas | Process Heating | E4 | RVT - Cost of Operation | 0 | 0 | 0 | 0 | 0 | 0 | 0 | 0 | 0 | 0 | 0 | 0 | 0 | 0 | 0 | 0 | 0 | 0 | 0 | 0 | 0 | 0 | 0 | 0 | 0 | 0 | 0
F2_Industrial_Interruptible - Industrial_New_Process_Natural Gas_Process Heating_E5 | F2 | Industrial | Interruptible - Industrial | New | Process | Natural Gas | Process Heating | E5 | RVT - Cost of Operation | 0 | 0 | 0 | 0 | 0 | 0 | 0 | 0 | 0 | 0 | 0 | 0 | 0 | 0 | 0 | 0 | 0 | 0 | 0 | 0 | 0 | 0 | 0 | 0 | 0 | 0 | 0
F2_Industrial_Interruptible - Industrial_New_Process_Natural Gas_Process Heating_E6 | F2 | Industrial | Interruptible - Industrial | New | Process | Natural Gas | Process Heating | E6 | RVT - Cost of Operation | 0 | 0 | 0 | 0 | 0 | 0 | 0 | 0 | 0 | 0 | 0 | 0 | 0 | 0 | 0 | 0 | 0 | 0 | 0 | 0 | 0 | 0 | 0 | 0 | 0 | 0 | 0
F2_Industrial_Interruptible - Industrial_New_Process_Natural Gas_Process Heating_E7 | F2 | Industrial | Interruptible - Industrial | New | Process | Natural Gas | Process Heating | E7 | RVT - Cost of Operation | 0 | 0 | 0 | 0 | 0 | 0 | 0 | 0 | 0 | 0 | 0 | 0 | 0 | 0 | 0 | 0 | 0 | 0 | 0 | 0 | 0 | 0 | 0 | 0 | 0 | 0 | 0
F2_Industrial_Interruptible - Industrial_New_Process_Natural Gas_Process Heating_E8 | F2 | Industrial | Interruptible - Industrial | New | Process | Natural Gas | Process Heating | E8 | RVT - Cost of Operation | 0 | 0 | 0 | 0 | 0 | 0 | 0 | 0 | 0 | 0 | 0 | 0 | 0 | 0 | 0 | 0 | 0 | 0 | 0 | 0 | 0 | 0 | 0 | 0 | 0 | 0 | 0
F2_Industrial_Interruptible - Industrial_New_Process_Natural Gas_Process Heating_E9 | F2 | Industrial | Interruptible - Industrial | New | Process | Natural Gas | Process Heating | E9 | RVT - Cost of Operation | 0 | 0 | 0 | 0 | 0 | 0 | 0 | 0 | 0 | 0 | 0 | 0 | 0 | 0 | 0 | 0 | 0 | 0 | 0 | 0 | 0 | 0 | 0 | 0 | 0 | 0 | 0
F2_Industrial_Interruptible - Industrial_New_Process_Natural Gas_Process Heating_E10 | F2 | Industrial | Interruptible - Industrial | New | Process | Natural Gas | Process Heating | E10 | RVT - Cost of Operation | 0 | 0 | 0 | 0 | 0 | 0 | 0 | 0 | 0 | 0 | 0 | 0 | 0 | 0 | 0 | 0 | 0 | 0 | 0 | 0 | 0 | 0 | 0 | 0 | 0 | 0 | 0
F3_Industrial_Interruptible - Industrial_New_Process_Natural Gas_Process Heating_E1 | F3 | Industrial | Interruptible - Industrial | New | Process | Natural Gas | Process Heating | E1 | System - kBTUs of Consumption | 434200.1274 | 434200.1274 | 434200.1274 | 434200.1274 | 434200.1274 | 434200.1274 | 434200.1274 | 434200.1274 | 434200.1274 | 434200.1274 | 434200.1274 | 434200.1274 | 434200.1274 | 434200.1274 | 434200.1274 | 434200.1274 | 434200.1274 | 434200.1274 | 434200.1274 | 434200.1274 | 434200.1274 | 434200.1274 | 434200.1274 | 434200.1274 | 434200.1274 | 434200.1274 | 434200.1274
F3_Industrial_Interruptible - Industrial_New_Process_Natural Gas_Process Heating_E2 | F3 | Industrial | Interruptible - Industrial | New | Process | Natural Gas | Process Heating | E2 | System - kBTUs of Consumption | 0 | 0 | 0 | 0 | 0 | 0 | 0 | 0 | 0 | 0 | 0 | 0 | 0 | 0 | 0 | 0 | 0 | 0 | 0 | 0 | 0 | 0 | 0 | 0 | 0 | 0 | 0
F3_Industrial_Interruptible - Industrial_New_Process_Natural Gas_Process Heating_E3 | F3 | Industrial | Interruptible - Industrial | New | Process | Natural Gas | Process Heating | E3 | System - kBTUs of Consumption | 0 | 0 | 0 | 0 | 0 | 0 | 0 | 0 | 0 | 0 | 0 | 0 | 0 | 0 | 0 | 0 | 0 | 0 | 0 | 0 | 0 | 0 | 0 | 0 | 0 | 0 | 0
F3_Industrial_Interruptible - Industrial_New_Process_Natural Gas_Process Heating_E4 | F3 | Industrial | Interruptible - Industrial | New | Process | Natural Gas | Process Heating | E4 | System - kBTUs of Consumption | 0 | 0 | 0 | 0 | 0 | 0 | 0 | 0 | 0 | 0 | 0 | 0 | 0 | 0 | 0 | 0 | 0 | 0 | 0 | 0 | 0 | 0 | 0 | 0 | 0 | 0 | 0
F3_Industrial_Interruptible - Industrial_New_Process_Natural Gas_Process Heating_E5 | F3 | Industrial | Interruptible - Industrial | New | Process | Natural Gas | Process Heating | E5 | System - kBTUs of Consumption | 0 | 0 | 0 | 0 | 0 | 0 | 0 | 0 | 0 | 0 | 0 | 0 | 0 | 0 | 0 | 0 | 0 | 0 | 0 | 0 | 0 | 0 | 0 | 0 | 0 | 0 | 0
F3_Industrial_Interruptible - Industrial_New_Process_Natural Gas_Process Heating_E6 | F3 | Industrial | Interruptible - Industrial | New | Process | Natural Gas | Process Heating | E6 | System - kBTUs of Consumption | 0 | 0 | 0 | 0 | 0 | 0 | 0 | 0 | 0 | 0 | 0 | 0 | 0 | 0 | 0 | 0 | 0 | 0 | 0 | 0 | 0 | 0 | 0 | 0 | 0 | 0 | 0
F3_Industrial_Interruptible - Industrial_New_Process_Natural Gas_Process Heating_E7 | F3 | Industrial | Interruptible - Industrial | New | Process | Natural Gas | Process Heating | E7 | System - kBTUs of Consumption | 0 | 0 | 0 | 0 | 0 | 0 | 0 | 0 | 0 | 0 | 0 | 0 | 0 | 0 | 0 | 0 | 0 | 0 | 0 | 0 | 0 | 0 | 0 | 0 | 0 | 0 | 0
F3_Industrial_Interruptible - Industrial_New_Process_Natural Gas_Process Heating_E8 | F3 | Industrial | Interruptible - Industrial | New | Process | Natural Gas | Process Heating | E8 | System - kBTUs of Consumption | 0 | 0 | 0 | 0 | 0 | 0 | 0 | 0 | 0 | 0 | 0 | 0 | 0 | 0 | 0 | 0 | 0 | 0 | 0 | 0 | 0 | 0 | 0 | 0 | 0 | 0 | 0
F3_Industrial_Interruptible - Industrial_New_Process_Natural Gas_Process Heating_E9 | F3 | Industrial | Interruptible - Industrial | New | Process | Natural Gas | Process Heating | E9 | System - kBTUs of Consumption | 0 | 0 | 0 | 0 | 0 | 0 | 0 | 0 | 0 | 0 | 0 | 0 | 0 | 0 | 0 | 0 | 0 | 0 | 0 | 0 | 0 | 0 | 0 | 0 | 0 | 0 | 0
F3_Industrial_Interruptible - Industrial_New_Process_Natural Gas_Process Heating_E10 | F3 | Industrial | Interruptible - Industrial | New | Process | Natural Gas | Process Heating | E10 | System - kBTUs of Consumption | 0 | 0 | 0 | 0 | 0 | 0 | 0 | 0 | 0 | 0 | 0 | 0 | 0 | 0 | 0 | 0 | 0 | 0 | 0 | 0 | 0 | 0 | 0 | 0 | 0 | 0 | 0
F4_Industrial_Interruptible - Industrial_New_Process_Natural Gas_Process Heating_E1 | F4 | Industrial | Interruptible - Industrial | New | Process | Natural Gas | Process Heating | E1 | Utility - Cost of Equipment | 0.26138 | 0.26138 | 0.26138 | 0.26138 | 0.26138 | 0.26138 | 0.26138 | 0.26138 | 0.26138 | 0.26138 | 0.26138 | 0.26138 | 0.26138 | 0.26138 | 0.26138 | 0.26138 | 0.26138 | 0.26138 | 0.26138 | 0.26138 | 0.26138 | 0.26138 | 0.26138 | 0.26138 | 0.26138 | 0.26138 | 0.26138
F4_Industrial_Interruptible - Industrial_New_Process_Natural Gas_Process Heating_E2 | F4 | Industrial | Interruptible - Industrial | New | Process | Natural Gas | Process Heating | E2 | Utility - Cost of Equipment | 0 | 0 | 0 | 0 | 0 | 0 | 0 | 0 | 0 | 0 | 0 | 0 | 0 | 0 | 0 | 0 | 0 | 0 | 0 | 0 | 0 | 0 | 0 | 0 | 0 | 0 | 0
F4_Industrial_Interruptible - Industrial_New_Process_Natural Gas_Process Heating_E3 | F4 | Industrial | Interruptible - Industrial | New | Process | Natural Gas | Process Heating | E3 | Utility - Cost of Equipment | 0 | 0 | 0 | 0 | 0 | 0 | 0 | 0 | 0 | 0 | 0 | 0 | 0 | 0 | 0 | 0 | 0 | 0 | 0 | 0 | 0 | 0 | 0 | 0 | 0 | 0 | 0
F4_Industrial_Interruptible - Industrial_New_Process_Natural Gas_Process Heating_E4 | F4 | Industrial | Interruptible - Industrial | New | Process | Natural Gas | Process Heating | E4 | Utility - Cost of Equipment | 0 | 0 | 0 | 0 | 0 | 0 | 0 | 0 | 0 | 0 | 0 | 0 | 0 | 0 | 0 | 0 | 0 | 0 | 0 | 0 | 0 | 0 | 0 | 0 | 0 | 0 | 0
F4_Industrial_Interruptible - Industrial_New_Process_Natural Gas_Process Heating_E5 | F4 | Industrial | Interruptible - Industrial | New | Process | Natural Gas | Process Heating | E5 | Utility - Cost of Equipment | 0 | 0 | 0 | 0 | 0 | 0 | 0 | 0 | 0 | 0 | 0 | 0 | 0 | 0 | 0 | 0 | 0 | 0 | 0 | 0 | 0 | 0 | 0 | 0 | 0 | 0 | 0
F4_Industrial_Interruptible - Industrial_New_Process_Natural Gas_Process Heating_E6 | F4 | Industrial | Interruptible - Industrial | New | Process | Natural Gas | Process Heating | E6 | Utility - Cost of Equipment | 0 | 0 | 0 | 0 | 0 | 0 | 0 | 0 | 0 | 0 | 0 | 0 | 0 | 0 | 0 | 0 | 0 | 0 | 0 | 0 | 0 | 0 | 0 | 0 | 0 | 0 | 0
F4_Industrial_Interruptible - Industrial_New_Process_Natural Gas_Process Heating_E7 | F4 | Industrial | Interruptible - Industrial | New | Process | Natural Gas | Process Heating | E7 | Utility - Cost of Equipment | 0 | 0 | 0 | 0 | 0 | 0 | 0 | 0 | 0 | 0 | 0 | 0 | 0 | 0 | 0 | 0 | 0 | 0 | 0 | 0 | 0 | 0 | 0 | 0 | 0 | 0 | 0
F4_Industrial_Interruptible - Industrial_New_Process_Natural Gas_Process Heating_E8 | F4 | Industrial | Interruptible - Industrial | New | Process | Natural Gas | Process Heating | E8 | Utility - Cost of Equipment | 0 | 0 | 0 | 0 | 0 | 0 | 0 | 0 | 0 | 0 | 0 | 0 | 0 | 0 | 0 | 0 | 0 | 0 | 0 | 0 | 0 | 0 | 0 | 0 | 0 | 0 | 0
F4_Industrial_Interruptible - Industrial_New_Process_Natural Gas_Process Heating_E9 | F4 | Industrial | Interruptible - Industrial | New | Process | Natural Gas | Process Heating | E9 | Utility - Cost of Equipment | 0 | 0 | 0 | 0 | 0 | 0 | 0 | 0 | 0 | 0 | 0 | 0 | 0 | 0 | 0 | 0 | 0 | 0 | 0 | 0 | 0 | 0 | 0 | 0 | 0 | 0 | 0
F4_Industrial_Interruptible - Industrial_New_Process_Natural Gas_Process Heating_E10 | F4 | Industrial | Interruptible - Industrial | New | Process | Natural Gas | Process Heating | E10 | Utility - Cost of Equipment | 0 | 0 | 0 | 0 | 0 | 0 | 0 | 0 | 0 | 0 | 0 | 0 | 0 | 0 | 0 | 0 | 0 | 0 | 0 | 0 | 0 | 0 | 0 | 0 | 0 | 0 | 0
F5_Industrial_Interruptible - Industrial_New_Process_Natural Gas_Process Heating_E1 | F5 | Industrial | Interruptible - Industrial | New | Process | Natural Gas | Process Heating | E1 | Utility - Cost of Operation | 3509.9022 | 3465.0265 | 3446.6613 | 3606.5588 | 3875.3123 | 4207.9509 | 4274.006 | 4338.2066 | 4397.6797 | 4444.3423 | 4488.9136 | 4553.5823 | 4602.5075 | 4643.3928 | 4684.9274 | 4721.4351 | 4753.0946 | 4792.8514 | 4836.0534 | 4882.5954 | 4925.8567 | 4966.0731 | 5004.7001 | 5034.5274 | 5067.9769 | 5092.82 | 5117.7848
F5_Industrial_Interruptible - Industrial_New_Process_Natural Gas_Process Heating_E2 | F5 | Industrial | Interruptible - Industrial | New | Process | Natural Gas | Process Heating | E2 | Utility - Cost of Operation | 0 | 0 | 0 | 0 | 0 | 0 | 0 | 0 | 0 | 0 | 0 | 0 | 0 | 0 | 0 | 0 | 0 | 0 | 0 | 0 | 0 | 0 | 0 | 0 | 0 | 0 | 0
F5_Industrial_Interruptible - Industrial_New_Process_Natural Gas_Process Heating_E3 | F5 | Industrial | Interruptible - Industrial | New | Process | Natural Gas | Process Heating | E3 | Utility - Cost of Operation | 0 | 0 | 0 | 0 | 0 | 0 | 0 | 0 | 0 | 0 | 0 | 0 | 0 | 0 | 0 | 0 | 0 | 0 | 0 | 0 | 0 | 0 | 0 | 0 | 0 | 0 | 0
F5_Industrial_Interruptible - Industrial_New_Process_Natural Gas_Process Heating_E4 | F5 | Industrial | Interruptible - Industrial | New | Process | Natural Gas | Process Heating | E4 | Utility - Cost of Operation | 0 | 0 | 0 | 0 | 0 | 0 | 0 | 0 | 0 | 0 | 0 | 0 | 0 | 0 | 0 | 0 | 0 | 0 | 0 | 0 | 0 | 0 | 0 | 0 | 0 | 0 | 0
F5_Industrial_Interruptible - Industrial_New_Process_Natural Gas_Process Heating_E5 | F5 | Industrial | Interruptible - Industrial | New | Process | Natural Gas | Process Heating | E5 | Utility - Cost of Operation | 0 | 0 | 0 | 0 | 0 | 0 | 0 | 0 | 0 | 0 | 0 | 0 | 0 | 0 | 0 | 0 | 0 | 0 | 0 | 0 | 0 | 0 | 0 | 0 | 0 | 0 | 0
F5_Industrial_Interruptible - Industrial_New_Process_Natural Gas_Process Heating_E6 | F5 | Industrial | Interruptible - Industrial | New | Process | Natural Gas | Process Heating | E6 | Utility - Cost of Operation | 0 | 0 | 0 | 0 | 0 | 0 | 0 | 0 | 0 | 0 | 0 | 0 | 0 | 0 | 0 | 0 | 0 | 0 | 0 | 0 | 0 | 0 | 0 | 0 | 0 | 0 | 0
F5_Industrial_Interruptible - Industrial_New_Process_Natural Gas_Process Heating_E7 | F5 | Industrial | Interruptible - Industrial | New | Process | Natural Gas | Process Heating | E7 | Utility - Cost of Operation | 0 | 0 | 0 | 0 | 0 | 0 | 0 | 0 | 0 | 0 | 0 | 0 | 0 | 0 | 0 | 0 | 0 | 0 | 0 | 0 | 0 | 0 | 0 | 0 | 0 | 0 | 0
F5_Industrial_Interruptible - Industrial_New_Process_Natural Gas_Process Heating_E8 | F5 | Industrial | Interruptible - Industrial | New | Process | Natural Gas | Process Heating | E8 | Utility - Cost of Operation | 0 | 0 | 0 | 0 | 0 | 0 | 0 | 0 | 0 | 0 | 0 | 0 | 0 | 0 | 0 | 0 | 0 | 0 | 0 | 0 | 0 | 0 | 0 | 0 | 0 | 0 | 0
F5_Industrial_Interruptible - Industrial_New_Process_Natural Gas_Process Heating_E9 | F5 | Industrial | Interruptible - Industrial | New | Process | Natural Gas | Process Heating | E9 | Utility - Cost of Operation | 0 | 0 | 0 | 0 | 0 | 0 | 0 | 0 | 0 | 0 | 0 | 0 | 0 | 0 | 0 | 0 | 0 | 0 | 0 | 0 | 0 | 0 | 0 | 0 | 0 | 0 | 0
F5_Industrial_Interruptible - Industrial_New_Process_Natural Gas_Process Heating_E10 | F5 | Industrial | Interruptible - Industrial | New | Process | Natural Gas | Process Heating | E10 | Utility - Cost of Operation | 0 | 0 | 0 | 0 | 0 | 0 | 0 | 0 | 0 | 0 | 0 | 0 | 0 | 0 | 0 | 0 | 0 | 0 | 0 | 0 | 0 | 0 | 0 | 0 | 0 | 0 | 0
F6_Industrial_Interruptible - Industrial_New_Process_Natural Gas_Process Heating_E1 | F6 | Industrial | Interruptible - Industrial | New | Process | Natural Gas | Process Heating | E1 | Utility - Value of Sales | 0 | 0 | 0 | 0 | 0 | 0 | 0 | 0 | 0 | 0 | 0 | 0 | 0 | 0 | 0 | 0 | 0 | 0 | 0 | 0 | 0 | 0 | 0 | 0 | 0 | 0 | 0
F6_Industrial_Interruptible - Industrial_New_Process_Natural Gas_Process Heating_E2 | F6 | Industrial | Interruptible - Industrial | New | Process | Natural Gas | Process Heating | E2 | Utility - Value of Sales | 0 | 0 | 0 | 0 | 0 | 0 | 0 | 0 | 0 | 0 | 0 | 0 | 0 | 0 | 0 | 0 | 0 | 0 | 0 | 0 | 0 | 0 | 0 | 0 | 0 | 0 | 0
F6_Industrial_Interruptible - Industrial_New_Process_Natural Gas_Process Heating_E3 | F6 | Industrial | Interruptible - Industrial | New | Process | Natural Gas | Process Heating | E3 | Utility - Value of Sales | 0 | 0 | 0 | 0 | 0 | 0 | 0 | 0 | 0 | 0 | 0 | 0 | 0 | 0 | 0 | 0 | 0 | 0 | 0 | 0 | 0 | 0 | 0 | 0 | 0 | 0 | 0
F6_Industrial_Interruptible - Industrial_New_Process_Natural Gas_Process Heating_E4 | F6 | Industrial | Interruptible - Industrial | New | Process | Natural Gas | Process Heating | E4 | Utility - Value of Sales | 0 | 0 | 0 | 0 | 0 | 0 | 0 | 0 | 0 | 0 | 0 | 0 | 0 | 0 | 0 | 0 | 0 | 0 | 0 | 0 | 0 | 0 | 0 | 0 | 0 | 0 | 0
F6_Industrial_Interruptible - Industrial_New_Process_Natural Gas_Process Heating_E5 | F6 | Industrial | Interruptible - Industrial | New | Process | Natural Gas | Process Heating | E5 | Utility - Value of Sales | 0 | 0 | 0 | 0 | 0 | 0 | 0 | 0 | 0 | 0 | 0 | 0 | 0 | 0 | 0 | 0 | 0 | 0 | 0 | 0 | 0 | 0 | 0 | 0 | 0 | 0 | 0
F6_Industrial_Interruptible - Industrial_New_Process_Natural Gas_Process Heating_E6 | F6 | Industrial | Interruptible - Industrial | New | Process | Natural Gas | Process Heating | E6 | Utility - Value of Sales | 0 | 0 | 0 | 0 | 0 | 0 | 0 | 0 | 0 | 0 | 0 | 0 | 0 | 0 | 0 | 0 | 0 | 0 | 0 | 0 | 0 | 0 | 0 | 0 | 0 | 0 | 0
F6_Industrial_Interruptible - Industrial_New_Process_Natural Gas_Process Heating_E7 | F6 | Industrial | Interruptible - Industrial | New | Process | Natural Gas | Process Heating | E7 | Utility - Value of Sales | 0 | 0 | 0 | 0 | 0 | 0 | 0 | 0 | 0 | 0 | 0 | 0 | 0 | 0 | 0 | 0 | 0 | 0 | 0 | 0 | 0 | 0 | 0 | 0 | 0 | 0 | 0
F6_Industrial_Interruptible - Industrial_New_Process_Natural Gas_Process Heating_E8 | F6 | Industrial | Interruptible - Industrial | New | Process | Natural Gas | Process Heating | E8 | Utility - Value of Sales | 0 | 0 | 0 | 0 | 0 | 0 | 0 | 0 | 0 | 0 | 0 | 0 | 0 | 0 | 0 | 0 | 0 | 0 | 0 | 0 | 0 | 0 | 0 | 0 | 0 | 0 | 0
F6_Industrial_Interruptible - Industrial_New_Process_Natural Gas_Process Heating_E9 | F6 | Industrial | Interruptible - Industrial | New | Process | Natural Gas | Process Heating | E9 | Utility - Value of Sales | 0 | 0 | 0 | 0 | 0 | 0 | 0 | 0 | 0 | 0 | 0 | 0 | 0 | 0 | 0 | 0 | 0 | 0 | 0 | 0 | 0 | 0 | 0 | 0 | 0 | 0 | 0
F6_Industrial_Interruptible - Industrial_New_Process_Natural Gas_Process Heating_E10 | F6 | Industrial | Interruptible - Industrial | New | Process | Natural Gas | Process Heating | E10 | Utility - Value of Sales | 0 | 0 | 0 | 0 | 0 | 0 | 0 | 0 | 0 | 0 | 0 | 0 | 0 | 0 | 0 | 0 | 0 | 0 | 0 | 0 | 0 | 0 | 0 | 0 | 0 | 0 | 0
F1_Industrial_Interruptible - Industrial_New_Process_Natural Gas_Process Cooling_E1 | F1 | Industrial | Interruptible - Industrial | New | Process | Natural Gas | Process Cooling | E1 | RVT - Cost of Equipment | 0.26138 | 0.26138 | 0.26138 | 0.26138 | 0.26138 | 0.26138 | 0.26138 | 0.26138 | 0.26138 | 0.26138 | 0.26138 | 0.26138 | 0.26138 | 0.26138 | 0.26138 | 0.26138 | 0.26138 | 0.26138 | 0.26138 | 0.26138 | 0.26138 | 0.26138 | 0.26138 | 0.26138 | 0.26138 | 0.26138 | 0.26138
F1_Industrial_Interruptible - Industrial_New_Process_Natural Gas_Process Cooling_E2 | F1 | Industrial | Interruptible - Industrial | New | Process | Natural Gas | Process Cooling | E2 | RVT - Cost of Equipment | 0 | 0 | 0 | 0 | 0 | 0 | 0 | 0 | 0 | 0 | 0 | 0 | 0 | 0 | 0 | 0 | 0 | 0 | 0 | 0 | 0 | 0 | 0 | 0 | 0 | 0 | 0
F1_Industrial_Interruptible - Industrial_New_Process_Natural Gas_Process Cooling_E3 | F1 | Industrial | Interruptible - Industrial | New | Process | Natural Gas | Process Cooling | E3 | RVT - Cost of Equipment | 0 | 0 | 0 | 0 | 0 | 0 | 0 | 0 | 0 | 0 | 0 | 0 | 0 | 0 | 0 | 0 | 0 | 0 | 0 | 0 | 0 | 0 | 0 | 0 | 0 | 0 | 0
F1_Industrial_Interruptible - Industrial_New_Process_Natural Gas_Process Cooling_E4 | F1 | Industrial | Interruptible - Industrial | New | Process | Natural Gas | Process Cooling | E4 | RVT - Cost of Equipment | 0 | 0 | 0 | 0 | 0 | 0 | 0 | 0 | 0 | 0 | 0 | 0 | 0 | 0 | 0 | 0 | 0 | 0 | 0 | 0 | 0 | 0 | 0 | 0 | 0 | 0 | 0
F1_Industrial_Interruptible - Industrial_New_Process_Natural Gas_Process Cooling_E5 | F1 | Industrial | Interruptible - Industrial | New | Process | Natural Gas | Process Cooling | E5 | RVT - Cost of Equipment | 0 | 0 | 0 | 0 | 0 | 0 | 0 | 0 | 0 | 0 | 0 | 0 | 0 | 0 | 0 | 0 | 0 | 0 | 0 | 0 | 0 | 0 | 0 | 0 | 0 | 0 | 0
F1_Industrial_Interruptible - Industrial_New_Process_Natural Gas_Process Cooling_E6 | F1 | Industrial | Interruptible - Industrial | New | Process | Natural Gas | Process Cooling | E6 | RVT - Cost of Equipment | 0 | 0 | 0 | 0 | 0 | 0 | 0 | 0 | 0 | 0 | 0 | 0 | 0 | 0 | 0 | 0 | 0 | 0 | 0 | 0 | 0 | 0 | 0 | 0 | 0 | 0 | 0
F1_Industrial_Interruptible - Industrial_New_Process_Natural Gas_Process Cooling_E7 | F1 | Industrial | Interruptible - Industrial | New | Process | Natural Gas | Process Cooling | E7 | RVT - Cost of Equipment | 0 | 0 | 0 | 0 | 0 | 0 | 0 | 0 | 0 | 0 | 0 | 0 | 0 | 0 | 0 | 0 | 0 | 0 | 0 | 0 | 0 | 0 | 0 | 0 | 0 | 0 | 0
F1_Industrial_Interruptible - Industrial_New_Process_Natural Gas_Process Cooling_E8 | F1 | Industrial | Interruptible - Industrial | New | Process | Natural Gas | Process Cooling | E8 | RVT - Cost of Equipment | 0 | 0 | 0 | 0 | 0 | 0 | 0 | 0 | 0 | 0 | 0 | 0 | 0 | 0 | 0 | 0 | 0 | 0 | 0 | 0 | 0 | 0 | 0 | 0 | 0 | 0 | 0
F1_Industrial_Interruptible - Industrial_New_Process_Natural Gas_Process Cooling_E9 | F1 | Industrial | Interruptible - Industrial | New | Process | Natural Gas | Process Cooling | E9 | RVT - Cost of Equipment | 0 | 0 | 0 | 0 | 0 | 0 | 0 | 0 | 0 | 0 | 0 | 0 | 0 | 0 | 0 | 0 | 0 | 0 | 0 | 0 | 0 | 0 | 0 | 0 | 0 | 0 | 0
F1_Industrial_Interruptible - Industrial_New_Process_Natural Gas_Process Cooling_E10 | F1 | Industrial | Interruptible - Industrial | New | Process | Natural Gas | Process Cooling | E10 | RVT - Cost of Equipment | 0 | 0 | 0 | 0 | 0 | 0 | 0 | 0 | 0 | 0 | 0 | 0 | 0 | 0 | 0 | 0 | 0 | 0 | 0 | 0 | 0 | 0 | 0 | 0 | 0 | 0 | 0
F2_Industrial_Interruptible - Industrial_New_Process_Natural Gas_Process Cooling_E1 | F2 | Industrial | Interruptible - Industrial | New | Process | Natural Gas | Process Cooling | E1 | RVT - Cost of Operation | 0 | 0 | 0 | 0 | 0 | 0 | 0 | 0 | 0 | 0 | 0 | 0 | 0 | 0 | 0 | 0 | 0 | 0 | 0 | 0 | 0 | 0 | 0 | 0 | 0 | 0 | 0
F2_Industrial_Interruptible - Industrial_New_Process_Natural Gas_Process Cooling_E2 | F2 | Industrial | Interruptible - Industrial | New | Process | Natural Gas | Process Cooling | E2 | RVT - Cost of Operation | 0 | 0 | 0 | 0 | 0 | 0 | 0 | 0 | 0 | 0 | 0 | 0 | 0 | 0 | 0 | 0 | 0 | 0 | 0 | 0 | 0 | 0 | 0 | 0 | 0 | 0 | 0
F2_Industrial_Interruptible - Industrial_New_Process_Natural Gas_Process Cooling_E3 | F2 | Industrial | Interruptible - Industrial | New | Process | Natural Gas | Process Cooling | E3 | RVT - Cost of Operation | 0 | 0 | 0 | 0 | 0 | 0 | 0 | 0 | 0 | 0 | 0 | 0 | 0 | 0 | 0 | 0 | 0 | 0 | 0 | 0 | 0 | 0 | 0 | 0 | 0 | 0 | 0
F2_Industrial_Interruptible - Industrial_New_Process_Natural Gas_Process Cooling_E4 | F2 | Industrial | Interruptible - Industrial | New | Process | Natural Gas | Process Cooling | E4 | RVT - Cost of Operation | 0 | 0 | 0 | 0 | 0 | 0 | 0 | 0 | 0 | 0 | 0 | 0 | 0 | 0 | 0 | 0 | 0 | 0 | 0 | 0 | 0 | 0 | 0 | 0 | 0 | 0 | 0
F2_Industrial_Interruptible - Industrial_New_Process_Natural Gas_Process Cooling_E5 | F2 | Industrial | Interruptible - Industrial | New | Process | Natural Gas | Process Cooling | E5 | RVT - Cost of Operation | 0 | 0 | 0 | 0 | 0 | 0 | 0 | 0 | 0 | 0 | 0 | 0 | 0 | 0 | 0 | 0 | 0 | 0 | 0 | 0 | 0 | 0 | 0 | 0 | 0 | 0 | 0
F2_Industrial_Interruptible - Industrial_New_Process_Natural Gas_Process Cooling_E6 | F2 | Industrial | Interruptible - Industrial | New | Process | Natural Gas | Process Cooling | E6 | RVT - Cost of Operation | 0 | 0 | 0 | 0 | 0 | 0 | 0 | 0 | 0 | 0 | 0 | 0 | 0 | 0 | 0 | 0 | 0 | 0 | 0 | 0 | 0 | 0 | 0 | 0 | 0 | 0 | 0
F2_Industrial_Interruptible - Industrial_New_Process_Natural Gas_Process Cooling_E7 | F2 | Industrial | Interruptible - Industrial | New | Process | Natural Gas | Process Cooling | E7 | RVT - Cost of Operation | 0 | 0 | 0 | 0 | 0 | 0 | 0 | 0 | 0 | 0 | 0 | 0 | 0 | 0 | 0 | 0 | 0 | 0 | 0 | 0 | 0 | 0 | 0 | 0 | 0 | 0 | 0
F2_Industrial_Interruptible - Industrial_New_Process_Natural Gas_Process Cooling_E8 | F2 | Industrial | Interruptible - Industrial | New | Process | Natural Gas | Process Cooling | E8 | RVT - Cost of Operation | 0 | 0 | 0 | 0 | 0 | 0 | 0 | 0 | 0 | 0 | 0 | 0 | 0 | 0 | 0 | 0 | 0 | 0 | 0 | 0 | 0 | 0 | 0 | 0 | 0 | 0 | 0
F2_Industrial_Interruptible - Industrial_New_Process_Natural Gas_Process Cooling_E9 | F2 | Industrial | Interruptible - Industrial | New | Process | Natural Gas | Process Cooling | E9 | RVT - Cost of Operation | 0 | 0 | 0 | 0 | 0 | 0 | 0 | 0 | 0 | 0 | 0 | 0 | 0 | 0 | 0 | 0 | 0 | 0 | 0 | 0 | 0 | 0 | 0 | 0 | 0 | 0 | 0
F2_Industrial_Interruptible - Industrial_New_Process_Natural Gas_Process Cooling_E10 | F2 | Industrial | Interruptible - Industrial | New | Process | Natural Gas | Process Cooling | E10 | RVT - Cost of Operation | 0 | 0 | 0 | 0 | 0 | 0 | 0 | 0 | 0 | 0 | 0 | 0 | 0 | 0 | 0 | 0 | 0 | 0 | 0 | 0 | 0 | 0 | 0 | 0 | 0 | 0 | 0
F3_Industrial_Interruptible - Industrial_New_Process_Natural Gas_Process Cooling_E1 | F3 | Industrial | Interruptible - Industrial | New | Process | Natural Gas | Process Cooling | E1 | System - kBTUs of Consumption | 4210.4255 | 4210.4255 | 4210.4255 | 4210.4255 | 4210.4255 | 4210.4255 | 4210.4255 | 4210.4255 | 4210.4255 | 4210.4255 | 4210.4255 | 4210.4255 | 4210.4255 | 4210.4255 | 4210.4255 | 4210.4255 | 4210.4255 | 4210.4255 | 4210.4255 | 4210.4255 | 4210.4255 | 4210.4255 | 4210.4255 | 4210.4255 | 4210.4255 | 4210.4255 | 4210.4255
F3_Industrial_Interruptible - Industrial_New_Process_Natural Gas_Process Cooling_E2 | F3 | Industrial | Interruptible - Industrial | New | Process | Natural Gas | Process Cooling | E2 | System - kBTUs of Consumption | 0 | 0 | 0 | 0 | 0 | 0 | 0 | 0 | 0 | 0 | 0 | 0 | 0 | 0 | 0 | 0 | 0 | 0 | 0 | 0 | 0 | 0 | 0 | 0 | 0 | 0 | 0
F3_Industrial_Interruptible - Industrial_New_Process_Natural Gas_Process Cooling_E3 | F3 | Industrial | Interruptible - Industrial | New | Process | Natural Gas | Process Cooling | E3 | System - kBTUs of Consumption | 0 | 0 | 0 | 0 | 0 | 0 | 0 | 0 | 0 | 0 | 0 | 0 | 0 | 0 | 0 | 0 | 0 | 0 | 0 | 0 | 0 | 0 | 0 | 0 | 0 | 0 | 0
F3_Industrial_Interruptible - Industrial_New_Process_Natural Gas_Process Cooling_E4 | F3 | Industrial | Interruptible - Industrial | New | Process | Natural Gas | Process Cooling | E4 | System - kBTUs of Consumption | 0 | 0 | 0 | 0 | 0 | 0 | 0 | 0 | 0 | 0 | 0 | 0 | 0 | 0 | 0 | 0 | 0 | 0 | 0 | 0 | 0 | 0 | 0 | 0 | 0 | 0 | 0
F3_Industrial_Interruptible - Industrial_New_Process_Natural Gas_Process Cooling_E5 | F3 | Industrial | Interruptible - Industrial | New | Process | Natural Gas | Process Cooling | E5 | System - kBTUs of Consumption | 0 | 0 | 0 | 0 | 0 | 0 | 0 | 0 | 0 | 0 | 0 | 0 | 0 | 0 | 0 | 0 | 0 | 0 | 0 | 0 | 0 | 0 | 0 | 0 | 0 | 0 | 0
F3_Industrial_Interruptible - Industrial_New_Process_Natural Gas_Process Cooling_E6 | F3 | Industrial | Interruptible - Industrial | New | Process | Natural Gas | Process Cooling | E6 | System - kBTUs of Consumption | 0 | 0 | 0 | 0 | 0 | 0 | 0 | 0 | 0 | 0 | 0 | 0 | 0 | 0 | 0 | 0 | 0 | 0 | 0 | 0 | 0 | 0 | 0 | 0 | 0 | 0 | 0
F3_Industrial_Interruptible - Industrial_New_Process_Natural Gas_Process Cooling_E7 | F3 | Industrial | Interruptible - Industrial | New | Process | Natural Gas | Process Cooling | E7 | System - kBTUs of Consumption | 0 | 0 | 0 | 0 | 0 | 0 | 0 | 0 | 0 | 0 | 0 | 0 | 0 | 0 | 0 | 0 | 0 | 0 | 0 | 0 | 0 | 0 | 0 | 0 | 0 | 0 | 0
F3_Industrial_Interruptible - Industrial_New_Process_Natural Gas_Process Cooling_E8 | F3 | Industrial | Interruptible - Industrial | New | Process | Natural Gas | Process Cooling | E8 | System - kBTUs of Consumption | 0 | 0 | 0 | 0 | 0 | 0 | 0 | 0 | 0 | 0 | 0 | 0 | 0 | 0 | 0 | 0 | 0 | 0 | 0 | 0 | 0 | 0 | 0 | 0 | 0 | 0 | 0
F3_Industrial_Interruptible - Industrial_New_Process_Natural Gas_Process Cooling_E9 | F3 | Industrial | Interruptible - Industrial | New | Process | Natural Gas | Process Cooling | E9 | System - kBTUs of Consumption | 0 | 0 | 0 | 0 | 0 | 0 | 0 | 0 | 0 | 0 | 0 | 0 | 0 | 0 | 0 | 0 | 0 | 0 | 0 | 0 | 0 | 0 | 0 | 0 | 0 | 0 | 0
F3_Industrial_Interruptible - Industrial_New_Process_Natural Gas_Process Cooling_E10 | F3 | Industrial | Interruptible - Industrial | New | Process | Natural Gas | Process Cooling | E10 | System - kBTUs of Consumption | 0 | 0 | 0 | 0 | 0 | 0 | 0 | 0 | 0 | 0 | 0 | 0 | 0 | 0 | 0 | 0 | 0 | 0 | 0 | 0 | 0 | 0 | 0 | 0 | 0 | 0 | 0
F4_Industrial_Interruptible - Industrial_New_Process_Natural Gas_Process Cooling_E1 | F4 | Industrial | Interruptible - Industrial | New | Process | Natural Gas | Process Cooling | E1 | Utility - Cost of Equipment | 0.26138 | 0.26138 | 0.26138 | 0.26138 | 0.26138 | 0.26138 | 0.26138 | 0.26138 | 0.26138 | 0.26138 | 0.26138 | 0.26138 | 0.26138 | 0.26138 | 0.26138 | 0.26138 | 0.26138 | 0.26138 | 0.26138 | 0.26138 | 0.26138 | 0.26138 | 0.26138 | 0.26138 | 0.26138 | 0.26138 | 0.26138
F4_Industrial_Interruptible - Industrial_New_Process_Natural Gas_Process Cooling_E2 | F4 | Industrial | Interruptible - Industrial | New | Process | Natural Gas | Process Cooling | E2 | Utility - Cost of Equipment | 0 | 0 | 0 | 0 | 0 | 0 | 0 | 0 | 0 | 0 | 0 | 0 | 0 | 0 | 0 | 0 | 0 | 0 | 0 | 0 | 0 | 0 | 0 | 0 | 0 | 0 | 0
F4_Industrial_Interruptible - Industrial_New_Process_Natural Gas_Process Cooling_E3 | F4 | Industrial | Interruptible - Industrial | New | Process | Natural Gas | Process Cooling | E3 | Utility - Cost of Equipment | 0 | 0 | 0 | 0 | 0 | 0 | 0 | 0 | 0 | 0 | 0 | 0 | 0 | 0 | 0 | 0 | 0 | 0 | 0 | 0 | 0 | 0 | 0 | 0 | 0 | 0 | 0
F4_Industrial_Interruptible - Industrial_New_Process_Natural Gas_Process Cooling_E4 | F4 | Industrial | Interruptible - Industrial | New | Process | Natural Gas | Process Cooling | E4 | Utility - Cost of Equipment | 0 | 0 | 0 | 0 | 0 | 0 | 0 | 0 | 0 | 0 | 0 | 0 | 0 | 0 | 0 | 0 | 0 | 0 | 0 | 0 | 0 | 0 | 0 | 0 | 0 | 0 | 0
F4_Industrial_Interruptible - Industrial_New_Process_Natural Gas_Process Cooling_E5 | F4 | Industrial | Interruptible - Industrial | New | Process | Natural Gas | Process Cooling | E5 | Utility - Cost of Equipment | 0 | 0 | 0 | 0 | 0 | 0 | 0 | 0 | 0 | 0 | 0 | 0 | 0 | 0 | 0 | 0 | 0 | 0 | 0 | 0 | 0 | 0 | 0 | 0 | 0 | 0 | 0
F4_Industrial_Interruptible - Industrial_New_Process_Natural Gas_Process Cooling_E6 | F4 | Industrial | Interruptible - Industrial | New | Process | Natural Gas | Process Cooling | E6 | Utility - Cost of Equipment | 0 | 0 | 0 | 0 | 0 | 0 | 0 | 0 | 0 | 0 | 0 | 0 | 0 | 0 | 0 | 0 | 0 | 0 | 0 | 0 | 0 | 0 | 0 | 0 | 0 | 0 | 0
F4_Industrial_Interruptible - Industrial_New_Process_Natural Gas_Process Cooling_E7 | F4 | Industrial | Interruptible - Industrial | New | Process | Natural Gas | Process Cooling | E7 | Utility - Cost of Equipment | 0 | 0 | 0 | 0 | 0 | 0 | 0 | 0 | 0 | 0 | 0 | 0 | 0 | 0 | 0 | 0 | 0 | 0 | 0 | 0 | 0 | 0 | 0 | 0 | 0 | 0 | 0
F4_Industrial_Interruptible - Industrial_New_Process_Natural Gas_Process Cooling_E8 | F4 | Industrial | Interruptible - Industrial | New | Process | Natural Gas | Process Cooling | E8 | Utility - Cost of Equipment | 0 | 0 | 0 | 0 | 0 | 0 | 0 | 0 | 0 | 0 | 0 | 0 | 0 | 0 | 0 | 0 | 0 | 0 | 0 | 0 | 0 | 0 | 0 | 0 | 0 | 0 | 0
F4_Industrial_Interruptible - Industrial_New_Process_Natural Gas_Process Cooling_E9 | F4 | Industrial | Interruptible - Industrial | New | Process | Natural Gas | Process Cooling | E9 | Utility - Cost of Equipment | 0 | 0 | 0 | 0 | 0 | 0 | 0 | 0 | 0 | 0 | 0 | 0 | 0 | 0 | 0 | 0 | 0 | 0 | 0 | 0 | 0 | 0 | 0 | 0 | 0 | 0 | 0
F4_Industrial_Interruptible - Industrial_New_Process_Natural Gas_Process Cooling_E10 | F4 | Industrial | Interruptible - Industrial | New | Process | Natural Gas | Process Cooling | E10 | Utility - Cost of Equipment | 0 | 0 | 0 | 0 | 0 | 0 | 0 | 0 | 0 | 0 | 0 | 0 | 0 | 0 | 0 | 0 | 0 | 0 | 0 | 0 | 0 | 0 | 0 | 0 | 0 | 0 | 0
F5_Industrial_Interruptible - Industrial_New_Process_Natural Gas_Process Cooling_E1 | F5 | Industrial | Interruptible - Industrial | New | Process | Natural Gas | Process Cooling | E1 | Utility - Cost of Operation | 34.0354 | 33.6003 | 33.4222 | 34.9727 | 37.5788 | 40.8044 | 41.4449 | 42.0675 | 42.6442 | 43.0967 | 43.5289 | 44.1559 | 44.6304 | 45.0268 | 45.4296 | 45.7836 | 46.0906 | 46.4761 | 46.8951 | 47.3464 | 47.7659 | 48.1559 | 48.5304 | 48.8197 | 49.144 | 49.3849 | 49.627
F5_Industrial_Interruptible - Industrial_New_Process_Natural Gas_Process Cooling_E2 | F5 | Industrial | Interruptible - Industrial | New | Process | Natural Gas | Process Cooling | E2 | Utility - Cost of Operation | 0 | 0 | 0 | 0 | 0 | 0 | 0 | 0 | 0 | 0 | 0 | 0 | 0 | 0 | 0 | 0 | 0 | 0 | 0 | 0 | 0 | 0 | 0 | 0 | 0 | 0 | 0
F5_Industrial_Interruptible - Industrial_New_Process_Natural Gas_Process Cooling_E3 | F5 | Industrial | Interruptible - Industrial | New | Process | Natural Gas | Process Cooling | E3 | Utility - Cost of Operation | 0 | 0 | 0 | 0 | 0 | 0 | 0 | 0 | 0 | 0 | 0 | 0 | 0 | 0 | 0 | 0 | 0 | 0 | 0 | 0 | 0 | 0 | 0 | 0 | 0 | 0 | 0
F5_Industrial_Interruptible - Industrial_New_Process_Natural Gas_Process Cooling_E4 | F5 | Industrial | Interruptible - Industrial | New | Process | Natural Gas | Process Cooling | E4 | Utility - Cost of Operation | 0 | 0 | 0 | 0 | 0 | 0 | 0 | 0 | 0 | 0 | 0 | 0 | 0 | 0 | 0 | 0 | 0 | 0 | 0 | 0 | 0 | 0 | 0 | 0 | 0 | 0 | 0
F5_Industrial_Interruptible - Industrial_New_Process_Natural Gas_Process Cooling_E5 | F5 | Industrial | Interruptible - Industrial | New | Process | Natural Gas | Process Cooling | E5 | Utility - Cost of Operation | 0 | 0 | 0 | 0 | 0 | 0 | 0 | 0 | 0 | 0 | 0 | 0 | 0 | 0 | 0 | 0 | 0 | 0 | 0 | 0 | 0 | 0 | 0 | 0 | 0 | 0 | 0
F5_Industrial_Interruptible - Industrial_New_Process_Natural Gas_Process Cooling_E6 | F5 | Industrial | Interruptible - Industrial | New | Process | Natural Gas | Process Cooling | E6 | Utility - Cost of Operation | 0 | 0 | 0 | 0 | 0 | 0 | 0 | 0 | 0 | 0 | 0 | 0 | 0 | 0 | 0 | 0 | 0 | 0 | 0 | 0 | 0 | 0 | 0 | 0 | 0 | 0 | 0
F5_Industrial_Interruptible - Industrial_New_Process_Natural Gas_Process Cooling_E7 | F5 | Industrial | Interruptible - Industrial | New | Process | Natural Gas | Process Cooling | E7 | Utility - Cost of Operation | 0 | 0 | 0 | 0 | 0 | 0 | 0 | 0 | 0 | 0 | 0 | 0 | 0 | 0 | 0 | 0 | 0 | 0 | 0 | 0 | 0 | 0 | 0 | 0 | 0 | 0 | 0
F5_Industrial_Interruptible - Industrial_New_Process_Natural Gas_Process Cooling_E8 | F5 | Industrial | Interruptible - Industrial | New | Process | Natural Gas | Process Cooling | E8 | Utility - Cost of Operation | 0 | 0 | 0 | 0 | 0 | 0 | 0 | 0 | 0 | 0 | 0 | 0 | 0 | 0 | 0 | 0 | 0 | 0 | 0 | 0 | 0 | 0 | 0 | 0 | 0 | 0 | 0
F5_Industrial_Interruptible - Industrial_New_Process_Natural Gas_Process Cooling_E9 | F5 | Industrial | Interruptible - Industrial | New | Process | Natural Gas | Process Cooling | E9 | Utility - Cost of Operation | 0 | 0 | 0 | 0 | 0 | 0 | 0 | 0 | 0 | 0 | 0 | 0 | 0 | 0 | 0 | 0 | 0 | 0 | 0 | 0 | 0 | 0 | 0 | 0 | 0 | 0 | 0
F5_Industrial_Interruptible - Industrial_New_Process_Natural Gas_Process Cooling_E10 | F5 | Industrial | Interruptible - Industrial | New | Process | Natural Gas | Process Cooling | E10 | Utility - Cost of Operation | 0 | 0 | 0 | 0 | 0 | 0 | 0 | 0 | 0 | 0 | 0 | 0 | 0 | 0 | 0 | 0 | 0 | 0 | 0 | 0 | 0 | 0 | 0 | 0 | 0 | 0 | 0
F6_Industrial_Interruptible - Industrial_New_Process_Natural Gas_Process Cooling_E1 | F6 | Industrial | Interruptible - Industrial | New | Process | Natural Gas | Process Cooling | E1 | Utility - Value of Sales | 0 | 0 | 0 | 0 | 0 | 0 | 0 | 0 | 0 | 0 | 0 | 0 | 0 | 0 | 0 | 0 | 0 | 0 | 0 | 0 | 0 | 0 | 0 | 0 | 0 | 0 | 0
F6_Industrial_Interruptible - Industrial_New_Process_Natural Gas_Process Cooling_E2 | F6 | Industrial | Interruptible - Industrial | New | Process | Natural Gas | Process Cooling | E2 | Utility - Value of Sales | 0 | 0 | 0 | 0 | 0 | 0 | 0 | 0 | 0 | 0 | 0 | 0 | 0 | 0 | 0 | 0 | 0 | 0 | 0 | 0 | 0 | 0 | 0 | 0 | 0 | 0 | 0
F6_Industrial_Interruptible - Industrial_New_Process_Natural Gas_Process Cooling_E3 | F6 | Industrial | Interruptible - Industrial | New | Process | Natural Gas | Process Cooling | E3 | Utility - Value of Sales | 0 | 0 | 0 | 0 | 0 | 0 | 0 | 0 | 0 | 0 | 0 | 0 | 0 | 0 | 0 | 0 | 0 | 0 | 0 | 0 | 0 | 0 | 0 | 0 | 0 | 0 | 0
F6_Industrial_Interruptible - Industrial_New_Process_Natural Gas_Process Cooling_E4 | F6 | Industrial | Interruptible - Industrial | New | Process | Natural Gas | Process Cooling | E4 | Utility - Value of Sales | 0 | 0 | 0 | 0 | 0 | 0 | 0 | 0 | 0 | 0 | 0 | 0 | 0 | 0 | 0 | 0 | 0 | 0 | 0 | 0 | 0 | 0 | 0 | 0 | 0 | 0 | 0
F6_Industrial_Interruptible - Industrial_New_Process_Natural Gas_Process Cooling_E5 | F6 | Industrial | Interruptible - Industrial | New | Process | Natural Gas | Process Cooling | E5 | Utility - Value of Sales | 0 | 0 | 0 | 0 | 0 | 0 | 0 | 0 | 0 | 0 | 0 | 0 | 0 | 0 | 0 | 0 | 0 | 0 | 0 | 0 | 0 | 0 | 0 | 0 | 0 | 0 | 0
F6_Industrial_Interruptible - Industrial_New_Process_Natural Gas_Process Cooling_E6 | F6 | Industrial | Interruptible - Industrial | New | Process | Natural Gas | Process Cooling | E6 | Utility - Value of Sales | 0 | 0 | 0 | 0 | 0 | 0 | 0 | 0 | 0 | 0 | 0 | 0 | 0 | 0 | 0 | 0 | 0 | 0 | 0 | 0 | 0 | 0 | 0 | 0 | 0 | 0 | 0
F6_Industrial_Interruptible - Industrial_New_Process_Natural Gas_Process Cooling_E7 | F6 | Industrial | Interruptible - Industrial | New | Process | Natural Gas | Process Cooling | E7 | Utility - Value of Sales | 0 | 0 | 0 | 0 | 0 | 0 | 0 | 0 | 0 | 0 | 0 | 0 | 0 | 0 | 0 | 0 | 0 | 0 | 0 | 0 | 0 | 0 | 0 | 0 | 0 | 0 | 0
F6_Industrial_Interruptible - Industrial_New_Process_Natural Gas_Process Cooling_E8 | F6 | Industrial | Interruptible - Industrial | New | Process | Natural Gas | Process Cooling | E8 | Utility - Value of Sales | 0 | 0 | 0 | 0 | 0 | 0 | 0 | 0 | 0 | 0 | 0 | 0 | 0 | 0 | 0 | 0 | 0 | 0 | 0 | 0 | 0 | 0 | 0 | 0 | 0 | 0 | 0
F6_Industrial_Interruptible - Industrial_New_Process_Natural Gas_Process Cooling_E9 | F6 | Industrial | Interruptible - Industrial | New | Process | Natural Gas | Process Cooling | E9 | Utility - Value of Sales | 0 | 0 | 0 | 0 | 0 | 0 | 0 | 0 | 0 | 0 | 0 | 0 | 0 | 0 | 0 | 0 | 0 | 0 | 0 | 0 | 0 | 0 | 0 | 0 | 0 | 0 | 0
F6_Industrial_Interruptible - Industrial_New_Process_Natural Gas_Process Cooling_E10 | F6 | Industrial | Interruptible - Industrial | New | Process | Natural Gas | Process Cooling | E10 | Utility - Value of Sales | 0 | 0 | 0 | 0 | 0 | 0 | 0 | 0 | 0 | 0 | 0 | 0 | 0 | 0 | 0 | 0 | 0 | 0 | 0 | 0 | 0 | 0 | 0 | 0 | 0 | 0 | 0
F1_Industrial_Interruptible - Industrial_New_Process_Natural Gas_Other Process_E1 | F1 | Industrial | Interruptible - Industrial | New | Process | Natural Gas | Other Process | E1 | RVT - Cost of Equipment | 0.26138 | 0.26138 | 0.26138 | 0.26138 | 0.26138 | 0.26138 | 0.26138 | 0.26138 | 0.26138 | 0.26138 | 0.26138 | 0.26138 | 0.26138 | 0.26138 | 0.26138 | 0.26138 | 0.26138 | 0.26138 | 0.26138 | 0.26138 | 0.26138 | 0.26138 | 0.26138 | 0.26138 | 0.26138 | 0.26138 | 0.26138
F1_Industrial_Interruptible - Industrial_New_Process_Natural Gas_Other Process_E2 | F1 | Industrial | Interruptible - Industrial | New | Process | Natural Gas | Other Process | E2 | RVT - Cost of Equipment | 0 | 0 | 0 | 0 | 0 | 0 | 0 | 0 | 0 | 0 | 0 | 0 | 0 | 0 | 0 | 0 | 0 | 0 | 0 | 0 | 0 | 0 | 0 | 0 | 0 | 0 | 0
F1_Industrial_Interruptible - Industrial_New_Process_Natural Gas_Other Process_E3 | F1 | Industrial | Interruptible - Industrial | New | Process | Natural Gas | Other Process | E3 | RVT - Cost of Equipment | 0 | 0 | 0 | 0 | 0 | 0 | 0 | 0 | 0 | 0 | 0 | 0 | 0 | 0 | 0 | 0 | 0 | 0 | 0 | 0 | 0 | 0 | 0 | 0 | 0 | 0 | 0
F1_Industrial_Interruptible - Industrial_New_Process_Natural Gas_Other Process_E4 | F1 | Industrial | Interruptible - Industrial | New | Process | Natural Gas | Other Process | E4 | RVT - Cost of Equipment | 0 | 0 | 0 | 0 | 0 | 0 | 0 | 0 | 0 | 0 | 0 | 0 | 0 | 0 | 0 | 0 | 0 | 0 | 0 | 0 | 0 | 0 | 0 | 0 | 0 | 0 | 0
F1_Industrial_Interruptible - Industrial_New_Process_Natural Gas_Other Process_E5 | F1 | Industrial | Interruptible - Industrial | New | Process | Natural Gas | Other Process | E5 | RVT - Cost of Equipment | 0 | 0 | 0 | 0 | 0 | 0 | 0 | 0 | 0 | 0 | 0 | 0 | 0 | 0 | 0 | 0 | 0 | 0 | 0 | 0 | 0 | 0 | 0 | 0 | 0 | 0 | 0
F1_Industrial_Interruptible - Industrial_New_Process_Natural Gas_Other Process_E6 | F1 | Industrial | Interruptible - Industrial | New | Process | Natural Gas | Other Process | E6 | RVT - Cost of Equipment | 0 | 0 | 0 | 0 | 0 | 0 | 0 | 0 | 0 | 0 | 0 | 0 | 0 | 0 | 0 | 0 | 0 | 0 | 0 | 0 | 0 | 0 | 0 | 0 | 0 | 0 | 0
F1_Industrial_Interruptible - Industrial_New_Process_Natural Gas_Other Process_E7 | F1 | Industrial | Interruptible - Industrial | New | Process | Natural Gas | Other Process | E7 | RVT - Cost of Equipment | 0 | 0 | 0 | 0 | 0 | 0 | 0 | 0 | 0 | 0 | 0 | 0 | 0 | 0 | 0 | 0 | 0 | 0 | 0 | 0 | 0 | 0 | 0 | 0 | 0 | 0 | 0
F1_Industrial_Interruptible - Industrial_New_Process_Natural Gas_Other Process_E8 | F1 | Industrial | Interruptible - Industrial | New | Process | Natural Gas | Other Process | E8 | RVT - Cost of Equipment | 0 | 0 | 0 | 0 | 0 | 0 | 0 | 0 | 0 | 0 | 0 | 0 | 0 | 0 | 0 | 0 | 0 | 0 | 0 | 0 | 0 | 0 | 0 | 0 | 0 | 0 | 0
F1_Industrial_Interruptible - Industrial_New_Process_Natural Gas_Other Process_E9 | F1 | Industrial | Interruptible - Industrial | New | Process | Natural Gas | Other Process | E9 | RVT - Cost of Equipment | 0 | 0 | 0 | 0 | 0 | 0 | 0 | 0 | 0 | 0 | 0 | 0 | 0 | 0 | 0 | 0 | 0 | 0 | 0 | 0 | 0 | 0 | 0 | 0 | 0 | 0 | 0
F1_Industrial_Interruptible - Industrial_New_Process_Natural Gas_Other Process_E10 | F1 | Industrial | Interruptible - Industrial | New | Process | Natural Gas | Other Process | E10 | RVT - Cost of Equipment | 0 | 0 | 0 | 0 | 0 | 0 | 0 | 0 | 0 | 0 | 0 | 0 | 0 | 0 | 0 | 0 | 0 | 0 | 0 | 0 | 0 | 0 | 0 | 0 | 0 | 0 | 0
F2_Industrial_Interruptible - Industrial_New_Process_Natural Gas_Other Process_E1 | F2 | Industrial | Interruptible - Industrial | New | Process | Natural Gas | Other Process | E1 | RVT - Cost of Operation | 0 | 0 | 0 | 0 | 0 | 0 | 0 | 0 | 0 | 0 | 0 | 0 | 0 | 0 | 0 | 0 | 0 | 0 | 0 | 0 | 0 | 0 | 0 | 0 | 0 | 0 | 0
F2_Industrial_Interruptible - Industrial_New_Process_Natural Gas_Other Process_E2 | F2 | Industrial | Interruptible - Industrial | New | Process | Natural Gas | Other Process | E2 | RVT - Cost of Operation | 0 | 0 | 0 | 0 | 0 | 0 | 0 | 0 | 0 | 0 | 0 | 0 | 0 | 0 | 0 | 0 | 0 | 0 | 0 | 0 | 0 | 0 | 0 | 0 | 0 | 0 | 0
F2_Industrial_Interruptible - Industrial_New_Process_Natural Gas_Other Process_E3 | F2 | Industrial | Interruptible - Industrial | New | Process | Natural Gas | Other Process | E3 | RVT - Cost of Operation | 0 | 0 | 0 | 0 | 0 | 0 | 0 | 0 | 0 | 0 | 0 | 0 | 0 | 0 | 0 | 0 | 0 | 0 | 0 | 0 | 0 | 0 | 0 | 0 | 0 | 0 | 0
F2_Industrial_Interruptible - Industrial_New_Process_Natural Gas_Other Process_E4 | F2 | Industrial | Interruptible - Industrial | New | Process | Natural Gas | Other Process | E4 | RVT - Cost of Operation | 0 | 0 | 0 | 0 | 0 | 0 | 0 | 0 | 0 | 0 | 0 | 0 | 0 | 0 | 0 | 0 | 0 | 0 | 0 | 0 | 0 | 0 | 0 | 0 | 0 | 0 | 0
F2_Industrial_Interruptible - Industrial_New_Process_Natural Gas_Other Process_E5 | F2 | Industrial | Interruptible - Industrial | New | Process | Natural Gas | Other Process | E5 | RVT - Cost of Operation | 0 | 0 | 0 | 0 | 0 | 0 | 0 | 0 | 0 | 0 | 0 | 0 | 0 | 0 | 0 | 0 | 0 | 0 | 0 | 0 | 0 | 0 | 0 | 0 | 0 | 0 | 0
F2_Industrial_Interruptible - Industrial_New_Process_Natural Gas_Other Process_E6 | F2 | Industrial | Interruptible - Industrial | New | Process | Natural Gas | Other Process | E6 | RVT - Cost of Operation | 0 | 0 | 0 | 0 | 0 | 0 | 0 | 0 | 0 | 0 | 0 | 0 | 0 | 0 | 0 | 0 | 0 | 0 | 0 | 0 | 0 | 0 | 0 | 0 | 0 | 0 | 0
F2_Industrial_Interruptible - Industrial_New_Process_Natural Gas_Other Process_E7 | F2 | Industrial | Interruptible - Industrial | New | Process | Natural Gas | Other Process | E7 | RVT - Cost of Operation | 0 | 0 | 0 | 0 | 0 | 0 | 0 | 0 | 0 | 0 | 0 | 0 | 0 | 0 | 0 | 0 | 0 | 0 | 0 | 0 | 0 | 0 | 0 | 0 | 0 | 0 | 0
F2_Industrial_Interruptible - Industrial_New_Process_Natural Gas_Other Process_E8 | F2 | Industrial | Interruptible - Industrial | New | Process | Natural Gas | Other Process | E8 | RVT - Cost of Operation | 0 | 0 | 0 | 0 | 0 | 0 | 0 | 0 | 0 | 0 | 0 | 0 | 0 | 0 | 0 | 0 | 0 | 0 | 0 | 0 | 0 | 0 | 0 | 0 | 0 | 0 | 0
F2_Industrial_Interruptible - Industrial_New_Process_Natural Gas_Other Process_E9 | F2 | Industrial | Interruptible - Industrial | New | Process | Natural Gas | Other Process | E9 | RVT - Cost of Operation | 0 | 0 | 0 | 0 | 0 | 0 | 0 | 0 | 0 | 0 | 0 | 0 | 0 | 0 | 0 | 0 | 0 | 0 | 0 | 0 | 0 | 0 | 0 | 0 | 0 | 0 | 0
F2_Industrial_Interruptible - Industrial_New_Process_Natural Gas_Other Process_E10 | F2 | Industrial | Interruptible - Industrial | New | Process | Natural Gas | Other Process | E10 | RVT - Cost of Operation | 0 | 0 | 0 | 0 | 0 | 0 | 0 | 0 | 0 | 0 | 0 | 0 | 0 | 0 | 0 | 0 | 0 | 0 | 0 | 0 | 0 | 0 | 0 | 0 | 0 | 0 | 0
F3_Industrial_Interruptible - Industrial_New_Process_Natural Gas_Other Process_E1 | F3 | Industrial | Interruptible - Industrial | New | Process | Natural Gas | Other Process | E1 | System - kBTUs of Consumption | 44384.9019 | 44384.9019 | 44384.9019 | 44384.9019 | 44384.9019 | 44384.9019 | 44384.9019 | 44384.9019 | 44384.9019 | 44384.9019 | 44384.9019 | 44384.9019 | 44384.9019 | 44384.9019 | 44384.9019 | 44384.9019 | 44384.9019 | 44384.9019 | 44384.9019 | 44384.9019 | 44384.9019 | 44384.9019 | 44384.9019 | 44384.9019 | 44384.9019 | 44384.9019 | 44384.9019
F3_Industrial_Interruptible - Industrial_New_Process_Natural Gas_Other Process_E2 | F3 | Industrial | Interruptible - Industrial | New | Process | Natural Gas | Other Process | E2 | System - kBTUs of Consumption | 0 | 0 | 0 | 0 | 0 | 0 | 0 | 0 | 0 | 0 | 0 | 0 | 0 | 0 | 0 | 0 | 0 | 0 | 0 | 0 | 0 | 0 | 0 | 0 | 0 | 0 | 0
F3_Industrial_Interruptible - Industrial_New_Process_Natural Gas_Other Process_E3 | F3 | Industrial | Interruptible - Industrial | New | Process | Natural Gas | Other Process | E3 | System - kBTUs of Consumption | 0 | 0 | 0 | 0 | 0 | 0 | 0 | 0 | 0 | 0 | 0 | 0 | 0 | 0 | 0 | 0 | 0 | 0 | 0 | 0 | 0 | 0 | 0 | 0 | 0 | 0 | 0
F3_Industrial_Interruptible - Industrial_New_Process_Natural Gas_Other Process_E4 | F3 | Industrial | Interruptible - Industrial | New | Process | Natural Gas | Other Process | E4 | System - kBTUs of Consumption | 0 | 0 | 0 | 0 | 0 | 0 | 0 | 0 | 0 | 0 | 0 | 0 | 0 | 0 | 0 | 0 | 0 | 0 | 0 | 0 | 0 | 0 | 0 | 0 | 0 | 0 | 0
F3_Industrial_Interruptible - Industrial_New_Process_Natural Gas_Other Process_E5 | F3 | Industrial | Interruptible - Industrial | New | Process | Natural Gas | Other Process | E5 | System - kBTUs of Consumption | 0 | 0 | 0 | 0 | 0 | 0 | 0 | 0 | 0 | 0 | 0 | 0 | 0 | 0 | 0 | 0 | 0 | 0 | 0 | 0 | 0 | 0 | 0 | 0 | 0 | 0 | 0
F3_Industrial_Interruptible - Industrial_New_Process_Natural Gas_Other Process_E6 | F3 | Industrial | Interruptible - Industrial | New | Process | Natural Gas | Other Process | E6 | System - kBTUs of Consumption | 0 | 0 | 0 | 0 | 0 | 0 | 0 | 0 | 0 | 0 | 0 | 0 | 0 | 0 | 0 | 0 | 0 | 0 | 0 | 0 | 0 | 0 | 0 | 0 | 0 | 0 | 0
F3_Industrial_Interruptible - Industrial_New_Process_Natural Gas_Other Process_E7 | F3 | Industrial | Interruptible - Industrial | New | Process | Natural Gas | Other Process | E7 | System - kBTUs of Consumption | 0 | 0 | 0 | 0 | 0 | 0 | 0 | 0 | 0 | 0 | 0 | 0 | 0 | 0 | 0 | 0 | 0 | 0 | 0 | 0 | 0 | 0 | 0 | 0 | 0 | 0 | 0
F3_Industrial_Interruptible - Industrial_New_Process_Natural Gas_Other Process_E8 | F3 | Industrial | Interruptible - Industrial | New | Process | Natural Gas | Other Process | E8 | System - kBTUs of Consumption | 0 | 0 | 0 | 0 | 0 | 0 | 0 | 0 | 0 | 0 | 0 | 0 | 0 | 0 | 0 | 0 | 0 | 0 | 0 | 0 | 0 | 0 | 0 | 0 | 0 | 0 | 0
F3_Industrial_Interruptible - Industrial_New_Process_Natural Gas_Other Process_E9 | F3 | Industrial | Interruptible - Industrial | New | Process | Natural Gas | Other Process | E9 | System - kBTUs of Consumption | 0 | 0 | 0 | 0 | 0 | 0 | 0 | 0 | 0 | 0 | 0 | 0 | 0 | 0 | 0 | 0 | 0 | 0 | 0 | 0 | 0 | 0 | 0 | 0 | 0 | 0 | 0
F3_Industrial_Interruptible - Industrial_New_Process_Natural Gas_Other Process_E10 | F3 | Industrial | Interruptible - Industrial | New | Process | Natural Gas | Other Process | E10 | System - kBTUs of Consumption | 0 | 0 | 0 | 0 | 0 | 0 | 0 | 0 | 0 | 0 | 0 | 0 | 0 | 0 | 0 | 0 | 0 | 0 | 0 | 0 | 0 | 0 | 0 | 0 | 0 | 0 | 0
F4_Industrial_Interruptible - Industrial_New_Process_Natural Gas_Other Process_E1 | F4 | Industrial | Interruptible - Industrial | New | Process | Natural Gas | Other Process | E1 | Utility - Cost of Equipment | 0.26138 | 0.26138 | 0.26138 | 0.26138 | 0.26138 | 0.26138 | 0.26138 | 0.26138 | 0.26138 | 0.26138 | 0.26138 | 0.26138 | 0.26138 | 0.26138 | 0.26138 | 0.26138 | 0.26138 | 0.26138 | 0.26138 | 0.26138 | 0.26138 | 0.26138 | 0.26138 | 0.26138 | 0.26138 | 0.26138 | 0.26138
F4_Industrial_Interruptible - Industrial_New_Process_Natural Gas_Other Process_E2 | F4 | Industrial | Interruptible - Industrial | New | Process | Natural Gas | Other Process | E2 | Utility - Cost of Equipment | 0 | 0 | 0 | 0 | 0 | 0 | 0 | 0 | 0 | 0 | 0 | 0 | 0 | 0 | 0 | 0 | 0 | 0 | 0 | 0 | 0 | 0 | 0 | 0 | 0 | 0 | 0
F4_Industrial_Interruptible - Industrial_New_Process_Natural Gas_Other Process_E3 | F4 | Industrial | Interruptible - Industrial | New | Process | Natural Gas | Other Process | E3 | Utility - Cost of Equipment | 0 | 0 | 0 | 0 | 0 | 0 | 0 | 0 | 0 | 0 | 0 | 0 | 0 | 0 | 0 | 0 | 0 | 0 | 0 | 0 | 0 | 0 | 0 | 0 | 0 | 0 | 0
F4_Industrial_Interruptible - Industrial_New_Process_Natural Gas_Other Process_E4 | F4 | Industrial | Interruptible - Industrial | New | Process | Natural Gas | Other Process | E4 | Utility - Cost of Equipment | 0 | 0 | 0 | 0 | 0 | 0 | 0 | 0 | 0 | 0 | 0 | 0 | 0 | 0 | 0 | 0 | 0 | 0 | 0 | 0 | 0 | 0 | 0 | 0 | 0 | 0 | 0
F4_Industrial_Interruptible - Industrial_New_Process_Natural Gas_Other Process_E5 | F4 | Industrial | Interruptible - Industrial | New | Process | Natural Gas | Other Process | E5 | Utility - Cost of Equipment | 0 | 0 | 0 | 0 | 0 | 0 | 0 | 0 | 0 | 0 | 0 | 0 | 0 | 0 | 0 | 0 | 0 | 0 | 0 | 0 | 0 | 0 | 0 | 0 | 0 | 0 | 0
F4_Industrial_Interruptible - Industrial_New_Process_Natural Gas_Other Process_E6 | F4 | Industrial | Interruptible - Industrial | New | Process | Natural Gas | Other Process | E6 | Utility - Cost of Equipment | 0 | 0 | 0 | 0 | 0 | 0 | 0 | 0 | 0 | 0 | 0 | 0 | 0 | 0 | 0 | 0 | 0 | 0 | 0 | 0 | 0 | 0 | 0 | 0 | 0 | 0 | 0
F4_Industrial_Interruptible - Industrial_New_Process_Natural Gas_Other Process_E7 | F4 | Industrial | Interruptible - Industrial | New | Process | Natural Gas | Other Process | E7 | Utility - Cost of Equipment | 0 | 0 | 0 | 0 | 0 | 0 | 0 | 0 | 0 | 0 | 0 | 0 | 0 | 0 | 0 | 0 | 0 | 0 | 0 | 0 | 0 | 0 | 0 | 0 | 0 | 0 | 0
F4_Industrial_Interruptible - Industrial_New_Process_Natural Gas_Other Process_E8 | F4 | Industrial | Interruptible - Industrial | New | Process | Natural Gas | Other Process | E8 | Utility - Cost of Equipment | 0 | 0 | 0 | 0 | 0 | 0 | 0 | 0 | 0 | 0 | 0 | 0 | 0 | 0 | 0 | 0 | 0 | 0 | 0 | 0 | 0 | 0 | 0 | 0 | 0 | 0 | 0
F4_Industrial_Interruptible - Industrial_New_Process_Natural Gas_Other Process_E9 | F4 | Industrial | Interruptible - Industrial | New | Process | Natural Gas | Other Process | E9 | Utility - Cost of Equipment | 0 | 0 | 0 | 0 | 0 | 0 | 0 | 0 | 0 | 0 | 0 | 0 | 0 | 0 | 0 | 0 | 0 | 0 | 0 | 0 | 0 | 0 | 0 | 0 | 0 | 0 | 0
F4_Industrial_Interruptible - Industrial_New_Process_Natural Gas_Other Process_E10 | F4 | Industrial | Interruptible - Industrial | New | Process | Natural Gas | Other Process | E10 | Utility - Cost of Equipment | 0 | 0 | 0 | 0 | 0 | 0 | 0 | 0 | 0 | 0 | 0 | 0 | 0 | 0 | 0 | 0 | 0 | 0 | 0 | 0 | 0 | 0 | 0 | 0 | 0 | 0 | 0
F5_Industrial_Interruptible - Industrial_New_Process_Natural Gas_Other Process_E1 | F5 | Industrial | Interruptible - Industrial | New | Process | Natural Gas | Other Process | E1 | Utility - Cost of Operation | 358.79 | 354.2027 | 352.3254 | 368.6705 | 396.143 | 430.1461 | 436.8984 | 443.4611 | 449.5406 | 454.3105 | 458.8667 | 465.4773 | 470.4785 | 474.6579 | 478.9037 | 482.6356 | 485.8719 | 489.9359 | 494.3521 | 499.1098 | 503.532 | 507.643 | 511.5916 | 514.6406 | 518.0599 | 520.5994 | 523.1513
F5_Industrial_Interruptible - Industrial_New_Process_Natural Gas_Other Process_E2 | F5 | Industrial | Interruptible - Industrial | New | Process | Natural Gas | Other Process | E2 | Utility - Cost of Operation | 0 | 0 | 0 | 0 | 0 | 0 | 0 | 0 | 0 | 0 | 0 | 0 | 0 | 0 | 0 | 0 | 0 | 0 | 0 | 0 | 0 | 0 | 0 | 0 | 0 | 0 | 0
F5_Industrial_Interruptible - Industrial_New_Process_Natural Gas_Other Process_E3 | F5 | Industrial | Interruptible - Industrial | New | Process | Natural Gas | Other Process | E3 | Utility - Cost of Operation | 0 | 0 | 0 | 0 | 0 | 0 | 0 | 0 | 0 | 0 | 0 | 0 | 0 | 0 | 0 | 0 | 0 | 0 | 0 | 0 | 0 | 0 | 0 | 0 | 0 | 0 | 0
F5_Industrial_Interruptible - Industrial_New_Process_Natural Gas_Other Process_E4 | F5 | Industrial | Interruptible - Industrial | New | Process | Natural Gas | Other Process | E4 | Utility - Cost of Operation | 0 | 0 | 0 | 0 | 0 | 0 | 0 | 0 | 0 | 0 | 0 | 0 | 0 | 0 | 0 | 0 | 0 | 0 | 0 | 0 | 0 | 0 | 0 | 0 | 0 | 0 | 0
F5_Industrial_Interruptible - Industrial_New_Process_Natural Gas_Other Process_E5 | F5 | Industrial | Interruptible - Industrial | New | Process | Natural Gas | Other Process | E5 | Utility - Cost of Operation | 0 | 0 | 0 | 0 | 0 | 0 | 0 | 0 | 0 | 0 | 0 | 0 | 0 | 0 | 0 | 0 | 0 | 0 | 0 | 0 | 0 | 0 | 0 | 0 | 0 | 0 | 0
F5_Industrial_Interruptible - Industrial_New_Process_Natural Gas_Other Process_E6 | F5 | Industrial | Interruptible - Industrial | New | Process | Natural Gas | Other Process | E6 | Utility - Cost of Operation | 0 | 0 | 0 | 0 | 0 | 0 | 0 | 0 | 0 | 0 | 0 | 0 | 0 | 0 | 0 | 0 | 0 | 0 | 0 | 0 | 0 | 0 | 0 | 0 | 0 | 0 | 0
F5_Industrial_Interruptible - Industrial_New_Process_Natural Gas_Other Process_E7 | F5 | Industrial | Interruptible - Industrial | New | Process | Natural Gas | Other Process | E7 | Utility - Cost of Operation | 0 | 0 | 0 | 0 | 0 | 0 | 0 | 0 | 0 | 0 | 0 | 0 | 0 | 0 | 0 | 0 | 0 | 0 | 0 | 0 | 0 | 0 | 0 | 0 | 0 | 0 | 0
F5_Industrial_Interruptible - Industrial_New_Process_Natural Gas_Other Process_E8 | F5 | Industrial | Interruptible - Industrial | New | Process | Natural Gas | Other Process | E8 | Utility - Cost of Operation | 0 | 0 | 0 | 0 | 0 | 0 | 0 | 0 | 0 | 0 | 0 | 0 | 0 | 0 | 0 | 0 | 0 | 0 | 0 | 0 | 0 | 0 | 0 | 0 | 0 | 0 | 0
F5_Industrial_Interruptible - Industrial_New_Process_Natural Gas_Other Process_E9 | F5 | Industrial | Interruptible - Industrial | New | Process | Natural Gas | Other Process | E9 | Utility - Cost of Operation | 0 | 0 | 0 | 0 | 0 | 0 | 0 | 0 | 0 | 0 | 0 | 0 | 0 | 0 | 0 | 0 | 0 | 0 | 0 | 0 | 0 | 0 | 0 | 0 | 0 | 0 | 0
F5_Industrial_Interruptible - Industrial_New_Process_Natural Gas_Other Process_E10 | F5 | Industrial | Interruptible - Industrial | New | Process | Natural Gas | Other Process | E10 | Utility - Cost of Operation | 0 | 0 | 0 | 0 | 0 | 0 | 0 | 0 | 0 | 0 | 0 | 0 | 0 | 0 | 0 | 0 | 0 | 0 | 0 | 0 | 0 | 0 | 0 | 0 | 0 | 0 | 0
F6_Industrial_Interruptible - Industrial_New_Process_Natural Gas_Other Process_E1 | F6 | Industrial | Interruptible - Industrial | New | Process | Natural Gas | Other Process | E1 | Utility - Value of Sales | 0 | 0 | 0 | 0 | 0 | 0 | 0 | 0 | 0 | 0 | 0 | 0 | 0 | 0 | 0 | 0 | 0 | 0 | 0 | 0 | 0 | 0 | 0 | 0 | 0 | 0 | 0
F6_Industrial_Interruptible - Industrial_New_Process_Natural Gas_Other Process_E2 | F6 | Industrial | Interruptible - Industrial | New | Process | Natural Gas | Other Process | E2 | Utility - Value of Sales | 0 | 0 | 0 | 0 | 0 | 0 | 0 | 0 | 0 | 0 | 0 | 0 | 0 | 0 | 0 | 0 | 0 | 0 | 0 | 0 | 0 | 0 | 0 | 0 | 0 | 0 | 0
F6_Industrial_Interruptible - Industrial_New_Process_Natural Gas_Other Process_E3 | F6 | Industrial | Interruptible - Industrial | New | Process | Natural Gas | Other Process | E3 | Utility - Value of Sales | 0 | 0 | 0 | 0 | 0 | 0 | 0 | 0 | 0 | 0 | 0 | 0 | 0 | 0 | 0 | 0 | 0 | 0 | 0 | 0 | 0 | 0 | 0 | 0 | 0 | 0 | 0
F6_Industrial_Interruptible - Industrial_New_Process_Natural Gas_Other Process_E4 | F6 | Industrial | Interruptible - Industrial | New | Process | Natural Gas | Other Process | E4 | Utility - Value of Sales | 0 | 0 | 0 | 0 | 0 | 0 | 0 | 0 | 0 | 0 | 0 | 0 | 0 | 0 | 0 | 0 | 0 | 0 | 0 | 0 | 0 | 0 | 0 | 0 | 0 | 0 | 0
F6_Industrial_Interruptible - Industrial_New_Process_Natural Gas_Other Process_E5 | F6 | Industrial | Interruptible - Industrial | New | Process | Natural Gas | Other Process | E5 | Utility - Value of Sales | 0 | 0 | 0 | 0 | 0 | 0 | 0 | 0 | 0 | 0 | 0 | 0 | 0 | 0 | 0 | 0 | 0 | 0 | 0 | 0 | 0 | 0 | 0 | 0 | 0 | 0 | 0
F6_Industrial_Interruptible - Industrial_New_Process_Natural Gas_Other Process_E6 | F6 | Industrial | Interruptible - Industrial | New | Process | Natural Gas | Other Process | E6 | Utility - Value of Sales | 0 | 0 | 0 | 0 | 0 | 0 | 0 | 0 | 0 | 0 | 0 | 0 | 0 | 0 | 0 | 0 | 0 | 0 | 0 | 0 | 0 | 0 | 0 | 0 | 0 | 0 | 0
F6_Industrial_Interruptible - Industrial_New_Process_Natural Gas_Other Process_E7 | F6 | Industrial | Interruptible - Industrial | New | Process | Natural Gas | Other Process | E7 | Utility - Value of Sales | 0 | 0 | 0 | 0 | 0 | 0 | 0 | 0 | 0 | 0 | 0 | 0 | 0 | 0 | 0 | 0 | 0 | 0 | 0 | 0 | 0 | 0 | 0 | 0 | 0 | 0 | 0
F6_Industrial_Interruptible - Industrial_New_Process_Natural Gas_Other Process_E8 | F6 | Industrial | Interruptible - Industrial | New | Process | Natural Gas | Other Process | E8 | Utility - Value of Sales | 0 | 0 | 0 | 0 | 0 | 0 | 0 | 0 | 0 | 0 | 0 | 0 | 0 | 0 | 0 | 0 | 0 | 0 | 0 | 0 | 0 | 0 | 0 | 0 | 0 | 0 | 0
F6_Industrial_Interruptible - Industrial_New_Process_Natural Gas_Other Process_E9 | F6 | Industrial | Interruptible - Industrial | New | Process | Natural Gas | Other Process | E9 | Utility - Value of Sales | 0 | 0 | 0 | 0 | 0 | 0 | 0 | 0 | 0 | 0 | 0 | 0 | 0 | 0 | 0 | 0 | 0 | 0 | 0 | 0 | 0 | 0 | 0 | 0 | 0 | 0 | 0
F6_Industrial_Interruptible - Industrial_New_Process_Natural Gas_Other Process_E10 | F6 | Industrial | Interruptible - Industrial | New | Process | Natural Gas | Other Process | E10 | Utility - Value of Sales | 0 | 0 | 0 | 0 | 0 | 0 | 0 | 0 | 0 | 0 | 0 | 0 | 0 | 0 | 0 | 0 | 0 | 0 | 0 | 0 | 0 | 0 | 0 | 0 | 0 | 0 | 0
F1_Industrial_Interruptible - Industrial_New_Miscellaneous_Natural Gas_Miscellaneous_E1 | F1 | Industrial | Interruptible - Industrial | New | Miscellaneous | Natural Gas | Miscellaneous | E1 | RVT - Cost of Equipment | 0.26138 | 0.26138 | 0.26138 | 0.26138 | 0.26138 | 0.26138 | 0.26138 | 0.26138 | 0.26138 | 0.26138 | 0.26138 | 0.26138 | 0.26138 | 0.26138 | 0.26138 | 0.26138 | 0.26138 | 0.26138 | 0.26138 | 0.26138 | 0.26138 | 0.26138 | 0.26138 | 0.26138 | 0.26138 | 0.26138 | 0.26138
F1_Industrial_Interruptible - Industrial_New_Miscellaneous_Natural Gas_Miscellaneous_E2 | F1 | Industrial | Interruptible - Industrial | New | Miscellaneous | Natural Gas | Miscellaneous | E2 | RVT - Cost of Equipment | 0 | 0 | 0 | 0 | 0 | 0 | 0 | 0 | 0 | 0 | 0 | 0 | 0 | 0 | 0 | 0 | 0 | 0 | 0 | 0 | 0 | 0 | 0 | 0 | 0 | 0 | 0
F1_Industrial_Interruptible - Industrial_New_Miscellaneous_Natural Gas_Miscellaneous_E3 | F1 | Industrial | Interruptible - Industrial | New | Miscellaneous | Natural Gas | Miscellaneous | E3 | RVT - Cost of Equipment | 0 | 0 | 0 | 0 | 0 | 0 | 0 | 0 | 0 | 0 | 0 | 0 | 0 | 0 | 0 | 0 | 0 | 0 | 0 | 0 | 0 | 0 | 0 | 0 | 0 | 0 | 0
F1_Industrial_Interruptible - Industrial_New_Miscellaneous_Natural Gas_Miscellaneous_E4 | F1 | Industrial | Interruptible - Industrial | New | Miscellaneous | Natural Gas | Miscellaneous | E4 | RVT - Cost of Equipment | 0 | 0 | 0 | 0 | 0 | 0 | 0 | 0 | 0 | 0 | 0 | 0 | 0 | 0 | 0 | 0 | 0 | 0 | 0 | 0 | 0 | 0 | 0 | 0 | 0 | 0 | 0
F1_Industrial_Interruptible - Industrial_New_Miscellaneous_Natural Gas_Miscellaneous_E5 | F1 | Industrial | Interruptible - Industrial | New | Miscellaneous | Natural Gas | Miscellaneous | E5 | RVT - Cost of Equipment | 0 | 0 | 0 | 0 | 0 | 0 | 0 | 0 | 0 | 0 | 0 | 0 | 0 | 0 | 0 | 0 | 0 | 0 | 0 | 0 | 0 | 0 | 0 | 0 | 0 | 0 | 0
F1_Industrial_Interruptible - Industrial_New_Miscellaneous_Natural Gas_Miscellaneous_E6 | F1 | Industrial | Interruptible - Industrial | New | Miscellaneous | Natural Gas | Miscellaneous | E6 | RVT - Cost of Equipment | 0 | 0 | 0 | 0 | 0 | 0 | 0 | 0 | 0 | 0 | 0 | 0 | 0 | 0 | 0 | 0 | 0 | 0 | 0 | 0 | 0 | 0 | 0 | 0 | 0 | 0 | 0
F1_Industrial_Interruptible - Industrial_New_Miscellaneous_Natural Gas_Miscellaneous_E7 | F1 | Industrial | Interruptible - Industrial | New | Miscellaneous | Natural Gas | Miscellaneous | E7 | RVT - Cost of Equipment | 0 | 0 | 0 | 0 | 0 | 0 | 0 | 0 | 0 | 0 | 0 | 0 | 0 | 0 | 0 | 0 | 0 | 0 | 0 | 0 | 0 | 0 | 0 | 0 | 0 | 0 | 0
F1_Industrial_Interruptible - Industrial_New_Miscellaneous_Natural Gas_Miscellaneous_E8 | F1 | Industrial | Interruptible - Industrial | New | Miscellaneous | Natural Gas | Miscellaneous | E8 | RVT - Cost of Equipment | 0 | 0 | 0 | 0 | 0 | 0 | 0 | 0 | 0 | 0 | 0 | 0 | 0 | 0 | 0 | 0 | 0 | 0 | 0 | 0 | 0 | 0 | 0 | 0 | 0 | 0 | 0
F1_Industrial_Interruptible - Industrial_New_Miscellaneous_Natural Gas_Miscellaneous_E9 | F1 | Industrial | Interruptible - Industrial | New | Miscellaneous | Natural Gas | Miscellaneous | E9 | RVT - Cost of Equipment | 0 | 0 | 0 | 0 | 0 | 0 | 0 | 0 | 0 | 0 | 0 | 0 | 0 | 0 | 0 | 0 | 0 | 0 | 0 | 0 | 0 | 0 | 0 | 0 | 0 | 0 | 0
F1_Industrial_Interruptible - Industrial_New_Miscellaneous_Natural Gas_Miscellaneous_E10 | F1 | Industrial | Interruptible - Industrial | New | Miscellaneous | Natural Gas | Miscellaneous | E10 | RVT - Cost of Equipment | 0 | 0 | 0 | 0 | 0 | 0 | 0 | 0 | 0 | 0 | 0 | 0 | 0 | 0 | 0 | 0 | 0 | 0 | 0 | 0 | 0 | 0 | 0 | 0 | 0 | 0 | 0
F2_Industrial_Interruptible - Industrial_New_Miscellaneous_Natural Gas_Miscellaneous_E1 | F2 | Industrial | Interruptible - Industrial | New | Miscellaneous | Natural Gas | Miscellaneous | E1 | RVT - Cost of Operation | 0 | 0 | 0 | 0 | 0 | 0 | 0 | 0 | 0 | 0 | 0 | 0 | 0 | 0 | 0 | 0 | 0 | 0 | 0 | 0 | 0 | 0 | 0 | 0 | 0 | 0 | 0
F2_Industrial_Interruptible - Industrial_New_Miscellaneous_Natural Gas_Miscellaneous_E2 | F2 | Industrial | Interruptible - Industrial | New | Miscellaneous | Natural Gas | Miscellaneous | E2 | RVT - Cost of Operation | 0 | 0 | 0 | 0 | 0 | 0 | 0 | 0 | 0 | 0 | 0 | 0 | 0 | 0 | 0 | 0 | 0 | 0 | 0 | 0 | 0 | 0 | 0 | 0 | 0 | 0 | 0
F2_Industrial_Interruptible - Industrial_New_Miscellaneous_Natural Gas_Miscellaneous_E3 | F2 | Industrial | Interruptible - Industrial | New | Miscellaneous | Natural Gas | Miscellaneous | E3 | RVT - Cost of Operation | 0 | 0 | 0 | 0 | 0 | 0 | 0 | 0 | 0 | 0 | 0 | 0 | 0 | 0 | 0 | 0 | 0 | 0 | 0 | 0 | 0 | 0 | 0 | 0 | 0 | 0 | 0
F2_Industrial_Interruptible - Industrial_New_Miscellaneous_Natural Gas_Miscellaneous_E4 | F2 | Industrial | Interruptible - Industrial | New | Miscellaneous | Natural Gas | Miscellaneous | E4 | RVT - Cost of Operation | 0 | 0 | 0 | 0 | 0 | 0 | 0 | 0 | 0 | 0 | 0 | 0 | 0 | 0 | 0 | 0 | 0 | 0 | 0 | 0 | 0 | 0 | 0 | 0 | 0 | 0 | 0
F2_Industrial_Interruptible - Industrial_New_Miscellaneous_Natural Gas_Miscellaneous_E5 | F2 | Industrial | Interruptible - Industrial | New | Miscellaneous | Natural Gas | Miscellaneous | E5 | RVT - Cost of Operation | 0 | 0 | 0 | 0 | 0 | 0 | 0 | 0 | 0 | 0 | 0 | 0 | 0 | 0 | 0 | 0 | 0 | 0 | 0 | 0 | 0 | 0 | 0 | 0 | 0 | 0 | 0
F2_Industrial_Interruptible - Industrial_New_Miscellaneous_Natural Gas_Miscellaneous_E6 | F2 | Industrial | Interruptible - Industrial | New | Miscellaneous | Natural Gas | Miscellaneous | E6 | RVT - Cost of Operation | 0 | 0 | 0 | 0 | 0 | 0 | 0 | 0 | 0 | 0 | 0 | 0 | 0 | 0 | 0 | 0 | 0 | 0 | 0 | 0 | 0 | 0 | 0 | 0 | 0 | 0 | 0
F2_Industrial_Interruptible - Industrial_New_Miscellaneous_Natural Gas_Miscellaneous_E7 | F2 | Industrial | Interruptible - Industrial | New | Miscellaneous | Natural Gas | Miscellaneous | E7 | RVT - Cost of Operation | 0 | 0 | 0 | 0 | 0 | 0 | 0 | 0 | 0 | 0 | 0 | 0 | 0 | 0 | 0 | 0 | 0 | 0 | 0 | 0 | 0 | 0 | 0 | 0 | 0 | 0 | 0
F2_Industrial_Interruptible - Industrial_New_Miscellaneous_Natural Gas_Miscellaneous_E8 | F2 | Industrial | Interruptible - Industrial | New | Miscellaneous | Natural Gas | Miscellaneous | E8 | RVT - Cost of Operation | 0 | 0 | 0 | 0 | 0 | 0 | 0 | 0 | 0 | 0 | 0 | 0 | 0 | 0 | 0 | 0 | 0 | 0 | 0 | 0 | 0 | 0 | 0 | 0 | 0 | 0 | 0
F2_Industrial_Interruptible - Industrial_New_Miscellaneous_Natural Gas_Miscellaneous_E9 | F2 | Industrial | Interruptible - Industrial | New | Miscellaneous | Natural Gas | Miscellaneous | E9 | RVT - Cost of Operation | 0 | 0 | 0 | 0 | 0 | 0 | 0 | 0 | 0 | 0 | 0 | 0 | 0 | 0 | 0 | 0 | 0 | 0 | 0 | 0 | 0 | 0 | 0 | 0 | 0 | 0 | 0
F2_Industrial_Interruptible - Industrial_New_Miscellaneous_Natural Gas_Miscellaneous_E10 | F2 | Industrial | Interruptible - Industrial | New | Miscellaneous | Natural Gas | Miscellaneous | E10 | RVT - Cost of Operation | 0 | 0 | 0 | 0 | 0 | 0 | 0 | 0 | 0 | 0 | 0 | 0 | 0 | 0 | 0 | 0 | 0 | 0 | 0 | 0 | 0 | 0 | 0 | 0 | 0 | 0 | 0
F3_Industrial_Interruptible - Industrial_New_Miscellaneous_Natural Gas_Miscellaneous_E1 | F3 | Industrial | Interruptible - Industrial | New | Miscellaneous | Natural Gas | Miscellaneous | E1 | System - kBTUs of Consumption | 52279.4497 | 52279.4497 | 52279.4497 | 52279.4497 | 52279.4497 | 52279.4497 | 52279.4497 | 52279.4497 | 52279.4497 | 52279.4497 | 52279.4497 | 52279.4497 | 52279.4497 | 52279.4497 | 52279.4497 | 52279.4497 | 52279.4497 | 52279.4497 | 52279.4497 | 52279.4497 | 52279.4497 | 52279.4497 | 52279.4497 | 52279.4497 | 52279.4497 | 52279.4497 | 52279.4497
F3_Industrial_Interruptible - Industrial_New_Miscellaneous_Natural Gas_Miscellaneous_E2 | F3 | Industrial | Interruptible - Industrial | New | Miscellaneous | Natural Gas | Miscellaneous | E2 | System - kBTUs of Consumption | 0 | 0 | 0 | 0 | 0 | 0 | 0 | 0 | 0 | 0 | 0 | 0 | 0 | 0 | 0 | 0 | 0 | 0 | 0 | 0 | 0 | 0 | 0 | 0 | 0 | 0 | 0
F3_Industrial_Interruptible - Industrial_New_Miscellaneous_Natural Gas_Miscellaneous_E3 | F3 | Industrial | Interruptible - Industrial | New | Miscellaneous | Natural Gas | Miscellaneous | E3 | System - kBTUs of Consumption | 0 | 0 | 0 | 0 | 0 | 0 | 0 | 0 | 0 | 0 | 0 | 0 | 0 | 0 | 0 | 0 | 0 | 0 | 0 | 0 | 0 | 0 | 0 | 0 | 0 | 0 | 0
F3_Industrial_Interruptible - Industrial_New_Miscellaneous_Natural Gas_Miscellaneous_E4 | F3 | Industrial | Interruptible - Industrial | New | Miscellaneous | Natural Gas | Miscellaneous | E4 | System - kBTUs of Consumption | 0 | 0 | 0 | 0 | 0 | 0 | 0 | 0 | 0 | 0 | 0 | 0 | 0 | 0 | 0 | 0 | 0 | 0 | 0 | 0 | 0 | 0 | 0 | 0 | 0 | 0 | 0
F3_Industrial_Interruptible - Industrial_New_Miscellaneous_Natural Gas_Miscellaneous_E5 | F3 | Industrial | Interruptible - Industrial | New | Miscellaneous | Natural Gas | Miscellaneous | E5 | System - kBTUs of Consumption | 0 | 0 | 0 | 0 | 0 | 0 | 0 | 0 | 0 | 0 | 0 | 0 | 0 | 0 | 0 | 0 | 0 | 0 | 0 | 0 | 0 | 0 | 0 | 0 | 0 | 0 | 0
F3_Industrial_Interruptible - Industrial_New_Miscellaneous_Natural Gas_Miscellaneous_E6 | F3 | Industrial | Interruptible - Industrial | New | Miscellaneous | Natural Gas | Miscellaneous | E6 | System - kBTUs of Consumption | 0 | 0 | 0 | 0 | 0 | 0 | 0 | 0 | 0 | 0 | 0 | 0 | 0 | 0 | 0 | 0 | 0 | 0 | 0 | 0 | 0 | 0 | 0 | 0 | 0 | 0 | 0
F3_Industrial_Interruptible - Industrial_New_Miscellaneous_Natural Gas_Miscellaneous_E7 | F3 | Industrial | Interruptible - Industrial | New | Miscellaneous | Natural Gas | Miscellaneous | E7 | System - kBTUs of Consumption | 0 | 0 | 0 | 0 | 0 | 0 | 0 | 0 | 0 | 0 | 0 | 0 | 0 | 0 | 0 | 0 | 0 | 0 | 0 | 0 | 0 | 0 | 0 | 0 | 0 | 0 | 0
F3_Industrial_Interruptible - Industrial_New_Miscellaneous_Natural Gas_Miscellaneous_E8 | F3 | Industrial | Interruptible - Industrial | New | Miscellaneous | Natural Gas | Miscellaneous | E8 | System - kBTUs of Consumption | 0 | 0 | 0 | 0 | 0 | 0 | 0 | 0 | 0 | 0 | 0 | 0 | 0 | 0 | 0 | 0 | 0 | 0 | 0 | 0 | 0 | 0 | 0 | 0 | 0 | 0 | 0
F3_Industrial_Interruptible - Industrial_New_Miscellaneous_Natural Gas_Miscellaneous_E9 | F3 | Industrial | Interruptible - Industrial | New | Miscellaneous | Natural Gas | Miscellaneous | E9 | System - kBTUs of Consumption | 0 | 0 | 0 | 0 | 0 | 0 | 0 | 0 | 0 | 0 | 0 | 0 | 0 | 0 | 0 | 0 | 0 | 0 | 0 | 0 | 0 | 0 | 0 | 0 | 0 | 0 | 0
F3_Industrial_Interruptible - Industrial_New_Miscellaneous_Natural Gas_Miscellaneous_E10 | F3 | Industrial | Interruptible - Industrial | New | Miscellaneous | Natural Gas | Miscellaneous | E10 | System - kBTUs of Consumption | 0 | 0 | 0 | 0 | 0 | 0 | 0 | 0 | 0 | 0 | 0 | 0 | 0 | 0 | 0 | 0 | 0 | 0 | 0 | 0 | 0 | 0 | 0 | 0 | 0 | 0 | 0
F4_Industrial_Interruptible - Industrial_New_Miscellaneous_Natural Gas_Miscellaneous_E1 | F4 | Industrial | Interruptible - Industrial | New | Miscellaneous | Natural Gas | Miscellaneous | E1 | Utility - Cost of Equipment | 0.26138 | 0.26138 | 0.26138 | 0.26138 | 0.26138 | 0.26138 | 0.26138 | 0.26138 | 0.26138 | 0.26138 | 0.26138 | 0.26138 | 0.26138 | 0.26138 | 0.26138 | 0.26138 | 0.26138 | 0.26138 | 0.26138 | 0.26138 | 0.26138 | 0.26138 | 0.26138 | 0.26138 | 0.26138 | 0.26138 | 0.26138
F4_Industrial_Interruptible - Industrial_New_Miscellaneous_Natural Gas_Miscellaneous_E2 | F4 | Industrial | Interruptible - Industrial | New | Miscellaneous | Natural Gas | Miscellaneous | E2 | Utility - Cost of Equipment | 0 | 0 | 0 | 0 | 0 | 0 | 0 | 0 | 0 | 0 | 0 | 0 | 0 | 0 | 0 | 0 | 0 | 0 | 0 | 0 | 0 | 0 | 0 | 0 | 0 | 0 | 0
F4_Industrial_Interruptible - Industrial_New_Miscellaneous_Natural Gas_Miscellaneous_E3 | F4 | Industrial | Interruptible - Industrial | New | Miscellaneous | Natural Gas | Miscellaneous | E3 | Utility - Cost of Equipment | 0 | 0 | 0 | 0 | 0 | 0 | 0 | 0 | 0 | 0 | 0 | 0 | 0 | 0 | 0 | 0 | 0 | 0 | 0 | 0 | 0 | 0 | 0 | 0 | 0 | 0 | 0
F4_Industrial_Interruptible - Industrial_New_Miscellaneous_Natural Gas_Miscellaneous_E4 | F4 | Industrial | Interruptible - Industrial | New | Miscellaneous | Natural Gas | Miscellaneous | E4 | Utility - Cost of Equipment | 0 | 0 | 0 | 0 | 0 | 0 | 0 | 0 | 0 | 0 | 0 | 0 | 0 | 0 | 0 | 0 | 0 | 0 | 0 | 0 | 0 | 0 | 0 | 0 | 0 | 0 | 0
F4_Industrial_Interruptible - Industrial_New_Miscellaneous_Natural Gas_Miscellaneous_E5 | F4 | Industrial | Interruptible - Industrial | New | Miscellaneous | Natural Gas | Miscellaneous | E5 | Utility - Cost of Equipment | 0 | 0 | 0 | 0 | 0 | 0 | 0 | 0 | 0 | 0 | 0 | 0 | 0 | 0 | 0 | 0 | 0 | 0 | 0 | 0 | 0 | 0 | 0 | 0 | 0 | 0 | 0
F4_Industrial_Interruptible - Industrial_New_Miscellaneous_Natural Gas_Miscellaneous_E6 | F4 | Industrial | Interruptible - Industrial | New | Miscellaneous | Natural Gas | Miscellaneous | E6 | Utility - Cost of Equipment | 0 | 0 | 0 | 0 | 0 | 0 | 0 | 0 | 0 | 0 | 0 | 0 | 0 | 0 | 0 | 0 | 0 | 0 | 0 | 0 | 0 | 0 | 0 | 0 | 0 | 0 | 0
F4_Industrial_Interruptible - Industrial_New_Miscellaneous_Natural Gas_Miscellaneous_E7 | F4 | Industrial | Interruptible - Industrial | New | Miscellaneous | Natural Gas | Miscellaneous | E7 | Utility - Cost of Equipment | 0 | 0 | 0 | 0 | 0 | 0 | 0 | 0 | 0 | 0 | 0 | 0 | 0 | 0 | 0 | 0 | 0 | 0 | 0 | 0 | 0 | 0 | 0 | 0 | 0 | 0 | 0
F4_Industrial_Interruptible - Industrial_New_Miscellaneous_Natural Gas_Miscellaneous_E8 | F4 | Industrial | Interruptible - Industrial | New | Miscellaneous | Natural Gas | Miscellaneous | E8 | Utility - Cost of Equipment | 0 | 0 | 0 | 0 | 0 | 0 | 0 | 0 | 0 | 0 | 0 | 0 | 0 | 0 | 0 | 0 | 0 | 0 | 0 | 0 | 0 | 0 | 0 | 0 | 0 | 0 | 0
F4_Industrial_Interruptible - Industrial_New_Miscellaneous_Natural Gas_Miscellaneous_E9 | F4 | Industrial | Interruptible - Industrial | New | Miscellaneous | Natural Gas | Miscellaneous | E9 | Utility - Cost of Equipment | 0 | 0 | 0 | 0 | 0 | 0 | 0 | 0 | 0 | 0 | 0 | 0 | 0 | 0 | 0 | 0 | 0 | 0 | 0 | 0 | 0 | 0 | 0 | 0 | 0 | 0 | 0
F4_Industrial_Interruptible - Industrial_New_Miscellaneous_Natural Gas_Miscellaneous_E10 | F4 | Industrial | Interruptible - Industrial | New | Miscellaneous | Natural Gas | Miscellaneous | E10 | Utility - Cost of Equipment | 0 | 0 | 0 | 0 | 0 | 0 | 0 | 0 | 0 | 0 | 0 | 0 | 0 | 0 | 0 | 0 | 0 | 0 | 0 | 0 | 0 | 0 | 0 | 0 | 0 | 0 | 0
F5_Industrial_Interruptible - Industrial_New_Miscellaneous_Natural Gas_Miscellaneous_E1 | F5 | Industrial | Interruptible - Industrial | New | Miscellaneous | Natural Gas | Miscellaneous | E1 | Utility - Cost of Operation | 422.6064 | 417.2032 | 414.9919 | 434.2443 | 466.6033 | 506.6543 | 514.6076 | 522.3376 | 529.4984 | 535.1168 | 540.4833 | 548.2697 | 554.1605 | 559.0833 | 564.0842 | 568.4799 | 572.2918 | 577.0787 | 582.2804 | 587.8842 | 593.0931 | 597.9353 | 602.5861 | 606.1774 | 610.2049 | 613.1961 | 616.202
F5_Industrial_Interruptible - Industrial_New_Miscellaneous_Natural Gas_Miscellaneous_E2 | F5 | Industrial | Interruptible - Industrial | New | Miscellaneous | Natural Gas | Miscellaneous | E2 | Utility - Cost of Operation | 0 | 0 | 0 | 0 | 0 | 0 | 0 | 0 | 0 | 0 | 0 | 0 | 0 | 0 | 0 | 0 | 0 | 0 | 0 | 0 | 0 | 0 | 0 | 0 | 0 | 0 | 0
F5_Industrial_Interruptible - Industrial_New_Miscellaneous_Natural Gas_Miscellaneous_E3 | F5 | Industrial | Interruptible - Industrial | New | Miscellaneous | Natural Gas | Miscellaneous | E3 | Utility - Cost of Operation | 0 | 0 | 0 | 0 | 0 | 0 | 0 | 0 | 0 | 0 | 0 | 0 | 0 | 0 | 0 | 0 | 0 | 0 | 0 | 0 | 0 | 0 | 0 | 0 | 0 | 0 | 0
F5_Industrial_Interruptible - Industrial_New_Miscellaneous_Natural Gas_Miscellaneous_E4 | F5 | Industrial | Interruptible - Industrial | New | Miscellaneous | Natural Gas | Miscellaneous | E4 | Utility - Cost of Operation | 0 | 0 | 0 | 0 | 0 | 0 | 0 | 0 | 0 | 0 | 0 | 0 | 0 | 0 | 0 | 0 | 0 | 0 | 0 | 0 | 0 | 0 | 0 | 0 | 0 | 0 | 0
F5_Industrial_Interruptible - Industrial_New_Miscellaneous_Natural Gas_Miscellaneous_E5 | F5 | Industrial | Interruptible - Industrial | New | Miscellaneous | Natural Gas | Miscellaneous | E5 | Utility - Cost of Operation | 0 | 0 | 0 | 0 | 0 | 0 | 0 | 0 | 0 | 0 | 0 | 0 | 0 | 0 | 0 | 0 | 0 | 0 | 0 | 0 | 0 | 0 | 0 | 0 | 0 | 0 | 0
F5_Industrial_Interruptible - Industrial_New_Miscellaneous_Natural Gas_Miscellaneous_E6 | F5 | Industrial | Interruptible - Industrial | New | Miscellaneous | Natural Gas | Miscellaneous | E6 | Utility - Cost of Operation | 0 | 0 | 0 | 0 | 0 | 0 | 0 | 0 | 0 | 0 | 0 | 0 | 0 | 0 | 0 | 0 | 0 | 0 | 0 | 0 | 0 | 0 | 0 | 0 | 0 | 0 | 0
F5_Industrial_Interruptible - Industrial_New_Miscellaneous_Natural Gas_Miscellaneous_E7 | F5 | Industrial | Interruptible - Industrial | New | Miscellaneous | Natural Gas | Miscellaneous | E7 | Utility - Cost of Operation | 0 | 0 | 0 | 0 | 0 | 0 | 0 | 0 | 0 | 0 | 0 | 0 | 0 | 0 | 0 | 0 | 0 | 0 | 0 | 0 | 0 | 0 | 0 | 0 | 0 | 0 | 0
F5_Industrial_Interruptible - Industrial_New_Miscellaneous_Natural Gas_Miscellaneous_E8 | F5 | Industrial | Interruptible - Industrial | New | Miscellaneous | Natural Gas | Miscellaneous | E8 | Utility - Cost of Operation | 0 | 0 | 0 | 0 | 0 | 0 | 0 | 0 | 0 | 0 | 0 | 0 | 0 | 0 | 0 | 0 | 0 | 0 | 0 | 0 | 0 | 0 | 0 | 0 | 0 | 0 | 0
F5_Industrial_Interruptible - Industrial_New_Miscellaneous_Natural Gas_Miscellaneous_E9 | F5 | Industrial | Interruptible - Industrial | New | Miscellaneous | Natural Gas | Miscellaneous | E9 | Utility - Cost of Operation | 0 | 0 | 0 | 0 | 0 | 0 | 0 | 0 | 0 | 0 | 0 | 0 | 0 | 0 | 0 | 0 | 0 | 0 | 0 | 0 | 0 | 0 | 0 | 0 | 0 | 0 | 0
F5_Industrial_Interruptible - Industrial_New_Miscellaneous_Natural Gas_Miscellaneous_E10 | F5 | Industrial | Interruptible - Industrial | New | Miscellaneous | Natural Gas | Miscellaneous | E10 | Utility - Cost of Operation | 0 | 0 | 0 | 0 | 0 | 0 | 0 | 0 | 0 | 0 | 0 | 0 | 0 | 0 | 0 | 0 | 0 | 0 | 0 | 0 | 0 | 0 | 0 | 0 | 0 | 0 | 0
F6_Industrial_Interruptible - Industrial_New_Miscellaneous_Natural Gas_Miscellaneous_E1 | F6 | Industrial | Interruptible - Industrial | New | Miscellaneous | Natural Gas | Miscellaneous | E1 | Utility - Value of Sales | 0 | 0 | 0 | 0 | 0 | 0 | 0 | 0 | 0 | 0 | 0 | 0 | 0 | 0 | 0 | 0 | 0 | 0 | 0 | 0 | 0 | 0 | 0 | 0 | 0 | 0 | 0
F6_Industrial_Interruptible - Industrial_New_Miscellaneous_Natural Gas_Miscellaneous_E2 | F6 | Industrial | Interruptible - Industrial | New | Miscellaneous | Natural Gas | Miscellaneous | E2 | Utility - Value of Sales | 0 | 0 | 0 | 0 | 0 | 0 | 0 | 0 | 0 | 0 | 0 | 0 | 0 | 0 | 0 | 0 | 0 | 0 | 0 | 0 | 0 | 0 | 0 | 0 | 0 | 0 | 0
F6_Industrial_Interruptible - Industrial_New_Miscellaneous_Natural Gas_Miscellaneous_E3 | F6 | Industrial | Interruptible - Industrial | New | Miscellaneous | Natural Gas | Miscellaneous | E3 | Utility - Value of Sales | 0 | 0 | 0 | 0 | 0 | 0 | 0 | 0 | 0 | 0 | 0 | 0 | 0 | 0 | 0 | 0 | 0 | 0 | 0 | 0 | 0 | 0 | 0 | 0 | 0 | 0 | 0
F6_Industrial_Interruptible - Industrial_New_Miscellaneous_Natural Gas_Miscellaneous_E4 | F6 | Industrial | Interruptible - Industrial | New | Miscellaneous | Natural Gas | Miscellaneous | E4 | Utility - Value of Sales | 0 | 0 | 0 | 0 | 0 | 0 | 0 | 0 | 0 | 0 | 0 | 0 | 0 | 0 | 0 | 0 | 0 | 0 | 0 | 0 | 0 | 0 | 0 | 0 | 0 | 0 | 0
F6_Industrial_Interruptible - Industrial_New_Miscellaneous_Natural Gas_Miscellaneous_E5 | F6 | Industrial | Interruptible - Industrial | New | Miscellaneous | Natural Gas | Miscellaneous | E5 | Utility - Value of Sales | 0 | 0 | 0 | 0 | 0 | 0 | 0 | 0 | 0 | 0 | 0 | 0 | 0 | 0 | 0 | 0 | 0 | 0 | 0 | 0 | 0 | 0 | 0 | 0 | 0 | 0 | 0
F6_Industrial_Interruptible - Industrial_New_Miscellaneous_Natural Gas_Miscellaneous_E6 | F6 | Industrial | Interruptible - Industrial | New | Miscellaneous | Natural Gas | Miscellaneous | E6 | Utility - Value of Sales | 0 | 0 | 0 | 0 | 0 | 0 | 0 | 0 | 0 | 0 | 0 | 0 | 0 | 0 | 0 | 0 | 0 | 0 | 0 | 0 | 0 | 0 | 0 | 0 | 0 | 0 | 0
F6_Industrial_Interruptible - Industrial_New_Miscellaneous_Natural Gas_Miscellaneous_E7 | F6 | Industrial | Interruptible - Industrial | New | Miscellaneous | Natural Gas | Miscellaneous | E7 | Utility - Value of Sales | 0 | 0 | 0 | 0 | 0 | 0 | 0 | 0 | 0 | 0 | 0 | 0 | 0 | 0 | 0 | 0 | 0 | 0 | 0 | 0 | 0 | 0 | 0 | 0 | 0 | 0 | 0
F6_Industrial_Interruptible - Industrial_New_Miscellaneous_Natural Gas_Miscellaneous_E8 | F6 | Industrial | Interruptible - Industrial | New | Miscellaneous | Natural Gas | Miscellaneous | E8 | Utility - Value of Sales | 0 | 0 | 0 | 0 | 0 | 0 | 0 | 0 | 0 | 0 | 0 | 0 | 0 | 0 | 0 | 0 | 0 | 0 | 0 | 0 | 0 | 0 | 0 | 0 | 0 | 0 | 0
F6_Industrial_Interruptible - Industrial_New_Miscellaneous_Natural Gas_Miscellaneous_E9 | F6 | Industrial | Interruptible - Industrial | New | Miscellaneous | Natural Gas | Miscellaneous | E9 | Utility - Value of Sales | 0 | 0 | 0 | 0 | 0 | 0 | 0 | 0 | 0 | 0 | 0 | 0 | 0 | 0 | 0 | 0 | 0 | 0 | 0 | 0 | 0 | 0 | 0 | 0 | 0 | 0 | 0
F6_Industrial_Interruptible - Industrial_New_Miscellaneous_Natural Gas_Miscellaneous_E10 | F6 | Industrial | Interruptible - Industrial | New | Miscellaneous | Natural Gas | Miscellaneous | E10 | Utility - Value of Sales | 0 | 0 | 0 | 0 | 0 | 0 | 0 | 0 | 0 | 0 | 0 | 0 | 0 | 0 | 0 | 0 | 0 | 0 | 0 | 0 | 0 | 0 | 0 | 0 | 0 | 0 | 0

## Technology Economics
Key | Field | Sector | Segment | Vintage | End Use | Fuel | Technology | Equipment | Label | 2021 | 2022 | 2023 | 2024 | 2025 | 2026 | 2027 | 2028 | 2029 | 2030 | 2031 | 2032 | 2033 | 2034 | 2035 | 2036 | 2037 | 2038 | 2039 | 2040 | 2041 | 2042 | 2043 | 2044 | 2045 | 2046 | 2047
F0_Industrial_WA - Industrial_Existing_Space Heating_Natural Gas_Furnace_E0 | F0 | Industrial | WA - Industrial | Existing | Space Heating | Natural Gas | Furnace | E0 | Economic Unit | AFUE 96% | AFUE 96% | AFUE 96% | AFUE 96% | AFUE 96% | AFUE 96% | AFUE 96% | AFUE 96% | AFUE 96% | AFUE 96% | AFUE 96% | AFUE 96% | AFUE 96% | AFUE 96% | AFUE 96% | AFUE 96% | AFUE 96% | AFUE 96% | AFUE 96% | AFUE 96% | AFUE 96% | AFUE 96% | AFUE 96% | AFUE 96% | AFUE 96% | AFUE 96% | AFUE 96%
F1_Industrial_WA - Industrial_Existing_Space Heating_Natural Gas_Furnace_E1 | F1 | Industrial | WA - Industrial | Existing | Space Heating | Natural Gas | Furnace | E1 | CCE | 0 | 0 | 0 | 0 | 0 | 0 | 0 | 0 | 0 | 0 | 0 | 0 | 0 | 0 | 0 | 0 | 0 | 0 | 0 | 0 | 0 | 0 | 0 | 0 | 0 | 0 | 0
F1_Industrial_WA - Industrial_Existing_Space Heating_Natural Gas_Furnace_E2 | F1 | Industrial | WA - Industrial | Existing | Space Heating | Natural Gas | Furnace | E2 | CCE | 0.0010086 | 0.0009375 | 0.00094115 | 0 | 0 | 0 | 0 | 0 | 0 | 0 | 0 | 0 | 0 | 0 | 0 | 0 | 0 | 0 | 0 | 0 | 0 | 0 | 0 | 0 | 0 | 0 | 0
F1_Industrial_WA - Industrial_Existing_Space Heating_Natural Gas_Furnace_E3 | F1 | Industrial | WA - Industrial | Existing | Space Heating | Natural Gas | Furnace | E3 | CCE | 0.0013448 | 0.00125 | 0.0012549 | 0.0018823 | 0.0018823 | 0.0018823 | 0.0018823 | 0.0018823 | 0.0018823 | 0.0018823 | 0.0018823 | 0.0018823 | 0.0018823 | 0.0018823 | 0.0018823 | 0.0018823 | 0.0018823 | 0.0018823 | 0.0018823 | 0.0018823 | 0.0018823 | 0.0018823 | 0.0018823 | 0.0018823 | 0.0018823 | 0.0018823 | 0.0018823
F1_Industrial_WA - Industrial_Existing_Space Heating_Natural Gas_Furnace_E4 | F1 | Industrial | WA - Industrial | Existing | Space Heating | Natural Gas | Furnace | E4 | CCE | 0 | 0 | 0 | 0 | 0 | 0 | 0 | 0 | 0 | 0 | 0 | 0 | 0 | 0 | 0 | 0 | 0 | 0 | 0 | 0 | 0 | 0 | 0 | 0 | 0 | 0 | 0
F1_Industrial_WA - Industrial_Existing_Space Heating_Natural Gas_Furnace_E5 | F1 | Industrial | WA - Industrial | Existing | Space Heating | Natural Gas | Furnace | E5 | CCE | 0 | 0 | 0 | 0 | 0 | 0 | 0 | 0 | 0 | 0 | 0 | 0 | 0 | 0 | 0 | 0 | 0 | 0 | 0 | 0 | 0 | 0 | 0 | 0 | 0 | 0 | 0
F1_Industrial_WA - Industrial_Existing_Space Heating_Natural Gas_Furnace_E6 | F1 | Industrial | WA - Industrial | Existing | Space Heating | Natural Gas | Furnace | E6 | CCE | 0 | 0 | 0 | 0 | 0 | 0 | 0 | 0 | 0 | 0 | 0 | 0 | 0 | 0 | 0 | 0 | 0 | 0 | 0 | 0 | 0 | 0 | 0 | 0 | 0 | 0 | 0
F1_Industrial_WA - Industrial_Existing_Space Heating_Natural Gas_Furnace_E7 | F1 | Industrial | WA - Industrial | Existing | Space Heating | Natural Gas | Furnace | E7 | CCE | 0 | 0 | 0 | 0 | 0 | 0 | 0 | 0 | 0 | 0 | 0 | 0 | 0 | 0 | 0 | 0 | 0 | 0 | 0 | 0 | 0 | 0 | 0 | 0 | 0 | 0 | 0
F1_Industrial_WA - Industrial_Existing_Space Heating_Natural Gas_Furnace_E8 | F1 | Industrial | WA - Industrial | Existing | Space Heating | Natural Gas | Furnace | E8 | CCE | 0 | 0 | 0 | 0 | 0 | 0 | 0 | 0 | 0 | 0 | 0 | 0 | 0 | 0 | 0 | 0 | 0 | 0 | 0 | 0 | 0 | 0 | 0 | 0 | 0 | 0 | 0
F1_Industrial_WA - Industrial_Existing_Space Heating_Natural Gas_Furnace_E9 | F1 | Industrial | WA - Industrial | Existing | Space Heating | Natural Gas | Furnace | E9 | CCE | 0 | 0 | 0 | 0 | 0 | 0 | 0 | 0 | 0 | 0 | 0 | 0 | 0 | 0 | 0 | 0 | 0 | 0 | 0 | 0 | 0 | 0 | 0 | 0 | 0 | 0 | 0
F1_Industrial_WA - Industrial_Existing_Space Heating_Natural Gas_Furnace_E10 | F1 | Industrial | WA - Industrial | Existing | Space Heating | Natural Gas | Furnace | E10 | CCE | 0 | 0 | 0 | 0 | 0 | 0 | 0 | 0 | 0 | 0 | 0 | 0 | 0 | 0 | 0 | 0 | 0 | 0 | 0 | 0 | 0 | 0 | 0 | 0 | 0 | 0 | 0
F2_Industrial_WA - Industrial_Existing_Space Heating_Natural Gas_Furnace_E1 | F2 | Industrial | WA - Industrial | Existing | Space Heating | Natural Gas | Furnace | E1 | TRC BC Ratio | 1 | 1 | 1 | 0 | 0 | 0 | 0 | 0 | 0 | 0 | 0 | 0 | 0 | 0 | 0 | 0 | 0 | 0 | 0 | 0 | 0 | 0 | 0 | 0 | 0 | 0 | 0
F2_Industrial_WA - Industrial_Existing_Space Heating_Natural Gas_Furnace_E2 | F2 | Industrial | WA - Industrial | Existing | Space Heating | Natural Gas | Furnace | E2 | TRC BC Ratio | 13.619 | 13.7801 | 13.8649 | 1 | 1 | 1 | 1 | 1 | 1 | 1 | 1 | 1 | 1 | 1 | 1 | 1 | 1 | 1 | 1 | 1 | 1 | 1 | 1 | 1 | 1 | 1 | 1
F2_Industrial_WA - Industrial_Existing_Space Heating_Natural Gas_Furnace_E3 | F2 | Industrial | WA - Industrial | Existing | Space Heating | Natural Gas | Furnace | E3 | TRC BC Ratio | 10.2142 | 10.3351 | 10.3987 | 6.9762 | 7.0828 | 7.2298 | 7.2577 | 7.287 | 7.3104 | 7.3243 | 7.3291 | 7.3234 | 7.3076 | 7.2765 | 7.2307 | 7.17 | 7.0915 | 6.9959 | 6.8799 | 6.7405 | 6.5755 | 6.3839 | 6.2152 | 6.1101 | 6.0712 | 6.101 | 6.1309
F2_Industrial_WA - Industrial_Existing_Space Heating_Natural Gas_Furnace_E4 | F2 | Industrial | WA - Industrial | Existing | Space Heating | Natural Gas | Furnace | E4 | TRC BC Ratio | 0 | 0 | 0 | 0 | 0 | 0 | 0 | 0 | 0 | 0 | 0 | 0 | 0 | 0 | 0 | 0 | 0 | 0 | 0 | 0 | 0 | 0 | 0 | 0 | 0 | 0 | 0
F2_Industrial_WA - Industrial_Existing_Space Heating_Natural Gas_Furnace_E5 | F2 | Industrial | WA - Industrial | Existing | Space Heating | Natural Gas | Furnace | E5 | TRC BC Ratio | 0 | 0 | 0 | 0 | 0 | 0 | 0 | 0 | 0 | 0 | 0 | 0 | 0 | 0 | 0 | 0 | 0 | 0 | 0 | 0 | 0 | 0 | 0 | 0 | 0 | 0 | 0
F2_Industrial_WA - Industrial_Existing_Space Heating_Natural Gas_Furnace_E6 | F2 | Industrial | WA - Industrial | Existing | Space Heating | Natural Gas | Furnace | E6 | TRC BC Ratio | 0 | 0 | 0 | 0 | 0 | 0 | 0 | 0 | 0 | 0 | 0 | 0 | 0 | 0 | 0 | 0 | 0 | 0 | 0 | 0 | 0 | 0 | 0 | 0 | 0 | 0 | 0
F2_Industrial_WA - Industrial_Existing_Space Heating_Natural Gas_Furnace_E7 | F2 | Industrial | WA - Industrial | Existing | Space Heating | Natural Gas | Furnace | E7 | TRC BC Ratio | 0 | 0 | 0 | 0 | 0 | 0 | 0 | 0 | 0 | 0 | 0 | 0 | 0 | 0 | 0 | 0 | 0 | 0 | 0 | 0 | 0 | 0 | 0 | 0 | 0 | 0 | 0
F2_Industrial_WA - Industrial_Existing_Space Heating_Natural Gas_Furnace_E8 | F2 | Industrial | WA - Industrial | Existing | Space Heating | Natural Gas | Furnace | E8 | TRC BC Ratio | 0 | 0 | 0 | 0 | 0 | 0 | 0 | 0 | 0 | 0 | 0 | 0 | 0 | 0 | 0 | 0 | 0 | 0 | 0 | 0 | 0 | 0 | 0 | 0 | 0 | 0 | 0
F2_Industrial_WA - Industrial_Existing_Space Heating_Natural Gas_Furnace_E9 | F2 | Industrial | WA - Industrial | Existing | Space Heating | Natural Gas | Furnace | E9 | TRC BC Ratio | 0 | 0 | 0 | 0 | 0 | 0 | 0 | 0 | 0 | 0 | 0 | 0 | 0 | 0 | 0 | 0 | 0 | 0 | 0 | 0 | 0 | 0 | 0 | 0 | 0 | 0 | 0
F2_Industrial_WA - Industrial_Existing_Space Heating_Natural Gas_Furnace_E10 | F2 | Industrial | WA - Industrial | Existing | Space Heating | Natural Gas | Furnace | E10 | TRC BC Ratio | 0 | 0 | 0 | 0 | 0 | 0 | 0 | 0 | 0 | 0 | 0 | 0 | 0 | 0 | 0 | 0 | 0 | 0 | 0 | 0 | 0 | 0 | 0 | 0 | 0 | 0 | 0
F3_Industrial_WA - Industrial_Existing_Space Heating_Natural Gas_Furnace_E1 | F3 | Industrial | WA - Industrial | Existing | Space Heating | Natural Gas | Furnace | E1 | PACT BC Ratio | 1 | 1 | 1 | 0 | 0 | 0 | 0 | 0 | 0 | 0 | 0 | 0 | 0 | 0 | 0 | 0 | 0 | 0 | 0 | 0 | 0 | 0 | 0 | 0 | 0 | 0 | 0
F3_Industrial_WA - Industrial_Existing_Space Heating_Natural Gas_Furnace_E2 | F3 | Industrial | WA - Industrial | Existing | Space Heating | Natural Gas | Furnace | E2 | PACT BC Ratio | 23.3468 | 23.623 | 23.7685 | 1 | 1 | 1 | 1 | 1 | 1 | 1 | 1 | 1 | 1 | 1 | 1 | 1 | 1 | 1 | 1 | 1 | 1 | 1 | 1 | 1 | 1 | 1 | 1
F3_Industrial_WA - Industrial_Existing_Space Heating_Natural Gas_Furnace_E3 | F3 | Industrial | WA - Industrial | Existing | Space Heating | Natural Gas | Furnace | E3 | PACT BC Ratio | 17.5101 | 17.7173 | 17.8264 | 11.9591 | 12.142 | 12.394 | 12.4418 | 12.492 | 12.5321 | 12.556 | 12.5643 | 12.5544 | 12.5274 | 12.4739 | 12.3955 | 12.2914 | 12.1568 | 11.9929 | 11.7941 | 11.5551 | 11.2722 | 10.9439 | 10.6546 | 10.4744 | 10.4078 | 10.4589 | 10.5101
F3_Industrial_WA - Industrial_Existing_Space Heating_Natural Gas_Furnace_E4 | F3 | Industrial | WA - Industrial | Existing | Space Heating | Natural Gas | Furnace | E4 | PACT BC Ratio | 0 | 0 | 0 | 0 | 0 | 0 | 0 | 0 | 0 | 0 | 0 | 0 | 0 | 0 | 0 | 0 | 0 | 0 | 0 | 0 | 0 | 0 | 0 | 0 | 0 | 0 | 0
F3_Industrial_WA - Industrial_Existing_Space Heating_Natural Gas_Furnace_E5 | F3 | Industrial | WA - Industrial | Existing | Space Heating | Natural Gas | Furnace | E5 | PACT BC Ratio | 0 | 0 | 0 | 0 | 0 | 0 | 0 | 0 | 0 | 0 | 0 | 0 | 0 | 0 | 0 | 0 | 0 | 0 | 0 | 0 | 0 | 0 | 0 | 0 | 0 | 0 | 0
F3_Industrial_WA - Industrial_Existing_Space Heating_Natural Gas_Furnace_E6 | F3 | Industrial | WA - Industrial | Existing | Space Heating | Natural Gas | Furnace | E6 | PACT BC Ratio | 0 | 0 | 0 | 0 | 0 | 0 | 0 | 0 | 0 | 0 | 0 | 0 | 0 | 0 | 0 | 0 | 0 | 0 | 0 | 0 | 0 | 0 | 0 | 0 | 0 | 0 | 0
F3_Industrial_WA - Industrial_Existing_Space Heating_Natural Gas_Furnace_E7 | F3 | Industrial | WA - Industrial | Existing | Space Heating | Natural Gas | Furnace | E7 | PACT BC Ratio | 0 | 0 | 0 | 0 | 0 | 0 | 0 | 0 | 0 | 0 | 0 | 0 | 0 | 0 | 0 | 0 | 0 | 0 | 0 | 0 | 0 | 0 | 0 | 0 | 0 | 0 | 0
F3_Industrial_WA - Industrial_Existing_Space Heating_Natural Gas_Furnace_E8 | F3 | Industrial | WA - Industrial | Existing | Space Heating | Natural Gas | Furnace | E8 | PACT BC Ratio | 0 | 0 | 0 | 0 | 0 | 0 | 0 | 0 | 0 | 0 | 0 | 0 | 0 | 0 | 0 | 0 | 0 | 0 | 0 | 0 | 0 | 0 | 0 | 0 | 0 | 0 | 0
F3_Industrial_WA - Industrial_Existing_Space Heating_Natural Gas_Furnace_E9 | F3 | Industrial | WA - Industrial | Existing | Space Heating | Natural Gas | Furnace | E9 | PACT BC Ratio | 0 | 0 | 0 | 0 | 0 | 0 | 0 | 0 | 0 | 0 | 0 | 0 | 0 | 0 | 0 | 0 | 0 | 0 | 0 | 0 | 0 | 0 | 0 | 0 | 0 | 0 | 0
F3_Industrial_WA - Industrial_Existing_Space Heating_Natural Gas_Furnace_E10 | F3 | Industrial | WA - Industrial | Existing | Space Heating | Natural Gas | Furnace | E10 | PACT BC Ratio | 0 | 0 | 0 | 0 | 0 | 0 | 0 | 0 | 0 | 0 | 0 | 0 | 0 | 0 | 0 | 0 | 0 | 0 | 0 | 0 | 0 | 0 | 0 | 0 | 0 | 0 | 0
F4_Industrial_WA - Industrial_Existing_Space Heating_Natural Gas_Furnace_E1 | F4 | Industrial | WA - Industrial | Existing | Space Heating | Natural Gas | Furnace | E1 | RVT BC Ratio | 1 | 1 | 1 | 0 | 0 | 0 | 0 | 0 | 0 | 0 | 0 | 0 | 0 | 0 | 0 | 0 | 0 | 0 | 0 | 0 | 0 | 0 | 0 | 0 | 0 | 0 | 0
F4_Industrial_WA - Industrial_Existing_Space Heating_Natural Gas_Furnace_E2 | F4 | Industrial | WA - Industrial | Existing | Space Heating | Natural Gas | Furnace | E2 | RVT BC Ratio | 0.5 | 0.5 | 0.5 | 1 | 1 | 1 | 1 | 1 | 1 | 1 | 1 | 1 | 1 | 1 | 1 | 1 | 1 | 1 | 1 | 1 | 1 | 1 | 1 | 1 | 1 | 1 | 1
F4_Industrial_WA - Industrial_Existing_Space Heating_Natural Gas_Furnace_E3 | F4 | Industrial | WA - Industrial | Existing | Space Heating | Natural Gas | Furnace | E3 | RVT BC Ratio | 0.5 | 0.5 | 0.5 | 0.5 | 0.5 | 0.5 | 0.5 | 0.5 | 0.5 | 0.5 | 0.5 | 0.5 | 0.5 | 0.5 | 0.5 | 0.5 | 0.5 | 0.5 | 0.5 | 0.5 | 0.5 | 0.5 | 0.5 | 0.5 | 0.5 | 0.5 | 0.5
F4_Industrial_WA - Industrial_Existing_Space Heating_Natural Gas_Furnace_E4 | F4 | Industrial | WA - Industrial | Existing | Space Heating | Natural Gas | Furnace | E4 | RVT BC Ratio | 0 | 0 | 0 | 0 | 0 | 0 | 0 | 0 | 0 | 0 | 0 | 0 | 0 | 0 | 0 | 0 | 0 | 0 | 0 | 0 | 0 | 0 | 0 | 0 | 0 | 0 | 0
F4_Industrial_WA - Industrial_Existing_Space Heating_Natural Gas_Furnace_E5 | F4 | Industrial | WA - Industrial | Existing | Space Heating | Natural Gas | Furnace | E5 | RVT BC Ratio | 0 | 0 | 0 | 0 | 0 | 0 | 0 | 0 | 0 | 0 | 0 | 0 | 0 | 0 | 0 | 0 | 0 | 0 | 0 | 0 | 0 | 0 | 0 | 0 | 0 | 0 | 0
F4_Industrial_WA - Industrial_Existing_Space Heating_Natural Gas_Furnace_E6 | F4 | Industrial | WA - Industrial | Existing | Space Heating | Natural Gas | Furnace | E6 | RVT BC Ratio | 0 | 0 | 0 | 0 | 0 | 0 | 0 | 0 | 0 | 0 | 0 | 0 | 0 | 0 | 0 | 0 | 0 | 0 | 0 | 0 | 0 | 0 | 0 | 0 | 0 | 0 | 0
F4_Industrial_WA - Industrial_Existing_Space Heating_Natural Gas_Furnace_E7 | F4 | Industrial | WA - Industrial | Existing | Space Heating | Natural Gas | Furnace | E7 | RVT BC Ratio | 0 | 0 | 0 | 0 | 0 | 0 | 0 | 0 | 0 | 0 | 0 | 0 | 0 | 0 | 0 | 0 | 0 | 0 | 0 | 0 | 0 | 0 | 0 | 0 | 0 | 0 | 0
F4_Industrial_WA - Industrial_Existing_Space Heating_Natural Gas_Furnace_E8 | F4 | Industrial | WA - Industrial | Existing | Space Heating | Natural Gas | Furnace | E8 | RVT BC Ratio | 0 | 0 | 0 | 0 | 0 | 0 | 0 | 0 | 0 | 0 | 0 | 0 | 0 | 0 | 0 | 0 | 0 | 0 | 0 | 0 | 0 | 0 | 0 | 0 | 0 | 0 | 0
F4_Industrial_WA - Industrial_Existing_Space Heating_Natural Gas_Furnace_E9 | F4 | Industrial | WA - Industrial | Existing | Space Heating | Natural Gas | Furnace | E9 | RVT BC Ratio | 0 | 0 | 0 | 0 | 0 | 0 | 0 | 0 | 0 | 0 | 0 | 0 | 0 | 0 | 0 | 0 | 0 | 0 | 0 | 0 | 0 | 0 | 0 | 0 | 0 | 0 | 0
F4_Industrial_WA - Industrial_Existing_Space Heating_Natural Gas_Furnace_E10 | F4 | Industrial | WA - Industrial | Existing | Space Heating | Natural Gas | Furnace | E10 | RVT BC Ratio | 0 | 0 | 0 | 0 | 0 | 0 | 0 | 0 | 0 | 0 | 0 | 0 | 0 | 0 | 0 | 0 | 0 | 0 | 0 | 0 | 0 | 0 | 0 | 0 | 0 | 0 | 0
F5_Industrial_WA - Industrial_Existing_Space Heating_Natural Gas_Furnace_E1 | F5 | Industrial | WA - Industrial | Existing | Space Heating | Natural Gas | Furnace | E1 | RIM BC Ratio | 1 | 1 | 1 | 0 | 0 | 0 | 0 | 0 | 0 | 0 | 0 | 0 | 0 | 0 | 0 | 0 | 0 | 0 | 0 | 0 | 0 | 0 | 0 | 0 | 0 | 0 | 0
F5_Industrial_WA - Industrial_Existing_Space Heating_Natural Gas_Furnace_E2 | F5 | Industrial | WA - Industrial | Existing | Space Heating | Natural Gas | Furnace | E2 | RIM BC Ratio | 23.3468 | 23.623 | 23.7685 | 1 | 1 | 1 | 1 | 1 | 1 | 1 | 1 | 1 | 1 | 1 | 1 | 1 | 1 | 1 | 1 | 1 | 1 | 1 | 1 | 1 | 1 | 1 | 1
F5_Industrial_WA - Industrial_Existing_Space Heating_Natural Gas_Furnace_E3 | F5 | Industrial | WA - Industrial | Existing | Space Heating | Natural Gas | Furnace | E3 | RIM BC Ratio | 17.5101 | 17.7173 | 17.8264 | 11.9591 | 12.142 | 12.394 | 12.4418 | 12.492 | 12.5321 | 12.556 | 12.5643 | 12.5544 | 12.5274 | 12.4739 | 12.3955 | 12.2914 | 12.1568 | 11.9929 | 11.7941 | 11.5551 | 11.2722 | 10.9439 | 10.6546 | 10.4744 | 10.4078 | 10.4589 | 10.5101
F5_Industrial_WA - Industrial_Existing_Space Heating_Natural Gas_Furnace_E4 | F5 | Industrial | WA - Industrial | Existing | Space Heating | Natural Gas | Furnace | E4 | RIM BC Ratio | 0 | 0 | 0 | 0 | 0 | 0 | 0 | 0 | 0 | 0 | 0 | 0 | 0 | 0 | 0 | 0 | 0 | 0 | 0 | 0 | 0 | 0 | 0 | 0 | 0 | 0 | 0
F5_Industrial_WA - Industrial_Existing_Space Heating_Natural Gas_Furnace_E5 | F5 | Industrial | WA - Industrial | Existing | Space Heating | Natural Gas | Furnace | E5 | RIM BC Ratio | 0 | 0 | 0 | 0 | 0 | 0 | 0 | 0 | 0 | 0 | 0 | 0 | 0 | 0 | 0 | 0 | 0 | 0 | 0 | 0 | 0 | 0 | 0 | 0 | 0 | 0 | 0
F5_Industrial_WA - Industrial_Existing_Space Heating_Natural Gas_Furnace_E6 | F5 | Industrial | WA - Industrial | Existing | Space Heating | Natural Gas | Furnace | E6 | RIM BC Ratio | 0 | 0 | 0 | 0 | 0 | 0 | 0 | 0 | 0 | 0 | 0 | 0 | 0 | 0 | 0 | 0 | 0 | 0 | 0 | 0 | 0 | 0 | 0 | 0 | 0 | 0 | 0
F5_Industrial_WA - Industrial_Existing_Space Heating_Natural Gas_Furnace_E7 | F5 | Industrial | WA - Industrial | Existing | Space Heating | Natural Gas | Furnace | E7 | RIM BC Ratio | 0 | 0 | 0 | 0 | 0 | 0 | 0 | 0 | 0 | 0 | 0 | 0 | 0 | 0 | 0 | 0 | 0 | 0 | 0 | 0 | 0 | 0 | 0 | 0 | 0 | 0 | 0
F5_Industrial_WA - Industrial_Existing_Space Heating_Natural Gas_Furnace_E8 | F5 | Industrial | WA - Industrial | Existing | Space Heating | Natural Gas | Furnace | E8 | RIM BC Ratio | 0 | 0 | 0 | 0 | 0 | 0 | 0 | 0 | 0 | 0 | 0 | 0 | 0 | 0 | 0 | 0 | 0 | 0 | 0 | 0 | 0 | 0 | 0 | 0 | 0 | 0 | 0
F5_Industrial_WA - Industrial_Existing_Space Heating_Natural Gas_Furnace_E9 | F5 | Industrial | WA - Industrial | Existing | Space Heating | Natural Gas | Furnace | E9 | RIM BC Ratio | 0 | 0 | 0 | 0 | 0 | 0 | 0 | 0 | 0 | 0 | 0 | 0 | 0 | 0 | 0 | 0 | 0 | 0 | 0 | 0 | 0 | 0 | 0 | 0 | 0 | 0 | 0
F5_Industrial_WA - Industrial_Existing_Space Heating_Natural Gas_Furnace_E10 | F5 | Industrial | WA - Industrial | Existing | Space Heating | Natural Gas | Furnace | E10 | RIM BC Ratio | 0 | 0 | 0 | 0 | 0 | 0 | 0 | 0 | 0 | 0 | 0 | 0 | 0 | 0 | 0 | 0 | 0 | 0 | 0 | 0 | 0 | 0 | 0 | 0 | 0 | 0 | 0
F0_Industrial_WA - Industrial_Existing_Space Heating_Natural Gas_Boiler_E0 | F0 | Industrial | WA - Industrial | Existing | Space Heating | Natural Gas | Boiler | E0 | Economic Unit | AFUE 97% | AFUE 97% | AFUE 97% | AFUE 97% | AFUE 97% | AFUE 97% | AFUE 97% | AFUE 97% | AFUE 97% | AFUE 97% | AFUE 97% | AFUE 97% | AFUE 97% | AFUE 97% | AFUE 97% | AFUE 97% | AFUE 97% | AFUE 97% | AFUE 97% | AFUE 97% | AFUE 97% | AFUE 97% | AFUE 97% | AFUE 97% | AFUE 97% | AFUE 97% | AFUE 97%
F1_Industrial_WA - Industrial_Existing_Space Heating_Natural Gas_Boiler_E1 | F1 | Industrial | WA - Industrial | Existing | Space Heating | Natural Gas | Boiler | E1 | CCE | 0 | 0 | 0 | 0 | 0 | 0 | 0 | 0 | 0 | 0 | 0 | 0 | 0 | 0 | 0 | 0 | 0 | 0 | 0 | 0 | 0 | 0 | 0 | 0 | 0 | 0 | 0
F1_Industrial_WA - Industrial_Existing_Space Heating_Natural Gas_Boiler_E2 | F1 | Industrial | WA - Industrial | Existing | Space Heating | Natural Gas | Boiler | E2 | CCE | 0.0064671 | 0.0060114 | 0.0060348 | 0.0060348 | 0.0060348 | 0.0060348 | 0.0060348 | 0.0060348 | 0.0060348 | 0.0060348 | 0.0060348 | 0.0060348 | 0.0060348 | 0.0060348 | 0.0060348 | 0.0060348 | 0.0060348 | 0.0060348 | 0.0060348 | 0.0060348 | 0.0060348 | 0.0060348 | 0.0060348 | 0.0060348 | 0.0060348 | 0.0060348 | 0.0060348
F1_Industrial_WA - Industrial_Existing_Space Heating_Natural Gas_Boiler_E3 | F1 | Industrial | WA - Industrial | Existing | Space Heating | Natural Gas | Boiler | E3 | CCE | 0.0065281 | 0.0060681 | 0.0060917 | 0.0060917 | 0.0060917 | 0.0060917 | 0.0060917 | 0.0060917 | 0.0060917 | 0.0060917 | 0.0060917 | 0.0060917 | 0.0060917 | 0.0060917 | 0.0060917 | 0.0060917 | 0.0060917 | 0.0060917 | 0.0060917 | 0.0060917 | 0.0060917 | 0.0060917 | 0.0060917 | 0.0060917 | 0.0060917 | 0.0060917 | 0.0060917
F1_Industrial_WA - Industrial_Existing_Space Heating_Natural Gas_Boiler_E4 | F1 | Industrial | WA - Industrial | Existing | Space Heating | Natural Gas | Boiler | E4 | CCE | 0.027549 | 0.025608 | 0.025707 | 0.025707 | 0.025707 | 0.025707 | 0.025707 | 0.025707 | 0.025707 | 0.025707 | 0.025707 | 0.025707 | 0.025707 | 0.025707 | 0.025707 | 0.025707 | 0.025707 | 0.025707 | 0.025707 | 0.025707 | 0.025707 | 0.025707 | 0.025707 | 0.025707 | 0.025707 | 0.025707 | 0.025707
F1_Industrial_WA - Industrial_Existing_Space Heating_Natural Gas_Boiler_E5 | F1 | Industrial | WA - Industrial | Existing | Space Heating | Natural Gas | Boiler | E5 | CCE | 0 | 0 | 0 | 0 | 0 | 0 | 0 | 0 | 0 | 0 | 0 | 0 | 0 | 0 | 0 | 0 | 0 | 0 | 0 | 0 | 0 | 0 | 0 | 0 | 0 | 0 | 0
F1_Industrial_WA - Industrial_Existing_Space Heating_Natural Gas_Boiler_E6 | F1 | Industrial | WA - Industrial | Existing | Space Heating | Natural Gas | Boiler | E6 | CCE | 0 | 0 | 0 | 0 | 0 | 0 | 0 | 0 | 0 | 0 | 0 | 0 | 0 | 0 | 0 | 0 | 0 | 0 | 0 | 0 | 0 | 0 | 0 | 0 | 0 | 0 | 0
F1_Industrial_WA - Industrial_Existing_Space Heating_Natural Gas_Boiler_E7 | F1 | Industrial | WA - Industrial | Existing | Space Heating | Natural Gas | Boiler | E7 | CCE | 0 | 0 | 0 | 0 | 0 | 0 | 0 | 0 | 0 | 0 | 0 | 0 | 0 | 0 | 0 | 0 | 0 | 0 | 0 | 0 | 0 | 0 | 0 | 0 | 0 | 0 | 0
F1_Industrial_WA - Industrial_Existing_Space Heating_Natural Gas_Boiler_E8 | F1 | Industrial | WA - Industrial | Existing | Space Heating | Natural Gas | Boiler | E8 | CCE | 0 | 0 | 0 | 0 | 0 | 0 | 0 | 0 | 0 | 0 | 0 | 0 | 0 | 0 | 0 | 0 | 0 | 0 | 0 | 0 | 0 | 0 | 0 | 0 | 0 | 0 | 0
F1_Industrial_WA - Industrial_Existing_Space Heating_Natural Gas_Boiler_E9 | F1 | Industrial | WA - Industrial | Existing | Space Heating | Natural Gas | Boiler | E9 | CCE | 0 | 0 | 0 | 0 | 0 | 0 | 0 | 0 | 0 | 0 | 0 | 0 | 0 | 0 | 0 | 0 | 0 | 0 | 0 | 0 | 0 | 0 | 0 | 0 | 0 | 0 | 0
F1_Industrial_WA - Industrial_Existing_Space Heating_Natural Gas_Boiler_E10 | F1 | Industrial | WA - Industrial | Existing | Space Heating | Natural Gas | Boiler | E10 | CCE | 0 | 0 | 0 | 0 | 0 | 0 | 0 | 0 | 0 | 0 | 0 | 0 | 0 | 0 | 0 | 0 | 0 | 0 | 0 | 0 | 0 | 0 | 0 | 0 | 0 | 0 | 0
F2_Industrial_WA - Industrial_Existing_Space Heating_Natural Gas_Boiler_E1 | F2 | Industrial | WA - Industrial | Existing | Space Heating | Natural Gas | Boiler | E1 | TRC BC Ratio | bar: 2021 to 2047
F2_Industrial_WA - Industrial_Existing_Space Heating_Natural Gas_Boiler_E2 | F2 | Industrial | WA - Industrial | Existing | Space Heating | Natural Gas | Boiler | E2 | TRC BC Ratio | 2.1386 | 2.1604 | 2.1699 | 2.1793 | 2.208 | 2.2498 | 2.257 | 2.2657 | 2.2731 | 2.2776 | 2.2794 | 2.278 | 2.2736 | 2.2645 | 2.2511 | 2.2331 | 2.2098 | 2.1813 | 2.1467 | 2.105 | 2.0556 | 1.9982 | 1.9477 | 1.9163 | 1.905 | 1.9143 | 1.9237
F2_Industrial_WA - Industrial_Existing_Space Heating_Natural Gas_Boiler_E3 | F2 | Industrial | WA - Industrial | Existing | Space Heating | Natural Gas | Boiler | E3 | TRC BC Ratio | 2.1186 | 2.1402 | 2.1496 | 2.159 | 2.1874 | 2.2288 | 2.236 | 2.2445 | 2.2519 | 2.2563 | 2.2581 | 2.2567 | 2.2524 | 2.2434 | 2.2301 | 2.2123 | 2.1892 | 2.1609 | 2.1266 | 2.0853 | 2.0364 | 1.9795 | 1.9295 | 1.8984 | 1.8872 | 1.8964 | 1.9057
F2_Industrial_WA - Industrial_Existing_Space Heating_Natural Gas_Boiler_E4 | F2 | Industrial | WA - Industrial | Existing | Space Heating | Natural Gas | Boiler | E4 | TRC BC Ratio | 0.53153 | 0.53253 | 0.53049 | 0.52741 | 0.52653 | 0.5274 | 0.52334 | 0.51973 | 0.51629 | 0.51293 | 0.50987 | 0.50723 | 0.50525 | 0.50364 | 0.50213 | 0.50035 | 0.49779 | 0.49448 | 0.49027 | 0.48503 | 0.47868 | 0.47115 | 0.46464 | 0.46093 | 0.46016 | 0.46241 | 0.46468
F2_Industrial_WA - Industrial_Existing_Space Heating_Natural Gas_Boiler_E5 | F2 | Industrial | WA - Industrial | Existing | Space Heating | Natural Gas | Boiler | E5 | TRC BC Ratio | 0 | 0 | 0 | 0 | 0 | 0 | 0 | 0 | 0 | 0 | 0 | 0 | 0 | 0 | 0 | 0 | 0 | 0 | 0 | 0 | 0 | 0 | 0 | 0 | 0 | 0 | 0
F2_Industrial_WA - Industrial_Existing_Space Heating_Natural Gas_Boiler_E6 | F2 | Industrial | WA - Industrial | Existing | Space Heating | Natural Gas | Boiler | E6 | TRC BC Ratio | 0 | 0 | 0 | 0 | 0 | 0 | 0 | 0 | 0 | 0 | 0 | 0 | 0 | 0 | 0 | 0 | 0 | 0 | 0 | 0 | 0 | 0 | 0 | 0 | 0 | 0 | 0
F2_Industrial_WA - Industrial_Existing_Space Heating_Natural Gas_Boiler_E7 | F2 | Industrial | WA - Industrial | Existing | Space Heating | Natural Gas | Boiler | E7 | TRC BC Ratio | 0 | 0 | 0 | 0 | 0 | 0 | 0 | 0 | 0 | 0 | 0 | 0 | 0 | 0 | 0 | 0 | 0 | 0 | 0 | 0 | 0 | 0 | 0 | 0 | 0 | 0 | 0
F2_Industrial_WA - Industrial_Existing_Space Heating_Natural Gas_Boiler_E8 | F2 | Industrial | WA - Industrial | Existing | Space Heating | Natural Gas | Boiler | E8 | TRC BC Ratio | 0 | 0 | 0 | 0 | 0 | 0 | 0 | 0 | 0 | 0 | 0 | 0 | 0 | 0 | 0 | 0 | 0 | 0 | 0 | 0 | 0 | 0 | 0 | 0 | 0 | 0 | 0
F2_Industrial_WA - Industrial_Existing_Space Heating_Natural Gas_Boiler_E9 | F2 | Industrial | WA - Industrial | Existing | Space Heating | Natural Gas | Boiler | E9 | TRC BC Ratio | 0 | 0 | 0 | 0 | 0 | 0 | 0 | 0 | 0 | 0 | 0 | 0 | 0 | 0 | 0 | 0 | 0 | 0 | 0 | 0 | 0 | 0 | 0 | 0 | 0 | 0 | 0
F2_Industrial_WA - Industrial_Existing_Space Heating_Natural Gas_Boiler_E10 | F2 | Industrial | WA - Industrial | Existing | Space Heating | Natural Gas | Boiler | E10 | TRC BC Ratio | 0 | 0 | 0 | 0 | 0 | 0 | 0 | 0 | 0 | 0 | 0 | 0 | 0 | 0 | 0 | 0 | 0 | 0 | 0 | 0 | 0 | 0 | 0 | 0 | 0 | 0 | 0
F3_Industrial_WA - Industrial_Existing_Space Heating_Natural Gas_Boiler_E1 | F3 | Industrial | WA - Industrial | Existing | Space Heating | Natural Gas | Boiler | E1 | PACT BC Ratio | bar: 2021 to 2047
F3_Industrial_WA - Industrial_Existing_Space Heating_Natural Gas_Boiler_E2 | F3 | Industrial | WA - Industrial | Existing | Space Heating | Natural Gas | Boiler | E2 | PACT BC Ratio | 3.6662 | 3.7035 | 3.7198 | 3.736 | 3.7851 | 3.8568 | 3.8692 | 3.884 | 3.8967 | 3.9045 | 3.9076 | 3.9052 | 3.8976 | 3.8821 | 3.859 | 3.8282 | 3.7882 | 3.7394 | 3.68 | 3.6086 | 3.5239 | 3.4254 | 3.3388 | 3.2851 | 3.2656 | 3.2817 | 3.2977
F3_Industrial_WA - Industrial_Existing_Space Heating_Natural Gas_Boiler_E3 | F3 | Industrial | WA - Industrial | Existing | Space Heating | Natural Gas | Boiler | E3 | PACT BC Ratio | 3.632 | 3.6689 | 3.685 | 3.7011 | 3.7498 | 3.8207 | 3.8331 | 3.8478 | 3.8603 | 3.868 | 3.8711 | 3.8687 | 3.8612 | 3.8458 | 3.823 | 3.7925 | 3.7529 | 3.7045 | 3.6457 | 3.5749 | 3.491 | 3.3935 | 3.3077 | 3.2544 | 3.2352 | 3.251 | 3.267
F3_Industrial_WA - Industrial_Existing_Space Heating_Natural Gas_Boiler_E4 | F3 | Industrial | WA - Industrial | Existing | Space Heating | Natural Gas | Boiler | E4 | PACT BC Ratio | 0.91119 | 0.91291 | 0.90941 | 0.90413 | 0.90262 | 0.90411 | 0.89716 | 0.89096 | 0.88506 | 0.87932 | 0.87406 | 0.86953 | 0.86614 | 0.86339 | 0.8608 | 0.85774 | 0.85335 | 0.84767 | 0.84047 | 0.83149 | 0.82059 | 0.80769 | 0.79652 | 0.79017 | 0.78884 | 0.79271 | 0.79659
F3_Industrial_WA - Industrial_Existing_Space Heating_Natural Gas_Boiler_E5 | F3 | Industrial | WA - Industrial | Existing | Space Heating | Natural Gas | Boiler | E5 | PACT BC Ratio | 0 | 0 | 0 | 0 | 0 | 0 | 0 | 0 | 0 | 0 | 0 | 0 | 0 | 0 | 0 | 0 | 0 | 0 | 0 | 0 | 0 | 0 | 0 | 0 | 0 | 0 | 0
F3_Industrial_WA - Industrial_Existing_Space Heating_Natural Gas_Boiler_E6 | F3 | Industrial | WA - Industrial | Existing | Space Heating | Natural Gas | Boiler | E6 | PACT BC Ratio | 0 | 0 | 0 | 0 | 0 | 0 | 0 | 0 | 0 | 0 | 0 | 0 | 0 | 0 | 0 | 0 | 0 | 0 | 0 | 0 | 0 | 0 | 0 | 0 | 0 | 0 | 0
F3_Industrial_WA - Industrial_Existing_Space Heating_Natural Gas_Boiler_E7 | F3 | Industrial | WA - Industrial | Existing | Space Heating | Natural Gas | Boiler | E7 | PACT BC Ratio | 0 | 0 | 0 | 0 | 0 | 0 | 0 | 0 | 0 | 0 | 0 | 0 | 0 | 0 | 0 | 0 | 0 | 0 | 0 | 0 | 0 | 0 | 0 | 0 | 0 | 0 | 0
F3_Industrial_WA - Industrial_Existing_Space Heating_Natural Gas_Boiler_E8 | F3 | Industrial | WA - Industrial | Existing | Space Heating | Natural Gas | Boiler | E8 | PACT BC Ratio | 0 | 0 | 0 | 0 | 0 | 0 | 0 | 0 | 0 | 0 | 0 | 0 | 0 | 0 | 0 | 0 | 0 | 0 | 0 | 0 | 0 | 0 | 0 | 0 | 0 | 0 | 0
F3_Industrial_WA - Industrial_Existing_Space Heating_Natural Gas_Boiler_E9 | F3 | Industrial | WA - Industrial | Existing | Space Heating | Natural Gas | Boiler | E9 | PACT BC Ratio | 0 | 0 | 0 | 0 | 0 | 0 | 0 | 0 | 0 | 0 | 0 | 0 | 0 | 0 | 0 | 0 | 0 | 0 | 0 | 0 | 0 | 0 | 0 | 0 | 0 | 0 | 0
F3_Industrial_WA - Industrial_Existing_Space Heating_Natural Gas_Boiler_E10 | F3 | Industrial | WA - Industrial | Existing | Space Heating | Natural Gas | Boiler | E10 | PACT BC Ratio | 0 | 0 | 0 | 0 | 0 | 0 | 0 | 0 | 0 | 0 | 0 | 0 | 0 | 0 | 0 | 0 | 0 | 0 | 0 | 0 | 0 | 0 | 0 | 0 | 0 | 0 | 0
F4_Industrial_WA - Industrial_Existing_Space Heating_Natural Gas_Boiler_E1 | F4 | Industrial | WA - Industrial | Existing | Space Heating | Natural Gas | Boiler | E1 | RVT BC Ratio | bar: 2021 to 2047
F4_Industrial_WA - Industrial_Existing_Space Heating_Natural Gas_Boiler_E2 | F4 | Industrial | WA - Industrial | Existing | Space Heating | Natural Gas | Boiler | E2 | RVT BC Ratio | 0.5 | 0.5 | 0.5 | 0.5 | 0.5 | 0.5 | 0.5 | 0.5 | 0.5 | 0.5 | 0.5 | 0.5 | 0.5 | 0.5 | 0.5 | 0.5 | 0.5 | 0.5 | 0.5 | 0.5 | 0.5 | 0.5 | 0.5 | 0.5 | 0.5 | 0.5 | 0.5
F4_Industrial_WA - Industrial_Existing_Space Heating_Natural Gas_Boiler_E3 | F4 | Industrial | WA - Industrial | Existing | Space Heating | Natural Gas | Boiler | E3 | RVT BC Ratio | 0.5 | 0.5 | 0.5 | 0.5 | 0.5 | 0.5 | 0.5 | 0.5 | 0.5 | 0.5 | 0.5 | 0.5 | 0.5 | 0.5 | 0.5 | 0.5 | 0.5 | 0.5 | 0.5 | 0.5 | 0.5 | 0.5 | 0.5 | 0.5 | 0.5 | 0.5 | 0.5
F4_Industrial_WA - Industrial_Existing_Space Heating_Natural Gas_Boiler_E4 | F4 | Industrial | WA - Industrial | Existing | Space Heating | Natural Gas | Boiler | E4 | RVT BC Ratio | 0.5 | 0.5 | 0.5 | 0.5 | 0.5 | 0.5 | 0.5 | 0.5 | 0.5 | 0.5 | 0.5 | 0.5 | 0.5 | 0.5 | 0.5 | 0.5 | 0.5 | 0.5 | 0.5 | 0.5 | 0.5 | 0.5 | 0.5 | 0.5 | 0.5 | 0.5 | 0.5
F4_Industrial_WA - Industrial_Existing_Space Heating_Natural Gas_Boiler_E5 | F4 | Industrial | WA - Industrial | Existing | Space Heating | Natural Gas | Boiler | E5 | RVT BC Ratio | 0 | 0 | 0 | 0 | 0 | 0 | 0 | 0 | 0 | 0 | 0 | 0 | 0 | 0 | 0 | 0 | 0 | 0 | 0 | 0 | 0 | 0 | 0 | 0 | 0 | 0 | 0
F4_Industrial_WA - Industrial_Existing_Space Heating_Natural Gas_Boiler_E6 | F4 | Industrial | WA - Industrial | Existing | Space Heating | Natural Gas | Boiler | E6 | RVT BC Ratio | 0 | 0 | 0 | 0 | 0 | 0 | 0 | 0 | 0 | 0 | 0 | 0 | 0 | 0 | 0 | 0 | 0 | 0 | 0 | 0 | 0 | 0 | 0 | 0 | 0 | 0 | 0
F4_Industrial_WA - Industrial_Existing_Space Heating_Natural Gas_Boiler_E7 | F4 | Industrial | WA - Industrial | Existing | Space Heating | Natural Gas | Boiler | E7 | RVT BC Ratio | 0 | 0 | 0 | 0 | 0 | 0 | 0 | 0 | 0 | 0 | 0 | 0 | 0 | 0 | 0 | 0 | 0 | 0 | 0 | 0 | 0 | 0 | 0 | 0 | 0 | 0 | 0
F4_Industrial_WA - Industrial_Existing_Space Heating_Natural Gas_Boiler_E8 | F4 | Industrial | WA - Industrial | Existing | Space Heating | Natural Gas | Boiler | E8 | RVT BC Ratio | 0 | 0 | 0 | 0 | 0 | 0 | 0 | 0 | 0 | 0 | 0 | 0 | 0 | 0 | 0 | 0 | 0 | 0 | 0 | 0 | 0 | 0 | 0 | 0 | 0 | 0 | 0
F4_Industrial_WA - Industrial_Existing_Space Heating_Natural Gas_Boiler_E9 | F4 | Industrial | WA - Industrial | Existing | Space Heating | Natural Gas | Boiler | E9 | RVT BC Ratio | 0 | 0 | 0 | 0 | 0 | 0 | 0 | 0 | 0 | 0 | 0 | 0 | 0 | 0 | 0 | 0 | 0 | 0 | 0 | 0 | 0 | 0 | 0 | 0 | 0 | 0 | 0
F4_Industrial_WA - Industrial_Existing_Space Heating_Natural Gas_Boiler_E10 | F4 | Industrial | WA - Industrial | Existing | Space Heating | Natural Gas | Boiler | E10 | RVT BC Ratio | 0 | 0 | 0 | 0 | 0 | 0 | 0 | 0 | 0 | 0 | 0 | 0 | 0 | 0 | 0 | 0 | 0 | 0 | 0 | 0 | 0 | 0 | 0 | 0 | 0 | 0 | 0
F5_Industrial_WA - Industrial_Existing_Space Heating_Natural Gas_Boiler_E1 | F5 | Industrial | WA - Industrial | Existing | Space Heating | Natural Gas | Boiler | E1 | RIM BC Ratio | bar: 2021 to 2047
F5_Industrial_WA - Industrial_Existing_Space Heating_Natural Gas_Boiler_E2 | F5 | Industrial | WA - Industrial | Existing | Space Heating | Natural Gas | Boiler | E2 | RIM BC Ratio | 3.6662 | 3.7035 | 3.7198 | 3.736 | 3.7851 | 3.8568 | 3.8692 | 3.884 | 3.8967 | 3.9045 | 3.9076 | 3.9052 | 3.8976 | 3.8821 | 3.859 | 3.8282 | 3.7882 | 3.7394 | 3.68 | 3.6086 | 3.5239 | 3.4254 | 3.3388 | 3.2851 | 3.2656 | 3.2817 | 3.2977
F5_Industrial_WA - Industrial_Existing_Space Heating_Natural Gas_Boiler_E3 | F5 | Industrial | WA - Industrial | Existing | Space Heating | Natural Gas | Boiler | E3 | RIM BC Ratio | 3.632 | 3.6689 | 3.685 | 3.7011 | 3.7498 | 3.8207 | 3.8331 | 3.8478 | 3.8603 | 3.868 | 3.8711 | 3.8687 | 3.8612 | 3.8458 | 3.823 | 3.7925 | 3.7529 | 3.7045 | 3.6457 | 3.5749 | 3.491 | 3.3935 | 3.3077 | 3.2544 | 3.2352 | 3.251 | 3.267
F5_Industrial_WA - Industrial_Existing_Space Heating_Natural Gas_Boiler_E4 | F5 | Industrial | WA - Industrial | Existing | Space Heating | Natural Gas | Boiler | E4 | RIM BC Ratio | 0.91119 | 0.91291 | 0.90941 | 0.90413 | 0.90262 | 0.90411 | 0.89716 | 0.89096 | 0.88506 | 0.87932 | 0.87406 | 0.86953 | 0.86614 | 0.86339 | 0.8608 | 0.85774 | 0.85335 | 0.84767 | 0.84047 | 0.83149 | 0.82059 | 0.80769 | 0.79652 | 0.79017 | 0.78884 | 0.79271 | 0.79659
F5_Industrial_WA - Industrial_Existing_Space Heating_Natural Gas_Boiler_E5 | F5 | Industrial | WA - Industrial | Existing | Space Heating | Natural Gas | Boiler | E5 | RIM BC Ratio | 0 | 0 | 0 | 0 | 0 | 0 | 0 | 0 | 0 | 0 | 0 | 0 | 0 | 0 | 0 | 0 | 0 | 0 | 0 | 0 | 0 | 0 | 0 | 0 | 0 | 0 | 0
F5_Industrial_WA - Industrial_Existing_Space Heating_Natural Gas_Boiler_E6 | F5 | Industrial | WA - Industrial | Existing | Space Heating | Natural Gas | Boiler | E6 | RIM BC Ratio | 0 | 0 | 0 | 0 | 0 | 0 | 0 | 0 | 0 | 0 | 0 | 0 | 0 | 0 | 0 | 0 | 0 | 0 | 0 | 0 | 0 | 0 | 0 | 0 | 0 | 0 | 0
F5_Industrial_WA - Industrial_Existing_Space Heating_Natural Gas_Boiler_E7 | F5 | Industrial | WA - Industrial | Existing | Space Heating | Natural Gas | Boiler | E7 | RIM BC Ratio | 0 | 0 | 0 | 0 | 0 | 0 | 0 | 0 | 0 | 0 | 0 | 0 | 0 | 0 | 0 | 0 | 0 | 0 | 0 | 0 | 0 | 0 | 0 | 0 | 0 | 0 | 0
F5_Industrial_WA - Industrial_Existing_Space Heating_Natural Gas_Boiler_E8 | F5 | Industrial | WA - Industrial | Existing | Space Heating | Natural Gas | Boiler | E8 | RIM BC Ratio | 0 | 0 | 0 | 0 | 0 | 0 | 0 | 0 | 0 | 0 | 0 | 0 | 0 | 0 | 0 | 0 | 0 | 0 | 0 | 0 | 0 | 0 | 0 | 0 | 0 | 0 | 0
F5_Industrial_WA - Industrial_Existing_Space Heating_Natural Gas_Boiler_E9 | F5 | Industrial | WA - Industrial | Existing | Space Heating | Natural Gas | Boiler | E9 | RIM BC Ratio | 0 | 0 | 0 | 0 | 0 | 0 | 0 | 0 | 0 | 0 | 0 | 0 | 0 | 0 | 0 | 0 | 0 | 0 | 0 | 0 | 0 | 0 | 0 | 0 | 0 | 0 | 0
F5_Industrial_WA - Industrial_Existing_Space Heating_Natural Gas_Boiler_E10 | F5 | Industrial | WA - Industrial | Existing | Space Heating | Natural Gas | Boiler | E10 | RIM BC Ratio | 0 | 0 | 0 | 0 | 0 | 0 | 0 | 0 | 0 | 0 | 0 | 0 | 0 | 0 | 0 | 0 | 0 | 0 | 0 | 0 | 0 | 0 | 0 | 0 | 0 | 0 | 0
F0_Industrial_WA - Industrial_Existing_Space Heating_Natural Gas_Unit Heater_E0 | F0 | Industrial | WA - Industrial | Existing | Space Heating | Natural Gas | Unit Heater | E0 | Economic Unit | Infrared Radiant | Infrared Radiant | Infrared Radiant | Infrared Radiant | Infrared Radiant | Infrared Radiant | Infrared Radiant | Infrared Radiant | Infrared Radiant | Infrared Radiant | Infrared Radiant | Infrared Radiant | Infrared Radiant | Infrared Radiant | Infrared Radiant | Infrared Radiant | Infrared Radiant | Infrared Radiant | Infrared Radiant | Infrared Radiant | Infrared Radiant | Infrared Radiant | Infrared Radiant | Infrared Radiant | Infrared Radiant | Infrared Radiant | Infrared Radiant
F1_Industrial_WA - Industrial_Existing_Space Heating_Natural Gas_Unit Heater_E1 | F1 | Industrial | WA - Industrial | Existing | Space Heating | Natural Gas | Unit Heater | E1 | CCE | 0 | 0 | 0 | 0 | 0 | 0 | 0 | 0 | 0 | 0 | 0 | 0 | 0 | 0 | 0 | 0 | 0 | 0 | 0 | 0 | 0 | 0 | 0 | 0 | 0 | 0 | 0
F1_Industrial_WA - Industrial_Existing_Space Heating_Natural Gas_Unit Heater_E2 | F1 | Industrial | WA - Industrial | Existing | Space Heating | Natural Gas | Unit Heater | E2 | CCE | 0.00016695 | 0.00015519 | 0.00015579 | 0.00015579 | 0.00015579 | 0.00015579 | 0.00015579 | 0.00015579 | 0.00015579 | 0.00015579 | 0.00015579 | 0.00015579 | 0.00015579 | 0.00015579 | 0.00015579 | 0.00015579 | 0.00015579 | 0.00015579 | 0.00015579 | 0.00015579 | 0.00015579 | 0.00015579 | 0.00015579 | 0.00015579 | 0.00015579 | 0.00015579 | 0.00015579
F1_Industrial_WA - Industrial_Existing_Space Heating_Natural Gas_Unit Heater_E3 | F1 | Industrial | WA - Industrial | Existing | Space Heating | Natural Gas | Unit Heater | E3 | CCE | 0.00025544 | 0.00023744 | 0.00023837 | 0.00023837 | 0.00023837 | 0.00023837 | 0.00023837 | 0.00023837 | 0.00023837 | 0.00023837 | 0.00023837 | 0.00023837 | 0.00023837 | 0.00023837 | 0.00023837 | 0.00023837 | 0.00023837 | 0.00023837 | 0.00023837 | 0.00023837 | 0.00023837 | 0.00023837 | 0.00023837 | 0.00023837 | 0.00023837 | 0.00023837 | 0.00023837
F1_Industrial_WA - Industrial_Existing_Space Heating_Natural Gas_Unit Heater_E4 | F1 | Industrial | WA - Industrial | Existing | Space Heating | Natural Gas | Unit Heater | E4 | CCE | 0 | 0 | 0 | 0 | 0 | 0 | 0 | 0 | 0 | 0 | 0 | 0 | 0 | 0 | 0 | 0 | 0 | 0 | 0 | 0 | 0 | 0 | 0 | 0 | 0 | 0 | 0
F1_Industrial_WA - Industrial_Existing_Space Heating_Natural Gas_Unit Heater_E5 | F1 | Industrial | WA - Industrial | Existing | Space Heating | Natural Gas | Unit Heater | E5 | CCE | 0 | 0 | 0 | 0 | 0 | 0 | 0 | 0 | 0 | 0 | 0 | 0 | 0 | 0 | 0 | 0 | 0 | 0 | 0 | 0 | 0 | 0 | 0 | 0 | 0 | 0 | 0
F1_Industrial_WA - Industrial_Existing_Space Heating_Natural Gas_Unit Heater_E6 | F1 | Industrial | WA - Industrial | Existing | Space Heating | Natural Gas | Unit Heater | E6 | CCE | 0 | 0 | 0 | 0 | 0 | 0 | 0 | 0 | 0 | 0 | 0 | 0 | 0 | 0 | 0 | 0 | 0 | 0 | 0 | 0 | 0 | 0 | 0 | 0 | 0 | 0 | 0
F1_Industrial_WA - Industrial_Existing_Space Heating_Natural Gas_Unit Heater_E7 | F1 | Industrial | WA - Industrial | Existing | Space Heating | Natural Gas | Unit Heater | E7 | CCE | 0 | 0 | 0 | 0 | 0 | 0 | 0 | 0 | 0 | 0 | 0 | 0 | 0 | 0 | 0 | 0 | 0 | 0 | 0 | 0 | 0 | 0 | 0 | 0 | 0 | 0 | 0
F1_Industrial_WA - Industrial_Existing_Space Heating_Natural Gas_Unit Heater_E8 | F1 | Industrial | WA - Industrial | Existing | Space Heating | Natural Gas | Unit Heater | E8 | CCE | 0 | 0 | 0 | 0 | 0 | 0 | 0 | 0 | 0 | 0 | 0 | 0 | 0 | 0 | 0 | 0 | 0 | 0 | 0 | 0 | 0 | 0 | 0 | 0 | 0 | 0 | 0
F1_Industrial_WA - Industrial_Existing_Space Heating_Natural Gas_Unit Heater_E9 | F1 | Industrial | WA - Industrial | Existing | Space Heating | Natural Gas | Unit Heater | E9 | CCE | 0 | 0 | 0 | 0 | 0 | 0 | 0 | 0 | 0 | 0 | 0 | 0 | 0 | 0 | 0 | 0 | 0 | 0 | 0 | 0 | 0 | 0 | 0 | 0 | 0 | 0 | 0
F1_Industrial_WA - Industrial_Existing_Space Heating_Natural Gas_Unit Heater_E10 | F1 | Industrial | WA - Industrial | Existing | Space Heating | Natural Gas | Unit Heater | E10 | CCE | 0 | 0 | 0 | 0 | 0 | 0 | 0 | 0 | 0 | 0 | 0 | 0 | 0 | 0 | 0 | 0 | 0 | 0 | 0 | 0 | 0 | 0 | 0 | 0 | 0 | 0 | 0
F2_Industrial_WA - Industrial_Existing_Space Heating_Natural Gas_Unit Heater_E1 | F2 | Industrial | WA - Industrial | Existing | Space Heating | Natural Gas | Unit Heater | E1 | TRC BC Ratio | bar: 2021 to 2047
F2_Industrial_WA - Industrial_Existing_Space Heating_Natural Gas_Unit Heater_E2 | F2 | Industrial | WA - Industrial | Existing | Space Heating | Natural Gas | Unit Heater | E2 | TRC BC Ratio | 81.8474 | 83.0125 | 83.6973 | 84.4096 | 85.9432 | 88.0061 | 88.5286 | 89.0258 | 89.3897 | 89.5751 | 89.6145 | 89.5178 | 89.292 | 88.8676 | 88.2563 | 87.4517 | 86.4182 | 85.1642 | 83.649 | 81.8313 | 79.6848 | 77.1967 | 75.0019 | 73.6254 | 73.1013 | 73.4597 | 73.8198
F2_Industrial_WA - Industrial_Existing_Space Heating_Natural Gas_Unit Heater_E3 | F2 | Industrial | WA - Industrial | Existing | Space Heating | Natural Gas | Unit Heater | E3 | TRC BC Ratio | 66.7966 | 66.6316 | 66.0169 | 64.9341 | 63.3369 | 61.3638 | 59.3383 | 56.9738 | 54.3904 | 51.8254 | 49.538 | 47.8232 | 46.8176 | 46.4955 | 46.6625 | 47.1037 | 47.5856 | 48.1069 | 48.6745 | 49.2956 | 49.9746 | 50.7138 | 51.4042 | 51.9556 | 52.3622 | 52.6189 | 52.8768
F2_Industrial_WA - Industrial_Existing_Space Heating_Natural Gas_Unit Heater_E4 | F2 | Industrial | WA - Industrial | Existing | Space Heating | Natural Gas | Unit Heater | E4 | TRC BC Ratio | 0 | 0 | 0 | 0 | 0 | 0 | 0 | 0 | 0 | 0 | 0 | 0 | 0 | 0 | 0 | 0 | 0 | 0 | 0 | 0 | 0 | 0 | 0 | 0 | 0 | 0 | 0
F2_Industrial_WA - Industrial_Existing_Space Heating_Natural Gas_Unit Heater_E5 | F2 | Industrial | WA - Industrial | Existing | Space Heating | Natural Gas | Unit Heater | E5 | TRC BC Ratio | 0 | 0 | 0 | 0 | 0 | 0 | 0 | 0 | 0 | 0 | 0 | 0 | 0 | 0 | 0 | 0 | 0 | 0 | 0 | 0 | 0 | 0 | 0 | 0 | 0 | 0 | 0
F2_Industrial_WA - Industrial_Existing_Space Heating_Natural Gas_Unit Heater_E6 | F2 | Industrial | WA - Industrial | Existing | Space Heating | Natural Gas | Unit Heater | E6 | TRC BC Ratio | 0 | 0 | 0 | 0 | 0 | 0 | 0 | 0 | 0 | 0 | 0 | 0 | 0 | 0 | 0 | 0 | 0 | 0 | 0 | 0 | 0 | 0 | 0 | 0 | 0 | 0 | 0
F2_Industrial_WA - Industrial_Existing_Space Heating_Natural Gas_Unit Heater_E7 | F2 | Industrial | WA - Industrial | Existing | Space Heating | Natural Gas | Unit Heater | E7 | TRC BC Ratio | 0 | 0 | 0 | 0 | 0 | 0 | 0 | 0 | 0 | 0 | 0 | 0 | 0 | 0 | 0 | 0 | 0 | 0 | 0 | 0 | 0 | 0 | 0 | 0 | 0 | 0 | 0
F2_Industrial_WA - Industrial_Existing_Space Heating_Natural Gas_Unit Heater_E8 | F2 | Industrial | WA - Industrial | Existing | Space Heating | Natural Gas | Unit Heater | E8 | TRC BC Ratio | 0 | 0 | 0 | 0 | 0 | 0 | 0 | 0 | 0 | 0 | 0 | 0 | 0 | 0 | 0 | 0 | 0 | 0 | 0 | 0 | 0 | 0 | 0 | 0 | 0 | 0 | 0
F2_Industrial_WA - Industrial_Existing_Space Heating_Natural Gas_Unit Heater_E9 | F2 | Industrial | WA - Industrial | Existing | Space Heating | Natural Gas | Unit Heater | E9 | TRC BC Ratio | 0 | 0 | 0 | 0 | 0 | 0 | 0 | 0 | 0 | 0 | 0 | 0 | 0 | 0 | 0 | 0 | 0 | 0 | 0 | 0 | 0 | 0 | 0 | 0 | 0 | 0 | 0
F2_Industrial_WA - Industrial_Existing_Space Heating_Natural Gas_Unit Heater_E10 | F2 | Industrial | WA - Industrial | Existing | Space Heating | Natural Gas | Unit Heater | E10 | TRC BC Ratio | 0 | 0 | 0 | 0 | 0 | 0 | 0 | 0 | 0 | 0 | 0 | 0 | 0 | 0 | 0 | 0 | 0 | 0 | 0 | 0 | 0 | 0 | 0 | 0 | 0 | 0 | 0
F3_Industrial_WA - Industrial_Existing_Space Heating_Natural Gas_Unit Heater_E1 | F3 | Industrial | WA - Industrial | Existing | Space Heating | Natural Gas | Unit Heater | E1 | PACT BC Ratio | bar: 2021 to 2047
F3_Industrial_WA - Industrial_Existing_Space Heating_Natural Gas_Unit Heater_E2 | F3 | Industrial | WA - Industrial | Existing | Space Heating | Natural Gas | Unit Heater | E2 | PACT BC Ratio | 140.3098 | 142.3071 | 143.481 | 144.7021 | 147.3312 | 150.8676 | 151.7634 | 152.6157 | 153.2394 | 153.5572 | 153.6249 | 153.4591 | 153.0719 | 152.3445 | 151.2964 | 149.9171 | 148.1454 | 145.9958 | 143.3983 | 140.2822 | 136.6024 | 132.3372 | 128.5748 | 126.2149 | 125.3166 | 125.9309 | 126.5482
F3_Industrial_WA - Industrial_Existing_Space Heating_Natural Gas_Unit Heater_E3 | F3 | Industrial | WA - Industrial | Existing | Space Heating | Natural Gas | Unit Heater | E3 | PACT BC Ratio | 114.5084 | 114.2255 | 113.1718 | 111.3156 | 108.5775 | 105.1951 | 101.7228 | 97.6694 | 93.2407 | 88.8436 | 84.9223 | 81.9827 | 80.2587 | 79.7066 | 79.9929 | 80.7491 | 81.5753 | 82.4689 | 83.442 | 84.5067 | 85.6707 | 86.9379 | 88.1214 | 89.0667 | 89.7638 | 90.2038 | 90.646
F3_Industrial_WA - Industrial_Existing_Space Heating_Natural Gas_Unit Heater_E4 | F3 | Industrial | WA - Industrial | Existing | Space Heating | Natural Gas | Unit Heater | E4 | PACT BC Ratio | 0 | 0 | 0 | 0 | 0 | 0 | 0 | 0 | 0 | 0 | 0 | 0 | 0 | 0 | 0 | 0 | 0 | 0 | 0 | 0 | 0 | 0 | 0 | 0 | 0 | 0 | 0
F3_Industrial_WA - Industrial_Existing_Space Heating_Natural Gas_Unit Heater_E5 | F3 | Industrial | WA - Industrial | Existing | Space Heating | Natural Gas | Unit Heater | E5 | PACT BC Ratio | 0 | 0 | 0 | 0 | 0 | 0 | 0 | 0 | 0 | 0 | 0 | 0 | 0 | 0 | 0 | 0 | 0 | 0 | 0 | 0 | 0 | 0 | 0 | 0 | 0 | 0 | 0
F3_Industrial_WA - Industrial_Existing_Space Heating_Natural Gas_Unit Heater_E6 | F3 | Industrial | WA - Industrial | Existing | Space Heating | Natural Gas | Unit Heater | E6 | PACT BC Ratio | 0 | 0 | 0 | 0 | 0 | 0 | 0 | 0 | 0 | 0 | 0 | 0 | 0 | 0 | 0 | 0 | 0 | 0 | 0 | 0 | 0 | 0 | 0 | 0 | 0 | 0 | 0
F3_Industrial_WA - Industrial_Existing_Space Heating_Natural Gas_Unit Heater_E7 | F3 | Industrial | WA - Industrial | Existing | Space Heating | Natural Gas | Unit Heater | E7 | PACT BC Ratio | 0 | 0 | 0 | 0 | 0 | 0 | 0 | 0 | 0 | 0 | 0 | 0 | 0 | 0 | 0 | 0 | 0 | 0 | 0 | 0 | 0 | 0 | 0 | 0 | 0 | 0 | 0
F3_Industrial_WA - Industrial_Existing_Space Heating_Natural Gas_Unit Heater_E8 | F3 | Industrial | WA - Industrial | Existing | Space Heating | Natural Gas | Unit Heater | E8 | PACT BC Ratio | 0 | 0 | 0 | 0 | 0 | 0 | 0 | 0 | 0 | 0 | 0 | 0 | 0 | 0 | 0 | 0 | 0 | 0 | 0 | 0 | 0 | 0 | 0 | 0 | 0 | 0 | 0
F3_Industrial_WA - Industrial_Existing_Space Heating_Natural Gas_Unit Heater_E9 | F3 | Industrial | WA - Industrial | Existing | Space Heating | Natural Gas | Unit Heater | E9 | PACT BC Ratio | 0 | 0 | 0 | 0 | 0 | 0 | 0 | 0 | 0 | 0 | 0 | 0 | 0 | 0 | 0 | 0 | 0 | 0 | 0 | 0 | 0 | 0 | 0 | 0 | 0 | 0 | 0
F3_Industrial_WA - Industrial_Existing_Space Heating_Natural Gas_Unit Heater_E10 | F3 | Industrial | WA - Industrial | Existing | Space Heating | Natural Gas | Unit Heater | E10 | PACT BC Ratio | 0 | 0 | 0 | 0 | 0 | 0 | 0 | 0 | 0 | 0 | 0 | 0 | 0 | 0 | 0 | 0 | 0 | 0 | 0 | 0 | 0 | 0 | 0 | 0 | 0 | 0 | 0
F4_Industrial_WA - Industrial_Existing_Space Heating_Natural Gas_Unit Heater_E1 | F4 | Industrial | WA - Industrial | Existing | Space Heating | Natural Gas | Unit Heater | E1 | RVT BC Ratio | bar: 2021 to 2047
F4_Industrial_WA - Industrial_Existing_Space Heating_Natural Gas_Unit Heater_E2 | F4 | Industrial | WA - Industrial | Existing | Space Heating | Natural Gas | Unit Heater | E2 | RVT BC Ratio | 0.5 | 0.5 | 0.5 | 0.5 | 0.5 | 0.5 | 0.5 | 0.5 | 0.5 | 0.5 | 0.5 | 0.5 | 0.5 | 0.5 | 0.5 | 0.5 | 0.5 | 0.5 | 0.5 | 0.5 | 0.5 | 0.5 | 0.5 | 0.5 | 0.5 | 0.5 | 0.5
F4_Industrial_WA - Industrial_Existing_Space Heating_Natural Gas_Unit Heater_E3 | F4 | Industrial | WA - Industrial | Existing | Space Heating | Natural Gas | Unit Heater | E3 | RVT BC Ratio | 0.5 | 0.5 | 0.5 | 0.5 | 0.5 | 0.5 | 0.5 | 0.5 | 0.5 | 0.5 | 0.5 | 0.5 | 0.5 | 0.5 | 0.5 | 0.5 | 0.5 | 0.5 | 0.5 | 0.5 | 0.5 | 0.5 | 0.5 | 0.5 | 0.5 | 0.5 | 0.5
F4_Industrial_WA - Industrial_Existing_Space Heating_Natural Gas_Unit Heater_E4 | F4 | Industrial | WA - Industrial | Existing | Space Heating | Natural Gas | Unit Heater | E4 | RVT BC Ratio | 0 | 0 | 0 | 0 | 0 | 0 | 0 | 0 | 0 | 0 | 0 | 0 | 0 | 0 | 0 | 0 | 0 | 0 | 0 | 0 | 0 | 0 | 0 | 0 | 0 | 0 | 0
F4_Industrial_WA - Industrial_Existing_Space Heating_Natural Gas_Unit Heater_E5 | F4 | Industrial | WA - Industrial | Existing | Space Heating | Natural Gas | Unit Heater | E5 | RVT BC Ratio | 0 | 0 | 0 | 0 | 0 | 0 | 0 | 0 | 0 | 0 | 0 | 0 | 0 | 0 | 0 | 0 | 0 | 0 | 0 | 0 | 0 | 0 | 0 | 0 | 0 | 0 | 0
F4_Industrial_WA - Industrial_Existing_Space Heating_Natural Gas_Unit Heater_E6 | F4 | Industrial | WA - Industrial | Existing | Space Heating | Natural Gas | Unit Heater | E6 | RVT BC Ratio | 0 | 0 | 0 | 0 | 0 | 0 | 0 | 0 | 0 | 0 | 0 | 0 | 0 | 0 | 0 | 0 | 0 | 0 | 0 | 0 | 0 | 0 | 0 | 0 | 0 | 0 | 0
F4_Industrial_WA - Industrial_Existing_Space Heating_Natural Gas_Unit Heater_E7 | F4 | Industrial | WA - Industrial | Existing | Space Heating | Natural Gas | Unit Heater | E7 | RVT BC Ratio | 0 | 0 | 0 | 0 | 0 | 0 | 0 | 0 | 0 | 0 | 0 | 0 | 0 | 0 | 0 | 0 | 0 | 0 | 0 | 0 | 0 | 0 | 0 | 0 | 0 | 0 | 0
F4_Industrial_WA - Industrial_Existing_Space Heating_Natural Gas_Unit Heater_E8 | F4 | Industrial | WA - Industrial | Existing | Space Heating | Natural Gas | Unit Heater | E8 | RVT BC Ratio | 0 | 0 | 0 | 0 | 0 | 0 | 0 | 0 | 0 | 0 | 0 | 0 | 0 | 0 | 0 | 0 | 0 | 0 | 0 | 0 | 0 | 0 | 0 | 0 | 0 | 0 | 0
F4_Industrial_WA - Industrial_Existing_Space Heating_Natural Gas_Unit Heater_E9 | F4 | Industrial | WA - Industrial | Existing | Space Heating | Natural Gas | Unit Heater | E9 | RVT BC Ratio | 0 | 0 | 0 | 0 | 0 | 0 | 0 | 0 | 0 | 0 | 0 | 0 | 0 | 0 | 0 | 0 | 0 | 0 | 0 | 0 | 0 | 0 | 0 | 0 | 0 | 0 | 0
F4_Industrial_WA - Industrial_Existing_Space Heating_Natural Gas_Unit Heater_E10 | F4 | Industrial | WA - Industrial | Existing | Space Heating | Natural Gas | Unit Heater | E10 | RVT BC Ratio | 0 | 0 | 0 | 0 | 0 | 0 | 0 | 0 | 0 | 0 | 0 | 0 | 0 | 0 | 0 | 0 | 0 | 0 | 0 | 0 | 0 | 0 | 0 | 0 | 0 | 0 | 0
F5_Industrial_WA - Industrial_Existing_Space Heating_Natural Gas_Unit Heater_E1 | F5 | Industrial | WA - Industrial | Existing | Space Heating | Natural Gas | Unit Heater | E1 | RIM BC Ratio | bar: 2021 to 2047
F5_Industrial_WA - Industrial_Existing_Space Heating_Natural Gas_Unit Heater_E2 | F5 | Industrial | WA - Industrial | Existing | Space Heating | Natural Gas | Unit Heater | E2 | RIM BC Ratio | 140.3098 | 142.3071 | 143.481 | 144.7021 | 147.3312 | 150.8676 | 151.7634 | 152.6157 | 153.2394 | 153.5572 | 153.6249 | 153.4591 | 153.0719 | 152.3445 | 151.2964 | 149.9171 | 148.1454 | 145.9958 | 143.3983 | 140.2822 | 136.6024 | 132.3372 | 128.5748 | 126.2149 | 125.3166 | 125.9309 | 126.5482
F5_Industrial_WA - Industrial_Existing_Space Heating_Natural Gas_Unit Heater_E3 | F5 | Industrial | WA - Industrial | Existing | Space Heating | Natural Gas | Unit Heater | E3 | RIM BC Ratio | 114.5084 | 114.2255 | 113.1718 | 111.3156 | 108.5775 | 105.1951 | 101.7228 | 97.6694 | 93.2407 | 88.8436 | 84.9223 | 81.9827 | 80.2587 | 79.7066 | 79.9929 | 80.7491 | 81.5753 | 82.4689 | 83.442 | 84.5067 | 85.6707 | 86.9379 | 88.1214 | 89.0667 | 89.7638 | 90.2038 | 90.646
F5_Industrial_WA - Industrial_Existing_Space Heating_Natural Gas_Unit Heater_E4 | F5 | Industrial | WA - Industrial | Existing | Space Heating | Natural Gas | Unit Heater | E4 | RIM BC Ratio | 0 | 0 | 0 | 0 | 0 | 0 | 0 | 0 | 0 | 0 | 0 | 0 | 0 | 0 | 0 | 0 | 0 | 0 | 0 | 0 | 0 | 0 | 0 | 0 | 0 | 0 | 0
F5_Industrial_WA - Industrial_Existing_Space Heating_Natural Gas_Unit Heater_E5 | F5 | Industrial | WA - Industrial | Existing | Space Heating | Natural Gas | Unit Heater | E5 | RIM BC Ratio | 0 | 0 | 0 | 0 | 0 | 0 | 0 | 0 | 0 | 0 | 0 | 0 | 0 | 0 | 0 | 0 | 0 | 0 | 0 | 0 | 0 | 0 | 0 | 0 | 0 | 0 | 0
F5_Industrial_WA - Industrial_Existing_Space Heating_Natural Gas_Unit Heater_E6 | F5 | Industrial | WA - Industrial | Existing | Space Heating | Natural Gas | Unit Heater | E6 | RIM BC Ratio | 0 | 0 | 0 | 0 | 0 | 0 | 0 | 0 | 0 | 0 | 0 | 0 | 0 | 0 | 0 | 0 | 0 | 0 | 0 | 0 | 0 | 0 | 0 | 0 | 0 | 0 | 0
F5_Industrial_WA - Industrial_Existing_Space Heating_Natural Gas_Unit Heater_E7 | F5 | Industrial | WA - Industrial | Existing | Space Heating | Natural Gas | Unit Heater | E7 | RIM BC Ratio | 0 | 0 | 0 | 0 | 0 | 0 | 0 | 0 | 0 | 0 | 0 | 0 | 0 | 0 | 0 | 0 | 0 | 0 | 0 | 0 | 0 | 0 | 0 | 0 | 0 | 0 | 0
F5_Industrial_WA - Industrial_Existing_Space Heating_Natural Gas_Unit Heater_E8 | F5 | Industrial | WA - Industrial | Existing | Space Heating | Natural Gas | Unit Heater | E8 | RIM BC Ratio | 0 | 0 | 0 | 0 | 0 | 0 | 0 | 0 | 0 | 0 | 0 | 0 | 0 | 0 | 0 | 0 | 0 | 0 | 0 | 0 | 0 | 0 | 0 | 0 | 0 | 0 | 0
F5_Industrial_WA - Industrial_Existing_Space Heating_Natural Gas_Unit Heater_E9 | F5 | Industrial | WA - Industrial | Existing | Space Heating | Natural Gas | Unit Heater | E9 | RIM BC Ratio | 0 | 0 | 0 | 0 | 0 | 0 | 0 | 0 | 0 | 0 | 0 | 0 | 0 | 0 | 0 | 0 | 0 | 0 | 0 | 0 | 0 | 0 | 0 | 0 | 0 | 0 | 0
F5_Industrial_WA - Industrial_Existing_Space Heating_Natural Gas_Unit Heater_E10 | F5 | Industrial | WA - Industrial | Existing | Space Heating | Natural Gas | Unit Heater | E10 | RIM BC Ratio | 0 | 0 | 0 | 0 | 0 | 0 | 0 | 0 | 0 | 0 | 0 | 0 | 0 | 0 | 0 | 0 | 0 | 0 | 0 | 0 | 0 | 0 | 0 | 0 | 0 | 0 | 0
F0_Industrial_WA - Industrial_Existing_Process_Natural Gas_Process Boiler_E0 | F0 | Industrial | WA - Industrial | Existing | Process | Natural Gas | Process Boiler | E0 | Economic Unit | Standard | Standard | Standard | Standard | Standard | Standard | Standard | Standard | Standard | Standard | Standard | Standard | Standard | Standard | Standard | Standard | Standard | Standard | Standard | Standard | Standard | Standard | Standard | Standard | Standard | Standard | Standard
F1_Industrial_WA - Industrial_Existing_Process_Natural Gas_Process Boiler_E1 | F1 | Industrial | WA - Industrial | Existing | Process | Natural Gas | Process Boiler | E1 | CCE | 0 | 0 | 0 | 0 | 0 | 0 | 0 | 0 | 0 | 0 | 0 | 0 | 0 | 0 | 0 | 0 | 0 | 0 | 0 | 0 | 0 | 0 | 0 | 0 | 0 | 0 | 0
F1_Industrial_WA - Industrial_Existing_Process_Natural Gas_Process Boiler_E2 | F1 | Industrial | WA - Industrial | Existing | Process | Natural Gas | Process Boiler | E2 | CCE | 0 | 0 | 0 | 0 | 0 | 0 | 0 | 0 | 0 | 0 | 0 | 0 | 0 | 0 | 0 | 0 | 0 | 0 | 0 | 0 | 0 | 0 | 0 | 0 | 0 | 0 | 0
F1_Industrial_WA - Industrial_Existing_Process_Natural Gas_Process Boiler_E3 | F1 | Industrial | WA - Industrial | Existing | Process | Natural Gas | Process Boiler | E3 | CCE | 0 | 0 | 0 | 0 | 0 | 0 | 0 | 0 | 0 | 0 | 0 | 0 | 0 | 0 | 0 | 0 | 0 | 0 | 0 | 0 | 0 | 0 | 0 | 0 | 0 | 0 | 0
F1_Industrial_WA - Industrial_Existing_Process_Natural Gas_Process Boiler_E4 | F1 | Industrial | WA - Industrial | Existing | Process | Natural Gas | Process Boiler | E4 | CCE | 0 | 0 | 0 | 0 | 0 | 0 | 0 | 0 | 0 | 0 | 0 | 0 | 0 | 0 | 0 | 0 | 0 | 0 | 0 | 0 | 0 | 0 | 0 | 0 | 0 | 0 | 0
F1_Industrial_WA - Industrial_Existing_Process_Natural Gas_Process Boiler_E5 | F1 | Industrial | WA - Industrial | Existing | Process | Natural Gas | Process Boiler | E5 | CCE | 0 | 0 | 0 | 0 | 0 | 0 | 0 | 0 | 0 | 0 | 0 | 0 | 0 | 0 | 0 | 0 | 0 | 0 | 0 | 0 | 0 | 0 | 0 | 0 | 0 | 0 | 0
F1_Industrial_WA - Industrial_Existing_Process_Natural Gas_Process Boiler_E6 | F1 | Industrial | WA - Industrial | Existing | Process | Natural Gas | Process Boiler | E6 | CCE | 0 | 0 | 0 | 0 | 0 | 0 | 0 | 0 | 0 | 0 | 0 | 0 | 0 | 0 | 0 | 0 | 0 | 0 | 0 | 0 | 0 | 0 | 0 | 0 | 0 | 0 | 0
F1_Industrial_WA - Industrial_Existing_Process_Natural Gas_Process Boiler_E7 | F1 | Industrial | WA - Industrial | Existing | Process | Natural Gas | Process Boiler | E7 | CCE | 0 | 0 | 0 | 0 | 0 | 0 | 0 | 0 | 0 | 0 | 0 | 0 | 0 | 0 | 0 | 0 | 0 | 0 | 0 | 0 | 0 | 0 | 0 | 0 | 0 | 0 | 0
F1_Industrial_WA - Industrial_Existing_Process_Natural Gas_Process Boiler_E8 | F1 | Industrial | WA - Industrial | Existing | Process | Natural Gas | Process Boiler | E8 | CCE | 0 | 0 | 0 | 0 | 0 | 0 | 0 | 0 | 0 | 0 | 0 | 0 | 0 | 0 | 0 | 0 | 0 | 0 | 0 | 0 | 0 | 0 | 0 | 0 | 0 | 0 | 0
F1_Industrial_WA - Industrial_Existing_Process_Natural Gas_Process Boiler_E9 | F1 | Industrial | WA - Industrial | Existing | Process | Natural Gas | Process Boiler | E9 | CCE | 0 | 0 | 0 | 0 | 0 | 0 | 0 | 0 | 0 | 0 | 0 | 0 | 0 | 0 | 0 | 0 | 0 | 0 | 0 | 0 | 0 | 0 | 0 | 0 | 0 | 0 | 0
F1_Industrial_WA - Industrial_Existing_Process_Natural Gas_Process Boiler_E10 | F1 | Industrial | WA - Industrial | Existing | Process | Natural Gas | Process Boiler | E10 | CCE | 0 | 0 | 0 | 0 | 0 | 0 | 0 | 0 | 0 | 0 | 0 | 0 | 0 | 0 | 0 | 0 | 0 | 0 | 0 | 0 | 0 | 0 | 0 | 0 | 0 | 0 | 0
F2_Industrial_WA - Industrial_Existing_Process_Natural Gas_Process Boiler_E1 | F2 | Industrial | WA - Industrial | Existing | Process | Natural Gas | Process Boiler | E1 | TRC BC Ratio | bar: 2021 to 2047
F2_Industrial_WA - Industrial_Existing_Process_Natural Gas_Process Boiler_E2 | F2 | Industrial | WA - Industrial | Existing | Process | Natural Gas | Process Boiler | E2 | TRC BC Ratio | 0 | 0 | 0 | 0 | 0 | 0 | 0 | 0 | 0 | 0 | 0 | 0 | 0 | 0 | 0 | 0 | 0 | 0 | 0 | 0 | 0 | 0 | 0 | 0 | 0 | 0 | 0
F2_Industrial_WA - Industrial_Existing_Process_Natural Gas_Process Boiler_E3 | F2 | Industrial | WA - Industrial | Existing | Process | Natural Gas | Process Boiler | E3 | TRC BC Ratio | 0 | 0 | 0 | 0 | 0 | 0 | 0 | 0 | 0 | 0 | 0 | 0 | 0 | 0 | 0 | 0 | 0 | 0 | 0 | 0 | 0 | 0 | 0 | 0 | 0 | 0 | 0
F2_Industrial_WA - Industrial_Existing_Process_Natural Gas_Process Boiler_E4 | F2 | Industrial | WA - Industrial | Existing | Process | Natural Gas | Process Boiler | E4 | TRC BC Ratio | 0 | 0 | 0 | 0 | 0 | 0 | 0 | 0 | 0 | 0 | 0 | 0 | 0 | 0 | 0 | 0 | 0 | 0 | 0 | 0 | 0 | 0 | 0 | 0 | 0 | 0 | 0
F2_Industrial_WA - Industrial_Existing_Process_Natural Gas_Process Boiler_E5 | F2 | Industrial | WA - Industrial | Existing | Process | Natural Gas | Process Boiler | E5 | TRC BC Ratio | 0 | 0 | 0 | 0 | 0 | 0 | 0 | 0 | 0 | 0 | 0 | 0 | 0 | 0 | 0 | 0 | 0 | 0 | 0 | 0 | 0 | 0 | 0 | 0 | 0 | 0 | 0
F2_Industrial_WA - Industrial_Existing_Process_Natural Gas_Process Boiler_E6 | F2 | Industrial | WA - Industrial | Existing | Process | Natural Gas | Process Boiler | E6 | TRC BC Ratio | 0 | 0 | 0 | 0 | 0 | 0 | 0 | 0 | 0 | 0 | 0 | 0 | 0 | 0 | 0 | 0 | 0 | 0 | 0 | 0 | 0 | 0 | 0 | 0 | 0 | 0 | 0
F2_Industrial_WA - Industrial_Existing_Process_Natural Gas_Process Boiler_E7 | F2 | Industrial | WA - Industrial | Existing | Process | Natural Gas | Process Boiler | E7 | TRC BC Ratio | 0 | 0 | 0 | 0 | 0 | 0 | 0 | 0 | 0 | 0 | 0 | 0 | 0 | 0 | 0 | 0 | 0 | 0 | 0 | 0 | 0 | 0 | 0 | 0 | 0 | 0 | 0
F2_Industrial_WA - Industrial_Existing_Process_Natural Gas_Process Boiler_E8 | F2 | Industrial | WA - Industrial | Existing | Process | Natural Gas | Process Boiler | E8 | TRC BC Ratio | 0 | 0 | 0 | 0 | 0 | 0 | 0 | 0 | 0 | 0 | 0 | 0 | 0 | 0 | 0 | 0 | 0 | 0 | 0 | 0 | 0 | 0 | 0 | 0 | 0 | 0 | 0
F2_Industrial_WA - Industrial_Existing_Process_Natural Gas_Process Boiler_E9 | F2 | Industrial | WA - Industrial | Existing | Process | Natural Gas | Process Boiler | E9 | TRC BC Ratio | 0 | 0 | 0 | 0 | 0 | 0 | 0 | 0 | 0 | 0 | 0 | 0 | 0 | 0 | 0 | 0 | 0 | 0 | 0 | 0 | 0 | 0 | 0 | 0 | 0 | 0 | 0
F2_Industrial_WA - Industrial_Existing_Process_Natural Gas_Process Boiler_E10 | F2 | Industrial | WA - Industrial | Existing | Process | Natural Gas | Process Boiler | E10 | TRC BC Ratio | 0 | 0 | 0 | 0 | 0 | 0 | 0 | 0 | 0 | 0 | 0 | 0 | 0 | 0 | 0 | 0 | 0 | 0 | 0 | 0 | 0 | 0 | 0 | 0 | 0 | 0 | 0
F3_Industrial_WA - Industrial_Existing_Process_Natural Gas_Process Boiler_E1 | F3 | Industrial | WA - Industrial | Existing | Process | Natural Gas | Process Boiler | E1 | PACT BC Ratio | bar: 2021 to 2047
F3_Industrial_WA - Industrial_Existing_Process_Natural Gas_Process Boiler_E2 | F3 | Industrial | WA - Industrial | Existing | Process | Natural Gas | Process Boiler | E2 | PACT BC Ratio | 0 | 0 | 0 | 0 | 0 | 0 | 0 | 0 | 0 | 0 | 0 | 0 | 0 | 0 | 0 | 0 | 0 | 0 | 0 | 0 | 0 | 0 | 0 | 0 | 0 | 0 | 0
F3_Industrial_WA - Industrial_Existing_Process_Natural Gas_Process Boiler_E3 | F3 | Industrial | WA - Industrial | Existing | Process | Natural Gas | Process Boiler | E3 | PACT BC Ratio | 0 | 0 | 0 | 0 | 0 | 0 | 0 | 0 | 0 | 0 | 0 | 0 | 0 | 0 | 0 | 0 | 0 | 0 | 0 | 0 | 0 | 0 | 0 | 0 | 0 | 0 | 0
F3_Industrial_WA - Industrial_Existing_Process_Natural Gas_Process Boiler_E4 | F3 | Industrial | WA - Industrial | Existing | Process | Natural Gas | Process Boiler | E4 | PACT BC Ratio | 0 | 0 | 0 | 0 | 0 | 0 | 0 | 0 | 0 | 0 | 0 | 0 | 0 | 0 | 0 | 0 | 0 | 0 | 0 | 0 | 0 | 0 | 0 | 0 | 0 | 0 | 0
F3_Industrial_WA - Industrial_Existing_Process_Natural Gas_Process Boiler_E5 | F3 | Industrial | WA - Industrial | Existing | Process | Natural Gas | Process Boiler | E5 | PACT BC Ratio | 0 | 0 | 0 | 0 | 0 | 0 | 0 | 0 | 0 | 0 | 0 | 0 | 0 | 0 | 0 | 0 | 0 | 0 | 0 | 0 | 0 | 0 | 0 | 0 | 0 | 0 | 0
F3_Industrial_WA - Industrial_Existing_Process_Natural Gas_Process Boiler_E6 | F3 | Industrial | WA - Industrial | Existing | Process | Natural Gas | Process Boiler | E6 | PACT BC Ratio | 0 | 0 | 0 | 0 | 0 | 0 | 0 | 0 | 0 | 0 | 0 | 0 | 0 | 0 | 0 | 0 | 0 | 0 | 0 | 0 | 0 | 0 | 0 | 0 | 0 | 0 | 0
F3_Industrial_WA - Industrial_Existing_Process_Natural Gas_Process Boiler_E7 | F3 | Industrial | WA - Industrial | Existing | Process | Natural Gas | Process Boiler | E7 | PACT BC Ratio | 0 | 0 | 0 | 0 | 0 | 0 | 0 | 0 | 0 | 0 | 0 | 0 | 0 | 0 | 0 | 0 | 0 | 0 | 0 | 0 | 0 | 0 | 0 | 0 | 0 | 0 | 0
F3_Industrial_WA - Industrial_Existing_Process_Natural Gas_Process Boiler_E8 | F3 | Industrial | WA - Industrial | Existing | Process | Natural Gas | Process Boiler | E8 | PACT BC Ratio | 0 | 0 | 0 | 0 | 0 | 0 | 0 | 0 | 0 | 0 | 0 | 0 | 0 | 0 | 0 | 0 | 0 | 0 | 0 | 0 | 0 | 0 | 0 | 0 | 0 | 0 | 0
F3_Industrial_WA - Industrial_Existing_Process_Natural Gas_Process Boiler_E9 | F3 | Industrial | WA - Industrial | Existing | Process | Natural Gas | Process Boiler | E9 | PACT BC Ratio | 0 | 0 | 0 | 0 | 0 | 0 | 0 | 0 | 0 | 0 | 0 | 0 | 0 | 0 | 0 | 0 | 0 | 0 | 0 | 0 | 0 | 0 | 0 | 0 | 0 | 0 | 0
F3_Industrial_WA - Industrial_Existing_Process_Natural Gas_Process Boiler_E10 | F3 | Industrial | WA - Industrial | Existing | Process | Natural Gas | Process Boiler | E10 | PACT BC Ratio | 0 | 0 | 0 | 0 | 0 | 0 | 0 | 0 | 0 | 0 | 0 | 0 | 0 | 0 | 0 | 0 | 0 | 0 | 0 | 0 | 0 | 0 | 0 | 0 | 0 | 0 | 0
F4_Industrial_WA - Industrial_Existing_Process_Natural Gas_Process Boiler_E1 | F4 | Industrial | WA - Industrial | Existing | Process | Natural Gas | Process Boiler | E1 | RVT BC Ratio | bar: 2021 to 2047
F4_Industrial_WA - Industrial_Existing_Process_Natural Gas_Process Boiler_E2 | F4 | Industrial | WA - Industrial | Existing | Process | Natural Gas | Process Boiler | E2 | RVT BC Ratio | 0 | 0 | 0 | 0 | 0 | 0 | 0 | 0 | 0 | 0 | 0 | 0 | 0 | 0 | 0 | 0 | 0 | 0 | 0 | 0 | 0 | 0 | 0 | 0 | 0 | 0 | 0
F4_Industrial_WA - Industrial_Existing_Process_Natural Gas_Process Boiler_E3 | F4 | Industrial | WA - Industrial | Existing | Process | Natural Gas | Process Boiler | E3 | RVT BC Ratio | 0 | 0 | 0 | 0 | 0 | 0 | 0 | 0 | 0 | 0 | 0 | 0 | 0 | 0 | 0 | 0 | 0 | 0 | 0 | 0 | 0 | 0 | 0 | 0 | 0 | 0 | 0
F4_Industrial_WA - Industrial_Existing_Process_Natural Gas_Process Boiler_E4 | F4 | Industrial | WA - Industrial | Existing | Process | Natural Gas | Process Boiler | E4 | RVT BC Ratio | 0 | 0 | 0 | 0 | 0 | 0 | 0 | 0 | 0 | 0 | 0 | 0 | 0 | 0 | 0 | 0 | 0 | 0 | 0 | 0 | 0 | 0 | 0 | 0 | 0 | 0 | 0
F4_Industrial_WA - Industrial_Existing_Process_Natural Gas_Process Boiler_E5 | F4 | Industrial | WA - Industrial | Existing | Process | Natural Gas | Process Boiler | E5 | RVT BC Ratio | 0 | 0 | 0 | 0 | 0 | 0 | 0 | 0 | 0 | 0 | 0 | 0 | 0 | 0 | 0 | 0 | 0 | 0 | 0 | 0 | 0 | 0 | 0 | 0 | 0 | 0 | 0
F4_Industrial_WA - Industrial_Existing_Process_Natural Gas_Process Boiler_E6 | F4 | Industrial | WA - Industrial | Existing | Process | Natural Gas | Process Boiler | E6 | RVT BC Ratio | 0 | 0 | 0 | 0 | 0 | 0 | 0 | 0 | 0 | 0 | 0 | 0 | 0 | 0 | 0 | 0 | 0 | 0 | 0 | 0 | 0 | 0 | 0 | 0 | 0 | 0 | 0
F4_Industrial_WA - Industrial_Existing_Process_Natural Gas_Process Boiler_E7 | F4 | Industrial | WA - Industrial | Existing | Process | Natural Gas | Process Boiler | E7 | RVT BC Ratio | 0 | 0 | 0 | 0 | 0 | 0 | 0 | 0 | 0 | 0 | 0 | 0 | 0 | 0 | 0 | 0 | 0 | 0 | 0 | 0 | 0 | 0 | 0 | 0 | 0 | 0 | 0
F4_Industrial_WA - Industrial_Existing_Process_Natural Gas_Process Boiler_E8 | F4 | Industrial | WA - Industrial | Existing | Process | Natural Gas | Process Boiler | E8 | RVT BC Ratio | 0 | 0 | 0 | 0 | 0 | 0 | 0 | 0 | 0 | 0 | 0 | 0 | 0 | 0 | 0 | 0 | 0 | 0 | 0 | 0 | 0 | 0 | 0 | 0 | 0 | 0 | 0
F4_Industrial_WA - Industrial_Existing_Process_Natural Gas_Process Boiler_E9 | F4 | Industrial | WA - Industrial | Existing | Process | Natural Gas | Process Boiler | E9 | RVT BC Ratio | 0 | 0 | 0 | 0 | 0 | 0 | 0 | 0 | 0 | 0 | 0 | 0 | 0 | 0 | 0 | 0 | 0 | 0 | 0 | 0 | 0 | 0 | 0 | 0 | 0 | 0 | 0
F4_Industrial_WA - Industrial_Existing_Process_Natural Gas_Process Boiler_E10 | F4 | Industrial | WA - Industrial | Existing | Process | Natural Gas | Process Boiler | E10 | RVT BC Ratio | 0 | 0 | 0 | 0 | 0 | 0 | 0 | 0 | 0 | 0 | 0 | 0 | 0 | 0 | 0 | 0 | 0 | 0 | 0 | 0 | 0 | 0 | 0 | 0 | 0 | 0 | 0
F5_Industrial_WA - Industrial_Existing_Process_Natural Gas_Process Boiler_E1 | F5 | Industrial | WA - Industrial | Existing | Process | Natural Gas | Process Boiler | E1 | RIM BC Ratio | bar: 2021 to 2047
F5_Industrial_WA - Industrial_Existing_Process_Natural Gas_Process Boiler_E2 | F5 | Industrial | WA - Industrial | Existing | Process | Natural Gas | Process Boiler | E2 | RIM BC Ratio | 0 | 0 | 0 | 0 | 0 | 0 | 0 | 0 | 0 | 0 | 0 | 0 | 0 | 0 | 0 | 0 | 0 | 0 | 0 | 0 | 0 | 0 | 0 | 0 | 0 | 0 | 0
F5_Industrial_WA - Industrial_Existing_Process_Natural Gas_Process Boiler_E3 | F5 | Industrial | WA - Industrial | Existing | Process | Natural Gas | Process Boiler | E3 | RIM BC Ratio | 0 | 0 | 0 | 0 | 0 | 0 | 0 | 0 | 0 | 0 | 0 | 0 | 0 | 0 | 0 | 0 | 0 | 0 | 0 | 0 | 0 | 0 | 0 | 0 | 0 | 0 | 0
F5_Industrial_WA - Industrial_Existing_Process_Natural Gas_Process Boiler_E4 | F5 | Industrial | WA - Industrial | Existing | Process | Natural Gas | Process Boiler | E4 | RIM BC Ratio | 0 | 0 | 0 | 0 | 0 | 0 | 0 | 0 | 0 | 0 | 0 | 0 | 0 | 0 | 0 | 0 | 0 | 0 | 0 | 0 | 0 | 0 | 0 | 0 | 0 | 0 | 0
F5_Industrial_WA - Industrial_Existing_Process_Natural Gas_Process Boiler_E5 | F5 | Industrial | WA - Industrial | Existing | Process | Natural Gas | Process Boiler | E5 | RIM BC Ratio | 0 | 0 | 0 | 0 | 0 | 0 | 0 | 0 | 0 | 0 | 0 | 0 | 0 | 0 | 0 | 0 | 0 | 0 | 0 | 0 | 0 | 0 | 0 | 0 | 0 | 0 | 0
F5_Industrial_WA - Industrial_Existing_Process_Natural Gas_Process Boiler_E6 | F5 | Industrial | WA - Industrial | Existing | Process | Natural Gas | Process Boiler | E6 | RIM BC Ratio | 0 | 0 | 0 | 0 | 0 | 0 | 0 | 0 | 0 | 0 | 0 | 0 | 0 | 0 | 0 | 0 | 0 | 0 | 0 | 0 | 0 | 0 | 0 | 0 | 0 | 0 | 0
F5_Industrial_WA - Industrial_Existing_Process_Natural Gas_Process Boiler_E7 | F5 | Industrial | WA - Industrial | Existing | Process | Natural Gas | Process Boiler | E7 | RIM BC Ratio | 0 | 0 | 0 | 0 | 0 | 0 | 0 | 0 | 0 | 0 | 0 | 0 | 0 | 0 | 0 | 0 | 0 | 0 | 0 | 0 | 0 | 0 | 0 | 0 | 0 | 0 | 0
F5_Industrial_WA - Industrial_Existing_Process_Natural Gas_Process Boiler_E8 | F5 | Industrial | WA - Industrial | Existing | Process | Natural Gas | Process Boiler | E8 | RIM BC Ratio | 0 | 0 | 0 | 0 | 0 | 0 | 0 | 0 | 0 | 0 | 0 | 0 | 0 | 0 | 0 | 0 | 0 | 0 | 0 | 0 | 0 | 0 | 0 | 0 | 0 | 0 | 0
F5_Industrial_WA - Industrial_Existing_Process_Natural Gas_Process Boiler_E9 | F5 | Industrial | WA - Industrial | Existing | Process | Natural Gas | Process Boiler | E9 | RIM BC Ratio | 0 | 0 | 0 | 0 | 0 | 0 | 0 | 0 | 0 | 0 | 0 | 0 | 0 | 0 | 0 | 0 | 0 | 0 | 0 | 0 | 0 | 0 | 0 | 0 | 0 | 0 | 0
F5_Industrial_WA - Industrial_Existing_Process_Natural Gas_Process Boiler_E10 | F5 | Industrial | WA - Industrial | Existing | Process | Natural Gas | Process Boiler | E10 | RIM BC Ratio | 0 | 0 | 0 | 0 | 0 | 0 | 0 | 0 | 0 | 0 | 0 | 0 | 0 | 0 | 0 | 0 | 0 | 0 | 0 | 0 | 0 | 0 | 0 | 0 | 0 | 0 | 0
F0_Industrial_WA - Industrial_Existing_Process_Natural Gas_Process Heating_E0 | F0 | Industrial | WA - Industrial | Existing | Process | Natural Gas | Process Heating | E0 | Economic Unit | Standard | Standard | Standard | Standard | Standard | Standard | Standard | Standard | Standard | Standard | Standard | Standard | Standard | Standard | Standard | Standard | Standard | Standard | Standard | Standard | Standard | Standard | Standard | Standard | Standard | Standard | Standard
F1_Industrial_WA - Industrial_Existing_Process_Natural Gas_Process Heating_E1 | F1 | Industrial | WA - Industrial | Existing | Process | Natural Gas | Process Heating | E1 | CCE | 0 | 0 | 0 | 0 | 0 | 0 | 0 | 0 | 0 | 0 | 0 | 0 | 0 | 0 | 0 | 0 | 0 | 0 | 0 | 0 | 0 | 0 | 0 | 0 | 0 | 0 | 0
F1_Industrial_WA - Industrial_Existing_Process_Natural Gas_Process Heating_E2 | F1 | Industrial | WA - Industrial | Existing | Process | Natural Gas | Process Heating | E2 | CCE | 0 | 0 | 0 | 0 | 0 | 0 | 0 | 0 | 0 | 0 | 0 | 0 | 0 | 0 | 0 | 0 | 0 | 0 | 0 | 0 | 0 | 0 | 0 | 0 | 0 | 0 | 0
F1_Industrial_WA - Industrial_Existing_Process_Natural Gas_Process Heating_E3 | F1 | Industrial | WA - Industrial | Existing | Process | Natural Gas | Process Heating | E3 | CCE | 0 | 0 | 0 | 0 | 0 | 0 | 0 | 0 | 0 | 0 | 0 | 0 | 0 | 0 | 0 | 0 | 0 | 0 | 0 | 0 | 0 | 0 | 0 | 0 | 0 | 0 | 0
F1_Industrial_WA - Industrial_Existing_Process_Natural Gas_Process Heating_E4 | F1 | Industrial | WA - Industrial | Existing | Process | Natural Gas | Process Heating | E4 | CCE | 0 | 0 | 0 | 0 | 0 | 0 | 0 | 0 | 0 | 0 | 0 | 0 | 0 | 0 | 0 | 0 | 0 | 0 | 0 | 0 | 0 | 0 | 0 | 0 | 0 | 0 | 0
F1_Industrial_WA - Industrial_Existing_Process_Natural Gas_Process Heating_E5 | F1 | Industrial | WA - Industrial | Existing | Process | Natural Gas | Process Heating | E5 | CCE | 0 | 0 | 0 | 0 | 0 | 0 | 0 | 0 | 0 | 0 | 0 | 0 | 0 | 0 | 0 | 0 | 0 | 0 | 0 | 0 | 0 | 0 | 0 | 0 | 0 | 0 | 0
F1_Industrial_WA - Industrial_Existing_Process_Natural Gas_Process Heating_E6 | F1 | Industrial | WA - Industrial | Existing | Process | Natural Gas | Process Heating | E6 | CCE | 0 | 0 | 0 | 0 | 0 | 0 | 0 | 0 | 0 | 0 | 0 | 0 | 0 | 0 | 0 | 0 | 0 | 0 | 0 | 0 | 0 | 0 | 0 | 0 | 0 | 0 | 0
F1_Industrial_WA - Industrial_Existing_Process_Natural Gas_Process Heating_E7 | F1 | Industrial | WA - Industrial | Existing | Process | Natural Gas | Process Heating | E7 | CCE | 0 | 0 | 0 | 0 | 0 | 0 | 0 | 0 | 0 | 0 | 0 | 0 | 0 | 0 | 0 | 0 | 0 | 0 | 0 | 0 | 0 | 0 | 0 | 0 | 0 | 0 | 0
F1_Industrial_WA - Industrial_Existing_Process_Natural Gas_Process Heating_E8 | F1 | Industrial | WA - Industrial | Existing | Process | Natural Gas | Process Heating | E8 | CCE | 0 | 0 | 0 | 0 | 0 | 0 | 0 | 0 | 0 | 0 | 0 | 0 | 0 | 0 | 0 | 0 | 0 | 0 | 0 | 0 | 0 | 0 | 0 | 0 | 0 | 0 | 0
F1_Industrial_WA - Industrial_Existing_Process_Natural Gas_Process Heating_E9 | F1 | Industrial | WA - Industrial | Existing | Process | Natural Gas | Process Heating | E9 | CCE | 0 | 0 | 0 | 0 | 0 | 0 | 0 | 0 | 0 | 0 | 0 | 0 | 0 | 0 | 0 | 0 | 0 | 0 | 0 | 0 | 0 | 0 | 0 | 0 | 0 | 0 | 0
F1_Industrial_WA - Industrial_Existing_Process_Natural Gas_Process Heating_E10 | F1 | Industrial | WA - Industrial | Existing | Process | Natural Gas | Process Heating | E10 | CCE | 0 | 0 | 0 | 0 | 0 | 0 | 0 | 0 | 0 | 0 | 0 | 0 | 0 | 0 | 0 | 0 | 0 | 0 | 0 | 0 | 0 | 0 | 0 | 0 | 0 | 0 | 0
F2_Industrial_WA - Industrial_Existing_Process_Natural Gas_Process Heating_E1 | F2 | Industrial | WA - Industrial | Existing | Process | Natural Gas | Process Heating | E1 | TRC BC Ratio | bar: 2021 to 2047
F2_Industrial_WA - Industrial_Existing_Process_Natural Gas_Process Heating_E2 | F2 | Industrial | WA - Industrial | Existing | Process | Natural Gas | Process Heating | E2 | TRC BC Ratio | 0 | 0 | 0 | 0 | 0 | 0 | 0 | 0 | 0 | 0 | 0 | 0 | 0 | 0 | 0 | 0 | 0 | 0 | 0 | 0 | 0 | 0 | 0 | 0 | 0 | 0 | 0
F2_Industrial_WA - Industrial_Existing_Process_Natural Gas_Process Heating_E3 | F2 | Industrial | WA - Industrial | Existing | Process | Natural Gas | Process Heating | E3 | TRC BC Ratio | 0 | 0 | 0 | 0 | 0 | 0 | 0 | 0 | 0 | 0 | 0 | 0 | 0 | 0 | 0 | 0 | 0 | 0 | 0 | 0 | 0 | 0 | 0 | 0 | 0 | 0 | 0
F2_Industrial_WA - Industrial_Existing_Process_Natural Gas_Process Heating_E4 | F2 | Industrial | WA - Industrial | Existing | Process | Natural Gas | Process Heating | E4 | TRC BC Ratio | 0 | 0 | 0 | 0 | 0 | 0 | 0 | 0 | 0 | 0 | 0 | 0 | 0 | 0 | 0 | 0 | 0 | 0 | 0 | 0 | 0 | 0 | 0 | 0 | 0 | 0 | 0
F2_Industrial_WA - Industrial_Existing_Process_Natural Gas_Process Heating_E5 | F2 | Industrial | WA - Industrial | Existing | Process | Natural Gas | Process Heating | E5 | TRC BC Ratio | 0 | 0 | 0 | 0 | 0 | 0 | 0 | 0 | 0 | 0 | 0 | 0 | 0 | 0 | 0 | 0 | 0 | 0 | 0 | 0 | 0 | 0 | 0 | 0 | 0 | 0 | 0
F2_Industrial_WA - Industrial_Existing_Process_Natural Gas_Process Heating_E6 | F2 | Industrial | WA - Industrial | Existing | Process | Natural Gas | Process Heating | E6 | TRC BC Ratio | 0 | 0 | 0 | 0 | 0 | 0 | 0 | 0 | 0 | 0 | 0 | 0 | 0 | 0 | 0 | 0 | 0 | 0 | 0 | 0 | 0 | 0 | 0 | 0 | 0 | 0 | 0
F2_Industrial_WA - Industrial_Existing_Process_Natural Gas_Process Heating_E7 | F2 | Industrial | WA - Industrial | Existing | Process | Natural Gas | Process Heating | E7 | TRC BC Ratio | 0 | 0 | 0 | 0 | 0 | 0 | 0 | 0 | 0 | 0 | 0 | 0 | 0 | 0 | 0 | 0 | 0 | 0 | 0 | 0 | 0 | 0 | 0 | 0 | 0 | 0 | 0
F2_Industrial_WA - Industrial_Existing_Process_Natural Gas_Process Heating_E8 | F2 | Industrial | WA - Industrial | Existing | Process | Natural Gas | Process Heating | E8 | TRC BC Ratio | 0 | 0 | 0 | 0 | 0 | 0 | 0 | 0 | 0 | 0 | 0 | 0 | 0 | 0 | 0 | 0 | 0 | 0 | 0 | 0 | 0 | 0 | 0 | 0 | 0 | 0 | 0
F2_Industrial_WA - Industrial_Existing_Process_Natural Gas_Process Heating_E9 | F2 | Industrial | WA - Industrial | Existing | Process | Natural Gas | Process Heating | E9 | TRC BC Ratio | 0 | 0 | 0 | 0 | 0 | 0 | 0 | 0 | 0 | 0 | 0 | 0 | 0 | 0 | 0 | 0 | 0 | 0 | 0 | 0 | 0 | 0 | 0 | 0 | 0 | 0 | 0
F2_Industrial_WA - Industrial_Existing_Process_Natural Gas_Process Heating_E10 | F2 | Industrial | WA - Industrial | Existing | Process | Natural Gas | Process Heating | E10 | TRC BC Ratio | 0 | 0 | 0 | 0 | 0 | 0 | 0 | 0 | 0 | 0 | 0 | 0 | 0 | 0 | 0 | 0 | 0 | 0 | 0 | 0 | 0 | 0 | 0 | 0 | 0 | 0 | 0
F3_Industrial_WA - Industrial_Existing_Process_Natural Gas_Process Heating_E1 | F3 | Industrial | WA - Industrial | Existing | Process | Natural Gas | Process Heating | E1 | PACT BC Ratio | bar: 2021 to 2047
F3_Industrial_WA - Industrial_Existing_Process_Natural Gas_Process Heating_E2 | F3 | Industrial | WA - Industrial | Existing | Process | Natural Gas | Process Heating | E2 | PACT BC Ratio | 0 | 0 | 0 | 0 | 0 | 0 | 0 | 0 | 0 | 0 | 0 | 0 | 0 | 0 | 0 | 0 | 0 | 0 | 0 | 0 | 0 | 0 | 0 | 0 | 0 | 0 | 0
F3_Industrial_WA - Industrial_Existing_Process_Natural Gas_Process Heating_E3 | F3 | Industrial | WA - Industrial | Existing | Process | Natural Gas | Process Heating | E3 | PACT BC Ratio | 0 | 0 | 0 | 0 | 0 | 0 | 0 | 0 | 0 | 0 | 0 | 0 | 0 | 0 | 0 | 0 | 0 | 0 | 0 | 0 | 0 | 0 | 0 | 0 | 0 | 0 | 0
F3_Industrial_WA - Industrial_Existing_Process_Natural Gas_Process Heating_E4 | F3 | Industrial | WA - Industrial | Existing | Process | Natural Gas | Process Heating | E4 | PACT BC Ratio | 0 | 0 | 0 | 0 | 0 | 0 | 0 | 0 | 0 | 0 | 0 | 0 | 0 | 0 | 0 | 0 | 0 | 0 | 0 | 0 | 0 | 0 | 0 | 0 | 0 | 0 | 0
F3_Industrial_WA - Industrial_Existing_Process_Natural Gas_Process Heating_E5 | F3 | Industrial | WA - Industrial | Existing | Process | Natural Gas | Process Heating | E5 | PACT BC Ratio | 0 | 0 | 0 | 0 | 0 | 0 | 0 | 0 | 0 | 0 | 0 | 0 | 0 | 0 | 0 | 0 | 0 | 0 | 0 | 0 | 0 | 0 | 0 | 0 | 0 | 0 | 0
F3_Industrial_WA - Industrial_Existing_Process_Natural Gas_Process Heating_E6 | F3 | Industrial | WA - Industrial | Existing | Process | Natural Gas | Process Heating | E6 | PACT BC Ratio | 0 | 0 | 0 | 0 | 0 | 0 | 0 | 0 | 0 | 0 | 0 | 0 | 0 | 0 | 0 | 0 | 0 | 0 | 0 | 0 | 0 | 0 | 0 | 0 | 0 | 0 | 0
F3_Industrial_WA - Industrial_Existing_Process_Natural Gas_Process Heating_E7 | F3 | Industrial | WA - Industrial | Existing | Process | Natural Gas | Process Heating | E7 | PACT BC Ratio | 0 | 0 | 0 | 0 | 0 | 0 | 0 | 0 | 0 | 0 | 0 | 0 | 0 | 0 | 0 | 0 | 0 | 0 | 0 | 0 | 0 | 0 | 0 | 0 | 0 | 0 | 0
F3_Industrial_WA - Industrial_Existing_Process_Natural Gas_Process Heating_E8 | F3 | Industrial | WA - Industrial | Existing | Process | Natural Gas | Process Heating | E8 | PACT BC Ratio | 0 | 0 | 0 | 0 | 0 | 0 | 0 | 0 | 0 | 0 | 0 | 0 | 0 | 0 | 0 | 0 | 0 | 0 | 0 | 0 | 0 | 0 | 0 | 0 | 0 | 0 | 0
F3_Industrial_WA - Industrial_Existing_Process_Natural Gas_Process Heating_E9 | F3 | Industrial | WA - Industrial | Existing | Process | Natural Gas | Process Heating | E9 | PACT BC Ratio | 0 | 0 | 0 | 0 | 0 | 0 | 0 | 0 | 0 | 0 | 0 | 0 | 0 | 0 | 0 | 0 | 0 | 0 | 0 | 0 | 0 | 0 | 0 | 0 | 0 | 0 | 0
F3_Industrial_WA - Industrial_Existing_Process_Natural Gas_Process Heating_E10 | F3 | Industrial | WA - Industrial | Existing | Process | Natural Gas | Process Heating | E10 | PACT BC Ratio | 0 | 0 | 0 | 0 | 0 | 0 | 0 | 0 | 0 | 0 | 0 | 0 | 0 | 0 | 0 | 0 | 0 | 0 | 0 | 0 | 0 | 0 | 0 | 0 | 0 | 0 | 0
F4_Industrial_WA - Industrial_Existing_Process_Natural Gas_Process Heating_E1 | F4 | Industrial | WA - Industrial | Existing | Process | Natural Gas | Process Heating | E1 | RVT BC Ratio | bar: 2021 to 2047
F4_Industrial_WA - Industrial_Existing_Process_Natural Gas_Process Heating_E2 | F4 | Industrial | WA - Industrial | Existing | Process | Natural Gas | Process Heating | E2 | RVT BC Ratio | 0 | 0 | 0 | 0 | 0 | 0 | 0 | 0 | 0 | 0 | 0 | 0 | 0 | 0 | 0 | 0 | 0 | 0 | 0 | 0 | 0 | 0 | 0 | 0 | 0 | 0 | 0
F4_Industrial_WA - Industrial_Existing_Process_Natural Gas_Process Heating_E3 | F4 | Industrial | WA - Industrial | Existing | Process | Natural Gas | Process Heating | E3 | RVT BC Ratio | 0 | 0 | 0 | 0 | 0 | 0 | 0 | 0 | 0 | 0 | 0 | 0 | 0 | 0 | 0 | 0 | 0 | 0 | 0 | 0 | 0 | 0 | 0 | 0 | 0 | 0 | 0
F4_Industrial_WA - Industrial_Existing_Process_Natural Gas_Process Heating_E4 | F4 | Industrial | WA - Industrial | Existing | Process | Natural Gas | Process Heating | E4 | RVT BC Ratio | 0 | 0 | 0 | 0 | 0 | 0 | 0 | 0 | 0 | 0 | 0 | 0 | 0 | 0 | 0 | 0 | 0 | 0 | 0 | 0 | 0 | 0 | 0 | 0 | 0 | 0 | 0
F4_Industrial_WA - Industrial_Existing_Process_Natural Gas_Process Heating_E5 | F4 | Industrial | WA - Industrial | Existing | Process | Natural Gas | Process Heating | E5 | RVT BC Ratio | 0 | 0 | 0 | 0 | 0 | 0 | 0 | 0 | 0 | 0 | 0 | 0 | 0 | 0 | 0 | 0 | 0 | 0 | 0 | 0 | 0 | 0 | 0 | 0 | 0 | 0 | 0
F4_Industrial_WA - Industrial_Existing_Process_Natural Gas_Process Heating_E6 | F4 | Industrial | WA - Industrial | Existing | Process | Natural Gas | Process Heating | E6 | RVT BC Ratio | 0 | 0 | 0 | 0 | 0 | 0 | 0 | 0 | 0 | 0 | 0 | 0 | 0 | 0 | 0 | 0 | 0 | 0 | 0 | 0 | 0 | 0 | 0 | 0 | 0 | 0 | 0
F4_Industrial_WA - Industrial_Existing_Process_Natural Gas_Process Heating_E7 | F4 | Industrial | WA - Industrial | Existing | Process | Natural Gas | Process Heating | E7 | RVT BC Ratio | 0 | 0 | 0 | 0 | 0 | 0 | 0 | 0 | 0 | 0 | 0 | 0 | 0 | 0 | 0 | 0 | 0 | 0 | 0 | 0 | 0 | 0 | 0 | 0 | 0 | 0 | 0
F4_Industrial_WA - Industrial_Existing_Process_Natural Gas_Process Heating_E8 | F4 | Industrial | WA - Industrial | Existing | Process | Natural Gas | Process Heating | E8 | RVT BC Ratio | 0 | 0 | 0 | 0 | 0 | 0 | 0 | 0 | 0 | 0 | 0 | 0 | 0 | 0 | 0 | 0 | 0 | 0 | 0 | 0 | 0 | 0 | 0 | 0 | 0 | 0 | 0
F4_Industrial_WA - Industrial_Existing_Process_Natural Gas_Process Heating_E9 | F4 | Industrial | WA - Industrial | Existing | Process | Natural Gas | Process Heating | E9 | RVT BC Ratio | 0 | 0 | 0 | 0 | 0 | 0 | 0 | 0 | 0 | 0 | 0 | 0 | 0 | 0 | 0 | 0 | 0 | 0 | 0 | 0 | 0 | 0 | 0 | 0 | 0 | 0 | 0
F4_Industrial_WA - Industrial_Existing_Process_Natural Gas_Process Heating_E10 | F4 | Industrial | WA - Industrial | Existing | Process | Natural Gas | Process Heating | E10 | RVT BC Ratio | 0 | 0 | 0 | 0 | 0 | 0 | 0 | 0 | 0 | 0 | 0 | 0 | 0 | 0 | 0 | 0 | 0 | 0 | 0 | 0 | 0 | 0 | 0 | 0 | 0 | 0 | 0
F5_Industrial_WA - Industrial_Existing_Process_Natural Gas_Process Heating_E1 | F5 | Industrial | WA - Industrial | Existing | Process | Natural Gas | Process Heating | E1 | RIM BC Ratio | bar: 2021 to 2047
F5_Industrial_WA - Industrial_Existing_Process_Natural Gas_Process Heating_E2 | F5 | Industrial | WA - Industrial | Existing | Process | Natural Gas | Process Heating | E2 | RIM BC Ratio | 0 | 0 | 0 | 0 | 0 | 0 | 0 | 0 | 0 | 0 | 0 | 0 | 0 | 0 | 0 | 0 | 0 | 0 | 0 | 0 | 0 | 0 | 0 | 0 | 0 | 0 | 0
F5_Industrial_WA - Industrial_Existing_Process_Natural Gas_Process Heating_E3 | F5 | Industrial | WA - Industrial | Existing | Process | Natural Gas | Process Heating | E3 | RIM BC Ratio | 0 | 0 | 0 | 0 | 0 | 0 | 0 | 0 | 0 | 0 | 0 | 0 | 0 | 0 | 0 | 0 | 0 | 0 | 0 | 0 | 0 | 0 | 0 | 0 | 0 | 0 | 0
F5_Industrial_WA - Industrial_Existing_Process_Natural Gas_Process Heating_E4 | F5 | Industrial | WA - Industrial | Existing | Process | Natural Gas | Process Heating | E4 | RIM BC Ratio | 0 | 0 | 0 | 0 | 0 | 0 | 0 | 0 | 0 | 0 | 0 | 0 | 0 | 0 | 0 | 0 | 0 | 0 | 0 | 0 | 0 | 0 | 0 | 0 | 0 | 0 | 0
F5_Industrial_WA - Industrial_Existing_Process_Natural Gas_Process Heating_E5 | F5 | Industrial | WA - Industrial | Existing | Process | Natural Gas | Process Heating | E5 | RIM BC Ratio | 0 | 0 | 0 | 0 | 0 | 0 | 0 | 0 | 0 | 0 | 0 | 0 | 0 | 0 | 0 | 0 | 0 | 0 | 0 | 0 | 0 | 0 | 0 | 0 | 0 | 0 | 0
F5_Industrial_WA - Industrial_Existing_Process_Natural Gas_Process Heating_E6 | F5 | Industrial | WA - Industrial | Existing | Process | Natural Gas | Process Heating | E6 | RIM BC Ratio | 0 | 0 | 0 | 0 | 0 | 0 | 0 | 0 | 0 | 0 | 0 | 0 | 0 | 0 | 0 | 0 | 0 | 0 | 0 | 0 | 0 | 0 | 0 | 0 | 0 | 0 | 0
F5_Industrial_WA - Industrial_Existing_Process_Natural Gas_Process Heating_E7 | F5 | Industrial | WA - Industrial | Existing | Process | Natural Gas | Process Heating | E7 | RIM BC Ratio | 0 | 0 | 0 | 0 | 0 | 0 | 0 | 0 | 0 | 0 | 0 | 0 | 0 | 0 | 0 | 0 | 0 | 0 | 0 | 0 | 0 | 0 | 0 | 0 | 0 | 0 | 0
F5_Industrial_WA - Industrial_Existing_Process_Natural Gas_Process Heating_E8 | F5 | Industrial | WA - Industrial | Existing | Process | Natural Gas | Process Heating | E8 | RIM BC Ratio | 0 | 0 | 0 | 0 | 0 | 0 | 0 | 0 | 0 | 0 | 0 | 0 | 0 | 0 | 0 | 0 | 0 | 0 | 0 | 0 | 0 | 0 | 0 | 0 | 0 | 0 | 0
F5_Industrial_WA - Industrial_Existing_Process_Natural Gas_Process Heating_E9 | F5 | Industrial | WA - Industrial | Existing | Process | Natural Gas | Process Heating | E9 | RIM BC Ratio | 0 | 0 | 0 | 0 | 0 | 0 | 0 | 0 | 0 | 0 | 0 | 0 | 0 | 0 | 0 | 0 | 0 | 0 | 0 | 0 | 0 | 0 | 0 | 0 | 0 | 0 | 0
F5_Industrial_WA - Industrial_Existing_Process_Natural Gas_Process Heating_E10 | F5 | Industrial | WA - Industrial | Existing | Process | Natural Gas | Process Heating | E10 | RIM BC Ratio | 0 | 0 | 0 | 0 | 0 | 0 | 0 | 0 | 0 | 0 | 0 | 0 | 0 | 0 | 0 | 0 | 0 | 0 | 0 | 0 | 0 | 0 | 0 | 0 | 0 | 0 | 0
F0_Industrial_WA - Industrial_Existing_Process_Natural Gas_Process Cooling_E0 | F0 | Industrial | WA - Industrial | Existing | Process | Natural Gas | Process Cooling | E0 | Economic Unit | Standard | Standard | Standard | Standard | Standard | Standard | Standard | Standard | Standard | Standard | Standard | Standard | Standard | Standard | Standard | Standard | Standard | Standard | Standard | Standard | Standard | Standard | Standard | Standard | Standard | Standard | Standard
F1_Industrial_WA - Industrial_Existing_Process_Natural Gas_Process Cooling_E1 | F1 | Industrial | WA - Industrial | Existing | Process | Natural Gas | Process Cooling | E1 | CCE | 0 | 0 | 0 | 0 | 0 | 0 | 0 | 0 | 0 | 0 | 0 | 0 | 0 | 0 | 0 | 0 | 0 | 0 | 0 | 0 | 0 | 0 | 0 | 0 | 0 | 0 | 0
F1_Industrial_WA - Industrial_Existing_Process_Natural Gas_Process Cooling_E2 | F1 | Industrial | WA - Industrial | Existing | Process | Natural Gas | Process Cooling | E2 | CCE | 0 | 0 | 0 | 0 | 0 | 0 | 0 | 0 | 0 | 0 | 0 | 0 | 0 | 0 | 0 | 0 | 0 | 0 | 0 | 0 | 0 | 0 | 0 | 0 | 0 | 0 | 0
F1_Industrial_WA - Industrial_Existing_Process_Natural Gas_Process Cooling_E3 | F1 | Industrial | WA - Industrial | Existing | Process | Natural Gas | Process Cooling | E3 | CCE | 0 | 0 | 0 | 0 | 0 | 0 | 0 | 0 | 0 | 0 | 0 | 0 | 0 | 0 | 0 | 0 | 0 | 0 | 0 | 0 | 0 | 0 | 0 | 0 | 0 | 0 | 0
F1_Industrial_WA - Industrial_Existing_Process_Natural Gas_Process Cooling_E4 | F1 | Industrial | WA - Industrial | Existing | Process | Natural Gas | Process Cooling | E4 | CCE | 0 | 0 | 0 | 0 | 0 | 0 | 0 | 0 | 0 | 0 | 0 | 0 | 0 | 0 | 0 | 0 | 0 | 0 | 0 | 0 | 0 | 0 | 0 | 0 | 0 | 0 | 0
F1_Industrial_WA - Industrial_Existing_Process_Natural Gas_Process Cooling_E5 | F1 | Industrial | WA - Industrial | Existing | Process | Natural Gas | Process Cooling | E5 | CCE | 0 | 0 | 0 | 0 | 0 | 0 | 0 | 0 | 0 | 0 | 0 | 0 | 0 | 0 | 0 | 0 | 0 | 0 | 0 | 0 | 0 | 0 | 0 | 0 | 0 | 0 | 0
F1_Industrial_WA - Industrial_Existing_Process_Natural Gas_Process Cooling_E6 | F1 | Industrial | WA - Industrial | Existing | Process | Natural Gas | Process Cooling | E6 | CCE | 0 | 0 | 0 | 0 | 0 | 0 | 0 | 0 | 0 | 0 | 0 | 0 | 0 | 0 | 0 | 0 | 0 | 0 | 0 | 0 | 0 | 0 | 0 | 0 | 0 | 0 | 0
F1_Industrial_WA - Industrial_Existing_Process_Natural Gas_Process Cooling_E7 | F1 | Industrial | WA - Industrial | Existing | Process | Natural Gas | Process Cooling | E7 | CCE | 0 | 0 | 0 | 0 | 0 | 0 | 0 | 0 | 0 | 0 | 0 | 0 | 0 | 0 | 0 | 0 | 0 | 0 | 0 | 0 | 0 | 0 | 0 | 0 | 0 | 0 | 0
F1_Industrial_WA - Industrial_Existing_Process_Natural Gas_Process Cooling_E8 | F1 | Industrial | WA - Industrial | Existing | Process | Natural Gas | Process Cooling | E8 | CCE | 0 | 0 | 0 | 0 | 0 | 0 | 0 | 0 | 0 | 0 | 0 | 0 | 0 | 0 | 0 | 0 | 0 | 0 | 0 | 0 | 0 | 0 | 0 | 0 | 0 | 0 | 0
F1_Industrial_WA - Industrial_Existing_Process_Natural Gas_Process Cooling_E9 | F1 | Industrial | WA - Industrial | Existing | Process | Natural Gas | Process Cooling | E9 | CCE | 0 | 0 | 0 | 0 | 0 | 0 | 0 | 0 | 0 | 0 | 0 | 0 | 0 | 0 | 0 | 0 | 0 | 0 | 0 | 0 | 0 | 0 | 0 | 0 | 0 | 0 | 0
F1_Industrial_WA - Industrial_Existing_Process_Natural Gas_Process Cooling_E10 | F1 | Industrial | WA - Industrial | Existing | Process | Natural Gas | Process Cooling | E10 | CCE | 0 | 0 | 0 | 0 | 0 | 0 | 0 | 0 | 0 | 0 | 0 | 0 | 0 | 0 | 0 | 0 | 0 | 0 | 0 | 0 | 0 | 0 | 0 | 0 | 0 | 0 | 0
F2_Industrial_WA - Industrial_Existing_Process_Natural Gas_Process Cooling_E1 | F2 | Industrial | WA - Industrial | Existing | Process | Natural Gas | Process Cooling | E1 | TRC BC Ratio | bar: 2021 to 2047
F2_Industrial_WA - Industrial_Existing_Process_Natural Gas_Process Cooling_E2 | F2 | Industrial | WA - Industrial | Existing | Process | Natural Gas | Process Cooling | E2 | TRC BC Ratio | 0 | 0 | 0 | 0 | 0 | 0 | 0 | 0 | 0 | 0 | 0 | 0 | 0 | 0 | 0 | 0 | 0 | 0 | 0 | 0 | 0 | 0 | 0 | 0 | 0 | 0 | 0
F2_Industrial_WA - Industrial_Existing_Process_Natural Gas_Process Cooling_E3 | F2 | Industrial | WA - Industrial | Existing | Process | Natural Gas | Process Cooling | E3 | TRC BC Ratio | 0 | 0 | 0 | 0 | 0 | 0 | 0 | 0 | 0 | 0 | 0 | 0 | 0 | 0 | 0 | 0 | 0 | 0 | 0 | 0 | 0 | 0 | 0 | 0 | 0 | 0 | 0
F2_Industrial_WA - Industrial_Existing_Process_Natural Gas_Process Cooling_E4 | F2 | Industrial | WA - Industrial | Existing | Process | Natural Gas | Process Cooling | E4 | TRC BC Ratio | 0 | 0 | 0 | 0 | 0 | 0 | 0 | 0 | 0 | 0 | 0 | 0 | 0 | 0 | 0 | 0 | 0 | 0 | 0 | 0 | 0 | 0 | 0 | 0 | 0 | 0 | 0
F2_Industrial_WA - Industrial_Existing_Process_Natural Gas_Process Cooling_E5 | F2 | Industrial | WA - Industrial | Existing | Process | Natural Gas | Process Cooling | E5 | TRC BC Ratio | 0 | 0 | 0 | 0 | 0 | 0 | 0 | 0 | 0 | 0 | 0 | 0 | 0 | 0 | 0 | 0 | 0 | 0 | 0 | 0 | 0 | 0 | 0 | 0 | 0 | 0 | 0
F2_Industrial_WA - Industrial_Existing_Process_Natural Gas_Process Cooling_E6 | F2 | Industrial | WA - Industrial | Existing | Process | Natural Gas | Process Cooling | E6 | TRC BC Ratio | 0 | 0 | 0 | 0 | 0 | 0 | 0 | 0 | 0 | 0 | 0 | 0 | 0 | 0 | 0 | 0 | 0 | 0 | 0 | 0 | 0 | 0 | 0 | 0 | 0 | 0 | 0
F2_Industrial_WA - Industrial_Existing_Process_Natural Gas_Process Cooling_E7 | F2 | Industrial | WA - Industrial | Existing | Process | Natural Gas | Process Cooling | E7 | TRC BC Ratio | 0 | 0 | 0 | 0 | 0 | 0 | 0 | 0 | 0 | 0 | 0 | 0 | 0 | 0 | 0 | 0 | 0 | 0 | 0 | 0 | 0 | 0 | 0 | 0 | 0 | 0 | 0
F2_Industrial_WA - Industrial_Existing_Process_Natural Gas_Process Cooling_E8 | F2 | Industrial | WA - Industrial | Existing | Process | Natural Gas | Process Cooling | E8 | TRC BC Ratio | 0 | 0 | 0 | 0 | 0 | 0 | 0 | 0 | 0 | 0 | 0 | 0 | 0 | 0 | 0 | 0 | 0 | 0 | 0 | 0 | 0 | 0 | 0 | 0 | 0 | 0 | 0
F2_Industrial_WA - Industrial_Existing_Process_Natural Gas_Process Cooling_E9 | F2 | Industrial | WA - Industrial | Existing | Process | Natural Gas | Process Cooling | E9 | TRC BC Ratio | 0 | 0 | 0 | 0 | 0 | 0 | 0 | 0 | 0 | 0 | 0 | 0 | 0 | 0 | 0 | 0 | 0 | 0 | 0 | 0 | 0 | 0 | 0 | 0 | 0 | 0 | 0
F2_Industrial_WA - Industrial_Existing_Process_Natural Gas_Process Cooling_E10 | F2 | Industrial | WA - Industrial | Existing | Process | Natural Gas | Process Cooling | E10 | TRC BC Ratio | 0 | 0 | 0 | 0 | 0 | 0 | 0 | 0 | 0 | 0 | 0 | 0 | 0 | 0 | 0 | 0 | 0 | 0 | 0 | 0 | 0 | 0 | 0 | 0 | 0 | 0 | 0
F3_Industrial_WA - Industrial_Existing_Process_Natural Gas_Process Cooling_E1 | F3 | Industrial | WA - Industrial | Existing | Process | Natural Gas | Process Cooling | E1 | PACT BC Ratio | bar: 2021 to 2047
F3_Industrial_WA - Industrial_Existing_Process_Natural Gas_Process Cooling_E2 | F3 | Industrial | WA - Industrial | Existing | Process | Natural Gas | Process Cooling | E2 | PACT BC Ratio | 0 | 0 | 0 | 0 | 0 | 0 | 0 | 0 | 0 | 0 | 0 | 0 | 0 | 0 | 0 | 0 | 0 | 0 | 0 | 0 | 0 | 0 | 0 | 0 | 0 | 0 | 0
F3_Industrial_WA - Industrial_Existing_Process_Natural Gas_Process Cooling_E3 | F3 | Industrial | WA - Industrial | Existing | Process | Natural Gas | Process Cooling | E3 | PACT BC Ratio | 0 | 0 | 0 | 0 | 0 | 0 | 0 | 0 | 0 | 0 | 0 | 0 | 0 | 0 | 0 | 0 | 0 | 0 | 0 | 0 | 0 | 0 | 0 | 0 | 0 | 0 | 0
F3_Industrial_WA - Industrial_Existing_Process_Natural Gas_Process Cooling_E4 | F3 | Industrial | WA - Industrial | Existing | Process | Natural Gas | Process Cooling | E4 | PACT BC Ratio | 0 | 0 | 0 | 0 | 0 | 0 | 0 | 0 | 0 | 0 | 0 | 0 | 0 | 0 | 0 | 0 | 0 | 0 | 0 | 0 | 0 | 0 | 0 | 0 | 0 | 0 | 0
F3_Industrial_WA - Industrial_Existing_Process_Natural Gas_Process Cooling_E5 | F3 | Industrial | WA - Industrial | Existing | Process | Natural Gas | Process Cooling | E5 | PACT BC Ratio | 0 | 0 | 0 | 0 | 0 | 0 | 0 | 0 | 0 | 0 | 0 | 0 | 0 | 0 | 0 | 0 | 0 | 0 | 0 | 0 | 0 | 0 | 0 | 0 | 0 | 0 | 0
F3_Industrial_WA - Industrial_Existing_Process_Natural Gas_Process Cooling_E6 | F3 | Industrial | WA - Industrial | Existing | Process | Natural Gas | Process Cooling | E6 | PACT BC Ratio | 0 | 0 | 0 | 0 | 0 | 0 | 0 | 0 | 0 | 0 | 0 | 0 | 0 | 0 | 0 | 0 | 0 | 0 | 0 | 0 | 0 | 0 | 0 | 0 | 0 | 0 | 0
F3_Industrial_WA - Industrial_Existing_Process_Natural Gas_Process Cooling_E7 | F3 | Industrial | WA - Industrial | Existing | Process | Natural Gas | Process Cooling | E7 | PACT BC Ratio | 0 | 0 | 0 | 0 | 0 | 0 | 0 | 0 | 0 | 0 | 0 | 0 | 0 | 0 | 0 | 0 | 0 | 0 | 0 | 0 | 0 | 0 | 0 | 0 | 0 | 0 | 0
F3_Industrial_WA - Industrial_Existing_Process_Natural Gas_Process Cooling_E8 | F3 | Industrial | WA - Industrial | Existing | Process | Natural Gas | Process Cooling | E8 | PACT BC Ratio | 0 | 0 | 0 | 0 | 0 | 0 | 0 | 0 | 0 | 0 | 0 | 0 | 0 | 0 | 0 | 0 | 0 | 0 | 0 | 0 | 0 | 0 | 0 | 0 | 0 | 0 | 0
F3_Industrial_WA - Industrial_Existing_Process_Natural Gas_Process Cooling_E9 | F3 | Industrial | WA - Industrial | Existing | Process | Natural Gas | Process Cooling | E9 | PACT BC Ratio | 0 | 0 | 0 | 0 | 0 | 0 | 0 | 0 | 0 | 0 | 0 | 0 | 0 | 0 | 0 | 0 | 0 | 0 | 0 | 0 | 0 | 0 | 0 | 0 | 0 | 0 | 0
F3_Industrial_WA - Industrial_Existing_Process_Natural Gas_Process Cooling_E10 | F3 | Industrial | WA - Industrial | Existing | Process | Natural Gas | Process Cooling | E10 | PACT BC Ratio | 0 | 0 | 0 | 0 | 0 | 0 | 0 | 0 | 0 | 0 | 0 | 0 | 0 | 0 | 0 | 0 | 0 | 0 | 0 | 0 | 0 | 0 | 0 | 0 | 0 | 0 | 0
F4_Industrial_WA - Industrial_Existing_Process_Natural Gas_Process Cooling_E1 | F4 | Industrial | WA - Industrial | Existing | Process | Natural Gas | Process Cooling | E1 | RVT BC Ratio | bar: 2021 to 2047
F4_Industrial_WA - Industrial_Existing_Process_Natural Gas_Process Cooling_E2 | F4 | Industrial | WA - Industrial | Existing | Process | Natural Gas | Process Cooling | E2 | RVT BC Ratio | 0 | 0 | 0 | 0 | 0 | 0 | 0 | 0 | 0 | 0 | 0 | 0 | 0 | 0 | 0 | 0 | 0 | 0 | 0 | 0 | 0 | 0 | 0 | 0 | 0 | 0 | 0
F4_Industrial_WA - Industrial_Existing_Process_Natural Gas_Process Cooling_E3 | F4 | Industrial | WA - Industrial | Existing | Process | Natural Gas | Process Cooling | E3 | RVT BC Ratio | 0 | 0 | 0 | 0 | 0 | 0 | 0 | 0 | 0 | 0 | 0 | 0 | 0 | 0 | 0 | 0 | 0 | 0 | 0 | 0 | 0 | 0 | 0 | 0 | 0 | 0 | 0
F4_Industrial_WA - Industrial_Existing_Process_Natural Gas_Process Cooling_E4 | F4 | Industrial | WA - Industrial | Existing | Process | Natural Gas | Process Cooling | E4 | RVT BC Ratio | 0 | 0 | 0 | 0 | 0 | 0 | 0 | 0 | 0 | 0 | 0 | 0 | 0 | 0 | 0 | 0 | 0 | 0 | 0 | 0 | 0 | 0 | 0 | 0 | 0 | 0 | 0
F4_Industrial_WA - Industrial_Existing_Process_Natural Gas_Process Cooling_E5 | F4 | Industrial | WA - Industrial | Existing | Process | Natural Gas | Process Cooling | E5 | RVT BC Ratio | 0 | 0 | 0 | 0 | 0 | 0 | 0 | 0 | 0 | 0 | 0 | 0 | 0 | 0 | 0 | 0 | 0 | 0 | 0 | 0 | 0 | 0 | 0 | 0 | 0 | 0 | 0
F4_Industrial_WA - Industrial_Existing_Process_Natural Gas_Process Cooling_E6 | F4 | Industrial | WA - Industrial | Existing | Process | Natural Gas | Process Cooling | E6 | RVT BC Ratio | 0 | 0 | 0 | 0 | 0 | 0 | 0 | 0 | 0 | 0 | 0 | 0 | 0 | 0 | 0 | 0 | 0 | 0 | 0 | 0 | 0 | 0 | 0 | 0 | 0 | 0 | 0
F4_Industrial_WA - Industrial_Existing_Process_Natural Gas_Process Cooling_E7 | F4 | Industrial | WA - Industrial | Existing | Process | Natural Gas | Process Cooling | E7 | RVT BC Ratio | 0 | 0 | 0 | 0 | 0 | 0 | 0 | 0 | 0 | 0 | 0 | 0 | 0 | 0 | 0 | 0 | 0 | 0 | 0 | 0 | 0 | 0 | 0 | 0 | 0 | 0 | 0
F4_Industrial_WA - Industrial_Existing_Process_Natural Gas_Process Cooling_E8 | F4 | Industrial | WA - Industrial | Existing | Process | Natural Gas | Process Cooling | E8 | RVT BC Ratio | 0 | 0 | 0 | 0 | 0 | 0 | 0 | 0 | 0 | 0 | 0 | 0 | 0 | 0 | 0 | 0 | 0 | 0 | 0 | 0 | 0 | 0 | 0 | 0 | 0 | 0 | 0
F4_Industrial_WA - Industrial_Existing_Process_Natural Gas_Process Cooling_E9 | F4 | Industrial | WA - Industrial | Existing | Process | Natural Gas | Process Cooling | E9 | RVT BC Ratio | 0 | 0 | 0 | 0 | 0 | 0 | 0 | 0 | 0 | 0 | 0 | 0 | 0 | 0 | 0 | 0 | 0 | 0 | 0 | 0 | 0 | 0 | 0 | 0 | 0 | 0 | 0
F4_Industrial_WA - Industrial_Existing_Process_Natural Gas_Process Cooling_E10 | F4 | Industrial | WA - Industrial | Existing | Process | Natural Gas | Process Cooling | E10 | RVT BC Ratio | 0 | 0 | 0 | 0 | 0 | 0 | 0 | 0 | 0 | 0 | 0 | 0 | 0 | 0 | 0 | 0 | 0 | 0 | 0 | 0 | 0 | 0 | 0 | 0 | 0 | 0 | 0
F5_Industrial_WA - Industrial_Existing_Process_Natural Gas_Process Cooling_E1 | F5 | Industrial | WA - Industrial | Existing | Process | Natural Gas | Process Cooling | E1 | RIM BC Ratio | bar: 2021 to 2047
F5_Industrial_WA - Industrial_Existing_Process_Natural Gas_Process Cooling_E2 | F5 | Industrial | WA - Industrial | Existing | Process | Natural Gas | Process Cooling | E2 | RIM BC Ratio | 0 | 0 | 0 | 0 | 0 | 0 | 0 | 0 | 0 | 0 | 0 | 0 | 0 | 0 | 0 | 0 | 0 | 0 | 0 | 0 | 0 | 0 | 0 | 0 | 0 | 0 | 0
F5_Industrial_WA - Industrial_Existing_Process_Natural Gas_Process Cooling_E3 | F5 | Industrial | WA - Industrial | Existing | Process | Natural Gas | Process Cooling | E3 | RIM BC Ratio | 0 | 0 | 0 | 0 | 0 | 0 | 0 | 0 | 0 | 0 | 0 | 0 | 0 | 0 | 0 | 0 | 0 | 0 | 0 | 0 | 0 | 0 | 0 | 0 | 0 | 0 | 0
F5_Industrial_WA - Industrial_Existing_Process_Natural Gas_Process Cooling_E4 | F5 | Industrial | WA - Industrial | Existing | Process | Natural Gas | Process Cooling | E4 | RIM BC Ratio | 0 | 0 | 0 | 0 | 0 | 0 | 0 | 0 | 0 | 0 | 0 | 0 | 0 | 0 | 0 | 0 | 0 | 0 | 0 | 0 | 0 | 0 | 0 | 0 | 0 | 0 | 0
F5_Industrial_WA - Industrial_Existing_Process_Natural Gas_Process Cooling_E5 | F5 | Industrial | WA - Industrial | Existing | Process | Natural Gas | Process Cooling | E5 | RIM BC Ratio | 0 | 0 | 0 | 0 | 0 | 0 | 0 | 0 | 0 | 0 | 0 | 0 | 0 | 0 | 0 | 0 | 0 | 0 | 0 | 0 | 0 | 0 | 0 | 0 | 0 | 0 | 0
F5_Industrial_WA - Industrial_Existing_Process_Natural Gas_Process Cooling_E6 | F5 | Industrial | WA - Industrial | Existing | Process | Natural Gas | Process Cooling | E6 | RIM BC Ratio | 0 | 0 | 0 | 0 | 0 | 0 | 0 | 0 | 0 | 0 | 0 | 0 | 0 | 0 | 0 | 0 | 0 | 0 | 0 | 0 | 0 | 0 | 0 | 0 | 0 | 0 | 0
F5_Industrial_WA - Industrial_Existing_Process_Natural Gas_Process Cooling_E7 | F5 | Industrial | WA - Industrial | Existing | Process | Natural Gas | Process Cooling | E7 | RIM BC Ratio | 0 | 0 | 0 | 0 | 0 | 0 | 0 | 0 | 0 | 0 | 0 | 0 | 0 | 0 | 0 | 0 | 0 | 0 | 0 | 0 | 0 | 0 | 0 | 0 | 0 | 0 | 0
F5_Industrial_WA - Industrial_Existing_Process_Natural Gas_Process Cooling_E8 | F5 | Industrial | WA - Industrial | Existing | Process | Natural Gas | Process Cooling | E8 | RIM BC Ratio | 0 | 0 | 0 | 0 | 0 | 0 | 0 | 0 | 0 | 0 | 0 | 0 | 0 | 0 | 0 | 0 | 0 | 0 | 0 | 0 | 0 | 0 | 0 | 0 | 0 | 0 | 0
F5_Industrial_WA - Industrial_Existing_Process_Natural Gas_Process Cooling_E9 | F5 | Industrial | WA - Industrial | Existing | Process | Natural Gas | Process Cooling | E9 | RIM BC Ratio | 0 | 0 | 0 | 0 | 0 | 0 | 0 | 0 | 0 | 0 | 0 | 0 | 0 | 0 | 0 | 0 | 0 | 0 | 0 | 0 | 0 | 0 | 0 | 0 | 0 | 0 | 0
F5_Industrial_WA - Industrial_Existing_Process_Natural Gas_Process Cooling_E10 | F5 | Industrial | WA - Industrial | Existing | Process | Natural Gas | Process Cooling | E10 | RIM BC Ratio | 0 | 0 | 0 | 0 | 0 | 0 | 0 | 0 | 0 | 0 | 0 | 0 | 0 | 0 | 0 | 0 | 0 | 0 | 0 | 0 | 0 | 0 | 0 | 0 | 0 | 0 | 0
F0_Industrial_WA - Industrial_Existing_Process_Natural Gas_Other Process_E0 | F0 | Industrial | WA - Industrial | Existing | Process | Natural Gas | Other Process | E0 | Economic Unit | Standard | Standard | Standard | Standard | Standard | Standard | Standard | Standard | Standard | Standard | Standard | Standard | Standard | Standard | Standard | Standard | Standard | Standard | Standard | Standard | Standard | Standard | Standard | Standard | Standard | Standard | Standard
F1_Industrial_WA - Industrial_Existing_Process_Natural Gas_Other Process_E1 | F1 | Industrial | WA - Industrial | Existing | Process | Natural Gas | Other Process | E1 | CCE | 0 | 0 | 0 | 0 | 0 | 0 | 0 | 0 | 0 | 0 | 0 | 0 | 0 | 0 | 0 | 0 | 0 | 0 | 0 | 0 | 0 | 0 | 0 | 0 | 0 | 0 | 0
F1_Industrial_WA - Industrial_Existing_Process_Natural Gas_Other Process_E2 | F1 | Industrial | WA - Industrial | Existing | Process | Natural Gas | Other Process | E2 | CCE | 0 | 0 | 0 | 0 | 0 | 0 | 0 | 0 | 0 | 0 | 0 | 0 | 0 | 0 | 0 | 0 | 0 | 0 | 0 | 0 | 0 | 0 | 0 | 0 | 0 | 0 | 0
F1_Industrial_WA - Industrial_Existing_Process_Natural Gas_Other Process_E3 | F1 | Industrial | WA - Industrial | Existing | Process | Natural Gas | Other Process | E3 | CCE | 0 | 0 | 0 | 0 | 0 | 0 | 0 | 0 | 0 | 0 | 0 | 0 | 0 | 0 | 0 | 0 | 0 | 0 | 0 | 0 | 0 | 0 | 0 | 0 | 0 | 0 | 0
F1_Industrial_WA - Industrial_Existing_Process_Natural Gas_Other Process_E4 | F1 | Industrial | WA - Industrial | Existing | Process | Natural Gas | Other Process | E4 | CCE | 0 | 0 | 0 | 0 | 0 | 0 | 0 | 0 | 0 | 0 | 0 | 0 | 0 | 0 | 0 | 0 | 0 | 0 | 0 | 0 | 0 | 0 | 0 | 0 | 0 | 0 | 0
F1_Industrial_WA - Industrial_Existing_Process_Natural Gas_Other Process_E5 | F1 | Industrial | WA - Industrial | Existing | Process | Natural Gas | Other Process | E5 | CCE | 0 | 0 | 0 | 0 | 0 | 0 | 0 | 0 | 0 | 0 | 0 | 0 | 0 | 0 | 0 | 0 | 0 | 0 | 0 | 0 | 0 | 0 | 0 | 0 | 0 | 0 | 0
F1_Industrial_WA - Industrial_Existing_Process_Natural Gas_Other Process_E6 | F1 | Industrial | WA - Industrial | Existing | Process | Natural Gas | Other Process | E6 | CCE | 0 | 0 | 0 | 0 | 0 | 0 | 0 | 0 | 0 | 0 | 0 | 0 | 0 | 0 | 0 | 0 | 0 | 0 | 0 | 0 | 0 | 0 | 0 | 0 | 0 | 0 | 0
F1_Industrial_WA - Industrial_Existing_Process_Natural Gas_Other Process_E7 | F1 | Industrial | WA - Industrial | Existing | Process | Natural Gas | Other Process | E7 | CCE | 0 | 0 | 0 | 0 | 0 | 0 | 0 | 0 | 0 | 0 | 0 | 0 | 0 | 0 | 0 | 0 | 0 | 0 | 0 | 0 | 0 | 0 | 0 | 0 | 0 | 0 | 0
F1_Industrial_WA - Industrial_Existing_Process_Natural Gas_Other Process_E8 | F1 | Industrial | WA - Industrial | Existing | Process | Natural Gas | Other Process | E8 | CCE | 0 | 0 | 0 | 0 | 0 | 0 | 0 | 0 | 0 | 0 | 0 | 0 | 0 | 0 | 0 | 0 | 0 | 0 | 0 | 0 | 0 | 0 | 0 | 0 | 0 | 0 | 0
F1_Industrial_WA - Industrial_Existing_Process_Natural Gas_Other Process_E9 | F1 | Industrial | WA - Industrial | Existing | Process | Natural Gas | Other Process | E9 | CCE | 0 | 0 | 0 | 0 | 0 | 0 | 0 | 0 | 0 | 0 | 0 | 0 | 0 | 0 | 0 | 0 | 0 | 0 | 0 | 0 | 0 | 0 | 0 | 0 | 0 | 0 | 0
F1_Industrial_WA - Industrial_Existing_Process_Natural Gas_Other Process_E10 | F1 | Industrial | WA - Industrial | Existing | Process | Natural Gas | Other Process | E10 | CCE | 0 | 0 | 0 | 0 | 0 | 0 | 0 | 0 | 0 | 0 | 0 | 0 | 0 | 0 | 0 | 0 | 0 | 0 | 0 | 0 | 0 | 0 | 0 | 0 | 0 | 0 | 0
F2_Industrial_WA - Industrial_Existing_Process_Natural Gas_Other Process_E1 | F2 | Industrial | WA - Industrial | Existing | Process | Natural Gas | Other Process | E1 | TRC BC Ratio | bar: 2021 to 2047
F2_Industrial_WA - Industrial_Existing_Process_Natural Gas_Other Process_E2 | F2 | Industrial | WA - Industrial | Existing | Process | Natural Gas | Other Process | E2 | TRC BC Ratio | 0 | 0 | 0 | 0 | 0 | 0 | 0 | 0 | 0 | 0 | 0 | 0 | 0 | 0 | 0 | 0 | 0 | 0 | 0 | 0 | 0 | 0 | 0 | 0 | 0 | 0 | 0
F2_Industrial_WA - Industrial_Existing_Process_Natural Gas_Other Process_E3 | F2 | Industrial | WA - Industrial | Existing | Process | Natural Gas | Other Process | E3 | TRC BC Ratio | 0 | 0 | 0 | 0 | 0 | 0 | 0 | 0 | 0 | 0 | 0 | 0 | 0 | 0 | 0 | 0 | 0 | 0 | 0 | 0 | 0 | 0 | 0 | 0 | 0 | 0 | 0
F2_Industrial_WA - Industrial_Existing_Process_Natural Gas_Other Process_E4 | F2 | Industrial | WA - Industrial | Existing | Process | Natural Gas | Other Process | E4 | TRC BC Ratio | 0 | 0 | 0 | 0 | 0 | 0 | 0 | 0 | 0 | 0 | 0 | 0 | 0 | 0 | 0 | 0 | 0 | 0 | 0 | 0 | 0 | 0 | 0 | 0 | 0 | 0 | 0
F2_Industrial_WA - Industrial_Existing_Process_Natural Gas_Other Process_E5 | F2 | Industrial | WA - Industrial | Existing | Process | Natural Gas | Other Process | E5 | TRC BC Ratio | 0 | 0 | 0 | 0 | 0 | 0 | 0 | 0 | 0 | 0 | 0 | 0 | 0 | 0 | 0 | 0 | 0 | 0 | 0 | 0 | 0 | 0 | 0 | 0 | 0 | 0 | 0
F2_Industrial_WA - Industrial_Existing_Process_Natural Gas_Other Process_E6 | F2 | Industrial | WA - Industrial | Existing | Process | Natural Gas | Other Process | E6 | TRC BC Ratio | 0 | 0 | 0 | 0 | 0 | 0 | 0 | 0 | 0 | 0 | 0 | 0 | 0 | 0 | 0 | 0 | 0 | 0 | 0 | 0 | 0 | 0 | 0 | 0 | 0 | 0 | 0
F2_Industrial_WA - Industrial_Existing_Process_Natural Gas_Other Process_E7 | F2 | Industrial | WA - Industrial | Existing | Process | Natural Gas | Other Process | E7 | TRC BC Ratio | 0 | 0 | 0 | 0 | 0 | 0 | 0 | 0 | 0 | 0 | 0 | 0 | 0 | 0 | 0 | 0 | 0 | 0 | 0 | 0 | 0 | 0 | 0 | 0 | 0 | 0 | 0
F2_Industrial_WA - Industrial_Existing_Process_Natural Gas_Other Process_E8 | F2 | Industrial | WA - Industrial | Existing | Process | Natural Gas | Other Process | E8 | TRC BC Ratio | 0 | 0 | 0 | 0 | 0 | 0 | 0 | 0 | 0 | 0 | 0 | 0 | 0 | 0 | 0 | 0 | 0 | 0 | 0 | 0 | 0 | 0 | 0 | 0 | 0 | 0 | 0
F2_Industrial_WA - Industrial_Existing_Process_Natural Gas_Other Process_E9 | F2 | Industrial | WA - Industrial | Existing | Process | Natural Gas | Other Process | E9 | TRC BC Ratio | 0 | 0 | 0 | 0 | 0 | 0 | 0 | 0 | 0 | 0 | 0 | 0 | 0 | 0 | 0 | 0 | 0 | 0 | 0 | 0 | 0 | 0 | 0 | 0 | 0 | 0 | 0
F2_Industrial_WA - Industrial_Existing_Process_Natural Gas_Other Process_E10 | F2 | Industrial | WA - Industrial | Existing | Process | Natural Gas | Other Process | E10 | TRC BC Ratio | 0 | 0 | 0 | 0 | 0 | 0 | 0 | 0 | 0 | 0 | 0 | 0 | 0 | 0 | 0 | 0 | 0 | 0 | 0 | 0 | 0 | 0 | 0 | 0 | 0 | 0 | 0
F3_Industrial_WA - Industrial_Existing_Process_Natural Gas_Other Process_E1 | F3 | Industrial | WA - Industrial | Existing | Process | Natural Gas | Other Process | E1 | PACT BC Ratio | bar: 2021 to 2047
F3_Industrial_WA - Industrial_Existing_Process_Natural Gas_Other Process_E2 | F3 | Industrial | WA - Industrial | Existing | Process | Natural Gas | Other Process | E2 | PACT BC Ratio | 0 | 0 | 0 | 0 | 0 | 0 | 0 | 0 | 0 | 0 | 0 | 0 | 0 | 0 | 0 | 0 | 0 | 0 | 0 | 0 | 0 | 0 | 0 | 0 | 0 | 0 | 0
F3_Industrial_WA - Industrial_Existing_Process_Natural Gas_Other Process_E3 | F3 | Industrial | WA - Industrial | Existing | Process | Natural Gas | Other Process | E3 | PACT BC Ratio | 0 | 0 | 0 | 0 | 0 | 0 | 0 | 0 | 0 | 0 | 0 | 0 | 0 | 0 | 0 | 0 | 0 | 0 | 0 | 0 | 0 | 0 | 0 | 0 | 0 | 0 | 0
F3_Industrial_WA - Industrial_Existing_Process_Natural Gas_Other Process_E4 | F3 | Industrial | WA - Industrial | Existing | Process | Natural Gas | Other Process | E4 | PACT BC Ratio | 0 | 0 | 0 | 0 | 0 | 0 | 0 | 0 | 0 | 0 | 0 | 0 | 0 | 0 | 0 | 0 | 0 | 0 | 0 | 0 | 0 | 0 | 0 | 0 | 0 | 0 | 0
F3_Industrial_WA - Industrial_Existing_Process_Natural Gas_Other Process_E5 | F3 | Industrial | WA - Industrial | Existing | Process | Natural Gas | Other Process | E5 | PACT BC Ratio | 0 | 0 | 0 | 0 | 0 | 0 | 0 | 0 | 0 | 0 | 0 | 0 | 0 | 0 | 0 | 0 | 0 | 0 | 0 | 0 | 0 | 0 | 0 | 0 | 0 | 0 | 0
F3_Industrial_WA - Industrial_Existing_Process_Natural Gas_Other Process_E6 | F3 | Industrial | WA - Industrial | Existing | Process | Natural Gas | Other Process | E6 | PACT BC Ratio | 0 | 0 | 0 | 0 | 0 | 0 | 0 | 0 | 0 | 0 | 0 | 0 | 0 | 0 | 0 | 0 | 0 | 0 | 0 | 0 | 0 | 0 | 0 | 0 | 0 | 0 | 0
F3_Industrial_WA - Industrial_Existing_Process_Natural Gas_Other Process_E7 | F3 | Industrial | WA - Industrial | Existing | Process | Natural Gas | Other Process | E7 | PACT BC Ratio | 0 | 0 | 0 | 0 | 0 | 0 | 0 | 0 | 0 | 0 | 0 | 0 | 0 | 0 | 0 | 0 | 0 | 0 | 0 | 0 | 0 | 0 | 0 | 0 | 0 | 0 | 0
F3_Industrial_WA - Industrial_Existing_Process_Natural Gas_Other Process_E8 | F3 | Industrial | WA - Industrial | Existing | Process | Natural Gas | Other Process | E8 | PACT BC Ratio | 0 | 0 | 0 | 0 | 0 | 0 | 0 | 0 | 0 | 0 | 0 | 0 | 0 | 0 | 0 | 0 | 0 | 0 | 0 | 0 | 0 | 0 | 0 | 0 | 0 | 0 | 0
F3_Industrial_WA - Industrial_Existing_Process_Natural Gas_Other Process_E9 | F3 | Industrial | WA - Industrial | Existing | Process | Natural Gas | Other Process | E9 | PACT BC Ratio | 0 | 0 | 0 | 0 | 0 | 0 | 0 | 0 | 0 | 0 | 0 | 0 | 0 | 0 | 0 | 0 | 0 | 0 | 0 | 0 | 0 | 0 | 0 | 0 | 0 | 0 | 0
F3_Industrial_WA - Industrial_Existing_Process_Natural Gas_Other Process_E10 | F3 | Industrial | WA - Industrial | Existing | Process | Natural Gas | Other Process | E10 | PACT BC Ratio | 0 | 0 | 0 | 0 | 0 | 0 | 0 | 0 | 0 | 0 | 0 | 0 | 0 | 0 | 0 | 0 | 0 | 0 | 0 | 0 | 0 | 0 | 0 | 0 | 0 | 0 | 0
F4_Industrial_WA - Industrial_Existing_Process_Natural Gas_Other Process_E1 | F4 | Industrial | WA - Industrial | Existing | Process | Natural Gas | Other Process | E1 | RVT BC Ratio | bar: 2021 to 2047
F4_Industrial_WA - Industrial_Existing_Process_Natural Gas_Other Process_E2 | F4 | Industrial | WA - Industrial | Existing | Process | Natural Gas | Other Process | E2 | RVT BC Ratio | 0 | 0 | 0 | 0 | 0 | 0 | 0 | 0 | 0 | 0 | 0 | 0 | 0 | 0 | 0 | 0 | 0 | 0 | 0 | 0 | 0 | 0 | 0 | 0 | 0 | 0 | 0
F4_Industrial_WA - Industrial_Existing_Process_Natural Gas_Other Process_E3 | F4 | Industrial | WA - Industrial | Existing | Process | Natural Gas | Other Process | E3 | RVT BC Ratio | 0 | 0 | 0 | 0 | 0 | 0 | 0 | 0 | 0 | 0 | 0 | 0 | 0 | 0 | 0 | 0 | 0 | 0 | 0 | 0 | 0 | 0 | 0 | 0 | 0 | 0 | 0
F4_Industrial_WA - Industrial_Existing_Process_Natural Gas_Other Process_E4 | F4 | Industrial | WA - Industrial | Existing | Process | Natural Gas | Other Process | E4 | RVT BC Ratio | 0 | 0 | 0 | 0 | 0 | 0 | 0 | 0 | 0 | 0 | 0 | 0 | 0 | 0 | 0 | 0 | 0 | 0 | 0 | 0 | 0 | 0 | 0 | 0 | 0 | 0 | 0
F4_Industrial_WA - Industrial_Existing_Process_Natural Gas_Other Process_E5 | F4 | Industrial | WA - Industrial | Existing | Process | Natural Gas | Other Process | E5 | RVT BC Ratio | 0 | 0 | 0 | 0 | 0 | 0 | 0 | 0 | 0 | 0 | 0 | 0 | 0 | 0 | 0 | 0 | 0 | 0 | 0 | 0 | 0 | 0 | 0 | 0 | 0 | 0 | 0
F4_Industrial_WA - Industrial_Existing_Process_Natural Gas_Other Process_E6 | F4 | Industrial | WA - Industrial | Existing | Process | Natural Gas | Other Process | E6 | RVT BC Ratio | 0 | 0 | 0 | 0 | 0 | 0 | 0 | 0 | 0 | 0 | 0 | 0 | 0 | 0 | 0 | 0 | 0 | 0 | 0 | 0 | 0 | 0 | 0 | 0 | 0 | 0 | 0
F4_Industrial_WA - Industrial_Existing_Process_Natural Gas_Other Process_E7 | F4 | Industrial | WA - Industrial | Existing | Process | Natural Gas | Other Process | E7 | RVT BC Ratio | 0 | 0 | 0 | 0 | 0 | 0 | 0 | 0 | 0 | 0 | 0 | 0 | 0 | 0 | 0 | 0 | 0 | 0 | 0 | 0 | 0 | 0 | 0 | 0 | 0 | 0 | 0
F4_Industrial_WA - Industrial_Existing_Process_Natural Gas_Other Process_E8 | F4 | Industrial | WA - Industrial | Existing | Process | Natural Gas | Other Process | E8 | RVT BC Ratio | 0 | 0 | 0 | 0 | 0 | 0 | 0 | 0 | 0 | 0 | 0 | 0 | 0 | 0 | 0 | 0 | 0 | 0 | 0 | 0 | 0 | 0 | 0 | 0 | 0 | 0 | 0
F4_Industrial_WA - Industrial_Existing_Process_Natural Gas_Other Process_E9 | F4 | Industrial | WA - Industrial | Existing | Process | Natural Gas | Other Process | E9 | RVT BC Ratio | 0 | 0 | 0 | 0 | 0 | 0 | 0 | 0 | 0 | 0 | 0 | 0 | 0 | 0 | 0 | 0 | 0 | 0 | 0 | 0 | 0 | 0 | 0 | 0 | 0 | 0 | 0
F4_Industrial_WA - Industrial_Existing_Process_Natural Gas_Other Process_E10 | F4 | Industrial | WA - Industrial | Existing | Process | Natural Gas | Other Process | E10 | RVT BC Ratio | 0 | 0 | 0 | 0 | 0 | 0 | 0 | 0 | 0 | 0 | 0 | 0 | 0 | 0 | 0 | 0 | 0 | 0 | 0 | 0 | 0 | 0 | 0 | 0 | 0 | 0 | 0
F5_Industrial_WA - Industrial_Existing_Process_Natural Gas_Other Process_E1 | F5 | Industrial | WA - Industrial | Existing | Process | Natural Gas | Other Process | E1 | RIM BC Ratio | bar: 2021 to 2047
F5_Industrial_WA - Industrial_Existing_Process_Natural Gas_Other Process_E2 | F5 | Industrial | WA - Industrial | Existing | Process | Natural Gas | Other Process | E2 | RIM BC Ratio | 0 | 0 | 0 | 0 | 0 | 0 | 0 | 0 | 0 | 0 | 0 | 0 | 0 | 0 | 0 | 0 | 0 | 0 | 0 | 0 | 0 | 0 | 0 | 0 | 0 | 0 | 0
F5_Industrial_WA - Industrial_Existing_Process_Natural Gas_Other Process_E3 | F5 | Industrial | WA - Industrial | Existing | Process | Natural Gas | Other Process | E3 | RIM BC Ratio | 0 | 0 | 0 | 0 | 0 | 0 | 0 | 0 | 0 | 0 | 0 | 0 | 0 | 0 | 0 | 0 | 0 | 0 | 0 | 0 | 0 | 0 | 0 | 0 | 0 | 0 | 0
F5_Industrial_WA - Industrial_Existing_Process_Natural Gas_Other Process_E4 | F5 | Industrial | WA - Industrial | Existing | Process | Natural Gas | Other Process | E4 | RIM BC Ratio | 0 | 0 | 0 | 0 | 0 | 0 | 0 | 0 | 0 | 0 | 0 | 0 | 0 | 0 | 0 | 0 | 0 | 0 | 0 | 0 | 0 | 0 | 0 | 0 | 0 | 0 | 0
F5_Industrial_WA - Industrial_Existing_Process_Natural Gas_Other Process_E5 | F5 | Industrial | WA - Industrial | Existing | Process | Natural Gas | Other Process | E5 | RIM BC Ratio | 0 | 0 | 0 | 0 | 0 | 0 | 0 | 0 | 0 | 0 | 0 | 0 | 0 | 0 | 0 | 0 | 0 | 0 | 0 | 0 | 0 | 0 | 0 | 0 | 0 | 0 | 0
F5_Industrial_WA - Industrial_Existing_Process_Natural Gas_Other Process_E6 | F5 | Industrial | WA - Industrial | Existing | Process | Natural Gas | Other Process | E6 | RIM BC Ratio | 0 | 0 | 0 | 0 | 0 | 0 | 0 | 0 | 0 | 0 | 0 | 0 | 0 | 0 | 0 | 0 | 0 | 0 | 0 | 0 | 0 | 0 | 0 | 0 | 0 | 0 | 0
F5_Industrial_WA - Industrial_Existing_Process_Natural Gas_Other Process_E7 | F5 | Industrial | WA - Industrial | Existing | Process | Natural Gas | Other Process | E7 | RIM BC Ratio | 0 | 0 | 0 | 0 | 0 | 0 | 0 | 0 | 0 | 0 | 0 | 0 | 0 | 0 | 0 | 0 | 0 | 0 | 0 | 0 | 0 | 0 | 0 | 0 | 0 | 0 | 0
F5_Industrial_WA - Industrial_Existing_Process_Natural Gas_Other Process_E8 | F5 | Industrial | WA - Industrial | Existing | Process | Natural Gas | Other Process | E8 | RIM BC Ratio | 0 | 0 | 0 | 0 | 0 | 0 | 0 | 0 | 0 | 0 | 0 | 0 | 0 | 0 | 0 | 0 | 0 | 0 | 0 | 0 | 0 | 0 | 0 | 0 | 0 | 0 | 0
F5_Industrial_WA - Industrial_Existing_Process_Natural Gas_Other Process_E9 | F5 | Industrial | WA - Industrial | Existing | Process | Natural Gas | Other Process | E9 | RIM BC Ratio | 0 | 0 | 0 | 0 | 0 | 0 | 0 | 0 | 0 | 0 | 0 | 0 | 0 | 0 | 0 | 0 | 0 | 0 | 0 | 0 | 0 | 0 | 0 | 0 | 0 | 0 | 0
F5_Industrial_WA - Industrial_Existing_Process_Natural Gas_Other Process_E10 | F5 | Industrial | WA - Industrial | Existing | Process | Natural Gas | Other Process | E10 | RIM BC Ratio | 0 | 0 | 0 | 0 | 0 | 0 | 0 | 0 | 0 | 0 | 0 | 0 | 0 | 0 | 0 | 0 | 0 | 0 | 0 | 0 | 0 | 0 | 0 | 0 | 0 | 0 | 0
F0_Industrial_WA - Industrial_Existing_Miscellaneous_Natural Gas_Miscellaneous_E0 | F0 | Industrial | WA - Industrial | Existing | Miscellaneous | Natural Gas | Miscellaneous | E0 | Economic Unit | Standard | Standard | Standard | Standard | Standard | Standard | Standard | Standard | Standard | Standard | Standard | Standard | Standard | Standard | Standard | Standard | Standard | Standard | Standard | Standard | Standard | Standard | Standard | Standard | Standard | Standard | Standard
F1_Industrial_WA - Industrial_Existing_Miscellaneous_Natural Gas_Miscellaneous_E1 | F1 | Industrial | WA - Industrial | Existing | Miscellaneous | Natural Gas | Miscellaneous | E1 | CCE | 0 | 0 | 0 | 0 | 0 | 0 | 0 | 0 | 0 | 0 | 0 | 0 | 0 | 0 | 0 | 0 | 0 | 0 | 0 | 0 | 0 | 0 | 0 | 0 | 0 | 0 | 0
F1_Industrial_WA - Industrial_Existing_Miscellaneous_Natural Gas_Miscellaneous_E2 | F1 | Industrial | WA - Industrial | Existing | Miscellaneous | Natural Gas | Miscellaneous | E2 | CCE | 0 | 0 | 0 | 0 | 0 | 0 | 0 | 0 | 0 | 0 | 0 | 0 | 0 | 0 | 0 | 0 | 0 | 0 | 0 | 0 | 0 | 0 | 0 | 0 | 0 | 0 | 0
F1_Industrial_WA - Industrial_Existing_Miscellaneous_Natural Gas_Miscellaneous_E3 | F1 | Industrial | WA - Industrial | Existing | Miscellaneous | Natural Gas | Miscellaneous | E3 | CCE | 0 | 0 | 0 | 0 | 0 | 0 | 0 | 0 | 0 | 0 | 0 | 0 | 0 | 0 | 0 | 0 | 0 | 0 | 0 | 0 | 0 | 0 | 0 | 0 | 0 | 0 | 0
F1_Industrial_WA - Industrial_Existing_Miscellaneous_Natural Gas_Miscellaneous_E4 | F1 | Industrial | WA - Industrial | Existing | Miscellaneous | Natural Gas | Miscellaneous | E4 | CCE | 0 | 0 | 0 | 0 | 0 | 0 | 0 | 0 | 0 | 0 | 0 | 0 | 0 | 0 | 0 | 0 | 0 | 0 | 0 | 0 | 0 | 0 | 0 | 0 | 0 | 0 | 0
F1_Industrial_WA - Industrial_Existing_Miscellaneous_Natural Gas_Miscellaneous_E5 | F1 | Industrial | WA - Industrial | Existing | Miscellaneous | Natural Gas | Miscellaneous | E5 | CCE | 0 | 0 | 0 | 0 | 0 | 0 | 0 | 0 | 0 | 0 | 0 | 0 | 0 | 0 | 0 | 0 | 0 | 0 | 0 | 0 | 0 | 0 | 0 | 0 | 0 | 0 | 0
F1_Industrial_WA - Industrial_Existing_Miscellaneous_Natural Gas_Miscellaneous_E6 | F1 | Industrial | WA - Industrial | Existing | Miscellaneous | Natural Gas | Miscellaneous | E6 | CCE | 0 | 0 | 0 | 0 | 0 | 0 | 0 | 0 | 0 | 0 | 0 | 0 | 0 | 0 | 0 | 0 | 0 | 0 | 0 | 0 | 0 | 0 | 0 | 0 | 0 | 0 | 0
F1_Industrial_WA - Industrial_Existing_Miscellaneous_Natural Gas_Miscellaneous_E7 | F1 | Industrial | WA - Industrial | Existing | Miscellaneous | Natural Gas | Miscellaneous | E7 | CCE | 0 | 0 | 0 | 0 | 0 | 0 | 0 | 0 | 0 | 0 | 0 | 0 | 0 | 0 | 0 | 0 | 0 | 0 | 0 | 0 | 0 | 0 | 0 | 0 | 0 | 0 | 0
F1_Industrial_WA - Industrial_Existing_Miscellaneous_Natural Gas_Miscellaneous_E8 | F1 | Industrial | WA - Industrial | Existing | Miscellaneous | Natural Gas | Miscellaneous | E8 | CCE | 0 | 0 | 0 | 0 | 0 | 0 | 0 | 0 | 0 | 0 | 0 | 0 | 0 | 0 | 0 | 0 | 0 | 0 | 0 | 0 | 0 | 0 | 0 | 0 | 0 | 0 | 0
F1_Industrial_WA - Industrial_Existing_Miscellaneous_Natural Gas_Miscellaneous_E9 | F1 | Industrial | WA - Industrial | Existing | Miscellaneous | Natural Gas | Miscellaneous | E9 | CCE | 0 | 0 | 0 | 0 | 0 | 0 | 0 | 0 | 0 | 0 | 0 | 0 | 0 | 0 | 0 | 0 | 0 | 0 | 0 | 0 | 0 | 0 | 0 | 0 | 0 | 0 | 0
F1_Industrial_WA - Industrial_Existing_Miscellaneous_Natural Gas_Miscellaneous_E10 | F1 | Industrial | WA - Industrial | Existing | Miscellaneous | Natural Gas | Miscellaneous | E10 | CCE | 0 | 0 | 0 | 0 | 0 | 0 | 0 | 0 | 0 | 0 | 0 | 0 | 0 | 0 | 0 | 0 | 0 | 0 | 0 | 0 | 0 | 0 | 0 | 0 | 0 | 0 | 0
F2_Industrial_WA - Industrial_Existing_Miscellaneous_Natural Gas_Miscellaneous_E1 | F2 | Industrial | WA - Industrial | Existing | Miscellaneous | Natural Gas | Miscellaneous | E1 | TRC BC Ratio | bar: 2021 to 2047
F2_Industrial_WA - Industrial_Existing_Miscellaneous_Natural Gas_Miscellaneous_E2 | F2 | Industrial | WA - Industrial | Existing | Miscellaneous | Natural Gas | Miscellaneous | E2 | TRC BC Ratio | 0 | 0 | 0 | 0 | 0 | 0 | 0 | 0 | 0 | 0 | 0 | 0 | 0 | 0 | 0 | 0 | 0 | 0 | 0 | 0 | 0 | 0 | 0 | 0 | 0 | 0 | 0
F2_Industrial_WA - Industrial_Existing_Miscellaneous_Natural Gas_Miscellaneous_E3 | F2 | Industrial | WA - Industrial | Existing | Miscellaneous | Natural Gas | Miscellaneous | E3 | TRC BC Ratio | 0 | 0 | 0 | 0 | 0 | 0 | 0 | 0 | 0 | 0 | 0 | 0 | 0 | 0 | 0 | 0 | 0 | 0 | 0 | 0 | 0 | 0 | 0 | 0 | 0 | 0 | 0
F2_Industrial_WA - Industrial_Existing_Miscellaneous_Natural Gas_Miscellaneous_E4 | F2 | Industrial | WA - Industrial | Existing | Miscellaneous | Natural Gas | Miscellaneous | E4 | TRC BC Ratio | 0 | 0 | 0 | 0 | 0 | 0 | 0 | 0 | 0 | 0 | 0 | 0 | 0 | 0 | 0 | 0 | 0 | 0 | 0 | 0 | 0 | 0 | 0 | 0 | 0 | 0 | 0
F2_Industrial_WA - Industrial_Existing_Miscellaneous_Natural Gas_Miscellaneous_E5 | F2 | Industrial | WA - Industrial | Existing | Miscellaneous | Natural Gas | Miscellaneous | E5 | TRC BC Ratio | 0 | 0 | 0 | 0 | 0 | 0 | 0 | 0 | 0 | 0 | 0 | 0 | 0 | 0 | 0 | 0 | 0 | 0 | 0 | 0 | 0 | 0 | 0 | 0 | 0 | 0 | 0
F2_Industrial_WA - Industrial_Existing_Miscellaneous_Natural Gas_Miscellaneous_E6 | F2 | Industrial | WA - Industrial | Existing | Miscellaneous | Natural Gas | Miscellaneous | E6 | TRC BC Ratio | 0 | 0 | 0 | 0 | 0 | 0 | 0 | 0 | 0 | 0 | 0 | 0 | 0 | 0 | 0 | 0 | 0 | 0 | 0 | 0 | 0 | 0 | 0 | 0 | 0 | 0 | 0
F2_Industrial_WA - Industrial_Existing_Miscellaneous_Natural Gas_Miscellaneous_E7 | F2 | Industrial | WA - Industrial | Existing | Miscellaneous | Natural Gas | Miscellaneous | E7 | TRC BC Ratio | 0 | 0 | 0 | 0 | 0 | 0 | 0 | 0 | 0 | 0 | 0 | 0 | 0 | 0 | 0 | 0 | 0 | 0 | 0 | 0 | 0 | 0 | 0 | 0 | 0 | 0 | 0
F2_Industrial_WA - Industrial_Existing_Miscellaneous_Natural Gas_Miscellaneous_E8 | F2 | Industrial | WA - Industrial | Existing | Miscellaneous | Natural Gas | Miscellaneous | E8 | TRC BC Ratio | 0 | 0 | 0 | 0 | 0 | 0 | 0 | 0 | 0 | 0 | 0 | 0 | 0 | 0 | 0 | 0 | 0 | 0 | 0 | 0 | 0 | 0 | 0 | 0 | 0 | 0 | 0
F2_Industrial_WA - Industrial_Existing_Miscellaneous_Natural Gas_Miscellaneous_E9 | F2 | Industrial | WA - Industrial | Existing | Miscellaneous | Natural Gas | Miscellaneous | E9 | TRC BC Ratio | 0 | 0 | 0 | 0 | 0 | 0 | 0 | 0 | 0 | 0 | 0 | 0 | 0 | 0 | 0 | 0 | 0 | 0 | 0 | 0 | 0 | 0 | 0 | 0 | 0 | 0 | 0
F2_Industrial_WA - Industrial_Existing_Miscellaneous_Natural Gas_Miscellaneous_E10 | F2 | Industrial | WA - Industrial | Existing | Miscellaneous | Natural Gas | Miscellaneous | E10 | TRC BC Ratio | 0 | 0 | 0 | 0 | 0 | 0 | 0 | 0 | 0 | 0 | 0 | 0 | 0 | 0 | 0 | 0 | 0 | 0 | 0 | 0 | 0 | 0 | 0 | 0 | 0 | 0 | 0
F3_Industrial_WA - Industrial_Existing_Miscellaneous_Natural Gas_Miscellaneous_E1 | F3 | Industrial | WA - Industrial | Existing | Miscellaneous | Natural Gas | Miscellaneous | E1 | PACT BC Ratio | bar: 2021 to 2047
F3_Industrial_WA - Industrial_Existing_Miscellaneous_Natural Gas_Miscellaneous_E2 | F3 | Industrial | WA - Industrial | Existing | Miscellaneous | Natural Gas | Miscellaneous | E2 | PACT BC Ratio | 0 | 0 | 0 | 0 | 0 | 0 | 0 | 0 | 0 | 0 | 0 | 0 | 0 | 0 | 0 | 0 | 0 | 0 | 0 | 0 | 0 | 0 | 0 | 0 | 0 | 0 | 0
F3_Industrial_WA - Industrial_Existing_Miscellaneous_Natural Gas_Miscellaneous_E3 | F3 | Industrial | WA - Industrial | Existing | Miscellaneous | Natural Gas | Miscellaneous | E3 | PACT BC Ratio | 0 | 0 | 0 | 0 | 0 | 0 | 0 | 0 | 0 | 0 | 0 | 0 | 0 | 0 | 0 | 0 | 0 | 0 | 0 | 0 | 0 | 0 | 0 | 0 | 0 | 0 | 0
F3_Industrial_WA - Industrial_Existing_Miscellaneous_Natural Gas_Miscellaneous_E4 | F3 | Industrial | WA - Industrial | Existing | Miscellaneous | Natural Gas | Miscellaneous | E4 | PACT BC Ratio | 0 | 0 | 0 | 0 | 0 | 0 | 0 | 0 | 0 | 0 | 0 | 0 | 0 | 0 | 0 | 0 | 0 | 0 | 0 | 0 | 0 | 0 | 0 | 0 | 0 | 0 | 0
F3_Industrial_WA - Industrial_Existing_Miscellaneous_Natural Gas_Miscellaneous_E5 | F3 | Industrial | WA - Industrial | Existing | Miscellaneous | Natural Gas | Miscellaneous | E5 | PACT BC Ratio | 0 | 0 | 0 | 0 | 0 | 0 | 0 | 0 | 0 | 0 | 0 | 0 | 0 | 0 | 0 | 0 | 0 | 0 | 0 | 0 | 0 | 0 | 0 | 0 | 0 | 0 | 0
F3_Industrial_WA - Industrial_Existing_Miscellaneous_Natural Gas_Miscellaneous_E6 | F3 | Industrial | WA - Industrial | Existing | Miscellaneous | Natural Gas | Miscellaneous | E6 | PACT BC Ratio | 0 | 0 | 0 | 0 | 0 | 0 | 0 | 0 | 0 | 0 | 0 | 0 | 0 | 0 | 0 | 0 | 0 | 0 | 0 | 0 | 0 | 0 | 0 | 0 | 0 | 0 | 0
F3_Industrial_WA - Industrial_Existing_Miscellaneous_Natural Gas_Miscellaneous_E7 | F3 | Industrial | WA - Industrial | Existing | Miscellaneous | Natural Gas | Miscellaneous | E7 | PACT BC Ratio | 0 | 0 | 0 | 0 | 0 | 0 | 0 | 0 | 0 | 0 | 0 | 0 | 0 | 0 | 0 | 0 | 0 | 0 | 0 | 0 | 0 | 0 | 0 | 0 | 0 | 0 | 0
F3_Industrial_WA - Industrial_Existing_Miscellaneous_Natural Gas_Miscellaneous_E8 | F3 | Industrial | WA - Industrial | Existing | Miscellaneous | Natural Gas | Miscellaneous | E8 | PACT BC Ratio | 0 | 0 | 0 | 0 | 0 | 0 | 0 | 0 | 0 | 0 | 0 | 0 | 0 | 0 | 0 | 0 | 0 | 0 | 0 | 0 | 0 | 0 | 0 | 0 | 0 | 0 | 0
F3_Industrial_WA - Industrial_Existing_Miscellaneous_Natural Gas_Miscellaneous_E9 | F3 | Industrial | WA - Industrial | Existing | Miscellaneous | Natural Gas | Miscellaneous | E9 | PACT BC Ratio | 0 | 0 | 0 | 0 | 0 | 0 | 0 | 0 | 0 | 0 | 0 | 0 | 0 | 0 | 0 | 0 | 0 | 0 | 0 | 0 | 0 | 0 | 0 | 0 | 0 | 0 | 0
F3_Industrial_WA - Industrial_Existing_Miscellaneous_Natural Gas_Miscellaneous_E10 | F3 | Industrial | WA - Industrial | Existing | Miscellaneous | Natural Gas | Miscellaneous | E10 | PACT BC Ratio | 0 | 0 | 0 | 0 | 0 | 0 | 0 | 0 | 0 | 0 | 0 | 0 | 0 | 0 | 0 | 0 | 0 | 0 | 0 | 0 | 0 | 0 | 0 | 0 | 0 | 0 | 0
F4_Industrial_WA - Industrial_Existing_Miscellaneous_Natural Gas_Miscellaneous_E1 | F4 | Industrial | WA - Industrial | Existing | Miscellaneous | Natural Gas | Miscellaneous | E1 | RVT BC Ratio | bar: 2021 to 2047
F4_Industrial_WA - Industrial_Existing_Miscellaneous_Natural Gas_Miscellaneous_E2 | F4 | Industrial | WA - Industrial | Existing | Miscellaneous | Natural Gas | Miscellaneous | E2 | RVT BC Ratio | 0 | 0 | 0 | 0 | 0 | 0 | 0 | 0 | 0 | 0 | 0 | 0 | 0 | 0 | 0 | 0 | 0 | 0 | 0 | 0 | 0 | 0 | 0 | 0 | 0 | 0 | 0
F4_Industrial_WA - Industrial_Existing_Miscellaneous_Natural Gas_Miscellaneous_E3 | F4 | Industrial | WA - Industrial | Existing | Miscellaneous | Natural Gas | Miscellaneous | E3 | RVT BC Ratio | 0 | 0 | 0 | 0 | 0 | 0 | 0 | 0 | 0 | 0 | 0 | 0 | 0 | 0 | 0 | 0 | 0 | 0 | 0 | 0 | 0 | 0 | 0 | 0 | 0 | 0 | 0
F4_Industrial_WA - Industrial_Existing_Miscellaneous_Natural Gas_Miscellaneous_E4 | F4 | Industrial | WA - Industrial | Existing | Miscellaneous | Natural Gas | Miscellaneous | E4 | RVT BC Ratio | 0 | 0 | 0 | 0 | 0 | 0 | 0 | 0 | 0 | 0 | 0 | 0 | 0 | 0 | 0 | 0 | 0 | 0 | 0 | 0 | 0 | 0 | 0 | 0 | 0 | 0 | 0
F4_Industrial_WA - Industrial_Existing_Miscellaneous_Natural Gas_Miscellaneous_E5 | F4 | Industrial | WA - Industrial | Existing | Miscellaneous | Natural Gas | Miscellaneous | E5 | RVT BC Ratio | 0 | 0 | 0 | 0 | 0 | 0 | 0 | 0 | 0 | 0 | 0 | 0 | 0 | 0 | 0 | 0 | 0 | 0 | 0 | 0 | 0 | 0 | 0 | 0 | 0 | 0 | 0
F4_Industrial_WA - Industrial_Existing_Miscellaneous_Natural Gas_Miscellaneous_E6 | F4 | Industrial | WA - Industrial | Existing | Miscellaneous | Natural Gas | Miscellaneous | E6 | RVT BC Ratio | 0 | 0 | 0 | 0 | 0 | 0 | 0 | 0 | 0 | 0 | 0 | 0 | 0 | 0 | 0 | 0 | 0 | 0 | 0 | 0 | 0 | 0 | 0 | 0 | 0 | 0 | 0
F4_Industrial_WA - Industrial_Existing_Miscellaneous_Natural Gas_Miscellaneous_E7 | F4 | Industrial | WA - Industrial | Existing | Miscellaneous | Natural Gas | Miscellaneous | E7 | RVT BC Ratio | 0 | 0 | 0 | 0 | 0 | 0 | 0 | 0 | 0 | 0 | 0 | 0 | 0 | 0 | 0 | 0 | 0 | 0 | 0 | 0 | 0 | 0 | 0 | 0 | 0 | 0 | 0
F4_Industrial_WA - Industrial_Existing_Miscellaneous_Natural Gas_Miscellaneous_E8 | F4 | Industrial | WA - Industrial | Existing | Miscellaneous | Natural Gas | Miscellaneous | E8 | RVT BC Ratio | 0 | 0 | 0 | 0 | 0 | 0 | 0 | 0 | 0 | 0 | 0 | 0 | 0 | 0 | 0 | 0 | 0 | 0 | 0 | 0 | 0 | 0 | 0 | 0 | 0 | 0 | 0
F4_Industrial_WA - Industrial_Existing_Miscellaneous_Natural Gas_Miscellaneous_E9 | F4 | Industrial | WA - Industrial | Existing | Miscellaneous | Natural Gas | Miscellaneous | E9 | RVT BC Ratio | 0 | 0 | 0 | 0 | 0 | 0 | 0 | 0 | 0 | 0 | 0 | 0 | 0 | 0 | 0 | 0 | 0 | 0 | 0 | 0 | 0 | 0 | 0 | 0 | 0 | 0 | 0
F4_Industrial_WA - Industrial_Existing_Miscellaneous_Natural Gas_Miscellaneous_E10 | F4 | Industrial | WA - Industrial | Existing | Miscellaneous | Natural Gas | Miscellaneous | E10 | RVT BC Ratio | 0 | 0 | 0 | 0 | 0 | 0 | 0 | 0 | 0 | 0 | 0 | 0 | 0 | 0 | 0 | 0 | 0 | 0 | 0 | 0 | 0 | 0 | 0 | 0 | 0 | 0 | 0
F5_Industrial_WA - Industrial_Existing_Miscellaneous_Natural Gas_Miscellaneous_E1 | F5 | Industrial | WA - Industrial | Existing | Miscellaneous | Natural Gas | Miscellaneous | E1 | RIM BC Ratio | bar: 2021 to 2047
F5_Industrial_WA - Industrial_Existing_Miscellaneous_Natural Gas_Miscellaneous_E2 | F5 | Industrial | WA - Industrial | Existing | Miscellaneous | Natural Gas | Miscellaneous | E2 | RIM BC Ratio | 0 | 0 | 0 | 0 | 0 | 0 | 0 | 0 | 0 | 0 | 0 | 0 | 0 | 0 | 0 | 0 | 0 | 0 | 0 | 0 | 0 | 0 | 0 | 0 | 0 | 0 | 0
F5_Industrial_WA - Industrial_Existing_Miscellaneous_Natural Gas_Miscellaneous_E3 | F5 | Industrial | WA - Industrial | Existing | Miscellaneous | Natural Gas | Miscellaneous | E3 | RIM BC Ratio | 0 | 0 | 0 | 0 | 0 | 0 | 0 | 0 | 0 | 0 | 0 | 0 | 0 | 0 | 0 | 0 | 0 | 0 | 0 | 0 | 0 | 0 | 0 | 0 | 0 | 0 | 0
F5_Industrial_WA - Industrial_Existing_Miscellaneous_Natural Gas_Miscellaneous_E4 | F5 | Industrial | WA - Industrial | Existing | Miscellaneous | Natural Gas | Miscellaneous | E4 | RIM BC Ratio | 0 | 0 | 0 | 0 | 0 | 0 | 0 | 0 | 0 | 0 | 0 | 0 | 0 | 0 | 0 | 0 | 0 | 0 | 0 | 0 | 0 | 0 | 0 | 0 | 0 | 0 | 0
F5_Industrial_WA - Industrial_Existing_Miscellaneous_Natural Gas_Miscellaneous_E5 | F5 | Industrial | WA - Industrial | Existing | Miscellaneous | Natural Gas | Miscellaneous | E5 | RIM BC Ratio | 0 | 0 | 0 | 0 | 0 | 0 | 0 | 0 | 0 | 0 | 0 | 0 | 0 | 0 | 0 | 0 | 0 | 0 | 0 | 0 | 0 | 0 | 0 | 0 | 0 | 0 | 0
F5_Industrial_WA - Industrial_Existing_Miscellaneous_Natural Gas_Miscellaneous_E6 | F5 | Industrial | WA - Industrial | Existing | Miscellaneous | Natural Gas | Miscellaneous | E6 | RIM BC Ratio | 0 | 0 | 0 | 0 | 0 | 0 | 0 | 0 | 0 | 0 | 0 | 0 | 0 | 0 | 0 | 0 | 0 | 0 | 0 | 0 | 0 | 0 | 0 | 0 | 0 | 0 | 0
F5_Industrial_WA - Industrial_Existing_Miscellaneous_Natural Gas_Miscellaneous_E7 | F5 | Industrial | WA - Industrial | Existing | Miscellaneous | Natural Gas | Miscellaneous | E7 | RIM BC Ratio | 0 | 0 | 0 | 0 | 0 | 0 | 0 | 0 | 0 | 0 | 0 | 0 | 0 | 0 | 0 | 0 | 0 | 0 | 0 | 0 | 0 | 0 | 0 | 0 | 0 | 0 | 0
F5_Industrial_WA - Industrial_Existing_Miscellaneous_Natural Gas_Miscellaneous_E8 | F5 | Industrial | WA - Industrial | Existing | Miscellaneous | Natural Gas | Miscellaneous | E8 | RIM BC Ratio | 0 | 0 | 0 | 0 | 0 | 0 | 0 | 0 | 0 | 0 | 0 | 0 | 0 | 0 | 0 | 0 | 0 | 0 | 0 | 0 | 0 | 0 | 0 | 0 | 0 | 0 | 0
F5_Industrial_WA - Industrial_Existing_Miscellaneous_Natural Gas_Miscellaneous_E9 | F5 | Industrial | WA - Industrial | Existing | Miscellaneous | Natural Gas | Miscellaneous | E9 | RIM BC Ratio | 0 | 0 | 0 | 0 | 0 | 0 | 0 | 0 | 0 | 0 | 0 | 0 | 0 | 0 | 0 | 0 | 0 | 0 | 0 | 0 | 0 | 0 | 0 | 0 | 0 | 0 | 0
F5_Industrial_WA - Industrial_Existing_Miscellaneous_Natural Gas_Miscellaneous_E10 | F5 | Industrial | WA - Industrial | Existing | Miscellaneous | Natural Gas | Miscellaneous | E10 | RIM BC Ratio | 0 | 0 | 0 | 0 | 0 | 0 | 0 | 0 | 0 | 0 | 0 | 0 | 0 | 0 | 0 | 0 | 0 | 0 | 0 | 0 | 0 | 0 | 0 | 0 | 0 | 0 | 0
F0_Industrial_WA - Industrial_New_Space Heating_Natural Gas_Furnace_E0 | F0 | Industrial | WA - Industrial | New | Space Heating | Natural Gas | Furnace | E0 | Economic Unit | AFUE 96% | AFUE 96% | AFUE 96% | AFUE 96% | AFUE 96% | AFUE 96% | AFUE 96% | AFUE 96% | AFUE 96% | AFUE 96% | AFUE 96% | AFUE 96% | AFUE 96% | AFUE 96% | AFUE 96% | AFUE 96% | AFUE 96% | AFUE 96% | AFUE 96% | AFUE 96% | AFUE 96% | AFUE 96% | AFUE 96% | AFUE 96% | AFUE 96% | AFUE 96% | AFUE 96%
F1_Industrial_WA - Industrial_New_Space Heating_Natural Gas_Furnace_E1 | F1 | Industrial | WA - Industrial | New | Space Heating | Natural Gas | Furnace | E1 | CCE | 0 | 0 | 0 | 0 | 0 | 0 | 0 | 0 | 0 | 0 | 0 | 0 | 0 | 0 | 0 | 0 | 0 | 0 | 0 | 0 | 0 | 0 | 0 | 0 | 0 | 0 | 0
F1_Industrial_WA - Industrial_New_Space Heating_Natural Gas_Furnace_E2 | F1 | Industrial | WA - Industrial | New | Space Heating | Natural Gas | Furnace | E2 | CCE | 0.001315 | 0.0012223 | 0.0012271 | 0 | 0 | 0 | 0 | 0 | 0 | 0 | 0 | 0 | 0 | 0 | 0 | 0 | 0 | 0 | 0 | 0 | 0 | 0 | 0 | 0 | 0 | 0 | 0
F1_Industrial_WA - Industrial_New_Space Heating_Natural Gas_Furnace_E3 | F1 | Industrial | WA - Industrial | New | Space Heating | Natural Gas | Furnace | E3 | CCE | 0.0017533 | 0.0016298 | 0.0016361 | 0.0024542 | 0.0024542 | 0.0024542 | 0.0024542 | 0.0024542 | 0.0024542 | 0.0024542 | 0.0024542 | 0.0024542 | 0.0024542 | 0.0024542 | 0.0024542 | 0.0024542 | 0.0024542 | 0.0024542 | 0.0024542 | 0.0024542 | 0.0024542 | 0.0024542 | 0.0024542 | 0.0024542 | 0.0024542 | 0.0024542 | 0.0024542
F1_Industrial_WA - Industrial_New_Space Heating_Natural Gas_Furnace_E4 | F1 | Industrial | WA - Industrial | New | Space Heating | Natural Gas | Furnace | E4 | CCE | 0 | 0 | 0 | 0 | 0 | 0 | 0 | 0 | 0 | 0 | 0 | 0 | 0 | 0 | 0 | 0 | 0 | 0 | 0 | 0 | 0 | 0 | 0 | 0 | 0 | 0 | 0
F1_Industrial_WA - Industrial_New_Space Heating_Natural Gas_Furnace_E5 | F1 | Industrial | WA - Industrial | New | Space Heating | Natural Gas | Furnace | E5 | CCE | 0 | 0 | 0 | 0 | 0 | 0 | 0 | 0 | 0 | 0 | 0 | 0 | 0 | 0 | 0 | 0 | 0 | 0 | 0 | 0 | 0 | 0 | 0 | 0 | 0 | 0 | 0
F1_Industrial_WA - Industrial_New_Space Heating_Natural Gas_Furnace_E6 | F1 | Industrial | WA - Industrial | New | Space Heating | Natural Gas | Furnace | E6 | CCE | 0 | 0 | 0 | 0 | 0 | 0 | 0 | 0 | 0 | 0 | 0 | 0 | 0 | 0 | 0 | 0 | 0 | 0 | 0 | 0 | 0 | 0 | 0 | 0 | 0 | 0 | 0
F1_Industrial_WA - Industrial_New_Space Heating_Natural Gas_Furnace_E7 | F1 | Industrial | WA - Industrial | New | Space Heating | Natural Gas | Furnace | E7 | CCE | 0 | 0 | 0 | 0 | 0 | 0 | 0 | 0 | 0 | 0 | 0 | 0 | 0 | 0 | 0 | 0 | 0 | 0 | 0 | 0 | 0 | 0 | 0 | 0 | 0 | 0 | 0
F1_Industrial_WA - Industrial_New_Space Heating_Natural Gas_Furnace_E8 | F1 | Industrial | WA - Industrial | New | Space Heating | Natural Gas | Furnace | E8 | CCE | 0 | 0 | 0 | 0 | 0 | 0 | 0 | 0 | 0 | 0 | 0 | 0 | 0 | 0 | 0 | 0 | 0 | 0 | 0 | 0 | 0 | 0 | 0 | 0 | 0 | 0 | 0
F1_Industrial_WA - Industrial_New_Space Heating_Natural Gas_Furnace_E9 | F1 | Industrial | WA - Industrial | New | Space Heating | Natural Gas | Furnace | E9 | CCE | 0 | 0 | 0 | 0 | 0 | 0 | 0 | 0 | 0 | 0 | 0 | 0 | 0 | 0 | 0 | 0 | 0 | 0 | 0 | 0 | 0 | 0 | 0 | 0 | 0 | 0 | 0
F1_Industrial_WA - Industrial_New_Space Heating_Natural Gas_Furnace_E10 | F1 | Industrial | WA - Industrial | New | Space Heating | Natural Gas | Furnace | E10 | CCE | 0 | 0 | 0 | 0 | 0 | 0 | 0 | 0 | 0 | 0 | 0 | 0 | 0 | 0 | 0 | 0 | 0 | 0 | 0 | 0 | 0 | 0 | 0 | 0 | 0 | 0 | 0
F2_Industrial_WA - Industrial_New_Space Heating_Natural Gas_Furnace_E1 | F2 | Industrial | WA - Industrial | New | Space Heating | Natural Gas | Furnace | E1 | TRC BC Ratio | 1 | 1 | 1 | 0 | 0 | 0 | 0 | 0 | 0 | 0 | 0 | 0 | 0 | 0 | 0 | 0 | 0 | 0 | 0 | 0 | 0 | 0 | 0 | 0 | 0 | 0 | 0
F2_Industrial_WA - Industrial_New_Space Heating_Natural Gas_Furnace_E2 | F2 | Industrial | WA - Industrial | New | Space Heating | Natural Gas | Furnace | E2 | TRC BC Ratio | 10.4455 | 10.5691 | 10.6342 | 1 | 1 | 1 | 1 | 1 | 1 | 1 | 1 | 1 | 1 | 1 | 1 | 1 | 1 | 1 | 1 | 1 | 1 | 1 | 1 | 1 | 1 | 1 | 1
F2_Industrial_WA - Industrial_New_Space Heating_Natural Gas_Furnace_E3 | F2 | Industrial | WA - Industrial | New | Space Heating | Natural Gas | Furnace | E3 | TRC BC Ratio | 7.8342 | 7.9268 | 7.9756 | 5.3506 | 5.4324 | 5.5452 | 5.5666 | 5.589 | 5.607 | 5.6176 | 5.6213 | 5.6169 | 5.6048 | 5.5809 | 5.5459 | 5.4993 | 5.4391 | 5.3657 | 5.2768 | 5.1698 | 5.0433 | 4.8964 | 4.767 | 4.6863 | 4.6566 | 4.6794 | 4.7023
F2_Industrial_WA - Industrial_New_Space Heating_Natural Gas_Furnace_E4 | F2 | Industrial | WA - Industrial | New | Space Heating | Natural Gas | Furnace | E4 | TRC BC Ratio | 0 | 0 | 0 | 0 | 0 | 0 | 0 | 0 | 0 | 0 | 0 | 0 | 0 | 0 | 0 | 0 | 0 | 0 | 0 | 0 | 0 | 0 | 0 | 0 | 0 | 0 | 0
F2_Industrial_WA - Industrial_New_Space Heating_Natural Gas_Furnace_E5 | F2 | Industrial | WA - Industrial | New | Space Heating | Natural Gas | Furnace | E5 | TRC BC Ratio | 0 | 0 | 0 | 0 | 0 | 0 | 0 | 0 | 0 | 0 | 0 | 0 | 0 | 0 | 0 | 0 | 0 | 0 | 0 | 0 | 0 | 0 | 0 | 0 | 0 | 0 | 0
F2_Industrial_WA - Industrial_New_Space Heating_Natural Gas_Furnace_E6 | F2 | Industrial | WA - Industrial | New | Space Heating | Natural Gas | Furnace | E6 | TRC BC Ratio | 0 | 0 | 0 | 0 | 0 | 0 | 0 | 0 | 0 | 0 | 0 | 0 | 0 | 0 | 0 | 0 | 0 | 0 | 0 | 0 | 0 | 0 | 0 | 0 | 0 | 0 | 0
F2_Industrial_WA - Industrial_New_Space Heating_Natural Gas_Furnace_E7 | F2 | Industrial | WA - Industrial | New | Space Heating | Natural Gas | Furnace | E7 | TRC BC Ratio | 0 | 0 | 0 | 0 | 0 | 0 | 0 | 0 | 0 | 0 | 0 | 0 | 0 | 0 | 0 | 0 | 0 | 0 | 0 | 0 | 0 | 0 | 0 | 0 | 0 | 0 | 0
F2_Industrial_WA - Industrial_New_Space Heating_Natural Gas_Furnace_E8 | F2 | Industrial | WA - Industrial | New | Space Heating | Natural Gas | Furnace | E8 | TRC BC Ratio | 0 | 0 | 0 | 0 | 0 | 0 | 0 | 0 | 0 | 0 | 0 | 0 | 0 | 0 | 0 | 0 | 0 | 0 | 0 | 0 | 0 | 0 | 0 | 0 | 0 | 0 | 0
F2_Industrial_WA - Industrial_New_Space Heating_Natural Gas_Furnace_E9 | F2 | Industrial | WA - Industrial | New | Space Heating | Natural Gas | Furnace | E9 | TRC BC Ratio | 0 | 0 | 0 | 0 | 0 | 0 | 0 | 0 | 0 | 0 | 0 | 0 | 0 | 0 | 0 | 0 | 0 | 0 | 0 | 0 | 0 | 0 | 0 | 0 | 0 | 0 | 0
F2_Industrial_WA - Industrial_New_Space Heating_Natural Gas_Furnace_E10 | F2 | Industrial | WA - Industrial | New | Space Heating | Natural Gas | Furnace | E10 | TRC BC Ratio | 0 | 0 | 0 | 0 | 0 | 0 | 0 | 0 | 0 | 0 | 0 | 0 | 0 | 0 | 0 | 0 | 0 | 0 | 0 | 0 | 0 | 0 | 0 | 0 | 0 | 0 | 0
F3_Industrial_WA - Industrial_New_Space Heating_Natural Gas_Furnace_E1 | F3 | Industrial | WA - Industrial | New | Space Heating | Natural Gas | Furnace | E1 | PACT BC Ratio | 1 | 1 | 1 | 0 | 0 | 0 | 0 | 0 | 0 | 0 | 0 | 0 | 0 | 0 | 0 | 0 | 0 | 0 | 0 | 0 | 0 | 0 | 0 | 0 | 0 | 0 | 0
F3_Industrial_WA - Industrial_New_Space Heating_Natural Gas_Furnace_E2 | F3 | Industrial | WA - Industrial | New | Space Heating | Natural Gas | Furnace | E2 | PACT BC Ratio | 17.9066 | 18.1185 | 18.23 | 1 | 1 | 1 | 1 | 1 | 1 | 1 | 1 | 1 | 1 | 1 | 1 | 1 | 1 | 1 | 1 | 1 | 1 | 1 | 1 | 1 | 1 | 1 | 1
F3_Industrial_WA - Industrial_New_Space Heating_Natural Gas_Furnace_E3 | F3 | Industrial | WA - Industrial | New | Space Heating | Natural Gas | Furnace | E3 | PACT BC Ratio | 13.43 | 13.5889 | 13.6725 | 9.1725 | 9.3127 | 9.506 | 9.5427 | 9.5812 | 9.612 | 9.6302 | 9.6366 | 9.629 | 9.6083 | 9.5673 | 9.5072 | 9.4273 | 9.3241 | 9.1984 | 9.0459 | 8.8626 | 8.6456 | 8.3938 | 8.1719 | 8.0337 | 7.9827 | 8.0218 | 8.0611
F3_Industrial_WA - Industrial_New_Space Heating_Natural Gas_Furnace_E4 | F3 | Industrial | WA - Industrial | New | Space Heating | Natural Gas | Furnace | E4 | PACT BC Ratio | 0 | 0 | 0 | 0 | 0 | 0 | 0 | 0 | 0 | 0 | 0 | 0 | 0 | 0 | 0 | 0 | 0 | 0 | 0 | 0 | 0 | 0 | 0 | 0 | 0 | 0 | 0
F3_Industrial_WA - Industrial_New_Space Heating_Natural Gas_Furnace_E5 | F3 | Industrial | WA - Industrial | New | Space Heating | Natural Gas | Furnace | E5 | PACT BC Ratio | 0 | 0 | 0 | 0 | 0 | 0 | 0 | 0 | 0 | 0 | 0 | 0 | 0 | 0 | 0 | 0 | 0 | 0 | 0 | 0 | 0 | 0 | 0 | 0 | 0 | 0 | 0
F3_Industrial_WA - Industrial_New_Space Heating_Natural Gas_Furnace_E6 | F3 | Industrial | WA - Industrial | New | Space Heating | Natural Gas | Furnace | E6 | PACT BC Ratio | 0 | 0 | 0 | 0 | 0 | 0 | 0 | 0 | 0 | 0 | 0 | 0 | 0 | 0 | 0 | 0 | 0 | 0 | 0 | 0 | 0 | 0 | 0 | 0 | 0 | 0 | 0
F3_Industrial_WA - Industrial_New_Space Heating_Natural Gas_Furnace_E7 | F3 | Industrial | WA - Industrial | New | Space Heating | Natural Gas | Furnace | E7 | PACT BC Ratio | 0 | 0 | 0 | 0 | 0 | 0 | 0 | 0 | 0 | 0 | 0 | 0 | 0 | 0 | 0 | 0 | 0 | 0 | 0 | 0 | 0 | 0 | 0 | 0 | 0 | 0 | 0
F3_Industrial_WA - Industrial_New_Space Heating_Natural Gas_Furnace_E8 | F3 | Industrial | WA - Industrial | New | Space Heating | Natural Gas | Furnace | E8 | PACT BC Ratio | 0 | 0 | 0 | 0 | 0 | 0 | 0 | 0 | 0 | 0 | 0 | 0 | 0 | 0 | 0 | 0 | 0 | 0 | 0 | 0 | 0 | 0 | 0 | 0 | 0 | 0 | 0
F3_Industrial_WA - Industrial_New_Space Heating_Natural Gas_Furnace_E9 | F3 | Industrial | WA - Industrial | New | Space Heating | Natural Gas | Furnace | E9 | PACT BC Ratio | 0 | 0 | 0 | 0 | 0 | 0 | 0 | 0 | 0 | 0 | 0 | 0 | 0 | 0 | 0 | 0 | 0 | 0 | 0 | 0 | 0 | 0 | 0 | 0 | 0 | 0 | 0
F3_Industrial_WA - Industrial_New_Space Heating_Natural Gas_Furnace_E10 | F3 | Industrial | WA - Industrial | New | Space Heating | Natural Gas | Furnace | E10 | PACT BC Ratio | 0 | 0 | 0 | 0 | 0 | 0 | 0 | 0 | 0 | 0 | 0 | 0 | 0 | 0 | 0 | 0 | 0 | 0 | 0 | 0 | 0 | 0 | 0 | 0 | 0 | 0 | 0
F4_Industrial_WA - Industrial_New_Space Heating_Natural Gas_Furnace_E1 | F4 | Industrial | WA - Industrial | New | Space Heating | Natural Gas | Furnace | E1 | RVT BC Ratio | 1 | 1 | 1 | 0 | 0 | 0 | 0 | 0 | 0 | 0 | 0 | 0 | 0 | 0 | 0 | 0 | 0 | 0 | 0 | 0 | 0 | 0 | 0 | 0 | 0 | 0 | 0
F4_Industrial_WA - Industrial_New_Space Heating_Natural Gas_Furnace_E2 | F4 | Industrial | WA - Industrial | New | Space Heating | Natural Gas | Furnace | E2 | RVT BC Ratio | 0.5 | 0.5 | 0.5 | 1 | 1 | 1 | 1 | 1 | 1 | 1 | 1 | 1 | 1 | 1 | 1 | 1 | 1 | 1 | 1 | 1 | 1 | 1 | 1 | 1 | 1 | 1 | 1
F4_Industrial_WA - Industrial_New_Space Heating_Natural Gas_Furnace_E3 | F4 | Industrial | WA - Industrial | New | Space Heating | Natural Gas | Furnace | E3 | RVT BC Ratio | 0.5 | 0.5 | 0.5 | 0.5 | 0.5 | 0.5 | 0.5 | 0.5 | 0.5 | 0.5 | 0.5 | 0.5 | 0.5 | 0.5 | 0.5 | 0.5 | 0.5 | 0.5 | 0.5 | 0.5 | 0.5 | 0.5 | 0.5 | 0.5 | 0.5 | 0.5 | 0.5
F4_Industrial_WA - Industrial_New_Space Heating_Natural Gas_Furnace_E4 | F4 | Industrial | WA - Industrial | New | Space Heating | Natural Gas | Furnace | E4 | RVT BC Ratio | 0 | 0 | 0 | 0 | 0 | 0 | 0 | 0 | 0 | 0 | 0 | 0 | 0 | 0 | 0 | 0 | 0 | 0 | 0 | 0 | 0 | 0 | 0 | 0 | 0 | 0 | 0
F4_Industrial_WA - Industrial_New_Space Heating_Natural Gas_Furnace_E5 | F4 | Industrial | WA - Industrial | New | Space Heating | Natural Gas | Furnace | E5 | RVT BC Ratio | 0 | 0 | 0 | 0 | 0 | 0 | 0 | 0 | 0 | 0 | 0 | 0 | 0 | 0 | 0 | 0 | 0 | 0 | 0 | 0 | 0 | 0 | 0 | 0 | 0 | 0 | 0
F4_Industrial_WA - Industrial_New_Space Heating_Natural Gas_Furnace_E6 | F4 | Industrial | WA - Industrial | New | Space Heating | Natural Gas | Furnace | E6 | RVT BC Ratio | 0 | 0 | 0 | 0 | 0 | 0 | 0 | 0 | 0 | 0 | 0 | 0 | 0 | 0 | 0 | 0 | 0 | 0 | 0 | 0 | 0 | 0 | 0 | 0 | 0 | 0 | 0
F4_Industrial_WA - Industrial_New_Space Heating_Natural Gas_Furnace_E7 | F4 | Industrial | WA - Industrial | New | Space Heating | Natural Gas | Furnace | E7 | RVT BC Ratio | 0 | 0 | 0 | 0 | 0 | 0 | 0 | 0 | 0 | 0 | 0 | 0 | 0 | 0 | 0 | 0 | 0 | 0 | 0 | 0 | 0 | 0 | 0 | 0 | 0 | 0 | 0
F4_Industrial_WA - Industrial_New_Space Heating_Natural Gas_Furnace_E8 | F4 | Industrial | WA - Industrial | New | Space Heating | Natural Gas | Furnace | E8 | RVT BC Ratio | 0 | 0 | 0 | 0 | 0 | 0 | 0 | 0 | 0 | 0 | 0 | 0 | 0 | 0 | 0 | 0 | 0 | 0 | 0 | 0 | 0 | 0 | 0 | 0 | 0 | 0 | 0
F4_Industrial_WA - Industrial_New_Space Heating_Natural Gas_Furnace_E9 | F4 | Industrial | WA - Industrial | New | Space Heating | Natural Gas | Furnace | E9 | RVT BC Ratio | 0 | 0 | 0 | 0 | 0 | 0 | 0 | 0 | 0 | 0 | 0 | 0 | 0 | 0 | 0 | 0 | 0 | 0 | 0 | 0 | 0 | 0 | 0 | 0 | 0 | 0 | 0
F4_Industrial_WA - Industrial_New_Space Heating_Natural Gas_Furnace_E10 | F4 | Industrial | WA - Industrial | New | Space Heating | Natural Gas | Furnace | E10 | RVT BC Ratio | 0 | 0 | 0 | 0 | 0 | 0 | 0 | 0 | 0 | 0 | 0 | 0 | 0 | 0 | 0 | 0 | 0 | 0 | 0 | 0 | 0 | 0 | 0 | 0 | 0 | 0 | 0
F5_Industrial_WA - Industrial_New_Space Heating_Natural Gas_Furnace_E1 | F5 | Industrial | WA - Industrial | New | Space Heating | Natural Gas | Furnace | E1 | RIM BC Ratio | 1 | 1 | 1 | 0 | 0 | 0 | 0 | 0 | 0 | 0 | 0 | 0 | 0 | 0 | 0 | 0 | 0 | 0 | 0 | 0 | 0 | 0 | 0 | 0 | 0 | 0 | 0
F5_Industrial_WA - Industrial_New_Space Heating_Natural Gas_Furnace_E2 | F5 | Industrial | WA - Industrial | New | Space Heating | Natural Gas | Furnace | E2 | RIM BC Ratio | 17.9066 | 18.1185 | 18.23 | 1 | 1 | 1 | 1 | 1 | 1 | 1 | 1 | 1 | 1 | 1 | 1 | 1 | 1 | 1 | 1 | 1 | 1 | 1 | 1 | 1 | 1 | 1 | 1
F5_Industrial_WA - Industrial_New_Space Heating_Natural Gas_Furnace_E3 | F5 | Industrial | WA - Industrial | New | Space Heating | Natural Gas | Furnace | E3 | RIM BC Ratio | 13.43 | 13.5889 | 13.6725 | 9.1725 | 9.3127 | 9.506 | 9.5427 | 9.5812 | 9.612 | 9.6302 | 9.6366 | 9.629 | 9.6083 | 9.5673 | 9.5072 | 9.4273 | 9.3241 | 9.1984 | 9.0459 | 8.8626 | 8.6456 | 8.3938 | 8.1719 | 8.0337 | 7.9827 | 8.0218 | 8.0611
F5_Industrial_WA - Industrial_New_Space Heating_Natural Gas_Furnace_E4 | F5 | Industrial | WA - Industrial | New | Space Heating | Natural Gas | Furnace | E4 | RIM BC Ratio | 0 | 0 | 0 | 0 | 0 | 0 | 0 | 0 | 0 | 0 | 0 | 0 | 0 | 0 | 0 | 0 | 0 | 0 | 0 | 0 | 0 | 0 | 0 | 0 | 0 | 0 | 0
F5_Industrial_WA - Industrial_New_Space Heating_Natural Gas_Furnace_E5 | F5 | Industrial | WA - Industrial | New | Space Heating | Natural Gas | Furnace | E5 | RIM BC Ratio | 0 | 0 | 0 | 0 | 0 | 0 | 0 | 0 | 0 | 0 | 0 | 0 | 0 | 0 | 0 | 0 | 0 | 0 | 0 | 0 | 0 | 0 | 0 | 0 | 0 | 0 | 0
F5_Industrial_WA - Industrial_New_Space Heating_Natural Gas_Furnace_E6 | F5 | Industrial | WA - Industrial | New | Space Heating | Natural Gas | Furnace | E6 | RIM BC Ratio | 0 | 0 | 0 | 0 | 0 | 0 | 0 | 0 | 0 | 0 | 0 | 0 | 0 | 0 | 0 | 0 | 0 | 0 | 0 | 0 | 0 | 0 | 0 | 0 | 0 | 0 | 0
F5_Industrial_WA - Industrial_New_Space Heating_Natural Gas_Furnace_E7 | F5 | Industrial | WA - Industrial | New | Space Heating | Natural Gas | Furnace | E7 | RIM BC Ratio | 0 | 0 | 0 | 0 | 0 | 0 | 0 | 0 | 0 | 0 | 0 | 0 | 0 | 0 | 0 | 0 | 0 | 0 | 0 | 0 | 0 | 0 | 0 | 0 | 0 | 0 | 0
F5_Industrial_WA - Industrial_New_Space Heating_Natural Gas_Furnace_E8 | F5 | Industrial | WA - Industrial | New | Space Heating | Natural Gas | Furnace | E8 | RIM BC Ratio | 0 | 0 | 0 | 0 | 0 | 0 | 0 | 0 | 0 | 0 | 0 | 0 | 0 | 0 | 0 | 0 | 0 | 0 | 0 | 0 | 0 | 0 | 0 | 0 | 0 | 0 | 0
F5_Industrial_WA - Industrial_New_Space Heating_Natural Gas_Furnace_E9 | F5 | Industrial | WA - Industrial | New | Space Heating | Natural Gas | Furnace | E9 | RIM BC Ratio | 0 | 0 | 0 | 0 | 0 | 0 | 0 | 0 | 0 | 0 | 0 | 0 | 0 | 0 | 0 | 0 | 0 | 0 | 0 | 0 | 0 | 0 | 0 | 0 | 0 | 0 | 0
F5_Industrial_WA - Industrial_New_Space Heating_Natural Gas_Furnace_E10 | F5 | Industrial | WA - Industrial | New | Space Heating | Natural Gas | Furnace | E10 | RIM BC Ratio | 0 | 0 | 0 | 0 | 0 | 0 | 0 | 0 | 0 | 0 | 0 | 0 | 0 | 0 | 0 | 0 | 0 | 0 | 0 | 0 | 0 | 0 | 0 | 0 | 0 | 0 | 0
F0_Industrial_WA - Industrial_New_Space Heating_Natural Gas_Boiler_E0 | F0 | Industrial | WA - Industrial | New | Space Heating | Natural Gas | Boiler | E0 | Economic Unit | AFUE 97% | AFUE 97% | AFUE 97% | AFUE 97% | AFUE 97% | AFUE 97% | AFUE 97% | AFUE 97% | AFUE 97% | AFUE 97% | AFUE 97% | AFUE 97% | AFUE 97% | AFUE 97% | AFUE 97% | AFUE 97% | AFUE 97% | AFUE 97% | AFUE 97% | AFUE 97% | AFUE 97% | AFUE 97% | AFUE 97% | AFUE 97% | AFUE 97% | AFUE 97% | AFUE 97%
F1_Industrial_WA - Industrial_New_Space Heating_Natural Gas_Boiler_E1 | F1 | Industrial | WA - Industrial | New | Space Heating | Natural Gas | Boiler | E1 | CCE | 0 | 0 | 0 | 0 | 0 | 0 | 0 | 0 | 0 | 0 | 0 | 0 | 0 | 0 | 0 | 0 | 0 | 0 | 0 | 0 | 0 | 0 | 0 | 0 | 0 | 0 | 0
F1_Industrial_WA - Industrial_New_Space Heating_Natural Gas_Boiler_E2 | F1 | Industrial | WA - Industrial | New | Space Heating | Natural Gas | Boiler | E2 | CCE | 0.0072161 | 0.0067076 | 0.0067337 | 0.0067337 | 0.0067337 | 0.0067337 | 0.0067337 | 0.0067337 | 0.0067337 | 0.0067337 | 0.0067337 | 0.0067337 | 0.0067337 | 0.0067337 | 0.0067337 | 0.0067337 | 0.0067337 | 0.0067337 | 0.0067337 | 0.0067337 | 0.0067337 | 0.0067337 | 0.0067337 | 0.0067337 | 0.0067337 | 0.0067337 | 0.0067337
F1_Industrial_WA - Industrial_New_Space Heating_Natural Gas_Boiler_E3 | F1 | Industrial | WA - Industrial | New | Space Heating | Natural Gas | Boiler | E3 | CCE | 0.0072875 | 0.006774 | 0.0068004 | 0.0068004 | 0.0068004 | 0.0068004 | 0.0068004 | 0.0068004 | 0.0068004 | 0.0068004 | 0.0068004 | 0.0068004 | 0.0068004 | 0.0068004 | 0.0068004 | 0.0068004 | 0.0068004 | 0.0068004 | 0.0068004 | 0.0068004 | 0.0068004 | 0.0068004 | 0.0068004 | 0.0068004 | 0.0068004 | 0.0068004 | 0.0068004
F1_Industrial_WA - Industrial_New_Space Heating_Natural Gas_Boiler_E4 | F1 | Industrial | WA - Industrial | New | Space Heating | Natural Gas | Boiler | E4 | CCE | 0.030747 | 0.028581 | 0.028692 | 0.028692 | 0.028692 | 0.028692 | 0.028692 | 0.028692 | 0.028692 | 0.028692 | 0.028692 | 0.028692 | 0.028692 | 0.028692 | 0.028692 | 0.028692 | 0.028692 | 0.028692 | 0.028692 | 0.028692 | 0.028692 | 0.028692 | 0.028692 | 0.028692 | 0.028692 | 0.028692 | 0.028692
F1_Industrial_WA - Industrial_New_Space Heating_Natural Gas_Boiler_E5 | F1 | Industrial | WA - Industrial | New | Space Heating | Natural Gas | Boiler | E5 | CCE | 0 | 0 | 0 | 0 | 0 | 0 | 0 | 0 | 0 | 0 | 0 | 0 | 0 | 0 | 0 | 0 | 0 | 0 | 0 | 0 | 0 | 0 | 0 | 0 | 0 | 0 | 0
F1_Industrial_WA - Industrial_New_Space Heating_Natural Gas_Boiler_E6 | F1 | Industrial | WA - Industrial | New | Space Heating | Natural Gas | Boiler | E6 | CCE | 0 | 0 | 0 | 0 | 0 | 0 | 0 | 0 | 0 | 0 | 0 | 0 | 0 | 0 | 0 | 0 | 0 | 0 | 0 | 0 | 0 | 0 | 0 | 0 | 0 | 0 | 0
F1_Industrial_WA - Industrial_New_Space Heating_Natural Gas_Boiler_E7 | F1 | Industrial | WA - Industrial | New | Space Heating | Natural Gas | Boiler | E7 | CCE | 0 | 0 | 0 | 0 | 0 | 0 | 0 | 0 | 0 | 0 | 0 | 0 | 0 | 0 | 0 | 0 | 0 | 0 | 0 | 0 | 0 | 0 | 0 | 0 | 0 | 0 | 0
F1_Industrial_WA - Industrial_New_Space Heating_Natural Gas_Boiler_E8 | F1 | Industrial | WA - Industrial | New | Space Heating | Natural Gas | Boiler | E8 | CCE | 0 | 0 | 0 | 0 | 0 | 0 | 0 | 0 | 0 | 0 | 0 | 0 | 0 | 0 | 0 | 0 | 0 | 0 | 0 | 0 | 0 | 0 | 0 | 0 | 0 | 0 | 0
F1_Industrial_WA - Industrial_New_Space Heating_Natural Gas_Boiler_E9 | F1 | Industrial | WA - Industrial | New | Space Heating | Natural Gas | Boiler | E9 | CCE | 0 | 0 | 0 | 0 | 0 | 0 | 0 | 0 | 0 | 0 | 0 | 0 | 0 | 0 | 0 | 0 | 0 | 0 | 0 | 0 | 0 | 0 | 0 | 0 | 0 | 0 | 0
F1_Industrial_WA - Industrial_New_Space Heating_Natural Gas_Boiler_E10 | F1 | Industrial | WA - Industrial | New | Space Heating | Natural Gas | Boiler | E10 | CCE | 0 | 0 | 0 | 0 | 0 | 0 | 0 | 0 | 0 | 0 | 0 | 0 | 0 | 0 | 0 | 0 | 0 | 0 | 0 | 0 | 0 | 0 | 0 | 0 | 0 | 0 | 0
F2_Industrial_WA - Industrial_New_Space Heating_Natural Gas_Boiler_E1 | F2 | Industrial | WA - Industrial | New | Space Heating | Natural Gas | Boiler | E1 | TRC BC Ratio | bar: 2021 to 2047
F2_Industrial_WA - Industrial_New_Space Heating_Natural Gas_Boiler_E2 | F2 | Industrial | WA - Industrial | New | Space Heating | Natural Gas | Boiler | E2 | TRC BC Ratio | 1.9167 | 1.9361 | 1.9447 | 1.9531 | 1.9788 | 2.0163 | 2.0228 | 2.0305 | 2.0372 | 2.0412 | 2.0428 | 2.0416 | 2.0376 | 2.0295 | 2.0175 | 2.0014 | 1.9804 | 1.9549 | 1.9239 | 1.8865 | 1.8422 | 1.7908 | 1.7455 | 1.7174 | 1.7072 | 1.7156 | 1.724
F2_Industrial_WA - Industrial_New_Space Heating_Natural Gas_Boiler_E3 | F2 | Industrial | WA - Industrial | New | Space Heating | Natural Gas | Boiler | E3 | TRC BC Ratio | 1.8979 | 1.9172 | 1.9256 | 1.934 | 1.9594 | 1.9965 | 2.003 | 2.0106 | 2.0172 | 2.0212 | 2.0228 | 2.0216 | 2.0177 | 2.0096 | 1.9977 | 1.9817 | 1.961 | 1.9357 | 1.905 | 1.868 | 1.8242 | 1.7732 | 1.7284 | 1.7006 | 1.6905 | 1.6988 | 1.7071
F2_Industrial_WA - Industrial_New_Space Heating_Natural Gas_Boiler_E4 | F2 | Industrial | WA - Industrial | New | Space Heating | Natural Gas | Boiler | E4 | TRC BC Ratio | 0.47624 | 0.47713 | 0.4753 | 0.47255 | 0.47176 | 0.47254 | 0.4689 | 0.46566 | 0.46258 | 0.45958 | 0.45683 | 0.45446 | 0.45269 | 0.45125 | 0.4499 | 0.4483 | 0.44601 | 0.44304 | 0.43927 | 0.43458 | 0.42888 | 0.42214 | 0.4163 | 0.41298 | 0.41229 | 0.41431 | 0.41634
F2_Industrial_WA - Industrial_New_Space Heating_Natural Gas_Boiler_E5 | F2 | Industrial | WA - Industrial | New | Space Heating | Natural Gas | Boiler | E5 | TRC BC Ratio | 0 | 0 | 0 | 0 | 0 | 0 | 0 | 0 | 0 | 0 | 0 | 0 | 0 | 0 | 0 | 0 | 0 | 0 | 0 | 0 | 0 | 0 | 0 | 0 | 0 | 0 | 0
F2_Industrial_WA - Industrial_New_Space Heating_Natural Gas_Boiler_E6 | F2 | Industrial | WA - Industrial | New | Space Heating | Natural Gas | Boiler | E6 | TRC BC Ratio | 0 | 0 | 0 | 0 | 0 | 0 | 0 | 0 | 0 | 0 | 0 | 0 | 0 | 0 | 0 | 0 | 0 | 0 | 0 | 0 | 0 | 0 | 0 | 0 | 0 | 0 | 0
F2_Industrial_WA - Industrial_New_Space Heating_Natural Gas_Boiler_E7 | F2 | Industrial | WA - Industrial | New | Space Heating | Natural Gas | Boiler | E7 | TRC BC Ratio | 0 | 0 | 0 | 0 | 0 | 0 | 0 | 0 | 0 | 0 | 0 | 0 | 0 | 0 | 0 | 0 | 0 | 0 | 0 | 0 | 0 | 0 | 0 | 0 | 0 | 0 | 0
F2_Industrial_WA - Industrial_New_Space Heating_Natural Gas_Boiler_E8 | F2 | Industrial | WA - Industrial | New | Space Heating | Natural Gas | Boiler | E8 | TRC BC Ratio | 0 | 0 | 0 | 0 | 0 | 0 | 0 | 0 | 0 | 0 | 0 | 0 | 0 | 0 | 0 | 0 | 0 | 0 | 0 | 0 | 0 | 0 | 0 | 0 | 0 | 0 | 0
F2_Industrial_WA - Industrial_New_Space Heating_Natural Gas_Boiler_E9 | F2 | Industrial | WA - Industrial | New | Space Heating | Natural Gas | Boiler | E9 | TRC BC Ratio | 0 | 0 | 0 | 0 | 0 | 0 | 0 | 0 | 0 | 0 | 0 | 0 | 0 | 0 | 0 | 0 | 0 | 0 | 0 | 0 | 0 | 0 | 0 | 0 | 0 | 0 | 0
F2_Industrial_WA - Industrial_New_Space Heating_Natural Gas_Boiler_E10 | F2 | Industrial | WA - Industrial | New | Space Heating | Natural Gas | Boiler | E10 | TRC BC Ratio | 0 | 0 | 0 | 0 | 0 | 0 | 0 | 0 | 0 | 0 | 0 | 0 | 0 | 0 | 0 | 0 | 0 | 0 | 0 | 0 | 0 | 0 | 0 | 0 | 0 | 0 | 0
F3_Industrial_WA - Industrial_New_Space Heating_Natural Gas_Boiler_E1 | F3 | Industrial | WA - Industrial | New | Space Heating | Natural Gas | Boiler | E1 | PACT BC Ratio | bar: 2021 to 2047
F3_Industrial_WA - Industrial_New_Space Heating_Natural Gas_Boiler_E2 | F3 | Industrial | WA - Industrial | New | Space Heating | Natural Gas | Boiler | E2 | PACT BC Ratio | 3.2857 | 3.3191 | 3.3337 | 3.3482 | 3.3922 | 3.4565 | 3.4676 | 3.4809 | 3.4923 | 3.4992 | 3.502 | 3.4999 | 3.4931 | 3.4792 | 3.4585 | 3.4309 | 3.395 | 3.3513 | 3.2981 | 3.234 | 3.1581 | 3.0699 | 2.9923 | 2.9442 | 2.9267 | 2.9411 | 2.9555
F3_Industrial_WA - Industrial_New_Space Heating_Natural Gas_Boiler_E3 | F3 | Industrial | WA - Industrial | New | Space Heating | Natural Gas | Boiler | E3 | PACT BC Ratio | 3.2535 | 3.2866 | 3.301 | 3.3154 | 3.359 | 3.4226 | 3.4336 | 3.4468 | 3.4581 | 3.4649 | 3.4677 | 3.4656 | 3.4588 | 3.445 | 3.4246 | 3.3973 | 3.3618 | 3.3184 | 3.2658 | 3.2023 | 3.1272 | 3.0398 | 2.963 | 2.9153 | 2.898 | 2.9122 | 2.9265
F3_Industrial_WA - Industrial_New_Space Heating_Natural Gas_Boiler_E4 | F3 | Industrial | WA - Industrial | New | Space Heating | Natural Gas | Boiler | E4 | PACT BC Ratio | 0.8164 | 0.81794 | 0.8148 | 0.81008 | 0.80872 | 0.81006 | 0.80383 | 0.79828 | 0.79299 | 0.78785 | 0.78314 | 0.77908 | 0.77604 | 0.77357 | 0.77125 | 0.76852 | 0.76458 | 0.75949 | 0.75304 | 0.74499 | 0.73523 | 0.72367 | 0.71366 | 0.70797 | 0.70678 | 0.71024 | 0.71373
F3_Industrial_WA - Industrial_New_Space Heating_Natural Gas_Boiler_E5 | F3 | Industrial | WA - Industrial | New | Space Heating | Natural Gas | Boiler | E5 | PACT BC Ratio | 0 | 0 | 0 | 0 | 0 | 0 | 0 | 0 | 0 | 0 | 0 | 0 | 0 | 0 | 0 | 0 | 0 | 0 | 0 | 0 | 0 | 0 | 0 | 0 | 0 | 0 | 0
F3_Industrial_WA - Industrial_New_Space Heating_Natural Gas_Boiler_E6 | F3 | Industrial | WA - Industrial | New | Space Heating | Natural Gas | Boiler | E6 | PACT BC Ratio | 0 | 0 | 0 | 0 | 0 | 0 | 0 | 0 | 0 | 0 | 0 | 0 | 0 | 0 | 0 | 0 | 0 | 0 | 0 | 0 | 0 | 0 | 0 | 0 | 0 | 0 | 0
F3_Industrial_WA - Industrial_New_Space Heating_Natural Gas_Boiler_E7 | F3 | Industrial | WA - Industrial | New | Space Heating | Natural Gas | Boiler | E7 | PACT BC Ratio | 0 | 0 | 0 | 0 | 0 | 0 | 0 | 0 | 0 | 0 | 0 | 0 | 0 | 0 | 0 | 0 | 0 | 0 | 0 | 0 | 0 | 0 | 0 | 0 | 0 | 0 | 0
F3_Industrial_WA - Industrial_New_Space Heating_Natural Gas_Boiler_E8 | F3 | Industrial | WA - Industrial | New | Space Heating | Natural Gas | Boiler | E8 | PACT BC Ratio | 0 | 0 | 0 | 0 | 0 | 0 | 0 | 0 | 0 | 0 | 0 | 0 | 0 | 0 | 0 | 0 | 0 | 0 | 0 | 0 | 0 | 0 | 0 | 0 | 0 | 0 | 0
F3_Industrial_WA - Industrial_New_Space Heating_Natural Gas_Boiler_E9 | F3 | Industrial | WA - Industrial | New | Space Heating | Natural Gas | Boiler | E9 | PACT BC Ratio | 0 | 0 | 0 | 0 | 0 | 0 | 0 | 0 | 0 | 0 | 0 | 0 | 0 | 0 | 0 | 0 | 0 | 0 | 0 | 0 | 0 | 0 | 0 | 0 | 0 | 0 | 0
F3_Industrial_WA - Industrial_New_Space Heating_Natural Gas_Boiler_E10 | F3 | Industrial | WA - Industrial | New | Space Heating | Natural Gas | Boiler | E10 | PACT BC Ratio | 0 | 0 | 0 | 0 | 0 | 0 | 0 | 0 | 0 | 0 | 0 | 0 | 0 | 0 | 0 | 0 | 0 | 0 | 0 | 0 | 0 | 0 | 0 | 0 | 0 | 0 | 0
F4_Industrial_WA - Industrial_New_Space Heating_Natural Gas_Boiler_E1 | F4 | Industrial | WA - Industrial | New | Space Heating | Natural Gas | Boiler | E1 | RVT BC Ratio | bar: 2021 to 2047
F4_Industrial_WA - Industrial_New_Space Heating_Natural Gas_Boiler_E2 | F4 | Industrial | WA - Industrial | New | Space Heating | Natural Gas | Boiler | E2 | RVT BC Ratio | 0.5 | 0.5 | 0.5 | 0.5 | 0.5 | 0.5 | 0.5 | 0.5 | 0.5 | 0.5 | 0.5 | 0.5 | 0.5 | 0.5 | 0.5 | 0.5 | 0.5 | 0.5 | 0.5 | 0.5 | 0.5 | 0.5 | 0.5 | 0.5 | 0.5 | 0.5 | 0.5
F4_Industrial_WA - Industrial_New_Space Heating_Natural Gas_Boiler_E3 | F4 | Industrial | WA - Industrial | New | Space Heating | Natural Gas | Boiler | E3 | RVT BC Ratio | 0.5 | 0.5 | 0.5 | 0.5 | 0.5 | 0.5 | 0.5 | 0.5 | 0.5 | 0.5 | 0.5 | 0.5 | 0.5 | 0.5 | 0.5 | 0.5 | 0.5 | 0.5 | 0.5 | 0.5 | 0.5 | 0.5 | 0.5 | 0.5 | 0.5 | 0.5 | 0.5
F4_Industrial_WA - Industrial_New_Space Heating_Natural Gas_Boiler_E4 | F4 | Industrial | WA - Industrial | New | Space Heating | Natural Gas | Boiler | E4 | RVT BC Ratio | 0.5 | 0.5 | 0.5 | 0.5 | 0.5 | 0.5 | 0.5 | 0.5 | 0.5 | 0.5 | 0.5 | 0.5 | 0.5 | 0.5 | 0.5 | 0.5 | 0.5 | 0.5 | 0.5 | 0.5 | 0.5 | 0.5 | 0.5 | 0.5 | 0.5 | 0.5 | 0.5
F4_Industrial_WA - Industrial_New_Space Heating_Natural Gas_Boiler_E5 | F4 | Industrial | WA - Industrial | New | Space Heating | Natural Gas | Boiler | E5 | RVT BC Ratio | 0 | 0 | 0 | 0 | 0 | 0 | 0 | 0 | 0 | 0 | 0 | 0 | 0 | 0 | 0 | 0 | 0 | 0 | 0 | 0 | 0 | 0 | 0 | 0 | 0 | 0 | 0
F4_Industrial_WA - Industrial_New_Space Heating_Natural Gas_Boiler_E6 | F4 | Industrial | WA - Industrial | New | Space Heating | Natural Gas | Boiler | E6 | RVT BC Ratio | 0 | 0 | 0 | 0 | 0 | 0 | 0 | 0 | 0 | 0 | 0 | 0 | 0 | 0 | 0 | 0 | 0 | 0 | 0 | 0 | 0 | 0 | 0 | 0 | 0 | 0 | 0
F4_Industrial_WA - Industrial_New_Space Heating_Natural Gas_Boiler_E7 | F4 | Industrial | WA - Industrial | New | Space Heating | Natural Gas | Boiler | E7 | RVT BC Ratio | 0 | 0 | 0 | 0 | 0 | 0 | 0 | 0 | 0 | 0 | 0 | 0 | 0 | 0 | 0 | 0 | 0 | 0 | 0 | 0 | 0 | 0 | 0 | 0 | 0 | 0 | 0
F4_Industrial_WA - Industrial_New_Space Heating_Natural Gas_Boiler_E8 | F4 | Industrial | WA - Industrial | New | Space Heating | Natural Gas | Boiler | E8 | RVT BC Ratio | 0 | 0 | 0 | 0 | 0 | 0 | 0 | 0 | 0 | 0 | 0 | 0 | 0 | 0 | 0 | 0 | 0 | 0 | 0 | 0 | 0 | 0 | 0 | 0 | 0 | 0 | 0
F4_Industrial_WA - Industrial_New_Space Heating_Natural Gas_Boiler_E9 | F4 | Industrial | WA - Industrial | New | Space Heating | Natural Gas | Boiler | E9 | RVT BC Ratio | 0 | 0 | 0 | 0 | 0 | 0 | 0 | 0 | 0 | 0 | 0 | 0 | 0 | 0 | 0 | 0 | 0 | 0 | 0 | 0 | 0 | 0 | 0 | 0 | 0 | 0 | 0
F4_Industrial_WA - Industrial_New_Space Heating_Natural Gas_Boiler_E10 | F4 | Industrial | WA - Industrial | New | Space Heating | Natural Gas | Boiler | E10 | RVT BC Ratio | 0 | 0 | 0 | 0 | 0 | 0 | 0 | 0 | 0 | 0 | 0 | 0 | 0 | 0 | 0 | 0 | 0 | 0 | 0 | 0 | 0 | 0 | 0 | 0 | 0 | 0 | 0
F5_Industrial_WA - Industrial_New_Space Heating_Natural Gas_Boiler_E1 | F5 | Industrial | WA - Industrial | New | Space Heating | Natural Gas | Boiler | E1 | RIM BC Ratio | bar: 2021 to 2047
F5_Industrial_WA - Industrial_New_Space Heating_Natural Gas_Boiler_E2 | F5 | Industrial | WA - Industrial | New | Space Heating | Natural Gas | Boiler | E2 | RIM BC Ratio | 3.2857 | 3.3191 | 3.3337 | 3.3482 | 3.3922 | 3.4565 | 3.4676 | 3.4809 | 3.4923 | 3.4992 | 3.502 | 3.4999 | 3.4931 | 3.4792 | 3.4585 | 3.4309 | 3.395 | 3.3513 | 3.2981 | 3.234 | 3.1581 | 3.0699 | 2.9923 | 2.9442 | 2.9267 | 2.9411 | 2.9555
F5_Industrial_WA - Industrial_New_Space Heating_Natural Gas_Boiler_E3 | F5 | Industrial | WA - Industrial | New | Space Heating | Natural Gas | Boiler | E3 | RIM BC Ratio | 3.2535 | 3.2866 | 3.301 | 3.3154 | 3.359 | 3.4226 | 3.4336 | 3.4468 | 3.4581 | 3.4649 | 3.4677 | 3.4656 | 3.4588 | 3.445 | 3.4246 | 3.3973 | 3.3618 | 3.3184 | 3.2658 | 3.2023 | 3.1272 | 3.0398 | 2.963 | 2.9153 | 2.898 | 2.9122 | 2.9265
F5_Industrial_WA - Industrial_New_Space Heating_Natural Gas_Boiler_E4 | F5 | Industrial | WA - Industrial | New | Space Heating | Natural Gas | Boiler | E4 | RIM BC Ratio | 0.8164 | 0.81794 | 0.8148 | 0.81008 | 0.80872 | 0.81006 | 0.80383 | 0.79828 | 0.79299 | 0.78785 | 0.78314 | 0.77908 | 0.77604 | 0.77357 | 0.77125 | 0.76852 | 0.76458 | 0.75949 | 0.75304 | 0.74499 | 0.73523 | 0.72367 | 0.71366 | 0.70797 | 0.70678 | 0.71024 | 0.71373
F5_Industrial_WA - Industrial_New_Space Heating_Natural Gas_Boiler_E5 | F5 | Industrial | WA - Industrial | New | Space Heating | Natural Gas | Boiler | E5 | RIM BC Ratio | 0 | 0 | 0 | 0 | 0 | 0 | 0 | 0 | 0 | 0 | 0 | 0 | 0 | 0 | 0 | 0 | 0 | 0 | 0 | 0 | 0 | 0 | 0 | 0 | 0 | 0 | 0
F5_Industrial_WA - Industrial_New_Space Heating_Natural Gas_Boiler_E6 | F5 | Industrial | WA - Industrial | New | Space Heating | Natural Gas | Boiler | E6 | RIM BC Ratio | 0 | 0 | 0 | 0 | 0 | 0 | 0 | 0 | 0 | 0 | 0 | 0 | 0 | 0 | 0 | 0 | 0 | 0 | 0 | 0 | 0 | 0 | 0 | 0 | 0 | 0 | 0
F5_Industrial_WA - Industrial_New_Space Heating_Natural Gas_Boiler_E7 | F5 | Industrial | WA - Industrial | New | Space Heating | Natural Gas | Boiler | E7 | RIM BC Ratio | 0 | 0 | 0 | 0 | 0 | 0 | 0 | 0 | 0 | 0 | 0 | 0 | 0 | 0 | 0 | 0 | 0 | 0 | 0 | 0 | 0 | 0 | 0 | 0 | 0 | 0 | 0
F5_Industrial_WA - Industrial_New_Space Heating_Natural Gas_Boiler_E8 | F5 | Industrial | WA - Industrial | New | Space Heating | Natural Gas | Boiler | E8 | RIM BC Ratio | 0 | 0 | 0 | 0 | 0 | 0 | 0 | 0 | 0 | 0 | 0 | 0 | 0 | 0 | 0 | 0 | 0 | 0 | 0 | 0 | 0 | 0 | 0 | 0 | 0 | 0 | 0
F5_Industrial_WA - Industrial_New_Space Heating_Natural Gas_Boiler_E9 | F5 | Industrial | WA - Industrial | New | Space Heating | Natural Gas | Boiler | E9 | RIM BC Ratio | 0 | 0 | 0 | 0 | 0 | 0 | 0 | 0 | 0 | 0 | 0 | 0 | 0 | 0 | 0 | 0 | 0 | 0 | 0 | 0 | 0 | 0 | 0 | 0 | 0 | 0 | 0
F5_Industrial_WA - Industrial_New_Space Heating_Natural Gas_Boiler_E10 | F5 | Industrial | WA - Industrial | New | Space Heating | Natural Gas | Boiler | E10 | RIM BC Ratio | 0 | 0 | 0 | 0 | 0 | 0 | 0 | 0 | 0 | 0 | 0 | 0 | 0 | 0 | 0 | 0 | 0 | 0 | 0 | 0 | 0 | 0 | 0 | 0 | 0 | 0 | 0
F0_Industrial_WA - Industrial_New_Space Heating_Natural Gas_Unit Heater_E0 | F0 | Industrial | WA - Industrial | New | Space Heating | Natural Gas | Unit Heater | E0 | Economic Unit | Infrared Radiant | Infrared Radiant | Infrared Radiant | Infrared Radiant | Infrared Radiant | Infrared Radiant | Infrared Radiant | Infrared Radiant | Infrared Radiant | Infrared Radiant | Infrared Radiant | Infrared Radiant | Infrared Radiant | Infrared Radiant | Infrared Radiant | Infrared Radiant | Infrared Radiant | Infrared Radiant | Infrared Radiant | Infrared Radiant | Infrared Radiant | Infrared Radiant | Infrared Radiant | Infrared Radiant | Infrared Radiant | Infrared Radiant | Infrared Radiant
F1_Industrial_WA - Industrial_New_Space Heating_Natural Gas_Unit Heater_E1 | F1 | Industrial | WA - Industrial | New | Space Heating | Natural Gas | Unit Heater | E1 | CCE | 0 | 0 | 0 | 0 | 0 | 0 | 0 | 0 | 0 | 0 | 0 | 0 | 0 | 0 | 0 | 0 | 0 | 0 | 0 | 0 | 0 | 0 | 0 | 0 | 0 | 0 | 0
F1_Industrial_WA - Industrial_New_Space Heating_Natural Gas_Unit Heater_E2 | F1 | Industrial | WA - Industrial | New | Space Heating | Natural Gas | Unit Heater | E2 | CCE | 0.00016695 | 0.00015519 | 0.00015579 | 0.00015579 | 0.00015579 | 0.00015579 | 0.00015579 | 0.00015579 | 0.00015579 | 0.00015579 | 0.00015579 | 0.00015579 | 0.00015579 | 0.00015579 | 0.00015579 | 0.00015579 | 0.00015579 | 0.00015579 | 0.00015579 | 0.00015579 | 0.00015579 | 0.00015579 | 0.00015579 | 0.00015579 | 0.00015579 | 0.00015579 | 0.00015579
F1_Industrial_WA - Industrial_New_Space Heating_Natural Gas_Unit Heater_E3 | F1 | Industrial | WA - Industrial | New | Space Heating | Natural Gas | Unit Heater | E3 | CCE | 0.00025544 | 0.00023744 | 0.00023837 | 0.00023837 | 0.00023837 | 0.00023837 | 0.00023837 | 0.00023837 | 0.00023837 | 0.00023837 | 0.00023837 | 0.00023837 | 0.00023837 | 0.00023837 | 0.00023837 | 0.00023837 | 0.00023837 | 0.00023837 | 0.00023837 | 0.00023837 | 0.00023837 | 0.00023837 | 0.00023837 | 0.00023837 | 0.00023837 | 0.00023837 | 0.00023837
F1_Industrial_WA - Industrial_New_Space Heating_Natural Gas_Unit Heater_E4 | F1 | Industrial | WA - Industrial | New | Space Heating | Natural Gas | Unit Heater | E4 | CCE | 0 | 0 | 0 | 0 | 0 | 0 | 0 | 0 | 0 | 0 | 0 | 0 | 0 | 0 | 0 | 0 | 0 | 0 | 0 | 0 | 0 | 0 | 0 | 0 | 0 | 0 | 0
F1_Industrial_WA - Industrial_New_Space Heating_Natural Gas_Unit Heater_E5 | F1 | Industrial | WA - Industrial | New | Space Heating | Natural Gas | Unit Heater | E5 | CCE | 0 | 0 | 0 | 0 | 0 | 0 | 0 | 0 | 0 | 0 | 0 | 0 | 0 | 0 | 0 | 0 | 0 | 0 | 0 | 0 | 0 | 0 | 0 | 0 | 0 | 0 | 0
F1_Industrial_WA - Industrial_New_Space Heating_Natural Gas_Unit Heater_E6 | F1 | Industrial | WA - Industrial | New | Space Heating | Natural Gas | Unit Heater | E6 | CCE | 0 | 0 | 0 | 0 | 0 | 0 | 0 | 0 | 0 | 0 | 0 | 0 | 0 | 0 | 0 | 0 | 0 | 0 | 0 | 0 | 0 | 0 | 0 | 0 | 0 | 0 | 0
F1_Industrial_WA - Industrial_New_Space Heating_Natural Gas_Unit Heater_E7 | F1 | Industrial | WA - Industrial | New | Space Heating | Natural Gas | Unit Heater | E7 | CCE | 0 | 0 | 0 | 0 | 0 | 0 | 0 | 0 | 0 | 0 | 0 | 0 | 0 | 0 | 0 | 0 | 0 | 0 | 0 | 0 | 0 | 0 | 0 | 0 | 0 | 0 | 0
F1_Industrial_WA - Industrial_New_Space Heating_Natural Gas_Unit Heater_E8 | F1 | Industrial | WA - Industrial | New | Space Heating | Natural Gas | Unit Heater | E8 | CCE | 0 | 0 | 0 | 0 | 0 | 0 | 0 | 0 | 0 | 0 | 0 | 0 | 0 | 0 | 0 | 0 | 0 | 0 | 0 | 0 | 0 | 0 | 0 | 0 | 0 | 0 | 0
F1_Industrial_WA - Industrial_New_Space Heating_Natural Gas_Unit Heater_E9 | F1 | Industrial | WA - Industrial | New | Space Heating | Natural Gas | Unit Heater | E9 | CCE | 0 | 0 | 0 | 0 | 0 | 0 | 0 | 0 | 0 | 0 | 0 | 0 | 0 | 0 | 0 | 0 | 0 | 0 | 0 | 0 | 0 | 0 | 0 | 0 | 0 | 0 | 0
F1_Industrial_WA - Industrial_New_Space Heating_Natural Gas_Unit Heater_E10 | F1 | Industrial | WA - Industrial | New | Space Heating | Natural Gas | Unit Heater | E10 | CCE | 0 | 0 | 0 | 0 | 0 | 0 | 0 | 0 | 0 | 0 | 0 | 0 | 0 | 0 | 0 | 0 | 0 | 0 | 0 | 0 | 0 | 0 | 0 | 0 | 0 | 0 | 0
F2_Industrial_WA - Industrial_New_Space Heating_Natural Gas_Unit Heater_E1 | F2 | Industrial | WA - Industrial | New | Space Heating | Natural Gas | Unit Heater | E1 | TRC BC Ratio | bar: 2021 to 2047
F2_Industrial_WA - Industrial_New_Space Heating_Natural Gas_Unit Heater_E2 | F2 | Industrial | WA - Industrial | New | Space Heating | Natural Gas | Unit Heater | E2 | TRC BC Ratio | 81.8474 | 83.0125 | 83.6973 | 84.4096 | 85.9432 | 88.0061 | 88.5286 | 89.0258 | 89.3897 | 89.5751 | 89.6145 | 89.5178 | 89.292 | 88.8676 | 88.2563 | 87.4517 | 86.4182 | 85.1642 | 83.649 | 81.8313 | 79.6848 | 77.1967 | 75.0019 | 73.6254 | 73.1013 | 73.4597 | 73.8198
F2_Industrial_WA - Industrial_New_Space Heating_Natural Gas_Unit Heater_E3 | F2 | Industrial | WA - Industrial | New | Space Heating | Natural Gas | Unit Heater | E3 | TRC BC Ratio | 66.7966 | 66.6316 | 66.0169 | 64.9341 | 63.3369 | 61.3638 | 59.3383 | 56.9738 | 54.3904 | 51.8254 | 49.538 | 47.8232 | 46.8176 | 46.4955 | 46.6625 | 47.1037 | 47.5856 | 48.1069 | 48.6745 | 49.2956 | 49.9746 | 50.7138 | 51.4042 | 51.9556 | 52.3622 | 52.6189 | 52.8768
F2_Industrial_WA - Industrial_New_Space Heating_Natural Gas_Unit Heater_E4 | F2 | Industrial | WA - Industrial | New | Space Heating | Natural Gas | Unit Heater | E4 | TRC BC Ratio | 0 | 0 | 0 | 0 | 0 | 0 | 0 | 0 | 0 | 0 | 0 | 0 | 0 | 0 | 0 | 0 | 0 | 0 | 0 | 0 | 0 | 0 | 0 | 0 | 0 | 0 | 0
F2_Industrial_WA - Industrial_New_Space Heating_Natural Gas_Unit Heater_E5 | F2 | Industrial | WA - Industrial | New | Space Heating | Natural Gas | Unit Heater | E5 | TRC BC Ratio | 0 | 0 | 0 | 0 | 0 | 0 | 0 | 0 | 0 | 0 | 0 | 0 | 0 | 0 | 0 | 0 | 0 | 0 | 0 | 0 | 0 | 0 | 0 | 0 | 0 | 0 | 0
F2_Industrial_WA - Industrial_New_Space Heating_Natural Gas_Unit Heater_E6 | F2 | Industrial | WA - Industrial | New | Space Heating | Natural Gas | Unit Heater | E6 | TRC BC Ratio | 0 | 0 | 0 | 0 | 0 | 0 | 0 | 0 | 0 | 0 | 0 | 0 | 0 | 0 | 0 | 0 | 0 | 0 | 0 | 0 | 0 | 0 | 0 | 0 | 0 | 0 | 0
F2_Industrial_WA - Industrial_New_Space Heating_Natural Gas_Unit Heater_E7 | F2 | Industrial | WA - Industrial | New | Space Heating | Natural Gas | Unit Heater | E7 | TRC BC Ratio | 0 | 0 | 0 | 0 | 0 | 0 | 0 | 0 | 0 | 0 | 0 | 0 | 0 | 0 | 0 | 0 | 0 | 0 | 0 | 0 | 0 | 0 | 0 | 0 | 0 | 0 | 0
F2_Industrial_WA - Industrial_New_Space Heating_Natural Gas_Unit Heater_E8 | F2 | Industrial | WA - Industrial | New | Space Heating | Natural Gas | Unit Heater | E8 | TRC BC Ratio | 0 | 0 | 0 | 0 | 0 | 0 | 0 | 0 | 0 | 0 | 0 | 0 | 0 | 0 | 0 | 0 | 0 | 0 | 0 | 0 | 0 | 0 | 0 | 0 | 0 | 0 | 0
F2_Industrial_WA - Industrial_New_Space Heating_Natural Gas_Unit Heater_E9 | F2 | Industrial | WA - Industrial | New | Space Heating | Natural Gas | Unit Heater | E9 | TRC BC Ratio | 0 | 0 | 0 | 0 | 0 | 0 | 0 | 0 | 0 | 0 | 0 | 0 | 0 | 0 | 0 | 0 | 0 | 0 | 0 | 0 | 0 | 0 | 0 | 0 | 0 | 0 | 0
F2_Industrial_WA - Industrial_New_Space Heating_Natural Gas_Unit Heater_E10 | F2 | Industrial | WA - Industrial | New | Space Heating | Natural Gas | Unit Heater | E10 | TRC BC Ratio | 0 | 0 | 0 | 0 | 0 | 0 | 0 | 0 | 0 | 0 | 0 | 0 | 0 | 0 | 0 | 0 | 0 | 0 | 0 | 0 | 0 | 0 | 0 | 0 | 0 | 0 | 0
F3_Industrial_WA - Industrial_New_Space Heating_Natural Gas_Unit Heater_E1 | F3 | Industrial | WA - Industrial | New | Space Heating | Natural Gas | Unit Heater | E1 | PACT BC Ratio | bar: 2021 to 2047
F3_Industrial_WA - Industrial_New_Space Heating_Natural Gas_Unit Heater_E2 | F3 | Industrial | WA - Industrial | New | Space Heating | Natural Gas | Unit Heater | E2 | PACT BC Ratio | 140.3098 | 142.3071 | 143.481 | 144.7021 | 147.3312 | 150.8676 | 151.7634 | 152.6157 | 153.2394 | 153.5572 | 153.6249 | 153.4591 | 153.0719 | 152.3445 | 151.2964 | 149.9171 | 148.1454 | 145.9958 | 143.3983 | 140.2822 | 136.6024 | 132.3372 | 128.5748 | 126.2149 | 125.3166 | 125.9309 | 126.5482
F3_Industrial_WA - Industrial_New_Space Heating_Natural Gas_Unit Heater_E3 | F3 | Industrial | WA - Industrial | New | Space Heating | Natural Gas | Unit Heater | E3 | PACT BC Ratio | 114.5084 | 114.2255 | 113.1718 | 111.3156 | 108.5775 | 105.1951 | 101.7228 | 97.6694 | 93.2407 | 88.8436 | 84.9223 | 81.9827 | 80.2587 | 79.7066 | 79.9929 | 80.7491 | 81.5753 | 82.4689 | 83.442 | 84.5067 | 85.6707 | 86.9379 | 88.1214 | 89.0667 | 89.7638 | 90.2038 | 90.646
F3_Industrial_WA - Industrial_New_Space Heating_Natural Gas_Unit Heater_E4 | F3 | Industrial | WA - Industrial | New | Space Heating | Natural Gas | Unit Heater | E4 | PACT BC Ratio | 0 | 0 | 0 | 0 | 0 | 0 | 0 | 0 | 0 | 0 | 0 | 0 | 0 | 0 | 0 | 0 | 0 | 0 | 0 | 0 | 0 | 0 | 0 | 0 | 0 | 0 | 0
F3_Industrial_WA - Industrial_New_Space Heating_Natural Gas_Unit Heater_E5 | F3 | Industrial | WA - Industrial | New | Space Heating | Natural Gas | Unit Heater | E5 | PACT BC Ratio | 0 | 0 | 0 | 0 | 0 | 0 | 0 | 0 | 0 | 0 | 0 | 0 | 0 | 0 | 0 | 0 | 0 | 0 | 0 | 0 | 0 | 0 | 0 | 0 | 0 | 0 | 0
F3_Industrial_WA - Industrial_New_Space Heating_Natural Gas_Unit Heater_E6 | F3 | Industrial | WA - Industrial | New | Space Heating | Natural Gas | Unit Heater | E6 | PACT BC Ratio | 0 | 0 | 0 | 0 | 0 | 0 | 0 | 0 | 0 | 0 | 0 | 0 | 0 | 0 | 0 | 0 | 0 | 0 | 0 | 0 | 0 | 0 | 0 | 0 | 0 | 0 | 0
F3_Industrial_WA - Industrial_New_Space Heating_Natural Gas_Unit Heater_E7 | F3 | Industrial | WA - Industrial | New | Space Heating | Natural Gas | Unit Heater | E7 | PACT BC Ratio | 0 | 0 | 0 | 0 | 0 | 0 | 0 | 0 | 0 | 0 | 0 | 0 | 0 | 0 | 0 | 0 | 0 | 0 | 0 | 0 | 0 | 0 | 0 | 0 | 0 | 0 | 0
F3_Industrial_WA - Industrial_New_Space Heating_Natural Gas_Unit Heater_E8 | F3 | Industrial | WA - Industrial | New | Space Heating | Natural Gas | Unit Heater | E8 | PACT BC Ratio | 0 | 0 | 0 | 0 | 0 | 0 | 0 | 0 | 0 | 0 | 0 | 0 | 0 | 0 | 0 | 0 | 0 | 0 | 0 | 0 | 0 | 0 | 0 | 0 | 0 | 0 | 0
F3_Industrial_WA - Industrial_New_Space Heating_Natural Gas_Unit Heater_E9 | F3 | Industrial | WA - Industrial | New | Space Heating | Natural Gas | Unit Heater | E9 | PACT BC Ratio | 0 | 0 | 0 | 0 | 0 | 0 | 0 | 0 | 0 | 0 | 0 | 0 | 0 | 0 | 0 | 0 | 0 | 0 | 0 | 0 | 0 | 0 | 0 | 0 | 0 | 0 | 0
F3_Industrial_WA - Industrial_New_Space Heating_Natural Gas_Unit Heater_E10 | F3 | Industrial | WA - Industrial | New | Space Heating | Natural Gas | Unit Heater | E10 | PACT BC Ratio | 0 | 0 | 0 | 0 | 0 | 0 | 0 | 0 | 0 | 0 | 0 | 0 | 0 | 0 | 0 | 0 | 0 | 0 | 0 | 0 | 0 | 0 | 0 | 0 | 0 | 0 | 0
F4_Industrial_WA - Industrial_New_Space Heating_Natural Gas_Unit Heater_E1 | F4 | Industrial | WA - Industrial | New | Space Heating | Natural Gas | Unit Heater | E1 | RVT BC Ratio | bar: 2021 to 2047
F4_Industrial_WA - Industrial_New_Space Heating_Natural Gas_Unit Heater_E2 | F4 | Industrial | WA - Industrial | New | Space Heating | Natural Gas | Unit Heater | E2 | RVT BC Ratio | 0.5 | 0.5 | 0.5 | 0.5 | 0.5 | 0.5 | 0.5 | 0.5 | 0.5 | 0.5 | 0.5 | 0.5 | 0.5 | 0.5 | 0.5 | 0.5 | 0.5 | 0.5 | 0.5 | 0.5 | 0.5 | 0.5 | 0.5 | 0.5 | 0.5 | 0.5 | 0.5
F4_Industrial_WA - Industrial_New_Space Heating_Natural Gas_Unit Heater_E3 | F4 | Industrial | WA - Industrial | New | Space Heating | Natural Gas | Unit Heater | E3 | RVT BC Ratio | 0.5 | 0.5 | 0.5 | 0.5 | 0.5 | 0.5 | 0.5 | 0.5 | 0.5 | 0.5 | 0.5 | 0.5 | 0.5 | 0.5 | 0.5 | 0.5 | 0.5 | 0.5 | 0.5 | 0.5 | 0.5 | 0.5 | 0.5 | 0.5 | 0.5 | 0.5 | 0.5
F4_Industrial_WA - Industrial_New_Space Heating_Natural Gas_Unit Heater_E4 | F4 | Industrial | WA - Industrial | New | Space Heating | Natural Gas | Unit Heater | E4 | RVT BC Ratio | 0 | 0 | 0 | 0 | 0 | 0 | 0 | 0 | 0 | 0 | 0 | 0 | 0 | 0 | 0 | 0 | 0 | 0 | 0 | 0 | 0 | 0 | 0 | 0 | 0 | 0 | 0
F4_Industrial_WA - Industrial_New_Space Heating_Natural Gas_Unit Heater_E5 | F4 | Industrial | WA - Industrial | New | Space Heating | Natural Gas | Unit Heater | E5 | RVT BC Ratio | 0 | 0 | 0 | 0 | 0 | 0 | 0 | 0 | 0 | 0 | 0 | 0 | 0 | 0 | 0 | 0 | 0 | 0 | 0 | 0 | 0 | 0 | 0 | 0 | 0 | 0 | 0
F4_Industrial_WA - Industrial_New_Space Heating_Natural Gas_Unit Heater_E6 | F4 | Industrial | WA - Industrial | New | Space Heating | Natural Gas | Unit Heater | E6 | RVT BC Ratio | 0 | 0 | 0 | 0 | 0 | 0 | 0 | 0 | 0 | 0 | 0 | 0 | 0 | 0 | 0 | 0 | 0 | 0 | 0 | 0 | 0 | 0 | 0 | 0 | 0 | 0 | 0
F4_Industrial_WA - Industrial_New_Space Heating_Natural Gas_Unit Heater_E7 | F4 | Industrial | WA - Industrial | New | Space Heating | Natural Gas | Unit Heater | E7 | RVT BC Ratio | 0 | 0 | 0 | 0 | 0 | 0 | 0 | 0 | 0 | 0 | 0 | 0 | 0 | 0 | 0 | 0 | 0 | 0 | 0 | 0 | 0 | 0 | 0 | 0 | 0 | 0 | 0
F4_Industrial_WA - Industrial_New_Space Heating_Natural Gas_Unit Heater_E8 | F4 | Industrial | WA - Industrial | New | Space Heating | Natural Gas | Unit Heater | E8 | RVT BC Ratio | 0 | 0 | 0 | 0 | 0 | 0 | 0 | 0 | 0 | 0 | 0 | 0 | 0 | 0 | 0 | 0 | 0 | 0 | 0 | 0 | 0 | 0 | 0 | 0 | 0 | 0 | 0
F4_Industrial_WA - Industrial_New_Space Heating_Natural Gas_Unit Heater_E9 | F4 | Industrial | WA - Industrial | New | Space Heating | Natural Gas | Unit Heater | E9 | RVT BC Ratio | 0 | 0 | 0 | 0 | 0 | 0 | 0 | 0 | 0 | 0 | 0 | 0 | 0 | 0 | 0 | 0 | 0 | 0 | 0 | 0 | 0 | 0 | 0 | 0 | 0 | 0 | 0
F4_Industrial_WA - Industrial_New_Space Heating_Natural Gas_Unit Heater_E10 | F4 | Industrial | WA - Industrial | New | Space Heating | Natural Gas | Unit Heater | E10 | RVT BC Ratio | 0 | 0 | 0 | 0 | 0 | 0 | 0 | 0 | 0 | 0 | 0 | 0 | 0 | 0 | 0 | 0 | 0 | 0 | 0 | 0 | 0 | 0 | 0 | 0 | 0 | 0 | 0
F5_Industrial_WA - Industrial_New_Space Heating_Natural Gas_Unit Heater_E1 | F5 | Industrial | WA - Industrial | New | Space Heating | Natural Gas | Unit Heater | E1 | RIM BC Ratio | bar: 2021 to 2047
F5_Industrial_WA - Industrial_New_Space Heating_Natural Gas_Unit Heater_E2 | F5 | Industrial | WA - Industrial | New | Space Heating | Natural Gas | Unit Heater | E2 | RIM BC Ratio | 140.3098 | 142.3071 | 143.481 | 144.7021 | 147.3312 | 150.8676 | 151.7634 | 152.6157 | 153.2394 | 153.5572 | 153.6249 | 153.4591 | 153.0719 | 152.3445 | 151.2964 | 149.9171 | 148.1454 | 145.9958 | 143.3983 | 140.2822 | 136.6024 | 132.3372 | 128.5748 | 126.2149 | 125.3166 | 125.9309 | 126.5482
F5_Industrial_WA - Industrial_New_Space Heating_Natural Gas_Unit Heater_E3 | F5 | Industrial | WA - Industrial | New | Space Heating | Natural Gas | Unit Heater | E3 | RIM BC Ratio | 114.5084 | 114.2255 | 113.1718 | 111.3156 | 108.5775 | 105.1951 | 101.7228 | 97.6694 | 93.2407 | 88.8436 | 84.9223 | 81.9827 | 80.2587 | 79.7066 | 79.9929 | 80.7491 | 81.5753 | 82.4689 | 83.442 | 84.5067 | 85.6707 | 86.9379 | 88.1214 | 89.0667 | 89.7638 | 90.2038 | 90.646
F5_Industrial_WA - Industrial_New_Space Heating_Natural Gas_Unit Heater_E4 | F5 | Industrial | WA - Industrial | New | Space Heating | Natural Gas | Unit Heater | E4 | RIM BC Ratio | 0 | 0 | 0 | 0 | 0 | 0 | 0 | 0 | 0 | 0 | 0 | 0 | 0 | 0 | 0 | 0 | 0 | 0 | 0 | 0 | 0 | 0 | 0 | 0 | 0 | 0 | 0
F5_Industrial_WA - Industrial_New_Space Heating_Natural Gas_Unit Heater_E5 | F5 | Industrial | WA - Industrial | New | Space Heating | Natural Gas | Unit Heater | E5 | RIM BC Ratio | 0 | 0 | 0 | 0 | 0 | 0 | 0 | 0 | 0 | 0 | 0 | 0 | 0 | 0 | 0 | 0 | 0 | 0 | 0 | 0 | 0 | 0 | 0 | 0 | 0 | 0 | 0
F5_Industrial_WA - Industrial_New_Space Heating_Natural Gas_Unit Heater_E6 | F5 | Industrial | WA - Industrial | New | Space Heating | Natural Gas | Unit Heater | E6 | RIM BC Ratio | 0 | 0 | 0 | 0 | 0 | 0 | 0 | 0 | 0 | 0 | 0 | 0 | 0 | 0 | 0 | 0 | 0 | 0 | 0 | 0 | 0 | 0 | 0 | 0 | 0 | 0 | 0
F5_Industrial_WA - Industrial_New_Space Heating_Natural Gas_Unit Heater_E7 | F5 | Industrial | WA - Industrial | New | Space Heating | Natural Gas | Unit Heater | E7 | RIM BC Ratio | 0 | 0 | 0 | 0 | 0 | 0 | 0 | 0 | 0 | 0 | 0 | 0 | 0 | 0 | 0 | 0 | 0 | 0 | 0 | 0 | 0 | 0 | 0 | 0 | 0 | 0 | 0
F5_Industrial_WA - Industrial_New_Space Heating_Natural Gas_Unit Heater_E8 | F5 | Industrial | WA - Industrial | New | Space Heating | Natural Gas | Unit Heater | E8 | RIM BC Ratio | 0 | 0 | 0 | 0 | 0 | 0 | 0 | 0 | 0 | 0 | 0 | 0 | 0 | 0 | 0 | 0 | 0 | 0 | 0 | 0 | 0 | 0 | 0 | 0 | 0 | 0 | 0
F5_Industrial_WA - Industrial_New_Space Heating_Natural Gas_Unit Heater_E9 | F5 | Industrial | WA - Industrial | New | Space Heating | Natural Gas | Unit Heater | E9 | RIM BC Ratio | 0 | 0 | 0 | 0 | 0 | 0 | 0 | 0 | 0 | 0 | 0 | 0 | 0 | 0 | 0 | 0 | 0 | 0 | 0 | 0 | 0 | 0 | 0 | 0 | 0 | 0 | 0
F5_Industrial_WA - Industrial_New_Space Heating_Natural Gas_Unit Heater_E10 | F5 | Industrial | WA - Industrial | New | Space Heating | Natural Gas | Unit Heater | E10 | RIM BC Ratio | 0 | 0 | 0 | 0 | 0 | 0 | 0 | 0 | 0 | 0 | 0 | 0 | 0 | 0 | 0 | 0 | 0 | 0 | 0 | 0 | 0 | 0 | 0 | 0 | 0 | 0 | 0
F0_Industrial_WA - Industrial_New_Process_Natural Gas_Process Boiler_E0 | F0 | Industrial | WA - Industrial | New | Process | Natural Gas | Process Boiler | E0 | Economic Unit | Standard | Standard | Standard | Standard | Standard | Standard | Standard | Standard | Standard | Standard | Standard | Standard | Standard | Standard | Standard | Standard | Standard | Standard | Standard | Standard | Standard | Standard | Standard | Standard | Standard | Standard | Standard
F1_Industrial_WA - Industrial_New_Process_Natural Gas_Process Boiler_E1 | F1 | Industrial | WA - Industrial | New | Process | Natural Gas | Process Boiler | E1 | CCE | 0 | 0 | 0 | 0 | 0 | 0 | 0 | 0 | 0 | 0 | 0 | 0 | 0 | 0 | 0 | 0 | 0 | 0 | 0 | 0 | 0 | 0 | 0 | 0 | 0 | 0 | 0
F1_Industrial_WA - Industrial_New_Process_Natural Gas_Process Boiler_E2 | F1 | Industrial | WA - Industrial | New | Process | Natural Gas | Process Boiler | E2 | CCE | 0 | 0 | 0 | 0 | 0 | 0 | 0 | 0 | 0 | 0 | 0 | 0 | 0 | 0 | 0 | 0 | 0 | 0 | 0 | 0 | 0 | 0 | 0 | 0 | 0 | 0 | 0
F1_Industrial_WA - Industrial_New_Process_Natural Gas_Process Boiler_E3 | F1 | Industrial | WA - Industrial | New | Process | Natural Gas | Process Boiler | E3 | CCE | 0 | 0 | 0 | 0 | 0 | 0 | 0 | 0 | 0 | 0 | 0 | 0 | 0 | 0 | 0 | 0 | 0 | 0 | 0 | 0 | 0 | 0 | 0 | 0 | 0 | 0 | 0
F1_Industrial_WA - Industrial_New_Process_Natural Gas_Process Boiler_E4 | F1 | Industrial | WA - Industrial | New | Process | Natural Gas | Process Boiler | E4 | CCE | 0 | 0 | 0 | 0 | 0 | 0 | 0 | 0 | 0 | 0 | 0 | 0 | 0 | 0 | 0 | 0 | 0 | 0 | 0 | 0 | 0 | 0 | 0 | 0 | 0 | 0 | 0
F1_Industrial_WA - Industrial_New_Process_Natural Gas_Process Boiler_E5 | F1 | Industrial | WA - Industrial | New | Process | Natural Gas | Process Boiler | E5 | CCE | 0 | 0 | 0 | 0 | 0 | 0 | 0 | 0 | 0 | 0 | 0 | 0 | 0 | 0 | 0 | 0 | 0 | 0 | 0 | 0 | 0 | 0 | 0 | 0 | 0 | 0 | 0
F1_Industrial_WA - Industrial_New_Process_Natural Gas_Process Boiler_E6 | F1 | Industrial | WA - Industrial | New | Process | Natural Gas | Process Boiler | E6 | CCE | 0 | 0 | 0 | 0 | 0 | 0 | 0 | 0 | 0 | 0 | 0 | 0 | 0 | 0 | 0 | 0 | 0 | 0 | 0 | 0 | 0 | 0 | 0 | 0 | 0 | 0 | 0
F1_Industrial_WA - Industrial_New_Process_Natural Gas_Process Boiler_E7 | F1 | Industrial | WA - Industrial | New | Process | Natural Gas | Process Boiler | E7 | CCE | 0 | 0 | 0 | 0 | 0 | 0 | 0 | 0 | 0 | 0 | 0 | 0 | 0 | 0 | 0 | 0 | 0 | 0 | 0 | 0 | 0 | 0 | 0 | 0 | 0 | 0 | 0
F1_Industrial_WA - Industrial_New_Process_Natural Gas_Process Boiler_E8 | F1 | Industrial | WA - Industrial | New | Process | Natural Gas | Process Boiler | E8 | CCE | 0 | 0 | 0 | 0 | 0 | 0 | 0 | 0 | 0 | 0 | 0 | 0 | 0 | 0 | 0 | 0 | 0 | 0 | 0 | 0 | 0 | 0 | 0 | 0 | 0 | 0 | 0
F1_Industrial_WA - Industrial_New_Process_Natural Gas_Process Boiler_E9 | F1 | Industrial | WA - Industrial | New | Process | Natural Gas | Process Boiler | E9 | CCE | 0 | 0 | 0 | 0 | 0 | 0 | 0 | 0 | 0 | 0 | 0 | 0 | 0 | 0 | 0 | 0 | 0 | 0 | 0 | 0 | 0 | 0 | 0 | 0 | 0 | 0 | 0
F1_Industrial_WA - Industrial_New_Process_Natural Gas_Process Boiler_E10 | F1 | Industrial | WA - Industrial | New | Process | Natural Gas | Process Boiler | E10 | CCE | 0 | 0 | 0 | 0 | 0 | 0 | 0 | 0 | 0 | 0 | 0 | 0 | 0 | 0 | 0 | 0 | 0 | 0 | 0 | 0 | 0 | 0 | 0 | 0 | 0 | 0 | 0
F2_Industrial_WA - Industrial_New_Process_Natural Gas_Process Boiler_E1 | F2 | Industrial | WA - Industrial | New | Process | Natural Gas | Process Boiler | E1 | TRC BC Ratio | bar: 2021 to 2047
F2_Industrial_WA - Industrial_New_Process_Natural Gas_Process Boiler_E2 | F2 | Industrial | WA - Industrial | New | Process | Natural Gas | Process Boiler | E2 | TRC BC Ratio | 0 | 0 | 0 | 0 | 0 | 0 | 0 | 0 | 0 | 0 | 0 | 0 | 0 | 0 | 0 | 0 | 0 | 0 | 0 | 0 | 0 | 0 | 0 | 0 | 0 | 0 | 0
F2_Industrial_WA - Industrial_New_Process_Natural Gas_Process Boiler_E3 | F2 | Industrial | WA - Industrial | New | Process | Natural Gas | Process Boiler | E3 | TRC BC Ratio | 0 | 0 | 0 | 0 | 0 | 0 | 0 | 0 | 0 | 0 | 0 | 0 | 0 | 0 | 0 | 0 | 0 | 0 | 0 | 0 | 0 | 0 | 0 | 0 | 0 | 0 | 0
F2_Industrial_WA - Industrial_New_Process_Natural Gas_Process Boiler_E4 | F2 | Industrial | WA - Industrial | New | Process | Natural Gas | Process Boiler | E4 | TRC BC Ratio | 0 | 0 | 0 | 0 | 0 | 0 | 0 | 0 | 0 | 0 | 0 | 0 | 0 | 0 | 0 | 0 | 0 | 0 | 0 | 0 | 0 | 0 | 0 | 0 | 0 | 0 | 0
F2_Industrial_WA - Industrial_New_Process_Natural Gas_Process Boiler_E5 | F2 | Industrial | WA - Industrial | New | Process | Natural Gas | Process Boiler | E5 | TRC BC Ratio | 0 | 0 | 0 | 0 | 0 | 0 | 0 | 0 | 0 | 0 | 0 | 0 | 0 | 0 | 0 | 0 | 0 | 0 | 0 | 0 | 0 | 0 | 0 | 0 | 0 | 0 | 0
F2_Industrial_WA - Industrial_New_Process_Natural Gas_Process Boiler_E6 | F2 | Industrial | WA - Industrial | New | Process | Natural Gas | Process Boiler | E6 | TRC BC Ratio | 0 | 0 | 0 | 0 | 0 | 0 | 0 | 0 | 0 | 0 | 0 | 0 | 0 | 0 | 0 | 0 | 0 | 0 | 0 | 0 | 0 | 0 | 0 | 0 | 0 | 0 | 0
F2_Industrial_WA - Industrial_New_Process_Natural Gas_Process Boiler_E7 | F2 | Industrial | WA - Industrial | New | Process | Natural Gas | Process Boiler | E7 | TRC BC Ratio | 0 | 0 | 0 | 0 | 0 | 0 | 0 | 0 | 0 | 0 | 0 | 0 | 0 | 0 | 0 | 0 | 0 | 0 | 0 | 0 | 0 | 0 | 0 | 0 | 0 | 0 | 0
F2_Industrial_WA - Industrial_New_Process_Natural Gas_Process Boiler_E8 | F2 | Industrial | WA - Industrial | New | Process | Natural Gas | Process Boiler | E8 | TRC BC Ratio | 0 | 0 | 0 | 0 | 0 | 0 | 0 | 0 | 0 | 0 | 0 | 0 | 0 | 0 | 0 | 0 | 0 | 0 | 0 | 0 | 0 | 0 | 0 | 0 | 0 | 0 | 0
F2_Industrial_WA - Industrial_New_Process_Natural Gas_Process Boiler_E9 | F2 | Industrial | WA - Industrial | New | Process | Natural Gas | Process Boiler | E9 | TRC BC Ratio | 0 | 0 | 0 | 0 | 0 | 0 | 0 | 0 | 0 | 0 | 0 | 0 | 0 | 0 | 0 | 0 | 0 | 0 | 0 | 0 | 0 | 0 | 0 | 0 | 0 | 0 | 0
F2_Industrial_WA - Industrial_New_Process_Natural Gas_Process Boiler_E10 | F2 | Industrial | WA - Industrial | New | Process | Natural Gas | Process Boiler | E10 | TRC BC Ratio | 0 | 0 | 0 | 0 | 0 | 0 | 0 | 0 | 0 | 0 | 0 | 0 | 0 | 0 | 0 | 0 | 0 | 0 | 0 | 0 | 0 | 0 | 0 | 0 | 0 | 0 | 0
F3_Industrial_WA - Industrial_New_Process_Natural Gas_Process Boiler_E1 | F3 | Industrial | WA - Industrial | New | Process | Natural Gas | Process Boiler | E1 | PACT BC Ratio | bar: 2021 to 2047
F3_Industrial_WA - Industrial_New_Process_Natural Gas_Process Boiler_E2 | F3 | Industrial | WA - Industrial | New | Process | Natural Gas | Process Boiler | E2 | PACT BC Ratio | 0 | 0 | 0 | 0 | 0 | 0 | 0 | 0 | 0 | 0 | 0 | 0 | 0 | 0 | 0 | 0 | 0 | 0 | 0 | 0 | 0 | 0 | 0 | 0 | 0 | 0 | 0
F3_Industrial_WA - Industrial_New_Process_Natural Gas_Process Boiler_E3 | F3 | Industrial | WA - Industrial | New | Process | Natural Gas | Process Boiler | E3 | PACT BC Ratio | 0 | 0 | 0 | 0 | 0 | 0 | 0 | 0 | 0 | 0 | 0 | 0 | 0 | 0 | 0 | 0 | 0 | 0 | 0 | 0 | 0 | 0 | 0 | 0 | 0 | 0 | 0
F3_Industrial_WA - Industrial_New_Process_Natural Gas_Process Boiler_E4 | F3 | Industrial | WA - Industrial | New | Process | Natural Gas | Process Boiler | E4 | PACT BC Ratio | 0 | 0 | 0 | 0 | 0 | 0 | 0 | 0 | 0 | 0 | 0 | 0 | 0 | 0 | 0 | 0 | 0 | 0 | 0 | 0 | 0 | 0 | 0 | 0 | 0 | 0 | 0
F3_Industrial_WA - Industrial_New_Process_Natural Gas_Process Boiler_E5 | F3 | Industrial | WA - Industrial | New | Process | Natural Gas | Process Boiler | E5 | PACT BC Ratio | 0 | 0 | 0 | 0 | 0 | 0 | 0 | 0 | 0 | 0 | 0 | 0 | 0 | 0 | 0 | 0 | 0 | 0 | 0 | 0 | 0 | 0 | 0 | 0 | 0 | 0 | 0
F3_Industrial_WA - Industrial_New_Process_Natural Gas_Process Boiler_E6 | F3 | Industrial | WA - Industrial | New | Process | Natural Gas | Process Boiler | E6 | PACT BC Ratio | 0 | 0 | 0 | 0 | 0 | 0 | 0 | 0 | 0 | 0 | 0 | 0 | 0 | 0 | 0 | 0 | 0 | 0 | 0 | 0 | 0 | 0 | 0 | 0 | 0 | 0 | 0
F3_Industrial_WA - Industrial_New_Process_Natural Gas_Process Boiler_E7 | F3 | Industrial | WA - Industrial | New | Process | Natural Gas | Process Boiler | E7 | PACT BC Ratio | 0 | 0 | 0 | 0 | 0 | 0 | 0 | 0 | 0 | 0 | 0 | 0 | 0 | 0 | 0 | 0 | 0 | 0 | 0 | 0 | 0 | 0 | 0 | 0 | 0 | 0 | 0
F3_Industrial_WA - Industrial_New_Process_Natural Gas_Process Boiler_E8 | F3 | Industrial | WA - Industrial | New | Process | Natural Gas | Process Boiler | E8 | PACT BC Ratio | 0 | 0 | 0 | 0 | 0 | 0 | 0 | 0 | 0 | 0 | 0 | 0 | 0 | 0 | 0 | 0 | 0 | 0 | 0 | 0 | 0 | 0 | 0 | 0 | 0 | 0 | 0
F3_Industrial_WA - Industrial_New_Process_Natural Gas_Process Boiler_E9 | F3 | Industrial | WA - Industrial | New | Process | Natural Gas | Process Boiler | E9 | PACT BC Ratio | 0 | 0 | 0 | 0 | 0 | 0 | 0 | 0 | 0 | 0 | 0 | 0 | 0 | 0 | 0 | 0 | 0 | 0 | 0 | 0 | 0 | 0 | 0 | 0 | 0 | 0 | 0
F3_Industrial_WA - Industrial_New_Process_Natural Gas_Process Boiler_E10 | F3 | Industrial | WA - Industrial | New | Process | Natural Gas | Process Boiler | E10 | PACT BC Ratio | 0 | 0 | 0 | 0 | 0 | 0 | 0 | 0 | 0 | 0 | 0 | 0 | 0 | 0 | 0 | 0 | 0 | 0 | 0 | 0 | 0 | 0 | 0 | 0 | 0 | 0 | 0
F4_Industrial_WA - Industrial_New_Process_Natural Gas_Process Boiler_E1 | F4 | Industrial | WA - Industrial | New | Process | Natural Gas | Process Boiler | E1 | RVT BC Ratio | bar: 2021 to 2047
F4_Industrial_WA - Industrial_New_Process_Natural Gas_Process Boiler_E2 | F4 | Industrial | WA - Industrial | New | Process | Natural Gas | Process Boiler | E2 | RVT BC Ratio | 0 | 0 | 0 | 0 | 0 | 0 | 0 | 0 | 0 | 0 | 0 | 0 | 0 | 0 | 0 | 0 | 0 | 0 | 0 | 0 | 0 | 0 | 0 | 0 | 0 | 0 | 0
F4_Industrial_WA - Industrial_New_Process_Natural Gas_Process Boiler_E3 | F4 | Industrial | WA - Industrial | New | Process | Natural Gas | Process Boiler | E3 | RVT BC Ratio | 0 | 0 | 0 | 0 | 0 | 0 | 0 | 0 | 0 | 0 | 0 | 0 | 0 | 0 | 0 | 0 | 0 | 0 | 0 | 0 | 0 | 0 | 0 | 0 | 0 | 0 | 0
F4_Industrial_WA - Industrial_New_Process_Natural Gas_Process Boiler_E4 | F4 | Industrial | WA - Industrial | New | Process | Natural Gas | Process Boiler | E4 | RVT BC Ratio | 0 | 0 | 0 | 0 | 0 | 0 | 0 | 0 | 0 | 0 | 0 | 0 | 0 | 0 | 0 | 0 | 0 | 0 | 0 | 0 | 0 | 0 | 0 | 0 | 0 | 0 | 0
F4_Industrial_WA - Industrial_New_Process_Natural Gas_Process Boiler_E5 | F4 | Industrial | WA - Industrial | New | Process | Natural Gas | Process Boiler | E5 | RVT BC Ratio | 0 | 0 | 0 | 0 | 0 | 0 | 0 | 0 | 0 | 0 | 0 | 0 | 0 | 0 | 0 | 0 | 0 | 0 | 0 | 0 | 0 | 0 | 0 | 0 | 0 | 0 | 0
F4_Industrial_WA - Industrial_New_Process_Natural Gas_Process Boiler_E6 | F4 | Industrial | WA - Industrial | New | Process | Natural Gas | Process Boiler | E6 | RVT BC Ratio | 0 | 0 | 0 | 0 | 0 | 0 | 0 | 0 | 0 | 0 | 0 | 0 | 0 | 0 | 0 | 0 | 0 | 0 | 0 | 0 | 0 | 0 | 0 | 0 | 0 | 0 | 0
F4_Industrial_WA - Industrial_New_Process_Natural Gas_Process Boiler_E7 | F4 | Industrial | WA - Industrial | New | Process | Natural Gas | Process Boiler | E7 | RVT BC Ratio | 0 | 0 | 0 | 0 | 0 | 0 | 0 | 0 | 0 | 0 | 0 | 0 | 0 | 0 | 0 | 0 | 0 | 0 | 0 | 0 | 0 | 0 | 0 | 0 | 0 | 0 | 0
F4_Industrial_WA - Industrial_New_Process_Natural Gas_Process Boiler_E8 | F4 | Industrial | WA - Industrial | New | Process | Natural Gas | Process Boiler | E8 | RVT BC Ratio | 0 | 0 | 0 | 0 | 0 | 0 | 0 | 0 | 0 | 0 | 0 | 0 | 0 | 0 | 0 | 0 | 0 | 0 | 0 | 0 | 0 | 0 | 0 | 0 | 0 | 0 | 0
F4_Industrial_WA - Industrial_New_Process_Natural Gas_Process Boiler_E9 | F4 | Industrial | WA - Industrial | New | Process | Natural Gas | Process Boiler | E9 | RVT BC Ratio | 0 | 0 | 0 | 0 | 0 | 0 | 0 | 0 | 0 | 0 | 0 | 0 | 0 | 0 | 0 | 0 | 0 | 0 | 0 | 0 | 0 | 0 | 0 | 0 | 0 | 0 | 0
F4_Industrial_WA - Industrial_New_Process_Natural Gas_Process Boiler_E10 | F4 | Industrial | WA - Industrial | New | Process | Natural Gas | Process Boiler | E10 | RVT BC Ratio | 0 | 0 | 0 | 0 | 0 | 0 | 0 | 0 | 0 | 0 | 0 | 0 | 0 | 0 | 0 | 0 | 0 | 0 | 0 | 0 | 0 | 0 | 0 | 0 | 0 | 0 | 0
F5_Industrial_WA - Industrial_New_Process_Natural Gas_Process Boiler_E1 | F5 | Industrial | WA - Industrial | New | Process | Natural Gas | Process Boiler | E1 | RIM BC Ratio | bar: 2021 to 2047
F5_Industrial_WA - Industrial_New_Process_Natural Gas_Process Boiler_E2 | F5 | Industrial | WA - Industrial | New | Process | Natural Gas | Process Boiler | E2 | RIM BC Ratio | 0 | 0 | 0 | 0 | 0 | 0 | 0 | 0 | 0 | 0 | 0 | 0 | 0 | 0 | 0 | 0 | 0 | 0 | 0 | 0 | 0 | 0 | 0 | 0 | 0 | 0 | 0
F5_Industrial_WA - Industrial_New_Process_Natural Gas_Process Boiler_E3 | F5 | Industrial | WA - Industrial | New | Process | Natural Gas | Process Boiler | E3 | RIM BC Ratio | 0 | 0 | 0 | 0 | 0 | 0 | 0 | 0 | 0 | 0 | 0 | 0 | 0 | 0 | 0 | 0 | 0 | 0 | 0 | 0 | 0 | 0 | 0 | 0 | 0 | 0 | 0
F5_Industrial_WA - Industrial_New_Process_Natural Gas_Process Boiler_E4 | F5 | Industrial | WA - Industrial | New | Process | Natural Gas | Process Boiler | E4 | RIM BC Ratio | 0 | 0 | 0 | 0 | 0 | 0 | 0 | 0 | 0 | 0 | 0 | 0 | 0 | 0 | 0 | 0 | 0 | 0 | 0 | 0 | 0 | 0 | 0 | 0 | 0 | 0 | 0
F5_Industrial_WA - Industrial_New_Process_Natural Gas_Process Boiler_E5 | F5 | Industrial | WA - Industrial | New | Process | Natural Gas | Process Boiler | E5 | RIM BC Ratio | 0 | 0 | 0 | 0 | 0 | 0 | 0 | 0 | 0 | 0 | 0 | 0 | 0 | 0 | 0 | 0 | 0 | 0 | 0 | 0 | 0 | 0 | 0 | 0 | 0 | 0 | 0
F5_Industrial_WA - Industrial_New_Process_Natural Gas_Process Boiler_E6 | F5 | Industrial | WA - Industrial | New | Process | Natural Gas | Process Boiler | E6 | RIM BC Ratio | 0 | 0 | 0 | 0 | 0 | 0 | 0 | 0 | 0 | 0 | 0 | 0 | 0 | 0 | 0 | 0 | 0 | 0 | 0 | 0 | 0 | 0 | 0 | 0 | 0 | 0 | 0
F5_Industrial_WA - Industrial_New_Process_Natural Gas_Process Boiler_E7 | F5 | Industrial | WA - Industrial | New | Process | Natural Gas | Process Boiler | E7 | RIM BC Ratio | 0 | 0 | 0 | 0 | 0 | 0 | 0 | 0 | 0 | 0 | 0 | 0 | 0 | 0 | 0 | 0 | 0 | 0 | 0 | 0 | 0 | 0 | 0 | 0 | 0 | 0 | 0
F5_Industrial_WA - Industrial_New_Process_Natural Gas_Process Boiler_E8 | F5 | Industrial | WA - Industrial | New | Process | Natural Gas | Process Boiler | E8 | RIM BC Ratio | 0 | 0 | 0 | 0 | 0 | 0 | 0 | 0 | 0 | 0 | 0 | 0 | 0 | 0 | 0 | 0 | 0 | 0 | 0 | 0 | 0 | 0 | 0 | 0 | 0 | 0 | 0
F5_Industrial_WA - Industrial_New_Process_Natural Gas_Process Boiler_E9 | F5 | Industrial | WA - Industrial | New | Process | Natural Gas | Process Boiler | E9 | RIM BC Ratio | 0 | 0 | 0 | 0 | 0 | 0 | 0 | 0 | 0 | 0 | 0 | 0 | 0 | 0 | 0 | 0 | 0 | 0 | 0 | 0 | 0 | 0 | 0 | 0 | 0 | 0 | 0
F5_Industrial_WA - Industrial_New_Process_Natural Gas_Process Boiler_E10 | F5 | Industrial | WA - Industrial | New | Process | Natural Gas | Process Boiler | E10 | RIM BC Ratio | 0 | 0 | 0 | 0 | 0 | 0 | 0 | 0 | 0 | 0 | 0 | 0 | 0 | 0 | 0 | 0 | 0 | 0 | 0 | 0 | 0 | 0 | 0 | 0 | 0 | 0 | 0
F0_Industrial_WA - Industrial_New_Process_Natural Gas_Process Heating_E0 | F0 | Industrial | WA - Industrial | New | Process | Natural Gas | Process Heating | E0 | Economic Unit | Standard | Standard | Standard | Standard | Standard | Standard | Standard | Standard | Standard | Standard | Standard | Standard | Standard | Standard | Standard | Standard | Standard | Standard | Standard | Standard | Standard | Standard | Standard | Standard | Standard | Standard | Standard
F1_Industrial_WA - Industrial_New_Process_Natural Gas_Process Heating_E1 | F1 | Industrial | WA - Industrial | New | Process | Natural Gas | Process Heating | E1 | CCE | 0 | 0 | 0 | 0 | 0 | 0 | 0 | 0 | 0 | 0 | 0 | 0 | 0 | 0 | 0 | 0 | 0 | 0 | 0 | 0 | 0 | 0 | 0 | 0 | 0 | 0 | 0
F1_Industrial_WA - Industrial_New_Process_Natural Gas_Process Heating_E2 | F1 | Industrial | WA - Industrial | New | Process | Natural Gas | Process Heating | E2 | CCE | 0 | 0 | 0 | 0 | 0 | 0 | 0 | 0 | 0 | 0 | 0 | 0 | 0 | 0 | 0 | 0 | 0 | 0 | 0 | 0 | 0 | 0 | 0 | 0 | 0 | 0 | 0
F1_Industrial_WA - Industrial_New_Process_Natural Gas_Process Heating_E3 | F1 | Industrial | WA - Industrial | New | Process | Natural Gas | Process Heating | E3 | CCE | 0 | 0 | 0 | 0 | 0 | 0 | 0 | 0 | 0 | 0 | 0 | 0 | 0 | 0 | 0 | 0 | 0 | 0 | 0 | 0 | 0 | 0 | 0 | 0 | 0 | 0 | 0
F1_Industrial_WA - Industrial_New_Process_Natural Gas_Process Heating_E4 | F1 | Industrial | WA - Industrial | New | Process | Natural Gas | Process Heating | E4 | CCE | 0 | 0 | 0 | 0 | 0 | 0 | 0 | 0 | 0 | 0 | 0 | 0 | 0 | 0 | 0 | 0 | 0 | 0 | 0 | 0 | 0 | 0 | 0 | 0 | 0 | 0 | 0
F1_Industrial_WA - Industrial_New_Process_Natural Gas_Process Heating_E5 | F1 | Industrial | WA - Industrial | New | Process | Natural Gas | Process Heating | E5 | CCE | 0 | 0 | 0 | 0 | 0 | 0 | 0 | 0 | 0 | 0 | 0 | 0 | 0 | 0 | 0 | 0 | 0 | 0 | 0 | 0 | 0 | 0 | 0 | 0 | 0 | 0 | 0
F1_Industrial_WA - Industrial_New_Process_Natural Gas_Process Heating_E6 | F1 | Industrial | WA - Industrial | New | Process | Natural Gas | Process Heating | E6 | CCE | 0 | 0 | 0 | 0 | 0 | 0 | 0 | 0 | 0 | 0 | 0 | 0 | 0 | 0 | 0 | 0 | 0 | 0 | 0 | 0 | 0 | 0 | 0 | 0 | 0 | 0 | 0
F1_Industrial_WA - Industrial_New_Process_Natural Gas_Process Heating_E7 | F1 | Industrial | WA - Industrial | New | Process | Natural Gas | Process Heating | E7 | CCE | 0 | 0 | 0 | 0 | 0 | 0 | 0 | 0 | 0 | 0 | 0 | 0 | 0 | 0 | 0 | 0 | 0 | 0 | 0 | 0 | 0 | 0 | 0 | 0 | 0 | 0 | 0
F1_Industrial_WA - Industrial_New_Process_Natural Gas_Process Heating_E8 | F1 | Industrial | WA - Industrial | New | Process | Natural Gas | Process Heating | E8 | CCE | 0 | 0 | 0 | 0 | 0 | 0 | 0 | 0 | 0 | 0 | 0 | 0 | 0 | 0 | 0 | 0 | 0 | 0 | 0 | 0 | 0 | 0 | 0 | 0 | 0 | 0 | 0
F1_Industrial_WA - Industrial_New_Process_Natural Gas_Process Heating_E9 | F1 | Industrial | WA - Industrial | New | Process | Natural Gas | Process Heating | E9 | CCE | 0 | 0 | 0 | 0 | 0 | 0 | 0 | 0 | 0 | 0 | 0 | 0 | 0 | 0 | 0 | 0 | 0 | 0 | 0 | 0 | 0 | 0 | 0 | 0 | 0 | 0 | 0
F1_Industrial_WA - Industrial_New_Process_Natural Gas_Process Heating_E10 | F1 | Industrial | WA - Industrial | New | Process | Natural Gas | Process Heating | E10 | CCE | 0 | 0 | 0 | 0 | 0 | 0 | 0 | 0 | 0 | 0 | 0 | 0 | 0 | 0 | 0 | 0 | 0 | 0 | 0 | 0 | 0 | 0 | 0 | 0 | 0 | 0 | 0
F2_Industrial_WA - Industrial_New_Process_Natural Gas_Process Heating_E1 | F2 | Industrial | WA - Industrial | New | Process | Natural Gas | Process Heating | E1 | TRC BC Ratio | bar: 2021 to 2047
F2_Industrial_WA - Industrial_New_Process_Natural Gas_Process Heating_E2 | F2 | Industrial | WA - Industrial | New | Process | Natural Gas | Process Heating | E2 | TRC BC Ratio | 0 | 0 | 0 | 0 | 0 | 0 | 0 | 0 | 0 | 0 | 0 | 0 | 0 | 0 | 0 | 0 | 0 | 0 | 0 | 0 | 0 | 0 | 0 | 0 | 0 | 0 | 0
F2_Industrial_WA - Industrial_New_Process_Natural Gas_Process Heating_E3 | F2 | Industrial | WA - Industrial | New | Process | Natural Gas | Process Heating | E3 | TRC BC Ratio | 0 | 0 | 0 | 0 | 0 | 0 | 0 | 0 | 0 | 0 | 0 | 0 | 0 | 0 | 0 | 0 | 0 | 0 | 0 | 0 | 0 | 0 | 0 | 0 | 0 | 0 | 0
F2_Industrial_WA - Industrial_New_Process_Natural Gas_Process Heating_E4 | F2 | Industrial | WA - Industrial | New | Process | Natural Gas | Process Heating | E4 | TRC BC Ratio | 0 | 0 | 0 | 0 | 0 | 0 | 0 | 0 | 0 | 0 | 0 | 0 | 0 | 0 | 0 | 0 | 0 | 0 | 0 | 0 | 0 | 0 | 0 | 0 | 0 | 0 | 0
F2_Industrial_WA - Industrial_New_Process_Natural Gas_Process Heating_E5 | F2 | Industrial | WA - Industrial | New | Process | Natural Gas | Process Heating | E5 | TRC BC Ratio | 0 | 0 | 0 | 0 | 0 | 0 | 0 | 0 | 0 | 0 | 0 | 0 | 0 | 0 | 0 | 0 | 0 | 0 | 0 | 0 | 0 | 0 | 0 | 0 | 0 | 0 | 0
F2_Industrial_WA - Industrial_New_Process_Natural Gas_Process Heating_E6 | F2 | Industrial | WA - Industrial | New | Process | Natural Gas | Process Heating | E6 | TRC BC Ratio | 0 | 0 | 0 | 0 | 0 | 0 | 0 | 0 | 0 | 0 | 0 | 0 | 0 | 0 | 0 | 0 | 0 | 0 | 0 | 0 | 0 | 0 | 0 | 0 | 0 | 0 | 0
F2_Industrial_WA - Industrial_New_Process_Natural Gas_Process Heating_E7 | F2 | Industrial | WA - Industrial | New | Process | Natural Gas | Process Heating | E7 | TRC BC Ratio | 0 | 0 | 0 | 0 | 0 | 0 | 0 | 0 | 0 | 0 | 0 | 0 | 0 | 0 | 0 | 0 | 0 | 0 | 0 | 0 | 0 | 0 | 0 | 0 | 0 | 0 | 0
F2_Industrial_WA - Industrial_New_Process_Natural Gas_Process Heating_E8 | F2 | Industrial | WA - Industrial | New | Process | Natural Gas | Process Heating | E8 | TRC BC Ratio | 0 | 0 | 0 | 0 | 0 | 0 | 0 | 0 | 0 | 0 | 0 | 0 | 0 | 0 | 0 | 0 | 0 | 0 | 0 | 0 | 0 | 0 | 0 | 0 | 0 | 0 | 0
F2_Industrial_WA - Industrial_New_Process_Natural Gas_Process Heating_E9 | F2 | Industrial | WA - Industrial | New | Process | Natural Gas | Process Heating | E9 | TRC BC Ratio | 0 | 0 | 0 | 0 | 0 | 0 | 0 | 0 | 0 | 0 | 0 | 0 | 0 | 0 | 0 | 0 | 0 | 0 | 0 | 0 | 0 | 0 | 0 | 0 | 0 | 0 | 0
F2_Industrial_WA - Industrial_New_Process_Natural Gas_Process Heating_E10 | F2 | Industrial | WA - Industrial | New | Process | Natural Gas | Process Heating | E10 | TRC BC Ratio | 0 | 0 | 0 | 0 | 0 | 0 | 0 | 0 | 0 | 0 | 0 | 0 | 0 | 0 | 0 | 0 | 0 | 0 | 0 | 0 | 0 | 0 | 0 | 0 | 0 | 0 | 0
F3_Industrial_WA - Industrial_New_Process_Natural Gas_Process Heating_E1 | F3 | Industrial | WA - Industrial | New | Process | Natural Gas | Process Heating | E1 | PACT BC Ratio | bar: 2021 to 2047
F3_Industrial_WA - Industrial_New_Process_Natural Gas_Process Heating_E2 | F3 | Industrial | WA - Industrial | New | Process | Natural Gas | Process Heating | E2 | PACT BC Ratio | 0 | 0 | 0 | 0 | 0 | 0 | 0 | 0 | 0 | 0 | 0 | 0 | 0 | 0 | 0 | 0 | 0 | 0 | 0 | 0 | 0 | 0 | 0 | 0 | 0 | 0 | 0
F3_Industrial_WA - Industrial_New_Process_Natural Gas_Process Heating_E3 | F3 | Industrial | WA - Industrial | New | Process | Natural Gas | Process Heating | E3 | PACT BC Ratio | 0 | 0 | 0 | 0 | 0 | 0 | 0 | 0 | 0 | 0 | 0 | 0 | 0 | 0 | 0 | 0 | 0 | 0 | 0 | 0 | 0 | 0 | 0 | 0 | 0 | 0 | 0
F3_Industrial_WA - Industrial_New_Process_Natural Gas_Process Heating_E4 | F3 | Industrial | WA - Industrial | New | Process | Natural Gas | Process Heating | E4 | PACT BC Ratio | 0 | 0 | 0 | 0 | 0 | 0 | 0 | 0 | 0 | 0 | 0 | 0 | 0 | 0 | 0 | 0 | 0 | 0 | 0 | 0 | 0 | 0 | 0 | 0 | 0 | 0 | 0
F3_Industrial_WA - Industrial_New_Process_Natural Gas_Process Heating_E5 | F3 | Industrial | WA - Industrial | New | Process | Natural Gas | Process Heating | E5 | PACT BC Ratio | 0 | 0 | 0 | 0 | 0 | 0 | 0 | 0 | 0 | 0 | 0 | 0 | 0 | 0 | 0 | 0 | 0 | 0 | 0 | 0 | 0 | 0 | 0 | 0 | 0 | 0 | 0
F3_Industrial_WA - Industrial_New_Process_Natural Gas_Process Heating_E6 | F3 | Industrial | WA - Industrial | New | Process | Natural Gas | Process Heating | E6 | PACT BC Ratio | 0 | 0 | 0 | 0 | 0 | 0 | 0 | 0 | 0 | 0 | 0 | 0 | 0 | 0 | 0 | 0 | 0 | 0 | 0 | 0 | 0 | 0 | 0 | 0 | 0 | 0 | 0
F3_Industrial_WA - Industrial_New_Process_Natural Gas_Process Heating_E7 | F3 | Industrial | WA - Industrial | New | Process | Natural Gas | Process Heating | E7 | PACT BC Ratio | 0 | 0 | 0 | 0 | 0 | 0 | 0 | 0 | 0 | 0 | 0 | 0 | 0 | 0 | 0 | 0 | 0 | 0 | 0 | 0 | 0 | 0 | 0 | 0 | 0 | 0 | 0
F3_Industrial_WA - Industrial_New_Process_Natural Gas_Process Heating_E8 | F3 | Industrial | WA - Industrial | New | Process | Natural Gas | Process Heating | E8 | PACT BC Ratio | 0 | 0 | 0 | 0 | 0 | 0 | 0 | 0 | 0 | 0 | 0 | 0 | 0 | 0 | 0 | 0 | 0 | 0 | 0 | 0 | 0 | 0 | 0 | 0 | 0 | 0 | 0
F3_Industrial_WA - Industrial_New_Process_Natural Gas_Process Heating_E9 | F3 | Industrial | WA - Industrial | New | Process | Natural Gas | Process Heating | E9 | PACT BC Ratio | 0 | 0 | 0 | 0 | 0 | 0 | 0 | 0 | 0 | 0 | 0 | 0 | 0 | 0 | 0 | 0 | 0 | 0 | 0 | 0 | 0 | 0 | 0 | 0 | 0 | 0 | 0
F3_Industrial_WA - Industrial_New_Process_Natural Gas_Process Heating_E10 | F3 | Industrial | WA - Industrial | New | Process | Natural Gas | Process Heating | E10 | PACT BC Ratio | 0 | 0 | 0 | 0 | 0 | 0 | 0 | 0 | 0 | 0 | 0 | 0 | 0 | 0 | 0 | 0 | 0 | 0 | 0 | 0 | 0 | 0 | 0 | 0 | 0 | 0 | 0
F4_Industrial_WA - Industrial_New_Process_Natural Gas_Process Heating_E1 | F4 | Industrial | WA - Industrial | New | Process | Natural Gas | Process Heating | E1 | RVT BC Ratio | bar: 2021 to 2047
F4_Industrial_WA - Industrial_New_Process_Natural Gas_Process Heating_E2 | F4 | Industrial | WA - Industrial | New | Process | Natural Gas | Process Heating | E2 | RVT BC Ratio | 0 | 0 | 0 | 0 | 0 | 0 | 0 | 0 | 0 | 0 | 0 | 0 | 0 | 0 | 0 | 0 | 0 | 0 | 0 | 0 | 0 | 0 | 0 | 0 | 0 | 0 | 0
F4_Industrial_WA - Industrial_New_Process_Natural Gas_Process Heating_E3 | F4 | Industrial | WA - Industrial | New | Process | Natural Gas | Process Heating | E3 | RVT BC Ratio | 0 | 0 | 0 | 0 | 0 | 0 | 0 | 0 | 0 | 0 | 0 | 0 | 0 | 0 | 0 | 0 | 0 | 0 | 0 | 0 | 0 | 0 | 0 | 0 | 0 | 0 | 0
F4_Industrial_WA - Industrial_New_Process_Natural Gas_Process Heating_E4 | F4 | Industrial | WA - Industrial | New | Process | Natural Gas | Process Heating | E4 | RVT BC Ratio | 0 | 0 | 0 | 0 | 0 | 0 | 0 | 0 | 0 | 0 | 0 | 0 | 0 | 0 | 0 | 0 | 0 | 0 | 0 | 0 | 0 | 0 | 0 | 0 | 0 | 0 | 0
F4_Industrial_WA - Industrial_New_Process_Natural Gas_Process Heating_E5 | F4 | Industrial | WA - Industrial | New | Process | Natural Gas | Process Heating | E5 | RVT BC Ratio | 0 | 0 | 0 | 0 | 0 | 0 | 0 | 0 | 0 | 0 | 0 | 0 | 0 | 0 | 0 | 0 | 0 | 0 | 0 | 0 | 0 | 0 | 0 | 0 | 0 | 0 | 0
F4_Industrial_WA - Industrial_New_Process_Natural Gas_Process Heating_E6 | F4 | Industrial | WA - Industrial | New | Process | Natural Gas | Process Heating | E6 | RVT BC Ratio | 0 | 0 | 0 | 0 | 0 | 0 | 0 | 0 | 0 | 0 | 0 | 0 | 0 | 0 | 0 | 0 | 0 | 0 | 0 | 0 | 0 | 0 | 0 | 0 | 0 | 0 | 0
F4_Industrial_WA - Industrial_New_Process_Natural Gas_Process Heating_E7 | F4 | Industrial | WA - Industrial | New | Process | Natural Gas | Process Heating | E7 | RVT BC Ratio | 0 | 0 | 0 | 0 | 0 | 0 | 0 | 0 | 0 | 0 | 0 | 0 | 0 | 0 | 0 | 0 | 0 | 0 | 0 | 0 | 0 | 0 | 0 | 0 | 0 | 0 | 0
F4_Industrial_WA - Industrial_New_Process_Natural Gas_Process Heating_E8 | F4 | Industrial | WA - Industrial | New | Process | Natural Gas | Process Heating | E8 | RVT BC Ratio | 0 | 0 | 0 | 0 | 0 | 0 | 0 | 0 | 0 | 0 | 0 | 0 | 0 | 0 | 0 | 0 | 0 | 0 | 0 | 0 | 0 | 0 | 0 | 0 | 0 | 0 | 0
F4_Industrial_WA - Industrial_New_Process_Natural Gas_Process Heating_E9 | F4 | Industrial | WA - Industrial | New | Process | Natural Gas | Process Heating | E9 | RVT BC Ratio | 0 | 0 | 0 | 0 | 0 | 0 | 0 | 0 | 0 | 0 | 0 | 0 | 0 | 0 | 0 | 0 | 0 | 0 | 0 | 0 | 0 | 0 | 0 | 0 | 0 | 0 | 0
F4_Industrial_WA - Industrial_New_Process_Natural Gas_Process Heating_E10 | F4 | Industrial | WA - Industrial | New | Process | Natural Gas | Process Heating | E10 | RVT BC Ratio | 0 | 0 | 0 | 0 | 0 | 0 | 0 | 0 | 0 | 0 | 0 | 0 | 0 | 0 | 0 | 0 | 0 | 0 | 0 | 0 | 0 | 0 | 0 | 0 | 0 | 0 | 0
F5_Industrial_WA - Industrial_New_Process_Natural Gas_Process Heating_E1 | F5 | Industrial | WA - Industrial | New | Process | Natural Gas | Process Heating | E1 | RIM BC Ratio | bar: 2021 to 2047
F5_Industrial_WA - Industrial_New_Process_Natural Gas_Process Heating_E2 | F5 | Industrial | WA - Industrial | New | Process | Natural Gas | Process Heating | E2 | RIM BC Ratio | 0 | 0 | 0 | 0 | 0 | 0 | 0 | 0 | 0 | 0 | 0 | 0 | 0 | 0 | 0 | 0 | 0 | 0 | 0 | 0 | 0 | 0 | 0 | 0 | 0 | 0 | 0
F5_Industrial_WA - Industrial_New_Process_Natural Gas_Process Heating_E3 | F5 | Industrial | WA - Industrial | New | Process | Natural Gas | Process Heating | E3 | RIM BC Ratio | 0 | 0 | 0 | 0 | 0 | 0 | 0 | 0 | 0 | 0 | 0 | 0 | 0 | 0 | 0 | 0 | 0 | 0 | 0 | 0 | 0 | 0 | 0 | 0 | 0 | 0 | 0
F5_Industrial_WA - Industrial_New_Process_Natural Gas_Process Heating_E4 | F5 | Industrial | WA - Industrial | New | Process | Natural Gas | Process Heating | E4 | RIM BC Ratio | 0 | 0 | 0 | 0 | 0 | 0 | 0 | 0 | 0 | 0 | 0 | 0 | 0 | 0 | 0 | 0 | 0 | 0 | 0 | 0 | 0 | 0 | 0 | 0 | 0 | 0 | 0
F5_Industrial_WA - Industrial_New_Process_Natural Gas_Process Heating_E5 | F5 | Industrial | WA - Industrial | New | Process | Natural Gas | Process Heating | E5 | RIM BC Ratio | 0 | 0 | 0 | 0 | 0 | 0 | 0 | 0 | 0 | 0 | 0 | 0 | 0 | 0 | 0 | 0 | 0 | 0 | 0 | 0 | 0 | 0 | 0 | 0 | 0 | 0 | 0
F5_Industrial_WA - Industrial_New_Process_Natural Gas_Process Heating_E6 | F5 | Industrial | WA - Industrial | New | Process | Natural Gas | Process Heating | E6 | RIM BC Ratio | 0 | 0 | 0 | 0 | 0 | 0 | 0 | 0 | 0 | 0 | 0 | 0 | 0 | 0 | 0 | 0 | 0 | 0 | 0 | 0 | 0 | 0 | 0 | 0 | 0 | 0 | 0
F5_Industrial_WA - Industrial_New_Process_Natural Gas_Process Heating_E7 | F5 | Industrial | WA - Industrial | New | Process | Natural Gas | Process Heating | E7 | RIM BC Ratio | 0 | 0 | 0 | 0 | 0 | 0 | 0 | 0 | 0 | 0 | 0 | 0 | 0 | 0 | 0 | 0 | 0 | 0 | 0 | 0 | 0 | 0 | 0 | 0 | 0 | 0 | 0
F5_Industrial_WA - Industrial_New_Process_Natural Gas_Process Heating_E8 | F5 | Industrial | WA - Industrial | New | Process | Natural Gas | Process Heating | E8 | RIM BC Ratio | 0 | 0 | 0 | 0 | 0 | 0 | 0 | 0 | 0 | 0 | 0 | 0 | 0 | 0 | 0 | 0 | 0 | 0 | 0 | 0 | 0 | 0 | 0 | 0 | 0 | 0 | 0
F5_Industrial_WA - Industrial_New_Process_Natural Gas_Process Heating_E9 | F5 | Industrial | WA - Industrial | New | Process | Natural Gas | Process Heating | E9 | RIM BC Ratio | 0 | 0 | 0 | 0 | 0 | 0 | 0 | 0 | 0 | 0 | 0 | 0 | 0 | 0 | 0 | 0 | 0 | 0 | 0 | 0 | 0 | 0 | 0 | 0 | 0 | 0 | 0
F5_Industrial_WA - Industrial_New_Process_Natural Gas_Process Heating_E10 | F5 | Industrial | WA - Industrial | New | Process | Natural Gas | Process Heating | E10 | RIM BC Ratio | 0 | 0 | 0 | 0 | 0 | 0 | 0 | 0 | 0 | 0 | 0 | 0 | 0 | 0 | 0 | 0 | 0 | 0 | 0 | 0 | 0 | 0 | 0 | 0 | 0 | 0 | 0
F0_Industrial_WA - Industrial_New_Process_Natural Gas_Process Cooling_E0 | F0 | Industrial | WA - Industrial | New | Process | Natural Gas | Process Cooling | E0 | Economic Unit | Standard | Standard | Standard | Standard | Standard | Standard | Standard | Standard | Standard | Standard | Standard | Standard | Standard | Standard | Standard | Standard | Standard | Standard | Standard | Standard | Standard | Standard | Standard | Standard | Standard | Standard | Standard
F1_Industrial_WA - Industrial_New_Process_Natural Gas_Process Cooling_E1 | F1 | Industrial | WA - Industrial | New | Process | Natural Gas | Process Cooling | E1 | CCE | 0 | 0 | 0 | 0 | 0 | 0 | 0 | 0 | 0 | 0 | 0 | 0 | 0 | 0 | 0 | 0 | 0 | 0 | 0 | 0 | 0 | 0 | 0 | 0 | 0 | 0 | 0
F1_Industrial_WA - Industrial_New_Process_Natural Gas_Process Cooling_E2 | F1 | Industrial | WA - Industrial | New | Process | Natural Gas | Process Cooling | E2 | CCE | 0 | 0 | 0 | 0 | 0 | 0 | 0 | 0 | 0 | 0 | 0 | 0 | 0 | 0 | 0 | 0 | 0 | 0 | 0 | 0 | 0 | 0 | 0 | 0 | 0 | 0 | 0
F1_Industrial_WA - Industrial_New_Process_Natural Gas_Process Cooling_E3 | F1 | Industrial | WA - Industrial | New | Process | Natural Gas | Process Cooling | E3 | CCE | 0 | 0 | 0 | 0 | 0 | 0 | 0 | 0 | 0 | 0 | 0 | 0 | 0 | 0 | 0 | 0 | 0 | 0 | 0 | 0 | 0 | 0 | 0 | 0 | 0 | 0 | 0
F1_Industrial_WA - Industrial_New_Process_Natural Gas_Process Cooling_E4 | F1 | Industrial | WA - Industrial | New | Process | Natural Gas | Process Cooling | E4 | CCE | 0 | 0 | 0 | 0 | 0 | 0 | 0 | 0 | 0 | 0 | 0 | 0 | 0 | 0 | 0 | 0 | 0 | 0 | 0 | 0 | 0 | 0 | 0 | 0 | 0 | 0 | 0
F1_Industrial_WA - Industrial_New_Process_Natural Gas_Process Cooling_E5 | F1 | Industrial | WA - Industrial | New | Process | Natural Gas | Process Cooling | E5 | CCE | 0 | 0 | 0 | 0 | 0 | 0 | 0 | 0 | 0 | 0 | 0 | 0 | 0 | 0 | 0 | 0 | 0 | 0 | 0 | 0 | 0 | 0 | 0 | 0 | 0 | 0 | 0
F1_Industrial_WA - Industrial_New_Process_Natural Gas_Process Cooling_E6 | F1 | Industrial | WA - Industrial | New | Process | Natural Gas | Process Cooling | E6 | CCE | 0 | 0 | 0 | 0 | 0 | 0 | 0 | 0 | 0 | 0 | 0 | 0 | 0 | 0 | 0 | 0 | 0 | 0 | 0 | 0 | 0 | 0 | 0 | 0 | 0 | 0 | 0
F1_Industrial_WA - Industrial_New_Process_Natural Gas_Process Cooling_E7 | F1 | Industrial | WA - Industrial | New | Process | Natural Gas | Process Cooling | E7 | CCE | 0 | 0 | 0 | 0 | 0 | 0 | 0 | 0 | 0 | 0 | 0 | 0 | 0 | 0 | 0 | 0 | 0 | 0 | 0 | 0 | 0 | 0 | 0 | 0 | 0 | 0 | 0
F1_Industrial_WA - Industrial_New_Process_Natural Gas_Process Cooling_E8 | F1 | Industrial | WA - Industrial | New | Process | Natural Gas | Process Cooling | E8 | CCE | 0 | 0 | 0 | 0 | 0 | 0 | 0 | 0 | 0 | 0 | 0 | 0 | 0 | 0 | 0 | 0 | 0 | 0 | 0 | 0 | 0 | 0 | 0 | 0 | 0 | 0 | 0
F1_Industrial_WA - Industrial_New_Process_Natural Gas_Process Cooling_E9 | F1 | Industrial | WA - Industrial | New | Process | Natural Gas | Process Cooling | E9 | CCE | 0 | 0 | 0 | 0 | 0 | 0 | 0 | 0 | 0 | 0 | 0 | 0 | 0 | 0 | 0 | 0 | 0 | 0 | 0 | 0 | 0 | 0 | 0 | 0 | 0 | 0 | 0
F1_Industrial_WA - Industrial_New_Process_Natural Gas_Process Cooling_E10 | F1 | Industrial | WA - Industrial | New | Process | Natural Gas | Process Cooling | E10 | CCE | 0 | 0 | 0 | 0 | 0 | 0 | 0 | 0 | 0 | 0 | 0 | 0 | 0 | 0 | 0 | 0 | 0 | 0 | 0 | 0 | 0 | 0 | 0 | 0 | 0 | 0 | 0
F2_Industrial_WA - Industrial_New_Process_Natural Gas_Process Cooling_E1 | F2 | Industrial | WA - Industrial | New | Process | Natural Gas | Process Cooling | E1 | TRC BC Ratio | bar: 2021 to 2047
F2_Industrial_WA - Industrial_New_Process_Natural Gas_Process Cooling_E2 | F2 | Industrial | WA - Industrial | New | Process | Natural Gas | Process Cooling | E2 | TRC BC Ratio | 0 | 0 | 0 | 0 | 0 | 0 | 0 | 0 | 0 | 0 | 0 | 0 | 0 | 0 | 0 | 0 | 0 | 0 | 0 | 0 | 0 | 0 | 0 | 0 | 0 | 0 | 0
F2_Industrial_WA - Industrial_New_Process_Natural Gas_Process Cooling_E3 | F2 | Industrial | WA - Industrial | New | Process | Natural Gas | Process Cooling | E3 | TRC BC Ratio | 0 | 0 | 0 | 0 | 0 | 0 | 0 | 0 | 0 | 0 | 0 | 0 | 0 | 0 | 0 | 0 | 0 | 0 | 0 | 0 | 0 | 0 | 0 | 0 | 0 | 0 | 0
F2_Industrial_WA - Industrial_New_Process_Natural Gas_Process Cooling_E4 | F2 | Industrial | WA - Industrial | New | Process | Natural Gas | Process Cooling | E4 | TRC BC Ratio | 0 | 0 | 0 | 0 | 0 | 0 | 0 | 0 | 0 | 0 | 0 | 0 | 0 | 0 | 0 | 0 | 0 | 0 | 0 | 0 | 0 | 0 | 0 | 0 | 0 | 0 | 0
F2_Industrial_WA - Industrial_New_Process_Natural Gas_Process Cooling_E5 | F2 | Industrial | WA - Industrial | New | Process | Natural Gas | Process Cooling | E5 | TRC BC Ratio | 0 | 0 | 0 | 0 | 0 | 0 | 0 | 0 | 0 | 0 | 0 | 0 | 0 | 0 | 0 | 0 | 0 | 0 | 0 | 0 | 0 | 0 | 0 | 0 | 0 | 0 | 0
F2_Industrial_WA - Industrial_New_Process_Natural Gas_Process Cooling_E6 | F2 | Industrial | WA - Industrial | New | Process | Natural Gas | Process Cooling | E6 | TRC BC Ratio | 0 | 0 | 0 | 0 | 0 | 0 | 0 | 0 | 0 | 0 | 0 | 0 | 0 | 0 | 0 | 0 | 0 | 0 | 0 | 0 | 0 | 0 | 0 | 0 | 0 | 0 | 0
F2_Industrial_WA - Industrial_New_Process_Natural Gas_Process Cooling_E7 | F2 | Industrial | WA - Industrial | New | Process | Natural Gas | Process Cooling | E7 | TRC BC Ratio | 0 | 0 | 0 | 0 | 0 | 0 | 0 | 0 | 0 | 0 | 0 | 0 | 0 | 0 | 0 | 0 | 0 | 0 | 0 | 0 | 0 | 0 | 0 | 0 | 0 | 0 | 0
F2_Industrial_WA - Industrial_New_Process_Natural Gas_Process Cooling_E8 | F2 | Industrial | WA - Industrial | New | Process | Natural Gas | Process Cooling | E8 | TRC BC Ratio | 0 | 0 | 0 | 0 | 0 | 0 | 0 | 0 | 0 | 0 | 0 | 0 | 0 | 0 | 0 | 0 | 0 | 0 | 0 | 0 | 0 | 0 | 0 | 0 | 0 | 0 | 0
F2_Industrial_WA - Industrial_New_Process_Natural Gas_Process Cooling_E9 | F2 | Industrial | WA - Industrial | New | Process | Natural Gas | Process Cooling | E9 | TRC BC Ratio | 0 | 0 | 0 | 0 | 0 | 0 | 0 | 0 | 0 | 0 | 0 | 0 | 0 | 0 | 0 | 0 | 0 | 0 | 0 | 0 | 0 | 0 | 0 | 0 | 0 | 0 | 0
F2_Industrial_WA - Industrial_New_Process_Natural Gas_Process Cooling_E10 | F2 | Industrial | WA - Industrial | New | Process | Natural Gas | Process Cooling | E10 | TRC BC Ratio | 0 | 0 | 0 | 0 | 0 | 0 | 0 | 0 | 0 | 0 | 0 | 0 | 0 | 0 | 0 | 0 | 0 | 0 | 0 | 0 | 0 | 0 | 0 | 0 | 0 | 0 | 0
F3_Industrial_WA - Industrial_New_Process_Natural Gas_Process Cooling_E1 | F3 | Industrial | WA - Industrial | New | Process | Natural Gas | Process Cooling | E1 | PACT BC Ratio | bar: 2021 to 2047
F3_Industrial_WA - Industrial_New_Process_Natural Gas_Process Cooling_E2 | F3 | Industrial | WA - Industrial | New | Process | Natural Gas | Process Cooling | E2 | PACT BC Ratio | 0 | 0 | 0 | 0 | 0 | 0 | 0 | 0 | 0 | 0 | 0 | 0 | 0 | 0 | 0 | 0 | 0 | 0 | 0 | 0 | 0 | 0 | 0 | 0 | 0 | 0 | 0
F3_Industrial_WA - Industrial_New_Process_Natural Gas_Process Cooling_E3 | F3 | Industrial | WA - Industrial | New | Process | Natural Gas | Process Cooling | E3 | PACT BC Ratio | 0 | 0 | 0 | 0 | 0 | 0 | 0 | 0 | 0 | 0 | 0 | 0 | 0 | 0 | 0 | 0 | 0 | 0 | 0 | 0 | 0 | 0 | 0 | 0 | 0 | 0 | 0
F3_Industrial_WA - Industrial_New_Process_Natural Gas_Process Cooling_E4 | F3 | Industrial | WA - Industrial | New | Process | Natural Gas | Process Cooling | E4 | PACT BC Ratio | 0 | 0 | 0 | 0 | 0 | 0 | 0 | 0 | 0 | 0 | 0 | 0 | 0 | 0 | 0 | 0 | 0 | 0 | 0 | 0 | 0 | 0 | 0 | 0 | 0 | 0 | 0
F3_Industrial_WA - Industrial_New_Process_Natural Gas_Process Cooling_E5 | F3 | Industrial | WA - Industrial | New | Process | Natural Gas | Process Cooling | E5 | PACT BC Ratio | 0 | 0 | 0 | 0 | 0 | 0 | 0 | 0 | 0 | 0 | 0 | 0 | 0 | 0 | 0 | 0 | 0 | 0 | 0 | 0 | 0 | 0 | 0 | 0 | 0 | 0 | 0
F3_Industrial_WA - Industrial_New_Process_Natural Gas_Process Cooling_E6 | F3 | Industrial | WA - Industrial | New | Process | Natural Gas | Process Cooling | E6 | PACT BC Ratio | 0 | 0 | 0 | 0 | 0 | 0 | 0 | 0 | 0 | 0 | 0 | 0 | 0 | 0 | 0 | 0 | 0 | 0 | 0 | 0 | 0 | 0 | 0 | 0 | 0 | 0 | 0
F3_Industrial_WA - Industrial_New_Process_Natural Gas_Process Cooling_E7 | F3 | Industrial | WA - Industrial | New | Process | Natural Gas | Process Cooling | E7 | PACT BC Ratio | 0 | 0 | 0 | 0 | 0 | 0 | 0 | 0 | 0 | 0 | 0 | 0 | 0 | 0 | 0 | 0 | 0 | 0 | 0 | 0 | 0 | 0 | 0 | 0 | 0 | 0 | 0
F3_Industrial_WA - Industrial_New_Process_Natural Gas_Process Cooling_E8 | F3 | Industrial | WA - Industrial | New | Process | Natural Gas | Process Cooling | E8 | PACT BC Ratio | 0 | 0 | 0 | 0 | 0 | 0 | 0 | 0 | 0 | 0 | 0 | 0 | 0 | 0 | 0 | 0 | 0 | 0 | 0 | 0 | 0 | 0 | 0 | 0 | 0 | 0 | 0
F3_Industrial_WA - Industrial_New_Process_Natural Gas_Process Cooling_E9 | F3 | Industrial | WA - Industrial | New | Process | Natural Gas | Process Cooling | E9 | PACT BC Ratio | 0 | 0 | 0 | 0 | 0 | 0 | 0 | 0 | 0 | 0 | 0 | 0 | 0 | 0 | 0 | 0 | 0 | 0 | 0 | 0 | 0 | 0 | 0 | 0 | 0 | 0 | 0
F3_Industrial_WA - Industrial_New_Process_Natural Gas_Process Cooling_E10 | F3 | Industrial | WA - Industrial | New | Process | Natural Gas | Process Cooling | E10 | PACT BC Ratio | 0 | 0 | 0 | 0 | 0 | 0 | 0 | 0 | 0 | 0 | 0 | 0 | 0 | 0 | 0 | 0 | 0 | 0 | 0 | 0 | 0 | 0 | 0 | 0 | 0 | 0 | 0
F4_Industrial_WA - Industrial_New_Process_Natural Gas_Process Cooling_E1 | F4 | Industrial | WA - Industrial | New | Process | Natural Gas | Process Cooling | E1 | RVT BC Ratio | bar: 2021 to 2047
F4_Industrial_WA - Industrial_New_Process_Natural Gas_Process Cooling_E2 | F4 | Industrial | WA - Industrial | New | Process | Natural Gas | Process Cooling | E2 | RVT BC Ratio | 0 | 0 | 0 | 0 | 0 | 0 | 0 | 0 | 0 | 0 | 0 | 0 | 0 | 0 | 0 | 0 | 0 | 0 | 0 | 0 | 0 | 0 | 0 | 0 | 0 | 0 | 0
F4_Industrial_WA - Industrial_New_Process_Natural Gas_Process Cooling_E3 | F4 | Industrial | WA - Industrial | New | Process | Natural Gas | Process Cooling | E3 | RVT BC Ratio | 0 | 0 | 0 | 0 | 0 | 0 | 0 | 0 | 0 | 0 | 0 | 0 | 0 | 0 | 0 | 0 | 0 | 0 | 0 | 0 | 0 | 0 | 0 | 0 | 0 | 0 | 0
F4_Industrial_WA - Industrial_New_Process_Natural Gas_Process Cooling_E4 | F4 | Industrial | WA - Industrial | New | Process | Natural Gas | Process Cooling | E4 | RVT BC Ratio | 0 | 0 | 0 | 0 | 0 | 0 | 0 | 0 | 0 | 0 | 0 | 0 | 0 | 0 | 0 | 0 | 0 | 0 | 0 | 0 | 0 | 0 | 0 | 0 | 0 | 0 | 0
F4_Industrial_WA - Industrial_New_Process_Natural Gas_Process Cooling_E5 | F4 | Industrial | WA - Industrial | New | Process | Natural Gas | Process Cooling | E5 | RVT BC Ratio | 0 | 0 | 0 | 0 | 0 | 0 | 0 | 0 | 0 | 0 | 0 | 0 | 0 | 0 | 0 | 0 | 0 | 0 | 0 | 0 | 0 | 0 | 0 | 0 | 0 | 0 | 0
F4_Industrial_WA - Industrial_New_Process_Natural Gas_Process Cooling_E6 | F4 | Industrial | WA - Industrial | New | Process | Natural Gas | Process Cooling | E6 | RVT BC Ratio | 0 | 0 | 0 | 0 | 0 | 0 | 0 | 0 | 0 | 0 | 0 | 0 | 0 | 0 | 0 | 0 | 0 | 0 | 0 | 0 | 0 | 0 | 0 | 0 | 0 | 0 | 0
F4_Industrial_WA - Industrial_New_Process_Natural Gas_Process Cooling_E7 | F4 | Industrial | WA - Industrial | New | Process | Natural Gas | Process Cooling | E7 | RVT BC Ratio | 0 | 0 | 0 | 0 | 0 | 0 | 0 | 0 | 0 | 0 | 0 | 0 | 0 | 0 | 0 | 0 | 0 | 0 | 0 | 0 | 0 | 0 | 0 | 0 | 0 | 0 | 0
F4_Industrial_WA - Industrial_New_Process_Natural Gas_Process Cooling_E8 | F4 | Industrial | WA - Industrial | New | Process | Natural Gas | Process Cooling | E8 | RVT BC Ratio | 0 | 0 | 0 | 0 | 0 | 0 | 0 | 0 | 0 | 0 | 0 | 0 | 0 | 0 | 0 | 0 | 0 | 0 | 0 | 0 | 0 | 0 | 0 | 0 | 0 | 0 | 0
F4_Industrial_WA - Industrial_New_Process_Natural Gas_Process Cooling_E9 | F4 | Industrial | WA - Industrial | New | Process | Natural Gas | Process Cooling | E9 | RVT BC Ratio | 0 | 0 | 0 | 0 | 0 | 0 | 0 | 0 | 0 | 0 | 0 | 0 | 0 | 0 | 0 | 0 | 0 | 0 | 0 | 0 | 0 | 0 | 0 | 0 | 0 | 0 | 0
F4_Industrial_WA - Industrial_New_Process_Natural Gas_Process Cooling_E10 | F4 | Industrial | WA - Industrial | New | Process | Natural Gas | Process Cooling | E10 | RVT BC Ratio | 0 | 0 | 0 | 0 | 0 | 0 | 0 | 0 | 0 | 0 | 0 | 0 | 0 | 0 | 0 | 0 | 0 | 0 | 0 | 0 | 0 | 0 | 0 | 0 | 0 | 0 | 0
F5_Industrial_WA - Industrial_New_Process_Natural Gas_Process Cooling_E1 | F5 | Industrial | WA - Industrial | New | Process | Natural Gas | Process Cooling | E1 | RIM BC Ratio | bar: 2021 to 2047
F5_Industrial_WA - Industrial_New_Process_Natural Gas_Process Cooling_E2 | F5 | Industrial | WA - Industrial | New | Process | Natural Gas | Process Cooling | E2 | RIM BC Ratio | 0 | 0 | 0 | 0 | 0 | 0 | 0 | 0 | 0 | 0 | 0 | 0 | 0 | 0 | 0 | 0 | 0 | 0 | 0 | 0 | 0 | 0 | 0 | 0 | 0 | 0 | 0
F5_Industrial_WA - Industrial_New_Process_Natural Gas_Process Cooling_E3 | F5 | Industrial | WA - Industrial | New | Process | Natural Gas | Process Cooling | E3 | RIM BC Ratio | 0 | 0 | 0 | 0 | 0 | 0 | 0 | 0 | 0 | 0 | 0 | 0 | 0 | 0 | 0 | 0 | 0 | 0 | 0 | 0 | 0 | 0 | 0 | 0 | 0 | 0 | 0
F5_Industrial_WA - Industrial_New_Process_Natural Gas_Process Cooling_E4 | F5 | Industrial | WA - Industrial | New | Process | Natural Gas | Process Cooling | E4 | RIM BC Ratio | 0 | 0 | 0 | 0 | 0 | 0 | 0 | 0 | 0 | 0 | 0 | 0 | 0 | 0 | 0 | 0 | 0 | 0 | 0 | 0 | 0 | 0 | 0 | 0 | 0 | 0 | 0
F5_Industrial_WA - Industrial_New_Process_Natural Gas_Process Cooling_E5 | F5 | Industrial | WA - Industrial | New | Process | Natural Gas | Process Cooling | E5 | RIM BC Ratio | 0 | 0 | 0 | 0 | 0 | 0 | 0 | 0 | 0 | 0 | 0 | 0 | 0 | 0 | 0 | 0 | 0 | 0 | 0 | 0 | 0 | 0 | 0 | 0 | 0 | 0 | 0
F5_Industrial_WA - Industrial_New_Process_Natural Gas_Process Cooling_E6 | F5 | Industrial | WA - Industrial | New | Process | Natural Gas | Process Cooling | E6 | RIM BC Ratio | 0 | 0 | 0 | 0 | 0 | 0 | 0 | 0 | 0 | 0 | 0 | 0 | 0 | 0 | 0 | 0 | 0 | 0 | 0 | 0 | 0 | 0 | 0 | 0 | 0 | 0 | 0
F5_Industrial_WA - Industrial_New_Process_Natural Gas_Process Cooling_E7 | F5 | Industrial | WA - Industrial | New | Process | Natural Gas | Process Cooling | E7 | RIM BC Ratio | 0 | 0 | 0 | 0 | 0 | 0 | 0 | 0 | 0 | 0 | 0 | 0 | 0 | 0 | 0 | 0 | 0 | 0 | 0 | 0 | 0 | 0 | 0 | 0 | 0 | 0 | 0
F5_Industrial_WA - Industrial_New_Process_Natural Gas_Process Cooling_E8 | F5 | Industrial | WA - Industrial | New | Process | Natural Gas | Process Cooling | E8 | RIM BC Ratio | 0 | 0 | 0 | 0 | 0 | 0 | 0 | 0 | 0 | 0 | 0 | 0 | 0 | 0 | 0 | 0 | 0 | 0 | 0 | 0 | 0 | 0 | 0 | 0 | 0 | 0 | 0
F5_Industrial_WA - Industrial_New_Process_Natural Gas_Process Cooling_E9 | F5 | Industrial | WA - Industrial | New | Process | Natural Gas | Process Cooling | E9 | RIM BC Ratio | 0 | 0 | 0 | 0 | 0 | 0 | 0 | 0 | 0 | 0 | 0 | 0 | 0 | 0 | 0 | 0 | 0 | 0 | 0 | 0 | 0 | 0 | 0 | 0 | 0 | 0 | 0
F5_Industrial_WA - Industrial_New_Process_Natural Gas_Process Cooling_E10 | F5 | Industrial | WA - Industrial | New | Process | Natural Gas | Process Cooling | E10 | RIM BC Ratio | 0 | 0 | 0 | 0 | 0 | 0 | 0 | 0 | 0 | 0 | 0 | 0 | 0 | 0 | 0 | 0 | 0 | 0 | 0 | 0 | 0 | 0 | 0 | 0 | 0 | 0 | 0
F0_Industrial_WA - Industrial_New_Process_Natural Gas_Other Process_E0 | F0 | Industrial | WA - Industrial | New | Process | Natural Gas | Other Process | E0 | Economic Unit | Standard | Standard | Standard | Standard | Standard | Standard | Standard | Standard | Standard | Standard | Standard | Standard | Standard | Standard | Standard | Standard | Standard | Standard | Standard | Standard | Standard | Standard | Standard | Standard | Standard | Standard | Standard
F1_Industrial_WA - Industrial_New_Process_Natural Gas_Other Process_E1 | F1 | Industrial | WA - Industrial | New | Process | Natural Gas | Other Process | E1 | CCE | 0 | 0 | 0 | 0 | 0 | 0 | 0 | 0 | 0 | 0 | 0 | 0 | 0 | 0 | 0 | 0 | 0 | 0 | 0 | 0 | 0 | 0 | 0 | 0 | 0 | 0 | 0
F1_Industrial_WA - Industrial_New_Process_Natural Gas_Other Process_E2 | F1 | Industrial | WA - Industrial | New | Process | Natural Gas | Other Process | E2 | CCE | 0 | 0 | 0 | 0 | 0 | 0 | 0 | 0 | 0 | 0 | 0 | 0 | 0 | 0 | 0 | 0 | 0 | 0 | 0 | 0 | 0 | 0 | 0 | 0 | 0 | 0 | 0
F1_Industrial_WA - Industrial_New_Process_Natural Gas_Other Process_E3 | F1 | Industrial | WA - Industrial | New | Process | Natural Gas | Other Process | E3 | CCE | 0 | 0 | 0 | 0 | 0 | 0 | 0 | 0 | 0 | 0 | 0 | 0 | 0 | 0 | 0 | 0 | 0 | 0 | 0 | 0 | 0 | 0 | 0 | 0 | 0 | 0 | 0
F1_Industrial_WA - Industrial_New_Process_Natural Gas_Other Process_E4 | F1 | Industrial | WA - Industrial | New | Process | Natural Gas | Other Process | E4 | CCE | 0 | 0 | 0 | 0 | 0 | 0 | 0 | 0 | 0 | 0 | 0 | 0 | 0 | 0 | 0 | 0 | 0 | 0 | 0 | 0 | 0 | 0 | 0 | 0 | 0 | 0 | 0
F1_Industrial_WA - Industrial_New_Process_Natural Gas_Other Process_E5 | F1 | Industrial | WA - Industrial | New | Process | Natural Gas | Other Process | E5 | CCE | 0 | 0 | 0 | 0 | 0 | 0 | 0 | 0 | 0 | 0 | 0 | 0 | 0 | 0 | 0 | 0 | 0 | 0 | 0 | 0 | 0 | 0 | 0 | 0 | 0 | 0 | 0
F1_Industrial_WA - Industrial_New_Process_Natural Gas_Other Process_E6 | F1 | Industrial | WA - Industrial | New | Process | Natural Gas | Other Process | E6 | CCE | 0 | 0 | 0 | 0 | 0 | 0 | 0 | 0 | 0 | 0 | 0 | 0 | 0 | 0 | 0 | 0 | 0 | 0 | 0 | 0 | 0 | 0 | 0 | 0 | 0 | 0 | 0
F1_Industrial_WA - Industrial_New_Process_Natural Gas_Other Process_E7 | F1 | Industrial | WA - Industrial | New | Process | Natural Gas | Other Process | E7 | CCE | 0 | 0 | 0 | 0 | 0 | 0 | 0 | 0 | 0 | 0 | 0 | 0 | 0 | 0 | 0 | 0 | 0 | 0 | 0 | 0 | 0 | 0 | 0 | 0 | 0 | 0 | 0
F1_Industrial_WA - Industrial_New_Process_Natural Gas_Other Process_E8 | F1 | Industrial | WA - Industrial | New | Process | Natural Gas | Other Process | E8 | CCE | 0 | 0 | 0 | 0 | 0 | 0 | 0 | 0 | 0 | 0 | 0 | 0 | 0 | 0 | 0 | 0 | 0 | 0 | 0 | 0 | 0 | 0 | 0 | 0 | 0 | 0 | 0
F1_Industrial_WA - Industrial_New_Process_Natural Gas_Other Process_E9 | F1 | Industrial | WA - Industrial | New | Process | Natural Gas | Other Process | E9 | CCE | 0 | 0 | 0 | 0 | 0 | 0 | 0 | 0 | 0 | 0 | 0 | 0 | 0 | 0 | 0 | 0 | 0 | 0 | 0 | 0 | 0 | 0 | 0 | 0 | 0 | 0 | 0
F1_Industrial_WA - Industrial_New_Process_Natural Gas_Other Process_E10 | F1 | Industrial | WA - Industrial | New | Process | Natural Gas | Other Process | E10 | CCE | 0 | 0 | 0 | 0 | 0 | 0 | 0 | 0 | 0 | 0 | 0 | 0 | 0 | 0 | 0 | 0 | 0 | 0 | 0 | 0 | 0 | 0 | 0 | 0 | 0 | 0 | 0
F2_Industrial_WA - Industrial_New_Process_Natural Gas_Other Process_E1 | F2 | Industrial | WA - Industrial | New | Process | Natural Gas | Other Process | E1 | TRC BC Ratio | bar: 2021 to 2047
F2_Industrial_WA - Industrial_New_Process_Natural Gas_Other Process_E2 | F2 | Industrial | WA - Industrial | New | Process | Natural Gas | Other Process | E2 | TRC BC Ratio | 0 | 0 | 0 | 0 | 0 | 0 | 0 | 0 | 0 | 0 | 0 | 0 | 0 | 0 | 0 | 0 | 0 | 0 | 0 | 0 | 0 | 0 | 0 | 0 | 0 | 0 | 0
F2_Industrial_WA - Industrial_New_Process_Natural Gas_Other Process_E3 | F2 | Industrial | WA - Industrial | New | Process | Natural Gas | Other Process | E3 | TRC BC Ratio | 0 | 0 | 0 | 0 | 0 | 0 | 0 | 0 | 0 | 0 | 0 | 0 | 0 | 0 | 0 | 0 | 0 | 0 | 0 | 0 | 0 | 0 | 0 | 0 | 0 | 0 | 0
F2_Industrial_WA - Industrial_New_Process_Natural Gas_Other Process_E4 | F2 | Industrial | WA - Industrial | New | Process | Natural Gas | Other Process | E4 | TRC BC Ratio | 0 | 0 | 0 | 0 | 0 | 0 | 0 | 0 | 0 | 0 | 0 | 0 | 0 | 0 | 0 | 0 | 0 | 0 | 0 | 0 | 0 | 0 | 0 | 0 | 0 | 0 | 0
F2_Industrial_WA - Industrial_New_Process_Natural Gas_Other Process_E5 | F2 | Industrial | WA - Industrial | New | Process | Natural Gas | Other Process | E5 | TRC BC Ratio | 0 | 0 | 0 | 0 | 0 | 0 | 0 | 0 | 0 | 0 | 0 | 0 | 0 | 0 | 0 | 0 | 0 | 0 | 0 | 0 | 0 | 0 | 0 | 0 | 0 | 0 | 0
F2_Industrial_WA - Industrial_New_Process_Natural Gas_Other Process_E6 | F2 | Industrial | WA - Industrial | New | Process | Natural Gas | Other Process | E6 | TRC BC Ratio | 0 | 0 | 0 | 0 | 0 | 0 | 0 | 0 | 0 | 0 | 0 | 0 | 0 | 0 | 0 | 0 | 0 | 0 | 0 | 0 | 0 | 0 | 0 | 0 | 0 | 0 | 0
F2_Industrial_WA - Industrial_New_Process_Natural Gas_Other Process_E7 | F2 | Industrial | WA - Industrial | New | Process | Natural Gas | Other Process | E7 | TRC BC Ratio | 0 | 0 | 0 | 0 | 0 | 0 | 0 | 0 | 0 | 0 | 0 | 0 | 0 | 0 | 0 | 0 | 0 | 0 | 0 | 0 | 0 | 0 | 0 | 0 | 0 | 0 | 0
F2_Industrial_WA - Industrial_New_Process_Natural Gas_Other Process_E8 | F2 | Industrial | WA - Industrial | New | Process | Natural Gas | Other Process | E8 | TRC BC Ratio | 0 | 0 | 0 | 0 | 0 | 0 | 0 | 0 | 0 | 0 | 0 | 0 | 0 | 0 | 0 | 0 | 0 | 0 | 0 | 0 | 0 | 0 | 0 | 0 | 0 | 0 | 0
F2_Industrial_WA - Industrial_New_Process_Natural Gas_Other Process_E9 | F2 | Industrial | WA - Industrial | New | Process | Natural Gas | Other Process | E9 | TRC BC Ratio | 0 | 0 | 0 | 0 | 0 | 0 | 0 | 0 | 0 | 0 | 0 | 0 | 0 | 0 | 0 | 0 | 0 | 0 | 0 | 0 | 0 | 0 | 0 | 0 | 0 | 0 | 0
F2_Industrial_WA - Industrial_New_Process_Natural Gas_Other Process_E10 | F2 | Industrial | WA - Industrial | New | Process | Natural Gas | Other Process | E10 | TRC BC Ratio | 0 | 0 | 0 | 0 | 0 | 0 | 0 | 0 | 0 | 0 | 0 | 0 | 0 | 0 | 0 | 0 | 0 | 0 | 0 | 0 | 0 | 0 | 0 | 0 | 0 | 0 | 0
F3_Industrial_WA - Industrial_New_Process_Natural Gas_Other Process_E1 | F3 | Industrial | WA - Industrial | New | Process | Natural Gas | Other Process | E1 | PACT BC Ratio | bar: 2021 to 2047
F3_Industrial_WA - Industrial_New_Process_Natural Gas_Other Process_E2 | F3 | Industrial | WA - Industrial | New | Process | Natural Gas | Other Process | E2 | PACT BC Ratio | 0 | 0 | 0 | 0 | 0 | 0 | 0 | 0 | 0 | 0 | 0 | 0 | 0 | 0 | 0 | 0 | 0 | 0 | 0 | 0 | 0 | 0 | 0 | 0 | 0 | 0 | 0
F3_Industrial_WA - Industrial_New_Process_Natural Gas_Other Process_E3 | F3 | Industrial | WA - Industrial | New | Process | Natural Gas | Other Process | E3 | PACT BC Ratio | 0 | 0 | 0 | 0 | 0 | 0 | 0 | 0 | 0 | 0 | 0 | 0 | 0 | 0 | 0 | 0 | 0 | 0 | 0 | 0 | 0 | 0 | 0 | 0 | 0 | 0 | 0
F3_Industrial_WA - Industrial_New_Process_Natural Gas_Other Process_E4 | F3 | Industrial | WA - Industrial | New | Process | Natural Gas | Other Process | E4 | PACT BC Ratio | 0 | 0 | 0 | 0 | 0 | 0 | 0 | 0 | 0 | 0 | 0 | 0 | 0 | 0 | 0 | 0 | 0 | 0 | 0 | 0 | 0 | 0 | 0 | 0 | 0 | 0 | 0
F3_Industrial_WA - Industrial_New_Process_Natural Gas_Other Process_E5 | F3 | Industrial | WA - Industrial | New | Process | Natural Gas | Other Process | E5 | PACT BC Ratio | 0 | 0 | 0 | 0 | 0 | 0 | 0 | 0 | 0 | 0 | 0 | 0 | 0 | 0 | 0 | 0 | 0 | 0 | 0 | 0 | 0 | 0 | 0 | 0 | 0 | 0 | 0
F3_Industrial_WA - Industrial_New_Process_Natural Gas_Other Process_E6 | F3 | Industrial | WA - Industrial | New | Process | Natural Gas | Other Process | E6 | PACT BC Ratio | 0 | 0 | 0 | 0 | 0 | 0 | 0 | 0 | 0 | 0 | 0 | 0 | 0 | 0 | 0 | 0 | 0 | 0 | 0 | 0 | 0 | 0 | 0 | 0 | 0 | 0 | 0
F3_Industrial_WA - Industrial_New_Process_Natural Gas_Other Process_E7 | F3 | Industrial | WA - Industrial | New | Process | Natural Gas | Other Process | E7 | PACT BC Ratio | 0 | 0 | 0 | 0 | 0 | 0 | 0 | 0 | 0 | 0 | 0 | 0 | 0 | 0 | 0 | 0 | 0 | 0 | 0 | 0 | 0 | 0 | 0 | 0 | 0 | 0 | 0
F3_Industrial_WA - Industrial_New_Process_Natural Gas_Other Process_E8 | F3 | Industrial | WA - Industrial | New | Process | Natural Gas | Other Process | E8 | PACT BC Ratio | 0 | 0 | 0 | 0 | 0 | 0 | 0 | 0 | 0 | 0 | 0 | 0 | 0 | 0 | 0 | 0 | 0 | 0 | 0 | 0 | 0 | 0 | 0 | 0 | 0 | 0 | 0
F3_Industrial_WA - Industrial_New_Process_Natural Gas_Other Process_E9 | F3 | Industrial | WA - Industrial | New | Process | Natural Gas | Other Process | E9 | PACT BC Ratio | 0 | 0 | 0 | 0 | 0 | 0 | 0 | 0 | 0 | 0 | 0 | 0 | 0 | 0 | 0 | 0 | 0 | 0 | 0 | 0 | 0 | 0 | 0 | 0 | 0 | 0 | 0
F3_Industrial_WA - Industrial_New_Process_Natural Gas_Other Process_E10 | F3 | Industrial | WA - Industrial | New | Process | Natural Gas | Other Process | E10 | PACT BC Ratio | 0 | 0 | 0 | 0 | 0 | 0 | 0 | 0 | 0 | 0 | 0 | 0 | 0 | 0 | 0 | 0 | 0 | 0 | 0 | 0 | 0 | 0 | 0 | 0 | 0 | 0 | 0
F4_Industrial_WA - Industrial_New_Process_Natural Gas_Other Process_E1 | F4 | Industrial | WA - Industrial | New | Process | Natural Gas | Other Process | E1 | RVT BC Ratio | bar: 2021 to 2047
F4_Industrial_WA - Industrial_New_Process_Natural Gas_Other Process_E2 | F4 | Industrial | WA - Industrial | New | Process | Natural Gas | Other Process | E2 | RVT BC Ratio | 0 | 0 | 0 | 0 | 0 | 0 | 0 | 0 | 0 | 0 | 0 | 0 | 0 | 0 | 0 | 0 | 0 | 0 | 0 | 0 | 0 | 0 | 0 | 0 | 0 | 0 | 0
F4_Industrial_WA - Industrial_New_Process_Natural Gas_Other Process_E3 | F4 | Industrial | WA - Industrial | New | Process | Natural Gas | Other Process | E3 | RVT BC Ratio | 0 | 0 | 0 | 0 | 0 | 0 | 0 | 0 | 0 | 0 | 0 | 0 | 0 | 0 | 0 | 0 | 0 | 0 | 0 | 0 | 0 | 0 | 0 | 0 | 0 | 0 | 0
F4_Industrial_WA - Industrial_New_Process_Natural Gas_Other Process_E4 | F4 | Industrial | WA - Industrial | New | Process | Natural Gas | Other Process | E4 | RVT BC Ratio | 0 | 0 | 0 | 0 | 0 | 0 | 0 | 0 | 0 | 0 | 0 | 0 | 0 | 0 | 0 | 0 | 0 | 0 | 0 | 0 | 0 | 0 | 0 | 0 | 0 | 0 | 0
F4_Industrial_WA - Industrial_New_Process_Natural Gas_Other Process_E5 | F4 | Industrial | WA - Industrial | New | Process | Natural Gas | Other Process | E5 | RVT BC Ratio | 0 | 0 | 0 | 0 | 0 | 0 | 0 | 0 | 0 | 0 | 0 | 0 | 0 | 0 | 0 | 0 | 0 | 0 | 0 | 0 | 0 | 0 | 0 | 0 | 0 | 0 | 0
F4_Industrial_WA - Industrial_New_Process_Natural Gas_Other Process_E6 | F4 | Industrial | WA - Industrial | New | Process | Natural Gas | Other Process | E6 | RVT BC Ratio | 0 | 0 | 0 | 0 | 0 | 0 | 0 | 0 | 0 | 0 | 0 | 0 | 0 | 0 | 0 | 0 | 0 | 0 | 0 | 0 | 0 | 0 | 0 | 0 | 0 | 0 | 0
F4_Industrial_WA - Industrial_New_Process_Natural Gas_Other Process_E7 | F4 | Industrial | WA - Industrial | New | Process | Natural Gas | Other Process | E7 | RVT BC Ratio | 0 | 0 | 0 | 0 | 0 | 0 | 0 | 0 | 0 | 0 | 0 | 0 | 0 | 0 | 0 | 0 | 0 | 0 | 0 | 0 | 0 | 0 | 0 | 0 | 0 | 0 | 0
F4_Industrial_WA - Industrial_New_Process_Natural Gas_Other Process_E8 | F4 | Industrial | WA - Industrial | New | Process | Natural Gas | Other Process | E8 | RVT BC Ratio | 0 | 0 | 0 | 0 | 0 | 0 | 0 | 0 | 0 | 0 | 0 | 0 | 0 | 0 | 0 | 0 | 0 | 0 | 0 | 0 | 0 | 0 | 0 | 0 | 0 | 0 | 0
F4_Industrial_WA - Industrial_New_Process_Natural Gas_Other Process_E9 | F4 | Industrial | WA - Industrial | New | Process | Natural Gas | Other Process | E9 | RVT BC Ratio | 0 | 0 | 0 | 0 | 0 | 0 | 0 | 0 | 0 | 0 | 0 | 0 | 0 | 0 | 0 | 0 | 0 | 0 | 0 | 0 | 0 | 0 | 0 | 0 | 0 | 0 | 0
F4_Industrial_WA - Industrial_New_Process_Natural Gas_Other Process_E10 | F4 | Industrial | WA - Industrial | New | Process | Natural Gas | Other Process | E10 | RVT BC Ratio | 0 | 0 | 0 | 0 | 0 | 0 | 0 | 0 | 0 | 0 | 0 | 0 | 0 | 0 | 0 | 0 | 0 | 0 | 0 | 0 | 0 | 0 | 0 | 0 | 0 | 0 | 0
F5_Industrial_WA - Industrial_New_Process_Natural Gas_Other Process_E1 | F5 | Industrial | WA - Industrial | New | Process | Natural Gas | Other Process | E1 | RIM BC Ratio | bar: 2021 to 2047
F5_Industrial_WA - Industrial_New_Process_Natural Gas_Other Process_E2 | F5 | Industrial | WA - Industrial | New | Process | Natural Gas | Other Process | E2 | RIM BC Ratio | 0 | 0 | 0 | 0 | 0 | 0 | 0 | 0 | 0 | 0 | 0 | 0 | 0 | 0 | 0 | 0 | 0 | 0 | 0 | 0 | 0 | 0 | 0 | 0 | 0 | 0 | 0
F5_Industrial_WA - Industrial_New_Process_Natural Gas_Other Process_E3 | F5 | Industrial | WA - Industrial | New | Process | Natural Gas | Other Process | E3 | RIM BC Ratio | 0 | 0 | 0 | 0 | 0 | 0 | 0 | 0 | 0 | 0 | 0 | 0 | 0 | 0 | 0 | 0 | 0 | 0 | 0 | 0 | 0 | 0 | 0 | 0 | 0 | 0 | 0
F5_Industrial_WA - Industrial_New_Process_Natural Gas_Other Process_E4 | F5 | Industrial | WA - Industrial | New | Process | Natural Gas | Other Process | E4 | RIM BC Ratio | 0 | 0 | 0 | 0 | 0 | 0 | 0 | 0 | 0 | 0 | 0 | 0 | 0 | 0 | 0 | 0 | 0 | 0 | 0 | 0 | 0 | 0 | 0 | 0 | 0 | 0 | 0
F5_Industrial_WA - Industrial_New_Process_Natural Gas_Other Process_E5 | F5 | Industrial | WA - Industrial | New | Process | Natural Gas | Other Process | E5 | RIM BC Ratio | 0 | 0 | 0 | 0 | 0 | 0 | 0 | 0 | 0 | 0 | 0 | 0 | 0 | 0 | 0 | 0 | 0 | 0 | 0 | 0 | 0 | 0 | 0 | 0 | 0 | 0 | 0
F5_Industrial_WA - Industrial_New_Process_Natural Gas_Other Process_E6 | F5 | Industrial | WA - Industrial | New | Process | Natural Gas | Other Process | E6 | RIM BC Ratio | 0 | 0 | 0 | 0 | 0 | 0 | 0 | 0 | 0 | 0 | 0 | 0 | 0 | 0 | 0 | 0 | 0 | 0 | 0 | 0 | 0 | 0 | 0 | 0 | 0 | 0 | 0
F5_Industrial_WA - Industrial_New_Process_Natural Gas_Other Process_E7 | F5 | Industrial | WA - Industrial | New | Process | Natural Gas | Other Process | E7 | RIM BC Ratio | 0 | 0 | 0 | 0 | 0 | 0 | 0 | 0 | 0 | 0 | 0 | 0 | 0 | 0 | 0 | 0 | 0 | 0 | 0 | 0 | 0 | 0 | 0 | 0 | 0 | 0 | 0
F5_Industrial_WA - Industrial_New_Process_Natural Gas_Other Process_E8 | F5 | Industrial | WA - Industrial | New | Process | Natural Gas | Other Process | E8 | RIM BC Ratio | 0 | 0 | 0 | 0 | 0 | 0 | 0 | 0 | 0 | 0 | 0 | 0 | 0 | 0 | 0 | 0 | 0 | 0 | 0 | 0 | 0 | 0 | 0 | 0 | 0 | 0 | 0
F5_Industrial_WA - Industrial_New_Process_Natural Gas_Other Process_E9 | F5 | Industrial | WA - Industrial | New | Process | Natural Gas | Other Process | E9 | RIM BC Ratio | 0 | 0 | 0 | 0 | 0 | 0 | 0 | 0 | 0 | 0 | 0 | 0 | 0 | 0 | 0 | 0 | 0 | 0 | 0 | 0 | 0 | 0 | 0 | 0 | 0 | 0 | 0
F5_Industrial_WA - Industrial_New_Process_Natural Gas_Other Process_E10 | F5 | Industrial | WA - Industrial | New | Process | Natural Gas | Other Process | E10 | RIM BC Ratio | 0 | 0 | 0 | 0 | 0 | 0 | 0 | 0 | 0 | 0 | 0 | 0 | 0 | 0 | 0 | 0 | 0 | 0 | 0 | 0 | 0 | 0 | 0 | 0 | 0 | 0 | 0
F0_Industrial_WA - Industrial_New_Miscellaneous_Natural Gas_Miscellaneous_E0 | F0 | Industrial | WA - Industrial | New | Miscellaneous | Natural Gas | Miscellaneous | E0 | Economic Unit | Standard | Standard | Standard | Standard | Standard | Standard | Standard | Standard | Standard | Standard | Standard | Standard | Standard | Standard | Standard | Standard | Standard | Standard | Standard | Standard | Standard | Standard | Standard | Standard | Standard | Standard | Standard
F1_Industrial_WA - Industrial_New_Miscellaneous_Natural Gas_Miscellaneous_E1 | F1 | Industrial | WA - Industrial | New | Miscellaneous | Natural Gas | Miscellaneous | E1 | CCE | 0 | 0 | 0 | 0 | 0 | 0 | 0 | 0 | 0 | 0 | 0 | 0 | 0 | 0 | 0 | 0 | 0 | 0 | 0 | 0 | 0 | 0 | 0 | 0 | 0 | 0 | 0
F1_Industrial_WA - Industrial_New_Miscellaneous_Natural Gas_Miscellaneous_E2 | F1 | Industrial | WA - Industrial | New | Miscellaneous | Natural Gas | Miscellaneous | E2 | CCE | 0 | 0 | 0 | 0 | 0 | 0 | 0 | 0 | 0 | 0 | 0 | 0 | 0 | 0 | 0 | 0 | 0 | 0 | 0 | 0 | 0 | 0 | 0 | 0 | 0 | 0 | 0
F1_Industrial_WA - Industrial_New_Miscellaneous_Natural Gas_Miscellaneous_E3 | F1 | Industrial | WA - Industrial | New | Miscellaneous | Natural Gas | Miscellaneous | E3 | CCE | 0 | 0 | 0 | 0 | 0 | 0 | 0 | 0 | 0 | 0 | 0 | 0 | 0 | 0 | 0 | 0 | 0 | 0 | 0 | 0 | 0 | 0 | 0 | 0 | 0 | 0 | 0
F1_Industrial_WA - Industrial_New_Miscellaneous_Natural Gas_Miscellaneous_E4 | F1 | Industrial | WA - Industrial | New | Miscellaneous | Natural Gas | Miscellaneous | E4 | CCE | 0 | 0 | 0 | 0 | 0 | 0 | 0 | 0 | 0 | 0 | 0 | 0 | 0 | 0 | 0 | 0 | 0 | 0 | 0 | 0 | 0 | 0 | 0 | 0 | 0 | 0 | 0
F1_Industrial_WA - Industrial_New_Miscellaneous_Natural Gas_Miscellaneous_E5 | F1 | Industrial | WA - Industrial | New | Miscellaneous | Natural Gas | Miscellaneous | E5 | CCE | 0 | 0 | 0 | 0 | 0 | 0 | 0 | 0 | 0 | 0 | 0 | 0 | 0 | 0 | 0 | 0 | 0 | 0 | 0 | 0 | 0 | 0 | 0 | 0 | 0 | 0 | 0
F1_Industrial_WA - Industrial_New_Miscellaneous_Natural Gas_Miscellaneous_E6 | F1 | Industrial | WA - Industrial | New | Miscellaneous | Natural Gas | Miscellaneous | E6 | CCE | 0 | 0 | 0 | 0 | 0 | 0 | 0 | 0 | 0 | 0 | 0 | 0 | 0 | 0 | 0 | 0 | 0 | 0 | 0 | 0 | 0 | 0 | 0 | 0 | 0 | 0 | 0
F1_Industrial_WA - Industrial_New_Miscellaneous_Natural Gas_Miscellaneous_E7 | F1 | Industrial | WA - Industrial | New | Miscellaneous | Natural Gas | Miscellaneous | E7 | CCE | 0 | 0 | 0 | 0 | 0 | 0 | 0 | 0 | 0 | 0 | 0 | 0 | 0 | 0 | 0 | 0 | 0 | 0 | 0 | 0 | 0 | 0 | 0 | 0 | 0 | 0 | 0
F1_Industrial_WA - Industrial_New_Miscellaneous_Natural Gas_Miscellaneous_E8 | F1 | Industrial | WA - Industrial | New | Miscellaneous | Natural Gas | Miscellaneous | E8 | CCE | 0 | 0 | 0 | 0 | 0 | 0 | 0 | 0 | 0 | 0 | 0 | 0 | 0 | 0 | 0 | 0 | 0 | 0 | 0 | 0 | 0 | 0 | 0 | 0 | 0 | 0 | 0
F1_Industrial_WA - Industrial_New_Miscellaneous_Natural Gas_Miscellaneous_E9 | F1 | Industrial | WA - Industrial | New | Miscellaneous | Natural Gas | Miscellaneous | E9 | CCE | 0 | 0 | 0 | 0 | 0 | 0 | 0 | 0 | 0 | 0 | 0 | 0 | 0 | 0 | 0 | 0 | 0 | 0 | 0 | 0 | 0 | 0 | 0 | 0 | 0 | 0 | 0
F1_Industrial_WA - Industrial_New_Miscellaneous_Natural Gas_Miscellaneous_E10 | F1 | Industrial | WA - Industrial | New | Miscellaneous | Natural Gas | Miscellaneous | E10 | CCE | 0 | 0 | 0 | 0 | 0 | 0 | 0 | 0 | 0 | 0 | 0 | 0 | 0 | 0 | 0 | 0 | 0 | 0 | 0 | 0 | 0 | 0 | 0 | 0 | 0 | 0 | 0
F2_Industrial_WA - Industrial_New_Miscellaneous_Natural Gas_Miscellaneous_E1 | F2 | Industrial | WA - Industrial | New | Miscellaneous | Natural Gas | Miscellaneous | E1 | TRC BC Ratio | bar: 2021 to 2047
F2_Industrial_WA - Industrial_New_Miscellaneous_Natural Gas_Miscellaneous_E2 | F2 | Industrial | WA - Industrial | New | Miscellaneous | Natural Gas | Miscellaneous | E2 | TRC BC Ratio | 0 | 0 | 0 | 0 | 0 | 0 | 0 | 0 | 0 | 0 | 0 | 0 | 0 | 0 | 0 | 0 | 0 | 0 | 0 | 0 | 0 | 0 | 0 | 0 | 0 | 0 | 0
F2_Industrial_WA - Industrial_New_Miscellaneous_Natural Gas_Miscellaneous_E3 | F2 | Industrial | WA - Industrial | New | Miscellaneous | Natural Gas | Miscellaneous | E3 | TRC BC Ratio | 0 | 0 | 0 | 0 | 0 | 0 | 0 | 0 | 0 | 0 | 0 | 0 | 0 | 0 | 0 | 0 | 0 | 0 | 0 | 0 | 0 | 0 | 0 | 0 | 0 | 0 | 0
F2_Industrial_WA - Industrial_New_Miscellaneous_Natural Gas_Miscellaneous_E4 | F2 | Industrial | WA - Industrial | New | Miscellaneous | Natural Gas | Miscellaneous | E4 | TRC BC Ratio | 0 | 0 | 0 | 0 | 0 | 0 | 0 | 0 | 0 | 0 | 0 | 0 | 0 | 0 | 0 | 0 | 0 | 0 | 0 | 0 | 0 | 0 | 0 | 0 | 0 | 0 | 0
F2_Industrial_WA - Industrial_New_Miscellaneous_Natural Gas_Miscellaneous_E5 | F2 | Industrial | WA - Industrial | New | Miscellaneous | Natural Gas | Miscellaneous | E5 | TRC BC Ratio | 0 | 0 | 0 | 0 | 0 | 0 | 0 | 0 | 0 | 0 | 0 | 0 | 0 | 0 | 0 | 0 | 0 | 0 | 0 | 0 | 0 | 0 | 0 | 0 | 0 | 0 | 0
F2_Industrial_WA - Industrial_New_Miscellaneous_Natural Gas_Miscellaneous_E6 | F2 | Industrial | WA - Industrial | New | Miscellaneous | Natural Gas | Miscellaneous | E6 | TRC BC Ratio | 0 | 0 | 0 | 0 | 0 | 0 | 0 | 0 | 0 | 0 | 0 | 0 | 0 | 0 | 0 | 0 | 0 | 0 | 0 | 0 | 0 | 0 | 0 | 0 | 0 | 0 | 0
F2_Industrial_WA - Industrial_New_Miscellaneous_Natural Gas_Miscellaneous_E7 | F2 | Industrial | WA - Industrial | New | Miscellaneous | Natural Gas | Miscellaneous | E7 | TRC BC Ratio | 0 | 0 | 0 | 0 | 0 | 0 | 0 | 0 | 0 | 0 | 0 | 0 | 0 | 0 | 0 | 0 | 0 | 0 | 0 | 0 | 0 | 0 | 0 | 0 | 0 | 0 | 0
F2_Industrial_WA - Industrial_New_Miscellaneous_Natural Gas_Miscellaneous_E8 | F2 | Industrial | WA - Industrial | New | Miscellaneous | Natural Gas | Miscellaneous | E8 | TRC BC Ratio | 0 | 0 | 0 | 0 | 0 | 0 | 0 | 0 | 0 | 0 | 0 | 0 | 0 | 0 | 0 | 0 | 0 | 0 | 0 | 0 | 0 | 0 | 0 | 0 | 0 | 0 | 0
F2_Industrial_WA - Industrial_New_Miscellaneous_Natural Gas_Miscellaneous_E9 | F2 | Industrial | WA - Industrial | New | Miscellaneous | Natural Gas | Miscellaneous | E9 | TRC BC Ratio | 0 | 0 | 0 | 0 | 0 | 0 | 0 | 0 | 0 | 0 | 0 | 0 | 0 | 0 | 0 | 0 | 0 | 0 | 0 | 0 | 0 | 0 | 0 | 0 | 0 | 0 | 0
F2_Industrial_WA - Industrial_New_Miscellaneous_Natural Gas_Miscellaneous_E10 | F2 | Industrial | WA - Industrial | New | Miscellaneous | Natural Gas | Miscellaneous | E10 | TRC BC Ratio | 0 | 0 | 0 | 0 | 0 | 0 | 0 | 0 | 0 | 0 | 0 | 0 | 0 | 0 | 0 | 0 | 0 | 0 | 0 | 0 | 0 | 0 | 0 | 0 | 0 | 0 | 0
F3_Industrial_WA - Industrial_New_Miscellaneous_Natural Gas_Miscellaneous_E1 | F3 | Industrial | WA - Industrial | New | Miscellaneous | Natural Gas | Miscellaneous | E1 | PACT BC Ratio | bar: 2021 to 2047
F3_Industrial_WA - Industrial_New_Miscellaneous_Natural Gas_Miscellaneous_E2 | F3 | Industrial | WA - Industrial | New | Miscellaneous | Natural Gas | Miscellaneous | E2 | PACT BC Ratio | 0 | 0 | 0 | 0 | 0 | 0 | 0 | 0 | 0 | 0 | 0 | 0 | 0 | 0 | 0 | 0 | 0 | 0 | 0 | 0 | 0 | 0 | 0 | 0 | 0 | 0 | 0
F3_Industrial_WA - Industrial_New_Miscellaneous_Natural Gas_Miscellaneous_E3 | F3 | Industrial | WA - Industrial | New | Miscellaneous | Natural Gas | Miscellaneous | E3 | PACT BC Ratio | 0 | 0 | 0 | 0 | 0 | 0 | 0 | 0 | 0 | 0 | 0 | 0 | 0 | 0 | 0 | 0 | 0 | 0 | 0 | 0 | 0 | 0 | 0 | 0 | 0 | 0 | 0
F3_Industrial_WA - Industrial_New_Miscellaneous_Natural Gas_Miscellaneous_E4 | F3 | Industrial | WA - Industrial | New | Miscellaneous | Natural Gas | Miscellaneous | E4 | PACT BC Ratio | 0 | 0 | 0 | 0 | 0 | 0 | 0 | 0 | 0 | 0 | 0 | 0 | 0 | 0 | 0 | 0 | 0 | 0 | 0 | 0 | 0 | 0 | 0 | 0 | 0 | 0 | 0
F3_Industrial_WA - Industrial_New_Miscellaneous_Natural Gas_Miscellaneous_E5 | F3 | Industrial | WA - Industrial | New | Miscellaneous | Natural Gas | Miscellaneous | E5 | PACT BC Ratio | 0 | 0 | 0 | 0 | 0 | 0 | 0 | 0 | 0 | 0 | 0 | 0 | 0 | 0 | 0 | 0 | 0 | 0 | 0 | 0 | 0 | 0 | 0 | 0 | 0 | 0 | 0
F3_Industrial_WA - Industrial_New_Miscellaneous_Natural Gas_Miscellaneous_E6 | F3 | Industrial | WA - Industrial | New | Miscellaneous | Natural Gas | Miscellaneous | E6 | PACT BC Ratio | 0 | 0 | 0 | 0 | 0 | 0 | 0 | 0 | 0 | 0 | 0 | 0 | 0 | 0 | 0 | 0 | 0 | 0 | 0 | 0 | 0 | 0 | 0 | 0 | 0 | 0 | 0
F3_Industrial_WA - Industrial_New_Miscellaneous_Natural Gas_Miscellaneous_E7 | F3 | Industrial | WA - Industrial | New | Miscellaneous | Natural Gas | Miscellaneous | E7 | PACT BC Ratio | 0 | 0 | 0 | 0 | 0 | 0 | 0 | 0 | 0 | 0 | 0 | 0 | 0 | 0 | 0 | 0 | 0 | 0 | 0 | 0 | 0 | 0 | 0 | 0 | 0 | 0 | 0
F3_Industrial_WA - Industrial_New_Miscellaneous_Natural Gas_Miscellaneous_E8 | F3 | Industrial | WA - Industrial | New | Miscellaneous | Natural Gas | Miscellaneous | E8 | PACT BC Ratio | 0 | 0 | 0 | 0 | 0 | 0 | 0 | 0 | 0 | 0 | 0 | 0 | 0 | 0 | 0 | 0 | 0 | 0 | 0 | 0 | 0 | 0 | 0 | 0 | 0 | 0 | 0
F3_Industrial_WA - Industrial_New_Miscellaneous_Natural Gas_Miscellaneous_E9 | F3 | Industrial | WA - Industrial | New | Miscellaneous | Natural Gas | Miscellaneous | E9 | PACT BC Ratio | 0 | 0 | 0 | 0 | 0 | 0 | 0 | 0 | 0 | 0 | 0 | 0 | 0 | 0 | 0 | 0 | 0 | 0 | 0 | 0 | 0 | 0 | 0 | 0 | 0 | 0 | 0
F3_Industrial_WA - Industrial_New_Miscellaneous_Natural Gas_Miscellaneous_E10 | F3 | Industrial | WA - Industrial | New | Miscellaneous | Natural Gas | Miscellaneous | E10 | PACT BC Ratio | 0 | 0 | 0 | 0 | 0 | 0 | 0 | 0 | 0 | 0 | 0 | 0 | 0 | 0 | 0 | 0 | 0 | 0 | 0 | 0 | 0 | 0 | 0 | 0 | 0 | 0 | 0
F4_Industrial_WA - Industrial_New_Miscellaneous_Natural Gas_Miscellaneous_E1 | F4 | Industrial | WA - Industrial | New | Miscellaneous | Natural Gas | Miscellaneous | E1 | RVT BC Ratio | bar: 2021 to 2047
F4_Industrial_WA - Industrial_New_Miscellaneous_Natural Gas_Miscellaneous_E2 | F4 | Industrial | WA - Industrial | New | Miscellaneous | Natural Gas | Miscellaneous | E2 | RVT BC Ratio | 0 | 0 | 0 | 0 | 0 | 0 | 0 | 0 | 0 | 0 | 0 | 0 | 0 | 0 | 0 | 0 | 0 | 0 | 0 | 0 | 0 | 0 | 0 | 0 | 0 | 0 | 0
F4_Industrial_WA - Industrial_New_Miscellaneous_Natural Gas_Miscellaneous_E3 | F4 | Industrial | WA - Industrial | New | Miscellaneous | Natural Gas | Miscellaneous | E3 | RVT BC Ratio | 0 | 0 | 0 | 0 | 0 | 0 | 0 | 0 | 0 | 0 | 0 | 0 | 0 | 0 | 0 | 0 | 0 | 0 | 0 | 0 | 0 | 0 | 0 | 0 | 0 | 0 | 0
F4_Industrial_WA - Industrial_New_Miscellaneous_Natural Gas_Miscellaneous_E4 | F4 | Industrial | WA - Industrial | New | Miscellaneous | Natural Gas | Miscellaneous | E4 | RVT BC Ratio | 0 | 0 | 0 | 0 | 0 | 0 | 0 | 0 | 0 | 0 | 0 | 0 | 0 | 0 | 0 | 0 | 0 | 0 | 0 | 0 | 0 | 0 | 0 | 0 | 0 | 0 | 0
F4_Industrial_WA - Industrial_New_Miscellaneous_Natural Gas_Miscellaneous_E5 | F4 | Industrial | WA - Industrial | New | Miscellaneous | Natural Gas | Miscellaneous | E5 | RVT BC Ratio | 0 | 0 | 0 | 0 | 0 | 0 | 0 | 0 | 0 | 0 | 0 | 0 | 0 | 0 | 0 | 0 | 0 | 0 | 0 | 0 | 0 | 0 | 0 | 0 | 0 | 0 | 0
F4_Industrial_WA - Industrial_New_Miscellaneous_Natural Gas_Miscellaneous_E6 | F4 | Industrial | WA - Industrial | New | Miscellaneous | Natural Gas | Miscellaneous | E6 | RVT BC Ratio | 0 | 0 | 0 | 0 | 0 | 0 | 0 | 0 | 0 | 0 | 0 | 0 | 0 | 0 | 0 | 0 | 0 | 0 | 0 | 0 | 0 | 0 | 0 | 0 | 0 | 0 | 0
F4_Industrial_WA - Industrial_New_Miscellaneous_Natural Gas_Miscellaneous_E7 | F4 | Industrial | WA - Industrial | New | Miscellaneous | Natural Gas | Miscellaneous | E7 | RVT BC Ratio | 0 | 0 | 0 | 0 | 0 | 0 | 0 | 0 | 0 | 0 | 0 | 0 | 0 | 0 | 0 | 0 | 0 | 0 | 0 | 0 | 0 | 0 | 0 | 0 | 0 | 0 | 0
F4_Industrial_WA - Industrial_New_Miscellaneous_Natural Gas_Miscellaneous_E8 | F4 | Industrial | WA - Industrial | New | Miscellaneous | Natural Gas | Miscellaneous | E8 | RVT BC Ratio | 0 | 0 | 0 | 0 | 0 | 0 | 0 | 0 | 0 | 0 | 0 | 0 | 0 | 0 | 0 | 0 | 0 | 0 | 0 | 0 | 0 | 0 | 0 | 0 | 0 | 0 | 0
F4_Industrial_WA - Industrial_New_Miscellaneous_Natural Gas_Miscellaneous_E9 | F4 | Industrial | WA - Industrial | New | Miscellaneous | Natural Gas | Miscellaneous | E9 | RVT BC Ratio | 0 | 0 | 0 | 0 | 0 | 0 | 0 | 0 | 0 | 0 | 0 | 0 | 0 | 0 | 0 | 0 | 0 | 0 | 0 | 0 | 0 | 0 | 0 | 0 | 0 | 0 | 0
F4_Industrial_WA - Industrial_New_Miscellaneous_Natural Gas_Miscellaneous_E10 | F4 | Industrial | WA - Industrial | New | Miscellaneous | Natural Gas | Miscellaneous | E10 | RVT BC Ratio | 0 | 0 | 0 | 0 | 0 | 0 | 0 | 0 | 0 | 0 | 0 | 0 | 0 | 0 | 0 | 0 | 0 | 0 | 0 | 0 | 0 | 0 | 0 | 0 | 0 | 0 | 0
F5_Industrial_WA - Industrial_New_Miscellaneous_Natural Gas_Miscellaneous_E1 | F5 | Industrial | WA - Industrial | New | Miscellaneous | Natural Gas | Miscellaneous | E1 | RIM BC Ratio | bar: 2021 to 2047
F5_Industrial_WA - Industrial_New_Miscellaneous_Natural Gas_Miscellaneous_E2 | F5 | Industrial | WA - Industrial | New | Miscellaneous | Natural Gas | Miscellaneous | E2 | RIM BC Ratio | 0 | 0 | 0 | 0 | 0 | 0 | 0 | 0 | 0 | 0 | 0 | 0 | 0 | 0 | 0 | 0 | 0 | 0 | 0 | 0 | 0 | 0 | 0 | 0 | 0 | 0 | 0
F5_Industrial_WA - Industrial_New_Miscellaneous_Natural Gas_Miscellaneous_E3 | F5 | Industrial | WA - Industrial | New | Miscellaneous | Natural Gas | Miscellaneous | E3 | RIM BC Ratio | 0 | 0 | 0 | 0 | 0 | 0 | 0 | 0 | 0 | 0 | 0 | 0 | 0 | 0 | 0 | 0 | 0 | 0 | 0 | 0 | 0 | 0 | 0 | 0 | 0 | 0 | 0
F5_Industrial_WA - Industrial_New_Miscellaneous_Natural Gas_Miscellaneous_E4 | F5 | Industrial | WA - Industrial | New | Miscellaneous | Natural Gas | Miscellaneous | E4 | RIM BC Ratio | 0 | 0 | 0 | 0 | 0 | 0 | 0 | 0 | 0 | 0 | 0 | 0 | 0 | 0 | 0 | 0 | 0 | 0 | 0 | 0 | 0 | 0 | 0 | 0 | 0 | 0 | 0
F5_Industrial_WA - Industrial_New_Miscellaneous_Natural Gas_Miscellaneous_E5 | F5 | Industrial | WA - Industrial | New | Miscellaneous | Natural Gas | Miscellaneous | E5 | RIM BC Ratio | 0 | 0 | 0 | 0 | 0 | 0 | 0 | 0 | 0 | 0 | 0 | 0 | 0 | 0 | 0 | 0 | 0 | 0 | 0 | 0 | 0 | 0 | 0 | 0 | 0 | 0 | 0
F5_Industrial_WA - Industrial_New_Miscellaneous_Natural Gas_Miscellaneous_E6 | F5 | Industrial | WA - Industrial | New | Miscellaneous | Natural Gas | Miscellaneous | E6 | RIM BC Ratio | 0 | 0 | 0 | 0 | 0 | 0 | 0 | 0 | 0 | 0 | 0 | 0 | 0 | 0 | 0 | 0 | 0 | 0 | 0 | 0 | 0 | 0 | 0 | 0 | 0 | 0 | 0
F5_Industrial_WA - Industrial_New_Miscellaneous_Natural Gas_Miscellaneous_E7 | F5 | Industrial | WA - Industrial | New | Miscellaneous | Natural Gas | Miscellaneous | E7 | RIM BC Ratio | 0 | 0 | 0 | 0 | 0 | 0 | 0 | 0 | 0 | 0 | 0 | 0 | 0 | 0 | 0 | 0 | 0 | 0 | 0 | 0 | 0 | 0 | 0 | 0 | 0 | 0 | 0
F5_Industrial_WA - Industrial_New_Miscellaneous_Natural Gas_Miscellaneous_E8 | F5 | Industrial | WA - Industrial | New | Miscellaneous | Natural Gas | Miscellaneous | E8 | RIM BC Ratio | 0 | 0 | 0 | 0 | 0 | 0 | 0 | 0 | 0 | 0 | 0 | 0 | 0 | 0 | 0 | 0 | 0 | 0 | 0 | 0 | 0 | 0 | 0 | 0 | 0 | 0 | 0
F5_Industrial_WA - Industrial_New_Miscellaneous_Natural Gas_Miscellaneous_E9 | F5 | Industrial | WA - Industrial | New | Miscellaneous | Natural Gas | Miscellaneous | E9 | RIM BC Ratio | 0 | 0 | 0 | 0 | 0 | 0 | 0 | 0 | 0 | 0 | 0 | 0 | 0 | 0 | 0 | 0 | 0 | 0 | 0 | 0 | 0 | 0 | 0 | 0 | 0 | 0 | 0
F5_Industrial_WA - Industrial_New_Miscellaneous_Natural Gas_Miscellaneous_E10 | F5 | Industrial | WA - Industrial | New | Miscellaneous | Natural Gas | Miscellaneous | E10 | RIM BC Ratio | 0 | 0 | 0 | 0 | 0 | 0 | 0 | 0 | 0 | 0 | 0 | 0 | 0 | 0 | 0 | 0 | 0 | 0 | 0 | 0 | 0 | 0 | 0 | 0 | 0 | 0 | 0
F0_Industrial_OR - Industrial_Existing_Space Heating_Natural Gas_Furnace_E0 | F0 | Industrial | OR - Industrial | Existing | Space Heating | Natural Gas | Furnace | E0 | Economic Unit | AFUE 96% | AFUE 96% | AFUE 96% | AFUE 96% | AFUE 96% | AFUE 96% | AFUE 96% | AFUE 96% | AFUE 96% | AFUE 96% | AFUE 96% | AFUE 96% | AFUE 96% | AFUE 96% | AFUE 96% | AFUE 96% | AFUE 96% | AFUE 96% | AFUE 96% | AFUE 96% | AFUE 96% | AFUE 96% | AFUE 96% | AFUE 96% | AFUE 96% | AFUE 96% | AFUE 96%
F1_Industrial_OR - Industrial_Existing_Space Heating_Natural Gas_Furnace_E1 | F1 | Industrial | OR - Industrial | Existing | Space Heating | Natural Gas | Furnace | E1 | CCE | 0 | 0 | 0 | 0 | 0 | 0 | 0 | 0 | 0 | 0 | 0 | 0 | 0 | 0 | 0 | 0 | 0 | 0 | 0 | 0 | 0 | 0 | 0 | 0 | 0 | 0 | 0
F1_Industrial_OR - Industrial_Existing_Space Heating_Natural Gas_Furnace_E2 | F1 | Industrial | OR - Industrial | Existing | Space Heating | Natural Gas | Furnace | E2 | CCE | 0.0020146 | 0.0018727 | 0.00188 | 0 | 0 | 0 | 0 | 0 | 0 | 0 | 0 | 0 | 0 | 0 | 0 | 0 | 0 | 0 | 0 | 0 | 0 | 0 | 0 | 0 | 0 | 0 | 0
F1_Industrial_OR - Industrial_Existing_Space Heating_Natural Gas_Furnace_E3 | F1 | Industrial | OR - Industrial | Existing | Space Heating | Natural Gas | Furnace | E3 | CCE | 0.0026862 | 0.0024969 | 0.0025066 | 0.0037599 | 0.0037599 | 0.0037599 | 0.0037599 | 0.0037599 | 0.0037599 | 0.0037599 | 0.0037599 | 0.0037599 | 0.0037599 | 0.0037599 | 0.0037599 | 0.0037599 | 0.0037599 | 0.0037599 | 0.0037599 | 0.0037599 | 0.0037599 | 0.0037599 | 0.0037599 | 0.0037599 | 0.0037599 | 0.0037599 | 0.0037599
F1_Industrial_OR - Industrial_Existing_Space Heating_Natural Gas_Furnace_E4 | F1 | Industrial | OR - Industrial | Existing | Space Heating | Natural Gas | Furnace | E4 | CCE | 0 | 0 | 0 | 0 | 0 | 0 | 0 | 0 | 0 | 0 | 0 | 0 | 0 | 0 | 0 | 0 | 0 | 0 | 0 | 0 | 0 | 0 | 0 | 0 | 0 | 0 | 0
F1_Industrial_OR - Industrial_Existing_Space Heating_Natural Gas_Furnace_E5 | F1 | Industrial | OR - Industrial | Existing | Space Heating | Natural Gas | Furnace | E5 | CCE | 0 | 0 | 0 | 0 | 0 | 0 | 0 | 0 | 0 | 0 | 0 | 0 | 0 | 0 | 0 | 0 | 0 | 0 | 0 | 0 | 0 | 0 | 0 | 0 | 0 | 0 | 0
F1_Industrial_OR - Industrial_Existing_Space Heating_Natural Gas_Furnace_E6 | F1 | Industrial | OR - Industrial | Existing | Space Heating | Natural Gas | Furnace | E6 | CCE | 0 | 0 | 0 | 0 | 0 | 0 | 0 | 0 | 0 | 0 | 0 | 0 | 0 | 0 | 0 | 0 | 0 | 0 | 0 | 0 | 0 | 0 | 0 | 0 | 0 | 0 | 0
F1_Industrial_OR - Industrial_Existing_Space Heating_Natural Gas_Furnace_E7 | F1 | Industrial | OR - Industrial | Existing | Space Heating | Natural Gas | Furnace | E7 | CCE | 0 | 0 | 0 | 0 | 0 | 0 | 0 | 0 | 0 | 0 | 0 | 0 | 0 | 0 | 0 | 0 | 0 | 0 | 0 | 0 | 0 | 0 | 0 | 0 | 0 | 0 | 0
F1_Industrial_OR - Industrial_Existing_Space Heating_Natural Gas_Furnace_E8 | F1 | Industrial | OR - Industrial | Existing | Space Heating | Natural Gas | Furnace | E8 | CCE | 0 | 0 | 0 | 0 | 0 | 0 | 0 | 0 | 0 | 0 | 0 | 0 | 0 | 0 | 0 | 0 | 0 | 0 | 0 | 0 | 0 | 0 | 0 | 0 | 0 | 0 | 0
F1_Industrial_OR - Industrial_Existing_Space Heating_Natural Gas_Furnace_E9 | F1 | Industrial | OR - Industrial | Existing | Space Heating | Natural Gas | Furnace | E9 | CCE | 0 | 0 | 0 | 0 | 0 | 0 | 0 | 0 | 0 | 0 | 0 | 0 | 0 | 0 | 0 | 0 | 0 | 0 | 0 | 0 | 0 | 0 | 0 | 0 | 0 | 0 | 0
F1_Industrial_OR - Industrial_Existing_Space Heating_Natural Gas_Furnace_E10 | F1 | Industrial | OR - Industrial | Existing | Space Heating | Natural Gas | Furnace | E10 | CCE | 0 | 0 | 0 | 0 | 0 | 0 | 0 | 0 | 0 | 0 | 0 | 0 | 0 | 0 | 0 | 0 | 0 | 0 | 0 | 0 | 0 | 0 | 0 | 0 | 0 | 0 | 0
F2_Industrial_OR - Industrial_Existing_Space Heating_Natural Gas_Furnace_E1 | F2 | Industrial | OR - Industrial | Existing | Space Heating | Natural Gas | Furnace | E1 | TRC BC Ratio | 1 | 1 | 1 | 0 | 0 | 0 | 0 | 0 | 0 | 0 | 0 | 0 | 0 | 0 | 0 | 0 | 0 | 0 | 0 | 0 | 0 | 0 | 0 | 0 | 0 | 0 | 0
F2_Industrial_OR - Industrial_Existing_Space Heating_Natural Gas_Furnace_E2 | F2 | Industrial | OR - Industrial | Existing | Space Heating | Natural Gas | Furnace | E2 | TRC BC Ratio | 7.6972 | 8.226 | 8.8219 | 1 | 1 | 1 | 1 | 1 | 1 | 1 | 1 | 1 | 1 | 1 | 1 | 1 | 1 | 1 | 1 | 1 | 1 | 1 | 1 | 1 | 1 | 1 | 1
F2_Industrial_OR - Industrial_Existing_Space Heating_Natural Gas_Furnace_E3 | F2 | Industrial | OR - Industrial | Existing | Space Heating | Natural Gas | Furnace | E3 | TRC BC Ratio | 5.7729 | 6.1695 | 6.6164 | 4.5071 | 4.5723 | 4.6078 | 4.6309 | 4.6453 | 4.651 | 4.6507 | 4.651 | 4.6529 | 4.6557 | 4.6607 | 4.6662 | 4.6735 | 4.6835 | 4.6946 | 4.7071 | 4.7213 | 4.7368 | 4.7541 | 4.7729 | 4.7947 | 4.8182 | 4.8418 | 4.8655
F2_Industrial_OR - Industrial_Existing_Space Heating_Natural Gas_Furnace_E4 | F2 | Industrial | OR - Industrial | Existing | Space Heating | Natural Gas | Furnace | E4 | TRC BC Ratio | 0 | 0 | 0 | 0 | 0 | 0 | 0 | 0 | 0 | 0 | 0 | 0 | 0 | 0 | 0 | 0 | 0 | 0 | 0 | 0 | 0 | 0 | 0 | 0 | 0 | 0 | 0
F2_Industrial_OR - Industrial_Existing_Space Heating_Natural Gas_Furnace_E5 | F2 | Industrial | OR - Industrial | Existing | Space Heating | Natural Gas | Furnace | E5 | TRC BC Ratio | 0 | 0 | 0 | 0 | 0 | 0 | 0 | 0 | 0 | 0 | 0 | 0 | 0 | 0 | 0 | 0 | 0 | 0 | 0 | 0 | 0 | 0 | 0 | 0 | 0 | 0 | 0
F2_Industrial_OR - Industrial_Existing_Space Heating_Natural Gas_Furnace_E6 | F2 | Industrial | OR - Industrial | Existing | Space Heating | Natural Gas | Furnace | E6 | TRC BC Ratio | 0 | 0 | 0 | 0 | 0 | 0 | 0 | 0 | 0 | 0 | 0 | 0 | 0 | 0 | 0 | 0 | 0 | 0 | 0 | 0 | 0 | 0 | 0 | 0 | 0 | 0 | 0
F2_Industrial_OR - Industrial_Existing_Space Heating_Natural Gas_Furnace_E7 | F2 | Industrial | OR - Industrial | Existing | Space Heating | Natural Gas | Furnace | E7 | TRC BC Ratio | 0 | 0 | 0 | 0 | 0 | 0 | 0 | 0 | 0 | 0 | 0 | 0 | 0 | 0 | 0 | 0 | 0 | 0 | 0 | 0 | 0 | 0 | 0 | 0 | 0 | 0 | 0
F2_Industrial_OR - Industrial_Existing_Space Heating_Natural Gas_Furnace_E8 | F2 | Industrial | OR - Industrial | Existing | Space Heating | Natural Gas | Furnace | E8 | TRC BC Ratio | 0 | 0 | 0 | 0 | 0 | 0 | 0 | 0 | 0 | 0 | 0 | 0 | 0 | 0 | 0 | 0 | 0 | 0 | 0 | 0 | 0 | 0 | 0 | 0 | 0 | 0 | 0
F2_Industrial_OR - Industrial_Existing_Space Heating_Natural Gas_Furnace_E9 | F2 | Industrial | OR - Industrial | Existing | Space Heating | Natural Gas | Furnace | E9 | TRC BC Ratio | 0 | 0 | 0 | 0 | 0 | 0 | 0 | 0 | 0 | 0 | 0 | 0 | 0 | 0 | 0 | 0 | 0 | 0 | 0 | 0 | 0 | 0 | 0 | 0 | 0 | 0 | 0
F2_Industrial_OR - Industrial_Existing_Space Heating_Natural Gas_Furnace_E10 | F2 | Industrial | OR - Industrial | Existing | Space Heating | Natural Gas | Furnace | E10 | TRC BC Ratio | 0 | 0 | 0 | 0 | 0 | 0 | 0 | 0 | 0 | 0 | 0 | 0 | 0 | 0 | 0 | 0 | 0 | 0 | 0 | 0 | 0 | 0 | 0 | 0 | 0 | 0 | 0
F3_Industrial_OR - Industrial_Existing_Space Heating_Natural Gas_Furnace_E1 | F3 | Industrial | OR - Industrial | Existing | Space Heating | Natural Gas | Furnace | E1 | PACT BC Ratio | 1 | 1 | 1 | 0 | 0 | 0 | 0 | 0 | 0 | 0 | 0 | 0 | 0 | 0 | 0 | 0 | 0 | 0 | 0 | 0 | 0 | 0 | 0 | 0 | 0 | 0 | 0
F3_Industrial_OR - Industrial_Existing_Space Heating_Natural Gas_Furnace_E2 | F3 | Industrial | OR - Industrial | Existing | Space Heating | Natural Gas | Furnace | E2 | PACT BC Ratio | 13.1951 | 14.1016 | 15.1233 | 1 | 1 | 1 | 1 | 1 | 1 | 1 | 1 | 1 | 1 | 1 | 1 | 1 | 1 | 1 | 1 | 1 | 1 | 1 | 1 | 1 | 1 | 1 | 1
F3_Industrial_OR - Industrial_Existing_Space Heating_Natural Gas_Furnace_E3 | F3 | Industrial | OR - Industrial | Existing | Space Heating | Natural Gas | Furnace | E3 | PACT BC Ratio | 9.8963 | 10.5762 | 11.3424 | 7.7264 | 7.8382 | 7.8991 | 7.9387 | 7.9634 | 7.9732 | 7.9726 | 7.9732 | 7.9764 | 7.9812 | 7.9898 | 7.9992 | 8.0118 | 8.0288 | 8.0479 | 8.0692 | 8.0936 | 8.1203 | 8.1499 | 8.1821 | 8.2195 | 8.2598 | 8.3002 | 8.3409
F3_Industrial_OR - Industrial_Existing_Space Heating_Natural Gas_Furnace_E4 | F3 | Industrial | OR - Industrial | Existing | Space Heating | Natural Gas | Furnace | E4 | PACT BC Ratio | 0 | 0 | 0 | 0 | 0 | 0 | 0 | 0 | 0 | 0 | 0 | 0 | 0 | 0 | 0 | 0 | 0 | 0 | 0 | 0 | 0 | 0 | 0 | 0 | 0 | 0 | 0
F3_Industrial_OR - Industrial_Existing_Space Heating_Natural Gas_Furnace_E5 | F3 | Industrial | OR - Industrial | Existing | Space Heating | Natural Gas | Furnace | E5 | PACT BC Ratio | 0 | 0 | 0 | 0 | 0 | 0 | 0 | 0 | 0 | 0 | 0 | 0 | 0 | 0 | 0 | 0 | 0 | 0 | 0 | 0 | 0 | 0 | 0 | 0 | 0 | 0 | 0
F3_Industrial_OR - Industrial_Existing_Space Heating_Natural Gas_Furnace_E6 | F3 | Industrial | OR - Industrial | Existing | Space Heating | Natural Gas | Furnace | E6 | PACT BC Ratio | 0 | 0 | 0 | 0 | 0 | 0 | 0 | 0 | 0 | 0 | 0 | 0 | 0 | 0 | 0 | 0 | 0 | 0 | 0 | 0 | 0 | 0 | 0 | 0 | 0 | 0 | 0
F3_Industrial_OR - Industrial_Existing_Space Heating_Natural Gas_Furnace_E7 | F3 | Industrial | OR - Industrial | Existing | Space Heating | Natural Gas | Furnace | E7 | PACT BC Ratio | 0 | 0 | 0 | 0 | 0 | 0 | 0 | 0 | 0 | 0 | 0 | 0 | 0 | 0 | 0 | 0 | 0 | 0 | 0 | 0 | 0 | 0 | 0 | 0 | 0 | 0 | 0
F3_Industrial_OR - Industrial_Existing_Space Heating_Natural Gas_Furnace_E8 | F3 | Industrial | OR - Industrial | Existing | Space Heating | Natural Gas | Furnace | E8 | PACT BC Ratio | 0 | 0 | 0 | 0 | 0 | 0 | 0 | 0 | 0 | 0 | 0 | 0 | 0 | 0 | 0 | 0 | 0 | 0 | 0 | 0 | 0 | 0 | 0 | 0 | 0 | 0 | 0
F3_Industrial_OR - Industrial_Existing_Space Heating_Natural Gas_Furnace_E9 | F3 | Industrial | OR - Industrial | Existing | Space Heating | Natural Gas | Furnace | E9 | PACT BC Ratio | 0 | 0 | 0 | 0 | 0 | 0 | 0 | 0 | 0 | 0 | 0 | 0 | 0 | 0 | 0 | 0 | 0 | 0 | 0 | 0 | 0 | 0 | 0 | 0 | 0 | 0 | 0
F3_Industrial_OR - Industrial_Existing_Space Heating_Natural Gas_Furnace_E10 | F3 | Industrial | OR - Industrial | Existing | Space Heating | Natural Gas | Furnace | E10 | PACT BC Ratio | 0 | 0 | 0 | 0 | 0 | 0 | 0 | 0 | 0 | 0 | 0 | 0 | 0 | 0 | 0 | 0 | 0 | 0 | 0 | 0 | 0 | 0 | 0 | 0 | 0 | 0 | 0
F4_Industrial_OR - Industrial_Existing_Space Heating_Natural Gas_Furnace_E1 | F4 | Industrial | OR - Industrial | Existing | Space Heating | Natural Gas | Furnace | E1 | RVT BC Ratio | 1 | 1 | 1 | 0 | 0 | 0 | 0 | 0 | 0 | 0 | 0 | 0 | 0 | 0 | 0 | 0 | 0 | 0 | 0 | 0 | 0 | 0 | 0 | 0 | 0 | 0 | 0
F4_Industrial_OR - Industrial_Existing_Space Heating_Natural Gas_Furnace_E2 | F4 | Industrial | OR - Industrial | Existing | Space Heating | Natural Gas | Furnace | E2 | RVT BC Ratio | 0.5 | 0.5 | 0.5 | 1 | 1 | 1 | 1 | 1 | 1 | 1 | 1 | 1 | 1 | 1 | 1 | 1 | 1 | 1 | 1 | 1 | 1 | 1 | 1 | 1 | 1 | 1 | 1
F4_Industrial_OR - Industrial_Existing_Space Heating_Natural Gas_Furnace_E3 | F4 | Industrial | OR - Industrial | Existing | Space Heating | Natural Gas | Furnace | E3 | RVT BC Ratio | 0.5 | 0.5 | 0.5 | 0.5 | 0.5 | 0.5 | 0.5 | 0.5 | 0.5 | 0.5 | 0.5 | 0.5 | 0.5 | 0.5 | 0.5 | 0.5 | 0.5 | 0.5 | 0.5 | 0.5 | 0.5 | 0.5 | 0.5 | 0.5 | 0.5 | 0.5 | 0.5
F4_Industrial_OR - Industrial_Existing_Space Heating_Natural Gas_Furnace_E4 | F4 | Industrial | OR - Industrial | Existing | Space Heating | Natural Gas | Furnace | E4 | RVT BC Ratio | 0 | 0 | 0 | 0 | 0 | 0 | 0 | 0 | 0 | 0 | 0 | 0 | 0 | 0 | 0 | 0 | 0 | 0 | 0 | 0 | 0 | 0 | 0 | 0 | 0 | 0 | 0
F4_Industrial_OR - Industrial_Existing_Space Heating_Natural Gas_Furnace_E5 | F4 | Industrial | OR - Industrial | Existing | Space Heating | Natural Gas | Furnace | E5 | RVT BC Ratio | 0 | 0 | 0 | 0 | 0 | 0 | 0 | 0 | 0 | 0 | 0 | 0 | 0 | 0 | 0 | 0 | 0 | 0 | 0 | 0 | 0 | 0 | 0 | 0 | 0 | 0 | 0
F4_Industrial_OR - Industrial_Existing_Space Heating_Natural Gas_Furnace_E6 | F4 | Industrial | OR - Industrial | Existing | Space Heating | Natural Gas | Furnace | E6 | RVT BC Ratio | 0 | 0 | 0 | 0 | 0 | 0 | 0 | 0 | 0 | 0 | 0 | 0 | 0 | 0 | 0 | 0 | 0 | 0 | 0 | 0 | 0 | 0 | 0 | 0 | 0 | 0 | 0
F4_Industrial_OR - Industrial_Existing_Space Heating_Natural Gas_Furnace_E7 | F4 | Industrial | OR - Industrial | Existing | Space Heating | Natural Gas | Furnace | E7 | RVT BC Ratio | 0 | 0 | 0 | 0 | 0 | 0 | 0 | 0 | 0 | 0 | 0 | 0 | 0 | 0 | 0 | 0 | 0 | 0 | 0 | 0 | 0 | 0 | 0 | 0 | 0 | 0 | 0
F4_Industrial_OR - Industrial_Existing_Space Heating_Natural Gas_Furnace_E8 | F4 | Industrial | OR - Industrial | Existing | Space Heating | Natural Gas | Furnace | E8 | RVT BC Ratio | 0 | 0 | 0 | 0 | 0 | 0 | 0 | 0 | 0 | 0 | 0 | 0 | 0 | 0 | 0 | 0 | 0 | 0 | 0 | 0 | 0 | 0 | 0 | 0 | 0 | 0 | 0
F4_Industrial_OR - Industrial_Existing_Space Heating_Natural Gas_Furnace_E9 | F4 | Industrial | OR - Industrial | Existing | Space Heating | Natural Gas | Furnace | E9 | RVT BC Ratio | 0 | 0 | 0 | 0 | 0 | 0 | 0 | 0 | 0 | 0 | 0 | 0 | 0 | 0 | 0 | 0 | 0 | 0 | 0 | 0 | 0 | 0 | 0 | 0 | 0 | 0 | 0
F4_Industrial_OR - Industrial_Existing_Space Heating_Natural Gas_Furnace_E10 | F4 | Industrial | OR - Industrial | Existing | Space Heating | Natural Gas | Furnace | E10 | RVT BC Ratio | 0 | 0 | 0 | 0 | 0 | 0 | 0 | 0 | 0 | 0 | 0 | 0 | 0 | 0 | 0 | 0 | 0 | 0 | 0 | 0 | 0 | 0 | 0 | 0 | 0 | 0 | 0
F5_Industrial_OR - Industrial_Existing_Space Heating_Natural Gas_Furnace_E1 | F5 | Industrial | OR - Industrial | Existing | Space Heating | Natural Gas | Furnace | E1 | RIM BC Ratio | 1 | 1 | 1 | 0 | 0 | 0 | 0 | 0 | 0 | 0 | 0 | 0 | 0 | 0 | 0 | 0 | 0 | 0 | 0 | 0 | 0 | 0 | 0 | 0 | 0 | 0 | 0
F5_Industrial_OR - Industrial_Existing_Space Heating_Natural Gas_Furnace_E2 | F5 | Industrial | OR - Industrial | Existing | Space Heating | Natural Gas | Furnace | E2 | RIM BC Ratio | 13.1951 | 14.1016 | 15.1233 | 1 | 1 | 1 | 1 | 1 | 1 | 1 | 1 | 1 | 1 | 1 | 1 | 1 | 1 | 1 | 1 | 1 | 1 | 1 | 1 | 1 | 1 | 1 | 1
F5_Industrial_OR - Industrial_Existing_Space Heating_Natural Gas_Furnace_E3 | F5 | Industrial | OR - Industrial | Existing | Space Heating | Natural Gas | Furnace | E3 | RIM BC Ratio | 9.8963 | 10.5762 | 11.3424 | 7.7264 | 7.8382 | 7.8991 | 7.9387 | 7.9634 | 7.9732 | 7.9726 | 7.9732 | 7.9764 | 7.9812 | 7.9898 | 7.9992 | 8.0118 | 8.0288 | 8.0479 | 8.0692 | 8.0936 | 8.1203 | 8.1499 | 8.1821 | 8.2195 | 8.2598 | 8.3002 | 8.3409
F5_Industrial_OR - Industrial_Existing_Space Heating_Natural Gas_Furnace_E4 | F5 | Industrial | OR - Industrial | Existing | Space Heating | Natural Gas | Furnace | E4 | RIM BC Ratio | 0 | 0 | 0 | 0 | 0 | 0 | 0 | 0 | 0 | 0 | 0 | 0 | 0 | 0 | 0 | 0 | 0 | 0 | 0 | 0 | 0 | 0 | 0 | 0 | 0 | 0 | 0
F5_Industrial_OR - Industrial_Existing_Space Heating_Natural Gas_Furnace_E5 | F5 | Industrial | OR - Industrial | Existing | Space Heating | Natural Gas | Furnace | E5 | RIM BC Ratio | 0 | 0 | 0 | 0 | 0 | 0 | 0 | 0 | 0 | 0 | 0 | 0 | 0 | 0 | 0 | 0 | 0 | 0 | 0 | 0 | 0 | 0 | 0 | 0 | 0 | 0 | 0
F5_Industrial_OR - Industrial_Existing_Space Heating_Natural Gas_Furnace_E6 | F5 | Industrial | OR - Industrial | Existing | Space Heating | Natural Gas | Furnace | E6 | RIM BC Ratio | 0 | 0 | 0 | 0 | 0 | 0 | 0 | 0 | 0 | 0 | 0 | 0 | 0 | 0 | 0 | 0 | 0 | 0 | 0 | 0 | 0 | 0 | 0 | 0 | 0 | 0 | 0
F5_Industrial_OR - Industrial_Existing_Space Heating_Natural Gas_Furnace_E7 | F5 | Industrial | OR - Industrial | Existing | Space Heating | Natural Gas | Furnace | E7 | RIM BC Ratio | 0 | 0 | 0 | 0 | 0 | 0 | 0 | 0 | 0 | 0 | 0 | 0 | 0 | 0 | 0 | 0 | 0 | 0 | 0 | 0 | 0 | 0 | 0 | 0 | 0 | 0 | 0
F5_Industrial_OR - Industrial_Existing_Space Heating_Natural Gas_Furnace_E8 | F5 | Industrial | OR - Industrial | Existing | Space Heating | Natural Gas | Furnace | E8 | RIM BC Ratio | 0 | 0 | 0 | 0 | 0 | 0 | 0 | 0 | 0 | 0 | 0 | 0 | 0 | 0 | 0 | 0 | 0 | 0 | 0 | 0 | 0 | 0 | 0 | 0 | 0 | 0 | 0
F5_Industrial_OR - Industrial_Existing_Space Heating_Natural Gas_Furnace_E9 | F5 | Industrial | OR - Industrial | Existing | Space Heating | Natural Gas | Furnace | E9 | RIM BC Ratio | 0 | 0 | 0 | 0 | 0 | 0 | 0 | 0 | 0 | 0 | 0 | 0 | 0 | 0 | 0 | 0 | 0 | 0 | 0 | 0 | 0 | 0 | 0 | 0 | 0 | 0 | 0
F5_Industrial_OR - Industrial_Existing_Space Heating_Natural Gas_Furnace_E10 | F5 | Industrial | OR - Industrial | Existing | Space Heating | Natural Gas | Furnace | E10 | RIM BC Ratio | 0 | 0 | 0 | 0 | 0 | 0 | 0 | 0 | 0 | 0 | 0 | 0 | 0 | 0 | 0 | 0 | 0 | 0 | 0 | 0 | 0 | 0 | 0 | 0 | 0 | 0 | 0
F0_Industrial_OR - Industrial_Existing_Space Heating_Natural Gas_Boiler_E0 | F0 | Industrial | OR - Industrial | Existing | Space Heating | Natural Gas | Boiler | E0 | Economic Unit | AFUE 97% | AFUE 97% | AFUE 97% | AFUE 97% | AFUE 97% | AFUE 97% | AFUE 97% | AFUE 97% | AFUE 97% | AFUE 97% | AFUE 97% | AFUE 97% | AFUE 97% | AFUE 97% | AFUE 97% | AFUE 97% | AFUE 97% | AFUE 97% | AFUE 97% | AFUE 97% | AFUE 97% | AFUE 97% | AFUE 97% | AFUE 97% | AFUE 97% | AFUE 97% | AFUE 97%
F1_Industrial_OR - Industrial_Existing_Space Heating_Natural Gas_Boiler_E1 | F1 | Industrial | OR - Industrial | Existing | Space Heating | Natural Gas | Boiler | E1 | CCE | 0 | 0 | 0 | 0 | 0 | 0 | 0 | 0 | 0 | 0 | 0 | 0 | 0 | 0 | 0 | 0 | 0 | 0 | 0 | 0 | 0 | 0 | 0 | 0 | 0 | 0 | 0
F1_Industrial_OR - Industrial_Existing_Space Heating_Natural Gas_Boiler_E2 | F1 | Industrial | OR - Industrial | Existing | Space Heating | Natural Gas | Boiler | E2 | CCE | 0.012918 | 0.012008 | 0.012055 | 0.012055 | 0.012055 | 0.012055 | 0.012055 | 0.012055 | 0.012055 | 0.012055 | 0.012055 | 0.012055 | 0.012055 | 0.012055 | 0.012055 | 0.012055 | 0.012055 | 0.012055 | 0.012055 | 0.012055 | 0.012055 | 0.012055 | 0.012055 | 0.012055 | 0.012055 | 0.012055 | 0.012055
F1_Industrial_OR - Industrial_Existing_Space Heating_Natural Gas_Boiler_E3 | F1 | Industrial | OR - Industrial | Existing | Space Heating | Natural Gas | Boiler | E3 | CCE | 0.01304 | 0.012121 | 0.012168 | 0.012168 | 0.012168 | 0.012168 | 0.012168 | 0.012168 | 0.012168 | 0.012168 | 0.012168 | 0.012168 | 0.012168 | 0.012168 | 0.012168 | 0.012168 | 0.012168 | 0.012168 | 0.012168 | 0.012168 | 0.012168 | 0.012168 | 0.012168 | 0.012168 | 0.012168 | 0.012168 | 0.012168
F1_Industrial_OR - Industrial_Existing_Space Heating_Natural Gas_Boiler_E4 | F1 | Industrial | OR - Industrial | Existing | Space Heating | Natural Gas | Boiler | E4 | CCE | 0.055029 | 0.051152 | 0.051351 | 0.051351 | 0.051351 | 0.051351 | 0.051351 | 0.051351 | 0.051351 | 0.051351 | 0.051351 | 0.051351 | 0.051351 | 0.051351 | 0.051351 | 0.051351 | 0.051351 | 0.051351 | 0.051351 | 0.051351 | 0.051351 | 0.051351 | 0.051351 | 0.051351 | 0.051351 | 0.051351 | 0.051351
F1_Industrial_OR - Industrial_Existing_Space Heating_Natural Gas_Boiler_E5 | F1 | Industrial | OR - Industrial | Existing | Space Heating | Natural Gas | Boiler | E5 | CCE | 0 | 0 | 0 | 0 | 0 | 0 | 0 | 0 | 0 | 0 | 0 | 0 | 0 | 0 | 0 | 0 | 0 | 0 | 0 | 0 | 0 | 0 | 0 | 0 | 0 | 0 | 0
F1_Industrial_OR - Industrial_Existing_Space Heating_Natural Gas_Boiler_E6 | F1 | Industrial | OR - Industrial | Existing | Space Heating | Natural Gas | Boiler | E6 | CCE | 0 | 0 | 0 | 0 | 0 | 0 | 0 | 0 | 0 | 0 | 0 | 0 | 0 | 0 | 0 | 0 | 0 | 0 | 0 | 0 | 0 | 0 | 0 | 0 | 0 | 0 | 0
F1_Industrial_OR - Industrial_Existing_Space Heating_Natural Gas_Boiler_E7 | F1 | Industrial | OR - Industrial | Existing | Space Heating | Natural Gas | Boiler | E7 | CCE | 0 | 0 | 0 | 0 | 0 | 0 | 0 | 0 | 0 | 0 | 0 | 0 | 0 | 0 | 0 | 0 | 0 | 0 | 0 | 0 | 0 | 0 | 0 | 0 | 0 | 0 | 0
F1_Industrial_OR - Industrial_Existing_Space Heating_Natural Gas_Boiler_E8 | F1 | Industrial | OR - Industrial | Existing | Space Heating | Natural Gas | Boiler | E8 | CCE | 0 | 0 | 0 | 0 | 0 | 0 | 0 | 0 | 0 | 0 | 0 | 0 | 0 | 0 | 0 | 0 | 0 | 0 | 0 | 0 | 0 | 0 | 0 | 0 | 0 | 0 | 0
F1_Industrial_OR - Industrial_Existing_Space Heating_Natural Gas_Boiler_E9 | F1 | Industrial | OR - Industrial | Existing | Space Heating | Natural Gas | Boiler | E9 | CCE | 0 | 0 | 0 | 0 | 0 | 0 | 0 | 0 | 0 | 0 | 0 | 0 | 0 | 0 | 0 | 0 | 0 | 0 | 0 | 0 | 0 | 0 | 0 | 0 | 0 | 0 | 0
F1_Industrial_OR - Industrial_Existing_Space Heating_Natural Gas_Boiler_E10 | F1 | Industrial | OR - Industrial | Existing | Space Heating | Natural Gas | Boiler | E10 | CCE | 0 | 0 | 0 | 0 | 0 | 0 | 0 | 0 | 0 | 0 | 0 | 0 | 0 | 0 | 0 | 0 | 0 | 0 | 0 | 0 | 0 | 0 | 0 | 0 | 0 | 0 | 0
F2_Industrial_OR - Industrial_Existing_Space Heating_Natural Gas_Boiler_E1 | F2 | Industrial | OR - Industrial | Existing | Space Heating | Natural Gas | Boiler | E1 | TRC BC Ratio | bar: 2021 to 2047
F2_Industrial_OR - Industrial_Existing_Space Heating_Natural Gas_Boiler_E2 | F2 | Industrial | OR - Industrial | Existing | Space Heating | Natural Gas | Boiler | E2 | TRC BC Ratio | 1.2135 | 1.2933 | 1.3833 | 1.4124 | 1.4322 | 1.4431 | 1.4504 | 1.455 | 1.457 | 1.4571 | 1.4575 | 1.4583 | 1.4594 | 1.4612 | 1.4632 | 1.4656 | 1.4689 | 1.4726 | 1.4766 | 1.4811 | 1.4861 | 1.4916 | 1.4976 | 1.5044 | 1.5118 | 1.5192 | 1.5267
F2_Industrial_OR - Industrial_Existing_Space Heating_Natural Gas_Boiler_E3 | F2 | Industrial | OR - Industrial | Existing | Space Heating | Natural Gas | Boiler | E3 | TRC BC Ratio | 1.2021 | 1.2812 | 1.3703 | 1.3992 | 1.4188 | 1.4297 | 1.4368 | 1.4414 | 1.4434 | 1.4435 | 1.4439 | 1.4447 | 1.4458 | 1.4476 | 1.4495 | 1.452 | 1.4552 | 1.4588 | 1.4628 | 1.4673 | 1.4722 | 1.4777 | 1.4836 | 1.4904 | 1.4977 | 1.505 | 1.5124
F2_Industrial_OR - Industrial_Existing_Space Heating_Natural Gas_Boiler_E4 | F2 | Industrial | OR - Industrial | Existing | Space Heating | Natural Gas | Boiler | E4 | TRC BC Ratio | 0.30918 | 0.32088 | 0.3341 | 0.33849 | 0.34159 | 0.34346 | 0.34486 | 0.34593 | 0.34668 | 0.34721 | 0.34782 | 0.34853 | 0.34933 | 0.35024 | 0.3512 | 0.35223 | 0.35339 | 0.3546 | 0.35587 | 0.35722 | 0.35864 | 0.36013 | 0.3617 | 0.3634 | 0.36518 | 0.36697 | 0.36877
F2_Industrial_OR - Industrial_Existing_Space Heating_Natural Gas_Boiler_E5 | F2 | Industrial | OR - Industrial | Existing | Space Heating | Natural Gas | Boiler | E5 | TRC BC Ratio | 0 | 0 | 0 | 0 | 0 | 0 | 0 | 0 | 0 | 0 | 0 | 0 | 0 | 0 | 0 | 0 | 0 | 0 | 0 | 0 | 0 | 0 | 0 | 0 | 0 | 0 | 0
F2_Industrial_OR - Industrial_Existing_Space Heating_Natural Gas_Boiler_E6 | F2 | Industrial | OR - Industrial | Existing | Space Heating | Natural Gas | Boiler | E6 | TRC BC Ratio | 0 | 0 | 0 | 0 | 0 | 0 | 0 | 0 | 0 | 0 | 0 | 0 | 0 | 0 | 0 | 0 | 0 | 0 | 0 | 0 | 0 | 0 | 0 | 0 | 0 | 0 | 0
F2_Industrial_OR - Industrial_Existing_Space Heating_Natural Gas_Boiler_E7 | F2 | Industrial | OR - Industrial | Existing | Space Heating | Natural Gas | Boiler | E7 | TRC BC Ratio | 0 | 0 | 0 | 0 | 0 | 0 | 0 | 0 | 0 | 0 | 0 | 0 | 0 | 0 | 0 | 0 | 0 | 0 | 0 | 0 | 0 | 0 | 0 | 0 | 0 | 0 | 0
F2_Industrial_OR - Industrial_Existing_Space Heating_Natural Gas_Boiler_E8 | F2 | Industrial | OR - Industrial | Existing | Space Heating | Natural Gas | Boiler | E8 | TRC BC Ratio | 0 | 0 | 0 | 0 | 0 | 0 | 0 | 0 | 0 | 0 | 0 | 0 | 0 | 0 | 0 | 0 | 0 | 0 | 0 | 0 | 0 | 0 | 0 | 0 | 0 | 0 | 0
F2_Industrial_OR - Industrial_Existing_Space Heating_Natural Gas_Boiler_E9 | F2 | Industrial | OR - Industrial | Existing | Space Heating | Natural Gas | Boiler | E9 | TRC BC Ratio | 0 | 0 | 0 | 0 | 0 | 0 | 0 | 0 | 0 | 0 | 0 | 0 | 0 | 0 | 0 | 0 | 0 | 0 | 0 | 0 | 0 | 0 | 0 | 0 | 0 | 0 | 0
F2_Industrial_OR - Industrial_Existing_Space Heating_Natural Gas_Boiler_E10 | F2 | Industrial | OR - Industrial | Existing | Space Heating | Natural Gas | Boiler | E10 | TRC BC Ratio | 0 | 0 | 0 | 0 | 0 | 0 | 0 | 0 | 0 | 0 | 0 | 0 | 0 | 0 | 0 | 0 | 0 | 0 | 0 | 0 | 0 | 0 | 0 | 0 | 0 | 0 | 0
F3_Industrial_OR - Industrial_Existing_Space Heating_Natural Gas_Boiler_E1 | F3 | Industrial | OR - Industrial | Existing | Space Heating | Natural Gas | Boiler | E1 | PACT BC Ratio | bar: 2021 to 2047
F3_Industrial_OR - Industrial_Existing_Space Heating_Natural Gas_Boiler_E2 | F3 | Industrial | OR - Industrial | Existing | Space Heating | Natural Gas | Boiler | E2 | PACT BC Ratio | 2.0802 | 2.2171 | 2.3713 | 2.4212 | 2.4552 | 2.474 | 2.4863 | 2.4942 | 2.4976 | 2.4979 | 2.4986 | 2.5 | 2.5019 | 2.505 | 2.5083 | 2.5125 | 2.5181 | 2.5244 | 2.5313 | 2.5391 | 2.5476 | 2.557 | 2.5672 | 2.579 | 2.5916 | 2.6043 | 2.6171
F3_Industrial_OR - Industrial_Existing_Space Heating_Natural Gas_Boiler_E3 | F3 | Industrial | OR - Industrial | Existing | Space Heating | Natural Gas | Boiler | E3 | PACT BC Ratio | 2.0608 | 2.1964 | 2.3492 | 2.3986 | 2.4323 | 2.4509 | 2.4631 | 2.4709 | 2.4743 | 2.4746 | 2.4752 | 2.4766 | 2.4786 | 2.4816 | 2.4849 | 2.4891 | 2.4946 | 2.5008 | 2.5076 | 2.5154 | 2.5239 | 2.5332 | 2.5433 | 2.5549 | 2.5674 | 2.58 | 2.5927
F3_Industrial_OR - Industrial_Existing_Space Heating_Natural Gas_Boiler_E4 | F3 | Industrial | OR - Industrial | Existing | Space Heating | Natural Gas | Boiler | E4 | PACT BC Ratio | 0.53003 | 0.55007 | 0.57275 | 0.58027 | 0.58559 | 0.58879 | 0.59119 | 0.59303 | 0.5943 | 0.59522 | 0.59626 | 0.59748 | 0.59885 | 0.60042 | 0.60205 | 0.60382 | 0.6058 | 0.60788 | 0.61006 | 0.61238 | 0.61481 | 0.61737 | 0.62006 | 0.62297 | 0.62603 | 0.6291 | 0.63218
F3_Industrial_OR - Industrial_Existing_Space Heating_Natural Gas_Boiler_E5 | F3 | Industrial | OR - Industrial | Existing | Space Heating | Natural Gas | Boiler | E5 | PACT BC Ratio | 0 | 0 | 0 | 0 | 0 | 0 | 0 | 0 | 0 | 0 | 0 | 0 | 0 | 0 | 0 | 0 | 0 | 0 | 0 | 0 | 0 | 0 | 0 | 0 | 0 | 0 | 0
F3_Industrial_OR - Industrial_Existing_Space Heating_Natural Gas_Boiler_E6 | F3 | Industrial | OR - Industrial | Existing | Space Heating | Natural Gas | Boiler | E6 | PACT BC Ratio | 0 | 0 | 0 | 0 | 0 | 0 | 0 | 0 | 0 | 0 | 0 | 0 | 0 | 0 | 0 | 0 | 0 | 0 | 0 | 0 | 0 | 0 | 0 | 0 | 0 | 0 | 0
F3_Industrial_OR - Industrial_Existing_Space Heating_Natural Gas_Boiler_E7 | F3 | Industrial | OR - Industrial | Existing | Space Heating | Natural Gas | Boiler | E7 | PACT BC Ratio | 0 | 0 | 0 | 0 | 0 | 0 | 0 | 0 | 0 | 0 | 0 | 0 | 0 | 0 | 0 | 0 | 0 | 0 | 0 | 0 | 0 | 0 | 0 | 0 | 0 | 0 | 0
F3_Industrial_OR - Industrial_Existing_Space Heating_Natural Gas_Boiler_E8 | F3 | Industrial | OR - Industrial | Existing | Space Heating | Natural Gas | Boiler | E8 | PACT BC Ratio | 0 | 0 | 0 | 0 | 0 | 0 | 0 | 0 | 0 | 0 | 0 | 0 | 0 | 0 | 0 | 0 | 0 | 0 | 0 | 0 | 0 | 0 | 0 | 0 | 0 | 0 | 0
F3_Industrial_OR - Industrial_Existing_Space Heating_Natural Gas_Boiler_E9 | F3 | Industrial | OR - Industrial | Existing | Space Heating | Natural Gas | Boiler | E9 | PACT BC Ratio | 0 | 0 | 0 | 0 | 0 | 0 | 0 | 0 | 0 | 0 | 0 | 0 | 0 | 0 | 0 | 0 | 0 | 0 | 0 | 0 | 0 | 0 | 0 | 0 | 0 | 0 | 0
F3_Industrial_OR - Industrial_Existing_Space Heating_Natural Gas_Boiler_E10 | F3 | Industrial | OR - Industrial | Existing | Space Heating | Natural Gas | Boiler | E10 | PACT BC Ratio | 0 | 0 | 0 | 0 | 0 | 0 | 0 | 0 | 0 | 0 | 0 | 0 | 0 | 0 | 0 | 0 | 0 | 0 | 0 | 0 | 0 | 0 | 0 | 0 | 0 | 0 | 0
F4_Industrial_OR - Industrial_Existing_Space Heating_Natural Gas_Boiler_E1 | F4 | Industrial | OR - Industrial | Existing | Space Heating | Natural Gas | Boiler | E1 | RVT BC Ratio | bar: 2021 to 2047
F4_Industrial_OR - Industrial_Existing_Space Heating_Natural Gas_Boiler_E2 | F4 | Industrial | OR - Industrial | Existing | Space Heating | Natural Gas | Boiler | E2 | RVT BC Ratio | 0.5 | 0.5 | 0.5 | 0.5 | 0.5 | 0.5 | 0.5 | 0.5 | 0.5 | 0.5 | 0.5 | 0.5 | 0.5 | 0.5 | 0.5 | 0.5 | 0.5 | 0.5 | 0.5 | 0.5 | 0.5 | 0.5 | 0.5 | 0.5 | 0.5 | 0.5 | 0.5
F4_Industrial_OR - Industrial_Existing_Space Heating_Natural Gas_Boiler_E3 | F4 | Industrial | OR - Industrial | Existing | Space Heating | Natural Gas | Boiler | E3 | RVT BC Ratio | 0.5 | 0.5 | 0.5 | 0.5 | 0.5 | 0.5 | 0.5 | 0.5 | 0.5 | 0.5 | 0.5 | 0.5 | 0.5 | 0.5 | 0.5 | 0.5 | 0.5 | 0.5 | 0.5 | 0.5 | 0.5 | 0.5 | 0.5 | 0.5 | 0.5 | 0.5 | 0.5
F4_Industrial_OR - Industrial_Existing_Space Heating_Natural Gas_Boiler_E4 | F4 | Industrial | OR - Industrial | Existing | Space Heating | Natural Gas | Boiler | E4 | RVT BC Ratio | 0.5 | 0.5 | 0.5 | 0.5 | 0.5 | 0.5 | 0.5 | 0.5 | 0.5 | 0.5 | 0.5 | 0.5 | 0.5 | 0.5 | 0.5 | 0.5 | 0.5 | 0.5 | 0.5 | 0.5 | 0.5 | 0.5 | 0.5 | 0.5 | 0.5 | 0.5 | 0.5
F4_Industrial_OR - Industrial_Existing_Space Heating_Natural Gas_Boiler_E5 | F4 | Industrial | OR - Industrial | Existing | Space Heating | Natural Gas | Boiler | E5 | RVT BC Ratio | 0 | 0 | 0 | 0 | 0 | 0 | 0 | 0 | 0 | 0 | 0 | 0 | 0 | 0 | 0 | 0 | 0 | 0 | 0 | 0 | 0 | 0 | 0 | 0 | 0 | 0 | 0
F4_Industrial_OR - Industrial_Existing_Space Heating_Natural Gas_Boiler_E6 | F4 | Industrial | OR - Industrial | Existing | Space Heating | Natural Gas | Boiler | E6 | RVT BC Ratio | 0 | 0 | 0 | 0 | 0 | 0 | 0 | 0 | 0 | 0 | 0 | 0 | 0 | 0 | 0 | 0 | 0 | 0 | 0 | 0 | 0 | 0 | 0 | 0 | 0 | 0 | 0
F4_Industrial_OR - Industrial_Existing_Space Heating_Natural Gas_Boiler_E7 | F4 | Industrial | OR - Industrial | Existing | Space Heating | Natural Gas | Boiler | E7 | RVT BC Ratio | 0 | 0 | 0 | 0 | 0 | 0 | 0 | 0 | 0 | 0 | 0 | 0 | 0 | 0 | 0 | 0 | 0 | 0 | 0 | 0 | 0 | 0 | 0 | 0 | 0 | 0 | 0
F4_Industrial_OR - Industrial_Existing_Space Heating_Natural Gas_Boiler_E8 | F4 | Industrial | OR - Industrial | Existing | Space Heating | Natural Gas | Boiler | E8 | RVT BC Ratio | 0 | 0 | 0 | 0 | 0 | 0 | 0 | 0 | 0 | 0 | 0 | 0 | 0 | 0 | 0 | 0 | 0 | 0 | 0 | 0 | 0 | 0 | 0 | 0 | 0 | 0 | 0
F4_Industrial_OR - Industrial_Existing_Space Heating_Natural Gas_Boiler_E9 | F4 | Industrial | OR - Industrial | Existing | Space Heating | Natural Gas | Boiler | E9 | RVT BC Ratio | 0 | 0 | 0 | 0 | 0 | 0 | 0 | 0 | 0 | 0 | 0 | 0 | 0 | 0 | 0 | 0 | 0 | 0 | 0 | 0 | 0 | 0 | 0 | 0 | 0 | 0 | 0
F4_Industrial_OR - Industrial_Existing_Space Heating_Natural Gas_Boiler_E10 | F4 | Industrial | OR - Industrial | Existing | Space Heating | Natural Gas | Boiler | E10 | RVT BC Ratio | 0 | 0 | 0 | 0 | 0 | 0 | 0 | 0 | 0 | 0 | 0 | 0 | 0 | 0 | 0 | 0 | 0 | 0 | 0 | 0 | 0 | 0 | 0 | 0 | 0 | 0 | 0
F5_Industrial_OR - Industrial_Existing_Space Heating_Natural Gas_Boiler_E1 | F5 | Industrial | OR - Industrial | Existing | Space Heating | Natural Gas | Boiler | E1 | RIM BC Ratio | bar: 2021 to 2047
F5_Industrial_OR - Industrial_Existing_Space Heating_Natural Gas_Boiler_E2 | F5 | Industrial | OR - Industrial | Existing | Space Heating | Natural Gas | Boiler | E2 | RIM BC Ratio | 2.0802 | 2.2171 | 2.3713 | 2.4212 | 2.4552 | 2.474 | 2.4863 | 2.4942 | 2.4976 | 2.4979 | 2.4986 | 2.5 | 2.5019 | 2.505 | 2.5083 | 2.5125 | 2.5181 | 2.5244 | 2.5313 | 2.5391 | 2.5476 | 2.557 | 2.5672 | 2.579 | 2.5916 | 2.6043 | 2.6171
F5_Industrial_OR - Industrial_Existing_Space Heating_Natural Gas_Boiler_E3 | F5 | Industrial | OR - Industrial | Existing | Space Heating | Natural Gas | Boiler | E3 | RIM BC Ratio | 2.0608 | 2.1964 | 2.3492 | 2.3986 | 2.4323 | 2.4509 | 2.4631 | 2.4709 | 2.4743 | 2.4746 | 2.4752 | 2.4766 | 2.4786 | 2.4816 | 2.4849 | 2.4891 | 2.4946 | 2.5008 | 2.5076 | 2.5154 | 2.5239 | 2.5332 | 2.5433 | 2.5549 | 2.5674 | 2.58 | 2.5927
F5_Industrial_OR - Industrial_Existing_Space Heating_Natural Gas_Boiler_E4 | F5 | Industrial | OR - Industrial | Existing | Space Heating | Natural Gas | Boiler | E4 | RIM BC Ratio | 0.53003 | 0.55007 | 0.57275 | 0.58027 | 0.58559 | 0.58879 | 0.59119 | 0.59303 | 0.5943 | 0.59522 | 0.59626 | 0.59748 | 0.59885 | 0.60042 | 0.60205 | 0.60382 | 0.6058 | 0.60788 | 0.61006 | 0.61238 | 0.61481 | 0.61737 | 0.62006 | 0.62297 | 0.62603 | 0.6291 | 0.63218
F5_Industrial_OR - Industrial_Existing_Space Heating_Natural Gas_Boiler_E5 | F5 | Industrial | OR - Industrial | Existing | Space Heating | Natural Gas | Boiler | E5 | RIM BC Ratio | 0 | 0 | 0 | 0 | 0 | 0 | 0 | 0 | 0 | 0 | 0 | 0 | 0 | 0 | 0 | 0 | 0 | 0 | 0 | 0 | 0 | 0 | 0 | 0 | 0 | 0 | 0
F5_Industrial_OR - Industrial_Existing_Space Heating_Natural Gas_Boiler_E6 | F5 | Industrial | OR - Industrial | Existing | Space Heating | Natural Gas | Boiler | E6 | RIM BC Ratio | 0 | 0 | 0 | 0 | 0 | 0 | 0 | 0 | 0 | 0 | 0 | 0 | 0 | 0 | 0 | 0 | 0 | 0 | 0 | 0 | 0 | 0 | 0 | 0 | 0 | 0 | 0
F5_Industrial_OR - Industrial_Existing_Space Heating_Natural Gas_Boiler_E7 | F5 | Industrial | OR - Industrial | Existing | Space Heating | Natural Gas | Boiler | E7 | RIM BC Ratio | 0 | 0 | 0 | 0 | 0 | 0 | 0 | 0 | 0 | 0 | 0 | 0 | 0 | 0 | 0 | 0 | 0 | 0 | 0 | 0 | 0 | 0 | 0 | 0 | 0 | 0 | 0
F5_Industrial_OR - Industrial_Existing_Space Heating_Natural Gas_Boiler_E8 | F5 | Industrial | OR - Industrial | Existing | Space Heating | Natural Gas | Boiler | E8 | RIM BC Ratio | 0 | 0 | 0 | 0 | 0 | 0 | 0 | 0 | 0 | 0 | 0 | 0 | 0 | 0 | 0 | 0 | 0 | 0 | 0 | 0 | 0 | 0 | 0 | 0 | 0 | 0 | 0
F5_Industrial_OR - Industrial_Existing_Space Heating_Natural Gas_Boiler_E9 | F5 | Industrial | OR - Industrial | Existing | Space Heating | Natural Gas | Boiler | E9 | RIM BC Ratio | 0 | 0 | 0 | 0 | 0 | 0 | 0 | 0 | 0 | 0 | 0 | 0 | 0 | 0 | 0 | 0 | 0 | 0 | 0 | 0 | 0 | 0 | 0 | 0 | 0 | 0 | 0
F5_Industrial_OR - Industrial_Existing_Space Heating_Natural Gas_Boiler_E10 | F5 | Industrial | OR - Industrial | Existing | Space Heating | Natural Gas | Boiler | E10 | RIM BC Ratio | 0 | 0 | 0 | 0 | 0 | 0 | 0 | 0 | 0 | 0 | 0 | 0 | 0 | 0 | 0 | 0 | 0 | 0 | 0 | 0 | 0 | 0 | 0 | 0 | 0 | 0 | 0
F0_Industrial_OR - Industrial_Existing_Space Heating_Natural Gas_Unit Heater_E0 | F0 | Industrial | OR - Industrial | Existing | Space Heating | Natural Gas | Unit Heater | E0 | Economic Unit | Infrared Radiant | Infrared Radiant | Infrared Radiant | Infrared Radiant | Infrared Radiant | Infrared Radiant | Infrared Radiant | Infrared Radiant | Infrared Radiant | Infrared Radiant | Infrared Radiant | Infrared Radiant | Infrared Radiant | Infrared Radiant | Infrared Radiant | Infrared Radiant | Infrared Radiant | Infrared Radiant | Infrared Radiant | Infrared Radiant | Infrared Radiant | Infrared Radiant | Infrared Radiant | Infrared Radiant | Infrared Radiant | Infrared Radiant | Infrared Radiant
F1_Industrial_OR - Industrial_Existing_Space Heating_Natural Gas_Unit Heater_E1 | F1 | Industrial | OR - Industrial | Existing | Space Heating | Natural Gas | Unit Heater | E1 | CCE | 0 | 0 | 0 | 0 | 0 | 0 | 0 | 0 | 0 | 0 | 0 | 0 | 0 | 0 | 0 | 0 | 0 | 0 | 0 | 0 | 0 | 0 | 0 | 0 | 0 | 0 | 0
F1_Industrial_OR - Industrial_Existing_Space Heating_Natural Gas_Unit Heater_E2 | F1 | Industrial | OR - Industrial | Existing | Space Heating | Natural Gas | Unit Heater | E2 | CCE | 0.00016695 | 0.00015519 | 0.00015579 | 0.00015579 | 0.00015579 | 0.00015579 | 0.00015579 | 0.00015579 | 0.00015579 | 0.00015579 | 0.00015579 | 0.00015579 | 0.00015579 | 0.00015579 | 0.00015579 | 0.00015579 | 0.00015579 | 0.00015579 | 0.00015579 | 0.00015579 | 0.00015579 | 0.00015579 | 0.00015579 | 0.00015579 | 0.00015579 | 0.00015579 | 0.00015579
F1_Industrial_OR - Industrial_Existing_Space Heating_Natural Gas_Unit Heater_E3 | F1 | Industrial | OR - Industrial | Existing | Space Heating | Natural Gas | Unit Heater | E3 | CCE | 0.00025544 | 0.00023744 | 0.00023837 | 0.00023837 | 0.00023837 | 0.00023837 | 0.00023837 | 0.00023837 | 0.00023837 | 0.00023837 | 0.00023837 | 0.00023837 | 0.00023837 | 0.00023837 | 0.00023837 | 0.00023837 | 0.00023837 | 0.00023837 | 0.00023837 | 0.00023837 | 0.00023837 | 0.00023837 | 0.00023837 | 0.00023837 | 0.00023837 | 0.00023837 | 0.00023837
F1_Industrial_OR - Industrial_Existing_Space Heating_Natural Gas_Unit Heater_E4 | F1 | Industrial | OR - Industrial | Existing | Space Heating | Natural Gas | Unit Heater | E4 | CCE | 0 | 0 | 0 | 0 | 0 | 0 | 0 | 0 | 0 | 0 | 0 | 0 | 0 | 0 | 0 | 0 | 0 | 0 | 0 | 0 | 0 | 0 | 0 | 0 | 0 | 0 | 0
F1_Industrial_OR - Industrial_Existing_Space Heating_Natural Gas_Unit Heater_E5 | F1 | Industrial | OR - Industrial | Existing | Space Heating | Natural Gas | Unit Heater | E5 | CCE | 0 | 0 | 0 | 0 | 0 | 0 | 0 | 0 | 0 | 0 | 0 | 0 | 0 | 0 | 0 | 0 | 0 | 0 | 0 | 0 | 0 | 0 | 0 | 0 | 0 | 0 | 0
F1_Industrial_OR - Industrial_Existing_Space Heating_Natural Gas_Unit Heater_E6 | F1 | Industrial | OR - Industrial | Existing | Space Heating | Natural Gas | Unit Heater | E6 | CCE | 0 | 0 | 0 | 0 | 0 | 0 | 0 | 0 | 0 | 0 | 0 | 0 | 0 | 0 | 0 | 0 | 0 | 0 | 0 | 0 | 0 | 0 | 0 | 0 | 0 | 0 | 0
F1_Industrial_OR - Industrial_Existing_Space Heating_Natural Gas_Unit Heater_E7 | F1 | Industrial | OR - Industrial | Existing | Space Heating | Natural Gas | Unit Heater | E7 | CCE | 0 | 0 | 0 | 0 | 0 | 0 | 0 | 0 | 0 | 0 | 0 | 0 | 0 | 0 | 0 | 0 | 0 | 0 | 0 | 0 | 0 | 0 | 0 | 0 | 0 | 0 | 0
F1_Industrial_OR - Industrial_Existing_Space Heating_Natural Gas_Unit Heater_E8 | F1 | Industrial | OR - Industrial | Existing | Space Heating | Natural Gas | Unit Heater | E8 | CCE | 0 | 0 | 0 | 0 | 0 | 0 | 0 | 0 | 0 | 0 | 0 | 0 | 0 | 0 | 0 | 0 | 0 | 0 | 0 | 0 | 0 | 0 | 0 | 0 | 0 | 0 | 0
F1_Industrial_OR - Industrial_Existing_Space Heating_Natural Gas_Unit Heater_E9 | F1 | Industrial | OR - Industrial | Existing | Space Heating | Natural Gas | Unit Heater | E9 | CCE | 0 | 0 | 0 | 0 | 0 | 0 | 0 | 0 | 0 | 0 | 0 | 0 | 0 | 0 | 0 | 0 | 0 | 0 | 0 | 0 | 0 | 0 | 0 | 0 | 0 | 0 | 0
F1_Industrial_OR - Industrial_Existing_Space Heating_Natural Gas_Unit Heater_E10 | F1 | Industrial | OR - Industrial | Existing | Space Heating | Natural Gas | Unit Heater | E10 | CCE | 0 | 0 | 0 | 0 | 0 | 0 | 0 | 0 | 0 | 0 | 0 | 0 | 0 | 0 | 0 | 0 | 0 | 0 | 0 | 0 | 0 | 0 | 0 | 0 | 0 | 0 | 0
F2_Industrial_OR - Industrial_Existing_Space Heating_Natural Gas_Unit Heater_E1 | F2 | Industrial | OR - Industrial | Existing | Space Heating | Natural Gas | Unit Heater | E1 | TRC BC Ratio | bar: 2021 to 2047
F2_Industrial_OR - Industrial_Existing_Space Heating_Natural Gas_Unit Heater_E2 | F2 | Industrial | OR - Industrial | Existing | Space Heating | Natural Gas | Unit Heater | E2 | TRC BC Ratio | 91.7399 | 98.5238 | 106.1671 | 108.6204 | 110.2752 | 111.1652 | 111.7316 | 112.072 | 112.1839 | 112.1395 | 112.1124 | 112.1235 | 112.1602 | 112.2522 | 112.3565 | 112.5077 | 112.7257 | 112.9751 | 113.2566 | 113.5841 | 113.9463 | 114.3515 | 114.7964 | 115.3179 | 115.8832 | 116.4513 | 117.0221
F2_Industrial_OR - Industrial_Existing_Space Heating_Natural Gas_Unit Heater_E3 | F2 | Industrial | OR - Industrial | Existing | Space Heating | Natural Gas | Unit Heater | E3 | TRC BC Ratio | 79.2962 | 78.0492 | 76.6874 | 76.261 | 76.0157 | 75.9546 | 75.9995 | 76.1264 | 76.3382 | 76.6322 | 76.9783 | 77.3671 | 77.7925 | 78.2412 | 78.7013 | 79.1557 | 79.601 | 80.0433 | 80.4824 | 80.916 | 81.346 | 81.7711 | 82.1918 | 82.6018 | 83.0067 | 83.4136 | 83.8225
F2_Industrial_OR - Industrial_Existing_Space Heating_Natural Gas_Unit Heater_E4 | F2 | Industrial | OR - Industrial | Existing | Space Heating | Natural Gas | Unit Heater | E4 | TRC BC Ratio | 0 | 0 | 0 | 0 | 0 | 0 | 0 | 0 | 0 | 0 | 0 | 0 | 0 | 0 | 0 | 0 | 0 | 0 | 0 | 0 | 0 | 0 | 0 | 0 | 0 | 0 | 0
F2_Industrial_OR - Industrial_Existing_Space Heating_Natural Gas_Unit Heater_E5 | F2 | Industrial | OR - Industrial | Existing | Space Heating | Natural Gas | Unit Heater | E5 | TRC BC Ratio | 0 | 0 | 0 | 0 | 0 | 0 | 0 | 0 | 0 | 0 | 0 | 0 | 0 | 0 | 0 | 0 | 0 | 0 | 0 | 0 | 0 | 0 | 0 | 0 | 0 | 0 | 0
F2_Industrial_OR - Industrial_Existing_Space Heating_Natural Gas_Unit Heater_E6 | F2 | Industrial | OR - Industrial | Existing | Space Heating | Natural Gas | Unit Heater | E6 | TRC BC Ratio | 0 | 0 | 0 | 0 | 0 | 0 | 0 | 0 | 0 | 0 | 0 | 0 | 0 | 0 | 0 | 0 | 0 | 0 | 0 | 0 | 0 | 0 | 0 | 0 | 0 | 0 | 0
F2_Industrial_OR - Industrial_Existing_Space Heating_Natural Gas_Unit Heater_E7 | F2 | Industrial | OR - Industrial | Existing | Space Heating | Natural Gas | Unit Heater | E7 | TRC BC Ratio | 0 | 0 | 0 | 0 | 0 | 0 | 0 | 0 | 0 | 0 | 0 | 0 | 0 | 0 | 0 | 0 | 0 | 0 | 0 | 0 | 0 | 0 | 0 | 0 | 0 | 0 | 0
F2_Industrial_OR - Industrial_Existing_Space Heating_Natural Gas_Unit Heater_E8 | F2 | Industrial | OR - Industrial | Existing | Space Heating | Natural Gas | Unit Heater | E8 | TRC BC Ratio | 0 | 0 | 0 | 0 | 0 | 0 | 0 | 0 | 0 | 0 | 0 | 0 | 0 | 0 | 0 | 0 | 0 | 0 | 0 | 0 | 0 | 0 | 0 | 0 | 0 | 0 | 0
F2_Industrial_OR - Industrial_Existing_Space Heating_Natural Gas_Unit Heater_E9 | F2 | Industrial | OR - Industrial | Existing | Space Heating | Natural Gas | Unit Heater | E9 | TRC BC Ratio | 0 | 0 | 0 | 0 | 0 | 0 | 0 | 0 | 0 | 0 | 0 | 0 | 0 | 0 | 0 | 0 | 0 | 0 | 0 | 0 | 0 | 0 | 0 | 0 | 0 | 0 | 0
F2_Industrial_OR - Industrial_Existing_Space Heating_Natural Gas_Unit Heater_E10 | F2 | Industrial | OR - Industrial | Existing | Space Heating | Natural Gas | Unit Heater | E10 | TRC BC Ratio | 0 | 0 | 0 | 0 | 0 | 0 | 0 | 0 | 0 | 0 | 0 | 0 | 0 | 0 | 0 | 0 | 0 | 0 | 0 | 0 | 0 | 0 | 0 | 0 | 0 | 0 | 0
F3_Industrial_OR - Industrial_Existing_Space Heating_Natural Gas_Unit Heater_E1 | F3 | Industrial | OR - Industrial | Existing | Space Heating | Natural Gas | Unit Heater | E1 | PACT BC Ratio | bar: 2021 to 2047
F3_Industrial_OR - Industrial_Existing_Space Heating_Natural Gas_Unit Heater_E2 | F3 | Industrial | OR - Industrial | Existing | Space Heating | Natural Gas | Unit Heater | E2 | PACT BC Ratio | 157.2685 | 168.898 | 182.0008 | 186.2065 | 189.0431 | 190.5689 | 191.5398 | 192.1234 | 192.3153 | 192.2392 | 192.1927 | 192.2117 | 192.2745 | 192.4323 | 192.6112 | 192.8703 | 193.2441 | 193.6715 | 194.1543 | 194.7155 | 195.3365 | 196.0312 | 196.7938 | 197.6879 | 198.657 | 199.6308 | 200.6093
F3_Industrial_OR - Industrial_Existing_Space Heating_Natural Gas_Unit Heater_E3 | F3 | Industrial | OR - Industrial | Existing | Space Heating | Natural Gas | Unit Heater | E3 | PACT BC Ratio | 135.9363 | 133.7986 | 131.464 | 130.7332 | 130.3126 | 130.208 | 130.2848 | 130.5025 | 130.8655 | 131.3695 | 131.9627 | 132.6294 | 133.3586 | 134.1278 | 134.9166 | 135.6955 | 136.4589 | 137.217 | 137.9698 | 138.7131 | 139.4504 | 140.179 | 140.9002 | 141.6031 | 142.2972 | 142.9947 | 143.6957
F3_Industrial_OR - Industrial_Existing_Space Heating_Natural Gas_Unit Heater_E4 | F3 | Industrial | OR - Industrial | Existing | Space Heating | Natural Gas | Unit Heater | E4 | PACT BC Ratio | 0 | 0 | 0 | 0 | 0 | 0 | 0 | 0 | 0 | 0 | 0 | 0 | 0 | 0 | 0 | 0 | 0 | 0 | 0 | 0 | 0 | 0 | 0 | 0 | 0 | 0 | 0
F3_Industrial_OR - Industrial_Existing_Space Heating_Natural Gas_Unit Heater_E5 | F3 | Industrial | OR - Industrial | Existing | Space Heating | Natural Gas | Unit Heater | E5 | PACT BC Ratio | 0 | 0 | 0 | 0 | 0 | 0 | 0 | 0 | 0 | 0 | 0 | 0 | 0 | 0 | 0 | 0 | 0 | 0 | 0 | 0 | 0 | 0 | 0 | 0 | 0 | 0 | 0
F3_Industrial_OR - Industrial_Existing_Space Heating_Natural Gas_Unit Heater_E6 | F3 | Industrial | OR - Industrial | Existing | Space Heating | Natural Gas | Unit Heater | E6 | PACT BC Ratio | 0 | 0 | 0 | 0 | 0 | 0 | 0 | 0 | 0 | 0 | 0 | 0 | 0 | 0 | 0 | 0 | 0 | 0 | 0 | 0 | 0 | 0 | 0 | 0 | 0 | 0 | 0
F3_Industrial_OR - Industrial_Existing_Space Heating_Natural Gas_Unit Heater_E7 | F3 | Industrial | OR - Industrial | Existing | Space Heating | Natural Gas | Unit Heater | E7 | PACT BC Ratio | 0 | 0 | 0 | 0 | 0 | 0 | 0 | 0 | 0 | 0 | 0 | 0 | 0 | 0 | 0 | 0 | 0 | 0 | 0 | 0 | 0 | 0 | 0 | 0 | 0 | 0 | 0
F3_Industrial_OR - Industrial_Existing_Space Heating_Natural Gas_Unit Heater_E8 | F3 | Industrial | OR - Industrial | Existing | Space Heating | Natural Gas | Unit Heater | E8 | PACT BC Ratio | 0 | 0 | 0 | 0 | 0 | 0 | 0 | 0 | 0 | 0 | 0 | 0 | 0 | 0 | 0 | 0 | 0 | 0 | 0 | 0 | 0 | 0 | 0 | 0 | 0 | 0 | 0
F3_Industrial_OR - Industrial_Existing_Space Heating_Natural Gas_Unit Heater_E9 | F3 | Industrial | OR - Industrial | Existing | Space Heating | Natural Gas | Unit Heater | E9 | PACT BC Ratio | 0 | 0 | 0 | 0 | 0 | 0 | 0 | 0 | 0 | 0 | 0 | 0 | 0 | 0 | 0 | 0 | 0 | 0 | 0 | 0 | 0 | 0 | 0 | 0 | 0 | 0 | 0
F3_Industrial_OR - Industrial_Existing_Space Heating_Natural Gas_Unit Heater_E10 | F3 | Industrial | OR - Industrial | Existing | Space Heating | Natural Gas | Unit Heater | E10 | PACT BC Ratio | 0 | 0 | 0 | 0 | 0 | 0 | 0 | 0 | 0 | 0 | 0 | 0 | 0 | 0 | 0 | 0 | 0 | 0 | 0 | 0 | 0 | 0 | 0 | 0 | 0 | 0 | 0
F4_Industrial_OR - Industrial_Existing_Space Heating_Natural Gas_Unit Heater_E1 | F4 | Industrial | OR - Industrial | Existing | Space Heating | Natural Gas | Unit Heater | E1 | RVT BC Ratio | bar: 2021 to 2047
F4_Industrial_OR - Industrial_Existing_Space Heating_Natural Gas_Unit Heater_E2 | F4 | Industrial | OR - Industrial | Existing | Space Heating | Natural Gas | Unit Heater | E2 | RVT BC Ratio | 0.5 | 0.5 | 0.5 | 0.5 | 0.5 | 0.5 | 0.5 | 0.5 | 0.5 | 0.5 | 0.5 | 0.5 | 0.5 | 0.5 | 0.5 | 0.5 | 0.5 | 0.5 | 0.5 | 0.5 | 0.5 | 0.5 | 0.5 | 0.5 | 0.5 | 0.5 | 0.5
F4_Industrial_OR - Industrial_Existing_Space Heating_Natural Gas_Unit Heater_E3 | F4 | Industrial | OR - Industrial | Existing | Space Heating | Natural Gas | Unit Heater | E3 | RVT BC Ratio | 0.5 | 0.5 | 0.5 | 0.5 | 0.5 | 0.5 | 0.5 | 0.5 | 0.5 | 0.5 | 0.5 | 0.5 | 0.5 | 0.5 | 0.5 | 0.5 | 0.5 | 0.5 | 0.5 | 0.5 | 0.5 | 0.5 | 0.5 | 0.5 | 0.5 | 0.5 | 0.5
F4_Industrial_OR - Industrial_Existing_Space Heating_Natural Gas_Unit Heater_E4 | F4 | Industrial | OR - Industrial | Existing | Space Heating | Natural Gas | Unit Heater | E4 | RVT BC Ratio | 0 | 0 | 0 | 0 | 0 | 0 | 0 | 0 | 0 | 0 | 0 | 0 | 0 | 0 | 0 | 0 | 0 | 0 | 0 | 0 | 0 | 0 | 0 | 0 | 0 | 0 | 0
F4_Industrial_OR - Industrial_Existing_Space Heating_Natural Gas_Unit Heater_E5 | F4 | Industrial | OR - Industrial | Existing | Space Heating | Natural Gas | Unit Heater | E5 | RVT BC Ratio | 0 | 0 | 0 | 0 | 0 | 0 | 0 | 0 | 0 | 0 | 0 | 0 | 0 | 0 | 0 | 0 | 0 | 0 | 0 | 0 | 0 | 0 | 0 | 0 | 0 | 0 | 0
F4_Industrial_OR - Industrial_Existing_Space Heating_Natural Gas_Unit Heater_E6 | F4 | Industrial | OR - Industrial | Existing | Space Heating | Natural Gas | Unit Heater | E6 | RVT BC Ratio | 0 | 0 | 0 | 0 | 0 | 0 | 0 | 0 | 0 | 0 | 0 | 0 | 0 | 0 | 0 | 0 | 0 | 0 | 0 | 0 | 0 | 0 | 0 | 0 | 0 | 0 | 0
F4_Industrial_OR - Industrial_Existing_Space Heating_Natural Gas_Unit Heater_E7 | F4 | Industrial | OR - Industrial | Existing | Space Heating | Natural Gas | Unit Heater | E7 | RVT BC Ratio | 0 | 0 | 0 | 0 | 0 | 0 | 0 | 0 | 0 | 0 | 0 | 0 | 0 | 0 | 0 | 0 | 0 | 0 | 0 | 0 | 0 | 0 | 0 | 0 | 0 | 0 | 0
F4_Industrial_OR - Industrial_Existing_Space Heating_Natural Gas_Unit Heater_E8 | F4 | Industrial | OR - Industrial | Existing | Space Heating | Natural Gas | Unit Heater | E8 | RVT BC Ratio | 0 | 0 | 0 | 0 | 0 | 0 | 0 | 0 | 0 | 0 | 0 | 0 | 0 | 0 | 0 | 0 | 0 | 0 | 0 | 0 | 0 | 0 | 0 | 0 | 0 | 0 | 0
F4_Industrial_OR - Industrial_Existing_Space Heating_Natural Gas_Unit Heater_E9 | F4 | Industrial | OR - Industrial | Existing | Space Heating | Natural Gas | Unit Heater | E9 | RVT BC Ratio | 0 | 0 | 0 | 0 | 0 | 0 | 0 | 0 | 0 | 0 | 0 | 0 | 0 | 0 | 0 | 0 | 0 | 0 | 0 | 0 | 0 | 0 | 0 | 0 | 0 | 0 | 0
F4_Industrial_OR - Industrial_Existing_Space Heating_Natural Gas_Unit Heater_E10 | F4 | Industrial | OR - Industrial | Existing | Space Heating | Natural Gas | Unit Heater | E10 | RVT BC Ratio | 0 | 0 | 0 | 0 | 0 | 0 | 0 | 0 | 0 | 0 | 0 | 0 | 0 | 0 | 0 | 0 | 0 | 0 | 0 | 0 | 0 | 0 | 0 | 0 | 0 | 0 | 0
F5_Industrial_OR - Industrial_Existing_Space Heating_Natural Gas_Unit Heater_E1 | F5 | Industrial | OR - Industrial | Existing | Space Heating | Natural Gas | Unit Heater | E1 | RIM BC Ratio | bar: 2021 to 2047
F5_Industrial_OR - Industrial_Existing_Space Heating_Natural Gas_Unit Heater_E2 | F5 | Industrial | OR - Industrial | Existing | Space Heating | Natural Gas | Unit Heater | E2 | RIM BC Ratio | 157.2685 | 168.898 | 182.0008 | 186.2065 | 189.0431 | 190.5689 | 191.5398 | 192.1234 | 192.3153 | 192.2392 | 192.1927 | 192.2117 | 192.2745 | 192.4323 | 192.6112 | 192.8703 | 193.2441 | 193.6715 | 194.1543 | 194.7155 | 195.3365 | 196.0312 | 196.7938 | 197.6879 | 198.657 | 199.6308 | 200.6093
F5_Industrial_OR - Industrial_Existing_Space Heating_Natural Gas_Unit Heater_E3 | F5 | Industrial | OR - Industrial | Existing | Space Heating | Natural Gas | Unit Heater | E3 | RIM BC Ratio | 135.9363 | 133.7986 | 131.464 | 130.7332 | 130.3126 | 130.208 | 130.2848 | 130.5025 | 130.8655 | 131.3695 | 131.9627 | 132.6294 | 133.3586 | 134.1278 | 134.9166 | 135.6955 | 136.4589 | 137.217 | 137.9698 | 138.7131 | 139.4504 | 140.179 | 140.9002 | 141.6031 | 142.2972 | 142.9947 | 143.6957
F5_Industrial_OR - Industrial_Existing_Space Heating_Natural Gas_Unit Heater_E4 | F5 | Industrial | OR - Industrial | Existing | Space Heating | Natural Gas | Unit Heater | E4 | RIM BC Ratio | 0 | 0 | 0 | 0 | 0 | 0 | 0 | 0 | 0 | 0 | 0 | 0 | 0 | 0 | 0 | 0 | 0 | 0 | 0 | 0 | 0 | 0 | 0 | 0 | 0 | 0 | 0
F5_Industrial_OR - Industrial_Existing_Space Heating_Natural Gas_Unit Heater_E5 | F5 | Industrial | OR - Industrial | Existing | Space Heating | Natural Gas | Unit Heater | E5 | RIM BC Ratio | 0 | 0 | 0 | 0 | 0 | 0 | 0 | 0 | 0 | 0 | 0 | 0 | 0 | 0 | 0 | 0 | 0 | 0 | 0 | 0 | 0 | 0 | 0 | 0 | 0 | 0 | 0
F5_Industrial_OR - Industrial_Existing_Space Heating_Natural Gas_Unit Heater_E6 | F5 | Industrial | OR - Industrial | Existing | Space Heating | Natural Gas | Unit Heater | E6 | RIM BC Ratio | 0 | 0 | 0 | 0 | 0 | 0 | 0 | 0 | 0 | 0 | 0 | 0 | 0 | 0 | 0 | 0 | 0 | 0 | 0 | 0 | 0 | 0 | 0 | 0 | 0 | 0 | 0
F5_Industrial_OR - Industrial_Existing_Space Heating_Natural Gas_Unit Heater_E7 | F5 | Industrial | OR - Industrial | Existing | Space Heating | Natural Gas | Unit Heater | E7 | RIM BC Ratio | 0 | 0 | 0 | 0 | 0 | 0 | 0 | 0 | 0 | 0 | 0 | 0 | 0 | 0 | 0 | 0 | 0 | 0 | 0 | 0 | 0 | 0 | 0 | 0 | 0 | 0 | 0
F5_Industrial_OR - Industrial_Existing_Space Heating_Natural Gas_Unit Heater_E8 | F5 | Industrial | OR - Industrial | Existing | Space Heating | Natural Gas | Unit Heater | E8 | RIM BC Ratio | 0 | 0 | 0 | 0 | 0 | 0 | 0 | 0 | 0 | 0 | 0 | 0 | 0 | 0 | 0 | 0 | 0 | 0 | 0 | 0 | 0 | 0 | 0 | 0 | 0 | 0 | 0
F5_Industrial_OR - Industrial_Existing_Space Heating_Natural Gas_Unit Heater_E9 | F5 | Industrial | OR - Industrial | Existing | Space Heating | Natural Gas | Unit Heater | E9 | RIM BC Ratio | 0 | 0 | 0 | 0 | 0 | 0 | 0 | 0 | 0 | 0 | 0 | 0 | 0 | 0 | 0 | 0 | 0 | 0 | 0 | 0 | 0 | 0 | 0 | 0 | 0 | 0 | 0
F5_Industrial_OR - Industrial_Existing_Space Heating_Natural Gas_Unit Heater_E10 | F5 | Industrial | OR - Industrial | Existing | Space Heating | Natural Gas | Unit Heater | E10 | RIM BC Ratio | 0 | 0 | 0 | 0 | 0 | 0 | 0 | 0 | 0 | 0 | 0 | 0 | 0 | 0 | 0 | 0 | 0 | 0 | 0 | 0 | 0 | 0 | 0 | 0 | 0 | 0 | 0
F0_Industrial_OR - Industrial_Existing_Process_Natural Gas_Process Boiler_E0 | F0 | Industrial | OR - Industrial | Existing | Process | Natural Gas | Process Boiler | E0 | Economic Unit | Standard | Standard | Standard | Standard | Standard | Standard | Standard | Standard | Standard | Standard | Standard | Standard | Standard | Standard | Standard | Standard | Standard | Standard | Standard | Standard | Standard | Standard | Standard | Standard | Standard | Standard | Standard
F1_Industrial_OR - Industrial_Existing_Process_Natural Gas_Process Boiler_E1 | F1 | Industrial | OR - Industrial | Existing | Process | Natural Gas | Process Boiler | E1 | CCE | 0 | 0 | 0 | 0 | 0 | 0 | 0 | 0 | 0 | 0 | 0 | 0 | 0 | 0 | 0 | 0 | 0 | 0 | 0 | 0 | 0 | 0 | 0 | 0 | 0 | 0 | 0
F1_Industrial_OR - Industrial_Existing_Process_Natural Gas_Process Boiler_E2 | F1 | Industrial | OR - Industrial | Existing | Process | Natural Gas | Process Boiler | E2 | CCE | 0 | 0 | 0 | 0 | 0 | 0 | 0 | 0 | 0 | 0 | 0 | 0 | 0 | 0 | 0 | 0 | 0 | 0 | 0 | 0 | 0 | 0 | 0 | 0 | 0 | 0 | 0
F1_Industrial_OR - Industrial_Existing_Process_Natural Gas_Process Boiler_E3 | F1 | Industrial | OR - Industrial | Existing | Process | Natural Gas | Process Boiler | E3 | CCE | 0 | 0 | 0 | 0 | 0 | 0 | 0 | 0 | 0 | 0 | 0 | 0 | 0 | 0 | 0 | 0 | 0 | 0 | 0 | 0 | 0 | 0 | 0 | 0 | 0 | 0 | 0
F1_Industrial_OR - Industrial_Existing_Process_Natural Gas_Process Boiler_E4 | F1 | Industrial | OR - Industrial | Existing | Process | Natural Gas | Process Boiler | E4 | CCE | 0 | 0 | 0 | 0 | 0 | 0 | 0 | 0 | 0 | 0 | 0 | 0 | 0 | 0 | 0 | 0 | 0 | 0 | 0 | 0 | 0 | 0 | 0 | 0 | 0 | 0 | 0
F1_Industrial_OR - Industrial_Existing_Process_Natural Gas_Process Boiler_E5 | F1 | Industrial | OR - Industrial | Existing | Process | Natural Gas | Process Boiler | E5 | CCE | 0 | 0 | 0 | 0 | 0 | 0 | 0 | 0 | 0 | 0 | 0 | 0 | 0 | 0 | 0 | 0 | 0 | 0 | 0 | 0 | 0 | 0 | 0 | 0 | 0 | 0 | 0
F1_Industrial_OR - Industrial_Existing_Process_Natural Gas_Process Boiler_E6 | F1 | Industrial | OR - Industrial | Existing | Process | Natural Gas | Process Boiler | E6 | CCE | 0 | 0 | 0 | 0 | 0 | 0 | 0 | 0 | 0 | 0 | 0 | 0 | 0 | 0 | 0 | 0 | 0 | 0 | 0 | 0 | 0 | 0 | 0 | 0 | 0 | 0 | 0
F1_Industrial_OR - Industrial_Existing_Process_Natural Gas_Process Boiler_E7 | F1 | Industrial | OR - Industrial | Existing | Process | Natural Gas | Process Boiler | E7 | CCE | 0 | 0 | 0 | 0 | 0 | 0 | 0 | 0 | 0 | 0 | 0 | 0 | 0 | 0 | 0 | 0 | 0 | 0 | 0 | 0 | 0 | 0 | 0 | 0 | 0 | 0 | 0
F1_Industrial_OR - Industrial_Existing_Process_Natural Gas_Process Boiler_E8 | F1 | Industrial | OR - Industrial | Existing | Process | Natural Gas | Process Boiler | E8 | CCE | 0 | 0 | 0 | 0 | 0 | 0 | 0 | 0 | 0 | 0 | 0 | 0 | 0 | 0 | 0 | 0 | 0 | 0 | 0 | 0 | 0 | 0 | 0 | 0 | 0 | 0 | 0
F1_Industrial_OR - Industrial_Existing_Process_Natural Gas_Process Boiler_E9 | F1 | Industrial | OR - Industrial | Existing | Process | Natural Gas | Process Boiler | E9 | CCE | 0 | 0 | 0 | 0 | 0 | 0 | 0 | 0 | 0 | 0 | 0 | 0 | 0 | 0 | 0 | 0 | 0 | 0 | 0 | 0 | 0 | 0 | 0 | 0 | 0 | 0 | 0
F1_Industrial_OR - Industrial_Existing_Process_Natural Gas_Process Boiler_E10 | F1 | Industrial | OR - Industrial | Existing | Process | Natural Gas | Process Boiler | E10 | CCE | 0 | 0 | 0 | 0 | 0 | 0 | 0 | 0 | 0 | 0 | 0 | 0 | 0 | 0 | 0 | 0 | 0 | 0 | 0 | 0 | 0 | 0 | 0 | 0 | 0 | 0 | 0
F2_Industrial_OR - Industrial_Existing_Process_Natural Gas_Process Boiler_E1 | F2 | Industrial | OR - Industrial | Existing | Process | Natural Gas | Process Boiler | E1 | TRC BC Ratio | bar: 2021 to 2047
F2_Industrial_OR - Industrial_Existing_Process_Natural Gas_Process Boiler_E2 | F2 | Industrial | OR - Industrial | Existing | Process | Natural Gas | Process Boiler | E2 | TRC BC Ratio | 0 | 0 | 0 | 0 | 0 | 0 | 0 | 0 | 0 | 0 | 0 | 0 | 0 | 0 | 0 | 0 | 0 | 0 | 0 | 0 | 0 | 0 | 0 | 0 | 0 | 0 | 0
F2_Industrial_OR - Industrial_Existing_Process_Natural Gas_Process Boiler_E3 | F2 | Industrial | OR - Industrial | Existing | Process | Natural Gas | Process Boiler | E3 | TRC BC Ratio | 0 | 0 | 0 | 0 | 0 | 0 | 0 | 0 | 0 | 0 | 0 | 0 | 0 | 0 | 0 | 0 | 0 | 0 | 0 | 0 | 0 | 0 | 0 | 0 | 0 | 0 | 0
F2_Industrial_OR - Industrial_Existing_Process_Natural Gas_Process Boiler_E4 | F2 | Industrial | OR - Industrial | Existing | Process | Natural Gas | Process Boiler | E4 | TRC BC Ratio | 0 | 0 | 0 | 0 | 0 | 0 | 0 | 0 | 0 | 0 | 0 | 0 | 0 | 0 | 0 | 0 | 0 | 0 | 0 | 0 | 0 | 0 | 0 | 0 | 0 | 0 | 0
F2_Industrial_OR - Industrial_Existing_Process_Natural Gas_Process Boiler_E5 | F2 | Industrial | OR - Industrial | Existing | Process | Natural Gas | Process Boiler | E5 | TRC BC Ratio | 0 | 0 | 0 | 0 | 0 | 0 | 0 | 0 | 0 | 0 | 0 | 0 | 0 | 0 | 0 | 0 | 0 | 0 | 0 | 0 | 0 | 0 | 0 | 0 | 0 | 0 | 0
F2_Industrial_OR - Industrial_Existing_Process_Natural Gas_Process Boiler_E6 | F2 | Industrial | OR - Industrial | Existing | Process | Natural Gas | Process Boiler | E6 | TRC BC Ratio | 0 | 0 | 0 | 0 | 0 | 0 | 0 | 0 | 0 | 0 | 0 | 0 | 0 | 0 | 0 | 0 | 0 | 0 | 0 | 0 | 0 | 0 | 0 | 0 | 0 | 0 | 0
F2_Industrial_OR - Industrial_Existing_Process_Natural Gas_Process Boiler_E7 | F2 | Industrial | OR - Industrial | Existing | Process | Natural Gas | Process Boiler | E7 | TRC BC Ratio | 0 | 0 | 0 | 0 | 0 | 0 | 0 | 0 | 0 | 0 | 0 | 0 | 0 | 0 | 0 | 0 | 0 | 0 | 0 | 0 | 0 | 0 | 0 | 0 | 0 | 0 | 0
F2_Industrial_OR - Industrial_Existing_Process_Natural Gas_Process Boiler_E8 | F2 | Industrial | OR - Industrial | Existing | Process | Natural Gas | Process Boiler | E8 | TRC BC Ratio | 0 | 0 | 0 | 0 | 0 | 0 | 0 | 0 | 0 | 0 | 0 | 0 | 0 | 0 | 0 | 0 | 0 | 0 | 0 | 0 | 0 | 0 | 0 | 0 | 0 | 0 | 0
F2_Industrial_OR - Industrial_Existing_Process_Natural Gas_Process Boiler_E9 | F2 | Industrial | OR - Industrial | Existing | Process | Natural Gas | Process Boiler | E9 | TRC BC Ratio | 0 | 0 | 0 | 0 | 0 | 0 | 0 | 0 | 0 | 0 | 0 | 0 | 0 | 0 | 0 | 0 | 0 | 0 | 0 | 0 | 0 | 0 | 0 | 0 | 0 | 0 | 0
F2_Industrial_OR - Industrial_Existing_Process_Natural Gas_Process Boiler_E10 | F2 | Industrial | OR - Industrial | Existing | Process | Natural Gas | Process Boiler | E10 | TRC BC Ratio | 0 | 0 | 0 | 0 | 0 | 0 | 0 | 0 | 0 | 0 | 0 | 0 | 0 | 0 | 0 | 0 | 0 | 0 | 0 | 0 | 0 | 0 | 0 | 0 | 0 | 0 | 0
F3_Industrial_OR - Industrial_Existing_Process_Natural Gas_Process Boiler_E1 | F3 | Industrial | OR - Industrial | Existing | Process | Natural Gas | Process Boiler | E1 | PACT BC Ratio | bar: 2021 to 2047
F3_Industrial_OR - Industrial_Existing_Process_Natural Gas_Process Boiler_E2 | F3 | Industrial | OR - Industrial | Existing | Process | Natural Gas | Process Boiler | E2 | PACT BC Ratio | 0 | 0 | 0 | 0 | 0 | 0 | 0 | 0 | 0 | 0 | 0 | 0 | 0 | 0 | 0 | 0 | 0 | 0 | 0 | 0 | 0 | 0 | 0 | 0 | 0 | 0 | 0
F3_Industrial_OR - Industrial_Existing_Process_Natural Gas_Process Boiler_E3 | F3 | Industrial | OR - Industrial | Existing | Process | Natural Gas | Process Boiler | E3 | PACT BC Ratio | 0 | 0 | 0 | 0 | 0 | 0 | 0 | 0 | 0 | 0 | 0 | 0 | 0 | 0 | 0 | 0 | 0 | 0 | 0 | 0 | 0 | 0 | 0 | 0 | 0 | 0 | 0
F3_Industrial_OR - Industrial_Existing_Process_Natural Gas_Process Boiler_E4 | F3 | Industrial | OR - Industrial | Existing | Process | Natural Gas | Process Boiler | E4 | PACT BC Ratio | 0 | 0 | 0 | 0 | 0 | 0 | 0 | 0 | 0 | 0 | 0 | 0 | 0 | 0 | 0 | 0 | 0 | 0 | 0 | 0 | 0 | 0 | 0 | 0 | 0 | 0 | 0
F3_Industrial_OR - Industrial_Existing_Process_Natural Gas_Process Boiler_E5 | F3 | Industrial | OR - Industrial | Existing | Process | Natural Gas | Process Boiler | E5 | PACT BC Ratio | 0 | 0 | 0 | 0 | 0 | 0 | 0 | 0 | 0 | 0 | 0 | 0 | 0 | 0 | 0 | 0 | 0 | 0 | 0 | 0 | 0 | 0 | 0 | 0 | 0 | 0 | 0
F3_Industrial_OR - Industrial_Existing_Process_Natural Gas_Process Boiler_E6 | F3 | Industrial | OR - Industrial | Existing | Process | Natural Gas | Process Boiler | E6 | PACT BC Ratio | 0 | 0 | 0 | 0 | 0 | 0 | 0 | 0 | 0 | 0 | 0 | 0 | 0 | 0 | 0 | 0 | 0 | 0 | 0 | 0 | 0 | 0 | 0 | 0 | 0 | 0 | 0
F3_Industrial_OR - Industrial_Existing_Process_Natural Gas_Process Boiler_E7 | F3 | Industrial | OR - Industrial | Existing | Process | Natural Gas | Process Boiler | E7 | PACT BC Ratio | 0 | 0 | 0 | 0 | 0 | 0 | 0 | 0 | 0 | 0 | 0 | 0 | 0 | 0 | 0 | 0 | 0 | 0 | 0 | 0 | 0 | 0 | 0 | 0 | 0 | 0 | 0
F3_Industrial_OR - Industrial_Existing_Process_Natural Gas_Process Boiler_E8 | F3 | Industrial | OR - Industrial | Existing | Process | Natural Gas | Process Boiler | E8 | PACT BC Ratio | 0 | 0 | 0 | 0 | 0 | 0 | 0 | 0 | 0 | 0 | 0 | 0 | 0 | 0 | 0 | 0 | 0 | 0 | 0 | 0 | 0 | 0 | 0 | 0 | 0 | 0 | 0
F3_Industrial_OR - Industrial_Existing_Process_Natural Gas_Process Boiler_E9 | F3 | Industrial | OR - Industrial | Existing | Process | Natural Gas | Process Boiler | E9 | PACT BC Ratio | 0 | 0 | 0 | 0 | 0 | 0 | 0 | 0 | 0 | 0 | 0 | 0 | 0 | 0 | 0 | 0 | 0 | 0 | 0 | 0 | 0 | 0 | 0 | 0 | 0 | 0 | 0
F3_Industrial_OR - Industrial_Existing_Process_Natural Gas_Process Boiler_E10 | F3 | Industrial | OR - Industrial | Existing | Process | Natural Gas | Process Boiler | E10 | PACT BC Ratio | 0 | 0 | 0 | 0 | 0 | 0 | 0 | 0 | 0 | 0 | 0 | 0 | 0 | 0 | 0 | 0 | 0 | 0 | 0 | 0 | 0 | 0 | 0 | 0 | 0 | 0 | 0
F4_Industrial_OR - Industrial_Existing_Process_Natural Gas_Process Boiler_E1 | F4 | Industrial | OR - Industrial | Existing | Process | Natural Gas | Process Boiler | E1 | RVT BC Ratio | bar: 2021 to 2047
F4_Industrial_OR - Industrial_Existing_Process_Natural Gas_Process Boiler_E2 | F4 | Industrial | OR - Industrial | Existing | Process | Natural Gas | Process Boiler | E2 | RVT BC Ratio | 0 | 0 | 0 | 0 | 0 | 0 | 0 | 0 | 0 | 0 | 0 | 0 | 0 | 0 | 0 | 0 | 0 | 0 | 0 | 0 | 0 | 0 | 0 | 0 | 0 | 0 | 0
F4_Industrial_OR - Industrial_Existing_Process_Natural Gas_Process Boiler_E3 | F4 | Industrial | OR - Industrial | Existing | Process | Natural Gas | Process Boiler | E3 | RVT BC Ratio | 0 | 0 | 0 | 0 | 0 | 0 | 0 | 0 | 0 | 0 | 0 | 0 | 0 | 0 | 0 | 0 | 0 | 0 | 0 | 0 | 0 | 0 | 0 | 0 | 0 | 0 | 0
F4_Industrial_OR - Industrial_Existing_Process_Natural Gas_Process Boiler_E4 | F4 | Industrial | OR - Industrial | Existing | Process | Natural Gas | Process Boiler | E4 | RVT BC Ratio | 0 | 0 | 0 | 0 | 0 | 0 | 0 | 0 | 0 | 0 | 0 | 0 | 0 | 0 | 0 | 0 | 0 | 0 | 0 | 0 | 0 | 0 | 0 | 0 | 0 | 0 | 0
F4_Industrial_OR - Industrial_Existing_Process_Natural Gas_Process Boiler_E5 | F4 | Industrial | OR - Industrial | Existing | Process | Natural Gas | Process Boiler | E5 | RVT BC Ratio | 0 | 0 | 0 | 0 | 0 | 0 | 0 | 0 | 0 | 0 | 0 | 0 | 0 | 0 | 0 | 0 | 0 | 0 | 0 | 0 | 0 | 0 | 0 | 0 | 0 | 0 | 0
F4_Industrial_OR - Industrial_Existing_Process_Natural Gas_Process Boiler_E6 | F4 | Industrial | OR - Industrial | Existing | Process | Natural Gas | Process Boiler | E6 | RVT BC Ratio | 0 | 0 | 0 | 0 | 0 | 0 | 0 | 0 | 0 | 0 | 0 | 0 | 0 | 0 | 0 | 0 | 0 | 0 | 0 | 0 | 0 | 0 | 0 | 0 | 0 | 0 | 0
F4_Industrial_OR - Industrial_Existing_Process_Natural Gas_Process Boiler_E7 | F4 | Industrial | OR - Industrial | Existing | Process | Natural Gas | Process Boiler | E7 | RVT BC Ratio | 0 | 0 | 0 | 0 | 0 | 0 | 0 | 0 | 0 | 0 | 0 | 0 | 0 | 0 | 0 | 0 | 0 | 0 | 0 | 0 | 0 | 0 | 0 | 0 | 0 | 0 | 0
F4_Industrial_OR - Industrial_Existing_Process_Natural Gas_Process Boiler_E8 | F4 | Industrial | OR - Industrial | Existing | Process | Natural Gas | Process Boiler | E8 | RVT BC Ratio | 0 | 0 | 0 | 0 | 0 | 0 | 0 | 0 | 0 | 0 | 0 | 0 | 0 | 0 | 0 | 0 | 0 | 0 | 0 | 0 | 0 | 0 | 0 | 0 | 0 | 0 | 0
F4_Industrial_OR - Industrial_Existing_Process_Natural Gas_Process Boiler_E9 | F4 | Industrial | OR - Industrial | Existing | Process | Natural Gas | Process Boiler | E9 | RVT BC Ratio | 0 | 0 | 0 | 0 | 0 | 0 | 0 | 0 | 0 | 0 | 0 | 0 | 0 | 0 | 0 | 0 | 0 | 0 | 0 | 0 | 0 | 0 | 0 | 0 | 0 | 0 | 0
F4_Industrial_OR - Industrial_Existing_Process_Natural Gas_Process Boiler_E10 | F4 | Industrial | OR - Industrial | Existing | Process | Natural Gas | Process Boiler | E10 | RVT BC Ratio | 0 | 0 | 0 | 0 | 0 | 0 | 0 | 0 | 0 | 0 | 0 | 0 | 0 | 0 | 0 | 0 | 0 | 0 | 0 | 0 | 0 | 0 | 0 | 0 | 0 | 0 | 0
F5_Industrial_OR - Industrial_Existing_Process_Natural Gas_Process Boiler_E1 | F5 | Industrial | OR - Industrial | Existing | Process | Natural Gas | Process Boiler | E1 | RIM BC Ratio | bar: 2021 to 2047
F5_Industrial_OR - Industrial_Existing_Process_Natural Gas_Process Boiler_E2 | F5 | Industrial | OR - Industrial | Existing | Process | Natural Gas | Process Boiler | E2 | RIM BC Ratio | 0 | 0 | 0 | 0 | 0 | 0 | 0 | 0 | 0 | 0 | 0 | 0 | 0 | 0 | 0 | 0 | 0 | 0 | 0 | 0 | 0 | 0 | 0 | 0 | 0 | 0 | 0
F5_Industrial_OR - Industrial_Existing_Process_Natural Gas_Process Boiler_E3 | F5 | Industrial | OR - Industrial | Existing | Process | Natural Gas | Process Boiler | E3 | RIM BC Ratio | 0 | 0 | 0 | 0 | 0 | 0 | 0 | 0 | 0 | 0 | 0 | 0 | 0 | 0 | 0 | 0 | 0 | 0 | 0 | 0 | 0 | 0 | 0 | 0 | 0 | 0 | 0
F5_Industrial_OR - Industrial_Existing_Process_Natural Gas_Process Boiler_E4 | F5 | Industrial | OR - Industrial | Existing | Process | Natural Gas | Process Boiler | E4 | RIM BC Ratio | 0 | 0 | 0 | 0 | 0 | 0 | 0 | 0 | 0 | 0 | 0 | 0 | 0 | 0 | 0 | 0 | 0 | 0 | 0 | 0 | 0 | 0 | 0 | 0 | 0 | 0 | 0
F5_Industrial_OR - Industrial_Existing_Process_Natural Gas_Process Boiler_E5 | F5 | Industrial | OR - Industrial | Existing | Process | Natural Gas | Process Boiler | E5 | RIM BC Ratio | 0 | 0 | 0 | 0 | 0 | 0 | 0 | 0 | 0 | 0 | 0 | 0 | 0 | 0 | 0 | 0 | 0 | 0 | 0 | 0 | 0 | 0 | 0 | 0 | 0 | 0 | 0
F5_Industrial_OR - Industrial_Existing_Process_Natural Gas_Process Boiler_E6 | F5 | Industrial | OR - Industrial | Existing | Process | Natural Gas | Process Boiler | E6 | RIM BC Ratio | 0 | 0 | 0 | 0 | 0 | 0 | 0 | 0 | 0 | 0 | 0 | 0 | 0 | 0 | 0 | 0 | 0 | 0 | 0 | 0 | 0 | 0 | 0 | 0 | 0 | 0 | 0
F5_Industrial_OR - Industrial_Existing_Process_Natural Gas_Process Boiler_E7 | F5 | Industrial | OR - Industrial | Existing | Process | Natural Gas | Process Boiler | E7 | RIM BC Ratio | 0 | 0 | 0 | 0 | 0 | 0 | 0 | 0 | 0 | 0 | 0 | 0 | 0 | 0 | 0 | 0 | 0 | 0 | 0 | 0 | 0 | 0 | 0 | 0 | 0 | 0 | 0
F5_Industrial_OR - Industrial_Existing_Process_Natural Gas_Process Boiler_E8 | F5 | Industrial | OR - Industrial | Existing | Process | Natural Gas | Process Boiler | E8 | RIM BC Ratio | 0 | 0 | 0 | 0 | 0 | 0 | 0 | 0 | 0 | 0 | 0 | 0 | 0 | 0 | 0 | 0 | 0 | 0 | 0 | 0 | 0 | 0 | 0 | 0 | 0 | 0 | 0
F5_Industrial_OR - Industrial_Existing_Process_Natural Gas_Process Boiler_E9 | F5 | Industrial | OR - Industrial | Existing | Process | Natural Gas | Process Boiler | E9 | RIM BC Ratio | 0 | 0 | 0 | 0 | 0 | 0 | 0 | 0 | 0 | 0 | 0 | 0 | 0 | 0 | 0 | 0 | 0 | 0 | 0 | 0 | 0 | 0 | 0 | 0 | 0 | 0 | 0
F5_Industrial_OR - Industrial_Existing_Process_Natural Gas_Process Boiler_E10 | F5 | Industrial | OR - Industrial | Existing | Process | Natural Gas | Process Boiler | E10 | RIM BC Ratio | 0 | 0 | 0 | 0 | 0 | 0 | 0 | 0 | 0 | 0 | 0 | 0 | 0 | 0 | 0 | 0 | 0 | 0 | 0 | 0 | 0 | 0 | 0 | 0 | 0 | 0 | 0
F0_Industrial_OR - Industrial_Existing_Process_Natural Gas_Process Heating_E0 | F0 | Industrial | OR - Industrial | Existing | Process | Natural Gas | Process Heating | E0 | Economic Unit | Standard | Standard | Standard | Standard | Standard | Standard | Standard | Standard | Standard | Standard | Standard | Standard | Standard | Standard | Standard | Standard | Standard | Standard | Standard | Standard | Standard | Standard | Standard | Standard | Standard | Standard | Standard
F1_Industrial_OR - Industrial_Existing_Process_Natural Gas_Process Heating_E1 | F1 | Industrial | OR - Industrial | Existing | Process | Natural Gas | Process Heating | E1 | CCE | 0 | 0 | 0 | 0 | 0 | 0 | 0 | 0 | 0 | 0 | 0 | 0 | 0 | 0 | 0 | 0 | 0 | 0 | 0 | 0 | 0 | 0 | 0 | 0 | 0 | 0 | 0
F1_Industrial_OR - Industrial_Existing_Process_Natural Gas_Process Heating_E2 | F1 | Industrial | OR - Industrial | Existing | Process | Natural Gas | Process Heating | E2 | CCE | 0 | 0 | 0 | 0 | 0 | 0 | 0 | 0 | 0 | 0 | 0 | 0 | 0 | 0 | 0 | 0 | 0 | 0 | 0 | 0 | 0 | 0 | 0 | 0 | 0 | 0 | 0
F1_Industrial_OR - Industrial_Existing_Process_Natural Gas_Process Heating_E3 | F1 | Industrial | OR - Industrial | Existing | Process | Natural Gas | Process Heating | E3 | CCE | 0 | 0 | 0 | 0 | 0 | 0 | 0 | 0 | 0 | 0 | 0 | 0 | 0 | 0 | 0 | 0 | 0 | 0 | 0 | 0 | 0 | 0 | 0 | 0 | 0 | 0 | 0
F1_Industrial_OR - Industrial_Existing_Process_Natural Gas_Process Heating_E4 | F1 | Industrial | OR - Industrial | Existing | Process | Natural Gas | Process Heating | E4 | CCE | 0 | 0 | 0 | 0 | 0 | 0 | 0 | 0 | 0 | 0 | 0 | 0 | 0 | 0 | 0 | 0 | 0 | 0 | 0 | 0 | 0 | 0 | 0 | 0 | 0 | 0 | 0
F1_Industrial_OR - Industrial_Existing_Process_Natural Gas_Process Heating_E5 | F1 | Industrial | OR - Industrial | Existing | Process | Natural Gas | Process Heating | E5 | CCE | 0 | 0 | 0 | 0 | 0 | 0 | 0 | 0 | 0 | 0 | 0 | 0 | 0 | 0 | 0 | 0 | 0 | 0 | 0 | 0 | 0 | 0 | 0 | 0 | 0 | 0 | 0
F1_Industrial_OR - Industrial_Existing_Process_Natural Gas_Process Heating_E6 | F1 | Industrial | OR - Industrial | Existing | Process | Natural Gas | Process Heating | E6 | CCE | 0 | 0 | 0 | 0 | 0 | 0 | 0 | 0 | 0 | 0 | 0 | 0 | 0 | 0 | 0 | 0 | 0 | 0 | 0 | 0 | 0 | 0 | 0 | 0 | 0 | 0 | 0
F1_Industrial_OR - Industrial_Existing_Process_Natural Gas_Process Heating_E7 | F1 | Industrial | OR - Industrial | Existing | Process | Natural Gas | Process Heating | E7 | CCE | 0 | 0 | 0 | 0 | 0 | 0 | 0 | 0 | 0 | 0 | 0 | 0 | 0 | 0 | 0 | 0 | 0 | 0 | 0 | 0 | 0 | 0 | 0 | 0 | 0 | 0 | 0
F1_Industrial_OR - Industrial_Existing_Process_Natural Gas_Process Heating_E8 | F1 | Industrial | OR - Industrial | Existing | Process | Natural Gas | Process Heating | E8 | CCE | 0 | 0 | 0 | 0 | 0 | 0 | 0 | 0 | 0 | 0 | 0 | 0 | 0 | 0 | 0 | 0 | 0 | 0 | 0 | 0 | 0 | 0 | 0 | 0 | 0 | 0 | 0
F1_Industrial_OR - Industrial_Existing_Process_Natural Gas_Process Heating_E9 | F1 | Industrial | OR - Industrial | Existing | Process | Natural Gas | Process Heating | E9 | CCE | 0 | 0 | 0 | 0 | 0 | 0 | 0 | 0 | 0 | 0 | 0 | 0 | 0 | 0 | 0 | 0 | 0 | 0 | 0 | 0 | 0 | 0 | 0 | 0 | 0 | 0 | 0
F1_Industrial_OR - Industrial_Existing_Process_Natural Gas_Process Heating_E10 | F1 | Industrial | OR - Industrial | Existing | Process | Natural Gas | Process Heating | E10 | CCE | 0 | 0 | 0 | 0 | 0 | 0 | 0 | 0 | 0 | 0 | 0 | 0 | 0 | 0 | 0 | 0 | 0 | 0 | 0 | 0 | 0 | 0 | 0 | 0 | 0 | 0 | 0
F2_Industrial_OR - Industrial_Existing_Process_Natural Gas_Process Heating_E1 | F2 | Industrial | OR - Industrial | Existing | Process | Natural Gas | Process Heating | E1 | TRC BC Ratio | bar: 2021 to 2047
F2_Industrial_OR - Industrial_Existing_Process_Natural Gas_Process Heating_E2 | F2 | Industrial | OR - Industrial | Existing | Process | Natural Gas | Process Heating | E2 | TRC BC Ratio | 0 | 0 | 0 | 0 | 0 | 0 | 0 | 0 | 0 | 0 | 0 | 0 | 0 | 0 | 0 | 0 | 0 | 0 | 0 | 0 | 0 | 0 | 0 | 0 | 0 | 0 | 0
F2_Industrial_OR - Industrial_Existing_Process_Natural Gas_Process Heating_E3 | F2 | Industrial | OR - Industrial | Existing | Process | Natural Gas | Process Heating | E3 | TRC BC Ratio | 0 | 0 | 0 | 0 | 0 | 0 | 0 | 0 | 0 | 0 | 0 | 0 | 0 | 0 | 0 | 0 | 0 | 0 | 0 | 0 | 0 | 0 | 0 | 0 | 0 | 0 | 0
F2_Industrial_OR - Industrial_Existing_Process_Natural Gas_Process Heating_E4 | F2 | Industrial | OR - Industrial | Existing | Process | Natural Gas | Process Heating | E4 | TRC BC Ratio | 0 | 0 | 0 | 0 | 0 | 0 | 0 | 0 | 0 | 0 | 0 | 0 | 0 | 0 | 0 | 0 | 0 | 0 | 0 | 0 | 0 | 0 | 0 | 0 | 0 | 0 | 0
F2_Industrial_OR - Industrial_Existing_Process_Natural Gas_Process Heating_E5 | F2 | Industrial | OR - Industrial | Existing | Process | Natural Gas | Process Heating | E5 | TRC BC Ratio | 0 | 0 | 0 | 0 | 0 | 0 | 0 | 0 | 0 | 0 | 0 | 0 | 0 | 0 | 0 | 0 | 0 | 0 | 0 | 0 | 0 | 0 | 0 | 0 | 0 | 0 | 0
F2_Industrial_OR - Industrial_Existing_Process_Natural Gas_Process Heating_E6 | F2 | Industrial | OR - Industrial | Existing | Process | Natural Gas | Process Heating | E6 | TRC BC Ratio | 0 | 0 | 0 | 0 | 0 | 0 | 0 | 0 | 0 | 0 | 0 | 0 | 0 | 0 | 0 | 0 | 0 | 0 | 0 | 0 | 0 | 0 | 0 | 0 | 0 | 0 | 0
F2_Industrial_OR - Industrial_Existing_Process_Natural Gas_Process Heating_E7 | F2 | Industrial | OR - Industrial | Existing | Process | Natural Gas | Process Heating | E7 | TRC BC Ratio | 0 | 0 | 0 | 0 | 0 | 0 | 0 | 0 | 0 | 0 | 0 | 0 | 0 | 0 | 0 | 0 | 0 | 0 | 0 | 0 | 0 | 0 | 0 | 0 | 0 | 0 | 0
F2_Industrial_OR - Industrial_Existing_Process_Natural Gas_Process Heating_E8 | F2 | Industrial | OR - Industrial | Existing | Process | Natural Gas | Process Heating | E8 | TRC BC Ratio | 0 | 0 | 0 | 0 | 0 | 0 | 0 | 0 | 0 | 0 | 0 | 0 | 0 | 0 | 0 | 0 | 0 | 0 | 0 | 0 | 0 | 0 | 0 | 0 | 0 | 0 | 0
F2_Industrial_OR - Industrial_Existing_Process_Natural Gas_Process Heating_E9 | F2 | Industrial | OR - Industrial | Existing | Process | Natural Gas | Process Heating | E9 | TRC BC Ratio | 0 | 0 | 0 | 0 | 0 | 0 | 0 | 0 | 0 | 0 | 0 | 0 | 0 | 0 | 0 | 0 | 0 | 0 | 0 | 0 | 0 | 0 | 0 | 0 | 0 | 0 | 0
F2_Industrial_OR - Industrial_Existing_Process_Natural Gas_Process Heating_E10 | F2 | Industrial | OR - Industrial | Existing | Process | Natural Gas | Process Heating | E10 | TRC BC Ratio | 0 | 0 | 0 | 0 | 0 | 0 | 0 | 0 | 0 | 0 | 0 | 0 | 0 | 0 | 0 | 0 | 0 | 0 | 0 | 0 | 0 | 0 | 0 | 0 | 0 | 0 | 0
F3_Industrial_OR - Industrial_Existing_Process_Natural Gas_Process Heating_E1 | F3 | Industrial | OR - Industrial | Existing | Process | Natural Gas | Process Heating | E1 | PACT BC Ratio | bar: 2021 to 2047
F3_Industrial_OR - Industrial_Existing_Process_Natural Gas_Process Heating_E2 | F3 | Industrial | OR - Industrial | Existing | Process | Natural Gas | Process Heating | E2 | PACT BC Ratio | 0 | 0 | 0 | 0 | 0 | 0 | 0 | 0 | 0 | 0 | 0 | 0 | 0 | 0 | 0 | 0 | 0 | 0 | 0 | 0 | 0 | 0 | 0 | 0 | 0 | 0 | 0
F3_Industrial_OR - Industrial_Existing_Process_Natural Gas_Process Heating_E3 | F3 | Industrial | OR - Industrial | Existing | Process | Natural Gas | Process Heating | E3 | PACT BC Ratio | 0 | 0 | 0 | 0 | 0 | 0 | 0 | 0 | 0 | 0 | 0 | 0 | 0 | 0 | 0 | 0 | 0 | 0 | 0 | 0 | 0 | 0 | 0 | 0 | 0 | 0 | 0
F3_Industrial_OR - Industrial_Existing_Process_Natural Gas_Process Heating_E4 | F3 | Industrial | OR - Industrial | Existing | Process | Natural Gas | Process Heating | E4 | PACT BC Ratio | 0 | 0 | 0 | 0 | 0 | 0 | 0 | 0 | 0 | 0 | 0 | 0 | 0 | 0 | 0 | 0 | 0 | 0 | 0 | 0 | 0 | 0 | 0 | 0 | 0 | 0 | 0
F3_Industrial_OR - Industrial_Existing_Process_Natural Gas_Process Heating_E5 | F3 | Industrial | OR - Industrial | Existing | Process | Natural Gas | Process Heating | E5 | PACT BC Ratio | 0 | 0 | 0 | 0 | 0 | 0 | 0 | 0 | 0 | 0 | 0 | 0 | 0 | 0 | 0 | 0 | 0 | 0 | 0 | 0 | 0 | 0 | 0 | 0 | 0 | 0 | 0
F3_Industrial_OR - Industrial_Existing_Process_Natural Gas_Process Heating_E6 | F3 | Industrial | OR - Industrial | Existing | Process | Natural Gas | Process Heating | E6 | PACT BC Ratio | 0 | 0 | 0 | 0 | 0 | 0 | 0 | 0 | 0 | 0 | 0 | 0 | 0 | 0 | 0 | 0 | 0 | 0 | 0 | 0 | 0 | 0 | 0 | 0 | 0 | 0 | 0
F3_Industrial_OR - Industrial_Existing_Process_Natural Gas_Process Heating_E7 | F3 | Industrial | OR - Industrial | Existing | Process | Natural Gas | Process Heating | E7 | PACT BC Ratio | 0 | 0 | 0 | 0 | 0 | 0 | 0 | 0 | 0 | 0 | 0 | 0 | 0 | 0 | 0 | 0 | 0 | 0 | 0 | 0 | 0 | 0 | 0 | 0 | 0 | 0 | 0
F3_Industrial_OR - Industrial_Existing_Process_Natural Gas_Process Heating_E8 | F3 | Industrial | OR - Industrial | Existing | Process | Natural Gas | Process Heating | E8 | PACT BC Ratio | 0 | 0 | 0 | 0 | 0 | 0 | 0 | 0 | 0 | 0 | 0 | 0 | 0 | 0 | 0 | 0 | 0 | 0 | 0 | 0 | 0 | 0 | 0 | 0 | 0 | 0 | 0
F3_Industrial_OR - Industrial_Existing_Process_Natural Gas_Process Heating_E9 | F3 | Industrial | OR - Industrial | Existing | Process | Natural Gas | Process Heating | E9 | PACT BC Ratio | 0 | 0 | 0 | 0 | 0 | 0 | 0 | 0 | 0 | 0 | 0 | 0 | 0 | 0 | 0 | 0 | 0 | 0 | 0 | 0 | 0 | 0 | 0 | 0 | 0 | 0 | 0
F3_Industrial_OR - Industrial_Existing_Process_Natural Gas_Process Heating_E10 | F3 | Industrial | OR - Industrial | Existing | Process | Natural Gas | Process Heating | E10 | PACT BC Ratio | 0 | 0 | 0 | 0 | 0 | 0 | 0 | 0 | 0 | 0 | 0 | 0 | 0 | 0 | 0 | 0 | 0 | 0 | 0 | 0 | 0 | 0 | 0 | 0 | 0 | 0 | 0
F4_Industrial_OR - Industrial_Existing_Process_Natural Gas_Process Heating_E1 | F4 | Industrial | OR - Industrial | Existing | Process | Natural Gas | Process Heating | E1 | RVT BC Ratio | bar: 2021 to 2047
F4_Industrial_OR - Industrial_Existing_Process_Natural Gas_Process Heating_E2 | F4 | Industrial | OR - Industrial | Existing | Process | Natural Gas | Process Heating | E2 | RVT BC Ratio | 0 | 0 | 0 | 0 | 0 | 0 | 0 | 0 | 0 | 0 | 0 | 0 | 0 | 0 | 0 | 0 | 0 | 0 | 0 | 0 | 0 | 0 | 0 | 0 | 0 | 0 | 0
F4_Industrial_OR - Industrial_Existing_Process_Natural Gas_Process Heating_E3 | F4 | Industrial | OR - Industrial | Existing | Process | Natural Gas | Process Heating | E3 | RVT BC Ratio | 0 | 0 | 0 | 0 | 0 | 0 | 0 | 0 | 0 | 0 | 0 | 0 | 0 | 0 | 0 | 0 | 0 | 0 | 0 | 0 | 0 | 0 | 0 | 0 | 0 | 0 | 0
F4_Industrial_OR - Industrial_Existing_Process_Natural Gas_Process Heating_E4 | F4 | Industrial | OR - Industrial | Existing | Process | Natural Gas | Process Heating | E4 | RVT BC Ratio | 0 | 0 | 0 | 0 | 0 | 0 | 0 | 0 | 0 | 0 | 0 | 0 | 0 | 0 | 0 | 0 | 0 | 0 | 0 | 0 | 0 | 0 | 0 | 0 | 0 | 0 | 0
F4_Industrial_OR - Industrial_Existing_Process_Natural Gas_Process Heating_E5 | F4 | Industrial | OR - Industrial | Existing | Process | Natural Gas | Process Heating | E5 | RVT BC Ratio | 0 | 0 | 0 | 0 | 0 | 0 | 0 | 0 | 0 | 0 | 0 | 0 | 0 | 0 | 0 | 0 | 0 | 0 | 0 | 0 | 0 | 0 | 0 | 0 | 0 | 0 | 0
F4_Industrial_OR - Industrial_Existing_Process_Natural Gas_Process Heating_E6 | F4 | Industrial | OR - Industrial | Existing | Process | Natural Gas | Process Heating | E6 | RVT BC Ratio | 0 | 0 | 0 | 0 | 0 | 0 | 0 | 0 | 0 | 0 | 0 | 0 | 0 | 0 | 0 | 0 | 0 | 0 | 0 | 0 | 0 | 0 | 0 | 0 | 0 | 0 | 0
F4_Industrial_OR - Industrial_Existing_Process_Natural Gas_Process Heating_E7 | F4 | Industrial | OR - Industrial | Existing | Process | Natural Gas | Process Heating | E7 | RVT BC Ratio | 0 | 0 | 0 | 0 | 0 | 0 | 0 | 0 | 0 | 0 | 0 | 0 | 0 | 0 | 0 | 0 | 0 | 0 | 0 | 0 | 0 | 0 | 0 | 0 | 0 | 0 | 0
F4_Industrial_OR - Industrial_Existing_Process_Natural Gas_Process Heating_E8 | F4 | Industrial | OR - Industrial | Existing | Process | Natural Gas | Process Heating | E8 | RVT BC Ratio | 0 | 0 | 0 | 0 | 0 | 0 | 0 | 0 | 0 | 0 | 0 | 0 | 0 | 0 | 0 | 0 | 0 | 0 | 0 | 0 | 0 | 0 | 0 | 0 | 0 | 0 | 0
F4_Industrial_OR - Industrial_Existing_Process_Natural Gas_Process Heating_E9 | F4 | Industrial | OR - Industrial | Existing | Process | Natural Gas | Process Heating | E9 | RVT BC Ratio | 0 | 0 | 0 | 0 | 0 | 0 | 0 | 0 | 0 | 0 | 0 | 0 | 0 | 0 | 0 | 0 | 0 | 0 | 0 | 0 | 0 | 0 | 0 | 0 | 0 | 0 | 0
F4_Industrial_OR - Industrial_Existing_Process_Natural Gas_Process Heating_E10 | F4 | Industrial | OR - Industrial | Existing | Process | Natural Gas | Process Heating | E10 | RVT BC Ratio | 0 | 0 | 0 | 0 | 0 | 0 | 0 | 0 | 0 | 0 | 0 | 0 | 0 | 0 | 0 | 0 | 0 | 0 | 0 | 0 | 0 | 0 | 0 | 0 | 0 | 0 | 0
F5_Industrial_OR - Industrial_Existing_Process_Natural Gas_Process Heating_E1 | F5 | Industrial | OR - Industrial | Existing | Process | Natural Gas | Process Heating | E1 | RIM BC Ratio | bar: 2021 to 2047
F5_Industrial_OR - Industrial_Existing_Process_Natural Gas_Process Heating_E2 | F5 | Industrial | OR - Industrial | Existing | Process | Natural Gas | Process Heating | E2 | RIM BC Ratio | 0 | 0 | 0 | 0 | 0 | 0 | 0 | 0 | 0 | 0 | 0 | 0 | 0 | 0 | 0 | 0 | 0 | 0 | 0 | 0 | 0 | 0 | 0 | 0 | 0 | 0 | 0
F5_Industrial_OR - Industrial_Existing_Process_Natural Gas_Process Heating_E3 | F5 | Industrial | OR - Industrial | Existing | Process | Natural Gas | Process Heating | E3 | RIM BC Ratio | 0 | 0 | 0 | 0 | 0 | 0 | 0 | 0 | 0 | 0 | 0 | 0 | 0 | 0 | 0 | 0 | 0 | 0 | 0 | 0 | 0 | 0 | 0 | 0 | 0 | 0 | 0
F5_Industrial_OR - Industrial_Existing_Process_Natural Gas_Process Heating_E4 | F5 | Industrial | OR - Industrial | Existing | Process | Natural Gas | Process Heating | E4 | RIM BC Ratio | 0 | 0 | 0 | 0 | 0 | 0 | 0 | 0 | 0 | 0 | 0 | 0 | 0 | 0 | 0 | 0 | 0 | 0 | 0 | 0 | 0 | 0 | 0 | 0 | 0 | 0 | 0
F5_Industrial_OR - Industrial_Existing_Process_Natural Gas_Process Heating_E5 | F5 | Industrial | OR - Industrial | Existing | Process | Natural Gas | Process Heating | E5 | RIM BC Ratio | 0 | 0 | 0 | 0 | 0 | 0 | 0 | 0 | 0 | 0 | 0 | 0 | 0 | 0 | 0 | 0 | 0 | 0 | 0 | 0 | 0 | 0 | 0 | 0 | 0 | 0 | 0
F5_Industrial_OR - Industrial_Existing_Process_Natural Gas_Process Heating_E6 | F5 | Industrial | OR - Industrial | Existing | Process | Natural Gas | Process Heating | E6 | RIM BC Ratio | 0 | 0 | 0 | 0 | 0 | 0 | 0 | 0 | 0 | 0 | 0 | 0 | 0 | 0 | 0 | 0 | 0 | 0 | 0 | 0 | 0 | 0 | 0 | 0 | 0 | 0 | 0
F5_Industrial_OR - Industrial_Existing_Process_Natural Gas_Process Heating_E7 | F5 | Industrial | OR - Industrial | Existing | Process | Natural Gas | Process Heating | E7 | RIM BC Ratio | 0 | 0 | 0 | 0 | 0 | 0 | 0 | 0 | 0 | 0 | 0 | 0 | 0 | 0 | 0 | 0 | 0 | 0 | 0 | 0 | 0 | 0 | 0 | 0 | 0 | 0 | 0
F5_Industrial_OR - Industrial_Existing_Process_Natural Gas_Process Heating_E8 | F5 | Industrial | OR - Industrial | Existing | Process | Natural Gas | Process Heating | E8 | RIM BC Ratio | 0 | 0 | 0 | 0 | 0 | 0 | 0 | 0 | 0 | 0 | 0 | 0 | 0 | 0 | 0 | 0 | 0 | 0 | 0 | 0 | 0 | 0 | 0 | 0 | 0 | 0 | 0
F5_Industrial_OR - Industrial_Existing_Process_Natural Gas_Process Heating_E9 | F5 | Industrial | OR - Industrial | Existing | Process | Natural Gas | Process Heating | E9 | RIM BC Ratio | 0 | 0 | 0 | 0 | 0 | 0 | 0 | 0 | 0 | 0 | 0 | 0 | 0 | 0 | 0 | 0 | 0 | 0 | 0 | 0 | 0 | 0 | 0 | 0 | 0 | 0 | 0
F5_Industrial_OR - Industrial_Existing_Process_Natural Gas_Process Heating_E10 | F5 | Industrial | OR - Industrial | Existing | Process | Natural Gas | Process Heating | E10 | RIM BC Ratio | 0 | 0 | 0 | 0 | 0 | 0 | 0 | 0 | 0 | 0 | 0 | 0 | 0 | 0 | 0 | 0 | 0 | 0 | 0 | 0 | 0 | 0 | 0 | 0 | 0 | 0 | 0
F0_Industrial_OR - Industrial_Existing_Process_Natural Gas_Process Cooling_E0 | F0 | Industrial | OR - Industrial | Existing | Process | Natural Gas | Process Cooling | E0 | Economic Unit | Standard | Standard | Standard | Standard | Standard | Standard | Standard | Standard | Standard | Standard | Standard | Standard | Standard | Standard | Standard | Standard | Standard | Standard | Standard | Standard | Standard | Standard | Standard | Standard | Standard | Standard | Standard
F1_Industrial_OR - Industrial_Existing_Process_Natural Gas_Process Cooling_E1 | F1 | Industrial | OR - Industrial | Existing | Process | Natural Gas | Process Cooling | E1 | CCE | 0 | 0 | 0 | 0 | 0 | 0 | 0 | 0 | 0 | 0 | 0 | 0 | 0 | 0 | 0 | 0 | 0 | 0 | 0 | 0 | 0 | 0 | 0 | 0 | 0 | 0 | 0
F1_Industrial_OR - Industrial_Existing_Process_Natural Gas_Process Cooling_E2 | F1 | Industrial | OR - Industrial | Existing | Process | Natural Gas | Process Cooling | E2 | CCE | 0 | 0 | 0 | 0 | 0 | 0 | 0 | 0 | 0 | 0 | 0 | 0 | 0 | 0 | 0 | 0 | 0 | 0 | 0 | 0 | 0 | 0 | 0 | 0 | 0 | 0 | 0
F1_Industrial_OR - Industrial_Existing_Process_Natural Gas_Process Cooling_E3 | F1 | Industrial | OR - Industrial | Existing | Process | Natural Gas | Process Cooling | E3 | CCE | 0 | 0 | 0 | 0 | 0 | 0 | 0 | 0 | 0 | 0 | 0 | 0 | 0 | 0 | 0 | 0 | 0 | 0 | 0 | 0 | 0 | 0 | 0 | 0 | 0 | 0 | 0
F1_Industrial_OR - Industrial_Existing_Process_Natural Gas_Process Cooling_E4 | F1 | Industrial | OR - Industrial | Existing | Process | Natural Gas | Process Cooling | E4 | CCE | 0 | 0 | 0 | 0 | 0 | 0 | 0 | 0 | 0 | 0 | 0 | 0 | 0 | 0 | 0 | 0 | 0 | 0 | 0 | 0 | 0 | 0 | 0 | 0 | 0 | 0 | 0
F1_Industrial_OR - Industrial_Existing_Process_Natural Gas_Process Cooling_E5 | F1 | Industrial | OR - Industrial | Existing | Process | Natural Gas | Process Cooling | E5 | CCE | 0 | 0 | 0 | 0 | 0 | 0 | 0 | 0 | 0 | 0 | 0 | 0 | 0 | 0 | 0 | 0 | 0 | 0 | 0 | 0 | 0 | 0 | 0 | 0 | 0 | 0 | 0
F1_Industrial_OR - Industrial_Existing_Process_Natural Gas_Process Cooling_E6 | F1 | Industrial | OR - Industrial | Existing | Process | Natural Gas | Process Cooling | E6 | CCE | 0 | 0 | 0 | 0 | 0 | 0 | 0 | 0 | 0 | 0 | 0 | 0 | 0 | 0 | 0 | 0 | 0 | 0 | 0 | 0 | 0 | 0 | 0 | 0 | 0 | 0 | 0
F1_Industrial_OR - Industrial_Existing_Process_Natural Gas_Process Cooling_E7 | F1 | Industrial | OR - Industrial | Existing | Process | Natural Gas | Process Cooling | E7 | CCE | 0 | 0 | 0 | 0 | 0 | 0 | 0 | 0 | 0 | 0 | 0 | 0 | 0 | 0 | 0 | 0 | 0 | 0 | 0 | 0 | 0 | 0 | 0 | 0 | 0 | 0 | 0
F1_Industrial_OR - Industrial_Existing_Process_Natural Gas_Process Cooling_E8 | F1 | Industrial | OR - Industrial | Existing | Process | Natural Gas | Process Cooling | E8 | CCE | 0 | 0 | 0 | 0 | 0 | 0 | 0 | 0 | 0 | 0 | 0 | 0 | 0 | 0 | 0 | 0 | 0 | 0 | 0 | 0 | 0 | 0 | 0 | 0 | 0 | 0 | 0
F1_Industrial_OR - Industrial_Existing_Process_Natural Gas_Process Cooling_E9 | F1 | Industrial | OR - Industrial | Existing | Process | Natural Gas | Process Cooling | E9 | CCE | 0 | 0 | 0 | 0 | 0 | 0 | 0 | 0 | 0 | 0 | 0 | 0 | 0 | 0 | 0 | 0 | 0 | 0 | 0 | 0 | 0 | 0 | 0 | 0 | 0 | 0 | 0
F1_Industrial_OR - Industrial_Existing_Process_Natural Gas_Process Cooling_E10 | F1 | Industrial | OR - Industrial | Existing | Process | Natural Gas | Process Cooling | E10 | CCE | 0 | 0 | 0 | 0 | 0 | 0 | 0 | 0 | 0 | 0 | 0 | 0 | 0 | 0 | 0 | 0 | 0 | 0 | 0 | 0 | 0 | 0 | 0 | 0 | 0 | 0 | 0
F2_Industrial_OR - Industrial_Existing_Process_Natural Gas_Process Cooling_E1 | F2 | Industrial | OR - Industrial | Existing | Process | Natural Gas | Process Cooling | E1 | TRC BC Ratio | bar: 2021 to 2047
F2_Industrial_OR - Industrial_Existing_Process_Natural Gas_Process Cooling_E2 | F2 | Industrial | OR - Industrial | Existing | Process | Natural Gas | Process Cooling | E2 | TRC BC Ratio | 0 | 0 | 0 | 0 | 0 | 0 | 0 | 0 | 0 | 0 | 0 | 0 | 0 | 0 | 0 | 0 | 0 | 0 | 0 | 0 | 0 | 0 | 0 | 0 | 0 | 0 | 0
F2_Industrial_OR - Industrial_Existing_Process_Natural Gas_Process Cooling_E3 | F2 | Industrial | OR - Industrial | Existing | Process | Natural Gas | Process Cooling | E3 | TRC BC Ratio | 0 | 0 | 0 | 0 | 0 | 0 | 0 | 0 | 0 | 0 | 0 | 0 | 0 | 0 | 0 | 0 | 0 | 0 | 0 | 0 | 0 | 0 | 0 | 0 | 0 | 0 | 0
F2_Industrial_OR - Industrial_Existing_Process_Natural Gas_Process Cooling_E4 | F2 | Industrial | OR - Industrial | Existing | Process | Natural Gas | Process Cooling | E4 | TRC BC Ratio | 0 | 0 | 0 | 0 | 0 | 0 | 0 | 0 | 0 | 0 | 0 | 0 | 0 | 0 | 0 | 0 | 0 | 0 | 0 | 0 | 0 | 0 | 0 | 0 | 0 | 0 | 0
F2_Industrial_OR - Industrial_Existing_Process_Natural Gas_Process Cooling_E5 | F2 | Industrial | OR - Industrial | Existing | Process | Natural Gas | Process Cooling | E5 | TRC BC Ratio | 0 | 0 | 0 | 0 | 0 | 0 | 0 | 0 | 0 | 0 | 0 | 0 | 0 | 0 | 0 | 0 | 0 | 0 | 0 | 0 | 0 | 0 | 0 | 0 | 0 | 0 | 0
F2_Industrial_OR - Industrial_Existing_Process_Natural Gas_Process Cooling_E6 | F2 | Industrial | OR - Industrial | Existing | Process | Natural Gas | Process Cooling | E6 | TRC BC Ratio | 0 | 0 | 0 | 0 | 0 | 0 | 0 | 0 | 0 | 0 | 0 | 0 | 0 | 0 | 0 | 0 | 0 | 0 | 0 | 0 | 0 | 0 | 0 | 0 | 0 | 0 | 0
F2_Industrial_OR - Industrial_Existing_Process_Natural Gas_Process Cooling_E7 | F2 | Industrial | OR - Industrial | Existing | Process | Natural Gas | Process Cooling | E7 | TRC BC Ratio | 0 | 0 | 0 | 0 | 0 | 0 | 0 | 0 | 0 | 0 | 0 | 0 | 0 | 0 | 0 | 0 | 0 | 0 | 0 | 0 | 0 | 0 | 0 | 0 | 0 | 0 | 0
F2_Industrial_OR - Industrial_Existing_Process_Natural Gas_Process Cooling_E8 | F2 | Industrial | OR - Industrial | Existing | Process | Natural Gas | Process Cooling | E8 | TRC BC Ratio | 0 | 0 | 0 | 0 | 0 | 0 | 0 | 0 | 0 | 0 | 0 | 0 | 0 | 0 | 0 | 0 | 0 | 0 | 0 | 0 | 0 | 0 | 0 | 0 | 0 | 0 | 0
F2_Industrial_OR - Industrial_Existing_Process_Natural Gas_Process Cooling_E9 | F2 | Industrial | OR - Industrial | Existing | Process | Natural Gas | Process Cooling | E9 | TRC BC Ratio | 0 | 0 | 0 | 0 | 0 | 0 | 0 | 0 | 0 | 0 | 0 | 0 | 0 | 0 | 0 | 0 | 0 | 0 | 0 | 0 | 0 | 0 | 0 | 0 | 0 | 0 | 0
F2_Industrial_OR - Industrial_Existing_Process_Natural Gas_Process Cooling_E10 | F2 | Industrial | OR - Industrial | Existing | Process | Natural Gas | Process Cooling | E10 | TRC BC Ratio | 0 | 0 | 0 | 0 | 0 | 0 | 0 | 0 | 0 | 0 | 0 | 0 | 0 | 0 | 0 | 0 | 0 | 0 | 0 | 0 | 0 | 0 | 0 | 0 | 0 | 0 | 0
F3_Industrial_OR - Industrial_Existing_Process_Natural Gas_Process Cooling_E1 | F3 | Industrial | OR - Industrial | Existing | Process | Natural Gas | Process Cooling | E1 | PACT BC Ratio | bar: 2021 to 2047
F3_Industrial_OR - Industrial_Existing_Process_Natural Gas_Process Cooling_E2 | F3 | Industrial | OR - Industrial | Existing | Process | Natural Gas | Process Cooling | E2 | PACT BC Ratio | 0 | 0 | 0 | 0 | 0 | 0 | 0 | 0 | 0 | 0 | 0 | 0 | 0 | 0 | 0 | 0 | 0 | 0 | 0 | 0 | 0 | 0 | 0 | 0 | 0 | 0 | 0
F3_Industrial_OR - Industrial_Existing_Process_Natural Gas_Process Cooling_E3 | F3 | Industrial | OR - Industrial | Existing | Process | Natural Gas | Process Cooling | E3 | PACT BC Ratio | 0 | 0 | 0 | 0 | 0 | 0 | 0 | 0 | 0 | 0 | 0 | 0 | 0 | 0 | 0 | 0 | 0 | 0 | 0 | 0 | 0 | 0 | 0 | 0 | 0 | 0 | 0
F3_Industrial_OR - Industrial_Existing_Process_Natural Gas_Process Cooling_E4 | F3 | Industrial | OR - Industrial | Existing | Process | Natural Gas | Process Cooling | E4 | PACT BC Ratio | 0 | 0 | 0 | 0 | 0 | 0 | 0 | 0 | 0 | 0 | 0 | 0 | 0 | 0 | 0 | 0 | 0 | 0 | 0 | 0 | 0 | 0 | 0 | 0 | 0 | 0 | 0
F3_Industrial_OR - Industrial_Existing_Process_Natural Gas_Process Cooling_E5 | F3 | Industrial | OR - Industrial | Existing | Process | Natural Gas | Process Cooling | E5 | PACT BC Ratio | 0 | 0 | 0 | 0 | 0 | 0 | 0 | 0 | 0 | 0 | 0 | 0 | 0 | 0 | 0 | 0 | 0 | 0 | 0 | 0 | 0 | 0 | 0 | 0 | 0 | 0 | 0
F3_Industrial_OR - Industrial_Existing_Process_Natural Gas_Process Cooling_E6 | F3 | Industrial | OR - Industrial | Existing | Process | Natural Gas | Process Cooling | E6 | PACT BC Ratio | 0 | 0 | 0 | 0 | 0 | 0 | 0 | 0 | 0 | 0 | 0 | 0 | 0 | 0 | 0 | 0 | 0 | 0 | 0 | 0 | 0 | 0 | 0 | 0 | 0 | 0 | 0
F3_Industrial_OR - Industrial_Existing_Process_Natural Gas_Process Cooling_E7 | F3 | Industrial | OR - Industrial | Existing | Process | Natural Gas | Process Cooling | E7 | PACT BC Ratio | 0 | 0 | 0 | 0 | 0 | 0 | 0 | 0 | 0 | 0 | 0 | 0 | 0 | 0 | 0 | 0 | 0 | 0 | 0 | 0 | 0 | 0 | 0 | 0 | 0 | 0 | 0
F3_Industrial_OR - Industrial_Existing_Process_Natural Gas_Process Cooling_E8 | F3 | Industrial | OR - Industrial | Existing | Process | Natural Gas | Process Cooling | E8 | PACT BC Ratio | 0 | 0 | 0 | 0 | 0 | 0 | 0 | 0 | 0 | 0 | 0 | 0 | 0 | 0 | 0 | 0 | 0 | 0 | 0 | 0 | 0 | 0 | 0 | 0 | 0 | 0 | 0
F3_Industrial_OR - Industrial_Existing_Process_Natural Gas_Process Cooling_E9 | F3 | Industrial | OR - Industrial | Existing | Process | Natural Gas | Process Cooling | E9 | PACT BC Ratio | 0 | 0 | 0 | 0 | 0 | 0 | 0 | 0 | 0 | 0 | 0 | 0 | 0 | 0 | 0 | 0 | 0 | 0 | 0 | 0 | 0 | 0 | 0 | 0 | 0 | 0 | 0
F3_Industrial_OR - Industrial_Existing_Process_Natural Gas_Process Cooling_E10 | F3 | Industrial | OR - Industrial | Existing | Process | Natural Gas | Process Cooling | E10 | PACT BC Ratio | 0 | 0 | 0 | 0 | 0 | 0 | 0 | 0 | 0 | 0 | 0 | 0 | 0 | 0 | 0 | 0 | 0 | 0 | 0 | 0 | 0 | 0 | 0 | 0 | 0 | 0 | 0
F4_Industrial_OR - Industrial_Existing_Process_Natural Gas_Process Cooling_E1 | F4 | Industrial | OR - Industrial | Existing | Process | Natural Gas | Process Cooling | E1 | RVT BC Ratio | bar: 2021 to 2047
F4_Industrial_OR - Industrial_Existing_Process_Natural Gas_Process Cooling_E2 | F4 | Industrial | OR - Industrial | Existing | Process | Natural Gas | Process Cooling | E2 | RVT BC Ratio | 0 | 0 | 0 | 0 | 0 | 0 | 0 | 0 | 0 | 0 | 0 | 0 | 0 | 0 | 0 | 0 | 0 | 0 | 0 | 0 | 0 | 0 | 0 | 0 | 0 | 0 | 0
F4_Industrial_OR - Industrial_Existing_Process_Natural Gas_Process Cooling_E3 | F4 | Industrial | OR - Industrial | Existing | Process | Natural Gas | Process Cooling | E3 | RVT BC Ratio | 0 | 0 | 0 | 0 | 0 | 0 | 0 | 0 | 0 | 0 | 0 | 0 | 0 | 0 | 0 | 0 | 0 | 0 | 0 | 0 | 0 | 0 | 0 | 0 | 0 | 0 | 0
F4_Industrial_OR - Industrial_Existing_Process_Natural Gas_Process Cooling_E4 | F4 | Industrial | OR - Industrial | Existing | Process | Natural Gas | Process Cooling | E4 | RVT BC Ratio | 0 | 0 | 0 | 0 | 0 | 0 | 0 | 0 | 0 | 0 | 0 | 0 | 0 | 0 | 0 | 0 | 0 | 0 | 0 | 0 | 0 | 0 | 0 | 0 | 0 | 0 | 0
F4_Industrial_OR - Industrial_Existing_Process_Natural Gas_Process Cooling_E5 | F4 | Industrial | OR - Industrial | Existing | Process | Natural Gas | Process Cooling | E5 | RVT BC Ratio | 0 | 0 | 0 | 0 | 0 | 0 | 0 | 0 | 0 | 0 | 0 | 0 | 0 | 0 | 0 | 0 | 0 | 0 | 0 | 0 | 0 | 0 | 0 | 0 | 0 | 0 | 0
F4_Industrial_OR - Industrial_Existing_Process_Natural Gas_Process Cooling_E6 | F4 | Industrial | OR - Industrial | Existing | Process | Natural Gas | Process Cooling | E6 | RVT BC Ratio | 0 | 0 | 0 | 0 | 0 | 0 | 0 | 0 | 0 | 0 | 0 | 0 | 0 | 0 | 0 | 0 | 0 | 0 | 0 | 0 | 0 | 0 | 0 | 0 | 0 | 0 | 0
F4_Industrial_OR - Industrial_Existing_Process_Natural Gas_Process Cooling_E7 | F4 | Industrial | OR - Industrial | Existing | Process | Natural Gas | Process Cooling | E7 | RVT BC Ratio | 0 | 0 | 0 | 0 | 0 | 0 | 0 | 0 | 0 | 0 | 0 | 0 | 0 | 0 | 0 | 0 | 0 | 0 | 0 | 0 | 0 | 0 | 0 | 0 | 0 | 0 | 0
F4_Industrial_OR - Industrial_Existing_Process_Natural Gas_Process Cooling_E8 | F4 | Industrial | OR - Industrial | Existing | Process | Natural Gas | Process Cooling | E8 | RVT BC Ratio | 0 | 0 | 0 | 0 | 0 | 0 | 0 | 0 | 0 | 0 | 0 | 0 | 0 | 0 | 0 | 0 | 0 | 0 | 0 | 0 | 0 | 0 | 0 | 0 | 0 | 0 | 0
F4_Industrial_OR - Industrial_Existing_Process_Natural Gas_Process Cooling_E9 | F4 | Industrial | OR - Industrial | Existing | Process | Natural Gas | Process Cooling | E9 | RVT BC Ratio | 0 | 0 | 0 | 0 | 0 | 0 | 0 | 0 | 0 | 0 | 0 | 0 | 0 | 0 | 0 | 0 | 0 | 0 | 0 | 0 | 0 | 0 | 0 | 0 | 0 | 0 | 0
F4_Industrial_OR - Industrial_Existing_Process_Natural Gas_Process Cooling_E10 | F4 | Industrial | OR - Industrial | Existing | Process | Natural Gas | Process Cooling | E10 | RVT BC Ratio | 0 | 0 | 0 | 0 | 0 | 0 | 0 | 0 | 0 | 0 | 0 | 0 | 0 | 0 | 0 | 0 | 0 | 0 | 0 | 0 | 0 | 0 | 0 | 0 | 0 | 0 | 0
F5_Industrial_OR - Industrial_Existing_Process_Natural Gas_Process Cooling_E1 | F5 | Industrial | OR - Industrial | Existing | Process | Natural Gas | Process Cooling | E1 | RIM BC Ratio | bar: 2021 to 2047
F5_Industrial_OR - Industrial_Existing_Process_Natural Gas_Process Cooling_E2 | F5 | Industrial | OR - Industrial | Existing | Process | Natural Gas | Process Cooling | E2 | RIM BC Ratio | 0 | 0 | 0 | 0 | 0 | 0 | 0 | 0 | 0 | 0 | 0 | 0 | 0 | 0 | 0 | 0 | 0 | 0 | 0 | 0 | 0 | 0 | 0 | 0 | 0 | 0 | 0
F5_Industrial_OR - Industrial_Existing_Process_Natural Gas_Process Cooling_E3 | F5 | Industrial | OR - Industrial | Existing | Process | Natural Gas | Process Cooling | E3 | RIM BC Ratio | 0 | 0 | 0 | 0 | 0 | 0 | 0 | 0 | 0 | 0 | 0 | 0 | 0 | 0 | 0 | 0 | 0 | 0 | 0 | 0 | 0 | 0 | 0 | 0 | 0 | 0 | 0
F5_Industrial_OR - Industrial_Existing_Process_Natural Gas_Process Cooling_E4 | F5 | Industrial | OR - Industrial | Existing | Process | Natural Gas | Process Cooling | E4 | RIM BC Ratio | 0 | 0 | 0 | 0 | 0 | 0 | 0 | 0 | 0 | 0 | 0 | 0 | 0 | 0 | 0 | 0 | 0 | 0 | 0 | 0 | 0 | 0 | 0 | 0 | 0 | 0 | 0
F5_Industrial_OR - Industrial_Existing_Process_Natural Gas_Process Cooling_E5 | F5 | Industrial | OR - Industrial | Existing | Process | Natural Gas | Process Cooling | E5 | RIM BC Ratio | 0 | 0 | 0 | 0 | 0 | 0 | 0 | 0 | 0 | 0 | 0 | 0 | 0 | 0 | 0 | 0 | 0 | 0 | 0 | 0 | 0 | 0 | 0 | 0 | 0 | 0 | 0
F5_Industrial_OR - Industrial_Existing_Process_Natural Gas_Process Cooling_E6 | F5 | Industrial | OR - Industrial | Existing | Process | Natural Gas | Process Cooling | E6 | RIM BC Ratio | 0 | 0 | 0 | 0 | 0 | 0 | 0 | 0 | 0 | 0 | 0 | 0 | 0 | 0 | 0 | 0 | 0 | 0 | 0 | 0 | 0 | 0 | 0 | 0 | 0 | 0 | 0
F5_Industrial_OR - Industrial_Existing_Process_Natural Gas_Process Cooling_E7 | F5 | Industrial | OR - Industrial | Existing | Process | Natural Gas | Process Cooling | E7 | RIM BC Ratio | 0 | 0 | 0 | 0 | 0 | 0 | 0 | 0 | 0 | 0 | 0 | 0 | 0 | 0 | 0 | 0 | 0 | 0 | 0 | 0 | 0 | 0 | 0 | 0 | 0 | 0 | 0
F5_Industrial_OR - Industrial_Existing_Process_Natural Gas_Process Cooling_E8 | F5 | Industrial | OR - Industrial | Existing | Process | Natural Gas | Process Cooling | E8 | RIM BC Ratio | 0 | 0 | 0 | 0 | 0 | 0 | 0 | 0 | 0 | 0 | 0 | 0 | 0 | 0 | 0 | 0 | 0 | 0 | 0 | 0 | 0 | 0 | 0 | 0 | 0 | 0 | 0
F5_Industrial_OR - Industrial_Existing_Process_Natural Gas_Process Cooling_E9 | F5 | Industrial | OR - Industrial | Existing | Process | Natural Gas | Process Cooling | E9 | RIM BC Ratio | 0 | 0 | 0 | 0 | 0 | 0 | 0 | 0 | 0 | 0 | 0 | 0 | 0 | 0 | 0 | 0 | 0 | 0 | 0 | 0 | 0 | 0 | 0 | 0 | 0 | 0 | 0
F5_Industrial_OR - Industrial_Existing_Process_Natural Gas_Process Cooling_E10 | F5 | Industrial | OR - Industrial | Existing | Process | Natural Gas | Process Cooling | E10 | RIM BC Ratio | 0 | 0 | 0 | 0 | 0 | 0 | 0 | 0 | 0 | 0 | 0 | 0 | 0 | 0 | 0 | 0 | 0 | 0 | 0 | 0 | 0 | 0 | 0 | 0 | 0 | 0 | 0
F0_Industrial_OR - Industrial_Existing_Process_Natural Gas_Other Process_E0 | F0 | Industrial | OR - Industrial | Existing | Process | Natural Gas | Other Process | E0 | Economic Unit | Standard | Standard | Standard | Standard | Standard | Standard | Standard | Standard | Standard | Standard | Standard | Standard | Standard | Standard | Standard | Standard | Standard | Standard | Standard | Standard | Standard | Standard | Standard | Standard | Standard | Standard | Standard
F1_Industrial_OR - Industrial_Existing_Process_Natural Gas_Other Process_E1 | F1 | Industrial | OR - Industrial | Existing | Process | Natural Gas | Other Process | E1 | CCE | 0 | 0 | 0 | 0 | 0 | 0 | 0 | 0 | 0 | 0 | 0 | 0 | 0 | 0 | 0 | 0 | 0 | 0 | 0 | 0 | 0 | 0 | 0 | 0 | 0 | 0 | 0
F1_Industrial_OR - Industrial_Existing_Process_Natural Gas_Other Process_E2 | F1 | Industrial | OR - Industrial | Existing | Process | Natural Gas | Other Process | E2 | CCE | 0 | 0 | 0 | 0 | 0 | 0 | 0 | 0 | 0 | 0 | 0 | 0 | 0 | 0 | 0 | 0 | 0 | 0 | 0 | 0 | 0 | 0 | 0 | 0 | 0 | 0 | 0
F1_Industrial_OR - Industrial_Existing_Process_Natural Gas_Other Process_E3 | F1 | Industrial | OR - Industrial | Existing | Process | Natural Gas | Other Process | E3 | CCE | 0 | 0 | 0 | 0 | 0 | 0 | 0 | 0 | 0 | 0 | 0 | 0 | 0 | 0 | 0 | 0 | 0 | 0 | 0 | 0 | 0 | 0 | 0 | 0 | 0 | 0 | 0
F1_Industrial_OR - Industrial_Existing_Process_Natural Gas_Other Process_E4 | F1 | Industrial | OR - Industrial | Existing | Process | Natural Gas | Other Process | E4 | CCE | 0 | 0 | 0 | 0 | 0 | 0 | 0 | 0 | 0 | 0 | 0 | 0 | 0 | 0 | 0 | 0 | 0 | 0 | 0 | 0 | 0 | 0 | 0 | 0 | 0 | 0 | 0
F1_Industrial_OR - Industrial_Existing_Process_Natural Gas_Other Process_E5 | F1 | Industrial | OR - Industrial | Existing | Process | Natural Gas | Other Process | E5 | CCE | 0 | 0 | 0 | 0 | 0 | 0 | 0 | 0 | 0 | 0 | 0 | 0 | 0 | 0 | 0 | 0 | 0 | 0 | 0 | 0 | 0 | 0 | 0 | 0 | 0 | 0 | 0
F1_Industrial_OR - Industrial_Existing_Process_Natural Gas_Other Process_E6 | F1 | Industrial | OR - Industrial | Existing | Process | Natural Gas | Other Process | E6 | CCE | 0 | 0 | 0 | 0 | 0 | 0 | 0 | 0 | 0 | 0 | 0 | 0 | 0 | 0 | 0 | 0 | 0 | 0 | 0 | 0 | 0 | 0 | 0 | 0 | 0 | 0 | 0
F1_Industrial_OR - Industrial_Existing_Process_Natural Gas_Other Process_E7 | F1 | Industrial | OR - Industrial | Existing | Process | Natural Gas | Other Process | E7 | CCE | 0 | 0 | 0 | 0 | 0 | 0 | 0 | 0 | 0 | 0 | 0 | 0 | 0 | 0 | 0 | 0 | 0 | 0 | 0 | 0 | 0 | 0 | 0 | 0 | 0 | 0 | 0
F1_Industrial_OR - Industrial_Existing_Process_Natural Gas_Other Process_E8 | F1 | Industrial | OR - Industrial | Existing | Process | Natural Gas | Other Process | E8 | CCE | 0 | 0 | 0 | 0 | 0 | 0 | 0 | 0 | 0 | 0 | 0 | 0 | 0 | 0 | 0 | 0 | 0 | 0 | 0 | 0 | 0 | 0 | 0 | 0 | 0 | 0 | 0
F1_Industrial_OR - Industrial_Existing_Process_Natural Gas_Other Process_E9 | F1 | Industrial | OR - Industrial | Existing | Process | Natural Gas | Other Process | E9 | CCE | 0 | 0 | 0 | 0 | 0 | 0 | 0 | 0 | 0 | 0 | 0 | 0 | 0 | 0 | 0 | 0 | 0 | 0 | 0 | 0 | 0 | 0 | 0 | 0 | 0 | 0 | 0
F1_Industrial_OR - Industrial_Existing_Process_Natural Gas_Other Process_E10 | F1 | Industrial | OR - Industrial | Existing | Process | Natural Gas | Other Process | E10 | CCE | 0 | 0 | 0 | 0 | 0 | 0 | 0 | 0 | 0 | 0 | 0 | 0 | 0 | 0 | 0 | 0 | 0 | 0 | 0 | 0 | 0 | 0 | 0 | 0 | 0 | 0 | 0
F2_Industrial_OR - Industrial_Existing_Process_Natural Gas_Other Process_E1 | F2 | Industrial | OR - Industrial | Existing | Process | Natural Gas | Other Process | E1 | TRC BC Ratio | bar: 2021 to 2047
F2_Industrial_OR - Industrial_Existing_Process_Natural Gas_Other Process_E2 | F2 | Industrial | OR - Industrial | Existing | Process | Natural Gas | Other Process | E2 | TRC BC Ratio | 0 | 0 | 0 | 0 | 0 | 0 | 0 | 0 | 0 | 0 | 0 | 0 | 0 | 0 | 0 | 0 | 0 | 0 | 0 | 0 | 0 | 0 | 0 | 0 | 0 | 0 | 0
F2_Industrial_OR - Industrial_Existing_Process_Natural Gas_Other Process_E3 | F2 | Industrial | OR - Industrial | Existing | Process | Natural Gas | Other Process | E3 | TRC BC Ratio | 0 | 0 | 0 | 0 | 0 | 0 | 0 | 0 | 0 | 0 | 0 | 0 | 0 | 0 | 0 | 0 | 0 | 0 | 0 | 0 | 0 | 0 | 0 | 0 | 0 | 0 | 0
F2_Industrial_OR - Industrial_Existing_Process_Natural Gas_Other Process_E4 | F2 | Industrial | OR - Industrial | Existing | Process | Natural Gas | Other Process | E4 | TRC BC Ratio | 0 | 0 | 0 | 0 | 0 | 0 | 0 | 0 | 0 | 0 | 0 | 0 | 0 | 0 | 0 | 0 | 0 | 0 | 0 | 0 | 0 | 0 | 0 | 0 | 0 | 0 | 0
F2_Industrial_OR - Industrial_Existing_Process_Natural Gas_Other Process_E5 | F2 | Industrial | OR - Industrial | Existing | Process | Natural Gas | Other Process | E5 | TRC BC Ratio | 0 | 0 | 0 | 0 | 0 | 0 | 0 | 0 | 0 | 0 | 0 | 0 | 0 | 0 | 0 | 0 | 0 | 0 | 0 | 0 | 0 | 0 | 0 | 0 | 0 | 0 | 0
F2_Industrial_OR - Industrial_Existing_Process_Natural Gas_Other Process_E6 | F2 | Industrial | OR - Industrial | Existing | Process | Natural Gas | Other Process | E6 | TRC BC Ratio | 0 | 0 | 0 | 0 | 0 | 0 | 0 | 0 | 0 | 0 | 0 | 0 | 0 | 0 | 0 | 0 | 0 | 0 | 0 | 0 | 0 | 0 | 0 | 0 | 0 | 0 | 0
F2_Industrial_OR - Industrial_Existing_Process_Natural Gas_Other Process_E7 | F2 | Industrial | OR - Industrial | Existing | Process | Natural Gas | Other Process | E7 | TRC BC Ratio | 0 | 0 | 0 | 0 | 0 | 0 | 0 | 0 | 0 | 0 | 0 | 0 | 0 | 0 | 0 | 0 | 0 | 0 | 0 | 0 | 0 | 0 | 0 | 0 | 0 | 0 | 0
F2_Industrial_OR - Industrial_Existing_Process_Natural Gas_Other Process_E8 | F2 | Industrial | OR - Industrial | Existing | Process | Natural Gas | Other Process | E8 | TRC BC Ratio | 0 | 0 | 0 | 0 | 0 | 0 | 0 | 0 | 0 | 0 | 0 | 0 | 0 | 0 | 0 | 0 | 0 | 0 | 0 | 0 | 0 | 0 | 0 | 0 | 0 | 0 | 0
F2_Industrial_OR - Industrial_Existing_Process_Natural Gas_Other Process_E9 | F2 | Industrial | OR - Industrial | Existing | Process | Natural Gas | Other Process | E9 | TRC BC Ratio | 0 | 0 | 0 | 0 | 0 | 0 | 0 | 0 | 0 | 0 | 0 | 0 | 0 | 0 | 0 | 0 | 0 | 0 | 0 | 0 | 0 | 0 | 0 | 0 | 0 | 0 | 0
F2_Industrial_OR - Industrial_Existing_Process_Natural Gas_Other Process_E10 | F2 | Industrial | OR - Industrial | Existing | Process | Natural Gas | Other Process | E10 | TRC BC Ratio | 0 | 0 | 0 | 0 | 0 | 0 | 0 | 0 | 0 | 0 | 0 | 0 | 0 | 0 | 0 | 0 | 0 | 0 | 0 | 0 | 0 | 0 | 0 | 0 | 0 | 0 | 0
F3_Industrial_OR - Industrial_Existing_Process_Natural Gas_Other Process_E1 | F3 | Industrial | OR - Industrial | Existing | Process | Natural Gas | Other Process | E1 | PACT BC Ratio | bar: 2021 to 2047
F3_Industrial_OR - Industrial_Existing_Process_Natural Gas_Other Process_E2 | F3 | Industrial | OR - Industrial | Existing | Process | Natural Gas | Other Process | E2 | PACT BC Ratio | 0 | 0 | 0 | 0 | 0 | 0 | 0 | 0 | 0 | 0 | 0 | 0 | 0 | 0 | 0 | 0 | 0 | 0 | 0 | 0 | 0 | 0 | 0 | 0 | 0 | 0 | 0
F3_Industrial_OR - Industrial_Existing_Process_Natural Gas_Other Process_E3 | F3 | Industrial | OR - Industrial | Existing | Process | Natural Gas | Other Process | E3 | PACT BC Ratio | 0 | 0 | 0 | 0 | 0 | 0 | 0 | 0 | 0 | 0 | 0 | 0 | 0 | 0 | 0 | 0 | 0 | 0 | 0 | 0 | 0 | 0 | 0 | 0 | 0 | 0 | 0
F3_Industrial_OR - Industrial_Existing_Process_Natural Gas_Other Process_E4 | F3 | Industrial | OR - Industrial | Existing | Process | Natural Gas | Other Process | E4 | PACT BC Ratio | 0 | 0 | 0 | 0 | 0 | 0 | 0 | 0 | 0 | 0 | 0 | 0 | 0 | 0 | 0 | 0 | 0 | 0 | 0 | 0 | 0 | 0 | 0 | 0 | 0 | 0 | 0
F3_Industrial_OR - Industrial_Existing_Process_Natural Gas_Other Process_E5 | F3 | Industrial | OR - Industrial | Existing | Process | Natural Gas | Other Process | E5 | PACT BC Ratio | 0 | 0 | 0 | 0 | 0 | 0 | 0 | 0 | 0 | 0 | 0 | 0 | 0 | 0 | 0 | 0 | 0 | 0 | 0 | 0 | 0 | 0 | 0 | 0 | 0 | 0 | 0
F3_Industrial_OR - Industrial_Existing_Process_Natural Gas_Other Process_E6 | F3 | Industrial | OR - Industrial | Existing | Process | Natural Gas | Other Process | E6 | PACT BC Ratio | 0 | 0 | 0 | 0 | 0 | 0 | 0 | 0 | 0 | 0 | 0 | 0 | 0 | 0 | 0 | 0 | 0 | 0 | 0 | 0 | 0 | 0 | 0 | 0 | 0 | 0 | 0
F3_Industrial_OR - Industrial_Existing_Process_Natural Gas_Other Process_E7 | F3 | Industrial | OR - Industrial | Existing | Process | Natural Gas | Other Process | E7 | PACT BC Ratio | 0 | 0 | 0 | 0 | 0 | 0 | 0 | 0 | 0 | 0 | 0 | 0 | 0 | 0 | 0 | 0 | 0 | 0 | 0 | 0 | 0 | 0 | 0 | 0 | 0 | 0 | 0
F3_Industrial_OR - Industrial_Existing_Process_Natural Gas_Other Process_E8 | F3 | Industrial | OR - Industrial | Existing | Process | Natural Gas | Other Process | E8 | PACT BC Ratio | 0 | 0 | 0 | 0 | 0 | 0 | 0 | 0 | 0 | 0 | 0 | 0 | 0 | 0 | 0 | 0 | 0 | 0 | 0 | 0 | 0 | 0 | 0 | 0 | 0 | 0 | 0
F3_Industrial_OR - Industrial_Existing_Process_Natural Gas_Other Process_E9 | F3 | Industrial | OR - Industrial | Existing | Process | Natural Gas | Other Process | E9 | PACT BC Ratio | 0 | 0 | 0 | 0 | 0 | 0 | 0 | 0 | 0 | 0 | 0 | 0 | 0 | 0 | 0 | 0 | 0 | 0 | 0 | 0 | 0 | 0 | 0 | 0 | 0 | 0 | 0
F3_Industrial_OR - Industrial_Existing_Process_Natural Gas_Other Process_E10 | F3 | Industrial | OR - Industrial | Existing | Process | Natural Gas | Other Process | E10 | PACT BC Ratio | 0 | 0 | 0 | 0 | 0 | 0 | 0 | 0 | 0 | 0 | 0 | 0 | 0 | 0 | 0 | 0 | 0 | 0 | 0 | 0 | 0 | 0 | 0 | 0 | 0 | 0 | 0
F4_Industrial_OR - Industrial_Existing_Process_Natural Gas_Other Process_E1 | F4 | Industrial | OR - Industrial | Existing | Process | Natural Gas | Other Process | E1 | RVT BC Ratio | bar: 2021 to 2047
F4_Industrial_OR - Industrial_Existing_Process_Natural Gas_Other Process_E2 | F4 | Industrial | OR - Industrial | Existing | Process | Natural Gas | Other Process | E2 | RVT BC Ratio | 0 | 0 | 0 | 0 | 0 | 0 | 0 | 0 | 0 | 0 | 0 | 0 | 0 | 0 | 0 | 0 | 0 | 0 | 0 | 0 | 0 | 0 | 0 | 0 | 0 | 0 | 0
F4_Industrial_OR - Industrial_Existing_Process_Natural Gas_Other Process_E3 | F4 | Industrial | OR - Industrial | Existing | Process | Natural Gas | Other Process | E3 | RVT BC Ratio | 0 | 0 | 0 | 0 | 0 | 0 | 0 | 0 | 0 | 0 | 0 | 0 | 0 | 0 | 0 | 0 | 0 | 0 | 0 | 0 | 0 | 0 | 0 | 0 | 0 | 0 | 0
F4_Industrial_OR - Industrial_Existing_Process_Natural Gas_Other Process_E4 | F4 | Industrial | OR - Industrial | Existing | Process | Natural Gas | Other Process | E4 | RVT BC Ratio | 0 | 0 | 0 | 0 | 0 | 0 | 0 | 0 | 0 | 0 | 0 | 0 | 0 | 0 | 0 | 0 | 0 | 0 | 0 | 0 | 0 | 0 | 0 | 0 | 0 | 0 | 0
F4_Industrial_OR - Industrial_Existing_Process_Natural Gas_Other Process_E5 | F4 | Industrial | OR - Industrial | Existing | Process | Natural Gas | Other Process | E5 | RVT BC Ratio | 0 | 0 | 0 | 0 | 0 | 0 | 0 | 0 | 0 | 0 | 0 | 0 | 0 | 0 | 0 | 0 | 0 | 0 | 0 | 0 | 0 | 0 | 0 | 0 | 0 | 0 | 0
F4_Industrial_OR - Industrial_Existing_Process_Natural Gas_Other Process_E6 | F4 | Industrial | OR - Industrial | Existing | Process | Natural Gas | Other Process | E6 | RVT BC Ratio | 0 | 0 | 0 | 0 | 0 | 0 | 0 | 0 | 0 | 0 | 0 | 0 | 0 | 0 | 0 | 0 | 0 | 0 | 0 | 0 | 0 | 0 | 0 | 0 | 0 | 0 | 0
F4_Industrial_OR - Industrial_Existing_Process_Natural Gas_Other Process_E7 | F4 | Industrial | OR - Industrial | Existing | Process | Natural Gas | Other Process | E7 | RVT BC Ratio | 0 | 0 | 0 | 0 | 0 | 0 | 0 | 0 | 0 | 0 | 0 | 0 | 0 | 0 | 0 | 0 | 0 | 0 | 0 | 0 | 0 | 0 | 0 | 0 | 0 | 0 | 0
F4_Industrial_OR - Industrial_Existing_Process_Natural Gas_Other Process_E8 | F4 | Industrial | OR - Industrial | Existing | Process | Natural Gas | Other Process | E8 | RVT BC Ratio | 0 | 0 | 0 | 0 | 0 | 0 | 0 | 0 | 0 | 0 | 0 | 0 | 0 | 0 | 0 | 0 | 0 | 0 | 0 | 0 | 0 | 0 | 0 | 0 | 0 | 0 | 0
F4_Industrial_OR - Industrial_Existing_Process_Natural Gas_Other Process_E9 | F4 | Industrial | OR - Industrial | Existing | Process | Natural Gas | Other Process | E9 | RVT BC Ratio | 0 | 0 | 0 | 0 | 0 | 0 | 0 | 0 | 0 | 0 | 0 | 0 | 0 | 0 | 0 | 0 | 0 | 0 | 0 | 0 | 0 | 0 | 0 | 0 | 0 | 0 | 0
F4_Industrial_OR - Industrial_Existing_Process_Natural Gas_Other Process_E10 | F4 | Industrial | OR - Industrial | Existing | Process | Natural Gas | Other Process | E10 | RVT BC Ratio | 0 | 0 | 0 | 0 | 0 | 0 | 0 | 0 | 0 | 0 | 0 | 0 | 0 | 0 | 0 | 0 | 0 | 0 | 0 | 0 | 0 | 0 | 0 | 0 | 0 | 0 | 0
F5_Industrial_OR - Industrial_Existing_Process_Natural Gas_Other Process_E1 | F5 | Industrial | OR - Industrial | Existing | Process | Natural Gas | Other Process | E1 | RIM BC Ratio | bar: 2021 to 2047
F5_Industrial_OR - Industrial_Existing_Process_Natural Gas_Other Process_E2 | F5 | Industrial | OR - Industrial | Existing | Process | Natural Gas | Other Process | E2 | RIM BC Ratio | 0 | 0 | 0 | 0 | 0 | 0 | 0 | 0 | 0 | 0 | 0 | 0 | 0 | 0 | 0 | 0 | 0 | 0 | 0 | 0 | 0 | 0 | 0 | 0 | 0 | 0 | 0
F5_Industrial_OR - Industrial_Existing_Process_Natural Gas_Other Process_E3 | F5 | Industrial | OR - Industrial | Existing | Process | Natural Gas | Other Process | E3 | RIM BC Ratio | 0 | 0 | 0 | 0 | 0 | 0 | 0 | 0 | 0 | 0 | 0 | 0 | 0 | 0 | 0 | 0 | 0 | 0 | 0 | 0 | 0 | 0 | 0 | 0 | 0 | 0 | 0
F5_Industrial_OR - Industrial_Existing_Process_Natural Gas_Other Process_E4 | F5 | Industrial | OR - Industrial | Existing | Process | Natural Gas | Other Process | E4 | RIM BC Ratio | 0 | 0 | 0 | 0 | 0 | 0 | 0 | 0 | 0 | 0 | 0 | 0 | 0 | 0 | 0 | 0 | 0 | 0 | 0 | 0 | 0 | 0 | 0 | 0 | 0 | 0 | 0
F5_Industrial_OR - Industrial_Existing_Process_Natural Gas_Other Process_E5 | F5 | Industrial | OR - Industrial | Existing | Process | Natural Gas | Other Process | E5 | RIM BC Ratio | 0 | 0 | 0 | 0 | 0 | 0 | 0 | 0 | 0 | 0 | 0 | 0 | 0 | 0 | 0 | 0 | 0 | 0 | 0 | 0 | 0 | 0 | 0 | 0 | 0 | 0 | 0
F5_Industrial_OR - Industrial_Existing_Process_Natural Gas_Other Process_E6 | F5 | Industrial | OR - Industrial | Existing | Process | Natural Gas | Other Process | E6 | RIM BC Ratio | 0 | 0 | 0 | 0 | 0 | 0 | 0 | 0 | 0 | 0 | 0 | 0 | 0 | 0 | 0 | 0 | 0 | 0 | 0 | 0 | 0 | 0 | 0 | 0 | 0 | 0 | 0
F5_Industrial_OR - Industrial_Existing_Process_Natural Gas_Other Process_E7 | F5 | Industrial | OR - Industrial | Existing | Process | Natural Gas | Other Process | E7 | RIM BC Ratio | 0 | 0 | 0 | 0 | 0 | 0 | 0 | 0 | 0 | 0 | 0 | 0 | 0 | 0 | 0 | 0 | 0 | 0 | 0 | 0 | 0 | 0 | 0 | 0 | 0 | 0 | 0
F5_Industrial_OR - Industrial_Existing_Process_Natural Gas_Other Process_E8 | F5 | Industrial | OR - Industrial | Existing | Process | Natural Gas | Other Process | E8 | RIM BC Ratio | 0 | 0 | 0 | 0 | 0 | 0 | 0 | 0 | 0 | 0 | 0 | 0 | 0 | 0 | 0 | 0 | 0 | 0 | 0 | 0 | 0 | 0 | 0 | 0 | 0 | 0 | 0
F5_Industrial_OR - Industrial_Existing_Process_Natural Gas_Other Process_E9 | F5 | Industrial | OR - Industrial | Existing | Process | Natural Gas | Other Process | E9 | RIM BC Ratio | 0 | 0 | 0 | 0 | 0 | 0 | 0 | 0 | 0 | 0 | 0 | 0 | 0 | 0 | 0 | 0 | 0 | 0 | 0 | 0 | 0 | 0 | 0 | 0 | 0 | 0 | 0
F5_Industrial_OR - Industrial_Existing_Process_Natural Gas_Other Process_E10 | F5 | Industrial | OR - Industrial | Existing | Process | Natural Gas | Other Process | E10 | RIM BC Ratio | 0 | 0 | 0 | 0 | 0 | 0 | 0 | 0 | 0 | 0 | 0 | 0 | 0 | 0 | 0 | 0 | 0 | 0 | 0 | 0 | 0 | 0 | 0 | 0 | 0 | 0 | 0
F0_Industrial_OR - Industrial_Existing_Miscellaneous_Natural Gas_Miscellaneous_E0 | F0 | Industrial | OR - Industrial | Existing | Miscellaneous | Natural Gas | Miscellaneous | E0 | Economic Unit | Standard | Standard | Standard | Standard | Standard | Standard | Standard | Standard | Standard | Standard | Standard | Standard | Standard | Standard | Standard | Standard | Standard | Standard | Standard | Standard | Standard | Standard | Standard | Standard | Standard | Standard | Standard
F1_Industrial_OR - Industrial_Existing_Miscellaneous_Natural Gas_Miscellaneous_E1 | F1 | Industrial | OR - Industrial | Existing | Miscellaneous | Natural Gas | Miscellaneous | E1 | CCE | 0 | 0 | 0 | 0 | 0 | 0 | 0 | 0 | 0 | 0 | 0 | 0 | 0 | 0 | 0 | 0 | 0 | 0 | 0 | 0 | 0 | 0 | 0 | 0 | 0 | 0 | 0
F1_Industrial_OR - Industrial_Existing_Miscellaneous_Natural Gas_Miscellaneous_E2 | F1 | Industrial | OR - Industrial | Existing | Miscellaneous | Natural Gas | Miscellaneous | E2 | CCE | 0 | 0 | 0 | 0 | 0 | 0 | 0 | 0 | 0 | 0 | 0 | 0 | 0 | 0 | 0 | 0 | 0 | 0 | 0 | 0 | 0 | 0 | 0 | 0 | 0 | 0 | 0
F1_Industrial_OR - Industrial_Existing_Miscellaneous_Natural Gas_Miscellaneous_E3 | F1 | Industrial | OR - Industrial | Existing | Miscellaneous | Natural Gas | Miscellaneous | E3 | CCE | 0 | 0 | 0 | 0 | 0 | 0 | 0 | 0 | 0 | 0 | 0 | 0 | 0 | 0 | 0 | 0 | 0 | 0 | 0 | 0 | 0 | 0 | 0 | 0 | 0 | 0 | 0
F1_Industrial_OR - Industrial_Existing_Miscellaneous_Natural Gas_Miscellaneous_E4 | F1 | Industrial | OR - Industrial | Existing | Miscellaneous | Natural Gas | Miscellaneous | E4 | CCE | 0 | 0 | 0 | 0 | 0 | 0 | 0 | 0 | 0 | 0 | 0 | 0 | 0 | 0 | 0 | 0 | 0 | 0 | 0 | 0 | 0 | 0 | 0 | 0 | 0 | 0 | 0
F1_Industrial_OR - Industrial_Existing_Miscellaneous_Natural Gas_Miscellaneous_E5 | F1 | Industrial | OR - Industrial | Existing | Miscellaneous | Natural Gas | Miscellaneous | E5 | CCE | 0 | 0 | 0 | 0 | 0 | 0 | 0 | 0 | 0 | 0 | 0 | 0 | 0 | 0 | 0 | 0 | 0 | 0 | 0 | 0 | 0 | 0 | 0 | 0 | 0 | 0 | 0
F1_Industrial_OR - Industrial_Existing_Miscellaneous_Natural Gas_Miscellaneous_E6 | F1 | Industrial | OR - Industrial | Existing | Miscellaneous | Natural Gas | Miscellaneous | E6 | CCE | 0 | 0 | 0 | 0 | 0 | 0 | 0 | 0 | 0 | 0 | 0 | 0 | 0 | 0 | 0 | 0 | 0 | 0 | 0 | 0 | 0 | 0 | 0 | 0 | 0 | 0 | 0
F1_Industrial_OR - Industrial_Existing_Miscellaneous_Natural Gas_Miscellaneous_E7 | F1 | Industrial | OR - Industrial | Existing | Miscellaneous | Natural Gas | Miscellaneous | E7 | CCE | 0 | 0 | 0 | 0 | 0 | 0 | 0 | 0 | 0 | 0 | 0 | 0 | 0 | 0 | 0 | 0 | 0 | 0 | 0 | 0 | 0 | 0 | 0 | 0 | 0 | 0 | 0
F1_Industrial_OR - Industrial_Existing_Miscellaneous_Natural Gas_Miscellaneous_E8 | F1 | Industrial | OR - Industrial | Existing | Miscellaneous | Natural Gas | Miscellaneous | E8 | CCE | 0 | 0 | 0 | 0 | 0 | 0 | 0 | 0 | 0 | 0 | 0 | 0 | 0 | 0 | 0 | 0 | 0 | 0 | 0 | 0 | 0 | 0 | 0 | 0 | 0 | 0 | 0
F1_Industrial_OR - Industrial_Existing_Miscellaneous_Natural Gas_Miscellaneous_E9 | F1 | Industrial | OR - Industrial | Existing | Miscellaneous | Natural Gas | Miscellaneous | E9 | CCE | 0 | 0 | 0 | 0 | 0 | 0 | 0 | 0 | 0 | 0 | 0 | 0 | 0 | 0 | 0 | 0 | 0 | 0 | 0 | 0 | 0 | 0 | 0 | 0 | 0 | 0 | 0
F1_Industrial_OR - Industrial_Existing_Miscellaneous_Natural Gas_Miscellaneous_E10 | F1 | Industrial | OR - Industrial | Existing | Miscellaneous | Natural Gas | Miscellaneous | E10 | CCE | 0 | 0 | 0 | 0 | 0 | 0 | 0 | 0 | 0 | 0 | 0 | 0 | 0 | 0 | 0 | 0 | 0 | 0 | 0 | 0 | 0 | 0 | 0 | 0 | 0 | 0 | 0
F2_Industrial_OR - Industrial_Existing_Miscellaneous_Natural Gas_Miscellaneous_E1 | F2 | Industrial | OR - Industrial | Existing | Miscellaneous | Natural Gas | Miscellaneous | E1 | TRC BC Ratio | bar: 2021 to 2047
F2_Industrial_OR - Industrial_Existing_Miscellaneous_Natural Gas_Miscellaneous_E2 | F2 | Industrial | OR - Industrial | Existing | Miscellaneous | Natural Gas | Miscellaneous | E2 | TRC BC Ratio | 0 | 0 | 0 | 0 | 0 | 0 | 0 | 0 | 0 | 0 | 0 | 0 | 0 | 0 | 0 | 0 | 0 | 0 | 0 | 0 | 0 | 0 | 0 | 0 | 0 | 0 | 0
F2_Industrial_OR - Industrial_Existing_Miscellaneous_Natural Gas_Miscellaneous_E3 | F2 | Industrial | OR - Industrial | Existing | Miscellaneous | Natural Gas | Miscellaneous | E3 | TRC BC Ratio | 0 | 0 | 0 | 0 | 0 | 0 | 0 | 0 | 0 | 0 | 0 | 0 | 0 | 0 | 0 | 0 | 0 | 0 | 0 | 0 | 0 | 0 | 0 | 0 | 0 | 0 | 0
F2_Industrial_OR - Industrial_Existing_Miscellaneous_Natural Gas_Miscellaneous_E4 | F2 | Industrial | OR - Industrial | Existing | Miscellaneous | Natural Gas | Miscellaneous | E4 | TRC BC Ratio | 0 | 0 | 0 | 0 | 0 | 0 | 0 | 0 | 0 | 0 | 0 | 0 | 0 | 0 | 0 | 0 | 0 | 0 | 0 | 0 | 0 | 0 | 0 | 0 | 0 | 0 | 0
F2_Industrial_OR - Industrial_Existing_Miscellaneous_Natural Gas_Miscellaneous_E5 | F2 | Industrial | OR - Industrial | Existing | Miscellaneous | Natural Gas | Miscellaneous | E5 | TRC BC Ratio | 0 | 0 | 0 | 0 | 0 | 0 | 0 | 0 | 0 | 0 | 0 | 0 | 0 | 0 | 0 | 0 | 0 | 0 | 0 | 0 | 0 | 0 | 0 | 0 | 0 | 0 | 0
F2_Industrial_OR - Industrial_Existing_Miscellaneous_Natural Gas_Miscellaneous_E6 | F2 | Industrial | OR - Industrial | Existing | Miscellaneous | Natural Gas | Miscellaneous | E6 | TRC BC Ratio | 0 | 0 | 0 | 0 | 0 | 0 | 0 | 0 | 0 | 0 | 0 | 0 | 0 | 0 | 0 | 0 | 0 | 0 | 0 | 0 | 0 | 0 | 0 | 0 | 0 | 0 | 0
F2_Industrial_OR - Industrial_Existing_Miscellaneous_Natural Gas_Miscellaneous_E7 | F2 | Industrial | OR - Industrial | Existing | Miscellaneous | Natural Gas | Miscellaneous | E7 | TRC BC Ratio | 0 | 0 | 0 | 0 | 0 | 0 | 0 | 0 | 0 | 0 | 0 | 0 | 0 | 0 | 0 | 0 | 0 | 0 | 0 | 0 | 0 | 0 | 0 | 0 | 0 | 0 | 0
F2_Industrial_OR - Industrial_Existing_Miscellaneous_Natural Gas_Miscellaneous_E8 | F2 | Industrial | OR - Industrial | Existing | Miscellaneous | Natural Gas | Miscellaneous | E8 | TRC BC Ratio | 0 | 0 | 0 | 0 | 0 | 0 | 0 | 0 | 0 | 0 | 0 | 0 | 0 | 0 | 0 | 0 | 0 | 0 | 0 | 0 | 0 | 0 | 0 | 0 | 0 | 0 | 0
F2_Industrial_OR - Industrial_Existing_Miscellaneous_Natural Gas_Miscellaneous_E9 | F2 | Industrial | OR - Industrial | Existing | Miscellaneous | Natural Gas | Miscellaneous | E9 | TRC BC Ratio | 0 | 0 | 0 | 0 | 0 | 0 | 0 | 0 | 0 | 0 | 0 | 0 | 0 | 0 | 0 | 0 | 0 | 0 | 0 | 0 | 0 | 0 | 0 | 0 | 0 | 0 | 0
F2_Industrial_OR - Industrial_Existing_Miscellaneous_Natural Gas_Miscellaneous_E10 | F2 | Industrial | OR - Industrial | Existing | Miscellaneous | Natural Gas | Miscellaneous | E10 | TRC BC Ratio | 0 | 0 | 0 | 0 | 0 | 0 | 0 | 0 | 0 | 0 | 0 | 0 | 0 | 0 | 0 | 0 | 0 | 0 | 0 | 0 | 0 | 0 | 0 | 0 | 0 | 0 | 0
F3_Industrial_OR - Industrial_Existing_Miscellaneous_Natural Gas_Miscellaneous_E1 | F3 | Industrial | OR - Industrial | Existing | Miscellaneous | Natural Gas | Miscellaneous | E1 | PACT BC Ratio | bar: 2021 to 2047
F3_Industrial_OR - Industrial_Existing_Miscellaneous_Natural Gas_Miscellaneous_E2 | F3 | Industrial | OR - Industrial | Existing | Miscellaneous | Natural Gas | Miscellaneous | E2 | PACT BC Ratio | 0 | 0 | 0 | 0 | 0 | 0 | 0 | 0 | 0 | 0 | 0 | 0 | 0 | 0 | 0 | 0 | 0 | 0 | 0 | 0 | 0 | 0 | 0 | 0 | 0 | 0 | 0
F3_Industrial_OR - Industrial_Existing_Miscellaneous_Natural Gas_Miscellaneous_E3 | F3 | Industrial | OR - Industrial | Existing | Miscellaneous | Natural Gas | Miscellaneous | E3 | PACT BC Ratio | 0 | 0 | 0 | 0 | 0 | 0 | 0 | 0 | 0 | 0 | 0 | 0 | 0 | 0 | 0 | 0 | 0 | 0 | 0 | 0 | 0 | 0 | 0 | 0 | 0 | 0 | 0
F3_Industrial_OR - Industrial_Existing_Miscellaneous_Natural Gas_Miscellaneous_E4 | F3 | Industrial | OR - Industrial | Existing | Miscellaneous | Natural Gas | Miscellaneous | E4 | PACT BC Ratio | 0 | 0 | 0 | 0 | 0 | 0 | 0 | 0 | 0 | 0 | 0 | 0 | 0 | 0 | 0 | 0 | 0 | 0 | 0 | 0 | 0 | 0 | 0 | 0 | 0 | 0 | 0
F3_Industrial_OR - Industrial_Existing_Miscellaneous_Natural Gas_Miscellaneous_E5 | F3 | Industrial | OR - Industrial | Existing | Miscellaneous | Natural Gas | Miscellaneous | E5 | PACT BC Ratio | 0 | 0 | 0 | 0 | 0 | 0 | 0 | 0 | 0 | 0 | 0 | 0 | 0 | 0 | 0 | 0 | 0 | 0 | 0 | 0 | 0 | 0 | 0 | 0 | 0 | 0 | 0
F3_Industrial_OR - Industrial_Existing_Miscellaneous_Natural Gas_Miscellaneous_E6 | F3 | Industrial | OR - Industrial | Existing | Miscellaneous | Natural Gas | Miscellaneous | E6 | PACT BC Ratio | 0 | 0 | 0 | 0 | 0 | 0 | 0 | 0 | 0 | 0 | 0 | 0 | 0 | 0 | 0 | 0 | 0 | 0 | 0 | 0 | 0 | 0 | 0 | 0 | 0 | 0 | 0
F3_Industrial_OR - Industrial_Existing_Miscellaneous_Natural Gas_Miscellaneous_E7 | F3 | Industrial | OR - Industrial | Existing | Miscellaneous | Natural Gas | Miscellaneous | E7 | PACT BC Ratio | 0 | 0 | 0 | 0 | 0 | 0 | 0 | 0 | 0 | 0 | 0 | 0 | 0 | 0 | 0 | 0 | 0 | 0 | 0 | 0 | 0 | 0 | 0 | 0 | 0 | 0 | 0
F3_Industrial_OR - Industrial_Existing_Miscellaneous_Natural Gas_Miscellaneous_E8 | F3 | Industrial | OR - Industrial | Existing | Miscellaneous | Natural Gas | Miscellaneous | E8 | PACT BC Ratio | 0 | 0 | 0 | 0 | 0 | 0 | 0 | 0 | 0 | 0 | 0 | 0 | 0 | 0 | 0 | 0 | 0 | 0 | 0 | 0 | 0 | 0 | 0 | 0 | 0 | 0 | 0
F3_Industrial_OR - Industrial_Existing_Miscellaneous_Natural Gas_Miscellaneous_E9 | F3 | Industrial | OR - Industrial | Existing | Miscellaneous | Natural Gas | Miscellaneous | E9 | PACT BC Ratio | 0 | 0 | 0 | 0 | 0 | 0 | 0 | 0 | 0 | 0 | 0 | 0 | 0 | 0 | 0 | 0 | 0 | 0 | 0 | 0 | 0 | 0 | 0 | 0 | 0 | 0 | 0
F3_Industrial_OR - Industrial_Existing_Miscellaneous_Natural Gas_Miscellaneous_E10 | F3 | Industrial | OR - Industrial | Existing | Miscellaneous | Natural Gas | Miscellaneous | E10 | PACT BC Ratio | 0 | 0 | 0 | 0 | 0 | 0 | 0 | 0 | 0 | 0 | 0 | 0 | 0 | 0 | 0 | 0 | 0 | 0 | 0 | 0 | 0 | 0 | 0 | 0 | 0 | 0 | 0
F4_Industrial_OR - Industrial_Existing_Miscellaneous_Natural Gas_Miscellaneous_E1 | F4 | Industrial | OR - Industrial | Existing | Miscellaneous | Natural Gas | Miscellaneous | E1 | RVT BC Ratio | bar: 2021 to 2047
F4_Industrial_OR - Industrial_Existing_Miscellaneous_Natural Gas_Miscellaneous_E2 | F4 | Industrial | OR - Industrial | Existing | Miscellaneous | Natural Gas | Miscellaneous | E2 | RVT BC Ratio | 0 | 0 | 0 | 0 | 0 | 0 | 0 | 0 | 0 | 0 | 0 | 0 | 0 | 0 | 0 | 0 | 0 | 0 | 0 | 0 | 0 | 0 | 0 | 0 | 0 | 0 | 0
F4_Industrial_OR - Industrial_Existing_Miscellaneous_Natural Gas_Miscellaneous_E3 | F4 | Industrial | OR - Industrial | Existing | Miscellaneous | Natural Gas | Miscellaneous | E3 | RVT BC Ratio | 0 | 0 | 0 | 0 | 0 | 0 | 0 | 0 | 0 | 0 | 0 | 0 | 0 | 0 | 0 | 0 | 0 | 0 | 0 | 0 | 0 | 0 | 0 | 0 | 0 | 0 | 0
F4_Industrial_OR - Industrial_Existing_Miscellaneous_Natural Gas_Miscellaneous_E4 | F4 | Industrial | OR - Industrial | Existing | Miscellaneous | Natural Gas | Miscellaneous | E4 | RVT BC Ratio | 0 | 0 | 0 | 0 | 0 | 0 | 0 | 0 | 0 | 0 | 0 | 0 | 0 | 0 | 0 | 0 | 0 | 0 | 0 | 0 | 0 | 0 | 0 | 0 | 0 | 0 | 0
F4_Industrial_OR - Industrial_Existing_Miscellaneous_Natural Gas_Miscellaneous_E5 | F4 | Industrial | OR - Industrial | Existing | Miscellaneous | Natural Gas | Miscellaneous | E5 | RVT BC Ratio | 0 | 0 | 0 | 0 | 0 | 0 | 0 | 0 | 0 | 0 | 0 | 0 | 0 | 0 | 0 | 0 | 0 | 0 | 0 | 0 | 0 | 0 | 0 | 0 | 0 | 0 | 0
F4_Industrial_OR - Industrial_Existing_Miscellaneous_Natural Gas_Miscellaneous_E6 | F4 | Industrial | OR - Industrial | Existing | Miscellaneous | Natural Gas | Miscellaneous | E6 | RVT BC Ratio | 0 | 0 | 0 | 0 | 0 | 0 | 0 | 0 | 0 | 0 | 0 | 0 | 0 | 0 | 0 | 0 | 0 | 0 | 0 | 0 | 0 | 0 | 0 | 0 | 0 | 0 | 0
F4_Industrial_OR - Industrial_Existing_Miscellaneous_Natural Gas_Miscellaneous_E7 | F4 | Industrial | OR - Industrial | Existing | Miscellaneous | Natural Gas | Miscellaneous | E7 | RVT BC Ratio | 0 | 0 | 0 | 0 | 0 | 0 | 0 | 0 | 0 | 0 | 0 | 0 | 0 | 0 | 0 | 0 | 0 | 0 | 0 | 0 | 0 | 0 | 0 | 0 | 0 | 0 | 0
F4_Industrial_OR - Industrial_Existing_Miscellaneous_Natural Gas_Miscellaneous_E8 | F4 | Industrial | OR - Industrial | Existing | Miscellaneous | Natural Gas | Miscellaneous | E8 | RVT BC Ratio | 0 | 0 | 0 | 0 | 0 | 0 | 0 | 0 | 0 | 0 | 0 | 0 | 0 | 0 | 0 | 0 | 0 | 0 | 0 | 0 | 0 | 0 | 0 | 0 | 0 | 0 | 0
F4_Industrial_OR - Industrial_Existing_Miscellaneous_Natural Gas_Miscellaneous_E9 | F4 | Industrial | OR - Industrial | Existing | Miscellaneous | Natural Gas | Miscellaneous | E9 | RVT BC Ratio | 0 | 0 | 0 | 0 | 0 | 0 | 0 | 0 | 0 | 0 | 0 | 0 | 0 | 0 | 0 | 0 | 0 | 0 | 0 | 0 | 0 | 0 | 0 | 0 | 0 | 0 | 0
F4_Industrial_OR - Industrial_Existing_Miscellaneous_Natural Gas_Miscellaneous_E10 | F4 | Industrial | OR - Industrial | Existing | Miscellaneous | Natural Gas | Miscellaneous | E10 | RVT BC Ratio | 0 | 0 | 0 | 0 | 0 | 0 | 0 | 0 | 0 | 0 | 0 | 0 | 0 | 0 | 0 | 0 | 0 | 0 | 0 | 0 | 0 | 0 | 0 | 0 | 0 | 0 | 0
F5_Industrial_OR - Industrial_Existing_Miscellaneous_Natural Gas_Miscellaneous_E1 | F5 | Industrial | OR - Industrial | Existing | Miscellaneous | Natural Gas | Miscellaneous | E1 | RIM BC Ratio | bar: 2021 to 2047
F5_Industrial_OR - Industrial_Existing_Miscellaneous_Natural Gas_Miscellaneous_E2 | F5 | Industrial | OR - Industrial | Existing | Miscellaneous | Natural Gas | Miscellaneous | E2 | RIM BC Ratio | 0 | 0 | 0 | 0 | 0 | 0 | 0 | 0 | 0 | 0 | 0 | 0 | 0 | 0 | 0 | 0 | 0 | 0 | 0 | 0 | 0 | 0 | 0 | 0 | 0 | 0 | 0
F5_Industrial_OR - Industrial_Existing_Miscellaneous_Natural Gas_Miscellaneous_E3 | F5 | Industrial | OR - Industrial | Existing | Miscellaneous | Natural Gas | Miscellaneous | E3 | RIM BC Ratio | 0 | 0 | 0 | 0 | 0 | 0 | 0 | 0 | 0 | 0 | 0 | 0 | 0 | 0 | 0 | 0 | 0 | 0 | 0 | 0 | 0 | 0 | 0 | 0 | 0 | 0 | 0
F5_Industrial_OR - Industrial_Existing_Miscellaneous_Natural Gas_Miscellaneous_E4 | F5 | Industrial | OR - Industrial | Existing | Miscellaneous | Natural Gas | Miscellaneous | E4 | RIM BC Ratio | 0 | 0 | 0 | 0 | 0 | 0 | 0 | 0 | 0 | 0 | 0 | 0 | 0 | 0 | 0 | 0 | 0 | 0 | 0 | 0 | 0 | 0 | 0 | 0 | 0 | 0 | 0
F5_Industrial_OR - Industrial_Existing_Miscellaneous_Natural Gas_Miscellaneous_E5 | F5 | Industrial | OR - Industrial | Existing | Miscellaneous | Natural Gas | Miscellaneous | E5 | RIM BC Ratio | 0 | 0 | 0 | 0 | 0 | 0 | 0 | 0 | 0 | 0 | 0 | 0 | 0 | 0 | 0 | 0 | 0 | 0 | 0 | 0 | 0 | 0 | 0 | 0 | 0 | 0 | 0
F5_Industrial_OR - Industrial_Existing_Miscellaneous_Natural Gas_Miscellaneous_E6 | F5 | Industrial | OR - Industrial | Existing | Miscellaneous | Natural Gas | Miscellaneous | E6 | RIM BC Ratio | 0 | 0 | 0 | 0 | 0 | 0 | 0 | 0 | 0 | 0 | 0 | 0 | 0 | 0 | 0 | 0 | 0 | 0 | 0 | 0 | 0 | 0 | 0 | 0 | 0 | 0 | 0
F5_Industrial_OR - Industrial_Existing_Miscellaneous_Natural Gas_Miscellaneous_E7 | F5 | Industrial | OR - Industrial | Existing | Miscellaneous | Natural Gas | Miscellaneous | E7 | RIM BC Ratio | 0 | 0 | 0 | 0 | 0 | 0 | 0 | 0 | 0 | 0 | 0 | 0 | 0 | 0 | 0 | 0 | 0 | 0 | 0 | 0 | 0 | 0 | 0 | 0 | 0 | 0 | 0
F5_Industrial_OR - Industrial_Existing_Miscellaneous_Natural Gas_Miscellaneous_E8 | F5 | Industrial | OR - Industrial | Existing | Miscellaneous | Natural Gas | Miscellaneous | E8 | RIM BC Ratio | 0 | 0 | 0 | 0 | 0 | 0 | 0 | 0 | 0 | 0 | 0 | 0 | 0 | 0 | 0 | 0 | 0 | 0 | 0 | 0 | 0 | 0 | 0 | 0 | 0 | 0 | 0
F5_Industrial_OR - Industrial_Existing_Miscellaneous_Natural Gas_Miscellaneous_E9 | F5 | Industrial | OR - Industrial | Existing | Miscellaneous | Natural Gas | Miscellaneous | E9 | RIM BC Ratio | 0 | 0 | 0 | 0 | 0 | 0 | 0 | 0 | 0 | 0 | 0 | 0 | 0 | 0 | 0 | 0 | 0 | 0 | 0 | 0 | 0 | 0 | 0 | 0 | 0 | 0 | 0
F5_Industrial_OR - Industrial_Existing_Miscellaneous_Natural Gas_Miscellaneous_E10 | F5 | Industrial | OR - Industrial | Existing | Miscellaneous | Natural Gas | Miscellaneous | E10 | RIM BC Ratio | 0 | 0 | 0 | 0 | 0 | 0 | 0 | 0 | 0 | 0 | 0 | 0 | 0 | 0 | 0 | 0 | 0 | 0 | 0 | 0 | 0 | 0 | 0 | 0 | 0 | 0 | 0
F0_Industrial_OR - Industrial_New_Space Heating_Natural Gas_Furnace_E0 | F0 | Industrial | OR - Industrial | New | Space Heating | Natural Gas | Furnace | E0 | Economic Unit | AFUE 96% | AFUE 96% | AFUE 96% | AFUE 96% | AFUE 96% | AFUE 96% | AFUE 96% | AFUE 96% | AFUE 96% | AFUE 96% | AFUE 96% | AFUE 96% | AFUE 96% | AFUE 96% | AFUE 96% | AFUE 96% | AFUE 96% | AFUE 96% | AFUE 96% | AFUE 96% | AFUE 96% | AFUE 96% | AFUE 96% | AFUE 96% | AFUE 96% | AFUE 96% | AFUE 96%
F1_Industrial_OR - Industrial_New_Space Heating_Natural Gas_Furnace_E1 | F1 | Industrial | OR - Industrial | New | Space Heating | Natural Gas | Furnace | E1 | CCE | 0 | 0 | 0 | 0 | 0 | 0 | 0 | 0 | 0 | 0 | 0 | 0 | 0 | 0 | 0 | 0 | 0 | 0 | 0 | 0 | 0 | 0 | 0 | 0 | 0 | 0 | 0
F1_Industrial_OR - Industrial_New_Space Heating_Natural Gas_Furnace_E2 | F1 | Industrial | OR - Industrial | New | Space Heating | Natural Gas | Furnace | E2 | CCE | 0.0026267 | 0.0024416 | 0.0024511 | 0 | 0 | 0 | 0 | 0 | 0 | 0 | 0 | 0 | 0 | 0 | 0 | 0 | 0 | 0 | 0 | 0 | 0 | 0 | 0 | 0 | 0 | 0 | 0
F1_Industrial_OR - Industrial_New_Space Heating_Natural Gas_Furnace_E3 | F1 | Industrial | OR - Industrial | New | Space Heating | Natural Gas | Furnace | E3 | CCE | 0.0035023 | 0.0032555 | 0.0032681 | 0.0049022 | 0.0049022 | 0.0049022 | 0.0049022 | 0.0049022 | 0.0049022 | 0.0049022 | 0.0049022 | 0.0049022 | 0.0049022 | 0.0049022 | 0.0049022 | 0.0049022 | 0.0049022 | 0.0049022 | 0.0049022 | 0.0049022 | 0.0049022 | 0.0049022 | 0.0049022 | 0.0049022 | 0.0049022 | 0.0049022 | 0.0049022
F1_Industrial_OR - Industrial_New_Space Heating_Natural Gas_Furnace_E4 | F1 | Industrial | OR - Industrial | New | Space Heating | Natural Gas | Furnace | E4 | CCE | 0 | 0 | 0 | 0 | 0 | 0 | 0 | 0 | 0 | 0 | 0 | 0 | 0 | 0 | 0 | 0 | 0 | 0 | 0 | 0 | 0 | 0 | 0 | 0 | 0 | 0 | 0
F1_Industrial_OR - Industrial_New_Space Heating_Natural Gas_Furnace_E5 | F1 | Industrial | OR - Industrial | New | Space Heating | Natural Gas | Furnace | E5 | CCE | 0 | 0 | 0 | 0 | 0 | 0 | 0 | 0 | 0 | 0 | 0 | 0 | 0 | 0 | 0 | 0 | 0 | 0 | 0 | 0 | 0 | 0 | 0 | 0 | 0 | 0 | 0
F1_Industrial_OR - Industrial_New_Space Heating_Natural Gas_Furnace_E6 | F1 | Industrial | OR - Industrial | New | Space Heating | Natural Gas | Furnace | E6 | CCE | 0 | 0 | 0 | 0 | 0 | 0 | 0 | 0 | 0 | 0 | 0 | 0 | 0 | 0 | 0 | 0 | 0 | 0 | 0 | 0 | 0 | 0 | 0 | 0 | 0 | 0 | 0
F1_Industrial_OR - Industrial_New_Space Heating_Natural Gas_Furnace_E7 | F1 | Industrial | OR - Industrial | New | Space Heating | Natural Gas | Furnace | E7 | CCE | 0 | 0 | 0 | 0 | 0 | 0 | 0 | 0 | 0 | 0 | 0 | 0 | 0 | 0 | 0 | 0 | 0 | 0 | 0 | 0 | 0 | 0 | 0 | 0 | 0 | 0 | 0
F1_Industrial_OR - Industrial_New_Space Heating_Natural Gas_Furnace_E8 | F1 | Industrial | OR - Industrial | New | Space Heating | Natural Gas | Furnace | E8 | CCE | 0 | 0 | 0 | 0 | 0 | 0 | 0 | 0 | 0 | 0 | 0 | 0 | 0 | 0 | 0 | 0 | 0 | 0 | 0 | 0 | 0 | 0 | 0 | 0 | 0 | 0 | 0
F1_Industrial_OR - Industrial_New_Space Heating_Natural Gas_Furnace_E9 | F1 | Industrial | OR - Industrial | New | Space Heating | Natural Gas | Furnace | E9 | CCE | 0 | 0 | 0 | 0 | 0 | 0 | 0 | 0 | 0 | 0 | 0 | 0 | 0 | 0 | 0 | 0 | 0 | 0 | 0 | 0 | 0 | 0 | 0 | 0 | 0 | 0 | 0
F1_Industrial_OR - Industrial_New_Space Heating_Natural Gas_Furnace_E10 | F1 | Industrial | OR - Industrial | New | Space Heating | Natural Gas | Furnace | E10 | CCE | 0 | 0 | 0 | 0 | 0 | 0 | 0 | 0 | 0 | 0 | 0 | 0 | 0 | 0 | 0 | 0 | 0 | 0 | 0 | 0 | 0 | 0 | 0 | 0 | 0 | 0 | 0
F2_Industrial_OR - Industrial_New_Space Heating_Natural Gas_Furnace_E1 | F2 | Industrial | OR - Industrial | New | Space Heating | Natural Gas | Furnace | E1 | TRC BC Ratio | 1 | 1 | 1 | 0 | 0 | 0 | 0 | 0 | 0 | 0 | 0 | 0 | 0 | 0 | 0 | 0 | 0 | 0 | 0 | 0 | 0 | 0 | 0 | 0 | 0 | 0 | 0
F2_Industrial_OR - Industrial_New_Space Heating_Natural Gas_Furnace_E2 | F2 | Industrial | OR - Industrial | New | Space Heating | Natural Gas | Furnace | E2 | TRC BC Ratio | 5.9036 | 6.3092 | 6.7663 | 1 | 1 | 1 | 1 | 1 | 1 | 1 | 1 | 1 | 1 | 1 | 1 | 1 | 1 | 1 | 1 | 1 | 1 | 1 | 1 | 1 | 1 | 1 | 1
F2_Industrial_OR - Industrial_New_Space Heating_Natural Gas_Furnace_E3 | F2 | Industrial | OR - Industrial | New | Space Heating | Natural Gas | Furnace | E3 | TRC BC Ratio | 4.4277 | 4.7319 | 5.0747 | 3.4569 | 3.5069 | 3.5341 | 3.5518 | 3.5629 | 3.5673 | 3.567 | 3.5673 | 3.5687 | 3.5709 | 3.5747 | 3.5789 | 3.5845 | 3.5922 | 3.6007 | 3.6102 | 3.6211 | 3.6331 | 3.6463 | 3.6607 | 3.6775 | 3.6955 | 3.7136 | 3.7318
F2_Industrial_OR - Industrial_New_Space Heating_Natural Gas_Furnace_E4 | F2 | Industrial | OR - Industrial | New | Space Heating | Natural Gas | Furnace | E4 | TRC BC Ratio | 0 | 0 | 0 | 0 | 0 | 0 | 0 | 0 | 0 | 0 | 0 | 0 | 0 | 0 | 0 | 0 | 0 | 0 | 0 | 0 | 0 | 0 | 0 | 0 | 0 | 0 | 0
F2_Industrial_OR - Industrial_New_Space Heating_Natural Gas_Furnace_E5 | F2 | Industrial | OR - Industrial | New | Space Heating | Natural Gas | Furnace | E5 | TRC BC Ratio | 0 | 0 | 0 | 0 | 0 | 0 | 0 | 0 | 0 | 0 | 0 | 0 | 0 | 0 | 0 | 0 | 0 | 0 | 0 | 0 | 0 | 0 | 0 | 0 | 0 | 0 | 0
F2_Industrial_OR - Industrial_New_Space Heating_Natural Gas_Furnace_E6 | F2 | Industrial | OR - Industrial | New | Space Heating | Natural Gas | Furnace | E6 | TRC BC Ratio | 0 | 0 | 0 | 0 | 0 | 0 | 0 | 0 | 0 | 0 | 0 | 0 | 0 | 0 | 0 | 0 | 0 | 0 | 0 | 0 | 0 | 0 | 0 | 0 | 0 | 0 | 0
F2_Industrial_OR - Industrial_New_Space Heating_Natural Gas_Furnace_E7 | F2 | Industrial | OR - Industrial | New | Space Heating | Natural Gas | Furnace | E7 | TRC BC Ratio | 0 | 0 | 0 | 0 | 0 | 0 | 0 | 0 | 0 | 0 | 0 | 0 | 0 | 0 | 0 | 0 | 0 | 0 | 0 | 0 | 0 | 0 | 0 | 0 | 0 | 0 | 0
F2_Industrial_OR - Industrial_New_Space Heating_Natural Gas_Furnace_E8 | F2 | Industrial | OR - Industrial | New | Space Heating | Natural Gas | Furnace | E8 | TRC BC Ratio | 0 | 0 | 0 | 0 | 0 | 0 | 0 | 0 | 0 | 0 | 0 | 0 | 0 | 0 | 0 | 0 | 0 | 0 | 0 | 0 | 0 | 0 | 0 | 0 | 0 | 0 | 0
F2_Industrial_OR - Industrial_New_Space Heating_Natural Gas_Furnace_E9 | F2 | Industrial | OR - Industrial | New | Space Heating | Natural Gas | Furnace | E9 | TRC BC Ratio | 0 | 0 | 0 | 0 | 0 | 0 | 0 | 0 | 0 | 0 | 0 | 0 | 0 | 0 | 0 | 0 | 0 | 0 | 0 | 0 | 0 | 0 | 0 | 0 | 0 | 0 | 0
F2_Industrial_OR - Industrial_New_Space Heating_Natural Gas_Furnace_E10 | F2 | Industrial | OR - Industrial | New | Space Heating | Natural Gas | Furnace | E10 | TRC BC Ratio | 0 | 0 | 0 | 0 | 0 | 0 | 0 | 0 | 0 | 0 | 0 | 0 | 0 | 0 | 0 | 0 | 0 | 0 | 0 | 0 | 0 | 0 | 0 | 0 | 0 | 0 | 0
F3_Industrial_OR - Industrial_New_Space Heating_Natural Gas_Furnace_E1 | F3 | Industrial | OR - Industrial | New | Space Heating | Natural Gas | Furnace | E1 | PACT BC Ratio | 1 | 1 | 1 | 0 | 0 | 0 | 0 | 0 | 0 | 0 | 0 | 0 | 0 | 0 | 0 | 0 | 0 | 0 | 0 | 0 | 0 | 0 | 0 | 0 | 0 | 0 | 0
F3_Industrial_OR - Industrial_New_Space Heating_Natural Gas_Furnace_E2 | F3 | Industrial | OR - Industrial | New | Space Heating | Natural Gas | Furnace | E2 | PACT BC Ratio | 10.1205 | 10.8157 | 11.5993 | 1 | 1 | 1 | 1 | 1 | 1 | 1 | 1 | 1 | 1 | 1 | 1 | 1 | 1 | 1 | 1 | 1 | 1 | 1 | 1 | 1 | 1 | 1 | 1
F3_Industrial_OR - Industrial_New_Space Heating_Natural Gas_Furnace_E3 | F3 | Industrial | OR - Industrial | New | Space Heating | Natural Gas | Furnace | E3 | PACT BC Ratio | 7.5903 | 8.1118 | 8.6995 | 5.926 | 6.0117 | 6.0585 | 6.0888 | 6.1078 | 6.1153 | 6.1149 | 6.1153 | 6.1177 | 6.1215 | 6.1281 | 6.1353 | 6.1449 | 6.158 | 6.1726 | 6.189 | 6.2077 | 6.2281 | 6.2508 | 6.2755 | 6.3042 | 6.3351 | 6.3662 | 6.3974
F3_Industrial_OR - Industrial_New_Space Heating_Natural Gas_Furnace_E4 | F3 | Industrial | OR - Industrial | New | Space Heating | Natural Gas | Furnace | E4 | PACT BC Ratio | 0 | 0 | 0 | 0 | 0 | 0 | 0 | 0 | 0 | 0 | 0 | 0 | 0 | 0 | 0 | 0 | 0 | 0 | 0 | 0 | 0 | 0 | 0 | 0 | 0 | 0 | 0
F3_Industrial_OR - Industrial_New_Space Heating_Natural Gas_Furnace_E5 | F3 | Industrial | OR - Industrial | New | Space Heating | Natural Gas | Furnace | E5 | PACT BC Ratio | 0 | 0 | 0 | 0 | 0 | 0 | 0 | 0 | 0 | 0 | 0 | 0 | 0 | 0 | 0 | 0 | 0 | 0 | 0 | 0 | 0 | 0 | 0 | 0 | 0 | 0 | 0
F3_Industrial_OR - Industrial_New_Space Heating_Natural Gas_Furnace_E6 | F3 | Industrial | OR - Industrial | New | Space Heating | Natural Gas | Furnace | E6 | PACT BC Ratio | 0 | 0 | 0 | 0 | 0 | 0 | 0 | 0 | 0 | 0 | 0 | 0 | 0 | 0 | 0 | 0 | 0 | 0 | 0 | 0 | 0 | 0 | 0 | 0 | 0 | 0 | 0
F3_Industrial_OR - Industrial_New_Space Heating_Natural Gas_Furnace_E7 | F3 | Industrial | OR - Industrial | New | Space Heating | Natural Gas | Furnace | E7 | PACT BC Ratio | 0 | 0 | 0 | 0 | 0 | 0 | 0 | 0 | 0 | 0 | 0 | 0 | 0 | 0 | 0 | 0 | 0 | 0 | 0 | 0 | 0 | 0 | 0 | 0 | 0 | 0 | 0
F3_Industrial_OR - Industrial_New_Space Heating_Natural Gas_Furnace_E8 | F3 | Industrial | OR - Industrial | New | Space Heating | Natural Gas | Furnace | E8 | PACT BC Ratio | 0 | 0 | 0 | 0 | 0 | 0 | 0 | 0 | 0 | 0 | 0 | 0 | 0 | 0 | 0 | 0 | 0 | 0 | 0 | 0 | 0 | 0 | 0 | 0 | 0 | 0 | 0
F3_Industrial_OR - Industrial_New_Space Heating_Natural Gas_Furnace_E9 | F3 | Industrial | OR - Industrial | New | Space Heating | Natural Gas | Furnace | E9 | PACT BC Ratio | 0 | 0 | 0 | 0 | 0 | 0 | 0 | 0 | 0 | 0 | 0 | 0 | 0 | 0 | 0 | 0 | 0 | 0 | 0 | 0 | 0 | 0 | 0 | 0 | 0 | 0 | 0
F3_Industrial_OR - Industrial_New_Space Heating_Natural Gas_Furnace_E10 | F3 | Industrial | OR - Industrial | New | Space Heating | Natural Gas | Furnace | E10 | PACT BC Ratio | 0 | 0 | 0 | 0 | 0 | 0 | 0 | 0 | 0 | 0 | 0 | 0 | 0 | 0 | 0 | 0 | 0 | 0 | 0 | 0 | 0 | 0 | 0 | 0 | 0 | 0 | 0
F4_Industrial_OR - Industrial_New_Space Heating_Natural Gas_Furnace_E1 | F4 | Industrial | OR - Industrial | New | Space Heating | Natural Gas | Furnace | E1 | RVT BC Ratio | 1 | 1 | 1 | 0 | 0 | 0 | 0 | 0 | 0 | 0 | 0 | 0 | 0 | 0 | 0 | 0 | 0 | 0 | 0 | 0 | 0 | 0 | 0 | 0 | 0 | 0 | 0
F4_Industrial_OR - Industrial_New_Space Heating_Natural Gas_Furnace_E2 | F4 | Industrial | OR - Industrial | New | Space Heating | Natural Gas | Furnace | E2 | RVT BC Ratio | 0.5 | 0.5 | 0.5 | 1 | 1 | 1 | 1 | 1 | 1 | 1 | 1 | 1 | 1 | 1 | 1 | 1 | 1 | 1 | 1 | 1 | 1 | 1 | 1 | 1 | 1 | 1 | 1
F4_Industrial_OR - Industrial_New_Space Heating_Natural Gas_Furnace_E3 | F4 | Industrial | OR - Industrial | New | Space Heating | Natural Gas | Furnace | E3 | RVT BC Ratio | 0.5 | 0.5 | 0.5 | 0.5 | 0.5 | 0.5 | 0.5 | 0.5 | 0.5 | 0.5 | 0.5 | 0.5 | 0.5 | 0.5 | 0.5 | 0.5 | 0.5 | 0.5 | 0.5 | 0.5 | 0.5 | 0.5 | 0.5 | 0.5 | 0.5 | 0.5 | 0.5
F4_Industrial_OR - Industrial_New_Space Heating_Natural Gas_Furnace_E4 | F4 | Industrial | OR - Industrial | New | Space Heating | Natural Gas | Furnace | E4 | RVT BC Ratio | 0 | 0 | 0 | 0 | 0 | 0 | 0 | 0 | 0 | 0 | 0 | 0 | 0 | 0 | 0 | 0 | 0 | 0 | 0 | 0 | 0 | 0 | 0 | 0 | 0 | 0 | 0
F4_Industrial_OR - Industrial_New_Space Heating_Natural Gas_Furnace_E5 | F4 | Industrial | OR - Industrial | New | Space Heating | Natural Gas | Furnace | E5 | RVT BC Ratio | 0 | 0 | 0 | 0 | 0 | 0 | 0 | 0 | 0 | 0 | 0 | 0 | 0 | 0 | 0 | 0 | 0 | 0 | 0 | 0 | 0 | 0 | 0 | 0 | 0 | 0 | 0
F4_Industrial_OR - Industrial_New_Space Heating_Natural Gas_Furnace_E6 | F4 | Industrial | OR - Industrial | New | Space Heating | Natural Gas | Furnace | E6 | RVT BC Ratio | 0 | 0 | 0 | 0 | 0 | 0 | 0 | 0 | 0 | 0 | 0 | 0 | 0 | 0 | 0 | 0 | 0 | 0 | 0 | 0 | 0 | 0 | 0 | 0 | 0 | 0 | 0
F4_Industrial_OR - Industrial_New_Space Heating_Natural Gas_Furnace_E7 | F4 | Industrial | OR - Industrial | New | Space Heating | Natural Gas | Furnace | E7 | RVT BC Ratio | 0 | 0 | 0 | 0 | 0 | 0 | 0 | 0 | 0 | 0 | 0 | 0 | 0 | 0 | 0 | 0 | 0 | 0 | 0 | 0 | 0 | 0 | 0 | 0 | 0 | 0 | 0
F4_Industrial_OR - Industrial_New_Space Heating_Natural Gas_Furnace_E8 | F4 | Industrial | OR - Industrial | New | Space Heating | Natural Gas | Furnace | E8 | RVT BC Ratio | 0 | 0 | 0 | 0 | 0 | 0 | 0 | 0 | 0 | 0 | 0 | 0 | 0 | 0 | 0 | 0 | 0 | 0 | 0 | 0 | 0 | 0 | 0 | 0 | 0 | 0 | 0
F4_Industrial_OR - Industrial_New_Space Heating_Natural Gas_Furnace_E9 | F4 | Industrial | OR - Industrial | New | Space Heating | Natural Gas | Furnace | E9 | RVT BC Ratio | 0 | 0 | 0 | 0 | 0 | 0 | 0 | 0 | 0 | 0 | 0 | 0 | 0 | 0 | 0 | 0 | 0 | 0 | 0 | 0 | 0 | 0 | 0 | 0 | 0 | 0 | 0
F4_Industrial_OR - Industrial_New_Space Heating_Natural Gas_Furnace_E10 | F4 | Industrial | OR - Industrial | New | Space Heating | Natural Gas | Furnace | E10 | RVT BC Ratio | 0 | 0 | 0 | 0 | 0 | 0 | 0 | 0 | 0 | 0 | 0 | 0 | 0 | 0 | 0 | 0 | 0 | 0 | 0 | 0 | 0 | 0 | 0 | 0 | 0 | 0 | 0
F5_Industrial_OR - Industrial_New_Space Heating_Natural Gas_Furnace_E1 | F5 | Industrial | OR - Industrial | New | Space Heating | Natural Gas | Furnace | E1 | RIM BC Ratio | 1 | 1 | 1 | 0 | 0 | 0 | 0 | 0 | 0 | 0 | 0 | 0 | 0 | 0 | 0 | 0 | 0 | 0 | 0 | 0 | 0 | 0 | 0 | 0 | 0 | 0 | 0
F5_Industrial_OR - Industrial_New_Space Heating_Natural Gas_Furnace_E2 | F5 | Industrial | OR - Industrial | New | Space Heating | Natural Gas | Furnace | E2 | RIM BC Ratio | 10.1205 | 10.8157 | 11.5993 | 1 | 1 | 1 | 1 | 1 | 1 | 1 | 1 | 1 | 1 | 1 | 1 | 1 | 1 | 1 | 1 | 1 | 1 | 1 | 1 | 1 | 1 | 1 | 1
F5_Industrial_OR - Industrial_New_Space Heating_Natural Gas_Furnace_E3 | F5 | Industrial | OR - Industrial | New | Space Heating | Natural Gas | Furnace | E3 | RIM BC Ratio | 7.5903 | 8.1118 | 8.6995 | 5.926 | 6.0117 | 6.0585 | 6.0888 | 6.1078 | 6.1153 | 6.1149 | 6.1153 | 6.1177 | 6.1215 | 6.1281 | 6.1353 | 6.1449 | 6.158 | 6.1726 | 6.189 | 6.2077 | 6.2281 | 6.2508 | 6.2755 | 6.3042 | 6.3351 | 6.3662 | 6.3974
F5_Industrial_OR - Industrial_New_Space Heating_Natural Gas_Furnace_E4 | F5 | Industrial | OR - Industrial | New | Space Heating | Natural Gas | Furnace | E4 | RIM BC Ratio | 0 | 0 | 0 | 0 | 0 | 0 | 0 | 0 | 0 | 0 | 0 | 0 | 0 | 0 | 0 | 0 | 0 | 0 | 0 | 0 | 0 | 0 | 0 | 0 | 0 | 0 | 0
F5_Industrial_OR - Industrial_New_Space Heating_Natural Gas_Furnace_E5 | F5 | Industrial | OR - Industrial | New | Space Heating | Natural Gas | Furnace | E5 | RIM BC Ratio | 0 | 0 | 0 | 0 | 0 | 0 | 0 | 0 | 0 | 0 | 0 | 0 | 0 | 0 | 0 | 0 | 0 | 0 | 0 | 0 | 0 | 0 | 0 | 0 | 0 | 0 | 0
F5_Industrial_OR - Industrial_New_Space Heating_Natural Gas_Furnace_E6 | F5 | Industrial | OR - Industrial | New | Space Heating | Natural Gas | Furnace | E6 | RIM BC Ratio | 0 | 0 | 0 | 0 | 0 | 0 | 0 | 0 | 0 | 0 | 0 | 0 | 0 | 0 | 0 | 0 | 0 | 0 | 0 | 0 | 0 | 0 | 0 | 0 | 0 | 0 | 0
F5_Industrial_OR - Industrial_New_Space Heating_Natural Gas_Furnace_E7 | F5 | Industrial | OR - Industrial | New | Space Heating | Natural Gas | Furnace | E7 | RIM BC Ratio | 0 | 0 | 0 | 0 | 0 | 0 | 0 | 0 | 0 | 0 | 0 | 0 | 0 | 0 | 0 | 0 | 0 | 0 | 0 | 0 | 0 | 0 | 0 | 0 | 0 | 0 | 0
F5_Industrial_OR - Industrial_New_Space Heating_Natural Gas_Furnace_E8 | F5 | Industrial | OR - Industrial | New | Space Heating | Natural Gas | Furnace | E8 | RIM BC Ratio | 0 | 0 | 0 | 0 | 0 | 0 | 0 | 0 | 0 | 0 | 0 | 0 | 0 | 0 | 0 | 0 | 0 | 0 | 0 | 0 | 0 | 0 | 0 | 0 | 0 | 0 | 0
F5_Industrial_OR - Industrial_New_Space Heating_Natural Gas_Furnace_E9 | F5 | Industrial | OR - Industrial | New | Space Heating | Natural Gas | Furnace | E9 | RIM BC Ratio | 0 | 0 | 0 | 0 | 0 | 0 | 0 | 0 | 0 | 0 | 0 | 0 | 0 | 0 | 0 | 0 | 0 | 0 | 0 | 0 | 0 | 0 | 0 | 0 | 0 | 0 | 0
F5_Industrial_OR - Industrial_New_Space Heating_Natural Gas_Furnace_E10 | F5 | Industrial | OR - Industrial | New | Space Heating | Natural Gas | Furnace | E10 | RIM BC Ratio | 0 | 0 | 0 | 0 | 0 | 0 | 0 | 0 | 0 | 0 | 0 | 0 | 0 | 0 | 0 | 0 | 0 | 0 | 0 | 0 | 0 | 0 | 0 | 0 | 0 | 0 | 0
F0_Industrial_OR - Industrial_New_Space Heating_Natural Gas_Boiler_E0 | F0 | Industrial | OR - Industrial | New | Space Heating | Natural Gas | Boiler | E0 | Economic Unit | AFUE 97% | AFUE 97% | AFUE 97% | AFUE 97% | AFUE 97% | AFUE 97% | AFUE 97% | AFUE 97% | AFUE 97% | AFUE 97% | AFUE 97% | AFUE 97% | AFUE 97% | AFUE 97% | AFUE 97% | AFUE 97% | AFUE 97% | AFUE 97% | AFUE 97% | AFUE 97% | AFUE 97% | AFUE 97% | AFUE 97% | AFUE 97% | AFUE 97% | AFUE 97% | AFUE 97%
F1_Industrial_OR - Industrial_New_Space Heating_Natural Gas_Boiler_E1 | F1 | Industrial | OR - Industrial | New | Space Heating | Natural Gas | Boiler | E1 | CCE | 0 | 0 | 0 | 0 | 0 | 0 | 0 | 0 | 0 | 0 | 0 | 0 | 0 | 0 | 0 | 0 | 0 | 0 | 0 | 0 | 0 | 0 | 0 | 0 | 0 | 0 | 0
F1_Industrial_OR - Industrial_New_Space Heating_Natural Gas_Boiler_E2 | F1 | Industrial | OR - Industrial | New | Space Heating | Natural Gas | Boiler | E2 | CCE | 0.014414 | 0.013399 | 0.013451 | 0.013451 | 0.013451 | 0.013451 | 0.013451 | 0.013451 | 0.013451 | 0.013451 | 0.013451 | 0.013451 | 0.013451 | 0.013451 | 0.013451 | 0.013451 | 0.013451 | 0.013451 | 0.013451 | 0.013451 | 0.013451 | 0.013451 | 0.013451 | 0.013451 | 0.013451 | 0.013451 | 0.013451
F1_Industrial_OR - Industrial_New_Space Heating_Natural Gas_Boiler_E3 | F1 | Industrial | OR - Industrial | New | Space Heating | Natural Gas | Boiler | E3 | CCE | 0.014557 | 0.013531 | 0.013584 | 0.013584 | 0.013584 | 0.013584 | 0.013584 | 0.013584 | 0.013584 | 0.013584 | 0.013584 | 0.013584 | 0.013584 | 0.013584 | 0.013584 | 0.013584 | 0.013584 | 0.013584 | 0.013584 | 0.013584 | 0.013584 | 0.013584 | 0.013584 | 0.013584 | 0.013584 | 0.013584 | 0.013584
F1_Industrial_OR - Industrial_New_Space Heating_Natural Gas_Boiler_E4 | F1 | Industrial | OR - Industrial | New | Space Heating | Natural Gas | Boiler | E4 | CCE | 0.061418 | 0.05709 | 0.057313 | 0.057313 | 0.057313 | 0.057313 | 0.057313 | 0.057313 | 0.057313 | 0.057313 | 0.057313 | 0.057313 | 0.057313 | 0.057313 | 0.057313 | 0.057313 | 0.057313 | 0.057313 | 0.057313 | 0.057313 | 0.057313 | 0.057313 | 0.057313 | 0.057313 | 0.057313 | 0.057313 | 0.057313
F1_Industrial_OR - Industrial_New_Space Heating_Natural Gas_Boiler_E5 | F1 | Industrial | OR - Industrial | New | Space Heating | Natural Gas | Boiler | E5 | CCE | 0 | 0 | 0 | 0 | 0 | 0 | 0 | 0 | 0 | 0 | 0 | 0 | 0 | 0 | 0 | 0 | 0 | 0 | 0 | 0 | 0 | 0 | 0 | 0 | 0 | 0 | 0
F1_Industrial_OR - Industrial_New_Space Heating_Natural Gas_Boiler_E6 | F1 | Industrial | OR - Industrial | New | Space Heating | Natural Gas | Boiler | E6 | CCE | 0 | 0 | 0 | 0 | 0 | 0 | 0 | 0 | 0 | 0 | 0 | 0 | 0 | 0 | 0 | 0 | 0 | 0 | 0 | 0 | 0 | 0 | 0 | 0 | 0 | 0 | 0
F1_Industrial_OR - Industrial_New_Space Heating_Natural Gas_Boiler_E7 | F1 | Industrial | OR - Industrial | New | Space Heating | Natural Gas | Boiler | E7 | CCE | 0 | 0 | 0 | 0 | 0 | 0 | 0 | 0 | 0 | 0 | 0 | 0 | 0 | 0 | 0 | 0 | 0 | 0 | 0 | 0 | 0 | 0 | 0 | 0 | 0 | 0 | 0
F1_Industrial_OR - Industrial_New_Space Heating_Natural Gas_Boiler_E8 | F1 | Industrial | OR - Industrial | New | Space Heating | Natural Gas | Boiler | E8 | CCE | 0 | 0 | 0 | 0 | 0 | 0 | 0 | 0 | 0 | 0 | 0 | 0 | 0 | 0 | 0 | 0 | 0 | 0 | 0 | 0 | 0 | 0 | 0 | 0 | 0 | 0 | 0
F1_Industrial_OR - Industrial_New_Space Heating_Natural Gas_Boiler_E9 | F1 | Industrial | OR - Industrial | New | Space Heating | Natural Gas | Boiler | E9 | CCE | 0 | 0 | 0 | 0 | 0 | 0 | 0 | 0 | 0 | 0 | 0 | 0 | 0 | 0 | 0 | 0 | 0 | 0 | 0 | 0 | 0 | 0 | 0 | 0 | 0 | 0 | 0
F1_Industrial_OR - Industrial_New_Space Heating_Natural Gas_Boiler_E10 | F1 | Industrial | OR - Industrial | New | Space Heating | Natural Gas | Boiler | E10 | CCE | 0 | 0 | 0 | 0 | 0 | 0 | 0 | 0 | 0 | 0 | 0 | 0 | 0 | 0 | 0 | 0 | 0 | 0 | 0 | 0 | 0 | 0 | 0 | 0 | 0 | 0 | 0
F2_Industrial_OR - Industrial_New_Space Heating_Natural Gas_Boiler_E1 | F2 | Industrial | OR - Industrial | New | Space Heating | Natural Gas | Boiler | E1 | TRC BC Ratio | bar: 2021 to 2047
F2_Industrial_OR - Industrial_New_Space Heating_Natural Gas_Boiler_E2 | F2 | Industrial | OR - Industrial | New | Space Heating | Natural Gas | Boiler | E2 | TRC BC Ratio | 1.0875 | 1.1591 | 1.2397 | 1.2658 | 1.2836 | 1.2934 | 1.2998 | 1.304 | 1.3057 | 1.3059 | 1.3062 | 1.307 | 1.308 | 1.3096 | 1.3113 | 1.3135 | 1.3165 | 1.3197 | 1.3233 | 1.3274 | 1.3319 | 1.3368 | 1.3421 | 1.3483 | 1.3549 | 1.3615 | 1.3682
F2_Industrial_OR - Industrial_New_Space Heating_Natural Gas_Boiler_E3 | F2 | Industrial | OR - Industrial | New | Space Heating | Natural Gas | Boiler | E3 | TRC BC Ratio | 1.0769 | 1.1477 | 1.2275 | 1.2534 | 1.271 | 1.2807 | 1.2871 | 1.2912 | 1.2929 | 1.2931 | 1.2934 | 1.2941 | 1.2952 | 1.2967 | 1.2984 | 1.3006 | 1.3036 | 1.3068 | 1.3104 | 1.3144 | 1.3188 | 1.3237 | 1.329 | 1.3351 | 1.3416 | 1.3482 | 1.3548
F2_Industrial_OR - Industrial_New_Space Heating_Natural Gas_Boiler_E4 | F2 | Industrial | OR - Industrial | New | Space Heating | Natural Gas | Boiler | E4 | TRC BC Ratio | 0.27702 | 0.2875 | 0.29935 | 0.30328 | 0.30606 | 0.30773 | 0.30898 | 0.30995 | 0.31061 | 0.31109 | 0.31164 | 0.31228 | 0.31299 | 0.31381 | 0.31466 | 0.31559 | 0.31662 | 0.31771 | 0.31885 | 0.32006 | 0.32133 | 0.32267 | 0.32407 | 0.3256 | 0.3272 | 0.3288 | 0.33041
F2_Industrial_OR - Industrial_New_Space Heating_Natural Gas_Boiler_E5 | F2 | Industrial | OR - Industrial | New | Space Heating | Natural Gas | Boiler | E5 | TRC BC Ratio | 0 | 0 | 0 | 0 | 0 | 0 | 0 | 0 | 0 | 0 | 0 | 0 | 0 | 0 | 0 | 0 | 0 | 0 | 0 | 0 | 0 | 0 | 0 | 0 | 0 | 0 | 0
F2_Industrial_OR - Industrial_New_Space Heating_Natural Gas_Boiler_E6 | F2 | Industrial | OR - Industrial | New | Space Heating | Natural Gas | Boiler | E6 | TRC BC Ratio | 0 | 0 | 0 | 0 | 0 | 0 | 0 | 0 | 0 | 0 | 0 | 0 | 0 | 0 | 0 | 0 | 0 | 0 | 0 | 0 | 0 | 0 | 0 | 0 | 0 | 0 | 0
F2_Industrial_OR - Industrial_New_Space Heating_Natural Gas_Boiler_E7 | F2 | Industrial | OR - Industrial | New | Space Heating | Natural Gas | Boiler | E7 | TRC BC Ratio | 0 | 0 | 0 | 0 | 0 | 0 | 0 | 0 | 0 | 0 | 0 | 0 | 0 | 0 | 0 | 0 | 0 | 0 | 0 | 0 | 0 | 0 | 0 | 0 | 0 | 0 | 0
F2_Industrial_OR - Industrial_New_Space Heating_Natural Gas_Boiler_E8 | F2 | Industrial | OR - Industrial | New | Space Heating | Natural Gas | Boiler | E8 | TRC BC Ratio | 0 | 0 | 0 | 0 | 0 | 0 | 0 | 0 | 0 | 0 | 0 | 0 | 0 | 0 | 0 | 0 | 0 | 0 | 0 | 0 | 0 | 0 | 0 | 0 | 0 | 0 | 0
F2_Industrial_OR - Industrial_New_Space Heating_Natural Gas_Boiler_E9 | F2 | Industrial | OR - Industrial | New | Space Heating | Natural Gas | Boiler | E9 | TRC BC Ratio | 0 | 0 | 0 | 0 | 0 | 0 | 0 | 0 | 0 | 0 | 0 | 0 | 0 | 0 | 0 | 0 | 0 | 0 | 0 | 0 | 0 | 0 | 0 | 0 | 0 | 0 | 0
F2_Industrial_OR - Industrial_New_Space Heating_Natural Gas_Boiler_E10 | F2 | Industrial | OR - Industrial | New | Space Heating | Natural Gas | Boiler | E10 | TRC BC Ratio | 0 | 0 | 0 | 0 | 0 | 0 | 0 | 0 | 0 | 0 | 0 | 0 | 0 | 0 | 0 | 0 | 0 | 0 | 0 | 0 | 0 | 0 | 0 | 0 | 0 | 0 | 0
F3_Industrial_OR - Industrial_New_Space Heating_Natural Gas_Boiler_E1 | F3 | Industrial | OR - Industrial | New | Space Heating | Natural Gas | Boiler | E1 | PACT BC Ratio | bar: 2021 to 2047
F3_Industrial_OR - Industrial_New_Space Heating_Natural Gas_Boiler_E2 | F3 | Industrial | OR - Industrial | New | Space Heating | Natural Gas | Boiler | E2 | PACT BC Ratio | 1.8643 | 1.987 | 2.1252 | 2.1699 | 2.2004 | 2.2172 | 2.2283 | 2.2354 | 2.2384 | 2.2387 | 2.2392 | 2.2405 | 2.2422 | 2.245 | 2.2479 | 2.2518 | 2.2568 | 2.2624 | 2.2686 | 2.2756 | 2.2832 | 2.2916 | 2.3008 | 2.3113 | 2.3227 | 2.334 | 2.3455
F3_Industrial_OR - Industrial_New_Space Heating_Natural Gas_Boiler_E3 | F3 | Industrial | OR - Industrial | New | Space Heating | Natural Gas | Boiler | E3 | PACT BC Ratio | 1.8461 | 1.9675 | 2.1043 | 2.1487 | 2.1788 | 2.1955 | 2.2064 | 2.2134 | 2.2165 | 2.2167 | 2.2173 | 2.2185 | 2.2203 | 2.223 | 2.2259 | 2.2297 | 2.2347 | 2.2402 | 2.2463 | 2.2533 | 2.2608 | 2.2692 | 2.2782 | 2.2887 | 2.2999 | 2.3112 | 2.3225
F3_Industrial_OR - Industrial_New_Space Heating_Natural Gas_Boiler_E4 | F3 | Industrial | OR - Industrial | New | Space Heating | Natural Gas | Boiler | E4 | PACT BC Ratio | 0.47489 | 0.49285 | 0.51317 | 0.51991 | 0.52467 | 0.52754 | 0.52969 | 0.53134 | 0.53248 | 0.5333 | 0.53423 | 0.53533 | 0.53655 | 0.53796 | 0.53942 | 0.54101 | 0.54278 | 0.54465 | 0.5466 | 0.54868 | 0.55085 | 0.55315 | 0.55556 | 0.55817 | 0.56091 | 0.56366 | 0.56642
F3_Industrial_OR - Industrial_New_Space Heating_Natural Gas_Boiler_E5 | F3 | Industrial | OR - Industrial | New | Space Heating | Natural Gas | Boiler | E5 | PACT BC Ratio | 0 | 0 | 0 | 0 | 0 | 0 | 0 | 0 | 0 | 0 | 0 | 0 | 0 | 0 | 0 | 0 | 0 | 0 | 0 | 0 | 0 | 0 | 0 | 0 | 0 | 0 | 0
F3_Industrial_OR - Industrial_New_Space Heating_Natural Gas_Boiler_E6 | F3 | Industrial | OR - Industrial | New | Space Heating | Natural Gas | Boiler | E6 | PACT BC Ratio | 0 | 0 | 0 | 0 | 0 | 0 | 0 | 0 | 0 | 0 | 0 | 0 | 0 | 0 | 0 | 0 | 0 | 0 | 0 | 0 | 0 | 0 | 0 | 0 | 0 | 0 | 0
F3_Industrial_OR - Industrial_New_Space Heating_Natural Gas_Boiler_E7 | F3 | Industrial | OR - Industrial | New | Space Heating | Natural Gas | Boiler | E7 | PACT BC Ratio | 0 | 0 | 0 | 0 | 0 | 0 | 0 | 0 | 0 | 0 | 0 | 0 | 0 | 0 | 0 | 0 | 0 | 0 | 0 | 0 | 0 | 0 | 0 | 0 | 0 | 0 | 0
F3_Industrial_OR - Industrial_New_Space Heating_Natural Gas_Boiler_E8 | F3 | Industrial | OR - Industrial | New | Space Heating | Natural Gas | Boiler | E8 | PACT BC Ratio | 0 | 0 | 0 | 0 | 0 | 0 | 0 | 0 | 0 | 0 | 0 | 0 | 0 | 0 | 0 | 0 | 0 | 0 | 0 | 0 | 0 | 0 | 0 | 0 | 0 | 0 | 0
F3_Industrial_OR - Industrial_New_Space Heating_Natural Gas_Boiler_E9 | F3 | Industrial | OR - Industrial | New | Space Heating | Natural Gas | Boiler | E9 | PACT BC Ratio | 0 | 0 | 0 | 0 | 0 | 0 | 0 | 0 | 0 | 0 | 0 | 0 | 0 | 0 | 0 | 0 | 0 | 0 | 0 | 0 | 0 | 0 | 0 | 0 | 0 | 0 | 0
F3_Industrial_OR - Industrial_New_Space Heating_Natural Gas_Boiler_E10 | F3 | Industrial | OR - Industrial | New | Space Heating | Natural Gas | Boiler | E10 | PACT BC Ratio | 0 | 0 | 0 | 0 | 0 | 0 | 0 | 0 | 0 | 0 | 0 | 0 | 0 | 0 | 0 | 0 | 0 | 0 | 0 | 0 | 0 | 0 | 0 | 0 | 0 | 0 | 0
F4_Industrial_OR - Industrial_New_Space Heating_Natural Gas_Boiler_E1 | F4 | Industrial | OR - Industrial | New | Space Heating | Natural Gas | Boiler | E1 | RVT BC Ratio | bar: 2021 to 2047
F4_Industrial_OR - Industrial_New_Space Heating_Natural Gas_Boiler_E2 | F4 | Industrial | OR - Industrial | New | Space Heating | Natural Gas | Boiler | E2 | RVT BC Ratio | 0.5 | 0.5 | 0.5 | 0.5 | 0.5 | 0.5 | 0.5 | 0.5 | 0.5 | 0.5 | 0.5 | 0.5 | 0.5 | 0.5 | 0.5 | 0.5 | 0.5 | 0.5 | 0.5 | 0.5 | 0.5 | 0.5 | 0.5 | 0.5 | 0.5 | 0.5 | 0.5
F4_Industrial_OR - Industrial_New_Space Heating_Natural Gas_Boiler_E3 | F4 | Industrial | OR - Industrial | New | Space Heating | Natural Gas | Boiler | E3 | RVT BC Ratio | 0.5 | 0.5 | 0.5 | 0.5 | 0.5 | 0.5 | 0.5 | 0.5 | 0.5 | 0.5 | 0.5 | 0.5 | 0.5 | 0.5 | 0.5 | 0.5 | 0.5 | 0.5 | 0.5 | 0.5 | 0.5 | 0.5 | 0.5 | 0.5 | 0.5 | 0.5 | 0.5
F4_Industrial_OR - Industrial_New_Space Heating_Natural Gas_Boiler_E4 | F4 | Industrial | OR - Industrial | New | Space Heating | Natural Gas | Boiler | E4 | RVT BC Ratio | 0.5 | 0.5 | 0.5 | 0.5 | 0.5 | 0.5 | 0.5 | 0.5 | 0.5 | 0.5 | 0.5 | 0.5 | 0.5 | 0.5 | 0.5 | 0.5 | 0.5 | 0.5 | 0.5 | 0.5 | 0.5 | 0.5 | 0.5 | 0.5 | 0.5 | 0.5 | 0.5
F4_Industrial_OR - Industrial_New_Space Heating_Natural Gas_Boiler_E5 | F4 | Industrial | OR - Industrial | New | Space Heating | Natural Gas | Boiler | E5 | RVT BC Ratio | 0 | 0 | 0 | 0 | 0 | 0 | 0 | 0 | 0 | 0 | 0 | 0 | 0 | 0 | 0 | 0 | 0 | 0 | 0 | 0 | 0 | 0 | 0 | 0 | 0 | 0 | 0
F4_Industrial_OR - Industrial_New_Space Heating_Natural Gas_Boiler_E6 | F4 | Industrial | OR - Industrial | New | Space Heating | Natural Gas | Boiler | E6 | RVT BC Ratio | 0 | 0 | 0 | 0 | 0 | 0 | 0 | 0 | 0 | 0 | 0 | 0 | 0 | 0 | 0 | 0 | 0 | 0 | 0 | 0 | 0 | 0 | 0 | 0 | 0 | 0 | 0
F4_Industrial_OR - Industrial_New_Space Heating_Natural Gas_Boiler_E7 | F4 | Industrial | OR - Industrial | New | Space Heating | Natural Gas | Boiler | E7 | RVT BC Ratio | 0 | 0 | 0 | 0 | 0 | 0 | 0 | 0 | 0 | 0 | 0 | 0 | 0 | 0 | 0 | 0 | 0 | 0 | 0 | 0 | 0 | 0 | 0 | 0 | 0 | 0 | 0
F4_Industrial_OR - Industrial_New_Space Heating_Natural Gas_Boiler_E8 | F4 | Industrial | OR - Industrial | New | Space Heating | Natural Gas | Boiler | E8 | RVT BC Ratio | 0 | 0 | 0 | 0 | 0 | 0 | 0 | 0 | 0 | 0 | 0 | 0 | 0 | 0 | 0 | 0 | 0 | 0 | 0 | 0 | 0 | 0 | 0 | 0 | 0 | 0 | 0
F4_Industrial_OR - Industrial_New_Space Heating_Natural Gas_Boiler_E9 | F4 | Industrial | OR - Industrial | New | Space Heating | Natural Gas | Boiler | E9 | RVT BC Ratio | 0 | 0 | 0 | 0 | 0 | 0 | 0 | 0 | 0 | 0 | 0 | 0 | 0 | 0 | 0 | 0 | 0 | 0 | 0 | 0 | 0 | 0 | 0 | 0 | 0 | 0 | 0
F4_Industrial_OR - Industrial_New_Space Heating_Natural Gas_Boiler_E10 | F4 | Industrial | OR - Industrial | New | Space Heating | Natural Gas | Boiler | E10 | RVT BC Ratio | 0 | 0 | 0 | 0 | 0 | 0 | 0 | 0 | 0 | 0 | 0 | 0 | 0 | 0 | 0 | 0 | 0 | 0 | 0 | 0 | 0 | 0 | 0 | 0 | 0 | 0 | 0
F5_Industrial_OR - Industrial_New_Space Heating_Natural Gas_Boiler_E1 | F5 | Industrial | OR - Industrial | New | Space Heating | Natural Gas | Boiler | E1 | RIM BC Ratio | bar: 2021 to 2047
F5_Industrial_OR - Industrial_New_Space Heating_Natural Gas_Boiler_E2 | F5 | Industrial | OR - Industrial | New | Space Heating | Natural Gas | Boiler | E2 | RIM BC Ratio | 1.8643 | 1.987 | 2.1252 | 2.1699 | 2.2004 | 2.2172 | 2.2283 | 2.2354 | 2.2384 | 2.2387 | 2.2392 | 2.2405 | 2.2422 | 2.245 | 2.2479 | 2.2518 | 2.2568 | 2.2624 | 2.2686 | 2.2756 | 2.2832 | 2.2916 | 2.3008 | 2.3113 | 2.3227 | 2.334 | 2.3455
F5_Industrial_OR - Industrial_New_Space Heating_Natural Gas_Boiler_E3 | F5 | Industrial | OR - Industrial | New | Space Heating | Natural Gas | Boiler | E3 | RIM BC Ratio | 1.8461 | 1.9675 | 2.1043 | 2.1487 | 2.1788 | 2.1955 | 2.2064 | 2.2134 | 2.2165 | 2.2167 | 2.2173 | 2.2185 | 2.2203 | 2.223 | 2.2259 | 2.2297 | 2.2347 | 2.2402 | 2.2463 | 2.2533 | 2.2608 | 2.2692 | 2.2782 | 2.2887 | 2.2999 | 2.3112 | 2.3225
F5_Industrial_OR - Industrial_New_Space Heating_Natural Gas_Boiler_E4 | F5 | Industrial | OR - Industrial | New | Space Heating | Natural Gas | Boiler | E4 | RIM BC Ratio | 0.47489 | 0.49285 | 0.51317 | 0.51991 | 0.52467 | 0.52754 | 0.52969 | 0.53134 | 0.53248 | 0.5333 | 0.53423 | 0.53533 | 0.53655 | 0.53796 | 0.53942 | 0.54101 | 0.54278 | 0.54465 | 0.5466 | 0.54868 | 0.55085 | 0.55315 | 0.55556 | 0.55817 | 0.56091 | 0.56366 | 0.56642
F5_Industrial_OR - Industrial_New_Space Heating_Natural Gas_Boiler_E5 | F5 | Industrial | OR - Industrial | New | Space Heating | Natural Gas | Boiler | E5 | RIM BC Ratio | 0 | 0 | 0 | 0 | 0 | 0 | 0 | 0 | 0 | 0 | 0 | 0 | 0 | 0 | 0 | 0 | 0 | 0 | 0 | 0 | 0 | 0 | 0 | 0 | 0 | 0 | 0
F5_Industrial_OR - Industrial_New_Space Heating_Natural Gas_Boiler_E6 | F5 | Industrial | OR - Industrial | New | Space Heating | Natural Gas | Boiler | E6 | RIM BC Ratio | 0 | 0 | 0 | 0 | 0 | 0 | 0 | 0 | 0 | 0 | 0 | 0 | 0 | 0 | 0 | 0 | 0 | 0 | 0 | 0 | 0 | 0 | 0 | 0 | 0 | 0 | 0
F5_Industrial_OR - Industrial_New_Space Heating_Natural Gas_Boiler_E7 | F5 | Industrial | OR - Industrial | New | Space Heating | Natural Gas | Boiler | E7 | RIM BC Ratio | 0 | 0 | 0 | 0 | 0 | 0 | 0 | 0 | 0 | 0 | 0 | 0 | 0 | 0 | 0 | 0 | 0 | 0 | 0 | 0 | 0 | 0 | 0 | 0 | 0 | 0 | 0
F5_Industrial_OR - Industrial_New_Space Heating_Natural Gas_Boiler_E8 | F5 | Industrial | OR - Industrial | New | Space Heating | Natural Gas | Boiler | E8 | RIM BC Ratio | 0 | 0 | 0 | 0 | 0 | 0 | 0 | 0 | 0 | 0 | 0 | 0 | 0 | 0 | 0 | 0 | 0 | 0 | 0 | 0 | 0 | 0 | 0 | 0 | 0 | 0 | 0
F5_Industrial_OR - Industrial_New_Space Heating_Natural Gas_Boiler_E9 | F5 | Industrial | OR - Industrial | New | Space Heating | Natural Gas | Boiler | E9 | RIM BC Ratio | 0 | 0 | 0 | 0 | 0 | 0 | 0 | 0 | 0 | 0 | 0 | 0 | 0 | 0 | 0 | 0 | 0 | 0 | 0 | 0 | 0 | 0 | 0 | 0 | 0 | 0 | 0
F5_Industrial_OR - Industrial_New_Space Heating_Natural Gas_Boiler_E10 | F5 | Industrial | OR - Industrial | New | Space Heating | Natural Gas | Boiler | E10 | RIM BC Ratio | 0 | 0 | 0 | 0 | 0 | 0 | 0 | 0 | 0 | 0 | 0 | 0 | 0 | 0 | 0 | 0 | 0 | 0 | 0 | 0 | 0 | 0 | 0 | 0 | 0 | 0 | 0
F0_Industrial_OR - Industrial_New_Space Heating_Natural Gas_Unit Heater_E0 | F0 | Industrial | OR - Industrial | New | Space Heating | Natural Gas | Unit Heater | E0 | Economic Unit | Infrared Radiant | Infrared Radiant | Infrared Radiant | Infrared Radiant | Infrared Radiant | Infrared Radiant | Infrared Radiant | Infrared Radiant | Infrared Radiant | Infrared Radiant | Infrared Radiant | Infrared Radiant | Infrared Radiant | Infrared Radiant | Infrared Radiant | Infrared Radiant | Infrared Radiant | Infrared Radiant | Infrared Radiant | Infrared Radiant | Infrared Radiant | Infrared Radiant | Infrared Radiant | Infrared Radiant | Infrared Radiant | Infrared Radiant | Infrared Radiant
F1_Industrial_OR - Industrial_New_Space Heating_Natural Gas_Unit Heater_E1 | F1 | Industrial | OR - Industrial | New | Space Heating | Natural Gas | Unit Heater | E1 | CCE | 0 | 0 | 0 | 0 | 0 | 0 | 0 | 0 | 0 | 0 | 0 | 0 | 0 | 0 | 0 | 0 | 0 | 0 | 0 | 0 | 0 | 0 | 0 | 0 | 0 | 0 | 0
F1_Industrial_OR - Industrial_New_Space Heating_Natural Gas_Unit Heater_E2 | F1 | Industrial | OR - Industrial | New | Space Heating | Natural Gas | Unit Heater | E2 | CCE | 0.00016695 | 0.00015519 | 0.00015579 | 0.00015579 | 0.00015579 | 0.00015579 | 0.00015579 | 0.00015579 | 0.00015579 | 0.00015579 | 0.00015579 | 0.00015579 | 0.00015579 | 0.00015579 | 0.00015579 | 0.00015579 | 0.00015579 | 0.00015579 | 0.00015579 | 0.00015579 | 0.00015579 | 0.00015579 | 0.00015579 | 0.00015579 | 0.00015579 | 0.00015579 | 0.00015579
F1_Industrial_OR - Industrial_New_Space Heating_Natural Gas_Unit Heater_E3 | F1 | Industrial | OR - Industrial | New | Space Heating | Natural Gas | Unit Heater | E3 | CCE | 0.00025544 | 0.00023744 | 0.00023837 | 0.00023837 | 0.00023837 | 0.00023837 | 0.00023837 | 0.00023837 | 0.00023837 | 0.00023837 | 0.00023837 | 0.00023837 | 0.00023837 | 0.00023837 | 0.00023837 | 0.00023837 | 0.00023837 | 0.00023837 | 0.00023837 | 0.00023837 | 0.00023837 | 0.00023837 | 0.00023837 | 0.00023837 | 0.00023837 | 0.00023837 | 0.00023837
F1_Industrial_OR - Industrial_New_Space Heating_Natural Gas_Unit Heater_E4 | F1 | Industrial | OR - Industrial | New | Space Heating | Natural Gas | Unit Heater | E4 | CCE | 0 | 0 | 0 | 0 | 0 | 0 | 0 | 0 | 0 | 0 | 0 | 0 | 0 | 0 | 0 | 0 | 0 | 0 | 0 | 0 | 0 | 0 | 0 | 0 | 0 | 0 | 0
F1_Industrial_OR - Industrial_New_Space Heating_Natural Gas_Unit Heater_E5 | F1 | Industrial | OR - Industrial | New | Space Heating | Natural Gas | Unit Heater | E5 | CCE | 0 | 0 | 0 | 0 | 0 | 0 | 0 | 0 | 0 | 0 | 0 | 0 | 0 | 0 | 0 | 0 | 0 | 0 | 0 | 0 | 0 | 0 | 0 | 0 | 0 | 0 | 0
F1_Industrial_OR - Industrial_New_Space Heating_Natural Gas_Unit Heater_E6 | F1 | Industrial | OR - Industrial | New | Space Heating | Natural Gas | Unit Heater | E6 | CCE | 0 | 0 | 0 | 0 | 0 | 0 | 0 | 0 | 0 | 0 | 0 | 0 | 0 | 0 | 0 | 0 | 0 | 0 | 0 | 0 | 0 | 0 | 0 | 0 | 0 | 0 | 0
F1_Industrial_OR - Industrial_New_Space Heating_Natural Gas_Unit Heater_E7 | F1 | Industrial | OR - Industrial | New | Space Heating | Natural Gas | Unit Heater | E7 | CCE | 0 | 0 | 0 | 0 | 0 | 0 | 0 | 0 | 0 | 0 | 0 | 0 | 0 | 0 | 0 | 0 | 0 | 0 | 0 | 0 | 0 | 0 | 0 | 0 | 0 | 0 | 0
F1_Industrial_OR - Industrial_New_Space Heating_Natural Gas_Unit Heater_E8 | F1 | Industrial | OR - Industrial | New | Space Heating | Natural Gas | Unit Heater | E8 | CCE | 0 | 0 | 0 | 0 | 0 | 0 | 0 | 0 | 0 | 0 | 0 | 0 | 0 | 0 | 0 | 0 | 0 | 0 | 0 | 0 | 0 | 0 | 0 | 0 | 0 | 0 | 0
F1_Industrial_OR - Industrial_New_Space Heating_Natural Gas_Unit Heater_E9 | F1 | Industrial | OR - Industrial | New | Space Heating | Natural Gas | Unit Heater | E9 | CCE | 0 | 0 | 0 | 0 | 0 | 0 | 0 | 0 | 0 | 0 | 0 | 0 | 0 | 0 | 0 | 0 | 0 | 0 | 0 | 0 | 0 | 0 | 0 | 0 | 0 | 0 | 0
F1_Industrial_OR - Industrial_New_Space Heating_Natural Gas_Unit Heater_E10 | F1 | Industrial | OR - Industrial | New | Space Heating | Natural Gas | Unit Heater | E10 | CCE | 0 | 0 | 0 | 0 | 0 | 0 | 0 | 0 | 0 | 0 | 0 | 0 | 0 | 0 | 0 | 0 | 0 | 0 | 0 | 0 | 0 | 0 | 0 | 0 | 0 | 0 | 0
F2_Industrial_OR - Industrial_New_Space Heating_Natural Gas_Unit Heater_E1 | F2 | Industrial | OR - Industrial | New | Space Heating | Natural Gas | Unit Heater | E1 | TRC BC Ratio | bar: 2021 to 2047
F2_Industrial_OR - Industrial_New_Space Heating_Natural Gas_Unit Heater_E2 | F2 | Industrial | OR - Industrial | New | Space Heating | Natural Gas | Unit Heater | E2 | TRC BC Ratio | 91.7399 | 98.5238 | 106.1671 | 108.6204 | 110.2752 | 111.1652 | 111.7316 | 112.072 | 112.1839 | 112.1395 | 112.1124 | 112.1235 | 112.1602 | 112.2522 | 112.3565 | 112.5077 | 112.7257 | 112.9751 | 113.2566 | 113.5841 | 113.9463 | 114.3515 | 114.7964 | 115.3179 | 115.8832 | 116.4513 | 117.0221
F2_Industrial_OR - Industrial_New_Space Heating_Natural Gas_Unit Heater_E3 | F2 | Industrial | OR - Industrial | New | Space Heating | Natural Gas | Unit Heater | E3 | TRC BC Ratio | 79.2962 | 78.0492 | 76.6874 | 76.261 | 76.0157 | 75.9546 | 75.9995 | 76.1264 | 76.3382 | 76.6322 | 76.9783 | 77.3671 | 77.7925 | 78.2412 | 78.7013 | 79.1557 | 79.601 | 80.0433 | 80.4824 | 80.916 | 81.346 | 81.7711 | 82.1918 | 82.6018 | 83.0067 | 83.4136 | 83.8225
F2_Industrial_OR - Industrial_New_Space Heating_Natural Gas_Unit Heater_E4 | F2 | Industrial | OR - Industrial | New | Space Heating | Natural Gas | Unit Heater | E4 | TRC BC Ratio | 0 | 0 | 0 | 0 | 0 | 0 | 0 | 0 | 0 | 0 | 0 | 0 | 0 | 0 | 0 | 0 | 0 | 0 | 0 | 0 | 0 | 0 | 0 | 0 | 0 | 0 | 0
F2_Industrial_OR - Industrial_New_Space Heating_Natural Gas_Unit Heater_E5 | F2 | Industrial | OR - Industrial | New | Space Heating | Natural Gas | Unit Heater | E5 | TRC BC Ratio | 0 | 0 | 0 | 0 | 0 | 0 | 0 | 0 | 0 | 0 | 0 | 0 | 0 | 0 | 0 | 0 | 0 | 0 | 0 | 0 | 0 | 0 | 0 | 0 | 0 | 0 | 0
F2_Industrial_OR - Industrial_New_Space Heating_Natural Gas_Unit Heater_E6 | F2 | Industrial | OR - Industrial | New | Space Heating | Natural Gas | Unit Heater | E6 | TRC BC Ratio | 0 | 0 | 0 | 0 | 0 | 0 | 0 | 0 | 0 | 0 | 0 | 0 | 0 | 0 | 0 | 0 | 0 | 0 | 0 | 0 | 0 | 0 | 0 | 0 | 0 | 0 | 0
F2_Industrial_OR - Industrial_New_Space Heating_Natural Gas_Unit Heater_E7 | F2 | Industrial | OR - Industrial | New | Space Heating | Natural Gas | Unit Heater | E7 | TRC BC Ratio | 0 | 0 | 0 | 0 | 0 | 0 | 0 | 0 | 0 | 0 | 0 | 0 | 0 | 0 | 0 | 0 | 0 | 0 | 0 | 0 | 0 | 0 | 0 | 0 | 0 | 0 | 0
F2_Industrial_OR - Industrial_New_Space Heating_Natural Gas_Unit Heater_E8 | F2 | Industrial | OR - Industrial | New | Space Heating | Natural Gas | Unit Heater | E8 | TRC BC Ratio | 0 | 0 | 0 | 0 | 0 | 0 | 0 | 0 | 0 | 0 | 0 | 0 | 0 | 0 | 0 | 0 | 0 | 0 | 0 | 0 | 0 | 0 | 0 | 0 | 0 | 0 | 0
F2_Industrial_OR - Industrial_New_Space Heating_Natural Gas_Unit Heater_E9 | F2 | Industrial | OR - Industrial | New | Space Heating | Natural Gas | Unit Heater | E9 | TRC BC Ratio | 0 | 0 | 0 | 0 | 0 | 0 | 0 | 0 | 0 | 0 | 0 | 0 | 0 | 0 | 0 | 0 | 0 | 0 | 0 | 0 | 0 | 0 | 0 | 0 | 0 | 0 | 0
F2_Industrial_OR - Industrial_New_Space Heating_Natural Gas_Unit Heater_E10 | F2 | Industrial | OR - Industrial | New | Space Heating | Natural Gas | Unit Heater | E10 | TRC BC Ratio | 0 | 0 | 0 | 0 | 0 | 0 | 0 | 0 | 0 | 0 | 0 | 0 | 0 | 0 | 0 | 0 | 0 | 0 | 0 | 0 | 0 | 0 | 0 | 0 | 0 | 0 | 0
F3_Industrial_OR - Industrial_New_Space Heating_Natural Gas_Unit Heater_E1 | F3 | Industrial | OR - Industrial | New | Space Heating | Natural Gas | Unit Heater | E1 | PACT BC Ratio | bar: 2021 to 2047
F3_Industrial_OR - Industrial_New_Space Heating_Natural Gas_Unit Heater_E2 | F3 | Industrial | OR - Industrial | New | Space Heating | Natural Gas | Unit Heater | E2 | PACT BC Ratio | 157.2685 | 168.898 | 182.0008 | 186.2065 | 189.0431 | 190.5689 | 191.5398 | 192.1234 | 192.3153 | 192.2392 | 192.1927 | 192.2117 | 192.2745 | 192.4323 | 192.6112 | 192.8703 | 193.2441 | 193.6715 | 194.1543 | 194.7155 | 195.3365 | 196.0312 | 196.7938 | 197.6879 | 198.657 | 199.6308 | 200.6093
F3_Industrial_OR - Industrial_New_Space Heating_Natural Gas_Unit Heater_E3 | F3 | Industrial | OR - Industrial | New | Space Heating | Natural Gas | Unit Heater | E3 | PACT BC Ratio | 135.9363 | 133.7986 | 131.464 | 130.7332 | 130.3126 | 130.208 | 130.2848 | 130.5025 | 130.8655 | 131.3695 | 131.9627 | 132.6294 | 133.3586 | 134.1278 | 134.9166 | 135.6955 | 136.4589 | 137.217 | 137.9698 | 138.7131 | 139.4504 | 140.179 | 140.9002 | 141.6031 | 142.2972 | 142.9947 | 143.6957
F3_Industrial_OR - Industrial_New_Space Heating_Natural Gas_Unit Heater_E4 | F3 | Industrial | OR - Industrial | New | Space Heating | Natural Gas | Unit Heater | E4 | PACT BC Ratio | 0 | 0 | 0 | 0 | 0 | 0 | 0 | 0 | 0 | 0 | 0 | 0 | 0 | 0 | 0 | 0 | 0 | 0 | 0 | 0 | 0 | 0 | 0 | 0 | 0 | 0 | 0
F3_Industrial_OR - Industrial_New_Space Heating_Natural Gas_Unit Heater_E5 | F3 | Industrial | OR - Industrial | New | Space Heating | Natural Gas | Unit Heater | E5 | PACT BC Ratio | 0 | 0 | 0 | 0 | 0 | 0 | 0 | 0 | 0 | 0 | 0 | 0 | 0 | 0 | 0 | 0 | 0 | 0 | 0 | 0 | 0 | 0 | 0 | 0 | 0 | 0 | 0
F3_Industrial_OR - Industrial_New_Space Heating_Natural Gas_Unit Heater_E6 | F3 | Industrial | OR - Industrial | New | Space Heating | Natural Gas | Unit Heater | E6 | PACT BC Ratio | 0 | 0 | 0 | 0 | 0 | 0 | 0 | 0 | 0 | 0 | 0 | 0 | 0 | 0 | 0 | 0 | 0 | 0 | 0 | 0 | 0 | 0 | 0 | 0 | 0 | 0 | 0
F3_Industrial_OR - Industrial_New_Space Heating_Natural Gas_Unit Heater_E7 | F3 | Industrial | OR - Industrial | New | Space Heating | Natural Gas | Unit Heater | E7 | PACT BC Ratio | 0 | 0 | 0 | 0 | 0 | 0 | 0 | 0 | 0 | 0 | 0 | 0 | 0 | 0 | 0 | 0 | 0 | 0 | 0 | 0 | 0 | 0 | 0 | 0 | 0 | 0 | 0
F3_Industrial_OR - Industrial_New_Space Heating_Natural Gas_Unit Heater_E8 | F3 | Industrial | OR - Industrial | New | Space Heating | Natural Gas | Unit Heater | E8 | PACT BC Ratio | 0 | 0 | 0 | 0 | 0 | 0 | 0 | 0 | 0 | 0 | 0 | 0 | 0 | 0 | 0 | 0 | 0 | 0 | 0 | 0 | 0 | 0 | 0 | 0 | 0 | 0 | 0
F3_Industrial_OR - Industrial_New_Space Heating_Natural Gas_Unit Heater_E9 | F3 | Industrial | OR - Industrial | New | Space Heating | Natural Gas | Unit Heater | E9 | PACT BC Ratio | 0 | 0 | 0 | 0 | 0 | 0 | 0 | 0 | 0 | 0 | 0 | 0 | 0 | 0 | 0 | 0 | 0 | 0 | 0 | 0 | 0 | 0 | 0 | 0 | 0 | 0 | 0
F3_Industrial_OR - Industrial_New_Space Heating_Natural Gas_Unit Heater_E10 | F3 | Industrial | OR - Industrial | New | Space Heating | Natural Gas | Unit Heater | E10 | PACT BC Ratio | 0 | 0 | 0 | 0 | 0 | 0 | 0 | 0 | 0 | 0 | 0 | 0 | 0 | 0 | 0 | 0 | 0 | 0 | 0 | 0 | 0 | 0 | 0 | 0 | 0 | 0 | 0
F4_Industrial_OR - Industrial_New_Space Heating_Natural Gas_Unit Heater_E1 | F4 | Industrial | OR - Industrial | New | Space Heating | Natural Gas | Unit Heater | E1 | RVT BC Ratio | bar: 2021 to 2047
F4_Industrial_OR - Industrial_New_Space Heating_Natural Gas_Unit Heater_E2 | F4 | Industrial | OR - Industrial | New | Space Heating | Natural Gas | Unit Heater | E2 | RVT BC Ratio | 0.5 | 0.5 | 0.5 | 0.5 | 0.5 | 0.5 | 0.5 | 0.5 | 0.5 | 0.5 | 0.5 | 0.5 | 0.5 | 0.5 | 0.5 | 0.5 | 0.5 | 0.5 | 0.5 | 0.5 | 0.5 | 0.5 | 0.5 | 0.5 | 0.5 | 0.5 | 0.5
F4_Industrial_OR - Industrial_New_Space Heating_Natural Gas_Unit Heater_E3 | F4 | Industrial | OR - Industrial | New | Space Heating | Natural Gas | Unit Heater | E3 | RVT BC Ratio | 0.5 | 0.5 | 0.5 | 0.5 | 0.5 | 0.5 | 0.5 | 0.5 | 0.5 | 0.5 | 0.5 | 0.5 | 0.5 | 0.5 | 0.5 | 0.5 | 0.5 | 0.5 | 0.5 | 0.5 | 0.5 | 0.5 | 0.5 | 0.5 | 0.5 | 0.5 | 0.5
F4_Industrial_OR - Industrial_New_Space Heating_Natural Gas_Unit Heater_E4 | F4 | Industrial | OR - Industrial | New | Space Heating | Natural Gas | Unit Heater | E4 | RVT BC Ratio | 0 | 0 | 0 | 0 | 0 | 0 | 0 | 0 | 0 | 0 | 0 | 0 | 0 | 0 | 0 | 0 | 0 | 0 | 0 | 0 | 0 | 0 | 0 | 0 | 0 | 0 | 0
F4_Industrial_OR - Industrial_New_Space Heating_Natural Gas_Unit Heater_E5 | F4 | Industrial | OR - Industrial | New | Space Heating | Natural Gas | Unit Heater | E5 | RVT BC Ratio | 0 | 0 | 0 | 0 | 0 | 0 | 0 | 0 | 0 | 0 | 0 | 0 | 0 | 0 | 0 | 0 | 0 | 0 | 0 | 0 | 0 | 0 | 0 | 0 | 0 | 0 | 0
F4_Industrial_OR - Industrial_New_Space Heating_Natural Gas_Unit Heater_E6 | F4 | Industrial | OR - Industrial | New | Space Heating | Natural Gas | Unit Heater | E6 | RVT BC Ratio | 0 | 0 | 0 | 0 | 0 | 0 | 0 | 0 | 0 | 0 | 0 | 0 | 0 | 0 | 0 | 0 | 0 | 0 | 0 | 0 | 0 | 0 | 0 | 0 | 0 | 0 | 0
F4_Industrial_OR - Industrial_New_Space Heating_Natural Gas_Unit Heater_E7 | F4 | Industrial | OR - Industrial | New | Space Heating | Natural Gas | Unit Heater | E7 | RVT BC Ratio | 0 | 0 | 0 | 0 | 0 | 0 | 0 | 0 | 0 | 0 | 0 | 0 | 0 | 0 | 0 | 0 | 0 | 0 | 0 | 0 | 0 | 0 | 0 | 0 | 0 | 0 | 0
F4_Industrial_OR - Industrial_New_Space Heating_Natural Gas_Unit Heater_E8 | F4 | Industrial | OR - Industrial | New | Space Heating | Natural Gas | Unit Heater | E8 | RVT BC Ratio | 0 | 0 | 0 | 0 | 0 | 0 | 0 | 0 | 0 | 0 | 0 | 0 | 0 | 0 | 0 | 0 | 0 | 0 | 0 | 0 | 0 | 0 | 0 | 0 | 0 | 0 | 0
F4_Industrial_OR - Industrial_New_Space Heating_Natural Gas_Unit Heater_E9 | F4 | Industrial | OR - Industrial | New | Space Heating | Natural Gas | Unit Heater | E9 | RVT BC Ratio | 0 | 0 | 0 | 0 | 0 | 0 | 0 | 0 | 0 | 0 | 0 | 0 | 0 | 0 | 0 | 0 | 0 | 0 | 0 | 0 | 0 | 0 | 0 | 0 | 0 | 0 | 0
F4_Industrial_OR - Industrial_New_Space Heating_Natural Gas_Unit Heater_E10 | F4 | Industrial | OR - Industrial | New | Space Heating | Natural Gas | Unit Heater | E10 | RVT BC Ratio | 0 | 0 | 0 | 0 | 0 | 0 | 0 | 0 | 0 | 0 | 0 | 0 | 0 | 0 | 0 | 0 | 0 | 0 | 0 | 0 | 0 | 0 | 0 | 0 | 0 | 0 | 0
F5_Industrial_OR - Industrial_New_Space Heating_Natural Gas_Unit Heater_E1 | F5 | Industrial | OR - Industrial | New | Space Heating | Natural Gas | Unit Heater | E1 | RIM BC Ratio | bar: 2021 to 2047
F5_Industrial_OR - Industrial_New_Space Heating_Natural Gas_Unit Heater_E2 | F5 | Industrial | OR - Industrial | New | Space Heating | Natural Gas | Unit Heater | E2 | RIM BC Ratio | 157.2685 | 168.898 | 182.0008 | 186.2065 | 189.0431 | 190.5689 | 191.5398 | 192.1234 | 192.3153 | 192.2392 | 192.1927 | 192.2117 | 192.2745 | 192.4323 | 192.6112 | 192.8703 | 193.2441 | 193.6715 | 194.1543 | 194.7155 | 195.3365 | 196.0312 | 196.7938 | 197.6879 | 198.657 | 199.6308 | 200.6093
F5_Industrial_OR - Industrial_New_Space Heating_Natural Gas_Unit Heater_E3 | F5 | Industrial | OR - Industrial | New | Space Heating | Natural Gas | Unit Heater | E3 | RIM BC Ratio | 135.9363 | 133.7986 | 131.464 | 130.7332 | 130.3126 | 130.208 | 130.2848 | 130.5025 | 130.8655 | 131.3695 | 131.9627 | 132.6294 | 133.3586 | 134.1278 | 134.9166 | 135.6955 | 136.4589 | 137.217 | 137.9698 | 138.7131 | 139.4504 | 140.179 | 140.9002 | 141.6031 | 142.2972 | 142.9947 | 143.6957
F5_Industrial_OR - Industrial_New_Space Heating_Natural Gas_Unit Heater_E4 | F5 | Industrial | OR - Industrial | New | Space Heating | Natural Gas | Unit Heater | E4 | RIM BC Ratio | 0 | 0 | 0 | 0 | 0 | 0 | 0 | 0 | 0 | 0 | 0 | 0 | 0 | 0 | 0 | 0 | 0 | 0 | 0 | 0 | 0 | 0 | 0 | 0 | 0 | 0 | 0
F5_Industrial_OR - Industrial_New_Space Heating_Natural Gas_Unit Heater_E5 | F5 | Industrial | OR - Industrial | New | Space Heating | Natural Gas | Unit Heater | E5 | RIM BC Ratio | 0 | 0 | 0 | 0 | 0 | 0 | 0 | 0 | 0 | 0 | 0 | 0 | 0 | 0 | 0 | 0 | 0 | 0 | 0 | 0 | 0 | 0 | 0 | 0 | 0 | 0 | 0
F5_Industrial_OR - Industrial_New_Space Heating_Natural Gas_Unit Heater_E6 | F5 | Industrial | OR - Industrial | New | Space Heating | Natural Gas | Unit Heater | E6 | RIM BC Ratio | 0 | 0 | 0 | 0 | 0 | 0 | 0 | 0 | 0 | 0 | 0 | 0 | 0 | 0 | 0 | 0 | 0 | 0 | 0 | 0 | 0 | 0 | 0 | 0 | 0 | 0 | 0
F5_Industrial_OR - Industrial_New_Space Heating_Natural Gas_Unit Heater_E7 | F5 | Industrial | OR - Industrial | New | Space Heating | Natural Gas | Unit Heater | E7 | RIM BC Ratio | 0 | 0 | 0 | 0 | 0 | 0 | 0 | 0 | 0 | 0 | 0 | 0 | 0 | 0 | 0 | 0 | 0 | 0 | 0 | 0 | 0 | 0 | 0 | 0 | 0 | 0 | 0
F5_Industrial_OR - Industrial_New_Space Heating_Natural Gas_Unit Heater_E8 | F5 | Industrial | OR - Industrial | New | Space Heating | Natural Gas | Unit Heater | E8 | RIM BC Ratio | 0 | 0 | 0 | 0 | 0 | 0 | 0 | 0 | 0 | 0 | 0 | 0 | 0 | 0 | 0 | 0 | 0 | 0 | 0 | 0 | 0 | 0 | 0 | 0 | 0 | 0 | 0
F5_Industrial_OR - Industrial_New_Space Heating_Natural Gas_Unit Heater_E9 | F5 | Industrial | OR - Industrial | New | Space Heating | Natural Gas | Unit Heater | E9 | RIM BC Ratio | 0 | 0 | 0 | 0 | 0 | 0 | 0 | 0 | 0 | 0 | 0 | 0 | 0 | 0 | 0 | 0 | 0 | 0 | 0 | 0 | 0 | 0 | 0 | 0 | 0 | 0 | 0
F5_Industrial_OR - Industrial_New_Space Heating_Natural Gas_Unit Heater_E10 | F5 | Industrial | OR - Industrial | New | Space Heating | Natural Gas | Unit Heater | E10 | RIM BC Ratio | 0 | 0 | 0 | 0 | 0 | 0 | 0 | 0 | 0 | 0 | 0 | 0 | 0 | 0 | 0 | 0 | 0 | 0 | 0 | 0 | 0 | 0 | 0 | 0 | 0 | 0 | 0
F0_Industrial_OR - Industrial_New_Process_Natural Gas_Process Boiler_E0 | F0 | Industrial | OR - Industrial | New | Process | Natural Gas | Process Boiler | E0 | Economic Unit | Standard | Standard | Standard | Standard | Standard | Standard | Standard | Standard | Standard | Standard | Standard | Standard | Standard | Standard | Standard | Standard | Standard | Standard | Standard | Standard | Standard | Standard | Standard | Standard | Standard | Standard | Standard
F1_Industrial_OR - Industrial_New_Process_Natural Gas_Process Boiler_E1 | F1 | Industrial | OR - Industrial | New | Process | Natural Gas | Process Boiler | E1 | CCE | 0 | 0 | 0 | 0 | 0 | 0 | 0 | 0 | 0 | 0 | 0 | 0 | 0 | 0 | 0 | 0 | 0 | 0 | 0 | 0 | 0 | 0 | 0 | 0 | 0 | 0 | 0
F1_Industrial_OR - Industrial_New_Process_Natural Gas_Process Boiler_E2 | F1 | Industrial | OR - Industrial | New | Process | Natural Gas | Process Boiler | E2 | CCE | 0 | 0 | 0 | 0 | 0 | 0 | 0 | 0 | 0 | 0 | 0 | 0 | 0 | 0 | 0 | 0 | 0 | 0 | 0 | 0 | 0 | 0 | 0 | 0 | 0 | 0 | 0
F1_Industrial_OR - Industrial_New_Process_Natural Gas_Process Boiler_E3 | F1 | Industrial | OR - Industrial | New | Process | Natural Gas | Process Boiler | E3 | CCE | 0 | 0 | 0 | 0 | 0 | 0 | 0 | 0 | 0 | 0 | 0 | 0 | 0 | 0 | 0 | 0 | 0 | 0 | 0 | 0 | 0 | 0 | 0 | 0 | 0 | 0 | 0
F1_Industrial_OR - Industrial_New_Process_Natural Gas_Process Boiler_E4 | F1 | Industrial | OR - Industrial | New | Process | Natural Gas | Process Boiler | E4 | CCE | 0 | 0 | 0 | 0 | 0 | 0 | 0 | 0 | 0 | 0 | 0 | 0 | 0 | 0 | 0 | 0 | 0 | 0 | 0 | 0 | 0 | 0 | 0 | 0 | 0 | 0 | 0
F1_Industrial_OR - Industrial_New_Process_Natural Gas_Process Boiler_E5 | F1 | Industrial | OR - Industrial | New | Process | Natural Gas | Process Boiler | E5 | CCE | 0 | 0 | 0 | 0 | 0 | 0 | 0 | 0 | 0 | 0 | 0 | 0 | 0 | 0 | 0 | 0 | 0 | 0 | 0 | 0 | 0 | 0 | 0 | 0 | 0 | 0 | 0
F1_Industrial_OR - Industrial_New_Process_Natural Gas_Process Boiler_E6 | F1 | Industrial | OR - Industrial | New | Process | Natural Gas | Process Boiler | E6 | CCE | 0 | 0 | 0 | 0 | 0 | 0 | 0 | 0 | 0 | 0 | 0 | 0 | 0 | 0 | 0 | 0 | 0 | 0 | 0 | 0 | 0 | 0 | 0 | 0 | 0 | 0 | 0
F1_Industrial_OR - Industrial_New_Process_Natural Gas_Process Boiler_E7 | F1 | Industrial | OR - Industrial | New | Process | Natural Gas | Process Boiler | E7 | CCE | 0 | 0 | 0 | 0 | 0 | 0 | 0 | 0 | 0 | 0 | 0 | 0 | 0 | 0 | 0 | 0 | 0 | 0 | 0 | 0 | 0 | 0 | 0 | 0 | 0 | 0 | 0
F1_Industrial_OR - Industrial_New_Process_Natural Gas_Process Boiler_E8 | F1 | Industrial | OR - Industrial | New | Process | Natural Gas | Process Boiler | E8 | CCE | 0 | 0 | 0 | 0 | 0 | 0 | 0 | 0 | 0 | 0 | 0 | 0 | 0 | 0 | 0 | 0 | 0 | 0 | 0 | 0 | 0 | 0 | 0 | 0 | 0 | 0 | 0
F1_Industrial_OR - Industrial_New_Process_Natural Gas_Process Boiler_E9 | F1 | Industrial | OR - Industrial | New | Process | Natural Gas | Process Boiler | E9 | CCE | 0 | 0 | 0 | 0 | 0 | 0 | 0 | 0 | 0 | 0 | 0 | 0 | 0 | 0 | 0 | 0 | 0 | 0 | 0 | 0 | 0 | 0 | 0 | 0 | 0 | 0 | 0
F1_Industrial_OR - Industrial_New_Process_Natural Gas_Process Boiler_E10 | F1 | Industrial | OR - Industrial | New | Process | Natural Gas | Process Boiler | E10 | CCE | 0 | 0 | 0 | 0 | 0 | 0 | 0 | 0 | 0 | 0 | 0 | 0 | 0 | 0 | 0 | 0 | 0 | 0 | 0 | 0 | 0 | 0 | 0 | 0 | 0 | 0 | 0
F2_Industrial_OR - Industrial_New_Process_Natural Gas_Process Boiler_E1 | F2 | Industrial | OR - Industrial | New | Process | Natural Gas | Process Boiler | E1 | TRC BC Ratio | bar: 2021 to 2047
F2_Industrial_OR - Industrial_New_Process_Natural Gas_Process Boiler_E2 | F2 | Industrial | OR - Industrial | New | Process | Natural Gas | Process Boiler | E2 | TRC BC Ratio | 0 | 0 | 0 | 0 | 0 | 0 | 0 | 0 | 0 | 0 | 0 | 0 | 0 | 0 | 0 | 0 | 0 | 0 | 0 | 0 | 0 | 0 | 0 | 0 | 0 | 0 | 0
F2_Industrial_OR - Industrial_New_Process_Natural Gas_Process Boiler_E3 | F2 | Industrial | OR - Industrial | New | Process | Natural Gas | Process Boiler | E3 | TRC BC Ratio | 0 | 0 | 0 | 0 | 0 | 0 | 0 | 0 | 0 | 0 | 0 | 0 | 0 | 0 | 0 | 0 | 0 | 0 | 0 | 0 | 0 | 0 | 0 | 0 | 0 | 0 | 0
F2_Industrial_OR - Industrial_New_Process_Natural Gas_Process Boiler_E4 | F2 | Industrial | OR - Industrial | New | Process | Natural Gas | Process Boiler | E4 | TRC BC Ratio | 0 | 0 | 0 | 0 | 0 | 0 | 0 | 0 | 0 | 0 | 0 | 0 | 0 | 0 | 0 | 0 | 0 | 0 | 0 | 0 | 0 | 0 | 0 | 0 | 0 | 0 | 0
F2_Industrial_OR - Industrial_New_Process_Natural Gas_Process Boiler_E5 | F2 | Industrial | OR - Industrial | New | Process | Natural Gas | Process Boiler | E5 | TRC BC Ratio | 0 | 0 | 0 | 0 | 0 | 0 | 0 | 0 | 0 | 0 | 0 | 0 | 0 | 0 | 0 | 0 | 0 | 0 | 0 | 0 | 0 | 0 | 0 | 0 | 0 | 0 | 0
F2_Industrial_OR - Industrial_New_Process_Natural Gas_Process Boiler_E6 | F2 | Industrial | OR - Industrial | New | Process | Natural Gas | Process Boiler | E6 | TRC BC Ratio | 0 | 0 | 0 | 0 | 0 | 0 | 0 | 0 | 0 | 0 | 0 | 0 | 0 | 0 | 0 | 0 | 0 | 0 | 0 | 0 | 0 | 0 | 0 | 0 | 0 | 0 | 0
F2_Industrial_OR - Industrial_New_Process_Natural Gas_Process Boiler_E7 | F2 | Industrial | OR - Industrial | New | Process | Natural Gas | Process Boiler | E7 | TRC BC Ratio | 0 | 0 | 0 | 0 | 0 | 0 | 0 | 0 | 0 | 0 | 0 | 0 | 0 | 0 | 0 | 0 | 0 | 0 | 0 | 0 | 0 | 0 | 0 | 0 | 0 | 0 | 0
F2_Industrial_OR - Industrial_New_Process_Natural Gas_Process Boiler_E8 | F2 | Industrial | OR - Industrial | New | Process | Natural Gas | Process Boiler | E8 | TRC BC Ratio | 0 | 0 | 0 | 0 | 0 | 0 | 0 | 0 | 0 | 0 | 0 | 0 | 0 | 0 | 0 | 0 | 0 | 0 | 0 | 0 | 0 | 0 | 0 | 0 | 0 | 0 | 0
F2_Industrial_OR - Industrial_New_Process_Natural Gas_Process Boiler_E9 | F2 | Industrial | OR - Industrial | New | Process | Natural Gas | Process Boiler | E9 | TRC BC Ratio | 0 | 0 | 0 | 0 | 0 | 0 | 0 | 0 | 0 | 0 | 0 | 0 | 0 | 0 | 0 | 0 | 0 | 0 | 0 | 0 | 0 | 0 | 0 | 0 | 0 | 0 | 0
F2_Industrial_OR - Industrial_New_Process_Natural Gas_Process Boiler_E10 | F2 | Industrial | OR - Industrial | New | Process | Natural Gas | Process Boiler | E10 | TRC BC Ratio | 0 | 0 | 0 | 0 | 0 | 0 | 0 | 0 | 0 | 0 | 0 | 0 | 0 | 0 | 0 | 0 | 0 | 0 | 0 | 0 | 0 | 0 | 0 | 0 | 0 | 0 | 0
F3_Industrial_OR - Industrial_New_Process_Natural Gas_Process Boiler_E1 | F3 | Industrial | OR - Industrial | New | Process | Natural Gas | Process Boiler | E1 | PACT BC Ratio | bar: 2021 to 2047
F3_Industrial_OR - Industrial_New_Process_Natural Gas_Process Boiler_E2 | F3 | Industrial | OR - Industrial | New | Process | Natural Gas | Process Boiler | E2 | PACT BC Ratio | 0 | 0 | 0 | 0 | 0 | 0 | 0 | 0 | 0 | 0 | 0 | 0 | 0 | 0 | 0 | 0 | 0 | 0 | 0 | 0 | 0 | 0 | 0 | 0 | 0 | 0 | 0
F3_Industrial_OR - Industrial_New_Process_Natural Gas_Process Boiler_E3 | F3 | Industrial | OR - Industrial | New | Process | Natural Gas | Process Boiler | E3 | PACT BC Ratio | 0 | 0 | 0 | 0 | 0 | 0 | 0 | 0 | 0 | 0 | 0 | 0 | 0 | 0 | 0 | 0 | 0 | 0 | 0 | 0 | 0 | 0 | 0 | 0 | 0 | 0 | 0
F3_Industrial_OR - Industrial_New_Process_Natural Gas_Process Boiler_E4 | F3 | Industrial | OR - Industrial | New | Process | Natural Gas | Process Boiler | E4 | PACT BC Ratio | 0 | 0 | 0 | 0 | 0 | 0 | 0 | 0 | 0 | 0 | 0 | 0 | 0 | 0 | 0 | 0 | 0 | 0 | 0 | 0 | 0 | 0 | 0 | 0 | 0 | 0 | 0
F3_Industrial_OR - Industrial_New_Process_Natural Gas_Process Boiler_E5 | F3 | Industrial | OR - Industrial | New | Process | Natural Gas | Process Boiler | E5 | PACT BC Ratio | 0 | 0 | 0 | 0 | 0 | 0 | 0 | 0 | 0 | 0 | 0 | 0 | 0 | 0 | 0 | 0 | 0 | 0 | 0 | 0 | 0 | 0 | 0 | 0 | 0 | 0 | 0
F3_Industrial_OR - Industrial_New_Process_Natural Gas_Process Boiler_E6 | F3 | Industrial | OR - Industrial | New | Process | Natural Gas | Process Boiler | E6 | PACT BC Ratio | 0 | 0 | 0 | 0 | 0 | 0 | 0 | 0 | 0 | 0 | 0 | 0 | 0 | 0 | 0 | 0 | 0 | 0 | 0 | 0 | 0 | 0 | 0 | 0 | 0 | 0 | 0
F3_Industrial_OR - Industrial_New_Process_Natural Gas_Process Boiler_E7 | F3 | Industrial | OR - Industrial | New | Process | Natural Gas | Process Boiler | E7 | PACT BC Ratio | 0 | 0 | 0 | 0 | 0 | 0 | 0 | 0 | 0 | 0 | 0 | 0 | 0 | 0 | 0 | 0 | 0 | 0 | 0 | 0 | 0 | 0 | 0 | 0 | 0 | 0 | 0
F3_Industrial_OR - Industrial_New_Process_Natural Gas_Process Boiler_E8 | F3 | Industrial | OR - Industrial | New | Process | Natural Gas | Process Boiler | E8 | PACT BC Ratio | 0 | 0 | 0 | 0 | 0 | 0 | 0 | 0 | 0 | 0 | 0 | 0 | 0 | 0 | 0 | 0 | 0 | 0 | 0 | 0 | 0 | 0 | 0 | 0 | 0 | 0 | 0
F3_Industrial_OR - Industrial_New_Process_Natural Gas_Process Boiler_E9 | F3 | Industrial | OR - Industrial | New | Process | Natural Gas | Process Boiler | E9 | PACT BC Ratio | 0 | 0 | 0 | 0 | 0 | 0 | 0 | 0 | 0 | 0 | 0 | 0 | 0 | 0 | 0 | 0 | 0 | 0 | 0 | 0 | 0 | 0 | 0 | 0 | 0 | 0 | 0
F3_Industrial_OR - Industrial_New_Process_Natural Gas_Process Boiler_E10 | F3 | Industrial | OR - Industrial | New | Process | Natural Gas | Process Boiler | E10 | PACT BC Ratio | 0 | 0 | 0 | 0 | 0 | 0 | 0 | 0 | 0 | 0 | 0 | 0 | 0 | 0 | 0 | 0 | 0 | 0 | 0 | 0 | 0 | 0 | 0 | 0 | 0 | 0 | 0
F4_Industrial_OR - Industrial_New_Process_Natural Gas_Process Boiler_E1 | F4 | Industrial | OR - Industrial | New | Process | Natural Gas | Process Boiler | E1 | RVT BC Ratio | bar: 2021 to 2047
F4_Industrial_OR - Industrial_New_Process_Natural Gas_Process Boiler_E2 | F4 | Industrial | OR - Industrial | New | Process | Natural Gas | Process Boiler | E2 | RVT BC Ratio | 0 | 0 | 0 | 0 | 0 | 0 | 0 | 0 | 0 | 0 | 0 | 0 | 0 | 0 | 0 | 0 | 0 | 0 | 0 | 0 | 0 | 0 | 0 | 0 | 0 | 0 | 0
F4_Industrial_OR - Industrial_New_Process_Natural Gas_Process Boiler_E3 | F4 | Industrial | OR - Industrial | New | Process | Natural Gas | Process Boiler | E3 | RVT BC Ratio | 0 | 0 | 0 | 0 | 0 | 0 | 0 | 0 | 0 | 0 | 0 | 0 | 0 | 0 | 0 | 0 | 0 | 0 | 0 | 0 | 0 | 0 | 0 | 0 | 0 | 0 | 0
F4_Industrial_OR - Industrial_New_Process_Natural Gas_Process Boiler_E4 | F4 | Industrial | OR - Industrial | New | Process | Natural Gas | Process Boiler | E4 | RVT BC Ratio | 0 | 0 | 0 | 0 | 0 | 0 | 0 | 0 | 0 | 0 | 0 | 0 | 0 | 0 | 0 | 0 | 0 | 0 | 0 | 0 | 0 | 0 | 0 | 0 | 0 | 0 | 0
F4_Industrial_OR - Industrial_New_Process_Natural Gas_Process Boiler_E5 | F4 | Industrial | OR - Industrial | New | Process | Natural Gas | Process Boiler | E5 | RVT BC Ratio | 0 | 0 | 0 | 0 | 0 | 0 | 0 | 0 | 0 | 0 | 0 | 0 | 0 | 0 | 0 | 0 | 0 | 0 | 0 | 0 | 0 | 0 | 0 | 0 | 0 | 0 | 0
F4_Industrial_OR - Industrial_New_Process_Natural Gas_Process Boiler_E6 | F4 | Industrial | OR - Industrial | New | Process | Natural Gas | Process Boiler | E6 | RVT BC Ratio | 0 | 0 | 0 | 0 | 0 | 0 | 0 | 0 | 0 | 0 | 0 | 0 | 0 | 0 | 0 | 0 | 0 | 0 | 0 | 0 | 0 | 0 | 0 | 0 | 0 | 0 | 0
F4_Industrial_OR - Industrial_New_Process_Natural Gas_Process Boiler_E7 | F4 | Industrial | OR - Industrial | New | Process | Natural Gas | Process Boiler | E7 | RVT BC Ratio | 0 | 0 | 0 | 0 | 0 | 0 | 0 | 0 | 0 | 0 | 0 | 0 | 0 | 0 | 0 | 0 | 0 | 0 | 0 | 0 | 0 | 0 | 0 | 0 | 0 | 0 | 0
F4_Industrial_OR - Industrial_New_Process_Natural Gas_Process Boiler_E8 | F4 | Industrial | OR - Industrial | New | Process | Natural Gas | Process Boiler | E8 | RVT BC Ratio | 0 | 0 | 0 | 0 | 0 | 0 | 0 | 0 | 0 | 0 | 0 | 0 | 0 | 0 | 0 | 0 | 0 | 0 | 0 | 0 | 0 | 0 | 0 | 0 | 0 | 0 | 0
F4_Industrial_OR - Industrial_New_Process_Natural Gas_Process Boiler_E9 | F4 | Industrial | OR - Industrial | New | Process | Natural Gas | Process Boiler | E9 | RVT BC Ratio | 0 | 0 | 0 | 0 | 0 | 0 | 0 | 0 | 0 | 0 | 0 | 0 | 0 | 0 | 0 | 0 | 0 | 0 | 0 | 0 | 0 | 0 | 0 | 0 | 0 | 0 | 0
F4_Industrial_OR - Industrial_New_Process_Natural Gas_Process Boiler_E10 | F4 | Industrial | OR - Industrial | New | Process | Natural Gas | Process Boiler | E10 | RVT BC Ratio | 0 | 0 | 0 | 0 | 0 | 0 | 0 | 0 | 0 | 0 | 0 | 0 | 0 | 0 | 0 | 0 | 0 | 0 | 0 | 0 | 0 | 0 | 0 | 0 | 0 | 0 | 0
F5_Industrial_OR - Industrial_New_Process_Natural Gas_Process Boiler_E1 | F5 | Industrial | OR - Industrial | New | Process | Natural Gas | Process Boiler | E1 | RIM BC Ratio | bar: 2021 to 2047
F5_Industrial_OR - Industrial_New_Process_Natural Gas_Process Boiler_E2 | F5 | Industrial | OR - Industrial | New | Process | Natural Gas | Process Boiler | E2 | RIM BC Ratio | 0 | 0 | 0 | 0 | 0 | 0 | 0 | 0 | 0 | 0 | 0 | 0 | 0 | 0 | 0 | 0 | 0 | 0 | 0 | 0 | 0 | 0 | 0 | 0 | 0 | 0 | 0
F5_Industrial_OR - Industrial_New_Process_Natural Gas_Process Boiler_E3 | F5 | Industrial | OR - Industrial | New | Process | Natural Gas | Process Boiler | E3 | RIM BC Ratio | 0 | 0 | 0 | 0 | 0 | 0 | 0 | 0 | 0 | 0 | 0 | 0 | 0 | 0 | 0 | 0 | 0 | 0 | 0 | 0 | 0 | 0 | 0 | 0 | 0 | 0 | 0
F5_Industrial_OR - Industrial_New_Process_Natural Gas_Process Boiler_E4 | F5 | Industrial | OR - Industrial | New | Process | Natural Gas | Process Boiler | E4 | RIM BC Ratio | 0 | 0 | 0 | 0 | 0 | 0 | 0 | 0 | 0 | 0 | 0 | 0 | 0 | 0 | 0 | 0 | 0 | 0 | 0 | 0 | 0 | 0 | 0 | 0 | 0 | 0 | 0
F5_Industrial_OR - Industrial_New_Process_Natural Gas_Process Boiler_E5 | F5 | Industrial | OR - Industrial | New | Process | Natural Gas | Process Boiler | E5 | RIM BC Ratio | 0 | 0 | 0 | 0 | 0 | 0 | 0 | 0 | 0 | 0 | 0 | 0 | 0 | 0 | 0 | 0 | 0 | 0 | 0 | 0 | 0 | 0 | 0 | 0 | 0 | 0 | 0
F5_Industrial_OR - Industrial_New_Process_Natural Gas_Process Boiler_E6 | F5 | Industrial | OR - Industrial | New | Process | Natural Gas | Process Boiler | E6 | RIM BC Ratio | 0 | 0 | 0 | 0 | 0 | 0 | 0 | 0 | 0 | 0 | 0 | 0 | 0 | 0 | 0 | 0 | 0 | 0 | 0 | 0 | 0 | 0 | 0 | 0 | 0 | 0 | 0
F5_Industrial_OR - Industrial_New_Process_Natural Gas_Process Boiler_E7 | F5 | Industrial | OR - Industrial | New | Process | Natural Gas | Process Boiler | E7 | RIM BC Ratio | 0 | 0 | 0 | 0 | 0 | 0 | 0 | 0 | 0 | 0 | 0 | 0 | 0 | 0 | 0 | 0 | 0 | 0 | 0 | 0 | 0 | 0 | 0 | 0 | 0 | 0 | 0
F5_Industrial_OR - Industrial_New_Process_Natural Gas_Process Boiler_E8 | F5 | Industrial | OR - Industrial | New | Process | Natural Gas | Process Boiler | E8 | RIM BC Ratio | 0 | 0 | 0 | 0 | 0 | 0 | 0 | 0 | 0 | 0 | 0 | 0 | 0 | 0 | 0 | 0 | 0 | 0 | 0 | 0 | 0 | 0 | 0 | 0 | 0 | 0 | 0
F5_Industrial_OR - Industrial_New_Process_Natural Gas_Process Boiler_E9 | F5 | Industrial | OR - Industrial | New | Process | Natural Gas | Process Boiler | E9 | RIM BC Ratio | 0 | 0 | 0 | 0 | 0 | 0 | 0 | 0 | 0 | 0 | 0 | 0 | 0 | 0 | 0 | 0 | 0 | 0 | 0 | 0 | 0 | 0 | 0 | 0 | 0 | 0 | 0
F5_Industrial_OR - Industrial_New_Process_Natural Gas_Process Boiler_E10 | F5 | Industrial | OR - Industrial | New | Process | Natural Gas | Process Boiler | E10 | RIM BC Ratio | 0 | 0 | 0 | 0 | 0 | 0 | 0 | 0 | 0 | 0 | 0 | 0 | 0 | 0 | 0 | 0 | 0 | 0 | 0 | 0 | 0 | 0 | 0 | 0 | 0 | 0 | 0
F0_Industrial_OR - Industrial_New_Process_Natural Gas_Process Heating_E0 | F0 | Industrial | OR - Industrial | New | Process | Natural Gas | Process Heating | E0 | Economic Unit | Standard | Standard | Standard | Standard | Standard | Standard | Standard | Standard | Standard | Standard | Standard | Standard | Standard | Standard | Standard | Standard | Standard | Standard | Standard | Standard | Standard | Standard | Standard | Standard | Standard | Standard | Standard
F1_Industrial_OR - Industrial_New_Process_Natural Gas_Process Heating_E1 | F1 | Industrial | OR - Industrial | New | Process | Natural Gas | Process Heating | E1 | CCE | 0 | 0 | 0 | 0 | 0 | 0 | 0 | 0 | 0 | 0 | 0 | 0 | 0 | 0 | 0 | 0 | 0 | 0 | 0 | 0 | 0 | 0 | 0 | 0 | 0 | 0 | 0
F1_Industrial_OR - Industrial_New_Process_Natural Gas_Process Heating_E2 | F1 | Industrial | OR - Industrial | New | Process | Natural Gas | Process Heating | E2 | CCE | 0 | 0 | 0 | 0 | 0 | 0 | 0 | 0 | 0 | 0 | 0 | 0 | 0 | 0 | 0 | 0 | 0 | 0 | 0 | 0 | 0 | 0 | 0 | 0 | 0 | 0 | 0
F1_Industrial_OR - Industrial_New_Process_Natural Gas_Process Heating_E3 | F1 | Industrial | OR - Industrial | New | Process | Natural Gas | Process Heating | E3 | CCE | 0 | 0 | 0 | 0 | 0 | 0 | 0 | 0 | 0 | 0 | 0 | 0 | 0 | 0 | 0 | 0 | 0 | 0 | 0 | 0 | 0 | 0 | 0 | 0 | 0 | 0 | 0
F1_Industrial_OR - Industrial_New_Process_Natural Gas_Process Heating_E4 | F1 | Industrial | OR - Industrial | New | Process | Natural Gas | Process Heating | E4 | CCE | 0 | 0 | 0 | 0 | 0 | 0 | 0 | 0 | 0 | 0 | 0 | 0 | 0 | 0 | 0 | 0 | 0 | 0 | 0 | 0 | 0 | 0 | 0 | 0 | 0 | 0 | 0
F1_Industrial_OR - Industrial_New_Process_Natural Gas_Process Heating_E5 | F1 | Industrial | OR - Industrial | New | Process | Natural Gas | Process Heating | E5 | CCE | 0 | 0 | 0 | 0 | 0 | 0 | 0 | 0 | 0 | 0 | 0 | 0 | 0 | 0 | 0 | 0 | 0 | 0 | 0 | 0 | 0 | 0 | 0 | 0 | 0 | 0 | 0
F1_Industrial_OR - Industrial_New_Process_Natural Gas_Process Heating_E6 | F1 | Industrial | OR - Industrial | New | Process | Natural Gas | Process Heating | E6 | CCE | 0 | 0 | 0 | 0 | 0 | 0 | 0 | 0 | 0 | 0 | 0 | 0 | 0 | 0 | 0 | 0 | 0 | 0 | 0 | 0 | 0 | 0 | 0 | 0 | 0 | 0 | 0
F1_Industrial_OR - Industrial_New_Process_Natural Gas_Process Heating_E7 | F1 | Industrial | OR - Industrial | New | Process | Natural Gas | Process Heating | E7 | CCE | 0 | 0 | 0 | 0 | 0 | 0 | 0 | 0 | 0 | 0 | 0 | 0 | 0 | 0 | 0 | 0 | 0 | 0 | 0 | 0 | 0 | 0 | 0 | 0 | 0 | 0 | 0
F1_Industrial_OR - Industrial_New_Process_Natural Gas_Process Heating_E8 | F1 | Industrial | OR - Industrial | New | Process | Natural Gas | Process Heating | E8 | CCE | 0 | 0 | 0 | 0 | 0 | 0 | 0 | 0 | 0 | 0 | 0 | 0 | 0 | 0 | 0 | 0 | 0 | 0 | 0 | 0 | 0 | 0 | 0 | 0 | 0 | 0 | 0
F1_Industrial_OR - Industrial_New_Process_Natural Gas_Process Heating_E9 | F1 | Industrial | OR - Industrial | New | Process | Natural Gas | Process Heating | E9 | CCE | 0 | 0 | 0 | 0 | 0 | 0 | 0 | 0 | 0 | 0 | 0 | 0 | 0 | 0 | 0 | 0 | 0 | 0 | 0 | 0 | 0 | 0 | 0 | 0 | 0 | 0 | 0
F1_Industrial_OR - Industrial_New_Process_Natural Gas_Process Heating_E10 | F1 | Industrial | OR - Industrial | New | Process | Natural Gas | Process Heating | E10 | CCE | 0 | 0 | 0 | 0 | 0 | 0 | 0 | 0 | 0 | 0 | 0 | 0 | 0 | 0 | 0 | 0 | 0 | 0 | 0 | 0 | 0 | 0 | 0 | 0 | 0 | 0 | 0
F2_Industrial_OR - Industrial_New_Process_Natural Gas_Process Heating_E1 | F2 | Industrial | OR - Industrial | New | Process | Natural Gas | Process Heating | E1 | TRC BC Ratio | bar: 2021 to 2047
F2_Industrial_OR - Industrial_New_Process_Natural Gas_Process Heating_E2 | F2 | Industrial | OR - Industrial | New | Process | Natural Gas | Process Heating | E2 | TRC BC Ratio | 0 | 0 | 0 | 0 | 0 | 0 | 0 | 0 | 0 | 0 | 0 | 0 | 0 | 0 | 0 | 0 | 0 | 0 | 0 | 0 | 0 | 0 | 0 | 0 | 0 | 0 | 0
F2_Industrial_OR - Industrial_New_Process_Natural Gas_Process Heating_E3 | F2 | Industrial | OR - Industrial | New | Process | Natural Gas | Process Heating | E3 | TRC BC Ratio | 0 | 0 | 0 | 0 | 0 | 0 | 0 | 0 | 0 | 0 | 0 | 0 | 0 | 0 | 0 | 0 | 0 | 0 | 0 | 0 | 0 | 0 | 0 | 0 | 0 | 0 | 0
F2_Industrial_OR - Industrial_New_Process_Natural Gas_Process Heating_E4 | F2 | Industrial | OR - Industrial | New | Process | Natural Gas | Process Heating | E4 | TRC BC Ratio | 0 | 0 | 0 | 0 | 0 | 0 | 0 | 0 | 0 | 0 | 0 | 0 | 0 | 0 | 0 | 0 | 0 | 0 | 0 | 0 | 0 | 0 | 0 | 0 | 0 | 0 | 0
F2_Industrial_OR - Industrial_New_Process_Natural Gas_Process Heating_E5 | F2 | Industrial | OR - Industrial | New | Process | Natural Gas | Process Heating | E5 | TRC BC Ratio | 0 | 0 | 0 | 0 | 0 | 0 | 0 | 0 | 0 | 0 | 0 | 0 | 0 | 0 | 0 | 0 | 0 | 0 | 0 | 0 | 0 | 0 | 0 | 0 | 0 | 0 | 0
F2_Industrial_OR - Industrial_New_Process_Natural Gas_Process Heating_E6 | F2 | Industrial | OR - Industrial | New | Process | Natural Gas | Process Heating | E6 | TRC BC Ratio | 0 | 0 | 0 | 0 | 0 | 0 | 0 | 0 | 0 | 0 | 0 | 0 | 0 | 0 | 0 | 0 | 0 | 0 | 0 | 0 | 0 | 0 | 0 | 0 | 0 | 0 | 0
F2_Industrial_OR - Industrial_New_Process_Natural Gas_Process Heating_E7 | F2 | Industrial | OR - Industrial | New | Process | Natural Gas | Process Heating | E7 | TRC BC Ratio | 0 | 0 | 0 | 0 | 0 | 0 | 0 | 0 | 0 | 0 | 0 | 0 | 0 | 0 | 0 | 0 | 0 | 0 | 0 | 0 | 0 | 0 | 0 | 0 | 0 | 0 | 0
F2_Industrial_OR - Industrial_New_Process_Natural Gas_Process Heating_E8 | F2 | Industrial | OR - Industrial | New | Process | Natural Gas | Process Heating | E8 | TRC BC Ratio | 0 | 0 | 0 | 0 | 0 | 0 | 0 | 0 | 0 | 0 | 0 | 0 | 0 | 0 | 0 | 0 | 0 | 0 | 0 | 0 | 0 | 0 | 0 | 0 | 0 | 0 | 0
F2_Industrial_OR - Industrial_New_Process_Natural Gas_Process Heating_E9 | F2 | Industrial | OR - Industrial | New | Process | Natural Gas | Process Heating | E9 | TRC BC Ratio | 0 | 0 | 0 | 0 | 0 | 0 | 0 | 0 | 0 | 0 | 0 | 0 | 0 | 0 | 0 | 0 | 0 | 0 | 0 | 0 | 0 | 0 | 0 | 0 | 0 | 0 | 0
F2_Industrial_OR - Industrial_New_Process_Natural Gas_Process Heating_E10 | F2 | Industrial | OR - Industrial | New | Process | Natural Gas | Process Heating | E10 | TRC BC Ratio | 0 | 0 | 0 | 0 | 0 | 0 | 0 | 0 | 0 | 0 | 0 | 0 | 0 | 0 | 0 | 0 | 0 | 0 | 0 | 0 | 0 | 0 | 0 | 0 | 0 | 0 | 0
F3_Industrial_OR - Industrial_New_Process_Natural Gas_Process Heating_E1 | F3 | Industrial | OR - Industrial | New | Process | Natural Gas | Process Heating | E1 | PACT BC Ratio | bar: 2021 to 2047
F3_Industrial_OR - Industrial_New_Process_Natural Gas_Process Heating_E2 | F3 | Industrial | OR - Industrial | New | Process | Natural Gas | Process Heating | E2 | PACT BC Ratio | 0 | 0 | 0 | 0 | 0 | 0 | 0 | 0 | 0 | 0 | 0 | 0 | 0 | 0 | 0 | 0 | 0 | 0 | 0 | 0 | 0 | 0 | 0 | 0 | 0 | 0 | 0
F3_Industrial_OR - Industrial_New_Process_Natural Gas_Process Heating_E3 | F3 | Industrial | OR - Industrial | New | Process | Natural Gas | Process Heating | E3 | PACT BC Ratio | 0 | 0 | 0 | 0 | 0 | 0 | 0 | 0 | 0 | 0 | 0 | 0 | 0 | 0 | 0 | 0 | 0 | 0 | 0 | 0 | 0 | 0 | 0 | 0 | 0 | 0 | 0
F3_Industrial_OR - Industrial_New_Process_Natural Gas_Process Heating_E4 | F3 | Industrial | OR - Industrial | New | Process | Natural Gas | Process Heating | E4 | PACT BC Ratio | 0 | 0 | 0 | 0 | 0 | 0 | 0 | 0 | 0 | 0 | 0 | 0 | 0 | 0 | 0 | 0 | 0 | 0 | 0 | 0 | 0 | 0 | 0 | 0 | 0 | 0 | 0
F3_Industrial_OR - Industrial_New_Process_Natural Gas_Process Heating_E5 | F3 | Industrial | OR - Industrial | New | Process | Natural Gas | Process Heating | E5 | PACT BC Ratio | 0 | 0 | 0 | 0 | 0 | 0 | 0 | 0 | 0 | 0 | 0 | 0 | 0 | 0 | 0 | 0 | 0 | 0 | 0 | 0 | 0 | 0 | 0 | 0 | 0 | 0 | 0
F3_Industrial_OR - Industrial_New_Process_Natural Gas_Process Heating_E6 | F3 | Industrial | OR - Industrial | New | Process | Natural Gas | Process Heating | E6 | PACT BC Ratio | 0 | 0 | 0 | 0 | 0 | 0 | 0 | 0 | 0 | 0 | 0 | 0 | 0 | 0 | 0 | 0 | 0 | 0 | 0 | 0 | 0 | 0 | 0 | 0 | 0 | 0 | 0
F3_Industrial_OR - Industrial_New_Process_Natural Gas_Process Heating_E7 | F3 | Industrial | OR - Industrial | New | Process | Natural Gas | Process Heating | E7 | PACT BC Ratio | 0 | 0 | 0 | 0 | 0 | 0 | 0 | 0 | 0 | 0 | 0 | 0 | 0 | 0 | 0 | 0 | 0 | 0 | 0 | 0 | 0 | 0 | 0 | 0 | 0 | 0 | 0
F3_Industrial_OR - Industrial_New_Process_Natural Gas_Process Heating_E8 | F3 | Industrial | OR - Industrial | New | Process | Natural Gas | Process Heating | E8 | PACT BC Ratio | 0 | 0 | 0 | 0 | 0 | 0 | 0 | 0 | 0 | 0 | 0 | 0 | 0 | 0 | 0 | 0 | 0 | 0 | 0 | 0 | 0 | 0 | 0 | 0 | 0 | 0 | 0
F3_Industrial_OR - Industrial_New_Process_Natural Gas_Process Heating_E9 | F3 | Industrial | OR - Industrial | New | Process | Natural Gas | Process Heating | E9 | PACT BC Ratio | 0 | 0 | 0 | 0 | 0 | 0 | 0 | 0 | 0 | 0 | 0 | 0 | 0 | 0 | 0 | 0 | 0 | 0 | 0 | 0 | 0 | 0 | 0 | 0 | 0 | 0 | 0
F3_Industrial_OR - Industrial_New_Process_Natural Gas_Process Heating_E10 | F3 | Industrial | OR - Industrial | New | Process | Natural Gas | Process Heating | E10 | PACT BC Ratio | 0 | 0 | 0 | 0 | 0 | 0 | 0 | 0 | 0 | 0 | 0 | 0 | 0 | 0 | 0 | 0 | 0 | 0 | 0 | 0 | 0 | 0 | 0 | 0 | 0 | 0 | 0
F4_Industrial_OR - Industrial_New_Process_Natural Gas_Process Heating_E1 | F4 | Industrial | OR - Industrial | New | Process | Natural Gas | Process Heating | E1 | RVT BC Ratio | bar: 2021 to 2047
F4_Industrial_OR - Industrial_New_Process_Natural Gas_Process Heating_E2 | F4 | Industrial | OR - Industrial | New | Process | Natural Gas | Process Heating | E2 | RVT BC Ratio | 0 | 0 | 0 | 0 | 0 | 0 | 0 | 0 | 0 | 0 | 0 | 0 | 0 | 0 | 0 | 0 | 0 | 0 | 0 | 0 | 0 | 0 | 0 | 0 | 0 | 0 | 0
F4_Industrial_OR - Industrial_New_Process_Natural Gas_Process Heating_E3 | F4 | Industrial | OR - Industrial | New | Process | Natural Gas | Process Heating | E3 | RVT BC Ratio | 0 | 0 | 0 | 0 | 0 | 0 | 0 | 0 | 0 | 0 | 0 | 0 | 0 | 0 | 0 | 0 | 0 | 0 | 0 | 0 | 0 | 0 | 0 | 0 | 0 | 0 | 0
F4_Industrial_OR - Industrial_New_Process_Natural Gas_Process Heating_E4 | F4 | Industrial | OR - Industrial | New | Process | Natural Gas | Process Heating | E4 | RVT BC Ratio | 0 | 0 | 0 | 0 | 0 | 0 | 0 | 0 | 0 | 0 | 0 | 0 | 0 | 0 | 0 | 0 | 0 | 0 | 0 | 0 | 0 | 0 | 0 | 0 | 0 | 0 | 0
F4_Industrial_OR - Industrial_New_Process_Natural Gas_Process Heating_E5 | F4 | Industrial | OR - Industrial | New | Process | Natural Gas | Process Heating | E5 | RVT BC Ratio | 0 | 0 | 0 | 0 | 0 | 0 | 0 | 0 | 0 | 0 | 0 | 0 | 0 | 0 | 0 | 0 | 0 | 0 | 0 | 0 | 0 | 0 | 0 | 0 | 0 | 0 | 0
F4_Industrial_OR - Industrial_New_Process_Natural Gas_Process Heating_E6 | F4 | Industrial | OR - Industrial | New | Process | Natural Gas | Process Heating | E6 | RVT BC Ratio | 0 | 0 | 0 | 0 | 0 | 0 | 0 | 0 | 0 | 0 | 0 | 0 | 0 | 0 | 0 | 0 | 0 | 0 | 0 | 0 | 0 | 0 | 0 | 0 | 0 | 0 | 0
F4_Industrial_OR - Industrial_New_Process_Natural Gas_Process Heating_E7 | F4 | Industrial | OR - Industrial | New | Process | Natural Gas | Process Heating | E7 | RVT BC Ratio | 0 | 0 | 0 | 0 | 0 | 0 | 0 | 0 | 0 | 0 | 0 | 0 | 0 | 0 | 0 | 0 | 0 | 0 | 0 | 0 | 0 | 0 | 0 | 0 | 0 | 0 | 0
F4_Industrial_OR - Industrial_New_Process_Natural Gas_Process Heating_E8 | F4 | Industrial | OR - Industrial | New | Process | Natural Gas | Process Heating | E8 | RVT BC Ratio | 0 | 0 | 0 | 0 | 0 | 0 | 0 | 0 | 0 | 0 | 0 | 0 | 0 | 0 | 0 | 0 | 0 | 0 | 0 | 0 | 0 | 0 | 0 | 0 | 0 | 0 | 0
F4_Industrial_OR - Industrial_New_Process_Natural Gas_Process Heating_E9 | F4 | Industrial | OR - Industrial | New | Process | Natural Gas | Process Heating | E9 | RVT BC Ratio | 0 | 0 | 0 | 0 | 0 | 0 | 0 | 0 | 0 | 0 | 0 | 0 | 0 | 0 | 0 | 0 | 0 | 0 | 0 | 0 | 0 | 0 | 0 | 0 | 0 | 0 | 0
F4_Industrial_OR - Industrial_New_Process_Natural Gas_Process Heating_E10 | F4 | Industrial | OR - Industrial | New | Process | Natural Gas | Process Heating | E10 | RVT BC Ratio | 0 | 0 | 0 | 0 | 0 | 0 | 0 | 0 | 0 | 0 | 0 | 0 | 0 | 0 | 0 | 0 | 0 | 0 | 0 | 0 | 0 | 0 | 0 | 0 | 0 | 0 | 0
F5_Industrial_OR - Industrial_New_Process_Natural Gas_Process Heating_E1 | F5 | Industrial | OR - Industrial | New | Process | Natural Gas | Process Heating | E1 | RIM BC Ratio | bar: 2021 to 2047
F5_Industrial_OR - Industrial_New_Process_Natural Gas_Process Heating_E2 | F5 | Industrial | OR - Industrial | New | Process | Natural Gas | Process Heating | E2 | RIM BC Ratio | 0 | 0 | 0 | 0 | 0 | 0 | 0 | 0 | 0 | 0 | 0 | 0 | 0 | 0 | 0 | 0 | 0 | 0 | 0 | 0 | 0 | 0 | 0 | 0 | 0 | 0 | 0
F5_Industrial_OR - Industrial_New_Process_Natural Gas_Process Heating_E3 | F5 | Industrial | OR - Industrial | New | Process | Natural Gas | Process Heating | E3 | RIM BC Ratio | 0 | 0 | 0 | 0 | 0 | 0 | 0 | 0 | 0 | 0 | 0 | 0 | 0 | 0 | 0 | 0 | 0 | 0 | 0 | 0 | 0 | 0 | 0 | 0 | 0 | 0 | 0
F5_Industrial_OR - Industrial_New_Process_Natural Gas_Process Heating_E4 | F5 | Industrial | OR - Industrial | New | Process | Natural Gas | Process Heating | E4 | RIM BC Ratio | 0 | 0 | 0 | 0 | 0 | 0 | 0 | 0 | 0 | 0 | 0 | 0 | 0 | 0 | 0 | 0 | 0 | 0 | 0 | 0 | 0 | 0 | 0 | 0 | 0 | 0 | 0
F5_Industrial_OR - Industrial_New_Process_Natural Gas_Process Heating_E5 | F5 | Industrial | OR - Industrial | New | Process | Natural Gas | Process Heating | E5 | RIM BC Ratio | 0 | 0 | 0 | 0 | 0 | 0 | 0 | 0 | 0 | 0 | 0 | 0 | 0 | 0 | 0 | 0 | 0 | 0 | 0 | 0 | 0 | 0 | 0 | 0 | 0 | 0 | 0
F5_Industrial_OR - Industrial_New_Process_Natural Gas_Process Heating_E6 | F5 | Industrial | OR - Industrial | New | Process | Natural Gas | Process Heating | E6 | RIM BC Ratio | 0 | 0 | 0 | 0 | 0 | 0 | 0 | 0 | 0 | 0 | 0 | 0 | 0 | 0 | 0 | 0 | 0 | 0 | 0 | 0 | 0 | 0 | 0 | 0 | 0 | 0 | 0
F5_Industrial_OR - Industrial_New_Process_Natural Gas_Process Heating_E7 | F5 | Industrial | OR - Industrial | New | Process | Natural Gas | Process Heating | E7 | RIM BC Ratio | 0 | 0 | 0 | 0 | 0 | 0 | 0 | 0 | 0 | 0 | 0 | 0 | 0 | 0 | 0 | 0 | 0 | 0 | 0 | 0 | 0 | 0 | 0 | 0 | 0 | 0 | 0
F5_Industrial_OR - Industrial_New_Process_Natural Gas_Process Heating_E8 | F5 | Industrial | OR - Industrial | New | Process | Natural Gas | Process Heating | E8 | RIM BC Ratio | 0 | 0 | 0 | 0 | 0 | 0 | 0 | 0 | 0 | 0 | 0 | 0 | 0 | 0 | 0 | 0 | 0 | 0 | 0 | 0 | 0 | 0 | 0 | 0 | 0 | 0 | 0
F5_Industrial_OR - Industrial_New_Process_Natural Gas_Process Heating_E9 | F5 | Industrial | OR - Industrial | New | Process | Natural Gas | Process Heating | E9 | RIM BC Ratio | 0 | 0 | 0 | 0 | 0 | 0 | 0 | 0 | 0 | 0 | 0 | 0 | 0 | 0 | 0 | 0 | 0 | 0 | 0 | 0 | 0 | 0 | 0 | 0 | 0 | 0 | 0
F5_Industrial_OR - Industrial_New_Process_Natural Gas_Process Heating_E10 | F5 | Industrial | OR - Industrial | New | Process | Natural Gas | Process Heating | E10 | RIM BC Ratio | 0 | 0 | 0 | 0 | 0 | 0 | 0 | 0 | 0 | 0 | 0 | 0 | 0 | 0 | 0 | 0 | 0 | 0 | 0 | 0 | 0 | 0 | 0 | 0 | 0 | 0 | 0
F0_Industrial_OR - Industrial_New_Process_Natural Gas_Process Cooling_E0 | F0 | Industrial | OR - Industrial | New | Process | Natural Gas | Process Cooling | E0 | Economic Unit | Standard | Standard | Standard | Standard | Standard | Standard | Standard | Standard | Standard | Standard | Standard | Standard | Standard | Standard | Standard | Standard | Standard | Standard | Standard | Standard | Standard | Standard | Standard | Standard | Standard | Standard | Standard
F1_Industrial_OR - Industrial_New_Process_Natural Gas_Process Cooling_E1 | F1 | Industrial | OR - Industrial | New | Process | Natural Gas | Process Cooling | E1 | CCE | 0 | 0 | 0 | 0 | 0 | 0 | 0 | 0 | 0 | 0 | 0 | 0 | 0 | 0 | 0 | 0 | 0 | 0 | 0 | 0 | 0 | 0 | 0 | 0 | 0 | 0 | 0
F1_Industrial_OR - Industrial_New_Process_Natural Gas_Process Cooling_E2 | F1 | Industrial | OR - Industrial | New | Process | Natural Gas | Process Cooling | E2 | CCE | 0 | 0 | 0 | 0 | 0 | 0 | 0 | 0 | 0 | 0 | 0 | 0 | 0 | 0 | 0 | 0 | 0 | 0 | 0 | 0 | 0 | 0 | 0 | 0 | 0 | 0 | 0
F1_Industrial_OR - Industrial_New_Process_Natural Gas_Process Cooling_E3 | F1 | Industrial | OR - Industrial | New | Process | Natural Gas | Process Cooling | E3 | CCE | 0 | 0 | 0 | 0 | 0 | 0 | 0 | 0 | 0 | 0 | 0 | 0 | 0 | 0 | 0 | 0 | 0 | 0 | 0 | 0 | 0 | 0 | 0 | 0 | 0 | 0 | 0
F1_Industrial_OR - Industrial_New_Process_Natural Gas_Process Cooling_E4 | F1 | Industrial | OR - Industrial | New | Process | Natural Gas | Process Cooling | E4 | CCE | 0 | 0 | 0 | 0 | 0 | 0 | 0 | 0 | 0 | 0 | 0 | 0 | 0 | 0 | 0 | 0 | 0 | 0 | 0 | 0 | 0 | 0 | 0 | 0 | 0 | 0 | 0
F1_Industrial_OR - Industrial_New_Process_Natural Gas_Process Cooling_E5 | F1 | Industrial | OR - Industrial | New | Process | Natural Gas | Process Cooling | E5 | CCE | 0 | 0 | 0 | 0 | 0 | 0 | 0 | 0 | 0 | 0 | 0 | 0 | 0 | 0 | 0 | 0 | 0 | 0 | 0 | 0 | 0 | 0 | 0 | 0 | 0 | 0 | 0
F1_Industrial_OR - Industrial_New_Process_Natural Gas_Process Cooling_E6 | F1 | Industrial | OR - Industrial | New | Process | Natural Gas | Process Cooling | E6 | CCE | 0 | 0 | 0 | 0 | 0 | 0 | 0 | 0 | 0 | 0 | 0 | 0 | 0 | 0 | 0 | 0 | 0 | 0 | 0 | 0 | 0 | 0 | 0 | 0 | 0 | 0 | 0
F1_Industrial_OR - Industrial_New_Process_Natural Gas_Process Cooling_E7 | F1 | Industrial | OR - Industrial | New | Process | Natural Gas | Process Cooling | E7 | CCE | 0 | 0 | 0 | 0 | 0 | 0 | 0 | 0 | 0 | 0 | 0 | 0 | 0 | 0 | 0 | 0 | 0 | 0 | 0 | 0 | 0 | 0 | 0 | 0 | 0 | 0 | 0
F1_Industrial_OR - Industrial_New_Process_Natural Gas_Process Cooling_E8 | F1 | Industrial | OR - Industrial | New | Process | Natural Gas | Process Cooling | E8 | CCE | 0 | 0 | 0 | 0 | 0 | 0 | 0 | 0 | 0 | 0 | 0 | 0 | 0 | 0 | 0 | 0 | 0 | 0 | 0 | 0 | 0 | 0 | 0 | 0 | 0 | 0 | 0
F1_Industrial_OR - Industrial_New_Process_Natural Gas_Process Cooling_E9 | F1 | Industrial | OR - Industrial | New | Process | Natural Gas | Process Cooling | E9 | CCE | 0 | 0 | 0 | 0 | 0 | 0 | 0 | 0 | 0 | 0 | 0 | 0 | 0 | 0 | 0 | 0 | 0 | 0 | 0 | 0 | 0 | 0 | 0 | 0 | 0 | 0 | 0
F1_Industrial_OR - Industrial_New_Process_Natural Gas_Process Cooling_E10 | F1 | Industrial | OR - Industrial | New | Process | Natural Gas | Process Cooling | E10 | CCE | 0 | 0 | 0 | 0 | 0 | 0 | 0 | 0 | 0 | 0 | 0 | 0 | 0 | 0 | 0 | 0 | 0 | 0 | 0 | 0 | 0 | 0 | 0 | 0 | 0 | 0 | 0
F2_Industrial_OR - Industrial_New_Process_Natural Gas_Process Cooling_E1 | F2 | Industrial | OR - Industrial | New | Process | Natural Gas | Process Cooling | E1 | TRC BC Ratio | bar: 2021 to 2047
F2_Industrial_OR - Industrial_New_Process_Natural Gas_Process Cooling_E2 | F2 | Industrial | OR - Industrial | New | Process | Natural Gas | Process Cooling | E2 | TRC BC Ratio | 0 | 0 | 0 | 0 | 0 | 0 | 0 | 0 | 0 | 0 | 0 | 0 | 0 | 0 | 0 | 0 | 0 | 0 | 0 | 0 | 0 | 0 | 0 | 0 | 0 | 0 | 0
F2_Industrial_OR - Industrial_New_Process_Natural Gas_Process Cooling_E3 | F2 | Industrial | OR - Industrial | New | Process | Natural Gas | Process Cooling | E3 | TRC BC Ratio | 0 | 0 | 0 | 0 | 0 | 0 | 0 | 0 | 0 | 0 | 0 | 0 | 0 | 0 | 0 | 0 | 0 | 0 | 0 | 0 | 0 | 0 | 0 | 0 | 0 | 0 | 0
F2_Industrial_OR - Industrial_New_Process_Natural Gas_Process Cooling_E4 | F2 | Industrial | OR - Industrial | New | Process | Natural Gas | Process Cooling | E4 | TRC BC Ratio | 0 | 0 | 0 | 0 | 0 | 0 | 0 | 0 | 0 | 0 | 0 | 0 | 0 | 0 | 0 | 0 | 0 | 0 | 0 | 0 | 0 | 0 | 0 | 0 | 0 | 0 | 0
F2_Industrial_OR - Industrial_New_Process_Natural Gas_Process Cooling_E5 | F2 | Industrial | OR - Industrial | New | Process | Natural Gas | Process Cooling | E5 | TRC BC Ratio | 0 | 0 | 0 | 0 | 0 | 0 | 0 | 0 | 0 | 0 | 0 | 0 | 0 | 0 | 0 | 0 | 0 | 0 | 0 | 0 | 0 | 0 | 0 | 0 | 0 | 0 | 0
F2_Industrial_OR - Industrial_New_Process_Natural Gas_Process Cooling_E6 | F2 | Industrial | OR - Industrial | New | Process | Natural Gas | Process Cooling | E6 | TRC BC Ratio | 0 | 0 | 0 | 0 | 0 | 0 | 0 | 0 | 0 | 0 | 0 | 0 | 0 | 0 | 0 | 0 | 0 | 0 | 0 | 0 | 0 | 0 | 0 | 0 | 0 | 0 | 0
F2_Industrial_OR - Industrial_New_Process_Natural Gas_Process Cooling_E7 | F2 | Industrial | OR - Industrial | New | Process | Natural Gas | Process Cooling | E7 | TRC BC Ratio | 0 | 0 | 0 | 0 | 0 | 0 | 0 | 0 | 0 | 0 | 0 | 0 | 0 | 0 | 0 | 0 | 0 | 0 | 0 | 0 | 0 | 0 | 0 | 0 | 0 | 0 | 0
F2_Industrial_OR - Industrial_New_Process_Natural Gas_Process Cooling_E8 | F2 | Industrial | OR - Industrial | New | Process | Natural Gas | Process Cooling | E8 | TRC BC Ratio | 0 | 0 | 0 | 0 | 0 | 0 | 0 | 0 | 0 | 0 | 0 | 0 | 0 | 0 | 0 | 0 | 0 | 0 | 0 | 0 | 0 | 0 | 0 | 0 | 0 | 0 | 0
F2_Industrial_OR - Industrial_New_Process_Natural Gas_Process Cooling_E9 | F2 | Industrial | OR - Industrial | New | Process | Natural Gas | Process Cooling | E9 | TRC BC Ratio | 0 | 0 | 0 | 0 | 0 | 0 | 0 | 0 | 0 | 0 | 0 | 0 | 0 | 0 | 0 | 0 | 0 | 0 | 0 | 0 | 0 | 0 | 0 | 0 | 0 | 0 | 0
F2_Industrial_OR - Industrial_New_Process_Natural Gas_Process Cooling_E10 | F2 | Industrial | OR - Industrial | New | Process | Natural Gas | Process Cooling | E10 | TRC BC Ratio | 0 | 0 | 0 | 0 | 0 | 0 | 0 | 0 | 0 | 0 | 0 | 0 | 0 | 0 | 0 | 0 | 0 | 0 | 0 | 0 | 0 | 0 | 0 | 0 | 0 | 0 | 0
F3_Industrial_OR - Industrial_New_Process_Natural Gas_Process Cooling_E1 | F3 | Industrial | OR - Industrial | New | Process | Natural Gas | Process Cooling | E1 | PACT BC Ratio | bar: 2021 to 2047
F3_Industrial_OR - Industrial_New_Process_Natural Gas_Process Cooling_E2 | F3 | Industrial | OR - Industrial | New | Process | Natural Gas | Process Cooling | E2 | PACT BC Ratio | 0 | 0 | 0 | 0 | 0 | 0 | 0 | 0 | 0 | 0 | 0 | 0 | 0 | 0 | 0 | 0 | 0 | 0 | 0 | 0 | 0 | 0 | 0 | 0 | 0 | 0 | 0
F3_Industrial_OR - Industrial_New_Process_Natural Gas_Process Cooling_E3 | F3 | Industrial | OR - Industrial | New | Process | Natural Gas | Process Cooling | E3 | PACT BC Ratio | 0 | 0 | 0 | 0 | 0 | 0 | 0 | 0 | 0 | 0 | 0 | 0 | 0 | 0 | 0 | 0 | 0 | 0 | 0 | 0 | 0 | 0 | 0 | 0 | 0 | 0 | 0
F3_Industrial_OR - Industrial_New_Process_Natural Gas_Process Cooling_E4 | F3 | Industrial | OR - Industrial | New | Process | Natural Gas | Process Cooling | E4 | PACT BC Ratio | 0 | 0 | 0 | 0 | 0 | 0 | 0 | 0 | 0 | 0 | 0 | 0 | 0 | 0 | 0 | 0 | 0 | 0 | 0 | 0 | 0 | 0 | 0 | 0 | 0 | 0 | 0
F3_Industrial_OR - Industrial_New_Process_Natural Gas_Process Cooling_E5 | F3 | Industrial | OR - Industrial | New | Process | Natural Gas | Process Cooling | E5 | PACT BC Ratio | 0 | 0 | 0 | 0 | 0 | 0 | 0 | 0 | 0 | 0 | 0 | 0 | 0 | 0 | 0 | 0 | 0 | 0 | 0 | 0 | 0 | 0 | 0 | 0 | 0 | 0 | 0
F3_Industrial_OR - Industrial_New_Process_Natural Gas_Process Cooling_E6 | F3 | Industrial | OR - Industrial | New | Process | Natural Gas | Process Cooling | E6 | PACT BC Ratio | 0 | 0 | 0 | 0 | 0 | 0 | 0 | 0 | 0 | 0 | 0 | 0 | 0 | 0 | 0 | 0 | 0 | 0 | 0 | 0 | 0 | 0 | 0 | 0 | 0 | 0 | 0
F3_Industrial_OR - Industrial_New_Process_Natural Gas_Process Cooling_E7 | F3 | Industrial | OR - Industrial | New | Process | Natural Gas | Process Cooling | E7 | PACT BC Ratio | 0 | 0 | 0 | 0 | 0 | 0 | 0 | 0 | 0 | 0 | 0 | 0 | 0 | 0 | 0 | 0 | 0 | 0 | 0 | 0 | 0 | 0 | 0 | 0 | 0 | 0 | 0
F3_Industrial_OR - Industrial_New_Process_Natural Gas_Process Cooling_E8 | F3 | Industrial | OR - Industrial | New | Process | Natural Gas | Process Cooling | E8 | PACT BC Ratio | 0 | 0 | 0 | 0 | 0 | 0 | 0 | 0 | 0 | 0 | 0 | 0 | 0 | 0 | 0 | 0 | 0 | 0 | 0 | 0 | 0 | 0 | 0 | 0 | 0 | 0 | 0
F3_Industrial_OR - Industrial_New_Process_Natural Gas_Process Cooling_E9 | F3 | Industrial | OR - Industrial | New | Process | Natural Gas | Process Cooling | E9 | PACT BC Ratio | 0 | 0 | 0 | 0 | 0 | 0 | 0 | 0 | 0 | 0 | 0 | 0 | 0 | 0 | 0 | 0 | 0 | 0 | 0 | 0 | 0 | 0 | 0 | 0 | 0 | 0 | 0
F3_Industrial_OR - Industrial_New_Process_Natural Gas_Process Cooling_E10 | F3 | Industrial | OR - Industrial | New | Process | Natural Gas | Process Cooling | E10 | PACT BC Ratio | 0 | 0 | 0 | 0 | 0 | 0 | 0 | 0 | 0 | 0 | 0 | 0 | 0 | 0 | 0 | 0 | 0 | 0 | 0 | 0 | 0 | 0 | 0 | 0 | 0 | 0 | 0
F4_Industrial_OR - Industrial_New_Process_Natural Gas_Process Cooling_E1 | F4 | Industrial | OR - Industrial | New | Process | Natural Gas | Process Cooling | E1 | RVT BC Ratio | bar: 2021 to 2047
F4_Industrial_OR - Industrial_New_Process_Natural Gas_Process Cooling_E2 | F4 | Industrial | OR - Industrial | New | Process | Natural Gas | Process Cooling | E2 | RVT BC Ratio | 0 | 0 | 0 | 0 | 0 | 0 | 0 | 0 | 0 | 0 | 0 | 0 | 0 | 0 | 0 | 0 | 0 | 0 | 0 | 0 | 0 | 0 | 0 | 0 | 0 | 0 | 0
F4_Industrial_OR - Industrial_New_Process_Natural Gas_Process Cooling_E3 | F4 | Industrial | OR - Industrial | New | Process | Natural Gas | Process Cooling | E3 | RVT BC Ratio | 0 | 0 | 0 | 0 | 0 | 0 | 0 | 0 | 0 | 0 | 0 | 0 | 0 | 0 | 0 | 0 | 0 | 0 | 0 | 0 | 0 | 0 | 0 | 0 | 0 | 0 | 0
F4_Industrial_OR - Industrial_New_Process_Natural Gas_Process Cooling_E4 | F4 | Industrial | OR - Industrial | New | Process | Natural Gas | Process Cooling | E4 | RVT BC Ratio | 0 | 0 | 0 | 0 | 0 | 0 | 0 | 0 | 0 | 0 | 0 | 0 | 0 | 0 | 0 | 0 | 0 | 0 | 0 | 0 | 0 | 0 | 0 | 0 | 0 | 0 | 0
F4_Industrial_OR - Industrial_New_Process_Natural Gas_Process Cooling_E5 | F4 | Industrial | OR - Industrial | New | Process | Natural Gas | Process Cooling | E5 | RVT BC Ratio | 0 | 0 | 0 | 0 | 0 | 0 | 0 | 0 | 0 | 0 | 0 | 0 | 0 | 0 | 0 | 0 | 0 | 0 | 0 | 0 | 0 | 0 | 0 | 0 | 0 | 0 | 0
F4_Industrial_OR - Industrial_New_Process_Natural Gas_Process Cooling_E6 | F4 | Industrial | OR - Industrial | New | Process | Natural Gas | Process Cooling | E6 | RVT BC Ratio | 0 | 0 | 0 | 0 | 0 | 0 | 0 | 0 | 0 | 0 | 0 | 0 | 0 | 0 | 0 | 0 | 0 | 0 | 0 | 0 | 0 | 0 | 0 | 0 | 0 | 0 | 0
F4_Industrial_OR - Industrial_New_Process_Natural Gas_Process Cooling_E7 | F4 | Industrial | OR - Industrial | New | Process | Natural Gas | Process Cooling | E7 | RVT BC Ratio | 0 | 0 | 0 | 0 | 0 | 0 | 0 | 0 | 0 | 0 | 0 | 0 | 0 | 0 | 0 | 0 | 0 | 0 | 0 | 0 | 0 | 0 | 0 | 0 | 0 | 0 | 0
F4_Industrial_OR - Industrial_New_Process_Natural Gas_Process Cooling_E8 | F4 | Industrial | OR - Industrial | New | Process | Natural Gas | Process Cooling | E8 | RVT BC Ratio | 0 | 0 | 0 | 0 | 0 | 0 | 0 | 0 | 0 | 0 | 0 | 0 | 0 | 0 | 0 | 0 | 0 | 0 | 0 | 0 | 0 | 0 | 0 | 0 | 0 | 0 | 0
F4_Industrial_OR - Industrial_New_Process_Natural Gas_Process Cooling_E9 | F4 | Industrial | OR - Industrial | New | Process | Natural Gas | Process Cooling | E9 | RVT BC Ratio | 0 | 0 | 0 | 0 | 0 | 0 | 0 | 0 | 0 | 0 | 0 | 0 | 0 | 0 | 0 | 0 | 0 | 0 | 0 | 0 | 0 | 0 | 0 | 0 | 0 | 0 | 0
F4_Industrial_OR - Industrial_New_Process_Natural Gas_Process Cooling_E10 | F4 | Industrial | OR - Industrial | New | Process | Natural Gas | Process Cooling | E10 | RVT BC Ratio | 0 | 0 | 0 | 0 | 0 | 0 | 0 | 0 | 0 | 0 | 0 | 0 | 0 | 0 | 0 | 0 | 0 | 0 | 0 | 0 | 0 | 0 | 0 | 0 | 0 | 0 | 0
F5_Industrial_OR - Industrial_New_Process_Natural Gas_Process Cooling_E1 | F5 | Industrial | OR - Industrial | New | Process | Natural Gas | Process Cooling | E1 | RIM BC Ratio | bar: 2021 to 2047
F5_Industrial_OR - Industrial_New_Process_Natural Gas_Process Cooling_E2 | F5 | Industrial | OR - Industrial | New | Process | Natural Gas | Process Cooling | E2 | RIM BC Ratio | 0 | 0 | 0 | 0 | 0 | 0 | 0 | 0 | 0 | 0 | 0 | 0 | 0 | 0 | 0 | 0 | 0 | 0 | 0 | 0 | 0 | 0 | 0 | 0 | 0 | 0 | 0
F5_Industrial_OR - Industrial_New_Process_Natural Gas_Process Cooling_E3 | F5 | Industrial | OR - Industrial | New | Process | Natural Gas | Process Cooling | E3 | RIM BC Ratio | 0 | 0 | 0 | 0 | 0 | 0 | 0 | 0 | 0 | 0 | 0 | 0 | 0 | 0 | 0 | 0 | 0 | 0 | 0 | 0 | 0 | 0 | 0 | 0 | 0 | 0 | 0
F5_Industrial_OR - Industrial_New_Process_Natural Gas_Process Cooling_E4 | F5 | Industrial | OR - Industrial | New | Process | Natural Gas | Process Cooling | E4 | RIM BC Ratio | 0 | 0 | 0 | 0 | 0 | 0 | 0 | 0 | 0 | 0 | 0 | 0 | 0 | 0 | 0 | 0 | 0 | 0 | 0 | 0 | 0 | 0 | 0 | 0 | 0 | 0 | 0
F5_Industrial_OR - Industrial_New_Process_Natural Gas_Process Cooling_E5 | F5 | Industrial | OR - Industrial | New | Process | Natural Gas | Process Cooling | E5 | RIM BC Ratio | 0 | 0 | 0 | 0 | 0 | 0 | 0 | 0 | 0 | 0 | 0 | 0 | 0 | 0 | 0 | 0 | 0 | 0 | 0 | 0 | 0 | 0 | 0 | 0 | 0 | 0 | 0
F5_Industrial_OR - Industrial_New_Process_Natural Gas_Process Cooling_E6 | F5 | Industrial | OR - Industrial | New | Process | Natural Gas | Process Cooling | E6 | RIM BC Ratio | 0 | 0 | 0 | 0 | 0 | 0 | 0 | 0 | 0 | 0 | 0 | 0 | 0 | 0 | 0 | 0 | 0 | 0 | 0 | 0 | 0 | 0 | 0 | 0 | 0 | 0 | 0
F5_Industrial_OR - Industrial_New_Process_Natural Gas_Process Cooling_E7 | F5 | Industrial | OR - Industrial | New | Process | Natural Gas | Process Cooling | E7 | RIM BC Ratio | 0 | 0 | 0 | 0 | 0 | 0 | 0 | 0 | 0 | 0 | 0 | 0 | 0 | 0 | 0 | 0 | 0 | 0 | 0 | 0 | 0 | 0 | 0 | 0 | 0 | 0 | 0
F5_Industrial_OR - Industrial_New_Process_Natural Gas_Process Cooling_E8 | F5 | Industrial | OR - Industrial | New | Process | Natural Gas | Process Cooling | E8 | RIM BC Ratio | 0 | 0 | 0 | 0 | 0 | 0 | 0 | 0 | 0 | 0 | 0 | 0 | 0 | 0 | 0 | 0 | 0 | 0 | 0 | 0 | 0 | 0 | 0 | 0 | 0 | 0 | 0
F5_Industrial_OR - Industrial_New_Process_Natural Gas_Process Cooling_E9 | F5 | Industrial | OR - Industrial | New | Process | Natural Gas | Process Cooling | E9 | RIM BC Ratio | 0 | 0 | 0 | 0 | 0 | 0 | 0 | 0 | 0 | 0 | 0 | 0 | 0 | 0 | 0 | 0 | 0 | 0 | 0 | 0 | 0 | 0 | 0 | 0 | 0 | 0 | 0
F5_Industrial_OR - Industrial_New_Process_Natural Gas_Process Cooling_E10 | F5 | Industrial | OR - Industrial | New | Process | Natural Gas | Process Cooling | E10 | RIM BC Ratio | 0 | 0 | 0 | 0 | 0 | 0 | 0 | 0 | 0 | 0 | 0 | 0 | 0 | 0 | 0 | 0 | 0 | 0 | 0 | 0 | 0 | 0 | 0 | 0 | 0 | 0 | 0
F0_Industrial_OR - Industrial_New_Process_Natural Gas_Other Process_E0 | F0 | Industrial | OR - Industrial | New | Process | Natural Gas | Other Process | E0 | Economic Unit | Standard | Standard | Standard | Standard | Standard | Standard | Standard | Standard | Standard | Standard | Standard | Standard | Standard | Standard | Standard | Standard | Standard | Standard | Standard | Standard | Standard | Standard | Standard | Standard | Standard | Standard | Standard
F1_Industrial_OR - Industrial_New_Process_Natural Gas_Other Process_E1 | F1 | Industrial | OR - Industrial | New | Process | Natural Gas | Other Process | E1 | CCE | 0 | 0 | 0 | 0 | 0 | 0 | 0 | 0 | 0 | 0 | 0 | 0 | 0 | 0 | 0 | 0 | 0 | 0 | 0 | 0 | 0 | 0 | 0 | 0 | 0 | 0 | 0
F1_Industrial_OR - Industrial_New_Process_Natural Gas_Other Process_E2 | F1 | Industrial | OR - Industrial | New | Process | Natural Gas | Other Process | E2 | CCE | 0 | 0 | 0 | 0 | 0 | 0 | 0 | 0 | 0 | 0 | 0 | 0 | 0 | 0 | 0 | 0 | 0 | 0 | 0 | 0 | 0 | 0 | 0 | 0 | 0 | 0 | 0
F1_Industrial_OR - Industrial_New_Process_Natural Gas_Other Process_E3 | F1 | Industrial | OR - Industrial | New | Process | Natural Gas | Other Process | E3 | CCE | 0 | 0 | 0 | 0 | 0 | 0 | 0 | 0 | 0 | 0 | 0 | 0 | 0 | 0 | 0 | 0 | 0 | 0 | 0 | 0 | 0 | 0 | 0 | 0 | 0 | 0 | 0
F1_Industrial_OR - Industrial_New_Process_Natural Gas_Other Process_E4 | F1 | Industrial | OR - Industrial | New | Process | Natural Gas | Other Process | E4 | CCE | 0 | 0 | 0 | 0 | 0 | 0 | 0 | 0 | 0 | 0 | 0 | 0 | 0 | 0 | 0 | 0 | 0 | 0 | 0 | 0 | 0 | 0 | 0 | 0 | 0 | 0 | 0
F1_Industrial_OR - Industrial_New_Process_Natural Gas_Other Process_E5 | F1 | Industrial | OR - Industrial | New | Process | Natural Gas | Other Process | E5 | CCE | 0 | 0 | 0 | 0 | 0 | 0 | 0 | 0 | 0 | 0 | 0 | 0 | 0 | 0 | 0 | 0 | 0 | 0 | 0 | 0 | 0 | 0 | 0 | 0 | 0 | 0 | 0
F1_Industrial_OR - Industrial_New_Process_Natural Gas_Other Process_E6 | F1 | Industrial | OR - Industrial | New | Process | Natural Gas | Other Process | E6 | CCE | 0 | 0 | 0 | 0 | 0 | 0 | 0 | 0 | 0 | 0 | 0 | 0 | 0 | 0 | 0 | 0 | 0 | 0 | 0 | 0 | 0 | 0 | 0 | 0 | 0 | 0 | 0
F1_Industrial_OR - Industrial_New_Process_Natural Gas_Other Process_E7 | F1 | Industrial | OR - Industrial | New | Process | Natural Gas | Other Process | E7 | CCE | 0 | 0 | 0 | 0 | 0 | 0 | 0 | 0 | 0 | 0 | 0 | 0 | 0 | 0 | 0 | 0 | 0 | 0 | 0 | 0 | 0 | 0 | 0 | 0 | 0 | 0 | 0
F1_Industrial_OR - Industrial_New_Process_Natural Gas_Other Process_E8 | F1 | Industrial | OR - Industrial | New | Process | Natural Gas | Other Process | E8 | CCE | 0 | 0 | 0 | 0 | 0 | 0 | 0 | 0 | 0 | 0 | 0 | 0 | 0 | 0 | 0 | 0 | 0 | 0 | 0 | 0 | 0 | 0 | 0 | 0 | 0 | 0 | 0
F1_Industrial_OR - Industrial_New_Process_Natural Gas_Other Process_E9 | F1 | Industrial | OR - Industrial | New | Process | Natural Gas | Other Process | E9 | CCE | 0 | 0 | 0 | 0 | 0 | 0 | 0 | 0 | 0 | 0 | 0 | 0 | 0 | 0 | 0 | 0 | 0 | 0 | 0 | 0 | 0 | 0 | 0 | 0 | 0 | 0 | 0
F1_Industrial_OR - Industrial_New_Process_Natural Gas_Other Process_E10 | F1 | Industrial | OR - Industrial | New | Process | Natural Gas | Other Process | E10 | CCE | 0 | 0 | 0 | 0 | 0 | 0 | 0 | 0 | 0 | 0 | 0 | 0 | 0 | 0 | 0 | 0 | 0 | 0 | 0 | 0 | 0 | 0 | 0 | 0 | 0 | 0 | 0
F2_Industrial_OR - Industrial_New_Process_Natural Gas_Other Process_E1 | F2 | Industrial | OR - Industrial | New | Process | Natural Gas | Other Process | E1 | TRC BC Ratio | bar: 2021 to 2047
F2_Industrial_OR - Industrial_New_Process_Natural Gas_Other Process_E2 | F2 | Industrial | OR - Industrial | New | Process | Natural Gas | Other Process | E2 | TRC BC Ratio | 0 | 0 | 0 | 0 | 0 | 0 | 0 | 0 | 0 | 0 | 0 | 0 | 0 | 0 | 0 | 0 | 0 | 0 | 0 | 0 | 0 | 0 | 0 | 0 | 0 | 0 | 0
F2_Industrial_OR - Industrial_New_Process_Natural Gas_Other Process_E3 | F2 | Industrial | OR - Industrial | New | Process | Natural Gas | Other Process | E3 | TRC BC Ratio | 0 | 0 | 0 | 0 | 0 | 0 | 0 | 0 | 0 | 0 | 0 | 0 | 0 | 0 | 0 | 0 | 0 | 0 | 0 | 0 | 0 | 0 | 0 | 0 | 0 | 0 | 0
F2_Industrial_OR - Industrial_New_Process_Natural Gas_Other Process_E4 | F2 | Industrial | OR - Industrial | New | Process | Natural Gas | Other Process | E4 | TRC BC Ratio | 0 | 0 | 0 | 0 | 0 | 0 | 0 | 0 | 0 | 0 | 0 | 0 | 0 | 0 | 0 | 0 | 0 | 0 | 0 | 0 | 0 | 0 | 0 | 0 | 0 | 0 | 0
F2_Industrial_OR - Industrial_New_Process_Natural Gas_Other Process_E5 | F2 | Industrial | OR - Industrial | New | Process | Natural Gas | Other Process | E5 | TRC BC Ratio | 0 | 0 | 0 | 0 | 0 | 0 | 0 | 0 | 0 | 0 | 0 | 0 | 0 | 0 | 0 | 0 | 0 | 0 | 0 | 0 | 0 | 0 | 0 | 0 | 0 | 0 | 0
F2_Industrial_OR - Industrial_New_Process_Natural Gas_Other Process_E6 | F2 | Industrial | OR - Industrial | New | Process | Natural Gas | Other Process | E6 | TRC BC Ratio | 0 | 0 | 0 | 0 | 0 | 0 | 0 | 0 | 0 | 0 | 0 | 0 | 0 | 0 | 0 | 0 | 0 | 0 | 0 | 0 | 0 | 0 | 0 | 0 | 0 | 0 | 0
F2_Industrial_OR - Industrial_New_Process_Natural Gas_Other Process_E7 | F2 | Industrial | OR - Industrial | New | Process | Natural Gas | Other Process | E7 | TRC BC Ratio | 0 | 0 | 0 | 0 | 0 | 0 | 0 | 0 | 0 | 0 | 0 | 0 | 0 | 0 | 0 | 0 | 0 | 0 | 0 | 0 | 0 | 0 | 0 | 0 | 0 | 0 | 0
F2_Industrial_OR - Industrial_New_Process_Natural Gas_Other Process_E8 | F2 | Industrial | OR - Industrial | New | Process | Natural Gas | Other Process | E8 | TRC BC Ratio | 0 | 0 | 0 | 0 | 0 | 0 | 0 | 0 | 0 | 0 | 0 | 0 | 0 | 0 | 0 | 0 | 0 | 0 | 0 | 0 | 0 | 0 | 0 | 0 | 0 | 0 | 0
F2_Industrial_OR - Industrial_New_Process_Natural Gas_Other Process_E9 | F2 | Industrial | OR - Industrial | New | Process | Natural Gas | Other Process | E9 | TRC BC Ratio | 0 | 0 | 0 | 0 | 0 | 0 | 0 | 0 | 0 | 0 | 0 | 0 | 0 | 0 | 0 | 0 | 0 | 0 | 0 | 0 | 0 | 0 | 0 | 0 | 0 | 0 | 0
F2_Industrial_OR - Industrial_New_Process_Natural Gas_Other Process_E10 | F2 | Industrial | OR - Industrial | New | Process | Natural Gas | Other Process | E10 | TRC BC Ratio | 0 | 0 | 0 | 0 | 0 | 0 | 0 | 0 | 0 | 0 | 0 | 0 | 0 | 0 | 0 | 0 | 0 | 0 | 0 | 0 | 0 | 0 | 0 | 0 | 0 | 0 | 0
F3_Industrial_OR - Industrial_New_Process_Natural Gas_Other Process_E1 | F3 | Industrial | OR - Industrial | New | Process | Natural Gas | Other Process | E1 | PACT BC Ratio | bar: 2021 to 2047
F3_Industrial_OR - Industrial_New_Process_Natural Gas_Other Process_E2 | F3 | Industrial | OR - Industrial | New | Process | Natural Gas | Other Process | E2 | PACT BC Ratio | 0 | 0 | 0 | 0 | 0 | 0 | 0 | 0 | 0 | 0 | 0 | 0 | 0 | 0 | 0 | 0 | 0 | 0 | 0 | 0 | 0 | 0 | 0 | 0 | 0 | 0 | 0
F3_Industrial_OR - Industrial_New_Process_Natural Gas_Other Process_E3 | F3 | Industrial | OR - Industrial | New | Process | Natural Gas | Other Process | E3 | PACT BC Ratio | 0 | 0 | 0 | 0 | 0 | 0 | 0 | 0 | 0 | 0 | 0 | 0 | 0 | 0 | 0 | 0 | 0 | 0 | 0 | 0 | 0 | 0 | 0 | 0 | 0 | 0 | 0
F3_Industrial_OR - Industrial_New_Process_Natural Gas_Other Process_E4 | F3 | Industrial | OR - Industrial | New | Process | Natural Gas | Other Process | E4 | PACT BC Ratio | 0 | 0 | 0 | 0 | 0 | 0 | 0 | 0 | 0 | 0 | 0 | 0 | 0 | 0 | 0 | 0 | 0 | 0 | 0 | 0 | 0 | 0 | 0 | 0 | 0 | 0 | 0
F3_Industrial_OR - Industrial_New_Process_Natural Gas_Other Process_E5 | F3 | Industrial | OR - Industrial | New | Process | Natural Gas | Other Process | E5 | PACT BC Ratio | 0 | 0 | 0 | 0 | 0 | 0 | 0 | 0 | 0 | 0 | 0 | 0 | 0 | 0 | 0 | 0 | 0 | 0 | 0 | 0 | 0 | 0 | 0 | 0 | 0 | 0 | 0
F3_Industrial_OR - Industrial_New_Process_Natural Gas_Other Process_E6 | F3 | Industrial | OR - Industrial | New | Process | Natural Gas | Other Process | E6 | PACT BC Ratio | 0 | 0 | 0 | 0 | 0 | 0 | 0 | 0 | 0 | 0 | 0 | 0 | 0 | 0 | 0 | 0 | 0 | 0 | 0 | 0 | 0 | 0 | 0 | 0 | 0 | 0 | 0
F3_Industrial_OR - Industrial_New_Process_Natural Gas_Other Process_E7 | F3 | Industrial | OR - Industrial | New | Process | Natural Gas | Other Process | E7 | PACT BC Ratio | 0 | 0 | 0 | 0 | 0 | 0 | 0 | 0 | 0 | 0 | 0 | 0 | 0 | 0 | 0 | 0 | 0 | 0 | 0 | 0 | 0 | 0 | 0 | 0 | 0 | 0 | 0
F3_Industrial_OR - Industrial_New_Process_Natural Gas_Other Process_E8 | F3 | Industrial | OR - Industrial | New | Process | Natural Gas | Other Process | E8 | PACT BC Ratio | 0 | 0 | 0 | 0 | 0 | 0 | 0 | 0 | 0 | 0 | 0 | 0 | 0 | 0 | 0 | 0 | 0 | 0 | 0 | 0 | 0 | 0 | 0 | 0 | 0 | 0 | 0
F3_Industrial_OR - Industrial_New_Process_Natural Gas_Other Process_E9 | F3 | Industrial | OR - Industrial | New | Process | Natural Gas | Other Process | E9 | PACT BC Ratio | 0 | 0 | 0 | 0 | 0 | 0 | 0 | 0 | 0 | 0 | 0 | 0 | 0 | 0 | 0 | 0 | 0 | 0 | 0 | 0 | 0 | 0 | 0 | 0 | 0 | 0 | 0
F3_Industrial_OR - Industrial_New_Process_Natural Gas_Other Process_E10 | F3 | Industrial | OR - Industrial | New | Process | Natural Gas | Other Process | E10 | PACT BC Ratio | 0 | 0 | 0 | 0 | 0 | 0 | 0 | 0 | 0 | 0 | 0 | 0 | 0 | 0 | 0 | 0 | 0 | 0 | 0 | 0 | 0 | 0 | 0 | 0 | 0 | 0 | 0
F4_Industrial_OR - Industrial_New_Process_Natural Gas_Other Process_E1 | F4 | Industrial | OR - Industrial | New | Process | Natural Gas | Other Process | E1 | RVT BC Ratio | bar: 2021 to 2047
F4_Industrial_OR - Industrial_New_Process_Natural Gas_Other Process_E2 | F4 | Industrial | OR - Industrial | New | Process | Natural Gas | Other Process | E2 | RVT BC Ratio | 0 | 0 | 0 | 0 | 0 | 0 | 0 | 0 | 0 | 0 | 0 | 0 | 0 | 0 | 0 | 0 | 0 | 0 | 0 | 0 | 0 | 0 | 0 | 0 | 0 | 0 | 0
F4_Industrial_OR - Industrial_New_Process_Natural Gas_Other Process_E3 | F4 | Industrial | OR - Industrial | New | Process | Natural Gas | Other Process | E3 | RVT BC Ratio | 0 | 0 | 0 | 0 | 0 | 0 | 0 | 0 | 0 | 0 | 0 | 0 | 0 | 0 | 0 | 0 | 0 | 0 | 0 | 0 | 0 | 0 | 0 | 0 | 0 | 0 | 0
F4_Industrial_OR - Industrial_New_Process_Natural Gas_Other Process_E4 | F4 | Industrial | OR - Industrial | New | Process | Natural Gas | Other Process | E4 | RVT BC Ratio | 0 | 0 | 0 | 0 | 0 | 0 | 0 | 0 | 0 | 0 | 0 | 0 | 0 | 0 | 0 | 0 | 0 | 0 | 0 | 0 | 0 | 0 | 0 | 0 | 0 | 0 | 0
F4_Industrial_OR - Industrial_New_Process_Natural Gas_Other Process_E5 | F4 | Industrial | OR - Industrial | New | Process | Natural Gas | Other Process | E5 | RVT BC Ratio | 0 | 0 | 0 | 0 | 0 | 0 | 0 | 0 | 0 | 0 | 0 | 0 | 0 | 0 | 0 | 0 | 0 | 0 | 0 | 0 | 0 | 0 | 0 | 0 | 0 | 0 | 0
F4_Industrial_OR - Industrial_New_Process_Natural Gas_Other Process_E6 | F4 | Industrial | OR - Industrial | New | Process | Natural Gas | Other Process | E6 | RVT BC Ratio | 0 | 0 | 0 | 0 | 0 | 0 | 0 | 0 | 0 | 0 | 0 | 0 | 0 | 0 | 0 | 0 | 0 | 0 | 0 | 0 | 0 | 0 | 0 | 0 | 0 | 0 | 0
F4_Industrial_OR - Industrial_New_Process_Natural Gas_Other Process_E7 | F4 | Industrial | OR - Industrial | New | Process | Natural Gas | Other Process | E7 | RVT BC Ratio | 0 | 0 | 0 | 0 | 0 | 0 | 0 | 0 | 0 | 0 | 0 | 0 | 0 | 0 | 0 | 0 | 0 | 0 | 0 | 0 | 0 | 0 | 0 | 0 | 0 | 0 | 0
F4_Industrial_OR - Industrial_New_Process_Natural Gas_Other Process_E8 | F4 | Industrial | OR - Industrial | New | Process | Natural Gas | Other Process | E8 | RVT BC Ratio | 0 | 0 | 0 | 0 | 0 | 0 | 0 | 0 | 0 | 0 | 0 | 0 | 0 | 0 | 0 | 0 | 0 | 0 | 0 | 0 | 0 | 0 | 0 | 0 | 0 | 0 | 0
F4_Industrial_OR - Industrial_New_Process_Natural Gas_Other Process_E9 | F4 | Industrial | OR - Industrial | New | Process | Natural Gas | Other Process | E9 | RVT BC Ratio | 0 | 0 | 0 | 0 | 0 | 0 | 0 | 0 | 0 | 0 | 0 | 0 | 0 | 0 | 0 | 0 | 0 | 0 | 0 | 0 | 0 | 0 | 0 | 0 | 0 | 0 | 0
F4_Industrial_OR - Industrial_New_Process_Natural Gas_Other Process_E10 | F4 | Industrial | OR - Industrial | New | Process | Natural Gas | Other Process | E10 | RVT BC Ratio | 0 | 0 | 0 | 0 | 0 | 0 | 0 | 0 | 0 | 0 | 0 | 0 | 0 | 0 | 0 | 0 | 0 | 0 | 0 | 0 | 0 | 0 | 0 | 0 | 0 | 0 | 0
F5_Industrial_OR - Industrial_New_Process_Natural Gas_Other Process_E1 | F5 | Industrial | OR - Industrial | New | Process | Natural Gas | Other Process | E1 | RIM BC Ratio | bar: 2021 to 2047
F5_Industrial_OR - Industrial_New_Process_Natural Gas_Other Process_E2 | F5 | Industrial | OR - Industrial | New | Process | Natural Gas | Other Process | E2 | RIM BC Ratio | 0 | 0 | 0 | 0 | 0 | 0 | 0 | 0 | 0 | 0 | 0 | 0 | 0 | 0 | 0 | 0 | 0 | 0 | 0 | 0 | 0 | 0 | 0 | 0 | 0 | 0 | 0
F5_Industrial_OR - Industrial_New_Process_Natural Gas_Other Process_E3 | F5 | Industrial | OR - Industrial | New | Process | Natural Gas | Other Process | E3 | RIM BC Ratio | 0 | 0 | 0 | 0 | 0 | 0 | 0 | 0 | 0 | 0 | 0 | 0 | 0 | 0 | 0 | 0 | 0 | 0 | 0 | 0 | 0 | 0 | 0 | 0 | 0 | 0 | 0
F5_Industrial_OR - Industrial_New_Process_Natural Gas_Other Process_E4 | F5 | Industrial | OR - Industrial | New | Process | Natural Gas | Other Process | E4 | RIM BC Ratio | 0 | 0 | 0 | 0 | 0 | 0 | 0 | 0 | 0 | 0 | 0 | 0 | 0 | 0 | 0 | 0 | 0 | 0 | 0 | 0 | 0 | 0 | 0 | 0 | 0 | 0 | 0
F5_Industrial_OR - Industrial_New_Process_Natural Gas_Other Process_E5 | F5 | Industrial | OR - Industrial | New | Process | Natural Gas | Other Process | E5 | RIM BC Ratio | 0 | 0 | 0 | 0 | 0 | 0 | 0 | 0 | 0 | 0 | 0 | 0 | 0 | 0 | 0 | 0 | 0 | 0 | 0 | 0 | 0 | 0 | 0 | 0 | 0 | 0 | 0
F5_Industrial_OR - Industrial_New_Process_Natural Gas_Other Process_E6 | F5 | Industrial | OR - Industrial | New | Process | Natural Gas | Other Process | E6 | RIM BC Ratio | 0 | 0 | 0 | 0 | 0 | 0 | 0 | 0 | 0 | 0 | 0 | 0 | 0 | 0 | 0 | 0 | 0 | 0 | 0 | 0 | 0 | 0 | 0 | 0 | 0 | 0 | 0
F5_Industrial_OR - Industrial_New_Process_Natural Gas_Other Process_E7 | F5 | Industrial | OR - Industrial | New | Process | Natural Gas | Other Process | E7 | RIM BC Ratio | 0 | 0 | 0 | 0 | 0 | 0 | 0 | 0 | 0 | 0 | 0 | 0 | 0 | 0 | 0 | 0 | 0 | 0 | 0 | 0 | 0 | 0 | 0 | 0 | 0 | 0 | 0
F5_Industrial_OR - Industrial_New_Process_Natural Gas_Other Process_E8 | F5 | Industrial | OR - Industrial | New | Process | Natural Gas | Other Process | E8 | RIM BC Ratio | 0 | 0 | 0 | 0 | 0 | 0 | 0 | 0 | 0 | 0 | 0 | 0 | 0 | 0 | 0 | 0 | 0 | 0 | 0 | 0 | 0 | 0 | 0 | 0 | 0 | 0 | 0
F5_Industrial_OR - Industrial_New_Process_Natural Gas_Other Process_E9 | F5 | Industrial | OR - Industrial | New | Process | Natural Gas | Other Process | E9 | RIM BC Ratio | 0 | 0 | 0 | 0 | 0 | 0 | 0 | 0 | 0 | 0 | 0 | 0 | 0 | 0 | 0 | 0 | 0 | 0 | 0 | 0 | 0 | 0 | 0 | 0 | 0 | 0 | 0
F5_Industrial_OR - Industrial_New_Process_Natural Gas_Other Process_E10 | F5 | Industrial | OR - Industrial | New | Process | Natural Gas | Other Process | E10 | RIM BC Ratio | 0 | 0 | 0 | 0 | 0 | 0 | 0 | 0 | 0 | 0 | 0 | 0 | 0 | 0 | 0 | 0 | 0 | 0 | 0 | 0 | 0 | 0 | 0 | 0 | 0 | 0 | 0
F0_Industrial_OR - Industrial_New_Miscellaneous_Natural Gas_Miscellaneous_E0 | F0 | Industrial | OR - Industrial | New | Miscellaneous | Natural Gas | Miscellaneous | E0 | Economic Unit | Standard | Standard | Standard | Standard | Standard | Standard | Standard | Standard | Standard | Standard | Standard | Standard | Standard | Standard | Standard | Standard | Standard | Standard | Standard | Standard | Standard | Standard | Standard | Standard | Standard | Standard | Standard
F1_Industrial_OR - Industrial_New_Miscellaneous_Natural Gas_Miscellaneous_E1 | F1 | Industrial | OR - Industrial | New | Miscellaneous | Natural Gas | Miscellaneous | E1 | CCE | 0 | 0 | 0 | 0 | 0 | 0 | 0 | 0 | 0 | 0 | 0 | 0 | 0 | 0 | 0 | 0 | 0 | 0 | 0 | 0 | 0 | 0 | 0 | 0 | 0 | 0 | 0
F1_Industrial_OR - Industrial_New_Miscellaneous_Natural Gas_Miscellaneous_E2 | F1 | Industrial | OR - Industrial | New | Miscellaneous | Natural Gas | Miscellaneous | E2 | CCE | 0 | 0 | 0 | 0 | 0 | 0 | 0 | 0 | 0 | 0 | 0 | 0 | 0 | 0 | 0 | 0 | 0 | 0 | 0 | 0 | 0 | 0 | 0 | 0 | 0 | 0 | 0
F1_Industrial_OR - Industrial_New_Miscellaneous_Natural Gas_Miscellaneous_E3 | F1 | Industrial | OR - Industrial | New | Miscellaneous | Natural Gas | Miscellaneous | E3 | CCE | 0 | 0 | 0 | 0 | 0 | 0 | 0 | 0 | 0 | 0 | 0 | 0 | 0 | 0 | 0 | 0 | 0 | 0 | 0 | 0 | 0 | 0 | 0 | 0 | 0 | 0 | 0
F1_Industrial_OR - Industrial_New_Miscellaneous_Natural Gas_Miscellaneous_E4 | F1 | Industrial | OR - Industrial | New | Miscellaneous | Natural Gas | Miscellaneous | E4 | CCE | 0 | 0 | 0 | 0 | 0 | 0 | 0 | 0 | 0 | 0 | 0 | 0 | 0 | 0 | 0 | 0 | 0 | 0 | 0 | 0 | 0 | 0 | 0 | 0 | 0 | 0 | 0
F1_Industrial_OR - Industrial_New_Miscellaneous_Natural Gas_Miscellaneous_E5 | F1 | Industrial | OR - Industrial | New | Miscellaneous | Natural Gas | Miscellaneous | E5 | CCE | 0 | 0 | 0 | 0 | 0 | 0 | 0 | 0 | 0 | 0 | 0 | 0 | 0 | 0 | 0 | 0 | 0 | 0 | 0 | 0 | 0 | 0 | 0 | 0 | 0 | 0 | 0
F1_Industrial_OR - Industrial_New_Miscellaneous_Natural Gas_Miscellaneous_E6 | F1 | Industrial | OR - Industrial | New | Miscellaneous | Natural Gas | Miscellaneous | E6 | CCE | 0 | 0 | 0 | 0 | 0 | 0 | 0 | 0 | 0 | 0 | 0 | 0 | 0 | 0 | 0 | 0 | 0 | 0 | 0 | 0 | 0 | 0 | 0 | 0 | 0 | 0 | 0
F1_Industrial_OR - Industrial_New_Miscellaneous_Natural Gas_Miscellaneous_E7 | F1 | Industrial | OR - Industrial | New | Miscellaneous | Natural Gas | Miscellaneous | E7 | CCE | 0 | 0 | 0 | 0 | 0 | 0 | 0 | 0 | 0 | 0 | 0 | 0 | 0 | 0 | 0 | 0 | 0 | 0 | 0 | 0 | 0 | 0 | 0 | 0 | 0 | 0 | 0
F1_Industrial_OR - Industrial_New_Miscellaneous_Natural Gas_Miscellaneous_E8 | F1 | Industrial | OR - Industrial | New | Miscellaneous | Natural Gas | Miscellaneous | E8 | CCE | 0 | 0 | 0 | 0 | 0 | 0 | 0 | 0 | 0 | 0 | 0 | 0 | 0 | 0 | 0 | 0 | 0 | 0 | 0 | 0 | 0 | 0 | 0 | 0 | 0 | 0 | 0
F1_Industrial_OR - Industrial_New_Miscellaneous_Natural Gas_Miscellaneous_E9 | F1 | Industrial | OR - Industrial | New | Miscellaneous | Natural Gas | Miscellaneous | E9 | CCE | 0 | 0 | 0 | 0 | 0 | 0 | 0 | 0 | 0 | 0 | 0 | 0 | 0 | 0 | 0 | 0 | 0 | 0 | 0 | 0 | 0 | 0 | 0 | 0 | 0 | 0 | 0
F1_Industrial_OR - Industrial_New_Miscellaneous_Natural Gas_Miscellaneous_E10 | F1 | Industrial | OR - Industrial | New | Miscellaneous | Natural Gas | Miscellaneous | E10 | CCE | 0 | 0 | 0 | 0 | 0 | 0 | 0 | 0 | 0 | 0 | 0 | 0 | 0 | 0 | 0 | 0 | 0 | 0 | 0 | 0 | 0 | 0 | 0 | 0 | 0 | 0 | 0
F2_Industrial_OR - Industrial_New_Miscellaneous_Natural Gas_Miscellaneous_E1 | F2 | Industrial | OR - Industrial | New | Miscellaneous | Natural Gas | Miscellaneous | E1 | TRC BC Ratio | bar: 2021 to 2047
F2_Industrial_OR - Industrial_New_Miscellaneous_Natural Gas_Miscellaneous_E2 | F2 | Industrial | OR - Industrial | New | Miscellaneous | Natural Gas | Miscellaneous | E2 | TRC BC Ratio | 0 | 0 | 0 | 0 | 0 | 0 | 0 | 0 | 0 | 0 | 0 | 0 | 0 | 0 | 0 | 0 | 0 | 0 | 0 | 0 | 0 | 0 | 0 | 0 | 0 | 0 | 0
F2_Industrial_OR - Industrial_New_Miscellaneous_Natural Gas_Miscellaneous_E3 | F2 | Industrial | OR - Industrial | New | Miscellaneous | Natural Gas | Miscellaneous | E3 | TRC BC Ratio | 0 | 0 | 0 | 0 | 0 | 0 | 0 | 0 | 0 | 0 | 0 | 0 | 0 | 0 | 0 | 0 | 0 | 0 | 0 | 0 | 0 | 0 | 0 | 0 | 0 | 0 | 0
F2_Industrial_OR - Industrial_New_Miscellaneous_Natural Gas_Miscellaneous_E4 | F2 | Industrial | OR - Industrial | New | Miscellaneous | Natural Gas | Miscellaneous | E4 | TRC BC Ratio | 0 | 0 | 0 | 0 | 0 | 0 | 0 | 0 | 0 | 0 | 0 | 0 | 0 | 0 | 0 | 0 | 0 | 0 | 0 | 0 | 0 | 0 | 0 | 0 | 0 | 0 | 0
F2_Industrial_OR - Industrial_New_Miscellaneous_Natural Gas_Miscellaneous_E5 | F2 | Industrial | OR - Industrial | New | Miscellaneous | Natural Gas | Miscellaneous | E5 | TRC BC Ratio | 0 | 0 | 0 | 0 | 0 | 0 | 0 | 0 | 0 | 0 | 0 | 0 | 0 | 0 | 0 | 0 | 0 | 0 | 0 | 0 | 0 | 0 | 0 | 0 | 0 | 0 | 0
F2_Industrial_OR - Industrial_New_Miscellaneous_Natural Gas_Miscellaneous_E6 | F2 | Industrial | OR - Industrial | New | Miscellaneous | Natural Gas | Miscellaneous | E6 | TRC BC Ratio | 0 | 0 | 0 | 0 | 0 | 0 | 0 | 0 | 0 | 0 | 0 | 0 | 0 | 0 | 0 | 0 | 0 | 0 | 0 | 0 | 0 | 0 | 0 | 0 | 0 | 0 | 0
F2_Industrial_OR - Industrial_New_Miscellaneous_Natural Gas_Miscellaneous_E7 | F2 | Industrial | OR - Industrial | New | Miscellaneous | Natural Gas | Miscellaneous | E7 | TRC BC Ratio | 0 | 0 | 0 | 0 | 0 | 0 | 0 | 0 | 0 | 0 | 0 | 0 | 0 | 0 | 0 | 0 | 0 | 0 | 0 | 0 | 0 | 0 | 0 | 0 | 0 | 0 | 0
F2_Industrial_OR - Industrial_New_Miscellaneous_Natural Gas_Miscellaneous_E8 | F2 | Industrial | OR - Industrial | New | Miscellaneous | Natural Gas | Miscellaneous | E8 | TRC BC Ratio | 0 | 0 | 0 | 0 | 0 | 0 | 0 | 0 | 0 | 0 | 0 | 0 | 0 | 0 | 0 | 0 | 0 | 0 | 0 | 0 | 0 | 0 | 0 | 0 | 0 | 0 | 0
F2_Industrial_OR - Industrial_New_Miscellaneous_Natural Gas_Miscellaneous_E9 | F2 | Industrial | OR - Industrial | New | Miscellaneous | Natural Gas | Miscellaneous | E9 | TRC BC Ratio | 0 | 0 | 0 | 0 | 0 | 0 | 0 | 0 | 0 | 0 | 0 | 0 | 0 | 0 | 0 | 0 | 0 | 0 | 0 | 0 | 0 | 0 | 0 | 0 | 0 | 0 | 0
F2_Industrial_OR - Industrial_New_Miscellaneous_Natural Gas_Miscellaneous_E10 | F2 | Industrial | OR - Industrial | New | Miscellaneous | Natural Gas | Miscellaneous | E10 | TRC BC Ratio | 0 | 0 | 0 | 0 | 0 | 0 | 0 | 0 | 0 | 0 | 0 | 0 | 0 | 0 | 0 | 0 | 0 | 0 | 0 | 0 | 0 | 0 | 0 | 0 | 0 | 0 | 0
F3_Industrial_OR - Industrial_New_Miscellaneous_Natural Gas_Miscellaneous_E1 | F3 | Industrial | OR - Industrial | New | Miscellaneous | Natural Gas | Miscellaneous | E1 | PACT BC Ratio | bar: 2021 to 2047
F3_Industrial_OR - Industrial_New_Miscellaneous_Natural Gas_Miscellaneous_E2 | F3 | Industrial | OR - Industrial | New | Miscellaneous | Natural Gas | Miscellaneous | E2 | PACT BC Ratio | 0 | 0 | 0 | 0 | 0 | 0 | 0 | 0 | 0 | 0 | 0 | 0 | 0 | 0 | 0 | 0 | 0 | 0 | 0 | 0 | 0 | 0 | 0 | 0 | 0 | 0 | 0
F3_Industrial_OR - Industrial_New_Miscellaneous_Natural Gas_Miscellaneous_E3 | F3 | Industrial | OR - Industrial | New | Miscellaneous | Natural Gas | Miscellaneous | E3 | PACT BC Ratio | 0 | 0 | 0 | 0 | 0 | 0 | 0 | 0 | 0 | 0 | 0 | 0 | 0 | 0 | 0 | 0 | 0 | 0 | 0 | 0 | 0 | 0 | 0 | 0 | 0 | 0 | 0
F3_Industrial_OR - Industrial_New_Miscellaneous_Natural Gas_Miscellaneous_E4 | F3 | Industrial | OR - Industrial | New | Miscellaneous | Natural Gas | Miscellaneous | E4 | PACT BC Ratio | 0 | 0 | 0 | 0 | 0 | 0 | 0 | 0 | 0 | 0 | 0 | 0 | 0 | 0 | 0 | 0 | 0 | 0 | 0 | 0 | 0 | 0 | 0 | 0 | 0 | 0 | 0
F3_Industrial_OR - Industrial_New_Miscellaneous_Natural Gas_Miscellaneous_E5 | F3 | Industrial | OR - Industrial | New | Miscellaneous | Natural Gas | Miscellaneous | E5 | PACT BC Ratio | 0 | 0 | 0 | 0 | 0 | 0 | 0 | 0 | 0 | 0 | 0 | 0 | 0 | 0 | 0 | 0 | 0 | 0 | 0 | 0 | 0 | 0 | 0 | 0 | 0 | 0 | 0
F3_Industrial_OR - Industrial_New_Miscellaneous_Natural Gas_Miscellaneous_E6 | F3 | Industrial | OR - Industrial | New | Miscellaneous | Natural Gas | Miscellaneous | E6 | PACT BC Ratio | 0 | 0 | 0 | 0 | 0 | 0 | 0 | 0 | 0 | 0 | 0 | 0 | 0 | 0 | 0 | 0 | 0 | 0 | 0 | 0 | 0 | 0 | 0 | 0 | 0 | 0 | 0
F3_Industrial_OR - Industrial_New_Miscellaneous_Natural Gas_Miscellaneous_E7 | F3 | Industrial | OR - Industrial | New | Miscellaneous | Natural Gas | Miscellaneous | E7 | PACT BC Ratio | 0 | 0 | 0 | 0 | 0 | 0 | 0 | 0 | 0 | 0 | 0 | 0 | 0 | 0 | 0 | 0 | 0 | 0 | 0 | 0 | 0 | 0 | 0 | 0 | 0 | 0 | 0
F3_Industrial_OR - Industrial_New_Miscellaneous_Natural Gas_Miscellaneous_E8 | F3 | Industrial | OR - Industrial | New | Miscellaneous | Natural Gas | Miscellaneous | E8 | PACT BC Ratio | 0 | 0 | 0 | 0 | 0 | 0 | 0 | 0 | 0 | 0 | 0 | 0 | 0 | 0 | 0 | 0 | 0 | 0 | 0 | 0 | 0 | 0 | 0 | 0 | 0 | 0 | 0
F3_Industrial_OR - Industrial_New_Miscellaneous_Natural Gas_Miscellaneous_E9 | F3 | Industrial | OR - Industrial | New | Miscellaneous | Natural Gas | Miscellaneous | E9 | PACT BC Ratio | 0 | 0 | 0 | 0 | 0 | 0 | 0 | 0 | 0 | 0 | 0 | 0 | 0 | 0 | 0 | 0 | 0 | 0 | 0 | 0 | 0 | 0 | 0 | 0 | 0 | 0 | 0
F3_Industrial_OR - Industrial_New_Miscellaneous_Natural Gas_Miscellaneous_E10 | F3 | Industrial | OR - Industrial | New | Miscellaneous | Natural Gas | Miscellaneous | E10 | PACT BC Ratio | 0 | 0 | 0 | 0 | 0 | 0 | 0 | 0 | 0 | 0 | 0 | 0 | 0 | 0 | 0 | 0 | 0 | 0 | 0 | 0 | 0 | 0 | 0 | 0 | 0 | 0 | 0
F4_Industrial_OR - Industrial_New_Miscellaneous_Natural Gas_Miscellaneous_E1 | F4 | Industrial | OR - Industrial | New | Miscellaneous | Natural Gas | Miscellaneous | E1 | RVT BC Ratio | bar: 2021 to 2047
F4_Industrial_OR - Industrial_New_Miscellaneous_Natural Gas_Miscellaneous_E2 | F4 | Industrial | OR - Industrial | New | Miscellaneous | Natural Gas | Miscellaneous | E2 | RVT BC Ratio | 0 | 0 | 0 | 0 | 0 | 0 | 0 | 0 | 0 | 0 | 0 | 0 | 0 | 0 | 0 | 0 | 0 | 0 | 0 | 0 | 0 | 0 | 0 | 0 | 0 | 0 | 0
F4_Industrial_OR - Industrial_New_Miscellaneous_Natural Gas_Miscellaneous_E3 | F4 | Industrial | OR - Industrial | New | Miscellaneous | Natural Gas | Miscellaneous | E3 | RVT BC Ratio | 0 | 0 | 0 | 0 | 0 | 0 | 0 | 0 | 0 | 0 | 0 | 0 | 0 | 0 | 0 | 0 | 0 | 0 | 0 | 0 | 0 | 0 | 0 | 0 | 0 | 0 | 0
F4_Industrial_OR - Industrial_New_Miscellaneous_Natural Gas_Miscellaneous_E4 | F4 | Industrial | OR - Industrial | New | Miscellaneous | Natural Gas | Miscellaneous | E4 | RVT BC Ratio | 0 | 0 | 0 | 0 | 0 | 0 | 0 | 0 | 0 | 0 | 0 | 0 | 0 | 0 | 0 | 0 | 0 | 0 | 0 | 0 | 0 | 0 | 0 | 0 | 0 | 0 | 0
F4_Industrial_OR - Industrial_New_Miscellaneous_Natural Gas_Miscellaneous_E5 | F4 | Industrial | OR - Industrial | New | Miscellaneous | Natural Gas | Miscellaneous | E5 | RVT BC Ratio | 0 | 0 | 0 | 0 | 0 | 0 | 0 | 0 | 0 | 0 | 0 | 0 | 0 | 0 | 0 | 0 | 0 | 0 | 0 | 0 | 0 | 0 | 0 | 0 | 0 | 0 | 0
F4_Industrial_OR - Industrial_New_Miscellaneous_Natural Gas_Miscellaneous_E6 | F4 | Industrial | OR - Industrial | New | Miscellaneous | Natural Gas | Miscellaneous | E6 | RVT BC Ratio | 0 | 0 | 0 | 0 | 0 | 0 | 0 | 0 | 0 | 0 | 0 | 0 | 0 | 0 | 0 | 0 | 0 | 0 | 0 | 0 | 0 | 0 | 0 | 0 | 0 | 0 | 0
F4_Industrial_OR - Industrial_New_Miscellaneous_Natural Gas_Miscellaneous_E7 | F4 | Industrial | OR - Industrial | New | Miscellaneous | Natural Gas | Miscellaneous | E7 | RVT BC Ratio | 0 | 0 | 0 | 0 | 0 | 0 | 0 | 0 | 0 | 0 | 0 | 0 | 0 | 0 | 0 | 0 | 0 | 0 | 0 | 0 | 0 | 0 | 0 | 0 | 0 | 0 | 0
F4_Industrial_OR - Industrial_New_Miscellaneous_Natural Gas_Miscellaneous_E8 | F4 | Industrial | OR - Industrial | New | Miscellaneous | Natural Gas | Miscellaneous | E8 | RVT BC Ratio | 0 | 0 | 0 | 0 | 0 | 0 | 0 | 0 | 0 | 0 | 0 | 0 | 0 | 0 | 0 | 0 | 0 | 0 | 0 | 0 | 0 | 0 | 0 | 0 | 0 | 0 | 0
F4_Industrial_OR - Industrial_New_Miscellaneous_Natural Gas_Miscellaneous_E9 | F4 | Industrial | OR - Industrial | New | Miscellaneous | Natural Gas | Miscellaneous | E9 | RVT BC Ratio | 0 | 0 | 0 | 0 | 0 | 0 | 0 | 0 | 0 | 0 | 0 | 0 | 0 | 0 | 0 | 0 | 0 | 0 | 0 | 0 | 0 | 0 | 0 | 0 | 0 | 0 | 0
F4_Industrial_OR - Industrial_New_Miscellaneous_Natural Gas_Miscellaneous_E10 | F4 | Industrial | OR - Industrial | New | Miscellaneous | Natural Gas | Miscellaneous | E10 | RVT BC Ratio | 0 | 0 | 0 | 0 | 0 | 0 | 0 | 0 | 0 | 0 | 0 | 0 | 0 | 0 | 0 | 0 | 0 | 0 | 0 | 0 | 0 | 0 | 0 | 0 | 0 | 0 | 0
F5_Industrial_OR - Industrial_New_Miscellaneous_Natural Gas_Miscellaneous_E1 | F5 | Industrial | OR - Industrial | New | Miscellaneous | Natural Gas | Miscellaneous | E1 | RIM BC Ratio | bar: 2021 to 2047
F5_Industrial_OR - Industrial_New_Miscellaneous_Natural Gas_Miscellaneous_E2 | F5 | Industrial | OR - Industrial | New | Miscellaneous | Natural Gas | Miscellaneous | E2 | RIM BC Ratio | 0 | 0 | 0 | 0 | 0 | 0 | 0 | 0 | 0 | 0 | 0 | 0 | 0 | 0 | 0 | 0 | 0 | 0 | 0 | 0 | 0 | 0 | 0 | 0 | 0 | 0 | 0
F5_Industrial_OR - Industrial_New_Miscellaneous_Natural Gas_Miscellaneous_E3 | F5 | Industrial | OR - Industrial | New | Miscellaneous | Natural Gas | Miscellaneous | E3 | RIM BC Ratio | 0 | 0 | 0 | 0 | 0 | 0 | 0 | 0 | 0 | 0 | 0 | 0 | 0 | 0 | 0 | 0 | 0 | 0 | 0 | 0 | 0 | 0 | 0 | 0 | 0 | 0 | 0
F5_Industrial_OR - Industrial_New_Miscellaneous_Natural Gas_Miscellaneous_E4 | F5 | Industrial | OR - Industrial | New | Miscellaneous | Natural Gas | Miscellaneous | E4 | RIM BC Ratio | 0 | 0 | 0 | 0 | 0 | 0 | 0 | 0 | 0 | 0 | 0 | 0 | 0 | 0 | 0 | 0 | 0 | 0 | 0 | 0 | 0 | 0 | 0 | 0 | 0 | 0 | 0
F5_Industrial_OR - Industrial_New_Miscellaneous_Natural Gas_Miscellaneous_E5 | F5 | Industrial | OR - Industrial | New | Miscellaneous | Natural Gas | Miscellaneous | E5 | RIM BC Ratio | 0 | 0 | 0 | 0 | 0 | 0 | 0 | 0 | 0 | 0 | 0 | 0 | 0 | 0 | 0 | 0 | 0 | 0 | 0 | 0 | 0 | 0 | 0 | 0 | 0 | 0 | 0
F5_Industrial_OR - Industrial_New_Miscellaneous_Natural Gas_Miscellaneous_E6 | F5 | Industrial | OR - Industrial | New | Miscellaneous | Natural Gas | Miscellaneous | E6 | RIM BC Ratio | 0 | 0 | 0 | 0 | 0 | 0 | 0 | 0 | 0 | 0 | 0 | 0 | 0 | 0 | 0 | 0 | 0 | 0 | 0 | 0 | 0 | 0 | 0 | 0 | 0 | 0 | 0
F5_Industrial_OR - Industrial_New_Miscellaneous_Natural Gas_Miscellaneous_E7 | F5 | Industrial | OR - Industrial | New | Miscellaneous | Natural Gas | Miscellaneous | E7 | RIM BC Ratio | 0 | 0 | 0 | 0 | 0 | 0 | 0 | 0 | 0 | 0 | 0 | 0 | 0 | 0 | 0 | 0 | 0 | 0 | 0 | 0 | 0 | 0 | 0 | 0 | 0 | 0 | 0
F5_Industrial_OR - Industrial_New_Miscellaneous_Natural Gas_Miscellaneous_E8 | F5 | Industrial | OR - Industrial | New | Miscellaneous | Natural Gas | Miscellaneous | E8 | RIM BC Ratio | 0 | 0 | 0 | 0 | 0 | 0 | 0 | 0 | 0 | 0 | 0 | 0 | 0 | 0 | 0 | 0 | 0 | 0 | 0 | 0 | 0 | 0 | 0 | 0 | 0 | 0 | 0
F5_Industrial_OR - Industrial_New_Miscellaneous_Natural Gas_Miscellaneous_E9 | F5 | Industrial | OR - Industrial | New | Miscellaneous | Natural Gas | Miscellaneous | E9 | RIM BC Ratio | 0 | 0 | 0 | 0 | 0 | 0 | 0 | 0 | 0 | 0 | 0 | 0 | 0 | 0 | 0 | 0 | 0 | 0 | 0 | 0 | 0 | 0 | 0 | 0 | 0 | 0 | 0
F5_Industrial_OR - Industrial_New_Miscellaneous_Natural Gas_Miscellaneous_E10 | F5 | Industrial | OR - Industrial | New | Miscellaneous | Natural Gas | Miscellaneous | E10 | RIM BC Ratio | 0 | 0 | 0 | 0 | 0 | 0 | 0 | 0 | 0 | 0 | 0 | 0 | 0 | 0 | 0 | 0 | 0 | 0 | 0 | 0 | 0 | 0 | 0 | 0 | 0 | 0 | 0
F0_Industrial_Interruptible - Industrial_Existing_Space Heating_Natural Gas_Furnace_E0 | F0 | Industrial | Interruptible - Industrial | Existing | Space Heating | Natural Gas | Furnace | E0 | Economic Unit | AFUE 96% | AFUE 96% | AFUE 96% | AFUE 96% | AFUE 96% | AFUE 96% | AFUE 96% | AFUE 96% | AFUE 96% | AFUE 96% | AFUE 96% | AFUE 96% | AFUE 96% | AFUE 96% | AFUE 96% | AFUE 96% | AFUE 96% | AFUE 96% | AFUE 96% | AFUE 96% | AFUE 96% | AFUE 96% | AFUE 96% | AFUE 96% | AFUE 96% | AFUE 96% | AFUE 96%
F1_Industrial_Interruptible - Industrial_Existing_Space Heating_Natural Gas_Furnace_E1 | F1 | Industrial | Interruptible - Industrial | Existing | Space Heating | Natural Gas | Furnace | E1 | CCE | 0 | 0 | 0 | 0 | 0 | 0 | 0 | 0 | 0 | 0 | 0 | 0 | 0 | 0 | 0 | 0 | 0 | 0 | 0 | 0 | 0 | 0 | 0 | 0 | 0 | 0 | 0
F1_Industrial_Interruptible - Industrial_Existing_Space Heating_Natural Gas_Furnace_E2 | F1 | Industrial | Interruptible - Industrial | Existing | Space Heating | Natural Gas | Furnace | E2 | CCE | 0.0038434 | 0.0035726 | 0.0035865 | 0 | 0 | 0 | 0 | 0 | 0 | 0 | 0 | 0 | 0 | 0 | 0 | 0 | 0 | 0 | 0 | 0 | 0 | 0 | 0 | 0 | 0 | 0 | 0
F1_Industrial_Interruptible - Industrial_Existing_Space Heating_Natural Gas_Furnace_E3 | F1 | Industrial | Interruptible - Industrial | Existing | Space Heating | Natural Gas | Furnace | E3 | CCE | 0.0051245 | 0.0047634 | 0.004782 | 0.007173 | 0.007173 | 0.007173 | 0.007173 | 0.007173 | 0.007173 | 0.007173 | 0.007173 | 0.007173 | 0.007173 | 0.007173 | 0.007173 | 0.007173 | 0.007173 | 0.007173 | 0.007173 | 0.007173 | 0.007173 | 0.007173 | 0.007173 | 0.007173 | 0.007173 | 0.007173 | 0.007173
F1_Industrial_Interruptible - Industrial_Existing_Space Heating_Natural Gas_Furnace_E4 | F1 | Industrial | Interruptible - Industrial | Existing | Space Heating | Natural Gas | Furnace | E4 | CCE | 0 | 0 | 0 | 0 | 0 | 0 | 0 | 0 | 0 | 0 | 0 | 0 | 0 | 0 | 0 | 0 | 0 | 0 | 0 | 0 | 0 | 0 | 0 | 0 | 0 | 0 | 0
F1_Industrial_Interruptible - Industrial_Existing_Space Heating_Natural Gas_Furnace_E5 | F1 | Industrial | Interruptible - Industrial | Existing | Space Heating | Natural Gas | Furnace | E5 | CCE | 0 | 0 | 0 | 0 | 0 | 0 | 0 | 0 | 0 | 0 | 0 | 0 | 0 | 0 | 0 | 0 | 0 | 0 | 0 | 0 | 0 | 0 | 0 | 0 | 0 | 0 | 0
F1_Industrial_Interruptible - Industrial_Existing_Space Heating_Natural Gas_Furnace_E6 | F1 | Industrial | Interruptible - Industrial | Existing | Space Heating | Natural Gas | Furnace | E6 | CCE | 0 | 0 | 0 | 0 | 0 | 0 | 0 | 0 | 0 | 0 | 0 | 0 | 0 | 0 | 0 | 0 | 0 | 0 | 0 | 0 | 0 | 0 | 0 | 0 | 0 | 0 | 0
F1_Industrial_Interruptible - Industrial_Existing_Space Heating_Natural Gas_Furnace_E7 | F1 | Industrial | Interruptible - Industrial | Existing | Space Heating | Natural Gas | Furnace | E7 | CCE | 0 | 0 | 0 | 0 | 0 | 0 | 0 | 0 | 0 | 0 | 0 | 0 | 0 | 0 | 0 | 0 | 0 | 0 | 0 | 0 | 0 | 0 | 0 | 0 | 0 | 0 | 0
F1_Industrial_Interruptible - Industrial_Existing_Space Heating_Natural Gas_Furnace_E8 | F1 | Industrial | Interruptible - Industrial | Existing | Space Heating | Natural Gas | Furnace | E8 | CCE | 0 | 0 | 0 | 0 | 0 | 0 | 0 | 0 | 0 | 0 | 0 | 0 | 0 | 0 | 0 | 0 | 0 | 0 | 0 | 0 | 0 | 0 | 0 | 0 | 0 | 0 | 0
F1_Industrial_Interruptible - Industrial_Existing_Space Heating_Natural Gas_Furnace_E9 | F1 | Industrial | Interruptible - Industrial | Existing | Space Heating | Natural Gas | Furnace | E9 | CCE | 0 | 0 | 0 | 0 | 0 | 0 | 0 | 0 | 0 | 0 | 0 | 0 | 0 | 0 | 0 | 0 | 0 | 0 | 0 | 0 | 0 | 0 | 0 | 0 | 0 | 0 | 0
F1_Industrial_Interruptible - Industrial_Existing_Space Heating_Natural Gas_Furnace_E10 | F1 | Industrial | Interruptible - Industrial | Existing | Space Heating | Natural Gas | Furnace | E10 | CCE | 0 | 0 | 0 | 0 | 0 | 0 | 0 | 0 | 0 | 0 | 0 | 0 | 0 | 0 | 0 | 0 | 0 | 0 | 0 | 0 | 0 | 0 | 0 | 0 | 0 | 0 | 0
F2_Industrial_Interruptible - Industrial_Existing_Space Heating_Natural Gas_Furnace_E1 | F2 | Industrial | Interruptible - Industrial | Existing | Space Heating | Natural Gas | Furnace | E1 | TRC BC Ratio | 1 | 1 | 1 | 0 | 0 | 0 | 0 | 0 | 0 | 0 | 0 | 0 | 0 | 0 | 0 | 0 | 0 | 0 | 0 | 0 | 0 | 0 | 0 | 0 | 0 | 0 | 0
F2_Industrial_Interruptible - Industrial_Existing_Space Heating_Natural Gas_Furnace_E2 | F2 | Industrial | Interruptible - Industrial | Existing | Space Heating | Natural Gas | Furnace | E2 | TRC BC Ratio | 2.6237 | 2.665 | 2.6943 | 1 | 1 | 1 | 1 | 1 | 1 | 1 | 1 | 1 | 1 | 1 | 1 | 1 | 1 | 1 | 1 | 1 | 1 | 1 | 1 | 1 | 1 | 1 | 1
F2_Industrial_Interruptible - Industrial_Existing_Space Heating_Natural Gas_Furnace_E3 | F2 | Industrial | Interruptible - Industrial | Existing | Space Heating | Natural Gas | Furnace | E3 | TRC BC Ratio | 1.9678 | 1.9988 | 2.0207 | 1.3799 | 1.4211 | 1.4693 | 1.4861 | 1.5022 | 1.5175 | 1.5311 | 1.5441 | 1.5591 | 1.5722 | 1.5842 | 1.5961 | 1.6073 | 1.6178 | 1.6289 | 1.6401 | 1.6514 | 1.6622 | 1.6724 | 1.6824 | 1.6912 | 1.7005 | 1.7089 | 1.7172
F2_Industrial_Interruptible - Industrial_Existing_Space Heating_Natural Gas_Furnace_E4 | F2 | Industrial | Interruptible - Industrial | Existing | Space Heating | Natural Gas | Furnace | E4 | TRC BC Ratio | 0 | 0 | 0 | 0 | 0 | 0 | 0 | 0 | 0 | 0 | 0 | 0 | 0 | 0 | 0 | 0 | 0 | 0 | 0 | 0 | 0 | 0 | 0 | 0 | 0 | 0 | 0
F2_Industrial_Interruptible - Industrial_Existing_Space Heating_Natural Gas_Furnace_E5 | F2 | Industrial | Interruptible - Industrial | Existing | Space Heating | Natural Gas | Furnace | E5 | TRC BC Ratio | 0 | 0 | 0 | 0 | 0 | 0 | 0 | 0 | 0 | 0 | 0 | 0 | 0 | 0 | 0 | 0 | 0 | 0 | 0 | 0 | 0 | 0 | 0 | 0 | 0 | 0 | 0
F2_Industrial_Interruptible - Industrial_Existing_Space Heating_Natural Gas_Furnace_E6 | F2 | Industrial | Interruptible - Industrial | Existing | Space Heating | Natural Gas | Furnace | E6 | TRC BC Ratio | 0 | 0 | 0 | 0 | 0 | 0 | 0 | 0 | 0 | 0 | 0 | 0 | 0 | 0 | 0 | 0 | 0 | 0 | 0 | 0 | 0 | 0 | 0 | 0 | 0 | 0 | 0
F2_Industrial_Interruptible - Industrial_Existing_Space Heating_Natural Gas_Furnace_E7 | F2 | Industrial | Interruptible - Industrial | Existing | Space Heating | Natural Gas | Furnace | E7 | TRC BC Ratio | 0 | 0 | 0 | 0 | 0 | 0 | 0 | 0 | 0 | 0 | 0 | 0 | 0 | 0 | 0 | 0 | 0 | 0 | 0 | 0 | 0 | 0 | 0 | 0 | 0 | 0 | 0
F2_Industrial_Interruptible - Industrial_Existing_Space Heating_Natural Gas_Furnace_E8 | F2 | Industrial | Interruptible - Industrial | Existing | Space Heating | Natural Gas | Furnace | E8 | TRC BC Ratio | 0 | 0 | 0 | 0 | 0 | 0 | 0 | 0 | 0 | 0 | 0 | 0 | 0 | 0 | 0 | 0 | 0 | 0 | 0 | 0 | 0 | 0 | 0 | 0 | 0 | 0 | 0
F2_Industrial_Interruptible - Industrial_Existing_Space Heating_Natural Gas_Furnace_E9 | F2 | Industrial | Interruptible - Industrial | Existing | Space Heating | Natural Gas | Furnace | E9 | TRC BC Ratio | 0 | 0 | 0 | 0 | 0 | 0 | 0 | 0 | 0 | 0 | 0 | 0 | 0 | 0 | 0 | 0 | 0 | 0 | 0 | 0 | 0 | 0 | 0 | 0 | 0 | 0 | 0
F2_Industrial_Interruptible - Industrial_Existing_Space Heating_Natural Gas_Furnace_E10 | F2 | Industrial | Interruptible - Industrial | Existing | Space Heating | Natural Gas | Furnace | E10 | TRC BC Ratio | 0 | 0 | 0 | 0 | 0 | 0 | 0 | 0 | 0 | 0 | 0 | 0 | 0 | 0 | 0 | 0 | 0 | 0 | 0 | 0 | 0 | 0 | 0 | 0 | 0 | 0 | 0
F3_Industrial_Interruptible - Industrial_Existing_Space Heating_Natural Gas_Furnace_E1 | F3 | Industrial | Interruptible - Industrial | Existing | Space Heating | Natural Gas | Furnace | E1 | PACT BC Ratio | 1 | 1 | 1 | 0 | 0 | 0 | 0 | 0 | 0 | 0 | 0 | 0 | 0 | 0 | 0 | 0 | 0 | 0 | 0 | 0 | 0 | 0 | 0 | 0 | 0 | 0 | 0
F3_Industrial_Interruptible - Industrial_Existing_Space Heating_Natural Gas_Furnace_E2 | F3 | Industrial | Interruptible - Industrial | Existing | Space Heating | Natural Gas | Furnace | E2 | PACT BC Ratio | 4.4977 | 4.5686 | 4.6188 | 1 | 1 | 1 | 1 | 1 | 1 | 1 | 1 | 1 | 1 | 1 | 1 | 1 | 1 | 1 | 1 | 1 | 1 | 1 | 1 | 1 | 1 | 1 | 1
F3_Industrial_Interruptible - Industrial_Existing_Space Heating_Natural Gas_Furnace_E3 | F3 | Industrial | Interruptible - Industrial | Existing | Space Heating | Natural Gas | Furnace | E3 | PACT BC Ratio | 3.3733 | 3.4264 | 3.4641 | 2.3656 | 2.4362 | 2.5188 | 2.5475 | 2.5752 | 2.6014 | 2.6248 | 2.647 | 2.6728 | 2.6952 | 2.7157 | 2.7361 | 2.7554 | 2.7733 | 2.7924 | 2.8116 | 2.831 | 2.8494 | 2.8669 | 2.884 | 2.8992 | 2.9152 | 2.9295 | 2.9438
F3_Industrial_Interruptible - Industrial_Existing_Space Heating_Natural Gas_Furnace_E4 | F3 | Industrial | Interruptible - Industrial | Existing | Space Heating | Natural Gas | Furnace | E4 | PACT BC Ratio | 0 | 0 | 0 | 0 | 0 | 0 | 0 | 0 | 0 | 0 | 0 | 0 | 0 | 0 | 0 | 0 | 0 | 0 | 0 | 0 | 0 | 0 | 0 | 0 | 0 | 0 | 0
F3_Industrial_Interruptible - Industrial_Existing_Space Heating_Natural Gas_Furnace_E5 | F3 | Industrial | Interruptible - Industrial | Existing | Space Heating | Natural Gas | Furnace | E5 | PACT BC Ratio | 0 | 0 | 0 | 0 | 0 | 0 | 0 | 0 | 0 | 0 | 0 | 0 | 0 | 0 | 0 | 0 | 0 | 0 | 0 | 0 | 0 | 0 | 0 | 0 | 0 | 0 | 0
F3_Industrial_Interruptible - Industrial_Existing_Space Heating_Natural Gas_Furnace_E6 | F3 | Industrial | Interruptible - Industrial | Existing | Space Heating | Natural Gas | Furnace | E6 | PACT BC Ratio | 0 | 0 | 0 | 0 | 0 | 0 | 0 | 0 | 0 | 0 | 0 | 0 | 0 | 0 | 0 | 0 | 0 | 0 | 0 | 0 | 0 | 0 | 0 | 0 | 0 | 0 | 0
F3_Industrial_Interruptible - Industrial_Existing_Space Heating_Natural Gas_Furnace_E7 | F3 | Industrial | Interruptible - Industrial | Existing | Space Heating | Natural Gas | Furnace | E7 | PACT BC Ratio | 0 | 0 | 0 | 0 | 0 | 0 | 0 | 0 | 0 | 0 | 0 | 0 | 0 | 0 | 0 | 0 | 0 | 0 | 0 | 0 | 0 | 0 | 0 | 0 | 0 | 0 | 0
F3_Industrial_Interruptible - Industrial_Existing_Space Heating_Natural Gas_Furnace_E8 | F3 | Industrial | Interruptible - Industrial | Existing | Space Heating | Natural Gas | Furnace | E8 | PACT BC Ratio | 0 | 0 | 0 | 0 | 0 | 0 | 0 | 0 | 0 | 0 | 0 | 0 | 0 | 0 | 0 | 0 | 0 | 0 | 0 | 0 | 0 | 0 | 0 | 0 | 0 | 0 | 0
F3_Industrial_Interruptible - Industrial_Existing_Space Heating_Natural Gas_Furnace_E9 | F3 | Industrial | Interruptible - Industrial | Existing | Space Heating | Natural Gas | Furnace | E9 | PACT BC Ratio | 0 | 0 | 0 | 0 | 0 | 0 | 0 | 0 | 0 | 0 | 0 | 0 | 0 | 0 | 0 | 0 | 0 | 0 | 0 | 0 | 0 | 0 | 0 | 0 | 0 | 0 | 0
F3_Industrial_Interruptible - Industrial_Existing_Space Heating_Natural Gas_Furnace_E10 | F3 | Industrial | Interruptible - Industrial | Existing | Space Heating | Natural Gas | Furnace | E10 | PACT BC Ratio | 0 | 0 | 0 | 0 | 0 | 0 | 0 | 0 | 0 | 0 | 0 | 0 | 0 | 0 | 0 | 0 | 0 | 0 | 0 | 0 | 0 | 0 | 0 | 0 | 0 | 0 | 0
F4_Industrial_Interruptible - Industrial_Existing_Space Heating_Natural Gas_Furnace_E1 | F4 | Industrial | Interruptible - Industrial | Existing | Space Heating | Natural Gas | Furnace | E1 | RVT BC Ratio | 1 | 1 | 1 | 0 | 0 | 0 | 0 | 0 | 0 | 0 | 0 | 0 | 0 | 0 | 0 | 0 | 0 | 0 | 0 | 0 | 0 | 0 | 0 | 0 | 0 | 0 | 0
F4_Industrial_Interruptible - Industrial_Existing_Space Heating_Natural Gas_Furnace_E2 | F4 | Industrial | Interruptible - Industrial | Existing | Space Heating | Natural Gas | Furnace | E2 | RVT BC Ratio | 0.5 | 0.5 | 0.5 | 1 | 1 | 1 | 1 | 1 | 1 | 1 | 1 | 1 | 1 | 1 | 1 | 1 | 1 | 1 | 1 | 1 | 1 | 1 | 1 | 1 | 1 | 1 | 1
F4_Industrial_Interruptible - Industrial_Existing_Space Heating_Natural Gas_Furnace_E3 | F4 | Industrial | Interruptible - Industrial | Existing | Space Heating | Natural Gas | Furnace | E3 | RVT BC Ratio | 0.5 | 0.5 | 0.5 | 0.5 | 0.5 | 0.5 | 0.5 | 0.5 | 0.5 | 0.5 | 0.5 | 0.5 | 0.5 | 0.5 | 0.5 | 0.5 | 0.5 | 0.5 | 0.5 | 0.5 | 0.5 | 0.5 | 0.5 | 0.5 | 0.5 | 0.5 | 0.5
F4_Industrial_Interruptible - Industrial_Existing_Space Heating_Natural Gas_Furnace_E4 | F4 | Industrial | Interruptible - Industrial | Existing | Space Heating | Natural Gas | Furnace | E4 | RVT BC Ratio | 0 | 0 | 0 | 0 | 0 | 0 | 0 | 0 | 0 | 0 | 0 | 0 | 0 | 0 | 0 | 0 | 0 | 0 | 0 | 0 | 0 | 0 | 0 | 0 | 0 | 0 | 0
F4_Industrial_Interruptible - Industrial_Existing_Space Heating_Natural Gas_Furnace_E5 | F4 | Industrial | Interruptible - Industrial | Existing | Space Heating | Natural Gas | Furnace | E5 | RVT BC Ratio | 0 | 0 | 0 | 0 | 0 | 0 | 0 | 0 | 0 | 0 | 0 | 0 | 0 | 0 | 0 | 0 | 0 | 0 | 0 | 0 | 0 | 0 | 0 | 0 | 0 | 0 | 0
F4_Industrial_Interruptible - Industrial_Existing_Space Heating_Natural Gas_Furnace_E6 | F4 | Industrial | Interruptible - Industrial | Existing | Space Heating | Natural Gas | Furnace | E6 | RVT BC Ratio | 0 | 0 | 0 | 0 | 0 | 0 | 0 | 0 | 0 | 0 | 0 | 0 | 0 | 0 | 0 | 0 | 0 | 0 | 0 | 0 | 0 | 0 | 0 | 0 | 0 | 0 | 0
F4_Industrial_Interruptible - Industrial_Existing_Space Heating_Natural Gas_Furnace_E7 | F4 | Industrial | Interruptible - Industrial | Existing | Space Heating | Natural Gas | Furnace | E7 | RVT BC Ratio | 0 | 0 | 0 | 0 | 0 | 0 | 0 | 0 | 0 | 0 | 0 | 0 | 0 | 0 | 0 | 0 | 0 | 0 | 0 | 0 | 0 | 0 | 0 | 0 | 0 | 0 | 0
F4_Industrial_Interruptible - Industrial_Existing_Space Heating_Natural Gas_Furnace_E8 | F4 | Industrial | Interruptible - Industrial | Existing | Space Heating | Natural Gas | Furnace | E8 | RVT BC Ratio | 0 | 0 | 0 | 0 | 0 | 0 | 0 | 0 | 0 | 0 | 0 | 0 | 0 | 0 | 0 | 0 | 0 | 0 | 0 | 0 | 0 | 0 | 0 | 0 | 0 | 0 | 0
F4_Industrial_Interruptible - Industrial_Existing_Space Heating_Natural Gas_Furnace_E9 | F4 | Industrial | Interruptible - Industrial | Existing | Space Heating | Natural Gas | Furnace | E9 | RVT BC Ratio | 0 | 0 | 0 | 0 | 0 | 0 | 0 | 0 | 0 | 0 | 0 | 0 | 0 | 0 | 0 | 0 | 0 | 0 | 0 | 0 | 0 | 0 | 0 | 0 | 0 | 0 | 0
F4_Industrial_Interruptible - Industrial_Existing_Space Heating_Natural Gas_Furnace_E10 | F4 | Industrial | Interruptible - Industrial | Existing | Space Heating | Natural Gas | Furnace | E10 | RVT BC Ratio | 0 | 0 | 0 | 0 | 0 | 0 | 0 | 0 | 0 | 0 | 0 | 0 | 0 | 0 | 0 | 0 | 0 | 0 | 0 | 0 | 0 | 0 | 0 | 0 | 0 | 0 | 0
F5_Industrial_Interruptible - Industrial_Existing_Space Heating_Natural Gas_Furnace_E1 | F5 | Industrial | Interruptible - Industrial | Existing | Space Heating | Natural Gas | Furnace | E1 | RIM BC Ratio | 1 | 1 | 1 | 0 | 0 | 0 | 0 | 0 | 0 | 0 | 0 | 0 | 0 | 0 | 0 | 0 | 0 | 0 | 0 | 0 | 0 | 0 | 0 | 0 | 0 | 0 | 0
F5_Industrial_Interruptible - Industrial_Existing_Space Heating_Natural Gas_Furnace_E2 | F5 | Industrial | Interruptible - Industrial | Existing | Space Heating | Natural Gas | Furnace | E2 | RIM BC Ratio | 4.4977 | 4.5686 | 4.6188 | 1 | 1 | 1 | 1 | 1 | 1 | 1 | 1 | 1 | 1 | 1 | 1 | 1 | 1 | 1 | 1 | 1 | 1 | 1 | 1 | 1 | 1 | 1 | 1
F5_Industrial_Interruptible - Industrial_Existing_Space Heating_Natural Gas_Furnace_E3 | F5 | Industrial | Interruptible - Industrial | Existing | Space Heating | Natural Gas | Furnace | E3 | RIM BC Ratio | 3.3733 | 3.4264 | 3.4641 | 2.3656 | 2.4362 | 2.5188 | 2.5475 | 2.5752 | 2.6014 | 2.6248 | 2.647 | 2.6728 | 2.6952 | 2.7157 | 2.7361 | 2.7554 | 2.7733 | 2.7924 | 2.8116 | 2.831 | 2.8494 | 2.8669 | 2.884 | 2.8992 | 2.9152 | 2.9295 | 2.9438
F5_Industrial_Interruptible - Industrial_Existing_Space Heating_Natural Gas_Furnace_E4 | F5 | Industrial | Interruptible - Industrial | Existing | Space Heating | Natural Gas | Furnace | E4 | RIM BC Ratio | 0 | 0 | 0 | 0 | 0 | 0 | 0 | 0 | 0 | 0 | 0 | 0 | 0 | 0 | 0 | 0 | 0 | 0 | 0 | 0 | 0 | 0 | 0 | 0 | 0 | 0 | 0
F5_Industrial_Interruptible - Industrial_Existing_Space Heating_Natural Gas_Furnace_E5 | F5 | Industrial | Interruptible - Industrial | Existing | Space Heating | Natural Gas | Furnace | E5 | RIM BC Ratio | 0 | 0 | 0 | 0 | 0 | 0 | 0 | 0 | 0 | 0 | 0 | 0 | 0 | 0 | 0 | 0 | 0 | 0 | 0 | 0 | 0 | 0 | 0 | 0 | 0 | 0 | 0
F5_Industrial_Interruptible - Industrial_Existing_Space Heating_Natural Gas_Furnace_E6 | F5 | Industrial | Interruptible - Industrial | Existing | Space Heating | Natural Gas | Furnace | E6 | RIM BC Ratio | 0 | 0 | 0 | 0 | 0 | 0 | 0 | 0 | 0 | 0 | 0 | 0 | 0 | 0 | 0 | 0 | 0 | 0 | 0 | 0 | 0 | 0 | 0 | 0 | 0 | 0 | 0
F5_Industrial_Interruptible - Industrial_Existing_Space Heating_Natural Gas_Furnace_E7 | F5 | Industrial | Interruptible - Industrial | Existing | Space Heating | Natural Gas | Furnace | E7 | RIM BC Ratio | 0 | 0 | 0 | 0 | 0 | 0 | 0 | 0 | 0 | 0 | 0 | 0 | 0 | 0 | 0 | 0 | 0 | 0 | 0 | 0 | 0 | 0 | 0 | 0 | 0 | 0 | 0
F5_Industrial_Interruptible - Industrial_Existing_Space Heating_Natural Gas_Furnace_E8 | F5 | Industrial | Interruptible - Industrial | Existing | Space Heating | Natural Gas | Furnace | E8 | RIM BC Ratio | 0 | 0 | 0 | 0 | 0 | 0 | 0 | 0 | 0 | 0 | 0 | 0 | 0 | 0 | 0 | 0 | 0 | 0 | 0 | 0 | 0 | 0 | 0 | 0 | 0 | 0 | 0
F5_Industrial_Interruptible - Industrial_Existing_Space Heating_Natural Gas_Furnace_E9 | F5 | Industrial | Interruptible - Industrial | Existing | Space Heating | Natural Gas | Furnace | E9 | RIM BC Ratio | 0 | 0 | 0 | 0 | 0 | 0 | 0 | 0 | 0 | 0 | 0 | 0 | 0 | 0 | 0 | 0 | 0 | 0 | 0 | 0 | 0 | 0 | 0 | 0 | 0 | 0 | 0
F5_Industrial_Interruptible - Industrial_Existing_Space Heating_Natural Gas_Furnace_E10 | F5 | Industrial | Interruptible - Industrial | Existing | Space Heating | Natural Gas | Furnace | E10 | RIM BC Ratio | 0 | 0 | 0 | 0 | 0 | 0 | 0 | 0 | 0 | 0 | 0 | 0 | 0 | 0 | 0 | 0 | 0 | 0 | 0 | 0 | 0 | 0 | 0 | 0 | 0 | 0 | 0
F0_Industrial_Interruptible - Industrial_Existing_Space Heating_Natural Gas_Boiler_E0 | F0 | Industrial | Interruptible - Industrial | Existing | Space Heating | Natural Gas | Boiler | E0 | Economic Unit | AFUE 80% (Standard) | AFUE 80% (Standard) | AFUE 80% (Standard) | AFUE 80% (Standard) | AFUE 80% (Standard) | AFUE 80% (Standard) | AFUE 80% (Standard) | AFUE 80% (Standard) | AFUE 80% (Standard) | AFUE 80% (Standard) | AFUE 80% (Standard) | AFUE 80% (Standard) | AFUE 80% (Standard) | AFUE 80% (Standard) | AFUE 80% (Standard) | AFUE 80% (Standard) | AFUE 80% (Standard) | AFUE 80% (Standard) | AFUE 80% (Standard) | AFUE 80% (Standard) | AFUE 80% (Standard) | AFUE 80% (Standard) | AFUE 80% (Standard) | AFUE 80% (Standard) | AFUE 80% (Standard) | AFUE 80% (Standard) | AFUE 80% (Standard)
F1_Industrial_Interruptible - Industrial_Existing_Space Heating_Natural Gas_Boiler_E1 | F1 | Industrial | Interruptible - Industrial | Existing | Space Heating | Natural Gas | Boiler | E1 | CCE | 0 | 0 | 0 | 0 | 0 | 0 | 0 | 0 | 0 | 0 | 0 | 0 | 0 | 0 | 0 | 0 | 0 | 0 | 0 | 0 | 0 | 0 | 0 | 0 | 0 | 0 | 0
F1_Industrial_Interruptible - Industrial_Existing_Space Heating_Natural Gas_Boiler_E2 | F1 | Industrial | Interruptible - Industrial | Existing | Space Heating | Natural Gas | Boiler | E2 | CCE | 0.024645 | 0.022908 | 0.022997 | 0.022997 | 0.022997 | 0.022997 | 0.022997 | 0.022997 | 0.022997 | 0.022997 | 0.022997 | 0.022997 | 0.022997 | 0.022997 | 0.022997 | 0.022997 | 0.022997 | 0.022997 | 0.022997 | 0.022997 | 0.022997 | 0.022997 | 0.022997 | 0.022997 | 0.022997 | 0.022997 | 0.022997
F1_Industrial_Interruptible - Industrial_Existing_Space Heating_Natural Gas_Boiler_E3 | F1 | Industrial | Interruptible - Industrial | Existing | Space Heating | Natural Gas | Boiler | E3 | CCE | 0.024877 | 0.023124 | 0.023214 | 0.023214 | 0.023214 | 0.023214 | 0.023214 | 0.023214 | 0.023214 | 0.023214 | 0.023214 | 0.023214 | 0.023214 | 0.023214 | 0.023214 | 0.023214 | 0.023214 | 0.023214 | 0.023214 | 0.023214 | 0.023214 | 0.023214 | 0.023214 | 0.023214 | 0.023214 | 0.023214 | 0.023214
F1_Industrial_Interruptible - Industrial_Existing_Space Heating_Natural Gas_Boiler_E4 | F1 | Industrial | Interruptible - Industrial | Existing | Space Heating | Natural Gas | Boiler | E4 | CCE | 0.10498 | 0.097584 | 0.097964 | 0.097964 | 0.097964 | 0.097964 | 0.097964 | 0.097964 | 0.097964 | 0.097964 | 0.097964 | 0.097964 | 0.097964 | 0.097964 | 0.097964 | 0.097964 | 0.097964 | 0.097964 | 0.097964 | 0.097964 | 0.097964 | 0.097964 | 0.097964 | 0.097964 | 0.097964 | 0.097964 | 0.097964
F1_Industrial_Interruptible - Industrial_Existing_Space Heating_Natural Gas_Boiler_E5 | F1 | Industrial | Interruptible - Industrial | Existing | Space Heating | Natural Gas | Boiler | E5 | CCE | 0 | 0 | 0 | 0 | 0 | 0 | 0 | 0 | 0 | 0 | 0 | 0 | 0 | 0 | 0 | 0 | 0 | 0 | 0 | 0 | 0 | 0 | 0 | 0 | 0 | 0 | 0
F1_Industrial_Interruptible - Industrial_Existing_Space Heating_Natural Gas_Boiler_E6 | F1 | Industrial | Interruptible - Industrial | Existing | Space Heating | Natural Gas | Boiler | E6 | CCE | 0 | 0 | 0 | 0 | 0 | 0 | 0 | 0 | 0 | 0 | 0 | 0 | 0 | 0 | 0 | 0 | 0 | 0 | 0 | 0 | 0 | 0 | 0 | 0 | 0 | 0 | 0
F1_Industrial_Interruptible - Industrial_Existing_Space Heating_Natural Gas_Boiler_E7 | F1 | Industrial | Interruptible - Industrial | Existing | Space Heating | Natural Gas | Boiler | E7 | CCE | 0 | 0 | 0 | 0 | 0 | 0 | 0 | 0 | 0 | 0 | 0 | 0 | 0 | 0 | 0 | 0 | 0 | 0 | 0 | 0 | 0 | 0 | 0 | 0 | 0 | 0 | 0
F1_Industrial_Interruptible - Industrial_Existing_Space Heating_Natural Gas_Boiler_E8 | F1 | Industrial | Interruptible - Industrial | Existing | Space Heating | Natural Gas | Boiler | E8 | CCE | 0 | 0 | 0 | 0 | 0 | 0 | 0 | 0 | 0 | 0 | 0 | 0 | 0 | 0 | 0 | 0 | 0 | 0 | 0 | 0 | 0 | 0 | 0 | 0 | 0 | 0 | 0
F1_Industrial_Interruptible - Industrial_Existing_Space Heating_Natural Gas_Boiler_E9 | F1 | Industrial | Interruptible - Industrial | Existing | Space Heating | Natural Gas | Boiler | E9 | CCE | 0 | 0 | 0 | 0 | 0 | 0 | 0 | 0 | 0 | 0 | 0 | 0 | 0 | 0 | 0 | 0 | 0 | 0 | 0 | 0 | 0 | 0 | 0 | 0 | 0 | 0 | 0
F1_Industrial_Interruptible - Industrial_Existing_Space Heating_Natural Gas_Boiler_E10 | F1 | Industrial | Interruptible - Industrial | Existing | Space Heating | Natural Gas | Boiler | E10 | CCE | 0 | 0 | 0 | 0 | 0 | 0 | 0 | 0 | 0 | 0 | 0 | 0 | 0 | 0 | 0 | 0 | 0 | 0 | 0 | 0 | 0 | 0 | 0 | 0 | 0 | 0 | 0
F2_Industrial_Interruptible - Industrial_Existing_Space Heating_Natural Gas_Boiler_E1 | F2 | Industrial | Interruptible - Industrial | Existing | Space Heating | Natural Gas | Boiler | E1 | TRC BC Ratio | bar: 2021 to 2047
F2_Industrial_Interruptible - Industrial_Existing_Space Heating_Natural Gas_Boiler_E2 | F2 | Industrial | Interruptible - Industrial | Existing | Space Heating | Natural Gas | Boiler | E2 | TRC BC Ratio | 0.41383 | 0.42021 | 0.42477 | 0.4348 | 0.44734 | 0.46198 | 0.46714 | 0.4721 | 0.47681 | 0.48102 | 0.48501 | 0.48965 | 0.49369 | 0.49739 | 0.50108 | 0.50456 | 0.50781 | 0.51127 | 0.51474 | 0.51826 | 0.5216 | 0.52478 | 0.52789 | 0.53066 | 0.53357 | 0.53619 | 0.53881
F2_Industrial_Interruptible - Industrial_Existing_Space Heating_Natural Gas_Boiler_E3 | F2 | Industrial | Interruptible - Industrial | Existing | Space Heating | Natural Gas | Boiler | E3 | TRC BC Ratio | 0.40997 | 0.41629 | 0.4208 | 0.43074 | 0.44316 | 0.45766 | 0.46278 | 0.46769 | 0.47236 | 0.47653 | 0.48048 | 0.48507 | 0.48908 | 0.49275 | 0.4964 | 0.49985 | 0.50307 | 0.50649 | 0.50994 | 0.51342 | 0.51673 | 0.51988 | 0.52296 | 0.52571 | 0.52859 | 0.53118 | 0.53378
F2_Industrial_Interruptible - Industrial_Existing_Space Heating_Natural Gas_Boiler_E4 | F2 | Industrial | Interruptible - Industrial | Existing | Space Heating | Natural Gas | Boiler | E4 | TRC BC Ratio | 0.10467 | 0.10599 | 0.10703 | 0.10885 | 0.11102 | 0.1135 | 0.11457 | 0.11561 | 0.1166 | 0.1175 | 0.11836 | 0.1193 | 0.12014 | 0.12093 | 0.12171 | 0.12245 | 0.12317 | 0.12391 | 0.12466 | 0.12542 | 0.12615 | 0.12686 | 0.12756 | 0.12821 | 0.12889 | 0.12952 | 0.13015
F2_Industrial_Interruptible - Industrial_Existing_Space Heating_Natural Gas_Boiler_E5 | F2 | Industrial | Interruptible - Industrial | Existing | Space Heating | Natural Gas | Boiler | E5 | TRC BC Ratio | 0 | 0 | 0 | 0 | 0 | 0 | 0 | 0 | 0 | 0 | 0 | 0 | 0 | 0 | 0 | 0 | 0 | 0 | 0 | 0 | 0 | 0 | 0 | 0 | 0 | 0 | 0
F2_Industrial_Interruptible - Industrial_Existing_Space Heating_Natural Gas_Boiler_E6 | F2 | Industrial | Interruptible - Industrial | Existing | Space Heating | Natural Gas | Boiler | E6 | TRC BC Ratio | 0 | 0 | 0 | 0 | 0 | 0 | 0 | 0 | 0 | 0 | 0 | 0 | 0 | 0 | 0 | 0 | 0 | 0 | 0 | 0 | 0 | 0 | 0 | 0 | 0 | 0 | 0
F2_Industrial_Interruptible - Industrial_Existing_Space Heating_Natural Gas_Boiler_E7 | F2 | Industrial | Interruptible - Industrial | Existing | Space Heating | Natural Gas | Boiler | E7 | TRC BC Ratio | 0 | 0 | 0 | 0 | 0 | 0 | 0 | 0 | 0 | 0 | 0 | 0 | 0 | 0 | 0 | 0 | 0 | 0 | 0 | 0 | 0 | 0 | 0 | 0 | 0 | 0 | 0
F2_Industrial_Interruptible - Industrial_Existing_Space Heating_Natural Gas_Boiler_E8 | F2 | Industrial | Interruptible - Industrial | Existing | Space Heating | Natural Gas | Boiler | E8 | TRC BC Ratio | 0 | 0 | 0 | 0 | 0 | 0 | 0 | 0 | 0 | 0 | 0 | 0 | 0 | 0 | 0 | 0 | 0 | 0 | 0 | 0 | 0 | 0 | 0 | 0 | 0 | 0 | 0
F2_Industrial_Interruptible - Industrial_Existing_Space Heating_Natural Gas_Boiler_E9 | F2 | Industrial | Interruptible - Industrial | Existing | Space Heating | Natural Gas | Boiler | E9 | TRC BC Ratio | 0 | 0 | 0 | 0 | 0 | 0 | 0 | 0 | 0 | 0 | 0 | 0 | 0 | 0 | 0 | 0 | 0 | 0 | 0 | 0 | 0 | 0 | 0 | 0 | 0 | 0 | 0
F2_Industrial_Interruptible - Industrial_Existing_Space Heating_Natural Gas_Boiler_E10 | F2 | Industrial | Interruptible - Industrial | Existing | Space Heating | Natural Gas | Boiler | E10 | TRC BC Ratio | 0 | 0 | 0 | 0 | 0 | 0 | 0 | 0 | 0 | 0 | 0 | 0 | 0 | 0 | 0 | 0 | 0 | 0 | 0 | 0 | 0 | 0 | 0 | 0 | 0 | 0 | 0
F3_Industrial_Interruptible - Industrial_Existing_Space Heating_Natural Gas_Boiler_E1 | F3 | Industrial | Interruptible - Industrial | Existing | Space Heating | Natural Gas | Boiler | E1 | PACT BC Ratio | bar: 2021 to 2047
F3_Industrial_Interruptible - Industrial_Existing_Space Heating_Natural Gas_Boiler_E2 | F3 | Industrial | Interruptible - Industrial | Existing | Space Heating | Natural Gas | Boiler | E2 | PACT BC Ratio | 0.70942 | 0.72036 | 0.72818 | 0.74536 | 0.76687 | 0.79196 | 0.80081 | 0.80932 | 0.81739 | 0.8246 | 0.83145 | 0.83939 | 0.84632 | 0.85267 | 0.859 | 0.86496 | 0.87054 | 0.87645 | 0.88241 | 0.88844 | 0.89417 | 0.89962 | 0.90495 | 0.9097 | 0.91469 | 0.91917 | 0.92368
F3_Industrial_Interruptible - Industrial_Existing_Space Heating_Natural Gas_Boiler_E3 | F3 | Industrial | Interruptible - Industrial | Existing | Space Heating | Natural Gas | Boiler | E3 | PACT BC Ratio | 0.7028 | 0.71363 | 0.72138 | 0.7384 | 0.75971 | 0.78457 | 0.79333 | 0.80176 | 0.80976 | 0.8169 | 0.82369 | 0.83156 | 0.83842 | 0.84471 | 0.85098 | 0.85688 | 0.86241 | 0.86827 | 0.87418 | 0.88015 | 0.88582 | 0.89122 | 0.8965 | 0.90121 | 0.90615 | 0.91059 | 0.91506
F3_Industrial_Interruptible - Industrial_Existing_Space Heating_Natural Gas_Boiler_E4 | F3 | Industrial | Interruptible - Industrial | Existing | Space Heating | Natural Gas | Boiler | E4 | PACT BC Ratio | 0.17944 | 0.1817 | 0.18347 | 0.18659 | 0.19033 | 0.19457 | 0.19641 | 0.19819 | 0.19988 | 0.20143 | 0.2029 | 0.20451 | 0.20596 | 0.2073 | 0.20864 | 0.20992 | 0.21115 | 0.21242 | 0.21371 | 0.215 | 0.21626 | 0.21748 | 0.21868 | 0.2198 | 0.22095 | 0.22203 | 0.22312
F3_Industrial_Interruptible - Industrial_Existing_Space Heating_Natural Gas_Boiler_E5 | F3 | Industrial | Interruptible - Industrial | Existing | Space Heating | Natural Gas | Boiler | E5 | PACT BC Ratio | 0 | 0 | 0 | 0 | 0 | 0 | 0 | 0 | 0 | 0 | 0 | 0 | 0 | 0 | 0 | 0 | 0 | 0 | 0 | 0 | 0 | 0 | 0 | 0 | 0 | 0 | 0
F3_Industrial_Interruptible - Industrial_Existing_Space Heating_Natural Gas_Boiler_E6 | F3 | Industrial | Interruptible - Industrial | Existing | Space Heating | Natural Gas | Boiler | E6 | PACT BC Ratio | 0 | 0 | 0 | 0 | 0 | 0 | 0 | 0 | 0 | 0 | 0 | 0 | 0 | 0 | 0 | 0 | 0 | 0 | 0 | 0 | 0 | 0 | 0 | 0 | 0 | 0 | 0
F3_Industrial_Interruptible - Industrial_Existing_Space Heating_Natural Gas_Boiler_E7 | F3 | Industrial | Interruptible - Industrial | Existing | Space Heating | Natural Gas | Boiler | E7 | PACT BC Ratio | 0 | 0 | 0 | 0 | 0 | 0 | 0 | 0 | 0 | 0 | 0 | 0 | 0 | 0 | 0 | 0 | 0 | 0 | 0 | 0 | 0 | 0 | 0 | 0 | 0 | 0 | 0
F3_Industrial_Interruptible - Industrial_Existing_Space Heating_Natural Gas_Boiler_E8 | F3 | Industrial | Interruptible - Industrial | Existing | Space Heating | Natural Gas | Boiler | E8 | PACT BC Ratio | 0 | 0 | 0 | 0 | 0 | 0 | 0 | 0 | 0 | 0 | 0 | 0 | 0 | 0 | 0 | 0 | 0 | 0 | 0 | 0 | 0 | 0 | 0 | 0 | 0 | 0 | 0
F3_Industrial_Interruptible - Industrial_Existing_Space Heating_Natural Gas_Boiler_E9 | F3 | Industrial | Interruptible - Industrial | Existing | Space Heating | Natural Gas | Boiler | E9 | PACT BC Ratio | 0 | 0 | 0 | 0 | 0 | 0 | 0 | 0 | 0 | 0 | 0 | 0 | 0 | 0 | 0 | 0 | 0 | 0 | 0 | 0 | 0 | 0 | 0 | 0 | 0 | 0 | 0
F3_Industrial_Interruptible - Industrial_Existing_Space Heating_Natural Gas_Boiler_E10 | F3 | Industrial | Interruptible - Industrial | Existing | Space Heating | Natural Gas | Boiler | E10 | PACT BC Ratio | 0 | 0 | 0 | 0 | 0 | 0 | 0 | 0 | 0 | 0 | 0 | 0 | 0 | 0 | 0 | 0 | 0 | 0 | 0 | 0 | 0 | 0 | 0 | 0 | 0 | 0 | 0
F4_Industrial_Interruptible - Industrial_Existing_Space Heating_Natural Gas_Boiler_E1 | F4 | Industrial | Interruptible - Industrial | Existing | Space Heating | Natural Gas | Boiler | E1 | RVT BC Ratio | bar: 2021 to 2047
F4_Industrial_Interruptible - Industrial_Existing_Space Heating_Natural Gas_Boiler_E2 | F4 | Industrial | Interruptible - Industrial | Existing | Space Heating | Natural Gas | Boiler | E2 | RVT BC Ratio | 0.5 | 0.5 | 0.5 | 0.5 | 0.5 | 0.5 | 0.5 | 0.5 | 0.5 | 0.5 | 0.5 | 0.5 | 0.5 | 0.5 | 0.5 | 0.5 | 0.5 | 0.5 | 0.5 | 0.5 | 0.5 | 0.5 | 0.5 | 0.5 | 0.5 | 0.5 | 0.5
F4_Industrial_Interruptible - Industrial_Existing_Space Heating_Natural Gas_Boiler_E3 | F4 | Industrial | Interruptible - Industrial | Existing | Space Heating | Natural Gas | Boiler | E3 | RVT BC Ratio | 0.5 | 0.5 | 0.5 | 0.5 | 0.5 | 0.5 | 0.5 | 0.5 | 0.5 | 0.5 | 0.5 | 0.5 | 0.5 | 0.5 | 0.5 | 0.5 | 0.5 | 0.5 | 0.5 | 0.5 | 0.5 | 0.5 | 0.5 | 0.5 | 0.5 | 0.5 | 0.5
F4_Industrial_Interruptible - Industrial_Existing_Space Heating_Natural Gas_Boiler_E4 | F4 | Industrial | Interruptible - Industrial | Existing | Space Heating | Natural Gas | Boiler | E4 | RVT BC Ratio | 0.5 | 0.5 | 0.5 | 0.5 | 0.5 | 0.5 | 0.5 | 0.5 | 0.5 | 0.5 | 0.5 | 0.5 | 0.5 | 0.5 | 0.5 | 0.5 | 0.5 | 0.5 | 0.5 | 0.5 | 0.5 | 0.5 | 0.5 | 0.5 | 0.5 | 0.5 | 0.5
F4_Industrial_Interruptible - Industrial_Existing_Space Heating_Natural Gas_Boiler_E5 | F4 | Industrial | Interruptible - Industrial | Existing | Space Heating | Natural Gas | Boiler | E5 | RVT BC Ratio | 0 | 0 | 0 | 0 | 0 | 0 | 0 | 0 | 0 | 0 | 0 | 0 | 0 | 0 | 0 | 0 | 0 | 0 | 0 | 0 | 0 | 0 | 0 | 0 | 0 | 0 | 0
F4_Industrial_Interruptible - Industrial_Existing_Space Heating_Natural Gas_Boiler_E6 | F4 | Industrial | Interruptible - Industrial | Existing | Space Heating | Natural Gas | Boiler | E6 | RVT BC Ratio | 0 | 0 | 0 | 0 | 0 | 0 | 0 | 0 | 0 | 0 | 0 | 0 | 0 | 0 | 0 | 0 | 0 | 0 | 0 | 0 | 0 | 0 | 0 | 0 | 0 | 0 | 0
F4_Industrial_Interruptible - Industrial_Existing_Space Heating_Natural Gas_Boiler_E7 | F4 | Industrial | Interruptible - Industrial | Existing | Space Heating | Natural Gas | Boiler | E7 | RVT BC Ratio | 0 | 0 | 0 | 0 | 0 | 0 | 0 | 0 | 0 | 0 | 0 | 0 | 0 | 0 | 0 | 0 | 0 | 0 | 0 | 0 | 0 | 0 | 0 | 0 | 0 | 0 | 0
F4_Industrial_Interruptible - Industrial_Existing_Space Heating_Natural Gas_Boiler_E8 | F4 | Industrial | Interruptible - Industrial | Existing | Space Heating | Natural Gas | Boiler | E8 | RVT BC Ratio | 0 | 0 | 0 | 0 | 0 | 0 | 0 | 0 | 0 | 0 | 0 | 0 | 0 | 0 | 0 | 0 | 0 | 0 | 0 | 0 | 0 | 0 | 0 | 0 | 0 | 0 | 0
F4_Industrial_Interruptible - Industrial_Existing_Space Heating_Natural Gas_Boiler_E9 | F4 | Industrial | Interruptible - Industrial | Existing | Space Heating | Natural Gas | Boiler | E9 | RVT BC Ratio | 0 | 0 | 0 | 0 | 0 | 0 | 0 | 0 | 0 | 0 | 0 | 0 | 0 | 0 | 0 | 0 | 0 | 0 | 0 | 0 | 0 | 0 | 0 | 0 | 0 | 0 | 0
F4_Industrial_Interruptible - Industrial_Existing_Space Heating_Natural Gas_Boiler_E10 | F4 | Industrial | Interruptible - Industrial | Existing | Space Heating | Natural Gas | Boiler | E10 | RVT BC Ratio | 0 | 0 | 0 | 0 | 0 | 0 | 0 | 0 | 0 | 0 | 0 | 0 | 0 | 0 | 0 | 0 | 0 | 0 | 0 | 0 | 0 | 0 | 0 | 0 | 0 | 0 | 0
F5_Industrial_Interruptible - Industrial_Existing_Space Heating_Natural Gas_Boiler_E1 | F5 | Industrial | Interruptible - Industrial | Existing | Space Heating | Natural Gas | Boiler | E1 | RIM BC Ratio | bar: 2021 to 2047
F5_Industrial_Interruptible - Industrial_Existing_Space Heating_Natural Gas_Boiler_E2 | F5 | Industrial | Interruptible - Industrial | Existing | Space Heating | Natural Gas | Boiler | E2 | RIM BC Ratio | 0.70942 | 0.72036 | 0.72818 | 0.74536 | 0.76687 | 0.79196 | 0.80081 | 0.80932 | 0.81739 | 0.8246 | 0.83145 | 0.83939 | 0.84632 | 0.85267 | 0.859 | 0.86496 | 0.87054 | 0.87645 | 0.88241 | 0.88844 | 0.89417 | 0.89962 | 0.90495 | 0.9097 | 0.91469 | 0.91917 | 0.92368
F5_Industrial_Interruptible - Industrial_Existing_Space Heating_Natural Gas_Boiler_E3 | F5 | Industrial | Interruptible - Industrial | Existing | Space Heating | Natural Gas | Boiler | E3 | RIM BC Ratio | 0.7028 | 0.71363 | 0.72138 | 0.7384 | 0.75971 | 0.78457 | 0.79333 | 0.80176 | 0.80976 | 0.8169 | 0.82369 | 0.83156 | 0.83842 | 0.84471 | 0.85098 | 0.85688 | 0.86241 | 0.86827 | 0.87418 | 0.88015 | 0.88582 | 0.89122 | 0.8965 | 0.90121 | 0.90615 | 0.91059 | 0.91506
F5_Industrial_Interruptible - Industrial_Existing_Space Heating_Natural Gas_Boiler_E4 | F5 | Industrial | Interruptible - Industrial | Existing | Space Heating | Natural Gas | Boiler | E4 | RIM BC Ratio | 0.17944 | 0.1817 | 0.18347 | 0.18659 | 0.19033 | 0.19457 | 0.19641 | 0.19819 | 0.19988 | 0.20143 | 0.2029 | 0.20451 | 0.20596 | 0.2073 | 0.20864 | 0.20992 | 0.21115 | 0.21242 | 0.21371 | 0.215 | 0.21626 | 0.21748 | 0.21868 | 0.2198 | 0.22095 | 0.22203 | 0.22312
F5_Industrial_Interruptible - Industrial_Existing_Space Heating_Natural Gas_Boiler_E5 | F5 | Industrial | Interruptible - Industrial | Existing | Space Heating | Natural Gas | Boiler | E5 | RIM BC Ratio | 0 | 0 | 0 | 0 | 0 | 0 | 0 | 0 | 0 | 0 | 0 | 0 | 0 | 0 | 0 | 0 | 0 | 0 | 0 | 0 | 0 | 0 | 0 | 0 | 0 | 0 | 0
F5_Industrial_Interruptible - Industrial_Existing_Space Heating_Natural Gas_Boiler_E6 | F5 | Industrial | Interruptible - Industrial | Existing | Space Heating | Natural Gas | Boiler | E6 | RIM BC Ratio | 0 | 0 | 0 | 0 | 0 | 0 | 0 | 0 | 0 | 0 | 0 | 0 | 0 | 0 | 0 | 0 | 0 | 0 | 0 | 0 | 0 | 0 | 0 | 0 | 0 | 0 | 0
F5_Industrial_Interruptible - Industrial_Existing_Space Heating_Natural Gas_Boiler_E7 | F5 | Industrial | Interruptible - Industrial | Existing | Space Heating | Natural Gas | Boiler | E7 | RIM BC Ratio | 0 | 0 | 0 | 0 | 0 | 0 | 0 | 0 | 0 | 0 | 0 | 0 | 0 | 0 | 0 | 0 | 0 | 0 | 0 | 0 | 0 | 0 | 0 | 0 | 0 | 0 | 0
F5_Industrial_Interruptible - Industrial_Existing_Space Heating_Natural Gas_Boiler_E8 | F5 | Industrial | Interruptible - Industrial | Existing | Space Heating | Natural Gas | Boiler | E8 | RIM BC Ratio | 0 | 0 | 0 | 0 | 0 | 0 | 0 | 0 | 0 | 0 | 0 | 0 | 0 | 0 | 0 | 0 | 0 | 0 | 0 | 0 | 0 | 0 | 0 | 0 | 0 | 0 | 0
F5_Industrial_Interruptible - Industrial_Existing_Space Heating_Natural Gas_Boiler_E9 | F5 | Industrial | Interruptible - Industrial | Existing | Space Heating | Natural Gas | Boiler | E9 | RIM BC Ratio | 0 | 0 | 0 | 0 | 0 | 0 | 0 | 0 | 0 | 0 | 0 | 0 | 0 | 0 | 0 | 0 | 0 | 0 | 0 | 0 | 0 | 0 | 0 | 0 | 0 | 0 | 0
F5_Industrial_Interruptible - Industrial_Existing_Space Heating_Natural Gas_Boiler_E10 | F5 | Industrial | Interruptible - Industrial | Existing | Space Heating | Natural Gas | Boiler | E10 | RIM BC Ratio | 0 | 0 | 0 | 0 | 0 | 0 | 0 | 0 | 0 | 0 | 0 | 0 | 0 | 0 | 0 | 0 | 0 | 0 | 0 | 0 | 0 | 0 | 0 | 0 | 0 | 0 | 0
F0_Industrial_Interruptible - Industrial_Existing_Space Heating_Natural Gas_Unit Heater_E0 | F0 | Industrial | Interruptible - Industrial | Existing | Space Heating | Natural Gas | Unit Heater | E0 | Economic Unit | Infrared Radiant | Infrared Radiant | Infrared Radiant | Infrared Radiant | Infrared Radiant | Infrared Radiant | Infrared Radiant | Infrared Radiant | Infrared Radiant | Infrared Radiant | Infrared Radiant | Infrared Radiant | Infrared Radiant | Infrared Radiant | Infrared Radiant | Infrared Radiant | Infrared Radiant | Infrared Radiant | Infrared Radiant | Infrared Radiant | Infrared Radiant | Infrared Radiant | Infrared Radiant | Infrared Radiant | Infrared Radiant | Infrared Radiant | Infrared Radiant
F1_Industrial_Interruptible - Industrial_Existing_Space Heating_Natural Gas_Unit Heater_E1 | F1 | Industrial | Interruptible - Industrial | Existing | Space Heating | Natural Gas | Unit Heater | E1 | CCE | 0 | 0 | 0 | 0 | 0 | 0 | 0 | 0 | 0 | 0 | 0 | 0 | 0 | 0 | 0 | 0 | 0 | 0 | 0 | 0 | 0 | 0 | 0 | 0 | 0 | 0 | 0
F1_Industrial_Interruptible - Industrial_Existing_Space Heating_Natural Gas_Unit Heater_E2 | F1 | Industrial | Interruptible - Industrial | Existing | Space Heating | Natural Gas | Unit Heater | E2 | CCE | 0.00016695 | 0.00015519 | 0.00015579 | 0.00015579 | 0.00015579 | 0.00015579 | 0.00015579 | 0.00015579 | 0.00015579 | 0.00015579 | 0.00015579 | 0.00015579 | 0.00015579 | 0.00015579 | 0.00015579 | 0.00015579 | 0.00015579 | 0.00015579 | 0.00015579 | 0.00015579 | 0.00015579 | 0.00015579 | 0.00015579 | 0.00015579 | 0.00015579 | 0.00015579 | 0.00015579
F1_Industrial_Interruptible - Industrial_Existing_Space Heating_Natural Gas_Unit Heater_E3 | F1 | Industrial | Interruptible - Industrial | Existing | Space Heating | Natural Gas | Unit Heater | E3 | CCE | 0.00025544 | 0.00023744 | 0.00023837 | 0.00023837 | 0.00023837 | 0.00023837 | 0.00023837 | 0.00023837 | 0.00023837 | 0.00023837 | 0.00023837 | 0.00023837 | 0.00023837 | 0.00023837 | 0.00023837 | 0.00023837 | 0.00023837 | 0.00023837 | 0.00023837 | 0.00023837 | 0.00023837 | 0.00023837 | 0.00023837 | 0.00023837 | 0.00023837 | 0.00023837 | 0.00023837
F1_Industrial_Interruptible - Industrial_Existing_Space Heating_Natural Gas_Unit Heater_E4 | F1 | Industrial | Interruptible - Industrial | Existing | Space Heating | Natural Gas | Unit Heater | E4 | CCE | 0 | 0 | 0 | 0 | 0 | 0 | 0 | 0 | 0 | 0 | 0 | 0 | 0 | 0 | 0 | 0 | 0 | 0 | 0 | 0 | 0 | 0 | 0 | 0 | 0 | 0 | 0
F1_Industrial_Interruptible - Industrial_Existing_Space Heating_Natural Gas_Unit Heater_E5 | F1 | Industrial | Interruptible - Industrial | Existing | Space Heating | Natural Gas | Unit Heater | E5 | CCE | 0 | 0 | 0 | 0 | 0 | 0 | 0 | 0 | 0 | 0 | 0 | 0 | 0 | 0 | 0 | 0 | 0 | 0 | 0 | 0 | 0 | 0 | 0 | 0 | 0 | 0 | 0
F1_Industrial_Interruptible - Industrial_Existing_Space Heating_Natural Gas_Unit Heater_E6 | F1 | Industrial | Interruptible - Industrial | Existing | Space Heating | Natural Gas | Unit Heater | E6 | CCE | 0 | 0 | 0 | 0 | 0 | 0 | 0 | 0 | 0 | 0 | 0 | 0 | 0 | 0 | 0 | 0 | 0 | 0 | 0 | 0 | 0 | 0 | 0 | 0 | 0 | 0 | 0
F1_Industrial_Interruptible - Industrial_Existing_Space Heating_Natural Gas_Unit Heater_E7 | F1 | Industrial | Interruptible - Industrial | Existing | Space Heating | Natural Gas | Unit Heater | E7 | CCE | 0 | 0 | 0 | 0 | 0 | 0 | 0 | 0 | 0 | 0 | 0 | 0 | 0 | 0 | 0 | 0 | 0 | 0 | 0 | 0 | 0 | 0 | 0 | 0 | 0 | 0 | 0
F1_Industrial_Interruptible - Industrial_Existing_Space Heating_Natural Gas_Unit Heater_E8 | F1 | Industrial | Interruptible - Industrial | Existing | Space Heating | Natural Gas | Unit Heater | E8 | CCE | 0 | 0 | 0 | 0 | 0 | 0 | 0 | 0 | 0 | 0 | 0 | 0 | 0 | 0 | 0 | 0 | 0 | 0 | 0 | 0 | 0 | 0 | 0 | 0 | 0 | 0 | 0
F1_Industrial_Interruptible - Industrial_Existing_Space Heating_Natural Gas_Unit Heater_E9 | F1 | Industrial | Interruptible - Industrial | Existing | Space Heating | Natural Gas | Unit Heater | E9 | CCE | 0 | 0 | 0 | 0 | 0 | 0 | 0 | 0 | 0 | 0 | 0 | 0 | 0 | 0 | 0 | 0 | 0 | 0 | 0 | 0 | 0 | 0 | 0 | 0 | 0 | 0 | 0
F1_Industrial_Interruptible - Industrial_Existing_Space Heating_Natural Gas_Unit Heater_E10 | F1 | Industrial | Interruptible - Industrial | Existing | Space Heating | Natural Gas | Unit Heater | E10 | CCE | 0 | 0 | 0 | 0 | 0 | 0 | 0 | 0 | 0 | 0 | 0 | 0 | 0 | 0 | 0 | 0 | 0 | 0 | 0 | 0 | 0 | 0 | 0 | 0 | 0 | 0 | 0
F2_Industrial_Interruptible - Industrial_Existing_Space Heating_Natural Gas_Unit Heater_E1 | F2 | Industrial | Interruptible - Industrial | Existing | Space Heating | Natural Gas | Unit Heater | E1 | TRC BC Ratio | bar: 2021 to 2047
F2_Industrial_Interruptible - Industrial_Existing_Space Heating_Natural Gas_Unit Heater_E2 | F2 | Industrial | Interruptible - Industrial | Existing | Space Heating | Natural Gas | Unit Heater | E2 | TRC BC Ratio | 59.631 | 60.6094 | 61.2918 | 62.8645 | 64.8498 | 67.1785 | 67.9702 | 68.733 | 69.4565 | 70.0993 | 70.709 | 71.4223 | 72.039 | 72.6009 | 73.1604 | 73.6852 | 74.1733 | 74.6933 | 75.2172 | 75.7473 | 76.2486 | 76.7235 | 77.1872 | 77.5957 | 78.026 | 78.4085 | 78.7929
F2_Industrial_Interruptible - Industrial_Existing_Space Heating_Natural Gas_Unit Heater_E3 | F2 | Industrial | Interruptible - Industrial | Existing | Space Heating | Natural Gas | Unit Heater | E3 | TRC BC Ratio | 49.467 | 49.868 | 50.2738 | 50.5042 | 50.6594 | 50.7459 | 51.0901 | 51.4378 | 51.7792 | 52.108 | 52.4168 | 52.6788 | 52.9347 | 53.1792 | 53.4185 | 53.6519 | 53.8931 | 54.1304 | 54.3687 | 54.6075 | 54.8528 | 55.1044 | 55.3594 | 55.6256 | 55.8897 | 56.1637 | 56.439
F2_Industrial_Interruptible - Industrial_Existing_Space Heating_Natural Gas_Unit Heater_E4 | F2 | Industrial | Interruptible - Industrial | Existing | Space Heating | Natural Gas | Unit Heater | E4 | TRC BC Ratio | 0 | 0 | 0 | 0 | 0 | 0 | 0 | 0 | 0 | 0 | 0 | 0 | 0 | 0 | 0 | 0 | 0 | 0 | 0 | 0 | 0 | 0 | 0 | 0 | 0 | 0 | 0
F2_Industrial_Interruptible - Industrial_Existing_Space Heating_Natural Gas_Unit Heater_E5 | F2 | Industrial | Interruptible - Industrial | Existing | Space Heating | Natural Gas | Unit Heater | E5 | TRC BC Ratio | 0 | 0 | 0 | 0 | 0 | 0 | 0 | 0 | 0 | 0 | 0 | 0 | 0 | 0 | 0 | 0 | 0 | 0 | 0 | 0 | 0 | 0 | 0 | 0 | 0 | 0 | 0
F2_Industrial_Interruptible - Industrial_Existing_Space Heating_Natural Gas_Unit Heater_E6 | F2 | Industrial | Interruptible - Industrial | Existing | Space Heating | Natural Gas | Unit Heater | E6 | TRC BC Ratio | 0 | 0 | 0 | 0 | 0 | 0 | 0 | 0 | 0 | 0 | 0 | 0 | 0 | 0 | 0 | 0 | 0 | 0 | 0 | 0 | 0 | 0 | 0 | 0 | 0 | 0 | 0
F2_Industrial_Interruptible - Industrial_Existing_Space Heating_Natural Gas_Unit Heater_E7 | F2 | Industrial | Interruptible - Industrial | Existing | Space Heating | Natural Gas | Unit Heater | E7 | TRC BC Ratio | 0 | 0 | 0 | 0 | 0 | 0 | 0 | 0 | 0 | 0 | 0 | 0 | 0 | 0 | 0 | 0 | 0 | 0 | 0 | 0 | 0 | 0 | 0 | 0 | 0 | 0 | 0
F2_Industrial_Interruptible - Industrial_Existing_Space Heating_Natural Gas_Unit Heater_E8 | F2 | Industrial | Interruptible - Industrial | Existing | Space Heating | Natural Gas | Unit Heater | E8 | TRC BC Ratio | 0 | 0 | 0 | 0 | 0 | 0 | 0 | 0 | 0 | 0 | 0 | 0 | 0 | 0 | 0 | 0 | 0 | 0 | 0 | 0 | 0 | 0 | 0 | 0 | 0 | 0 | 0
F2_Industrial_Interruptible - Industrial_Existing_Space Heating_Natural Gas_Unit Heater_E9 | F2 | Industrial | Interruptible - Industrial | Existing | Space Heating | Natural Gas | Unit Heater | E9 | TRC BC Ratio | 0 | 0 | 0 | 0 | 0 | 0 | 0 | 0 | 0 | 0 | 0 | 0 | 0 | 0 | 0 | 0 | 0 | 0 | 0 | 0 | 0 | 0 | 0 | 0 | 0 | 0 | 0
F2_Industrial_Interruptible - Industrial_Existing_Space Heating_Natural Gas_Unit Heater_E10 | F2 | Industrial | Interruptible - Industrial | Existing | Space Heating | Natural Gas | Unit Heater | E10 | TRC BC Ratio | 0 | 0 | 0 | 0 | 0 | 0 | 0 | 0 | 0 | 0 | 0 | 0 | 0 | 0 | 0 | 0 | 0 | 0 | 0 | 0 | 0 | 0 | 0 | 0 | 0 | 0 | 0
F3_Industrial_Interruptible - Industrial_Existing_Space Heating_Natural Gas_Unit Heater_E1 | F3 | Industrial | Interruptible - Industrial | Existing | Space Heating | Natural Gas | Unit Heater | E1 | PACT BC Ratio | bar: 2021 to 2047
F3_Industrial_Interruptible - Industrial_Existing_Space Heating_Natural Gas_Unit Heater_E2 | F3 | Industrial | Interruptible - Industrial | Existing | Space Heating | Natural Gas | Unit Heater | E2 | PACT BC Ratio | 102.2247 | 103.9018 | 105.0716 | 107.7678 | 111.1711 | 115.1632 | 116.5204 | 117.8279 | 119.0683 | 120.1702 | 121.2155 | 122.4382 | 123.4955 | 124.4587 | 125.4179 | 126.3175 | 127.1542 | 128.0457 | 128.9438 | 129.8525 | 130.7119 | 131.526 | 132.3209 | 133.0212 | 133.7589 | 134.4146 | 135.0735
F3_Industrial_Interruptible - Industrial_Existing_Space Heating_Natural Gas_Unit Heater_E3 | F3 | Industrial | Interruptible - Industrial | Existing | Space Heating | Natural Gas | Unit Heater | E3 | PACT BC Ratio | 84.8005 | 85.488 | 86.1836 | 86.5786 | 86.8446 | 86.9929 | 87.583 | 88.1792 | 88.7644 | 89.3279 | 89.8573 | 90.3066 | 90.7451 | 91.1644 | 91.5746 | 91.9746 | 92.3881 | 92.795 | 93.2034 | 93.6128 | 94.0334 | 94.4646 | 94.9019 | 95.3582 | 95.811 | 96.2806 | 96.7526
F3_Industrial_Interruptible - Industrial_Existing_Space Heating_Natural Gas_Unit Heater_E4 | F3 | Industrial | Interruptible - Industrial | Existing | Space Heating | Natural Gas | Unit Heater | E4 | PACT BC Ratio | 0 | 0 | 0 | 0 | 0 | 0 | 0 | 0 | 0 | 0 | 0 | 0 | 0 | 0 | 0 | 0 | 0 | 0 | 0 | 0 | 0 | 0 | 0 | 0 | 0 | 0 | 0
F3_Industrial_Interruptible - Industrial_Existing_Space Heating_Natural Gas_Unit Heater_E5 | F3 | Industrial | Interruptible - Industrial | Existing | Space Heating | Natural Gas | Unit Heater | E5 | PACT BC Ratio | 0 | 0 | 0 | 0 | 0 | 0 | 0 | 0 | 0 | 0 | 0 | 0 | 0 | 0 | 0 | 0 | 0 | 0 | 0 | 0 | 0 | 0 | 0 | 0 | 0 | 0 | 0
F3_Industrial_Interruptible - Industrial_Existing_Space Heating_Natural Gas_Unit Heater_E6 | F3 | Industrial | Interruptible - Industrial | Existing | Space Heating | Natural Gas | Unit Heater | E6 | PACT BC Ratio | 0 | 0 | 0 | 0 | 0 | 0 | 0 | 0 | 0 | 0 | 0 | 0 | 0 | 0 | 0 | 0 | 0 | 0 | 0 | 0 | 0 | 0 | 0 | 0 | 0 | 0 | 0
F3_Industrial_Interruptible - Industrial_Existing_Space Heating_Natural Gas_Unit Heater_E7 | F3 | Industrial | Interruptible - Industrial | Existing | Space Heating | Natural Gas | Unit Heater | E7 | PACT BC Ratio | 0 | 0 | 0 | 0 | 0 | 0 | 0 | 0 | 0 | 0 | 0 | 0 | 0 | 0 | 0 | 0 | 0 | 0 | 0 | 0 | 0 | 0 | 0 | 0 | 0 | 0 | 0
F3_Industrial_Interruptible - Industrial_Existing_Space Heating_Natural Gas_Unit Heater_E8 | F3 | Industrial | Interruptible - Industrial | Existing | Space Heating | Natural Gas | Unit Heater | E8 | PACT BC Ratio | 0 | 0 | 0 | 0 | 0 | 0 | 0 | 0 | 0 | 0 | 0 | 0 | 0 | 0 | 0 | 0 | 0 | 0 | 0 | 0 | 0 | 0 | 0 | 0 | 0 | 0 | 0
F3_Industrial_Interruptible - Industrial_Existing_Space Heating_Natural Gas_Unit Heater_E9 | F3 | Industrial | Interruptible - Industrial | Existing | Space Heating | Natural Gas | Unit Heater | E9 | PACT BC Ratio | 0 | 0 | 0 | 0 | 0 | 0 | 0 | 0 | 0 | 0 | 0 | 0 | 0 | 0 | 0 | 0 | 0 | 0 | 0 | 0 | 0 | 0 | 0 | 0 | 0 | 0 | 0
F3_Industrial_Interruptible - Industrial_Existing_Space Heating_Natural Gas_Unit Heater_E10 | F3 | Industrial | Interruptible - Industrial | Existing | Space Heating | Natural Gas | Unit Heater | E10 | PACT BC Ratio | 0 | 0 | 0 | 0 | 0 | 0 | 0 | 0 | 0 | 0 | 0 | 0 | 0 | 0 | 0 | 0 | 0 | 0 | 0 | 0 | 0 | 0 | 0 | 0 | 0 | 0 | 0
F4_Industrial_Interruptible - Industrial_Existing_Space Heating_Natural Gas_Unit Heater_E1 | F4 | Industrial | Interruptible - Industrial | Existing | Space Heating | Natural Gas | Unit Heater | E1 | RVT BC Ratio | bar: 2021 to 2047
F4_Industrial_Interruptible - Industrial_Existing_Space Heating_Natural Gas_Unit Heater_E2 | F4 | Industrial | Interruptible - Industrial | Existing | Space Heating | Natural Gas | Unit Heater | E2 | RVT BC Ratio | 0.5 | 0.5 | 0.5 | 0.5 | 0.5 | 0.5 | 0.5 | 0.5 | 0.5 | 0.5 | 0.5 | 0.5 | 0.5 | 0.5 | 0.5 | 0.5 | 0.5 | 0.5 | 0.5 | 0.5 | 0.5 | 0.5 | 0.5 | 0.5 | 0.5 | 0.5 | 0.5
F4_Industrial_Interruptible - Industrial_Existing_Space Heating_Natural Gas_Unit Heater_E3 | F4 | Industrial | Interruptible - Industrial | Existing | Space Heating | Natural Gas | Unit Heater | E3 | RVT BC Ratio | 0.5 | 0.5 | 0.5 | 0.5 | 0.5 | 0.5 | 0.5 | 0.5 | 0.5 | 0.5 | 0.5 | 0.5 | 0.5 | 0.5 | 0.5 | 0.5 | 0.5 | 0.5 | 0.5 | 0.5 | 0.5 | 0.5 | 0.5 | 0.5 | 0.5 | 0.5 | 0.5
F4_Industrial_Interruptible - Industrial_Existing_Space Heating_Natural Gas_Unit Heater_E4 | F4 | Industrial | Interruptible - Industrial | Existing | Space Heating | Natural Gas | Unit Heater | E4 | RVT BC Ratio | 0 | 0 | 0 | 0 | 0 | 0 | 0 | 0 | 0 | 0 | 0 | 0 | 0 | 0 | 0 | 0 | 0 | 0 | 0 | 0 | 0 | 0 | 0 | 0 | 0 | 0 | 0
F4_Industrial_Interruptible - Industrial_Existing_Space Heating_Natural Gas_Unit Heater_E5 | F4 | Industrial | Interruptible - Industrial | Existing | Space Heating | Natural Gas | Unit Heater | E5 | RVT BC Ratio | 0 | 0 | 0 | 0 | 0 | 0 | 0 | 0 | 0 | 0 | 0 | 0 | 0 | 0 | 0 | 0 | 0 | 0 | 0 | 0 | 0 | 0 | 0 | 0 | 0 | 0 | 0
F4_Industrial_Interruptible - Industrial_Existing_Space Heating_Natural Gas_Unit Heater_E6 | F4 | Industrial | Interruptible - Industrial | Existing | Space Heating | Natural Gas | Unit Heater | E6 | RVT BC Ratio | 0 | 0 | 0 | 0 | 0 | 0 | 0 | 0 | 0 | 0 | 0 | 0 | 0 | 0 | 0 | 0 | 0 | 0 | 0 | 0 | 0 | 0 | 0 | 0 | 0 | 0 | 0
F4_Industrial_Interruptible - Industrial_Existing_Space Heating_Natural Gas_Unit Heater_E7 | F4 | Industrial | Interruptible - Industrial | Existing | Space Heating | Natural Gas | Unit Heater | E7 | RVT BC Ratio | 0 | 0 | 0 | 0 | 0 | 0 | 0 | 0 | 0 | 0 | 0 | 0 | 0 | 0 | 0 | 0 | 0 | 0 | 0 | 0 | 0 | 0 | 0 | 0 | 0 | 0 | 0
F4_Industrial_Interruptible - Industrial_Existing_Space Heating_Natural Gas_Unit Heater_E8 | F4 | Industrial | Interruptible - Industrial | Existing | Space Heating | Natural Gas | Unit Heater | E8 | RVT BC Ratio | 0 | 0 | 0 | 0 | 0 | 0 | 0 | 0 | 0 | 0 | 0 | 0 | 0 | 0 | 0 | 0 | 0 | 0 | 0 | 0 | 0 | 0 | 0 | 0 | 0 | 0 | 0
F4_Industrial_Interruptible - Industrial_Existing_Space Heating_Natural Gas_Unit Heater_E9 | F4 | Industrial | Interruptible - Industrial | Existing | Space Heating | Natural Gas | Unit Heater | E9 | RVT BC Ratio | 0 | 0 | 0 | 0 | 0 | 0 | 0 | 0 | 0 | 0 | 0 | 0 | 0 | 0 | 0 | 0 | 0 | 0 | 0 | 0 | 0 | 0 | 0 | 0 | 0 | 0 | 0
F4_Industrial_Interruptible - Industrial_Existing_Space Heating_Natural Gas_Unit Heater_E10 | F4 | Industrial | Interruptible - Industrial | Existing | Space Heating | Natural Gas | Unit Heater | E10 | RVT BC Ratio | 0 | 0 | 0 | 0 | 0 | 0 | 0 | 0 | 0 | 0 | 0 | 0 | 0 | 0 | 0 | 0 | 0 | 0 | 0 | 0 | 0 | 0 | 0 | 0 | 0 | 0 | 0
F5_Industrial_Interruptible - Industrial_Existing_Space Heating_Natural Gas_Unit Heater_E1 | F5 | Industrial | Interruptible - Industrial | Existing | Space Heating | Natural Gas | Unit Heater | E1 | RIM BC Ratio | bar: 2021 to 2047
F5_Industrial_Interruptible - Industrial_Existing_Space Heating_Natural Gas_Unit Heater_E2 | F5 | Industrial | Interruptible - Industrial | Existing | Space Heating | Natural Gas | Unit Heater | E2 | RIM BC Ratio | 102.2247 | 103.9018 | 105.0716 | 107.7678 | 111.1711 | 115.1632 | 116.5204 | 117.8279 | 119.0683 | 120.1702 | 121.2155 | 122.4382 | 123.4955 | 124.4587 | 125.4179 | 126.3175 | 127.1542 | 128.0457 | 128.9438 | 129.8525 | 130.7119 | 131.526 | 132.3209 | 133.0212 | 133.7589 | 134.4146 | 135.0735
F5_Industrial_Interruptible - Industrial_Existing_Space Heating_Natural Gas_Unit Heater_E3 | F5 | Industrial | Interruptible - Industrial | Existing | Space Heating | Natural Gas | Unit Heater | E3 | RIM BC Ratio | 84.8005 | 85.488 | 86.1836 | 86.5786 | 86.8446 | 86.9929 | 87.583 | 88.1792 | 88.7644 | 89.3279 | 89.8573 | 90.3066 | 90.7451 | 91.1644 | 91.5746 | 91.9746 | 92.3881 | 92.795 | 93.2034 | 93.6128 | 94.0334 | 94.4646 | 94.9019 | 95.3582 | 95.811 | 96.2806 | 96.7526
F5_Industrial_Interruptible - Industrial_Existing_Space Heating_Natural Gas_Unit Heater_E4 | F5 | Industrial | Interruptible - Industrial | Existing | Space Heating | Natural Gas | Unit Heater | E4 | RIM BC Ratio | 0 | 0 | 0 | 0 | 0 | 0 | 0 | 0 | 0 | 0 | 0 | 0 | 0 | 0 | 0 | 0 | 0 | 0 | 0 | 0 | 0 | 0 | 0 | 0 | 0 | 0 | 0
F5_Industrial_Interruptible - Industrial_Existing_Space Heating_Natural Gas_Unit Heater_E5 | F5 | Industrial | Interruptible - Industrial | Existing | Space Heating | Natural Gas | Unit Heater | E5 | RIM BC Ratio | 0 | 0 | 0 | 0 | 0 | 0 | 0 | 0 | 0 | 0 | 0 | 0 | 0 | 0 | 0 | 0 | 0 | 0 | 0 | 0 | 0 | 0 | 0 | 0 | 0 | 0 | 0
F5_Industrial_Interruptible - Industrial_Existing_Space Heating_Natural Gas_Unit Heater_E6 | F5 | Industrial | Interruptible - Industrial | Existing | Space Heating | Natural Gas | Unit Heater | E6 | RIM BC Ratio | 0 | 0 | 0 | 0 | 0 | 0 | 0 | 0 | 0 | 0 | 0 | 0 | 0 | 0 | 0 | 0 | 0 | 0 | 0 | 0 | 0 | 0 | 0 | 0 | 0 | 0 | 0
F5_Industrial_Interruptible - Industrial_Existing_Space Heating_Natural Gas_Unit Heater_E7 | F5 | Industrial | Interruptible - Industrial | Existing | Space Heating | Natural Gas | Unit Heater | E7 | RIM BC Ratio | 0 | 0 | 0 | 0 | 0 | 0 | 0 | 0 | 0 | 0 | 0 | 0 | 0 | 0 | 0 | 0 | 0 | 0 | 0 | 0 | 0 | 0 | 0 | 0 | 0 | 0 | 0
F5_Industrial_Interruptible - Industrial_Existing_Space Heating_Natural Gas_Unit Heater_E8 | F5 | Industrial | Interruptible - Industrial | Existing | Space Heating | Natural Gas | Unit Heater | E8 | RIM BC Ratio | 0 | 0 | 0 | 0 | 0 | 0 | 0 | 0 | 0 | 0 | 0 | 0 | 0 | 0 | 0 | 0 | 0 | 0 | 0 | 0 | 0 | 0 | 0 | 0 | 0 | 0 | 0
F5_Industrial_Interruptible - Industrial_Existing_Space Heating_Natural Gas_Unit Heater_E9 | F5 | Industrial | Interruptible - Industrial | Existing | Space Heating | Natural Gas | Unit Heater | E9 | RIM BC Ratio | 0 | 0 | 0 | 0 | 0 | 0 | 0 | 0 | 0 | 0 | 0 | 0 | 0 | 0 | 0 | 0 | 0 | 0 | 0 | 0 | 0 | 0 | 0 | 0 | 0 | 0 | 0
F5_Industrial_Interruptible - Industrial_Existing_Space Heating_Natural Gas_Unit Heater_E10 | F5 | Industrial | Interruptible - Industrial | Existing | Space Heating | Natural Gas | Unit Heater | E10 | RIM BC Ratio | 0 | 0 | 0 | 0 | 0 | 0 | 0 | 0 | 0 | 0 | 0 | 0 | 0 | 0 | 0 | 0 | 0 | 0 | 0 | 0 | 0 | 0 | 0 | 0 | 0 | 0 | 0
F0_Industrial_Interruptible - Industrial_Existing_Process_Natural Gas_Process Boiler_E0 | F0 | Industrial | Interruptible - Industrial | Existing | Process | Natural Gas | Process Boiler | E0 | Economic Unit | Standard | Standard | Standard | Standard | Standard | Standard | Standard | Standard | Standard | Standard | Standard | Standard | Standard | Standard | Standard | Standard | Standard | Standard | Standard | Standard | Standard | Standard | Standard | Standard | Standard | Standard | Standard
F1_Industrial_Interruptible - Industrial_Existing_Process_Natural Gas_Process Boiler_E1 | F1 | Industrial | Interruptible - Industrial | Existing | Process | Natural Gas | Process Boiler | E1 | CCE | 0 | 0 | 0 | 0 | 0 | 0 | 0 | 0 | 0 | 0 | 0 | 0 | 0 | 0 | 0 | 0 | 0 | 0 | 0 | 0 | 0 | 0 | 0 | 0 | 0 | 0 | 0
F1_Industrial_Interruptible - Industrial_Existing_Process_Natural Gas_Process Boiler_E2 | F1 | Industrial | Interruptible - Industrial | Existing | Process | Natural Gas | Process Boiler | E2 | CCE | 0 | 0 | 0 | 0 | 0 | 0 | 0 | 0 | 0 | 0 | 0 | 0 | 0 | 0 | 0 | 0 | 0 | 0 | 0 | 0 | 0 | 0 | 0 | 0 | 0 | 0 | 0
F1_Industrial_Interruptible - Industrial_Existing_Process_Natural Gas_Process Boiler_E3 | F1 | Industrial | Interruptible - Industrial | Existing | Process | Natural Gas | Process Boiler | E3 | CCE | 0 | 0 | 0 | 0 | 0 | 0 | 0 | 0 | 0 | 0 | 0 | 0 | 0 | 0 | 0 | 0 | 0 | 0 | 0 | 0 | 0 | 0 | 0 | 0 | 0 | 0 | 0
F1_Industrial_Interruptible - Industrial_Existing_Process_Natural Gas_Process Boiler_E4 | F1 | Industrial | Interruptible - Industrial | Existing | Process | Natural Gas | Process Boiler | E4 | CCE | 0 | 0 | 0 | 0 | 0 | 0 | 0 | 0 | 0 | 0 | 0 | 0 | 0 | 0 | 0 | 0 | 0 | 0 | 0 | 0 | 0 | 0 | 0 | 0 | 0 | 0 | 0
F1_Industrial_Interruptible - Industrial_Existing_Process_Natural Gas_Process Boiler_E5 | F1 | Industrial | Interruptible - Industrial | Existing | Process | Natural Gas | Process Boiler | E5 | CCE | 0 | 0 | 0 | 0 | 0 | 0 | 0 | 0 | 0 | 0 | 0 | 0 | 0 | 0 | 0 | 0 | 0 | 0 | 0 | 0 | 0 | 0 | 0 | 0 | 0 | 0 | 0
F1_Industrial_Interruptible - Industrial_Existing_Process_Natural Gas_Process Boiler_E6 | F1 | Industrial | Interruptible - Industrial | Existing | Process | Natural Gas | Process Boiler | E6 | CCE | 0 | 0 | 0 | 0 | 0 | 0 | 0 | 0 | 0 | 0 | 0 | 0 | 0 | 0 | 0 | 0 | 0 | 0 | 0 | 0 | 0 | 0 | 0 | 0 | 0 | 0 | 0
F1_Industrial_Interruptible - Industrial_Existing_Process_Natural Gas_Process Boiler_E7 | F1 | Industrial | Interruptible - Industrial | Existing | Process | Natural Gas | Process Boiler | E7 | CCE | 0 | 0 | 0 | 0 | 0 | 0 | 0 | 0 | 0 | 0 | 0 | 0 | 0 | 0 | 0 | 0 | 0 | 0 | 0 | 0 | 0 | 0 | 0 | 0 | 0 | 0 | 0
F1_Industrial_Interruptible - Industrial_Existing_Process_Natural Gas_Process Boiler_E8 | F1 | Industrial | Interruptible - Industrial | Existing | Process | Natural Gas | Process Boiler | E8 | CCE | 0 | 0 | 0 | 0 | 0 | 0 | 0 | 0 | 0 | 0 | 0 | 0 | 0 | 0 | 0 | 0 | 0 | 0 | 0 | 0 | 0 | 0 | 0 | 0 | 0 | 0 | 0
F1_Industrial_Interruptible - Industrial_Existing_Process_Natural Gas_Process Boiler_E9 | F1 | Industrial | Interruptible - Industrial | Existing | Process | Natural Gas | Process Boiler | E9 | CCE | 0 | 0 | 0 | 0 | 0 | 0 | 0 | 0 | 0 | 0 | 0 | 0 | 0 | 0 | 0 | 0 | 0 | 0 | 0 | 0 | 0 | 0 | 0 | 0 | 0 | 0 | 0
F1_Industrial_Interruptible - Industrial_Existing_Process_Natural Gas_Process Boiler_E10 | F1 | Industrial | Interruptible - Industrial | Existing | Process | Natural Gas | Process Boiler | E10 | CCE | 0 | 0 | 0 | 0 | 0 | 0 | 0 | 0 | 0 | 0 | 0 | 0 | 0 | 0 | 0 | 0 | 0 | 0 | 0 | 0 | 0 | 0 | 0 | 0 | 0 | 0 | 0
F2_Industrial_Interruptible - Industrial_Existing_Process_Natural Gas_Process Boiler_E1 | F2 | Industrial | Interruptible - Industrial | Existing | Process | Natural Gas | Process Boiler | E1 | TRC BC Ratio | bar: 2021 to 2047
F2_Industrial_Interruptible - Industrial_Existing_Process_Natural Gas_Process Boiler_E2 | F2 | Industrial | Interruptible - Industrial | Existing | Process | Natural Gas | Process Boiler | E2 | TRC BC Ratio | 0 | 0 | 0 | 0 | 0 | 0 | 0 | 0 | 0 | 0 | 0 | 0 | 0 | 0 | 0 | 0 | 0 | 0 | 0 | 0 | 0 | 0 | 0 | 0 | 0 | 0 | 0
F2_Industrial_Interruptible - Industrial_Existing_Process_Natural Gas_Process Boiler_E3 | F2 | Industrial | Interruptible - Industrial | Existing | Process | Natural Gas | Process Boiler | E3 | TRC BC Ratio | 0 | 0 | 0 | 0 | 0 | 0 | 0 | 0 | 0 | 0 | 0 | 0 | 0 | 0 | 0 | 0 | 0 | 0 | 0 | 0 | 0 | 0 | 0 | 0 | 0 | 0 | 0
F2_Industrial_Interruptible - Industrial_Existing_Process_Natural Gas_Process Boiler_E4 | F2 | Industrial | Interruptible - Industrial | Existing | Process | Natural Gas | Process Boiler | E4 | TRC BC Ratio | 0 | 0 | 0 | 0 | 0 | 0 | 0 | 0 | 0 | 0 | 0 | 0 | 0 | 0 | 0 | 0 | 0 | 0 | 0 | 0 | 0 | 0 | 0 | 0 | 0 | 0 | 0
F2_Industrial_Interruptible - Industrial_Existing_Process_Natural Gas_Process Boiler_E5 | F2 | Industrial | Interruptible - Industrial | Existing | Process | Natural Gas | Process Boiler | E5 | TRC BC Ratio | 0 | 0 | 0 | 0 | 0 | 0 | 0 | 0 | 0 | 0 | 0 | 0 | 0 | 0 | 0 | 0 | 0 | 0 | 0 | 0 | 0 | 0 | 0 | 0 | 0 | 0 | 0
F2_Industrial_Interruptible - Industrial_Existing_Process_Natural Gas_Process Boiler_E6 | F2 | Industrial | Interruptible - Industrial | Existing | Process | Natural Gas | Process Boiler | E6 | TRC BC Ratio | 0 | 0 | 0 | 0 | 0 | 0 | 0 | 0 | 0 | 0 | 0 | 0 | 0 | 0 | 0 | 0 | 0 | 0 | 0 | 0 | 0 | 0 | 0 | 0 | 0 | 0 | 0
F2_Industrial_Interruptible - Industrial_Existing_Process_Natural Gas_Process Boiler_E7 | F2 | Industrial | Interruptible - Industrial | Existing | Process | Natural Gas | Process Boiler | E7 | TRC BC Ratio | 0 | 0 | 0 | 0 | 0 | 0 | 0 | 0 | 0 | 0 | 0 | 0 | 0 | 0 | 0 | 0 | 0 | 0 | 0 | 0 | 0 | 0 | 0 | 0 | 0 | 0 | 0
F2_Industrial_Interruptible - Industrial_Existing_Process_Natural Gas_Process Boiler_E8 | F2 | Industrial | Interruptible - Industrial | Existing | Process | Natural Gas | Process Boiler | E8 | TRC BC Ratio | 0 | 0 | 0 | 0 | 0 | 0 | 0 | 0 | 0 | 0 | 0 | 0 | 0 | 0 | 0 | 0 | 0 | 0 | 0 | 0 | 0 | 0 | 0 | 0 | 0 | 0 | 0
F2_Industrial_Interruptible - Industrial_Existing_Process_Natural Gas_Process Boiler_E9 | F2 | Industrial | Interruptible - Industrial | Existing | Process | Natural Gas | Process Boiler | E9 | TRC BC Ratio | 0 | 0 | 0 | 0 | 0 | 0 | 0 | 0 | 0 | 0 | 0 | 0 | 0 | 0 | 0 | 0 | 0 | 0 | 0 | 0 | 0 | 0 | 0 | 0 | 0 | 0 | 0
F2_Industrial_Interruptible - Industrial_Existing_Process_Natural Gas_Process Boiler_E10 | F2 | Industrial | Interruptible - Industrial | Existing | Process | Natural Gas | Process Boiler | E10 | TRC BC Ratio | 0 | 0 | 0 | 0 | 0 | 0 | 0 | 0 | 0 | 0 | 0 | 0 | 0 | 0 | 0 | 0 | 0 | 0 | 0 | 0 | 0 | 0 | 0 | 0 | 0 | 0 | 0
F3_Industrial_Interruptible - Industrial_Existing_Process_Natural Gas_Process Boiler_E1 | F3 | Industrial | Interruptible - Industrial | Existing | Process | Natural Gas | Process Boiler | E1 | PACT BC Ratio | bar: 2021 to 2047
F3_Industrial_Interruptible - Industrial_Existing_Process_Natural Gas_Process Boiler_E2 | F3 | Industrial | Interruptible - Industrial | Existing | Process | Natural Gas | Process Boiler | E2 | PACT BC Ratio | 0 | 0 | 0 | 0 | 0 | 0 | 0 | 0 | 0 | 0 | 0 | 0 | 0 | 0 | 0 | 0 | 0 | 0 | 0 | 0 | 0 | 0 | 0 | 0 | 0 | 0 | 0
F3_Industrial_Interruptible - Industrial_Existing_Process_Natural Gas_Process Boiler_E3 | F3 | Industrial | Interruptible - Industrial | Existing | Process | Natural Gas | Process Boiler | E3 | PACT BC Ratio | 0 | 0 | 0 | 0 | 0 | 0 | 0 | 0 | 0 | 0 | 0 | 0 | 0 | 0 | 0 | 0 | 0 | 0 | 0 | 0 | 0 | 0 | 0 | 0 | 0 | 0 | 0
F3_Industrial_Interruptible - Industrial_Existing_Process_Natural Gas_Process Boiler_E4 | F3 | Industrial | Interruptible - Industrial | Existing | Process | Natural Gas | Process Boiler | E4 | PACT BC Ratio | 0 | 0 | 0 | 0 | 0 | 0 | 0 | 0 | 0 | 0 | 0 | 0 | 0 | 0 | 0 | 0 | 0 | 0 | 0 | 0 | 0 | 0 | 0 | 0 | 0 | 0 | 0
F3_Industrial_Interruptible - Industrial_Existing_Process_Natural Gas_Process Boiler_E5 | F3 | Industrial | Interruptible - Industrial | Existing | Process | Natural Gas | Process Boiler | E5 | PACT BC Ratio | 0 | 0 | 0 | 0 | 0 | 0 | 0 | 0 | 0 | 0 | 0 | 0 | 0 | 0 | 0 | 0 | 0 | 0 | 0 | 0 | 0 | 0 | 0 | 0 | 0 | 0 | 0
F3_Industrial_Interruptible - Industrial_Existing_Process_Natural Gas_Process Boiler_E6 | F3 | Industrial | Interruptible - Industrial | Existing | Process | Natural Gas | Process Boiler | E6 | PACT BC Ratio | 0 | 0 | 0 | 0 | 0 | 0 | 0 | 0 | 0 | 0 | 0 | 0 | 0 | 0 | 0 | 0 | 0 | 0 | 0 | 0 | 0 | 0 | 0 | 0 | 0 | 0 | 0
F3_Industrial_Interruptible - Industrial_Existing_Process_Natural Gas_Process Boiler_E7 | F3 | Industrial | Interruptible - Industrial | Existing | Process | Natural Gas | Process Boiler | E7 | PACT BC Ratio | 0 | 0 | 0 | 0 | 0 | 0 | 0 | 0 | 0 | 0 | 0 | 0 | 0 | 0 | 0 | 0 | 0 | 0 | 0 | 0 | 0 | 0 | 0 | 0 | 0 | 0 | 0
F3_Industrial_Interruptible - Industrial_Existing_Process_Natural Gas_Process Boiler_E8 | F3 | Industrial | Interruptible - Industrial | Existing | Process | Natural Gas | Process Boiler | E8 | PACT BC Ratio | 0 | 0 | 0 | 0 | 0 | 0 | 0 | 0 | 0 | 0 | 0 | 0 | 0 | 0 | 0 | 0 | 0 | 0 | 0 | 0 | 0 | 0 | 0 | 0 | 0 | 0 | 0
F3_Industrial_Interruptible - Industrial_Existing_Process_Natural Gas_Process Boiler_E9 | F3 | Industrial | Interruptible - Industrial | Existing | Process | Natural Gas | Process Boiler | E9 | PACT BC Ratio | 0 | 0 | 0 | 0 | 0 | 0 | 0 | 0 | 0 | 0 | 0 | 0 | 0 | 0 | 0 | 0 | 0 | 0 | 0 | 0 | 0 | 0 | 0 | 0 | 0 | 0 | 0
F3_Industrial_Interruptible - Industrial_Existing_Process_Natural Gas_Process Boiler_E10 | F3 | Industrial | Interruptible - Industrial | Existing | Process | Natural Gas | Process Boiler | E10 | PACT BC Ratio | 0 | 0 | 0 | 0 | 0 | 0 | 0 | 0 | 0 | 0 | 0 | 0 | 0 | 0 | 0 | 0 | 0 | 0 | 0 | 0 | 0 | 0 | 0 | 0 | 0 | 0 | 0
F4_Industrial_Interruptible - Industrial_Existing_Process_Natural Gas_Process Boiler_E1 | F4 | Industrial | Interruptible - Industrial | Existing | Process | Natural Gas | Process Boiler | E1 | RVT BC Ratio | bar: 2021 to 2047
F4_Industrial_Interruptible - Industrial_Existing_Process_Natural Gas_Process Boiler_E2 | F4 | Industrial | Interruptible - Industrial | Existing | Process | Natural Gas | Process Boiler | E2 | RVT BC Ratio | 0 | 0 | 0 | 0 | 0 | 0 | 0 | 0 | 0 | 0 | 0 | 0 | 0 | 0 | 0 | 0 | 0 | 0 | 0 | 0 | 0 | 0 | 0 | 0 | 0 | 0 | 0
F4_Industrial_Interruptible - Industrial_Existing_Process_Natural Gas_Process Boiler_E3 | F4 | Industrial | Interruptible - Industrial | Existing | Process | Natural Gas | Process Boiler | E3 | RVT BC Ratio | 0 | 0 | 0 | 0 | 0 | 0 | 0 | 0 | 0 | 0 | 0 | 0 | 0 | 0 | 0 | 0 | 0 | 0 | 0 | 0 | 0 | 0 | 0 | 0 | 0 | 0 | 0
F4_Industrial_Interruptible - Industrial_Existing_Process_Natural Gas_Process Boiler_E4 | F4 | Industrial | Interruptible - Industrial | Existing | Process | Natural Gas | Process Boiler | E4 | RVT BC Ratio | 0 | 0 | 0 | 0 | 0 | 0 | 0 | 0 | 0 | 0 | 0 | 0 | 0 | 0 | 0 | 0 | 0 | 0 | 0 | 0 | 0 | 0 | 0 | 0 | 0 | 0 | 0
F4_Industrial_Interruptible - Industrial_Existing_Process_Natural Gas_Process Boiler_E5 | F4 | Industrial | Interruptible - Industrial | Existing | Process | Natural Gas | Process Boiler | E5 | RVT BC Ratio | 0 | 0 | 0 | 0 | 0 | 0 | 0 | 0 | 0 | 0 | 0 | 0 | 0 | 0 | 0 | 0 | 0 | 0 | 0 | 0 | 0 | 0 | 0 | 0 | 0 | 0 | 0
F4_Industrial_Interruptible - Industrial_Existing_Process_Natural Gas_Process Boiler_E6 | F4 | Industrial | Interruptible - Industrial | Existing | Process | Natural Gas | Process Boiler | E6 | RVT BC Ratio | 0 | 0 | 0 | 0 | 0 | 0 | 0 | 0 | 0 | 0 | 0 | 0 | 0 | 0 | 0 | 0 | 0 | 0 | 0 | 0 | 0 | 0 | 0 | 0 | 0 | 0 | 0
F4_Industrial_Interruptible - Industrial_Existing_Process_Natural Gas_Process Boiler_E7 | F4 | Industrial | Interruptible - Industrial | Existing | Process | Natural Gas | Process Boiler | E7 | RVT BC Ratio | 0 | 0 | 0 | 0 | 0 | 0 | 0 | 0 | 0 | 0 | 0 | 0 | 0 | 0 | 0 | 0 | 0 | 0 | 0 | 0 | 0 | 0 | 0 | 0 | 0 | 0 | 0
F4_Industrial_Interruptible - Industrial_Existing_Process_Natural Gas_Process Boiler_E8 | F4 | Industrial | Interruptible - Industrial | Existing | Process | Natural Gas | Process Boiler | E8 | RVT BC Ratio | 0 | 0 | 0 | 0 | 0 | 0 | 0 | 0 | 0 | 0 | 0 | 0 | 0 | 0 | 0 | 0 | 0 | 0 | 0 | 0 | 0 | 0 | 0 | 0 | 0 | 0 | 0
F4_Industrial_Interruptible - Industrial_Existing_Process_Natural Gas_Process Boiler_E9 | F4 | Industrial | Interruptible - Industrial | Existing | Process | Natural Gas | Process Boiler | E9 | RVT BC Ratio | 0 | 0 | 0 | 0 | 0 | 0 | 0 | 0 | 0 | 0 | 0 | 0 | 0 | 0 | 0 | 0 | 0 | 0 | 0 | 0 | 0 | 0 | 0 | 0 | 0 | 0 | 0
F4_Industrial_Interruptible - Industrial_Existing_Process_Natural Gas_Process Boiler_E10 | F4 | Industrial | Interruptible - Industrial | Existing | Process | Natural Gas | Process Boiler | E10 | RVT BC Ratio | 0 | 0 | 0 | 0 | 0 | 0 | 0 | 0 | 0 | 0 | 0 | 0 | 0 | 0 | 0 | 0 | 0 | 0 | 0 | 0 | 0 | 0 | 0 | 0 | 0 | 0 | 0
F5_Industrial_Interruptible - Industrial_Existing_Process_Natural Gas_Process Boiler_E1 | F5 | Industrial | Interruptible - Industrial | Existing | Process | Natural Gas | Process Boiler | E1 | RIM BC Ratio | bar: 2021 to 2047
F5_Industrial_Interruptible - Industrial_Existing_Process_Natural Gas_Process Boiler_E2 | F5 | Industrial | Interruptible - Industrial | Existing | Process | Natural Gas | Process Boiler | E2 | RIM BC Ratio | 0 | 0 | 0 | 0 | 0 | 0 | 0 | 0 | 0 | 0 | 0 | 0 | 0 | 0 | 0 | 0 | 0 | 0 | 0 | 0 | 0 | 0 | 0 | 0 | 0 | 0 | 0
F5_Industrial_Interruptible - Industrial_Existing_Process_Natural Gas_Process Boiler_E3 | F5 | Industrial | Interruptible - Industrial | Existing | Process | Natural Gas | Process Boiler | E3 | RIM BC Ratio | 0 | 0 | 0 | 0 | 0 | 0 | 0 | 0 | 0 | 0 | 0 | 0 | 0 | 0 | 0 | 0 | 0 | 0 | 0 | 0 | 0 | 0 | 0 | 0 | 0 | 0 | 0
F5_Industrial_Interruptible - Industrial_Existing_Process_Natural Gas_Process Boiler_E4 | F5 | Industrial | Interruptible - Industrial | Existing | Process | Natural Gas | Process Boiler | E4 | RIM BC Ratio | 0 | 0 | 0 | 0 | 0 | 0 | 0 | 0 | 0 | 0 | 0 | 0 | 0 | 0 | 0 | 0 | 0 | 0 | 0 | 0 | 0 | 0 | 0 | 0 | 0 | 0 | 0
F5_Industrial_Interruptible - Industrial_Existing_Process_Natural Gas_Process Boiler_E5 | F5 | Industrial | Interruptible - Industrial | Existing | Process | Natural Gas | Process Boiler | E5 | RIM BC Ratio | 0 | 0 | 0 | 0 | 0 | 0 | 0 | 0 | 0 | 0 | 0 | 0 | 0 | 0 | 0 | 0 | 0 | 0 | 0 | 0 | 0 | 0 | 0 | 0 | 0 | 0 | 0
F5_Industrial_Interruptible - Industrial_Existing_Process_Natural Gas_Process Boiler_E6 | F5 | Industrial | Interruptible - Industrial | Existing | Process | Natural Gas | Process Boiler | E6 | RIM BC Ratio | 0 | 0 | 0 | 0 | 0 | 0 | 0 | 0 | 0 | 0 | 0 | 0 | 0 | 0 | 0 | 0 | 0 | 0 | 0 | 0 | 0 | 0 | 0 | 0 | 0 | 0 | 0
F5_Industrial_Interruptible - Industrial_Existing_Process_Natural Gas_Process Boiler_E7 | F5 | Industrial | Interruptible - Industrial | Existing | Process | Natural Gas | Process Boiler | E7 | RIM BC Ratio | 0 | 0 | 0 | 0 | 0 | 0 | 0 | 0 | 0 | 0 | 0 | 0 | 0 | 0 | 0 | 0 | 0 | 0 | 0 | 0 | 0 | 0 | 0 | 0 | 0 | 0 | 0
F5_Industrial_Interruptible - Industrial_Existing_Process_Natural Gas_Process Boiler_E8 | F5 | Industrial | Interruptible - Industrial | Existing | Process | Natural Gas | Process Boiler | E8 | RIM BC Ratio | 0 | 0 | 0 | 0 | 0 | 0 | 0 | 0 | 0 | 0 | 0 | 0 | 0 | 0 | 0 | 0 | 0 | 0 | 0 | 0 | 0 | 0 | 0 | 0 | 0 | 0 | 0
F5_Industrial_Interruptible - Industrial_Existing_Process_Natural Gas_Process Boiler_E9 | F5 | Industrial | Interruptible - Industrial | Existing | Process | Natural Gas | Process Boiler | E9 | RIM BC Ratio | 0 | 0 | 0 | 0 | 0 | 0 | 0 | 0 | 0 | 0 | 0 | 0 | 0 | 0 | 0 | 0 | 0 | 0 | 0 | 0 | 0 | 0 | 0 | 0 | 0 | 0 | 0
F5_Industrial_Interruptible - Industrial_Existing_Process_Natural Gas_Process Boiler_E10 | F5 | Industrial | Interruptible - Industrial | Existing | Process | Natural Gas | Process Boiler | E10 | RIM BC Ratio | 0 | 0 | 0 | 0 | 0 | 0 | 0 | 0 | 0 | 0 | 0 | 0 | 0 | 0 | 0 | 0 | 0 | 0 | 0 | 0 | 0 | 0 | 0 | 0 | 0 | 0 | 0
F0_Industrial_Interruptible - Industrial_Existing_Process_Natural Gas_Process Heating_E0 | F0 | Industrial | Interruptible - Industrial | Existing | Process | Natural Gas | Process Heating | E0 | Economic Unit | Standard | Standard | Standard | Standard | Standard | Standard | Standard | Standard | Standard | Standard | Standard | Standard | Standard | Standard | Standard | Standard | Standard | Standard | Standard | Standard | Standard | Standard | Standard | Standard | Standard | Standard | Standard
F1_Industrial_Interruptible - Industrial_Existing_Process_Natural Gas_Process Heating_E1 | F1 | Industrial | Interruptible - Industrial | Existing | Process | Natural Gas | Process Heating | E1 | CCE | 0 | 0 | 0 | 0 | 0 | 0 | 0 | 0 | 0 | 0 | 0 | 0 | 0 | 0 | 0 | 0 | 0 | 0 | 0 | 0 | 0 | 0 | 0 | 0 | 0 | 0 | 0
F1_Industrial_Interruptible - Industrial_Existing_Process_Natural Gas_Process Heating_E2 | F1 | Industrial | Interruptible - Industrial | Existing | Process | Natural Gas | Process Heating | E2 | CCE | 0 | 0 | 0 | 0 | 0 | 0 | 0 | 0 | 0 | 0 | 0 | 0 | 0 | 0 | 0 | 0 | 0 | 0 | 0 | 0 | 0 | 0 | 0 | 0 | 0 | 0 | 0
F1_Industrial_Interruptible - Industrial_Existing_Process_Natural Gas_Process Heating_E3 | F1 | Industrial | Interruptible - Industrial | Existing | Process | Natural Gas | Process Heating | E3 | CCE | 0 | 0 | 0 | 0 | 0 | 0 | 0 | 0 | 0 | 0 | 0 | 0 | 0 | 0 | 0 | 0 | 0 | 0 | 0 | 0 | 0 | 0 | 0 | 0 | 0 | 0 | 0
F1_Industrial_Interruptible - Industrial_Existing_Process_Natural Gas_Process Heating_E4 | F1 | Industrial | Interruptible - Industrial | Existing | Process | Natural Gas | Process Heating | E4 | CCE | 0 | 0 | 0 | 0 | 0 | 0 | 0 | 0 | 0 | 0 | 0 | 0 | 0 | 0 | 0 | 0 | 0 | 0 | 0 | 0 | 0 | 0 | 0 | 0 | 0 | 0 | 0
F1_Industrial_Interruptible - Industrial_Existing_Process_Natural Gas_Process Heating_E5 | F1 | Industrial | Interruptible - Industrial | Existing | Process | Natural Gas | Process Heating | E5 | CCE | 0 | 0 | 0 | 0 | 0 | 0 | 0 | 0 | 0 | 0 | 0 | 0 | 0 | 0 | 0 | 0 | 0 | 0 | 0 | 0 | 0 | 0 | 0 | 0 | 0 | 0 | 0
F1_Industrial_Interruptible - Industrial_Existing_Process_Natural Gas_Process Heating_E6 | F1 | Industrial | Interruptible - Industrial | Existing | Process | Natural Gas | Process Heating | E6 | CCE | 0 | 0 | 0 | 0 | 0 | 0 | 0 | 0 | 0 | 0 | 0 | 0 | 0 | 0 | 0 | 0 | 0 | 0 | 0 | 0 | 0 | 0 | 0 | 0 | 0 | 0 | 0
F1_Industrial_Interruptible - Industrial_Existing_Process_Natural Gas_Process Heating_E7 | F1 | Industrial | Interruptible - Industrial | Existing | Process | Natural Gas | Process Heating | E7 | CCE | 0 | 0 | 0 | 0 | 0 | 0 | 0 | 0 | 0 | 0 | 0 | 0 | 0 | 0 | 0 | 0 | 0 | 0 | 0 | 0 | 0 | 0 | 0 | 0 | 0 | 0 | 0
F1_Industrial_Interruptible - Industrial_Existing_Process_Natural Gas_Process Heating_E8 | F1 | Industrial | Interruptible - Industrial | Existing | Process | Natural Gas | Process Heating | E8 | CCE | 0 | 0 | 0 | 0 | 0 | 0 | 0 | 0 | 0 | 0 | 0 | 0 | 0 | 0 | 0 | 0 | 0 | 0 | 0 | 0 | 0 | 0 | 0 | 0 | 0 | 0 | 0
F1_Industrial_Interruptible - Industrial_Existing_Process_Natural Gas_Process Heating_E9 | F1 | Industrial | Interruptible - Industrial | Existing | Process | Natural Gas | Process Heating | E9 | CCE | 0 | 0 | 0 | 0 | 0 | 0 | 0 | 0 | 0 | 0 | 0 | 0 | 0 | 0 | 0 | 0 | 0 | 0 | 0 | 0 | 0 | 0 | 0 | 0 | 0 | 0 | 0
F1_Industrial_Interruptible - Industrial_Existing_Process_Natural Gas_Process Heating_E10 | F1 | Industrial | Interruptible - Industrial | Existing | Process | Natural Gas | Process Heating | E10 | CCE | 0 | 0 | 0 | 0 | 0 | 0 | 0 | 0 | 0 | 0 | 0 | 0 | 0 | 0 | 0 | 0 | 0 | 0 | 0 | 0 | 0 | 0 | 0 | 0 | 0 | 0 | 0
F2_Industrial_Interruptible - Industrial_Existing_Process_Natural Gas_Process Heating_E1 | F2 | Industrial | Interruptible - Industrial | Existing | Process | Natural Gas | Process Heating | E1 | TRC BC Ratio | bar: 2021 to 2047
F2_Industrial_Interruptible - Industrial_Existing_Process_Natural Gas_Process Heating_E2 | F2 | Industrial | Interruptible - Industrial | Existing | Process | Natural Gas | Process Heating | E2 | TRC BC Ratio | 0 | 0 | 0 | 0 | 0 | 0 | 0 | 0 | 0 | 0 | 0 | 0 | 0 | 0 | 0 | 0 | 0 | 0 | 0 | 0 | 0 | 0 | 0 | 0 | 0 | 0 | 0
F2_Industrial_Interruptible - Industrial_Existing_Process_Natural Gas_Process Heating_E3 | F2 | Industrial | Interruptible - Industrial | Existing | Process | Natural Gas | Process Heating | E3 | TRC BC Ratio | 0 | 0 | 0 | 0 | 0 | 0 | 0 | 0 | 0 | 0 | 0 | 0 | 0 | 0 | 0 | 0 | 0 | 0 | 0 | 0 | 0 | 0 | 0 | 0 | 0 | 0 | 0
F2_Industrial_Interruptible - Industrial_Existing_Process_Natural Gas_Process Heating_E4 | F2 | Industrial | Interruptible - Industrial | Existing | Process | Natural Gas | Process Heating | E4 | TRC BC Ratio | 0 | 0 | 0 | 0 | 0 | 0 | 0 | 0 | 0 | 0 | 0 | 0 | 0 | 0 | 0 | 0 | 0 | 0 | 0 | 0 | 0 | 0 | 0 | 0 | 0 | 0 | 0
F2_Industrial_Interruptible - Industrial_Existing_Process_Natural Gas_Process Heating_E5 | F2 | Industrial | Interruptible - Industrial | Existing | Process | Natural Gas | Process Heating | E5 | TRC BC Ratio | 0 | 0 | 0 | 0 | 0 | 0 | 0 | 0 | 0 | 0 | 0 | 0 | 0 | 0 | 0 | 0 | 0 | 0 | 0 | 0 | 0 | 0 | 0 | 0 | 0 | 0 | 0
F2_Industrial_Interruptible - Industrial_Existing_Process_Natural Gas_Process Heating_E6 | F2 | Industrial | Interruptible - Industrial | Existing | Process | Natural Gas | Process Heating | E6 | TRC BC Ratio | 0 | 0 | 0 | 0 | 0 | 0 | 0 | 0 | 0 | 0 | 0 | 0 | 0 | 0 | 0 | 0 | 0 | 0 | 0 | 0 | 0 | 0 | 0 | 0 | 0 | 0 | 0
F2_Industrial_Interruptible - Industrial_Existing_Process_Natural Gas_Process Heating_E7 | F2 | Industrial | Interruptible - Industrial | Existing | Process | Natural Gas | Process Heating | E7 | TRC BC Ratio | 0 | 0 | 0 | 0 | 0 | 0 | 0 | 0 | 0 | 0 | 0 | 0 | 0 | 0 | 0 | 0 | 0 | 0 | 0 | 0 | 0 | 0 | 0 | 0 | 0 | 0 | 0
F2_Industrial_Interruptible - Industrial_Existing_Process_Natural Gas_Process Heating_E8 | F2 | Industrial | Interruptible - Industrial | Existing | Process | Natural Gas | Process Heating | E8 | TRC BC Ratio | 0 | 0 | 0 | 0 | 0 | 0 | 0 | 0 | 0 | 0 | 0 | 0 | 0 | 0 | 0 | 0 | 0 | 0 | 0 | 0 | 0 | 0 | 0 | 0 | 0 | 0 | 0
F2_Industrial_Interruptible - Industrial_Existing_Process_Natural Gas_Process Heating_E9 | F2 | Industrial | Interruptible - Industrial | Existing | Process | Natural Gas | Process Heating | E9 | TRC BC Ratio | 0 | 0 | 0 | 0 | 0 | 0 | 0 | 0 | 0 | 0 | 0 | 0 | 0 | 0 | 0 | 0 | 0 | 0 | 0 | 0 | 0 | 0 | 0 | 0 | 0 | 0 | 0
F2_Industrial_Interruptible - Industrial_Existing_Process_Natural Gas_Process Heating_E10 | F2 | Industrial | Interruptible - Industrial | Existing | Process | Natural Gas | Process Heating | E10 | TRC BC Ratio | 0 | 0 | 0 | 0 | 0 | 0 | 0 | 0 | 0 | 0 | 0 | 0 | 0 | 0 | 0 | 0 | 0 | 0 | 0 | 0 | 0 | 0 | 0 | 0 | 0 | 0 | 0
F3_Industrial_Interruptible - Industrial_Existing_Process_Natural Gas_Process Heating_E1 | F3 | Industrial | Interruptible - Industrial | Existing | Process | Natural Gas | Process Heating | E1 | PACT BC Ratio | bar: 2021 to 2047
F3_Industrial_Interruptible - Industrial_Existing_Process_Natural Gas_Process Heating_E2 | F3 | Industrial | Interruptible - Industrial | Existing | Process | Natural Gas | Process Heating | E2 | PACT BC Ratio | 0 | 0 | 0 | 0 | 0 | 0 | 0 | 0 | 0 | 0 | 0 | 0 | 0 | 0 | 0 | 0 | 0 | 0 | 0 | 0 | 0 | 0 | 0 | 0 | 0 | 0 | 0
F3_Industrial_Interruptible - Industrial_Existing_Process_Natural Gas_Process Heating_E3 | F3 | Industrial | Interruptible - Industrial | Existing | Process | Natural Gas | Process Heating | E3 | PACT BC Ratio | 0 | 0 | 0 | 0 | 0 | 0 | 0 | 0 | 0 | 0 | 0 | 0 | 0 | 0 | 0 | 0 | 0 | 0 | 0 | 0 | 0 | 0 | 0 | 0 | 0 | 0 | 0
F3_Industrial_Interruptible - Industrial_Existing_Process_Natural Gas_Process Heating_E4 | F3 | Industrial | Interruptible - Industrial | Existing | Process | Natural Gas | Process Heating | E4 | PACT BC Ratio | 0 | 0 | 0 | 0 | 0 | 0 | 0 | 0 | 0 | 0 | 0 | 0 | 0 | 0 | 0 | 0 | 0 | 0 | 0 | 0 | 0 | 0 | 0 | 0 | 0 | 0 | 0
F3_Industrial_Interruptible - Industrial_Existing_Process_Natural Gas_Process Heating_E5 | F3 | Industrial | Interruptible - Industrial | Existing | Process | Natural Gas | Process Heating | E5 | PACT BC Ratio | 0 | 0 | 0 | 0 | 0 | 0 | 0 | 0 | 0 | 0 | 0 | 0 | 0 | 0 | 0 | 0 | 0 | 0 | 0 | 0 | 0 | 0 | 0 | 0 | 0 | 0 | 0
F3_Industrial_Interruptible - Industrial_Existing_Process_Natural Gas_Process Heating_E6 | F3 | Industrial | Interruptible - Industrial | Existing | Process | Natural Gas | Process Heating | E6 | PACT BC Ratio | 0 | 0 | 0 | 0 | 0 | 0 | 0 | 0 | 0 | 0 | 0 | 0 | 0 | 0 | 0 | 0 | 0 | 0 | 0 | 0 | 0 | 0 | 0 | 0 | 0 | 0 | 0
F3_Industrial_Interruptible - Industrial_Existing_Process_Natural Gas_Process Heating_E7 | F3 | Industrial | Interruptible - Industrial | Existing | Process | Natural Gas | Process Heating | E7 | PACT BC Ratio | 0 | 0 | 0 | 0 | 0 | 0 | 0 | 0 | 0 | 0 | 0 | 0 | 0 | 0 | 0 | 0 | 0 | 0 | 0 | 0 | 0 | 0 | 0 | 0 | 0 | 0 | 0
F3_Industrial_Interruptible - Industrial_Existing_Process_Natural Gas_Process Heating_E8 | F3 | Industrial | Interruptible - Industrial | Existing | Process | Natural Gas | Process Heating | E8 | PACT BC Ratio | 0 | 0 | 0 | 0 | 0 | 0 | 0 | 0 | 0 | 0 | 0 | 0 | 0 | 0 | 0 | 0 | 0 | 0 | 0 | 0 | 0 | 0 | 0 | 0 | 0 | 0 | 0
F3_Industrial_Interruptible - Industrial_Existing_Process_Natural Gas_Process Heating_E9 | F3 | Industrial | Interruptible - Industrial | Existing | Process | Natural Gas | Process Heating | E9 | PACT BC Ratio | 0 | 0 | 0 | 0 | 0 | 0 | 0 | 0 | 0 | 0 | 0 | 0 | 0 | 0 | 0 | 0 | 0 | 0 | 0 | 0 | 0 | 0 | 0 | 0 | 0 | 0 | 0
F3_Industrial_Interruptible - Industrial_Existing_Process_Natural Gas_Process Heating_E10 | F3 | Industrial | Interruptible - Industrial | Existing | Process | Natural Gas | Process Heating | E10 | PACT BC Ratio | 0 | 0 | 0 | 0 | 0 | 0 | 0 | 0 | 0 | 0 | 0 | 0 | 0 | 0 | 0 | 0 | 0 | 0 | 0 | 0 | 0 | 0 | 0 | 0 | 0 | 0 | 0
F4_Industrial_Interruptible - Industrial_Existing_Process_Natural Gas_Process Heating_E1 | F4 | Industrial | Interruptible - Industrial | Existing | Process | Natural Gas | Process Heating | E1 | RVT BC Ratio | bar: 2021 to 2047
F4_Industrial_Interruptible - Industrial_Existing_Process_Natural Gas_Process Heating_E2 | F4 | Industrial | Interruptible - Industrial | Existing | Process | Natural Gas | Process Heating | E2 | RVT BC Ratio | 0 | 0 | 0 | 0 | 0 | 0 | 0 | 0 | 0 | 0 | 0 | 0 | 0 | 0 | 0 | 0 | 0 | 0 | 0 | 0 | 0 | 0 | 0 | 0 | 0 | 0 | 0
F4_Industrial_Interruptible - Industrial_Existing_Process_Natural Gas_Process Heating_E3 | F4 | Industrial | Interruptible - Industrial | Existing | Process | Natural Gas | Process Heating | E3 | RVT BC Ratio | 0 | 0 | 0 | 0 | 0 | 0 | 0 | 0 | 0 | 0 | 0 | 0 | 0 | 0 | 0 | 0 | 0 | 0 | 0 | 0 | 0 | 0 | 0 | 0 | 0 | 0 | 0
F4_Industrial_Interruptible - Industrial_Existing_Process_Natural Gas_Process Heating_E4 | F4 | Industrial | Interruptible - Industrial | Existing | Process | Natural Gas | Process Heating | E4 | RVT BC Ratio | 0 | 0 | 0 | 0 | 0 | 0 | 0 | 0 | 0 | 0 | 0 | 0 | 0 | 0 | 0 | 0 | 0 | 0 | 0 | 0 | 0 | 0 | 0 | 0 | 0 | 0 | 0
F4_Industrial_Interruptible - Industrial_Existing_Process_Natural Gas_Process Heating_E5 | F4 | Industrial | Interruptible - Industrial | Existing | Process | Natural Gas | Process Heating | E5 | RVT BC Ratio | 0 | 0 | 0 | 0 | 0 | 0 | 0 | 0 | 0 | 0 | 0 | 0 | 0 | 0 | 0 | 0 | 0 | 0 | 0 | 0 | 0 | 0 | 0 | 0 | 0 | 0 | 0
F4_Industrial_Interruptible - Industrial_Existing_Process_Natural Gas_Process Heating_E6 | F4 | Industrial | Interruptible - Industrial | Existing | Process | Natural Gas | Process Heating | E6 | RVT BC Ratio | 0 | 0 | 0 | 0 | 0 | 0 | 0 | 0 | 0 | 0 | 0 | 0 | 0 | 0 | 0 | 0 | 0 | 0 | 0 | 0 | 0 | 0 | 0 | 0 | 0 | 0 | 0
F4_Industrial_Interruptible - Industrial_Existing_Process_Natural Gas_Process Heating_E7 | F4 | Industrial | Interruptible - Industrial | Existing | Process | Natural Gas | Process Heating | E7 | RVT BC Ratio | 0 | 0 | 0 | 0 | 0 | 0 | 0 | 0 | 0 | 0 | 0 | 0 | 0 | 0 | 0 | 0 | 0 | 0 | 0 | 0 | 0 | 0 | 0 | 0 | 0 | 0 | 0
F4_Industrial_Interruptible - Industrial_Existing_Process_Natural Gas_Process Heating_E8 | F4 | Industrial | Interruptible - Industrial | Existing | Process | Natural Gas | Process Heating | E8 | RVT BC Ratio | 0 | 0 | 0 | 0 | 0 | 0 | 0 | 0 | 0 | 0 | 0 | 0 | 0 | 0 | 0 | 0 | 0 | 0 | 0 | 0 | 0 | 0 | 0 | 0 | 0 | 0 | 0
F4_Industrial_Interruptible - Industrial_Existing_Process_Natural Gas_Process Heating_E9 | F4 | Industrial | Interruptible - Industrial | Existing | Process | Natural Gas | Process Heating | E9 | RVT BC Ratio | 0 | 0 | 0 | 0 | 0 | 0 | 0 | 0 | 0 | 0 | 0 | 0 | 0 | 0 | 0 | 0 | 0 | 0 | 0 | 0 | 0 | 0 | 0 | 0 | 0 | 0 | 0
F4_Industrial_Interruptible - Industrial_Existing_Process_Natural Gas_Process Heating_E10 | F4 | Industrial | Interruptible - Industrial | Existing | Process | Natural Gas | Process Heating | E10 | RVT BC Ratio | 0 | 0 | 0 | 0 | 0 | 0 | 0 | 0 | 0 | 0 | 0 | 0 | 0 | 0 | 0 | 0 | 0 | 0 | 0 | 0 | 0 | 0 | 0 | 0 | 0 | 0 | 0
F5_Industrial_Interruptible - Industrial_Existing_Process_Natural Gas_Process Heating_E1 | F5 | Industrial | Interruptible - Industrial | Existing | Process | Natural Gas | Process Heating | E1 | RIM BC Ratio | bar: 2021 to 2047
F5_Industrial_Interruptible - Industrial_Existing_Process_Natural Gas_Process Heating_E2 | F5 | Industrial | Interruptible - Industrial | Existing | Process | Natural Gas | Process Heating | E2 | RIM BC Ratio | 0 | 0 | 0 | 0 | 0 | 0 | 0 | 0 | 0 | 0 | 0 | 0 | 0 | 0 | 0 | 0 | 0 | 0 | 0 | 0 | 0 | 0 | 0 | 0 | 0 | 0 | 0
F5_Industrial_Interruptible - Industrial_Existing_Process_Natural Gas_Process Heating_E3 | F5 | Industrial | Interruptible - Industrial | Existing | Process | Natural Gas | Process Heating | E3 | RIM BC Ratio | 0 | 0 | 0 | 0 | 0 | 0 | 0 | 0 | 0 | 0 | 0 | 0 | 0 | 0 | 0 | 0 | 0 | 0 | 0 | 0 | 0 | 0 | 0 | 0 | 0 | 0 | 0
F5_Industrial_Interruptible - Industrial_Existing_Process_Natural Gas_Process Heating_E4 | F5 | Industrial | Interruptible - Industrial | Existing | Process | Natural Gas | Process Heating | E4 | RIM BC Ratio | 0 | 0 | 0 | 0 | 0 | 0 | 0 | 0 | 0 | 0 | 0 | 0 | 0 | 0 | 0 | 0 | 0 | 0 | 0 | 0 | 0 | 0 | 0 | 0 | 0 | 0 | 0
F5_Industrial_Interruptible - Industrial_Existing_Process_Natural Gas_Process Heating_E5 | F5 | Industrial | Interruptible - Industrial | Existing | Process | Natural Gas | Process Heating | E5 | RIM BC Ratio | 0 | 0 | 0 | 0 | 0 | 0 | 0 | 0 | 0 | 0 | 0 | 0 | 0 | 0 | 0 | 0 | 0 | 0 | 0 | 0 | 0 | 0 | 0 | 0 | 0 | 0 | 0
F5_Industrial_Interruptible - Industrial_Existing_Process_Natural Gas_Process Heating_E6 | F5 | Industrial | Interruptible - Industrial | Existing | Process | Natural Gas | Process Heating | E6 | RIM BC Ratio | 0 | 0 | 0 | 0 | 0 | 0 | 0 | 0 | 0 | 0 | 0 | 0 | 0 | 0 | 0 | 0 | 0 | 0 | 0 | 0 | 0 | 0 | 0 | 0 | 0 | 0 | 0
F5_Industrial_Interruptible - Industrial_Existing_Process_Natural Gas_Process Heating_E7 | F5 | Industrial | Interruptible - Industrial | Existing | Process | Natural Gas | Process Heating | E7 | RIM BC Ratio | 0 | 0 | 0 | 0 | 0 | 0 | 0 | 0 | 0 | 0 | 0 | 0 | 0 | 0 | 0 | 0 | 0 | 0 | 0 | 0 | 0 | 0 | 0 | 0 | 0 | 0 | 0
F5_Industrial_Interruptible - Industrial_Existing_Process_Natural Gas_Process Heating_E8 | F5 | Industrial | Interruptible - Industrial | Existing | Process | Natural Gas | Process Heating | E8 | RIM BC Ratio | 0 | 0 | 0 | 0 | 0 | 0 | 0 | 0 | 0 | 0 | 0 | 0 | 0 | 0 | 0 | 0 | 0 | 0 | 0 | 0 | 0 | 0 | 0 | 0 | 0 | 0 | 0
F5_Industrial_Interruptible - Industrial_Existing_Process_Natural Gas_Process Heating_E9 | F5 | Industrial | Interruptible - Industrial | Existing | Process | Natural Gas | Process Heating | E9 | RIM BC Ratio | 0 | 0 | 0 | 0 | 0 | 0 | 0 | 0 | 0 | 0 | 0 | 0 | 0 | 0 | 0 | 0 | 0 | 0 | 0 | 0 | 0 | 0 | 0 | 0 | 0 | 0 | 0
F5_Industrial_Interruptible - Industrial_Existing_Process_Natural Gas_Process Heating_E10 | F5 | Industrial | Interruptible - Industrial | Existing | Process | Natural Gas | Process Heating | E10 | RIM BC Ratio | 0 | 0 | 0 | 0 | 0 | 0 | 0 | 0 | 0 | 0 | 0 | 0 | 0 | 0 | 0 | 0 | 0 | 0 | 0 | 0 | 0 | 0 | 0 | 0 | 0 | 0 | 0
F0_Industrial_Interruptible - Industrial_Existing_Process_Natural Gas_Process Cooling_E0 | F0 | Industrial | Interruptible - Industrial | Existing | Process | Natural Gas | Process Cooling | E0 | Economic Unit | Standard | Standard | Standard | Standard | Standard | Standard | Standard | Standard | Standard | Standard | Standard | Standard | Standard | Standard | Standard | Standard | Standard | Standard | Standard | Standard | Standard | Standard | Standard | Standard | Standard | Standard | Standard
F1_Industrial_Interruptible - Industrial_Existing_Process_Natural Gas_Process Cooling_E1 | F1 | Industrial | Interruptible - Industrial | Existing | Process | Natural Gas | Process Cooling | E1 | CCE | 0 | 0 | 0 | 0 | 0 | 0 | 0 | 0 | 0 | 0 | 0 | 0 | 0 | 0 | 0 | 0 | 0 | 0 | 0 | 0 | 0 | 0 | 0 | 0 | 0 | 0 | 0
F1_Industrial_Interruptible - Industrial_Existing_Process_Natural Gas_Process Cooling_E2 | F1 | Industrial | Interruptible - Industrial | Existing | Process | Natural Gas | Process Cooling | E2 | CCE | 0 | 0 | 0 | 0 | 0 | 0 | 0 | 0 | 0 | 0 | 0 | 0 | 0 | 0 | 0 | 0 | 0 | 0 | 0 | 0 | 0 | 0 | 0 | 0 | 0 | 0 | 0
F1_Industrial_Interruptible - Industrial_Existing_Process_Natural Gas_Process Cooling_E3 | F1 | Industrial | Interruptible - Industrial | Existing | Process | Natural Gas | Process Cooling | E3 | CCE | 0 | 0 | 0 | 0 | 0 | 0 | 0 | 0 | 0 | 0 | 0 | 0 | 0 | 0 | 0 | 0 | 0 | 0 | 0 | 0 | 0 | 0 | 0 | 0 | 0 | 0 | 0
F1_Industrial_Interruptible - Industrial_Existing_Process_Natural Gas_Process Cooling_E4 | F1 | Industrial | Interruptible - Industrial | Existing | Process | Natural Gas | Process Cooling | E4 | CCE | 0 | 0 | 0 | 0 | 0 | 0 | 0 | 0 | 0 | 0 | 0 | 0 | 0 | 0 | 0 | 0 | 0 | 0 | 0 | 0 | 0 | 0 | 0 | 0 | 0 | 0 | 0
F1_Industrial_Interruptible - Industrial_Existing_Process_Natural Gas_Process Cooling_E5 | F1 | Industrial | Interruptible - Industrial | Existing | Process | Natural Gas | Process Cooling | E5 | CCE | 0 | 0 | 0 | 0 | 0 | 0 | 0 | 0 | 0 | 0 | 0 | 0 | 0 | 0 | 0 | 0 | 0 | 0 | 0 | 0 | 0 | 0 | 0 | 0 | 0 | 0 | 0
F1_Industrial_Interruptible - Industrial_Existing_Process_Natural Gas_Process Cooling_E6 | F1 | Industrial | Interruptible - Industrial | Existing | Process | Natural Gas | Process Cooling | E6 | CCE | 0 | 0 | 0 | 0 | 0 | 0 | 0 | 0 | 0 | 0 | 0 | 0 | 0 | 0 | 0 | 0 | 0 | 0 | 0 | 0 | 0 | 0 | 0 | 0 | 0 | 0 | 0
F1_Industrial_Interruptible - Industrial_Existing_Process_Natural Gas_Process Cooling_E7 | F1 | Industrial | Interruptible - Industrial | Existing | Process | Natural Gas | Process Cooling | E7 | CCE | 0 | 0 | 0 | 0 | 0 | 0 | 0 | 0 | 0 | 0 | 0 | 0 | 0 | 0 | 0 | 0 | 0 | 0 | 0 | 0 | 0 | 0 | 0 | 0 | 0 | 0 | 0
F1_Industrial_Interruptible - Industrial_Existing_Process_Natural Gas_Process Cooling_E8 | F1 | Industrial | Interruptible - Industrial | Existing | Process | Natural Gas | Process Cooling | E8 | CCE | 0 | 0 | 0 | 0 | 0 | 0 | 0 | 0 | 0 | 0 | 0 | 0 | 0 | 0 | 0 | 0 | 0 | 0 | 0 | 0 | 0 | 0 | 0 | 0 | 0 | 0 | 0
F1_Industrial_Interruptible - Industrial_Existing_Process_Natural Gas_Process Cooling_E9 | F1 | Industrial | Interruptible - Industrial | Existing | Process | Natural Gas | Process Cooling | E9 | CCE | 0 | 0 | 0 | 0 | 0 | 0 | 0 | 0 | 0 | 0 | 0 | 0 | 0 | 0 | 0 | 0 | 0 | 0 | 0 | 0 | 0 | 0 | 0 | 0 | 0 | 0 | 0
F1_Industrial_Interruptible - Industrial_Existing_Process_Natural Gas_Process Cooling_E10 | F1 | Industrial | Interruptible - Industrial | Existing | Process | Natural Gas | Process Cooling | E10 | CCE | 0 | 0 | 0 | 0 | 0 | 0 | 0 | 0 | 0 | 0 | 0 | 0 | 0 | 0 | 0 | 0 | 0 | 0 | 0 | 0 | 0 | 0 | 0 | 0 | 0 | 0 | 0
F2_Industrial_Interruptible - Industrial_Existing_Process_Natural Gas_Process Cooling_E1 | F2 | Industrial | Interruptible - Industrial | Existing | Process | Natural Gas | Process Cooling | E1 | TRC BC Ratio | bar: 2021 to 2047
F2_Industrial_Interruptible - Industrial_Existing_Process_Natural Gas_Process Cooling_E2 | F2 | Industrial | Interruptible - Industrial | Existing | Process | Natural Gas | Process Cooling | E2 | TRC BC Ratio | 0 | 0 | 0 | 0 | 0 | 0 | 0 | 0 | 0 | 0 | 0 | 0 | 0 | 0 | 0 | 0 | 0 | 0 | 0 | 0 | 0 | 0 | 0 | 0 | 0 | 0 | 0
F2_Industrial_Interruptible - Industrial_Existing_Process_Natural Gas_Process Cooling_E3 | F2 | Industrial | Interruptible - Industrial | Existing | Process | Natural Gas | Process Cooling | E3 | TRC BC Ratio | 0 | 0 | 0 | 0 | 0 | 0 | 0 | 0 | 0 | 0 | 0 | 0 | 0 | 0 | 0 | 0 | 0 | 0 | 0 | 0 | 0 | 0 | 0 | 0 | 0 | 0 | 0
F2_Industrial_Interruptible - Industrial_Existing_Process_Natural Gas_Process Cooling_E4 | F2 | Industrial | Interruptible - Industrial | Existing | Process | Natural Gas | Process Cooling | E4 | TRC BC Ratio | 0 | 0 | 0 | 0 | 0 | 0 | 0 | 0 | 0 | 0 | 0 | 0 | 0 | 0 | 0 | 0 | 0 | 0 | 0 | 0 | 0 | 0 | 0 | 0 | 0 | 0 | 0
F2_Industrial_Interruptible - Industrial_Existing_Process_Natural Gas_Process Cooling_E5 | F2 | Industrial | Interruptible - Industrial | Existing | Process | Natural Gas | Process Cooling | E5 | TRC BC Ratio | 0 | 0 | 0 | 0 | 0 | 0 | 0 | 0 | 0 | 0 | 0 | 0 | 0 | 0 | 0 | 0 | 0 | 0 | 0 | 0 | 0 | 0 | 0 | 0 | 0 | 0 | 0
F2_Industrial_Interruptible - Industrial_Existing_Process_Natural Gas_Process Cooling_E6 | F2 | Industrial | Interruptible - Industrial | Existing | Process | Natural Gas | Process Cooling | E6 | TRC BC Ratio | 0 | 0 | 0 | 0 | 0 | 0 | 0 | 0 | 0 | 0 | 0 | 0 | 0 | 0 | 0 | 0 | 0 | 0 | 0 | 0 | 0 | 0 | 0 | 0 | 0 | 0 | 0
F2_Industrial_Interruptible - Industrial_Existing_Process_Natural Gas_Process Cooling_E7 | F2 | Industrial | Interruptible - Industrial | Existing | Process | Natural Gas | Process Cooling | E7 | TRC BC Ratio | 0 | 0 | 0 | 0 | 0 | 0 | 0 | 0 | 0 | 0 | 0 | 0 | 0 | 0 | 0 | 0 | 0 | 0 | 0 | 0 | 0 | 0 | 0 | 0 | 0 | 0 | 0
F2_Industrial_Interruptible - Industrial_Existing_Process_Natural Gas_Process Cooling_E8 | F2 | Industrial | Interruptible - Industrial | Existing | Process | Natural Gas | Process Cooling | E8 | TRC BC Ratio | 0 | 0 | 0 | 0 | 0 | 0 | 0 | 0 | 0 | 0 | 0 | 0 | 0 | 0 | 0 | 0 | 0 | 0 | 0 | 0 | 0 | 0 | 0 | 0 | 0 | 0 | 0
F2_Industrial_Interruptible - Industrial_Existing_Process_Natural Gas_Process Cooling_E9 | F2 | Industrial | Interruptible - Industrial | Existing | Process | Natural Gas | Process Cooling | E9 | TRC BC Ratio | 0 | 0 | 0 | 0 | 0 | 0 | 0 | 0 | 0 | 0 | 0 | 0 | 0 | 0 | 0 | 0 | 0 | 0 | 0 | 0 | 0 | 0 | 0 | 0 | 0 | 0 | 0
F2_Industrial_Interruptible - Industrial_Existing_Process_Natural Gas_Process Cooling_E10 | F2 | Industrial | Interruptible - Industrial | Existing | Process | Natural Gas | Process Cooling | E10 | TRC BC Ratio | 0 | 0 | 0 | 0 | 0 | 0 | 0 | 0 | 0 | 0 | 0 | 0 | 0 | 0 | 0 | 0 | 0 | 0 | 0 | 0 | 0 | 0 | 0 | 0 | 0 | 0 | 0
F3_Industrial_Interruptible - Industrial_Existing_Process_Natural Gas_Process Cooling_E1 | F3 | Industrial | Interruptible - Industrial | Existing | Process | Natural Gas | Process Cooling | E1 | PACT BC Ratio | bar: 2021 to 2047
F3_Industrial_Interruptible - Industrial_Existing_Process_Natural Gas_Process Cooling_E2 | F3 | Industrial | Interruptible - Industrial | Existing | Process | Natural Gas | Process Cooling | E2 | PACT BC Ratio | 0 | 0 | 0 | 0 | 0 | 0 | 0 | 0 | 0 | 0 | 0 | 0 | 0 | 0 | 0 | 0 | 0 | 0 | 0 | 0 | 0 | 0 | 0 | 0 | 0 | 0 | 0
F3_Industrial_Interruptible - Industrial_Existing_Process_Natural Gas_Process Cooling_E3 | F3 | Industrial | Interruptible - Industrial | Existing | Process | Natural Gas | Process Cooling | E3 | PACT BC Ratio | 0 | 0 | 0 | 0 | 0 | 0 | 0 | 0 | 0 | 0 | 0 | 0 | 0 | 0 | 0 | 0 | 0 | 0 | 0 | 0 | 0 | 0 | 0 | 0 | 0 | 0 | 0
F3_Industrial_Interruptible - Industrial_Existing_Process_Natural Gas_Process Cooling_E4 | F3 | Industrial | Interruptible - Industrial | Existing | Process | Natural Gas | Process Cooling | E4 | PACT BC Ratio | 0 | 0 | 0 | 0 | 0 | 0 | 0 | 0 | 0 | 0 | 0 | 0 | 0 | 0 | 0 | 0 | 0 | 0 | 0 | 0 | 0 | 0 | 0 | 0 | 0 | 0 | 0
F3_Industrial_Interruptible - Industrial_Existing_Process_Natural Gas_Process Cooling_E5 | F3 | Industrial | Interruptible - Industrial | Existing | Process | Natural Gas | Process Cooling | E5 | PACT BC Ratio | 0 | 0 | 0 | 0 | 0 | 0 | 0 | 0 | 0 | 0 | 0 | 0 | 0 | 0 | 0 | 0 | 0 | 0 | 0 | 0 | 0 | 0 | 0 | 0 | 0 | 0 | 0
F3_Industrial_Interruptible - Industrial_Existing_Process_Natural Gas_Process Cooling_E6 | F3 | Industrial | Interruptible - Industrial | Existing | Process | Natural Gas | Process Cooling | E6 | PACT BC Ratio | 0 | 0 | 0 | 0 | 0 | 0 | 0 | 0 | 0 | 0 | 0 | 0 | 0 | 0 | 0 | 0 | 0 | 0 | 0 | 0 | 0 | 0 | 0 | 0 | 0 | 0 | 0
F3_Industrial_Interruptible - Industrial_Existing_Process_Natural Gas_Process Cooling_E7 | F3 | Industrial | Interruptible - Industrial | Existing | Process | Natural Gas | Process Cooling | E7 | PACT BC Ratio | 0 | 0 | 0 | 0 | 0 | 0 | 0 | 0 | 0 | 0 | 0 | 0 | 0 | 0 | 0 | 0 | 0 | 0 | 0 | 0 | 0 | 0 | 0 | 0 | 0 | 0 | 0
F3_Industrial_Interruptible - Industrial_Existing_Process_Natural Gas_Process Cooling_E8 | F3 | Industrial | Interruptible - Industrial | Existing | Process | Natural Gas | Process Cooling | E8 | PACT BC Ratio | 0 | 0 | 0 | 0 | 0 | 0 | 0 | 0 | 0 | 0 | 0 | 0 | 0 | 0 | 0 | 0 | 0 | 0 | 0 | 0 | 0 | 0 | 0 | 0 | 0 | 0 | 0
F3_Industrial_Interruptible - Industrial_Existing_Process_Natural Gas_Process Cooling_E9 | F3 | Industrial | Interruptible - Industrial | Existing | Process | Natural Gas | Process Cooling | E9 | PACT BC Ratio | 0 | 0 | 0 | 0 | 0 | 0 | 0 | 0 | 0 | 0 | 0 | 0 | 0 | 0 | 0 | 0 | 0 | 0 | 0 | 0 | 0 | 0 | 0 | 0 | 0 | 0 | 0
F3_Industrial_Interruptible - Industrial_Existing_Process_Natural Gas_Process Cooling_E10 | F3 | Industrial | Interruptible - Industrial | Existing | Process | Natural Gas | Process Cooling | E10 | PACT BC Ratio | 0 | 0 | 0 | 0 | 0 | 0 | 0 | 0 | 0 | 0 | 0 | 0 | 0 | 0 | 0 | 0 | 0 | 0 | 0 | 0 | 0 | 0 | 0 | 0 | 0 | 0 | 0
F4_Industrial_Interruptible - Industrial_Existing_Process_Natural Gas_Process Cooling_E1 | F4 | Industrial | Interruptible - Industrial | Existing | Process | Natural Gas | Process Cooling | E1 | RVT BC Ratio | bar: 2021 to 2047
F4_Industrial_Interruptible - Industrial_Existing_Process_Natural Gas_Process Cooling_E2 | F4 | Industrial | Interruptible - Industrial | Existing | Process | Natural Gas | Process Cooling | E2 | RVT BC Ratio | 0 | 0 | 0 | 0 | 0 | 0 | 0 | 0 | 0 | 0 | 0 | 0 | 0 | 0 | 0 | 0 | 0 | 0 | 0 | 0 | 0 | 0 | 0 | 0 | 0 | 0 | 0
F4_Industrial_Interruptible - Industrial_Existing_Process_Natural Gas_Process Cooling_E3 | F4 | Industrial | Interruptible - Industrial | Existing | Process | Natural Gas | Process Cooling | E3 | RVT BC Ratio | 0 | 0 | 0 | 0 | 0 | 0 | 0 | 0 | 0 | 0 | 0 | 0 | 0 | 0 | 0 | 0 | 0 | 0 | 0 | 0 | 0 | 0 | 0 | 0 | 0 | 0 | 0
F4_Industrial_Interruptible - Industrial_Existing_Process_Natural Gas_Process Cooling_E4 | F4 | Industrial | Interruptible - Industrial | Existing | Process | Natural Gas | Process Cooling | E4 | RVT BC Ratio | 0 | 0 | 0 | 0 | 0 | 0 | 0 | 0 | 0 | 0 | 0 | 0 | 0 | 0 | 0 | 0 | 0 | 0 | 0 | 0 | 0 | 0 | 0 | 0 | 0 | 0 | 0
F4_Industrial_Interruptible - Industrial_Existing_Process_Natural Gas_Process Cooling_E5 | F4 | Industrial | Interruptible - Industrial | Existing | Process | Natural Gas | Process Cooling | E5 | RVT BC Ratio | 0 | 0 | 0 | 0 | 0 | 0 | 0 | 0 | 0 | 0 | 0 | 0 | 0 | 0 | 0 | 0 | 0 | 0 | 0 | 0 | 0 | 0 | 0 | 0 | 0 | 0 | 0
F4_Industrial_Interruptible - Industrial_Existing_Process_Natural Gas_Process Cooling_E6 | F4 | Industrial | Interruptible - Industrial | Existing | Process | Natural Gas | Process Cooling | E6 | RVT BC Ratio | 0 | 0 | 0 | 0 | 0 | 0 | 0 | 0 | 0 | 0 | 0 | 0 | 0 | 0 | 0 | 0 | 0 | 0 | 0 | 0 | 0 | 0 | 0 | 0 | 0 | 0 | 0
F4_Industrial_Interruptible - Industrial_Existing_Process_Natural Gas_Process Cooling_E7 | F4 | Industrial | Interruptible - Industrial | Existing | Process | Natural Gas | Process Cooling | E7 | RVT BC Ratio | 0 | 0 | 0 | 0 | 0 | 0 | 0 | 0 | 0 | 0 | 0 | 0 | 0 | 0 | 0 | 0 | 0 | 0 | 0 | 0 | 0 | 0 | 0 | 0 | 0 | 0 | 0
F4_Industrial_Interruptible - Industrial_Existing_Process_Natural Gas_Process Cooling_E8 | F4 | Industrial | Interruptible - Industrial | Existing | Process | Natural Gas | Process Cooling | E8 | RVT BC Ratio | 0 | 0 | 0 | 0 | 0 | 0 | 0 | 0 | 0 | 0 | 0 | 0 | 0 | 0 | 0 | 0 | 0 | 0 | 0 | 0 | 0 | 0 | 0 | 0 | 0 | 0 | 0
F4_Industrial_Interruptible - Industrial_Existing_Process_Natural Gas_Process Cooling_E9 | F4 | Industrial | Interruptible - Industrial | Existing | Process | Natural Gas | Process Cooling | E9 | RVT BC Ratio | 0 | 0 | 0 | 0 | 0 | 0 | 0 | 0 | 0 | 0 | 0 | 0 | 0 | 0 | 0 | 0 | 0 | 0 | 0 | 0 | 0 | 0 | 0 | 0 | 0 | 0 | 0
F4_Industrial_Interruptible - Industrial_Existing_Process_Natural Gas_Process Cooling_E10 | F4 | Industrial | Interruptible - Industrial | Existing | Process | Natural Gas | Process Cooling | E10 | RVT BC Ratio | 0 | 0 | 0 | 0 | 0 | 0 | 0 | 0 | 0 | 0 | 0 | 0 | 0 | 0 | 0 | 0 | 0 | 0 | 0 | 0 | 0 | 0 | 0 | 0 | 0 | 0 | 0
F5_Industrial_Interruptible - Industrial_Existing_Process_Natural Gas_Process Cooling_E1 | F5 | Industrial | Interruptible - Industrial | Existing | Process | Natural Gas | Process Cooling | E1 | RIM BC Ratio | bar: 2021 to 2047
F5_Industrial_Interruptible - Industrial_Existing_Process_Natural Gas_Process Cooling_E2 | F5 | Industrial | Interruptible - Industrial | Existing | Process | Natural Gas | Process Cooling | E2 | RIM BC Ratio | 0 | 0 | 0 | 0 | 0 | 0 | 0 | 0 | 0 | 0 | 0 | 0 | 0 | 0 | 0 | 0 | 0 | 0 | 0 | 0 | 0 | 0 | 0 | 0 | 0 | 0 | 0
F5_Industrial_Interruptible - Industrial_Existing_Process_Natural Gas_Process Cooling_E3 | F5 | Industrial | Interruptible - Industrial | Existing | Process | Natural Gas | Process Cooling | E3 | RIM BC Ratio | 0 | 0 | 0 | 0 | 0 | 0 | 0 | 0 | 0 | 0 | 0 | 0 | 0 | 0 | 0 | 0 | 0 | 0 | 0 | 0 | 0 | 0 | 0 | 0 | 0 | 0 | 0
F5_Industrial_Interruptible - Industrial_Existing_Process_Natural Gas_Process Cooling_E4 | F5 | Industrial | Interruptible - Industrial | Existing | Process | Natural Gas | Process Cooling | E4 | RIM BC Ratio | 0 | 0 | 0 | 0 | 0 | 0 | 0 | 0 | 0 | 0 | 0 | 0 | 0 | 0 | 0 | 0 | 0 | 0 | 0 | 0 | 0 | 0 | 0 | 0 | 0 | 0 | 0
F5_Industrial_Interruptible - Industrial_Existing_Process_Natural Gas_Process Cooling_E5 | F5 | Industrial | Interruptible - Industrial | Existing | Process | Natural Gas | Process Cooling | E5 | RIM BC Ratio | 0 | 0 | 0 | 0 | 0 | 0 | 0 | 0 | 0 | 0 | 0 | 0 | 0 | 0 | 0 | 0 | 0 | 0 | 0 | 0 | 0 | 0 | 0 | 0 | 0 | 0 | 0
F5_Industrial_Interruptible - Industrial_Existing_Process_Natural Gas_Process Cooling_E6 | F5 | Industrial | Interruptible - Industrial | Existing | Process | Natural Gas | Process Cooling | E6 | RIM BC Ratio | 0 | 0 | 0 | 0 | 0 | 0 | 0 | 0 | 0 | 0 | 0 | 0 | 0 | 0 | 0 | 0 | 0 | 0 | 0 | 0 | 0 | 0 | 0 | 0 | 0 | 0 | 0
F5_Industrial_Interruptible - Industrial_Existing_Process_Natural Gas_Process Cooling_E7 | F5 | Industrial | Interruptible - Industrial | Existing | Process | Natural Gas | Process Cooling | E7 | RIM BC Ratio | 0 | 0 | 0 | 0 | 0 | 0 | 0 | 0 | 0 | 0 | 0 | 0 | 0 | 0 | 0 | 0 | 0 | 0 | 0 | 0 | 0 | 0 | 0 | 0 | 0 | 0 | 0
F5_Industrial_Interruptible - Industrial_Existing_Process_Natural Gas_Process Cooling_E8 | F5 | Industrial | Interruptible - Industrial | Existing | Process | Natural Gas | Process Cooling | E8 | RIM BC Ratio | 0 | 0 | 0 | 0 | 0 | 0 | 0 | 0 | 0 | 0 | 0 | 0 | 0 | 0 | 0 | 0 | 0 | 0 | 0 | 0 | 0 | 0 | 0 | 0 | 0 | 0 | 0
F5_Industrial_Interruptible - Industrial_Existing_Process_Natural Gas_Process Cooling_E9 | F5 | Industrial | Interruptible - Industrial | Existing | Process | Natural Gas | Process Cooling | E9 | RIM BC Ratio | 0 | 0 | 0 | 0 | 0 | 0 | 0 | 0 | 0 | 0 | 0 | 0 | 0 | 0 | 0 | 0 | 0 | 0 | 0 | 0 | 0 | 0 | 0 | 0 | 0 | 0 | 0
F5_Industrial_Interruptible - Industrial_Existing_Process_Natural Gas_Process Cooling_E10 | F5 | Industrial | Interruptible - Industrial | Existing | Process | Natural Gas | Process Cooling | E10 | RIM BC Ratio | 0 | 0 | 0 | 0 | 0 | 0 | 0 | 0 | 0 | 0 | 0 | 0 | 0 | 0 | 0 | 0 | 0 | 0 | 0 | 0 | 0 | 0 | 0 | 0 | 0 | 0 | 0
F0_Industrial_Interruptible - Industrial_Existing_Process_Natural Gas_Other Process_E0 | F0 | Industrial | Interruptible - Industrial | Existing | Process | Natural Gas | Other Process | E0 | Economic Unit | Standard | Standard | Standard | Standard | Standard | Standard | Standard | Standard | Standard | Standard | Standard | Standard | Standard | Standard | Standard | Standard | Standard | Standard | Standard | Standard | Standard | Standard | Standard | Standard | Standard | Standard | Standard
F1_Industrial_Interruptible - Industrial_Existing_Process_Natural Gas_Other Process_E1 | F1 | Industrial | Interruptible - Industrial | Existing | Process | Natural Gas | Other Process | E1 | CCE | 0 | 0 | 0 | 0 | 0 | 0 | 0 | 0 | 0 | 0 | 0 | 0 | 0 | 0 | 0 | 0 | 0 | 0 | 0 | 0 | 0 | 0 | 0 | 0 | 0 | 0 | 0
F1_Industrial_Interruptible - Industrial_Existing_Process_Natural Gas_Other Process_E2 | F1 | Industrial | Interruptible - Industrial | Existing | Process | Natural Gas | Other Process | E2 | CCE | 0 | 0 | 0 | 0 | 0 | 0 | 0 | 0 | 0 | 0 | 0 | 0 | 0 | 0 | 0 | 0 | 0 | 0 | 0 | 0 | 0 | 0 | 0 | 0 | 0 | 0 | 0
F1_Industrial_Interruptible - Industrial_Existing_Process_Natural Gas_Other Process_E3 | F1 | Industrial | Interruptible - Industrial | Existing | Process | Natural Gas | Other Process | E3 | CCE | 0 | 0 | 0 | 0 | 0 | 0 | 0 | 0 | 0 | 0 | 0 | 0 | 0 | 0 | 0 | 0 | 0 | 0 | 0 | 0 | 0 | 0 | 0 | 0 | 0 | 0 | 0
F1_Industrial_Interruptible - Industrial_Existing_Process_Natural Gas_Other Process_E4 | F1 | Industrial | Interruptible - Industrial | Existing | Process | Natural Gas | Other Process | E4 | CCE | 0 | 0 | 0 | 0 | 0 | 0 | 0 | 0 | 0 | 0 | 0 | 0 | 0 | 0 | 0 | 0 | 0 | 0 | 0 | 0 | 0 | 0 | 0 | 0 | 0 | 0 | 0
F1_Industrial_Interruptible - Industrial_Existing_Process_Natural Gas_Other Process_E5 | F1 | Industrial | Interruptible - Industrial | Existing | Process | Natural Gas | Other Process | E5 | CCE | 0 | 0 | 0 | 0 | 0 | 0 | 0 | 0 | 0 | 0 | 0 | 0 | 0 | 0 | 0 | 0 | 0 | 0 | 0 | 0 | 0 | 0 | 0 | 0 | 0 | 0 | 0
F1_Industrial_Interruptible - Industrial_Existing_Process_Natural Gas_Other Process_E6 | F1 | Industrial | Interruptible - Industrial | Existing | Process | Natural Gas | Other Process | E6 | CCE | 0 | 0 | 0 | 0 | 0 | 0 | 0 | 0 | 0 | 0 | 0 | 0 | 0 | 0 | 0 | 0 | 0 | 0 | 0 | 0 | 0 | 0 | 0 | 0 | 0 | 0 | 0
F1_Industrial_Interruptible - Industrial_Existing_Process_Natural Gas_Other Process_E7 | F1 | Industrial | Interruptible - Industrial | Existing | Process | Natural Gas | Other Process | E7 | CCE | 0 | 0 | 0 | 0 | 0 | 0 | 0 | 0 | 0 | 0 | 0 | 0 | 0 | 0 | 0 | 0 | 0 | 0 | 0 | 0 | 0 | 0 | 0 | 0 | 0 | 0 | 0
F1_Industrial_Interruptible - Industrial_Existing_Process_Natural Gas_Other Process_E8 | F1 | Industrial | Interruptible - Industrial | Existing | Process | Natural Gas | Other Process | E8 | CCE | 0 | 0 | 0 | 0 | 0 | 0 | 0 | 0 | 0 | 0 | 0 | 0 | 0 | 0 | 0 | 0 | 0 | 0 | 0 | 0 | 0 | 0 | 0 | 0 | 0 | 0 | 0
F1_Industrial_Interruptible - Industrial_Existing_Process_Natural Gas_Other Process_E9 | F1 | Industrial | Interruptible - Industrial | Existing | Process | Natural Gas | Other Process | E9 | CCE | 0 | 0 | 0 | 0 | 0 | 0 | 0 | 0 | 0 | 0 | 0 | 0 | 0 | 0 | 0 | 0 | 0 | 0 | 0 | 0 | 0 | 0 | 0 | 0 | 0 | 0 | 0
F1_Industrial_Interruptible - Industrial_Existing_Process_Natural Gas_Other Process_E10 | F1 | Industrial | Interruptible - Industrial | Existing | Process | Natural Gas | Other Process | E10 | CCE | 0 | 0 | 0 | 0 | 0 | 0 | 0 | 0 | 0 | 0 | 0 | 0 | 0 | 0 | 0 | 0 | 0 | 0 | 0 | 0 | 0 | 0 | 0 | 0 | 0 | 0 | 0
F2_Industrial_Interruptible - Industrial_Existing_Process_Natural Gas_Other Process_E1 | F2 | Industrial | Interruptible - Industrial | Existing | Process | Natural Gas | Other Process | E1 | TRC BC Ratio | bar: 2021 to 2047
F2_Industrial_Interruptible - Industrial_Existing_Process_Natural Gas_Other Process_E2 | F2 | Industrial | Interruptible - Industrial | Existing | Process | Natural Gas | Other Process | E2 | TRC BC Ratio | 0 | 0 | 0 | 0 | 0 | 0 | 0 | 0 | 0 | 0 | 0 | 0 | 0 | 0 | 0 | 0 | 0 | 0 | 0 | 0 | 0 | 0 | 0 | 0 | 0 | 0 | 0
F2_Industrial_Interruptible - Industrial_Existing_Process_Natural Gas_Other Process_E3 | F2 | Industrial | Interruptible - Industrial | Existing | Process | Natural Gas | Other Process | E3 | TRC BC Ratio | 0 | 0 | 0 | 0 | 0 | 0 | 0 | 0 | 0 | 0 | 0 | 0 | 0 | 0 | 0 | 0 | 0 | 0 | 0 | 0 | 0 | 0 | 0 | 0 | 0 | 0 | 0
F2_Industrial_Interruptible - Industrial_Existing_Process_Natural Gas_Other Process_E4 | F2 | Industrial | Interruptible - Industrial | Existing | Process | Natural Gas | Other Process | E4 | TRC BC Ratio | 0 | 0 | 0 | 0 | 0 | 0 | 0 | 0 | 0 | 0 | 0 | 0 | 0 | 0 | 0 | 0 | 0 | 0 | 0 | 0 | 0 | 0 | 0 | 0 | 0 | 0 | 0
F2_Industrial_Interruptible - Industrial_Existing_Process_Natural Gas_Other Process_E5 | F2 | Industrial | Interruptible - Industrial | Existing | Process | Natural Gas | Other Process | E5 | TRC BC Ratio | 0 | 0 | 0 | 0 | 0 | 0 | 0 | 0 | 0 | 0 | 0 | 0 | 0 | 0 | 0 | 0 | 0 | 0 | 0 | 0 | 0 | 0 | 0 | 0 | 0 | 0 | 0
F2_Industrial_Interruptible - Industrial_Existing_Process_Natural Gas_Other Process_E6 | F2 | Industrial | Interruptible - Industrial | Existing | Process | Natural Gas | Other Process | E6 | TRC BC Ratio | 0 | 0 | 0 | 0 | 0 | 0 | 0 | 0 | 0 | 0 | 0 | 0 | 0 | 0 | 0 | 0 | 0 | 0 | 0 | 0 | 0 | 0 | 0 | 0 | 0 | 0 | 0
F2_Industrial_Interruptible - Industrial_Existing_Process_Natural Gas_Other Process_E7 | F2 | Industrial | Interruptible - Industrial | Existing | Process | Natural Gas | Other Process | E7 | TRC BC Ratio | 0 | 0 | 0 | 0 | 0 | 0 | 0 | 0 | 0 | 0 | 0 | 0 | 0 | 0 | 0 | 0 | 0 | 0 | 0 | 0 | 0 | 0 | 0 | 0 | 0 | 0 | 0
F2_Industrial_Interruptible - Industrial_Existing_Process_Natural Gas_Other Process_E8 | F2 | Industrial | Interruptible - Industrial | Existing | Process | Natural Gas | Other Process | E8 | TRC BC Ratio | 0 | 0 | 0 | 0 | 0 | 0 | 0 | 0 | 0 | 0 | 0 | 0 | 0 | 0 | 0 | 0 | 0 | 0 | 0 | 0 | 0 | 0 | 0 | 0 | 0 | 0 | 0
F2_Industrial_Interruptible - Industrial_Existing_Process_Natural Gas_Other Process_E9 | F2 | Industrial | Interruptible - Industrial | Existing | Process | Natural Gas | Other Process | E9 | TRC BC Ratio | 0 | 0 | 0 | 0 | 0 | 0 | 0 | 0 | 0 | 0 | 0 | 0 | 0 | 0 | 0 | 0 | 0 | 0 | 0 | 0 | 0 | 0 | 0 | 0 | 0 | 0 | 0
F2_Industrial_Interruptible - Industrial_Existing_Process_Natural Gas_Other Process_E10 | F2 | Industrial | Interruptible - Industrial | Existing | Process | Natural Gas | Other Process | E10 | TRC BC Ratio | 0 | 0 | 0 | 0 | 0 | 0 | 0 | 0 | 0 | 0 | 0 | 0 | 0 | 0 | 0 | 0 | 0 | 0 | 0 | 0 | 0 | 0 | 0 | 0 | 0 | 0 | 0
F3_Industrial_Interruptible - Industrial_Existing_Process_Natural Gas_Other Process_E1 | F3 | Industrial | Interruptible - Industrial | Existing | Process | Natural Gas | Other Process | E1 | PACT BC Ratio | bar: 2021 to 2047
F3_Industrial_Interruptible - Industrial_Existing_Process_Natural Gas_Other Process_E2 | F3 | Industrial | Interruptible - Industrial | Existing | Process | Natural Gas | Other Process | E2 | PACT BC Ratio | 0 | 0 | 0 | 0 | 0 | 0 | 0 | 0 | 0 | 0 | 0 | 0 | 0 | 0 | 0 | 0 | 0 | 0 | 0 | 0 | 0 | 0 | 0 | 0 | 0 | 0 | 0
F3_Industrial_Interruptible - Industrial_Existing_Process_Natural Gas_Other Process_E3 | F3 | Industrial | Interruptible - Industrial | Existing | Process | Natural Gas | Other Process | E3 | PACT BC Ratio | 0 | 0 | 0 | 0 | 0 | 0 | 0 | 0 | 0 | 0 | 0 | 0 | 0 | 0 | 0 | 0 | 0 | 0 | 0 | 0 | 0 | 0 | 0 | 0 | 0 | 0 | 0
F3_Industrial_Interruptible - Industrial_Existing_Process_Natural Gas_Other Process_E4 | F3 | Industrial | Interruptible - Industrial | Existing | Process | Natural Gas | Other Process | E4 | PACT BC Ratio | 0 | 0 | 0 | 0 | 0 | 0 | 0 | 0 | 0 | 0 | 0 | 0 | 0 | 0 | 0 | 0 | 0 | 0 | 0 | 0 | 0 | 0 | 0 | 0 | 0 | 0 | 0
F3_Industrial_Interruptible - Industrial_Existing_Process_Natural Gas_Other Process_E5 | F3 | Industrial | Interruptible - Industrial | Existing | Process | Natural Gas | Other Process | E5 | PACT BC Ratio | 0 | 0 | 0 | 0 | 0 | 0 | 0 | 0 | 0 | 0 | 0 | 0 | 0 | 0 | 0 | 0 | 0 | 0 | 0 | 0 | 0 | 0 | 0 | 0 | 0 | 0 | 0
F3_Industrial_Interruptible - Industrial_Existing_Process_Natural Gas_Other Process_E6 | F3 | Industrial | Interruptible - Industrial | Existing | Process | Natural Gas | Other Process | E6 | PACT BC Ratio | 0 | 0 | 0 | 0 | 0 | 0 | 0 | 0 | 0 | 0 | 0 | 0 | 0 | 0 | 0 | 0 | 0 | 0 | 0 | 0 | 0 | 0 | 0 | 0 | 0 | 0 | 0
F3_Industrial_Interruptible - Industrial_Existing_Process_Natural Gas_Other Process_E7 | F3 | Industrial | Interruptible - Industrial | Existing | Process | Natural Gas | Other Process | E7 | PACT BC Ratio | 0 | 0 | 0 | 0 | 0 | 0 | 0 | 0 | 0 | 0 | 0 | 0 | 0 | 0 | 0 | 0 | 0 | 0 | 0 | 0 | 0 | 0 | 0 | 0 | 0 | 0 | 0
F3_Industrial_Interruptible - Industrial_Existing_Process_Natural Gas_Other Process_E8 | F3 | Industrial | Interruptible - Industrial | Existing | Process | Natural Gas | Other Process | E8 | PACT BC Ratio | 0 | 0 | 0 | 0 | 0 | 0 | 0 | 0 | 0 | 0 | 0 | 0 | 0 | 0 | 0 | 0 | 0 | 0 | 0 | 0 | 0 | 0 | 0 | 0 | 0 | 0 | 0
F3_Industrial_Interruptible - Industrial_Existing_Process_Natural Gas_Other Process_E9 | F3 | Industrial | Interruptible - Industrial | Existing | Process | Natural Gas | Other Process | E9 | PACT BC Ratio | 0 | 0 | 0 | 0 | 0 | 0 | 0 | 0 | 0 | 0 | 0 | 0 | 0 | 0 | 0 | 0 | 0 | 0 | 0 | 0 | 0 | 0 | 0 | 0 | 0 | 0 | 0
F3_Industrial_Interruptible - Industrial_Existing_Process_Natural Gas_Other Process_E10 | F3 | Industrial | Interruptible - Industrial | Existing | Process | Natural Gas | Other Process | E10 | PACT BC Ratio | 0 | 0 | 0 | 0 | 0 | 0 | 0 | 0 | 0 | 0 | 0 | 0 | 0 | 0 | 0 | 0 | 0 | 0 | 0 | 0 | 0 | 0 | 0 | 0 | 0 | 0 | 0
F4_Industrial_Interruptible - Industrial_Existing_Process_Natural Gas_Other Process_E1 | F4 | Industrial | Interruptible - Industrial | Existing | Process | Natural Gas | Other Process | E1 | RVT BC Ratio | bar: 2021 to 2047
F4_Industrial_Interruptible - Industrial_Existing_Process_Natural Gas_Other Process_E2 | F4 | Industrial | Interruptible - Industrial | Existing | Process | Natural Gas | Other Process | E2 | RVT BC Ratio | 0 | 0 | 0 | 0 | 0 | 0 | 0 | 0 | 0 | 0 | 0 | 0 | 0 | 0 | 0 | 0 | 0 | 0 | 0 | 0 | 0 | 0 | 0 | 0 | 0 | 0 | 0
F4_Industrial_Interruptible - Industrial_Existing_Process_Natural Gas_Other Process_E3 | F4 | Industrial | Interruptible - Industrial | Existing | Process | Natural Gas | Other Process | E3 | RVT BC Ratio | 0 | 0 | 0 | 0 | 0 | 0 | 0 | 0 | 0 | 0 | 0 | 0 | 0 | 0 | 0 | 0 | 0 | 0 | 0 | 0 | 0 | 0 | 0 | 0 | 0 | 0 | 0
F4_Industrial_Interruptible - Industrial_Existing_Process_Natural Gas_Other Process_E4 | F4 | Industrial | Interruptible - Industrial | Existing | Process | Natural Gas | Other Process | E4 | RVT BC Ratio | 0 | 0 | 0 | 0 | 0 | 0 | 0 | 0 | 0 | 0 | 0 | 0 | 0 | 0 | 0 | 0 | 0 | 0 | 0 | 0 | 0 | 0 | 0 | 0 | 0 | 0 | 0
F4_Industrial_Interruptible - Industrial_Existing_Process_Natural Gas_Other Process_E5 | F4 | Industrial | Interruptible - Industrial | Existing | Process | Natural Gas | Other Process | E5 | RVT BC Ratio | 0 | 0 | 0 | 0 | 0 | 0 | 0 | 0 | 0 | 0 | 0 | 0 | 0 | 0 | 0 | 0 | 0 | 0 | 0 | 0 | 0 | 0 | 0 | 0 | 0 | 0 | 0
F4_Industrial_Interruptible - Industrial_Existing_Process_Natural Gas_Other Process_E6 | F4 | Industrial | Interruptible - Industrial | Existing | Process | Natural Gas | Other Process | E6 | RVT BC Ratio | 0 | 0 | 0 | 0 | 0 | 0 | 0 | 0 | 0 | 0 | 0 | 0 | 0 | 0 | 0 | 0 | 0 | 0 | 0 | 0 | 0 | 0 | 0 | 0 | 0 | 0 | 0
F4_Industrial_Interruptible - Industrial_Existing_Process_Natural Gas_Other Process_E7 | F4 | Industrial | Interruptible - Industrial | Existing | Process | Natural Gas | Other Process | E7 | RVT BC Ratio | 0 | 0 | 0 | 0 | 0 | 0 | 0 | 0 | 0 | 0 | 0 | 0 | 0 | 0 | 0 | 0 | 0 | 0 | 0 | 0 | 0 | 0 | 0 | 0 | 0 | 0 | 0
F4_Industrial_Interruptible - Industrial_Existing_Process_Natural Gas_Other Process_E8 | F4 | Industrial | Interruptible - Industrial | Existing | Process | Natural Gas | Other Process | E8 | RVT BC Ratio | 0 | 0 | 0 | 0 | 0 | 0 | 0 | 0 | 0 | 0 | 0 | 0 | 0 | 0 | 0 | 0 | 0 | 0 | 0 | 0 | 0 | 0 | 0 | 0 | 0 | 0 | 0
F4_Industrial_Interruptible - Industrial_Existing_Process_Natural Gas_Other Process_E9 | F4 | Industrial | Interruptible - Industrial | Existing | Process | Natural Gas | Other Process | E9 | RVT BC Ratio | 0 | 0 | 0 | 0 | 0 | 0 | 0 | 0 | 0 | 0 | 0 | 0 | 0 | 0 | 0 | 0 | 0 | 0 | 0 | 0 | 0 | 0 | 0 | 0 | 0 | 0 | 0
F4_Industrial_Interruptible - Industrial_Existing_Process_Natural Gas_Other Process_E10 | F4 | Industrial | Interruptible - Industrial | Existing | Process | Natural Gas | Other Process | E10 | RVT BC Ratio | 0 | 0 | 0 | 0 | 0 | 0 | 0 | 0 | 0 | 0 | 0 | 0 | 0 | 0 | 0 | 0 | 0 | 0 | 0 | 0 | 0 | 0 | 0 | 0 | 0 | 0 | 0
F5_Industrial_Interruptible - Industrial_Existing_Process_Natural Gas_Other Process_E1 | F5 | Industrial | Interruptible - Industrial | Existing | Process | Natural Gas | Other Process | E1 | RIM BC Ratio | bar: 2021 to 2047
F5_Industrial_Interruptible - Industrial_Existing_Process_Natural Gas_Other Process_E2 | F5 | Industrial | Interruptible - Industrial | Existing | Process | Natural Gas | Other Process | E2 | RIM BC Ratio | 0 | 0 | 0 | 0 | 0 | 0 | 0 | 0 | 0 | 0 | 0 | 0 | 0 | 0 | 0 | 0 | 0 | 0 | 0 | 0 | 0 | 0 | 0 | 0 | 0 | 0 | 0
F5_Industrial_Interruptible - Industrial_Existing_Process_Natural Gas_Other Process_E3 | F5 | Industrial | Interruptible - Industrial | Existing | Process | Natural Gas | Other Process | E3 | RIM BC Ratio | 0 | 0 | 0 | 0 | 0 | 0 | 0 | 0 | 0 | 0 | 0 | 0 | 0 | 0 | 0 | 0 | 0 | 0 | 0 | 0 | 0 | 0 | 0 | 0 | 0 | 0 | 0
F5_Industrial_Interruptible - Industrial_Existing_Process_Natural Gas_Other Process_E4 | F5 | Industrial | Interruptible - Industrial | Existing | Process | Natural Gas | Other Process | E4 | RIM BC Ratio | 0 | 0 | 0 | 0 | 0 | 0 | 0 | 0 | 0 | 0 | 0 | 0 | 0 | 0 | 0 | 0 | 0 | 0 | 0 | 0 | 0 | 0 | 0 | 0 | 0 | 0 | 0
F5_Industrial_Interruptible - Industrial_Existing_Process_Natural Gas_Other Process_E5 | F5 | Industrial | Interruptible - Industrial | Existing | Process | Natural Gas | Other Process | E5 | RIM BC Ratio | 0 | 0 | 0 | 0 | 0 | 0 | 0 | 0 | 0 | 0 | 0 | 0 | 0 | 0 | 0 | 0 | 0 | 0 | 0 | 0 | 0 | 0 | 0 | 0 | 0 | 0 | 0
F5_Industrial_Interruptible - Industrial_Existing_Process_Natural Gas_Other Process_E6 | F5 | Industrial | Interruptible - Industrial | Existing | Process | Natural Gas | Other Process | E6 | RIM BC Ratio | 0 | 0 | 0 | 0 | 0 | 0 | 0 | 0 | 0 | 0 | 0 | 0 | 0 | 0 | 0 | 0 | 0 | 0 | 0 | 0 | 0 | 0 | 0 | 0 | 0 | 0 | 0
F5_Industrial_Interruptible - Industrial_Existing_Process_Natural Gas_Other Process_E7 | F5 | Industrial | Interruptible - Industrial | Existing | Process | Natural Gas | Other Process | E7 | RIM BC Ratio | 0 | 0 | 0 | 0 | 0 | 0 | 0 | 0 | 0 | 0 | 0 | 0 | 0 | 0 | 0 | 0 | 0 | 0 | 0 | 0 | 0 | 0 | 0 | 0 | 0 | 0 | 0
F5_Industrial_Interruptible - Industrial_Existing_Process_Natural Gas_Other Process_E8 | F5 | Industrial | Interruptible - Industrial | Existing | Process | Natural Gas | Other Process | E8 | RIM BC Ratio | 0 | 0 | 0 | 0 | 0 | 0 | 0 | 0 | 0 | 0 | 0 | 0 | 0 | 0 | 0 | 0 | 0 | 0 | 0 | 0 | 0 | 0 | 0 | 0 | 0 | 0 | 0
F5_Industrial_Interruptible - Industrial_Existing_Process_Natural Gas_Other Process_E9 | F5 | Industrial | Interruptible - Industrial | Existing | Process | Natural Gas | Other Process | E9 | RIM BC Ratio | 0 | 0 | 0 | 0 | 0 | 0 | 0 | 0 | 0 | 0 | 0 | 0 | 0 | 0 | 0 | 0 | 0 | 0 | 0 | 0 | 0 | 0 | 0 | 0 | 0 | 0 | 0
F5_Industrial_Interruptible - Industrial_Existing_Process_Natural Gas_Other Process_E10 | F5 | Industrial | Interruptible - Industrial | Existing | Process | Natural Gas | Other Process | E10 | RIM BC Ratio | 0 | 0 | 0 | 0 | 0 | 0 | 0 | 0 | 0 | 0 | 0 | 0 | 0 | 0 | 0 | 0 | 0 | 0 | 0 | 0 | 0 | 0 | 0 | 0 | 0 | 0 | 0
F0_Industrial_Interruptible - Industrial_Existing_Miscellaneous_Natural Gas_Miscellaneous_E0 | F0 | Industrial | Interruptible - Industrial | Existing | Miscellaneous | Natural Gas | Miscellaneous | E0 | Economic Unit | Standard | Standard | Standard | Standard | Standard | Standard | Standard | Standard | Standard | Standard | Standard | Standard | Standard | Standard | Standard | Standard | Standard | Standard | Standard | Standard | Standard | Standard | Standard | Standard | Standard | Standard | Standard
F1_Industrial_Interruptible - Industrial_Existing_Miscellaneous_Natural Gas_Miscellaneous_E1 | F1 | Industrial | Interruptible - Industrial | Existing | Miscellaneous | Natural Gas | Miscellaneous | E1 | CCE | 0 | 0 | 0 | 0 | 0 | 0 | 0 | 0 | 0 | 0 | 0 | 0 | 0 | 0 | 0 | 0 | 0 | 0 | 0 | 0 | 0 | 0 | 0 | 0 | 0 | 0 | 0
F1_Industrial_Interruptible - Industrial_Existing_Miscellaneous_Natural Gas_Miscellaneous_E2 | F1 | Industrial | Interruptible - Industrial | Existing | Miscellaneous | Natural Gas | Miscellaneous | E2 | CCE | 0 | 0 | 0 | 0 | 0 | 0 | 0 | 0 | 0 | 0 | 0 | 0 | 0 | 0 | 0 | 0 | 0 | 0 | 0 | 0 | 0 | 0 | 0 | 0 | 0 | 0 | 0
F1_Industrial_Interruptible - Industrial_Existing_Miscellaneous_Natural Gas_Miscellaneous_E3 | F1 | Industrial | Interruptible - Industrial | Existing | Miscellaneous | Natural Gas | Miscellaneous | E3 | CCE | 0 | 0 | 0 | 0 | 0 | 0 | 0 | 0 | 0 | 0 | 0 | 0 | 0 | 0 | 0 | 0 | 0 | 0 | 0 | 0 | 0 | 0 | 0 | 0 | 0 | 0 | 0
F1_Industrial_Interruptible - Industrial_Existing_Miscellaneous_Natural Gas_Miscellaneous_E4 | F1 | Industrial | Interruptible - Industrial | Existing | Miscellaneous | Natural Gas | Miscellaneous | E4 | CCE | 0 | 0 | 0 | 0 | 0 | 0 | 0 | 0 | 0 | 0 | 0 | 0 | 0 | 0 | 0 | 0 | 0 | 0 | 0 | 0 | 0 | 0 | 0 | 0 | 0 | 0 | 0
F1_Industrial_Interruptible - Industrial_Existing_Miscellaneous_Natural Gas_Miscellaneous_E5 | F1 | Industrial | Interruptible - Industrial | Existing | Miscellaneous | Natural Gas | Miscellaneous | E5 | CCE | 0 | 0 | 0 | 0 | 0 | 0 | 0 | 0 | 0 | 0 | 0 | 0 | 0 | 0 | 0 | 0 | 0 | 0 | 0 | 0 | 0 | 0 | 0 | 0 | 0 | 0 | 0
F1_Industrial_Interruptible - Industrial_Existing_Miscellaneous_Natural Gas_Miscellaneous_E6 | F1 | Industrial | Interruptible - Industrial | Existing | Miscellaneous | Natural Gas | Miscellaneous | E6 | CCE | 0 | 0 | 0 | 0 | 0 | 0 | 0 | 0 | 0 | 0 | 0 | 0 | 0 | 0 | 0 | 0 | 0 | 0 | 0 | 0 | 0 | 0 | 0 | 0 | 0 | 0 | 0
F1_Industrial_Interruptible - Industrial_Existing_Miscellaneous_Natural Gas_Miscellaneous_E7 | F1 | Industrial | Interruptible - Industrial | Existing | Miscellaneous | Natural Gas | Miscellaneous | E7 | CCE | 0 | 0 | 0 | 0 | 0 | 0 | 0 | 0 | 0 | 0 | 0 | 0 | 0 | 0 | 0 | 0 | 0 | 0 | 0 | 0 | 0 | 0 | 0 | 0 | 0 | 0 | 0
F1_Industrial_Interruptible - Industrial_Existing_Miscellaneous_Natural Gas_Miscellaneous_E8 | F1 | Industrial | Interruptible - Industrial | Existing | Miscellaneous | Natural Gas | Miscellaneous | E8 | CCE | 0 | 0 | 0 | 0 | 0 | 0 | 0 | 0 | 0 | 0 | 0 | 0 | 0 | 0 | 0 | 0 | 0 | 0 | 0 | 0 | 0 | 0 | 0 | 0 | 0 | 0 | 0
F1_Industrial_Interruptible - Industrial_Existing_Miscellaneous_Natural Gas_Miscellaneous_E9 | F1 | Industrial | Interruptible - Industrial | Existing | Miscellaneous | Natural Gas | Miscellaneous | E9 | CCE | 0 | 0 | 0 | 0 | 0 | 0 | 0 | 0 | 0 | 0 | 0 | 0 | 0 | 0 | 0 | 0 | 0 | 0 | 0 | 0 | 0 | 0 | 0 | 0 | 0 | 0 | 0
F1_Industrial_Interruptible - Industrial_Existing_Miscellaneous_Natural Gas_Miscellaneous_E10 | F1 | Industrial | Interruptible - Industrial | Existing | Miscellaneous | Natural Gas | Miscellaneous | E10 | CCE | 0 | 0 | 0 | 0 | 0 | 0 | 0 | 0 | 0 | 0 | 0 | 0 | 0 | 0 | 0 | 0 | 0 | 0 | 0 | 0 | 0 | 0 | 0 | 0 | 0 | 0 | 0
F2_Industrial_Interruptible - Industrial_Existing_Miscellaneous_Natural Gas_Miscellaneous_E1 | F2 | Industrial | Interruptible - Industrial | Existing | Miscellaneous | Natural Gas | Miscellaneous | E1 | TRC BC Ratio | bar: 2021 to 2047
F2_Industrial_Interruptible - Industrial_Existing_Miscellaneous_Natural Gas_Miscellaneous_E2 | F2 | Industrial | Interruptible - Industrial | Existing | Miscellaneous | Natural Gas | Miscellaneous | E2 | TRC BC Ratio | 0 | 0 | 0 | 0 | 0 | 0 | 0 | 0 | 0 | 0 | 0 | 0 | 0 | 0 | 0 | 0 | 0 | 0 | 0 | 0 | 0 | 0 | 0 | 0 | 0 | 0 | 0
F2_Industrial_Interruptible - Industrial_Existing_Miscellaneous_Natural Gas_Miscellaneous_E3 | F2 | Industrial | Interruptible - Industrial | Existing | Miscellaneous | Natural Gas | Miscellaneous | E3 | TRC BC Ratio | 0 | 0 | 0 | 0 | 0 | 0 | 0 | 0 | 0 | 0 | 0 | 0 | 0 | 0 | 0 | 0 | 0 | 0 | 0 | 0 | 0 | 0 | 0 | 0 | 0 | 0 | 0
F2_Industrial_Interruptible - Industrial_Existing_Miscellaneous_Natural Gas_Miscellaneous_E4 | F2 | Industrial | Interruptible - Industrial | Existing | Miscellaneous | Natural Gas | Miscellaneous | E4 | TRC BC Ratio | 0 | 0 | 0 | 0 | 0 | 0 | 0 | 0 | 0 | 0 | 0 | 0 | 0 | 0 | 0 | 0 | 0 | 0 | 0 | 0 | 0 | 0 | 0 | 0 | 0 | 0 | 0
F2_Industrial_Interruptible - Industrial_Existing_Miscellaneous_Natural Gas_Miscellaneous_E5 | F2 | Industrial | Interruptible - Industrial | Existing | Miscellaneous | Natural Gas | Miscellaneous | E5 | TRC BC Ratio | 0 | 0 | 0 | 0 | 0 | 0 | 0 | 0 | 0 | 0 | 0 | 0 | 0 | 0 | 0 | 0 | 0 | 0 | 0 | 0 | 0 | 0 | 0 | 0 | 0 | 0 | 0
F2_Industrial_Interruptible - Industrial_Existing_Miscellaneous_Natural Gas_Miscellaneous_E6 | F2 | Industrial | Interruptible - Industrial | Existing | Miscellaneous | Natural Gas | Miscellaneous | E6 | TRC BC Ratio | 0 | 0 | 0 | 0 | 0 | 0 | 0 | 0 | 0 | 0 | 0 | 0 | 0 | 0 | 0 | 0 | 0 | 0 | 0 | 0 | 0 | 0 | 0 | 0 | 0 | 0 | 0
F2_Industrial_Interruptible - Industrial_Existing_Miscellaneous_Natural Gas_Miscellaneous_E7 | F2 | Industrial | Interruptible - Industrial | Existing | Miscellaneous | Natural Gas | Miscellaneous | E7 | TRC BC Ratio | 0 | 0 | 0 | 0 | 0 | 0 | 0 | 0 | 0 | 0 | 0 | 0 | 0 | 0 | 0 | 0 | 0 | 0 | 0 | 0 | 0 | 0 | 0 | 0 | 0 | 0 | 0
F2_Industrial_Interruptible - Industrial_Existing_Miscellaneous_Natural Gas_Miscellaneous_E8 | F2 | Industrial | Interruptible - Industrial | Existing | Miscellaneous | Natural Gas | Miscellaneous | E8 | TRC BC Ratio | 0 | 0 | 0 | 0 | 0 | 0 | 0 | 0 | 0 | 0 | 0 | 0 | 0 | 0 | 0 | 0 | 0 | 0 | 0 | 0 | 0 | 0 | 0 | 0 | 0 | 0 | 0
F2_Industrial_Interruptible - Industrial_Existing_Miscellaneous_Natural Gas_Miscellaneous_E9 | F2 | Industrial | Interruptible - Industrial | Existing | Miscellaneous | Natural Gas | Miscellaneous | E9 | TRC BC Ratio | 0 | 0 | 0 | 0 | 0 | 0 | 0 | 0 | 0 | 0 | 0 | 0 | 0 | 0 | 0 | 0 | 0 | 0 | 0 | 0 | 0 | 0 | 0 | 0 | 0 | 0 | 0
F2_Industrial_Interruptible - Industrial_Existing_Miscellaneous_Natural Gas_Miscellaneous_E10 | F2 | Industrial | Interruptible - Industrial | Existing | Miscellaneous | Natural Gas | Miscellaneous | E10 | TRC BC Ratio | 0 | 0 | 0 | 0 | 0 | 0 | 0 | 0 | 0 | 0 | 0 | 0 | 0 | 0 | 0 | 0 | 0 | 0 | 0 | 0 | 0 | 0 | 0 | 0 | 0 | 0 | 0
F3_Industrial_Interruptible - Industrial_Existing_Miscellaneous_Natural Gas_Miscellaneous_E1 | F3 | Industrial | Interruptible - Industrial | Existing | Miscellaneous | Natural Gas | Miscellaneous | E1 | PACT BC Ratio | bar: 2021 to 2047
F3_Industrial_Interruptible - Industrial_Existing_Miscellaneous_Natural Gas_Miscellaneous_E2 | F3 | Industrial | Interruptible - Industrial | Existing | Miscellaneous | Natural Gas | Miscellaneous | E2 | PACT BC Ratio | 0 | 0 | 0 | 0 | 0 | 0 | 0 | 0 | 0 | 0 | 0 | 0 | 0 | 0 | 0 | 0 | 0 | 0 | 0 | 0 | 0 | 0 | 0 | 0 | 0 | 0 | 0
F3_Industrial_Interruptible - Industrial_Existing_Miscellaneous_Natural Gas_Miscellaneous_E3 | F3 | Industrial | Interruptible - Industrial | Existing | Miscellaneous | Natural Gas | Miscellaneous | E3 | PACT BC Ratio | 0 | 0 | 0 | 0 | 0 | 0 | 0 | 0 | 0 | 0 | 0 | 0 | 0 | 0 | 0 | 0 | 0 | 0 | 0 | 0 | 0 | 0 | 0 | 0 | 0 | 0 | 0
F3_Industrial_Interruptible - Industrial_Existing_Miscellaneous_Natural Gas_Miscellaneous_E4 | F3 | Industrial | Interruptible - Industrial | Existing | Miscellaneous | Natural Gas | Miscellaneous | E4 | PACT BC Ratio | 0 | 0 | 0 | 0 | 0 | 0 | 0 | 0 | 0 | 0 | 0 | 0 | 0 | 0 | 0 | 0 | 0 | 0 | 0 | 0 | 0 | 0 | 0 | 0 | 0 | 0 | 0
F3_Industrial_Interruptible - Industrial_Existing_Miscellaneous_Natural Gas_Miscellaneous_E5 | F3 | Industrial | Interruptible - Industrial | Existing | Miscellaneous | Natural Gas | Miscellaneous | E5 | PACT BC Ratio | 0 | 0 | 0 | 0 | 0 | 0 | 0 | 0 | 0 | 0 | 0 | 0 | 0 | 0 | 0 | 0 | 0 | 0 | 0 | 0 | 0 | 0 | 0 | 0 | 0 | 0 | 0
F3_Industrial_Interruptible - Industrial_Existing_Miscellaneous_Natural Gas_Miscellaneous_E6 | F3 | Industrial | Interruptible - Industrial | Existing | Miscellaneous | Natural Gas | Miscellaneous | E6 | PACT BC Ratio | 0 | 0 | 0 | 0 | 0 | 0 | 0 | 0 | 0 | 0 | 0 | 0 | 0 | 0 | 0 | 0 | 0 | 0 | 0 | 0 | 0 | 0 | 0 | 0 | 0 | 0 | 0
F3_Industrial_Interruptible - Industrial_Existing_Miscellaneous_Natural Gas_Miscellaneous_E7 | F3 | Industrial | Interruptible - Industrial | Existing | Miscellaneous | Natural Gas | Miscellaneous | E7 | PACT BC Ratio | 0 | 0 | 0 | 0 | 0 | 0 | 0 | 0 | 0 | 0 | 0 | 0 | 0 | 0 | 0 | 0 | 0 | 0 | 0 | 0 | 0 | 0 | 0 | 0 | 0 | 0 | 0
F3_Industrial_Interruptible - Industrial_Existing_Miscellaneous_Natural Gas_Miscellaneous_E8 | F3 | Industrial | Interruptible - Industrial | Existing | Miscellaneous | Natural Gas | Miscellaneous | E8 | PACT BC Ratio | 0 | 0 | 0 | 0 | 0 | 0 | 0 | 0 | 0 | 0 | 0 | 0 | 0 | 0 | 0 | 0 | 0 | 0 | 0 | 0 | 0 | 0 | 0 | 0 | 0 | 0 | 0
F3_Industrial_Interruptible - Industrial_Existing_Miscellaneous_Natural Gas_Miscellaneous_E9 | F3 | Industrial | Interruptible - Industrial | Existing | Miscellaneous | Natural Gas | Miscellaneous | E9 | PACT BC Ratio | 0 | 0 | 0 | 0 | 0 | 0 | 0 | 0 | 0 | 0 | 0 | 0 | 0 | 0 | 0 | 0 | 0 | 0 | 0 | 0 | 0 | 0 | 0 | 0 | 0 | 0 | 0
F3_Industrial_Interruptible - Industrial_Existing_Miscellaneous_Natural Gas_Miscellaneous_E10 | F3 | Industrial | Interruptible - Industrial | Existing | Miscellaneous | Natural Gas | Miscellaneous | E10 | PACT BC Ratio | 0 | 0 | 0 | 0 | 0 | 0 | 0 | 0 | 0 | 0 | 0 | 0 | 0 | 0 | 0 | 0 | 0 | 0 | 0 | 0 | 0 | 0 | 0 | 0 | 0 | 0 | 0
F4_Industrial_Interruptible - Industrial_Existing_Miscellaneous_Natural Gas_Miscellaneous_E1 | F4 | Industrial | Interruptible - Industrial | Existing | Miscellaneous | Natural Gas | Miscellaneous | E1 | RVT BC Ratio | bar: 2021 to 2047
F4_Industrial_Interruptible - Industrial_Existing_Miscellaneous_Natural Gas_Miscellaneous_E2 | F4 | Industrial | Interruptible - Industrial | Existing | Miscellaneous | Natural Gas | Miscellaneous | E2 | RVT BC Ratio | 0 | 0 | 0 | 0 | 0 | 0 | 0 | 0 | 0 | 0 | 0 | 0 | 0 | 0 | 0 | 0 | 0 | 0 | 0 | 0 | 0 | 0 | 0 | 0 | 0 | 0 | 0
F4_Industrial_Interruptible - Industrial_Existing_Miscellaneous_Natural Gas_Miscellaneous_E3 | F4 | Industrial | Interruptible - Industrial | Existing | Miscellaneous | Natural Gas | Miscellaneous | E3 | RVT BC Ratio | 0 | 0 | 0 | 0 | 0 | 0 | 0 | 0 | 0 | 0 | 0 | 0 | 0 | 0 | 0 | 0 | 0 | 0 | 0 | 0 | 0 | 0 | 0 | 0 | 0 | 0 | 0
F4_Industrial_Interruptible - Industrial_Existing_Miscellaneous_Natural Gas_Miscellaneous_E4 | F4 | Industrial | Interruptible - Industrial | Existing | Miscellaneous | Natural Gas | Miscellaneous | E4 | RVT BC Ratio | 0 | 0 | 0 | 0 | 0 | 0 | 0 | 0 | 0 | 0 | 0 | 0 | 0 | 0 | 0 | 0 | 0 | 0 | 0 | 0 | 0 | 0 | 0 | 0 | 0 | 0 | 0
F4_Industrial_Interruptible - Industrial_Existing_Miscellaneous_Natural Gas_Miscellaneous_E5 | F4 | Industrial | Interruptible - Industrial | Existing | Miscellaneous | Natural Gas | Miscellaneous | E5 | RVT BC Ratio | 0 | 0 | 0 | 0 | 0 | 0 | 0 | 0 | 0 | 0 | 0 | 0 | 0 | 0 | 0 | 0 | 0 | 0 | 0 | 0 | 0 | 0 | 0 | 0 | 0 | 0 | 0
F4_Industrial_Interruptible - Industrial_Existing_Miscellaneous_Natural Gas_Miscellaneous_E6 | F4 | Industrial | Interruptible - Industrial | Existing | Miscellaneous | Natural Gas | Miscellaneous | E6 | RVT BC Ratio | 0 | 0 | 0 | 0 | 0 | 0 | 0 | 0 | 0 | 0 | 0 | 0 | 0 | 0 | 0 | 0 | 0 | 0 | 0 | 0 | 0 | 0 | 0 | 0 | 0 | 0 | 0
F4_Industrial_Interruptible - Industrial_Existing_Miscellaneous_Natural Gas_Miscellaneous_E7 | F4 | Industrial | Interruptible - Industrial | Existing | Miscellaneous | Natural Gas | Miscellaneous | E7 | RVT BC Ratio | 0 | 0 | 0 | 0 | 0 | 0 | 0 | 0 | 0 | 0 | 0 | 0 | 0 | 0 | 0 | 0 | 0 | 0 | 0 | 0 | 0 | 0 | 0 | 0 | 0 | 0 | 0
F4_Industrial_Interruptible - Industrial_Existing_Miscellaneous_Natural Gas_Miscellaneous_E8 | F4 | Industrial | Interruptible - Industrial | Existing | Miscellaneous | Natural Gas | Miscellaneous | E8 | RVT BC Ratio | 0 | 0 | 0 | 0 | 0 | 0 | 0 | 0 | 0 | 0 | 0 | 0 | 0 | 0 | 0 | 0 | 0 | 0 | 0 | 0 | 0 | 0 | 0 | 0 | 0 | 0 | 0
F4_Industrial_Interruptible - Industrial_Existing_Miscellaneous_Natural Gas_Miscellaneous_E9 | F4 | Industrial | Interruptible - Industrial | Existing | Miscellaneous | Natural Gas | Miscellaneous | E9 | RVT BC Ratio | 0 | 0 | 0 | 0 | 0 | 0 | 0 | 0 | 0 | 0 | 0 | 0 | 0 | 0 | 0 | 0 | 0 | 0 | 0 | 0 | 0 | 0 | 0 | 0 | 0 | 0 | 0
F4_Industrial_Interruptible - Industrial_Existing_Miscellaneous_Natural Gas_Miscellaneous_E10 | F4 | Industrial | Interruptible - Industrial | Existing | Miscellaneous | Natural Gas | Miscellaneous | E10 | RVT BC Ratio | 0 | 0 | 0 | 0 | 0 | 0 | 0 | 0 | 0 | 0 | 0 | 0 | 0 | 0 | 0 | 0 | 0 | 0 | 0 | 0 | 0 | 0 | 0 | 0 | 0 | 0 | 0
F5_Industrial_Interruptible - Industrial_Existing_Miscellaneous_Natural Gas_Miscellaneous_E1 | F5 | Industrial | Interruptible - Industrial | Existing | Miscellaneous | Natural Gas | Miscellaneous | E1 | RIM BC Ratio | bar: 2021 to 2047
F5_Industrial_Interruptible - Industrial_Existing_Miscellaneous_Natural Gas_Miscellaneous_E2 | F5 | Industrial | Interruptible - Industrial | Existing | Miscellaneous | Natural Gas | Miscellaneous | E2 | RIM BC Ratio | 0 | 0 | 0 | 0 | 0 | 0 | 0 | 0 | 0 | 0 | 0 | 0 | 0 | 0 | 0 | 0 | 0 | 0 | 0 | 0 | 0 | 0 | 0 | 0 | 0 | 0 | 0
F5_Industrial_Interruptible - Industrial_Existing_Miscellaneous_Natural Gas_Miscellaneous_E3 | F5 | Industrial | Interruptible - Industrial | Existing | Miscellaneous | Natural Gas | Miscellaneous | E3 | RIM BC Ratio | 0 | 0 | 0 | 0 | 0 | 0 | 0 | 0 | 0 | 0 | 0 | 0 | 0 | 0 | 0 | 0 | 0 | 0 | 0 | 0 | 0 | 0 | 0 | 0 | 0 | 0 | 0
F5_Industrial_Interruptible - Industrial_Existing_Miscellaneous_Natural Gas_Miscellaneous_E4 | F5 | Industrial | Interruptible - Industrial | Existing | Miscellaneous | Natural Gas | Miscellaneous | E4 | RIM BC Ratio | 0 | 0 | 0 | 0 | 0 | 0 | 0 | 0 | 0 | 0 | 0 | 0 | 0 | 0 | 0 | 0 | 0 | 0 | 0 | 0 | 0 | 0 | 0 | 0 | 0 | 0 | 0
F5_Industrial_Interruptible - Industrial_Existing_Miscellaneous_Natural Gas_Miscellaneous_E5 | F5 | Industrial | Interruptible - Industrial | Existing | Miscellaneous | Natural Gas | Miscellaneous | E5 | RIM BC Ratio | 0 | 0 | 0 | 0 | 0 | 0 | 0 | 0 | 0 | 0 | 0 | 0 | 0 | 0 | 0 | 0 | 0 | 0 | 0 | 0 | 0 | 0 | 0 | 0 | 0 | 0 | 0
F5_Industrial_Interruptible - Industrial_Existing_Miscellaneous_Natural Gas_Miscellaneous_E6 | F5 | Industrial | Interruptible - Industrial | Existing | Miscellaneous | Natural Gas | Miscellaneous | E6 | RIM BC Ratio | 0 | 0 | 0 | 0 | 0 | 0 | 0 | 0 | 0 | 0 | 0 | 0 | 0 | 0 | 0 | 0 | 0 | 0 | 0 | 0 | 0 | 0 | 0 | 0 | 0 | 0 | 0
F5_Industrial_Interruptible - Industrial_Existing_Miscellaneous_Natural Gas_Miscellaneous_E7 | F5 | Industrial | Interruptible - Industrial | Existing | Miscellaneous | Natural Gas | Miscellaneous | E7 | RIM BC Ratio | 0 | 0 | 0 | 0 | 0 | 0 | 0 | 0 | 0 | 0 | 0 | 0 | 0 | 0 | 0 | 0 | 0 | 0 | 0 | 0 | 0 | 0 | 0 | 0 | 0 | 0 | 0
F5_Industrial_Interruptible - Industrial_Existing_Miscellaneous_Natural Gas_Miscellaneous_E8 | F5 | Industrial | Interruptible - Industrial | Existing | Miscellaneous | Natural Gas | Miscellaneous | E8 | RIM BC Ratio | 0 | 0 | 0 | 0 | 0 | 0 | 0 | 0 | 0 | 0 | 0 | 0 | 0 | 0 | 0 | 0 | 0 | 0 | 0 | 0 | 0 | 0 | 0 | 0 | 0 | 0 | 0
F5_Industrial_Interruptible - Industrial_Existing_Miscellaneous_Natural Gas_Miscellaneous_E9 | F5 | Industrial | Interruptible - Industrial | Existing | Miscellaneous | Natural Gas | Miscellaneous | E9 | RIM BC Ratio | 0 | 0 | 0 | 0 | 0 | 0 | 0 | 0 | 0 | 0 | 0 | 0 | 0 | 0 | 0 | 0 | 0 | 0 | 0 | 0 | 0 | 0 | 0 | 0 | 0 | 0 | 0
F5_Industrial_Interruptible - Industrial_Existing_Miscellaneous_Natural Gas_Miscellaneous_E10 | F5 | Industrial | Interruptible - Industrial | Existing | Miscellaneous | Natural Gas | Miscellaneous | E10 | RIM BC Ratio | 0 | 0 | 0 | 0 | 0 | 0 | 0 | 0 | 0 | 0 | 0 | 0 | 0 | 0 | 0 | 0 | 0 | 0 | 0 | 0 | 0 | 0 | 0 | 0 | 0 | 0 | 0
F0_Industrial_Interruptible - Industrial_New_Space Heating_Natural Gas_Furnace_E0 | F0 | Industrial | Interruptible - Industrial | New | Space Heating | Natural Gas | Furnace | E0 | Economic Unit | AFUE 96% | AFUE 96% | AFUE 96% | AFUE 96% | AFUE 96% | AFUE 96% | AFUE 96% | AFUE 96% | AFUE 96% | AFUE 96% | AFUE 96% | AFUE 96% | AFUE 96% | AFUE 96% | AFUE 96% | AFUE 96% | AFUE 96% | AFUE 96% | AFUE 96% | AFUE 96% | AFUE 96% | AFUE 96% | AFUE 96% | AFUE 96% | AFUE 96% | AFUE 96% | AFUE 96%
F1_Industrial_Interruptible - Industrial_New_Space Heating_Natural Gas_Furnace_E1 | F1 | Industrial | Interruptible - Industrial | New | Space Heating | Natural Gas | Furnace | E1 | CCE | 0 | 0 | 0 | 0 | 0 | 0 | 0 | 0 | 0 | 0 | 0 | 0 | 0 | 0 | 0 | 0 | 0 | 0 | 0 | 0 | 0 | 0 | 0 | 0 | 0 | 0 | 0
F1_Industrial_Interruptible - Industrial_New_Space Heating_Natural Gas_Furnace_E2 | F1 | Industrial | Interruptible - Industrial | New | Space Heating | Natural Gas | Furnace | E2 | CCE | 0.0050111 | 0.004658 | 0.0046761 | 0 | 0 | 0 | 0 | 0 | 0 | 0 | 0 | 0 | 0 | 0 | 0 | 0 | 0 | 0 | 0 | 0 | 0 | 0 | 0 | 0 | 0 | 0 | 0
F1_Industrial_Interruptible - Industrial_New_Space Heating_Natural Gas_Furnace_E3 | F1 | Industrial | Interruptible - Industrial | New | Space Heating | Natural Gas | Furnace | E3 | CCE | 0.0066814 | 0.0062106 | 0.0062348 | 0.0093522 | 0.0093522 | 0.0093522 | 0.0093522 | 0.0093522 | 0.0093522 | 0.0093522 | 0.0093522 | 0.0093522 | 0.0093522 | 0.0093522 | 0.0093522 | 0.0093522 | 0.0093522 | 0.0093522 | 0.0093522 | 0.0093522 | 0.0093522 | 0.0093522 | 0.0093522 | 0.0093522 | 0.0093522 | 0.0093522 | 0.0093522
F1_Industrial_Interruptible - Industrial_New_Space Heating_Natural Gas_Furnace_E4 | F1 | Industrial | Interruptible - Industrial | New | Space Heating | Natural Gas | Furnace | E4 | CCE | 0 | 0 | 0 | 0 | 0 | 0 | 0 | 0 | 0 | 0 | 0 | 0 | 0 | 0 | 0 | 0 | 0 | 0 | 0 | 0 | 0 | 0 | 0 | 0 | 0 | 0 | 0
F1_Industrial_Interruptible - Industrial_New_Space Heating_Natural Gas_Furnace_E5 | F1 | Industrial | Interruptible - Industrial | New | Space Heating | Natural Gas | Furnace | E5 | CCE | 0 | 0 | 0 | 0 | 0 | 0 | 0 | 0 | 0 | 0 | 0 | 0 | 0 | 0 | 0 | 0 | 0 | 0 | 0 | 0 | 0 | 0 | 0 | 0 | 0 | 0 | 0
F1_Industrial_Interruptible - Industrial_New_Space Heating_Natural Gas_Furnace_E6 | F1 | Industrial | Interruptible - Industrial | New | Space Heating | Natural Gas | Furnace | E6 | CCE | 0 | 0 | 0 | 0 | 0 | 0 | 0 | 0 | 0 | 0 | 0 | 0 | 0 | 0 | 0 | 0 | 0 | 0 | 0 | 0 | 0 | 0 | 0 | 0 | 0 | 0 | 0
F1_Industrial_Interruptible - Industrial_New_Space Heating_Natural Gas_Furnace_E7 | F1 | Industrial | Interruptible - Industrial | New | Space Heating | Natural Gas | Furnace | E7 | CCE | 0 | 0 | 0 | 0 | 0 | 0 | 0 | 0 | 0 | 0 | 0 | 0 | 0 | 0 | 0 | 0 | 0 | 0 | 0 | 0 | 0 | 0 | 0 | 0 | 0 | 0 | 0
F1_Industrial_Interruptible - Industrial_New_Space Heating_Natural Gas_Furnace_E8 | F1 | Industrial | Interruptible - Industrial | New | Space Heating | Natural Gas | Furnace | E8 | CCE | 0 | 0 | 0 | 0 | 0 | 0 | 0 | 0 | 0 | 0 | 0 | 0 | 0 | 0 | 0 | 0 | 0 | 0 | 0 | 0 | 0 | 0 | 0 | 0 | 0 | 0 | 0
F1_Industrial_Interruptible - Industrial_New_Space Heating_Natural Gas_Furnace_E9 | F1 | Industrial | Interruptible - Industrial | New | Space Heating | Natural Gas | Furnace | E9 | CCE | 0 | 0 | 0 | 0 | 0 | 0 | 0 | 0 | 0 | 0 | 0 | 0 | 0 | 0 | 0 | 0 | 0 | 0 | 0 | 0 | 0 | 0 | 0 | 0 | 0 | 0 | 0
F1_Industrial_Interruptible - Industrial_New_Space Heating_Natural Gas_Furnace_E10 | F1 | Industrial | Interruptible - Industrial | New | Space Heating | Natural Gas | Furnace | E10 | CCE | 0 | 0 | 0 | 0 | 0 | 0 | 0 | 0 | 0 | 0 | 0 | 0 | 0 | 0 | 0 | 0 | 0 | 0 | 0 | 0 | 0 | 0 | 0 | 0 | 0 | 0 | 0
F2_Industrial_Interruptible - Industrial_New_Space Heating_Natural Gas_Furnace_E1 | F2 | Industrial | Interruptible - Industrial | New | Space Heating | Natural Gas | Furnace | E1 | TRC BC Ratio | 1 | 1 | 1 | 0 | 0 | 0 | 0 | 0 | 0 | 0 | 0 | 0 | 0 | 0 | 0 | 0 | 0 | 0 | 0 | 0 | 0 | 0 | 0 | 0 | 0 | 0 | 0
F2_Industrial_Interruptible - Industrial_New_Space Heating_Natural Gas_Furnace_E2 | F2 | Industrial | Interruptible - Industrial | New | Space Heating | Natural Gas | Furnace | E2 | TRC BC Ratio | 2.0123 | 2.044 | 2.0665 | 1 | 1 | 1 | 1 | 1 | 1 | 1 | 1 | 1 | 1 | 1 | 1 | 1 | 1 | 1 | 1 | 1 | 1 | 1 | 1 | 1 | 1 | 1 | 1
F2_Industrial_Interruptible - Industrial_New_Space Heating_Natural Gas_Furnace_E3 | F2 | Industrial | Interruptible - Industrial | New | Space Heating | Natural Gas | Furnace | E3 | TRC BC Ratio | 1.5092 | 1.533 | 1.5499 | 1.0584 | 1.09 | 1.1269 | 1.1398 | 1.1522 | 1.1639 | 1.1744 | 1.1843 | 1.1958 | 1.2058 | 1.215 | 1.2242 | 1.2328 | 1.2408 | 1.2493 | 1.2579 | 1.2666 | 1.2748 | 1.2827 | 1.2903 | 1.2971 | 1.3043 | 1.3107 | 1.3171
F2_Industrial_Interruptible - Industrial_New_Space Heating_Natural Gas_Furnace_E4 | F2 | Industrial | Interruptible - Industrial | New | Space Heating | Natural Gas | Furnace | E4 | TRC BC Ratio | 0 | 0 | 0 | 0 | 0 | 0 | 0 | 0 | 0 | 0 | 0 | 0 | 0 | 0 | 0 | 0 | 0 | 0 | 0 | 0 | 0 | 0 | 0 | 0 | 0 | 0 | 0
F2_Industrial_Interruptible - Industrial_New_Space Heating_Natural Gas_Furnace_E5 | F2 | Industrial | Interruptible - Industrial | New | Space Heating | Natural Gas | Furnace | E5 | TRC BC Ratio | 0 | 0 | 0 | 0 | 0 | 0 | 0 | 0 | 0 | 0 | 0 | 0 | 0 | 0 | 0 | 0 | 0 | 0 | 0 | 0 | 0 | 0 | 0 | 0 | 0 | 0 | 0
F2_Industrial_Interruptible - Industrial_New_Space Heating_Natural Gas_Furnace_E6 | F2 | Industrial | Interruptible - Industrial | New | Space Heating | Natural Gas | Furnace | E6 | TRC BC Ratio | 0 | 0 | 0 | 0 | 0 | 0 | 0 | 0 | 0 | 0 | 0 | 0 | 0 | 0 | 0 | 0 | 0 | 0 | 0 | 0 | 0 | 0 | 0 | 0 | 0 | 0 | 0
F2_Industrial_Interruptible - Industrial_New_Space Heating_Natural Gas_Furnace_E7 | F2 | Industrial | Interruptible - Industrial | New | Space Heating | Natural Gas | Furnace | E7 | TRC BC Ratio | 0 | 0 | 0 | 0 | 0 | 0 | 0 | 0 | 0 | 0 | 0 | 0 | 0 | 0 | 0 | 0 | 0 | 0 | 0 | 0 | 0 | 0 | 0 | 0 | 0 | 0 | 0
F2_Industrial_Interruptible - Industrial_New_Space Heating_Natural Gas_Furnace_E8 | F2 | Industrial | Interruptible - Industrial | New | Space Heating | Natural Gas | Furnace | E8 | TRC BC Ratio | 0 | 0 | 0 | 0 | 0 | 0 | 0 | 0 | 0 | 0 | 0 | 0 | 0 | 0 | 0 | 0 | 0 | 0 | 0 | 0 | 0 | 0 | 0 | 0 | 0 | 0 | 0
F2_Industrial_Interruptible - Industrial_New_Space Heating_Natural Gas_Furnace_E9 | F2 | Industrial | Interruptible - Industrial | New | Space Heating | Natural Gas | Furnace | E9 | TRC BC Ratio | 0 | 0 | 0 | 0 | 0 | 0 | 0 | 0 | 0 | 0 | 0 | 0 | 0 | 0 | 0 | 0 | 0 | 0 | 0 | 0 | 0 | 0 | 0 | 0 | 0 | 0 | 0
F2_Industrial_Interruptible - Industrial_New_Space Heating_Natural Gas_Furnace_E10 | F2 | Industrial | Interruptible - Industrial | New | Space Heating | Natural Gas | Furnace | E10 | TRC BC Ratio | 0 | 0 | 0 | 0 | 0 | 0 | 0 | 0 | 0 | 0 | 0 | 0 | 0 | 0 | 0 | 0 | 0 | 0 | 0 | 0 | 0 | 0 | 0 | 0 | 0 | 0 | 0
F3_Industrial_Interruptible - Industrial_New_Space Heating_Natural Gas_Furnace_E1 | F3 | Industrial | Interruptible - Industrial | New | Space Heating | Natural Gas | Furnace | E1 | PACT BC Ratio | 1 | 1 | 1 | 0 | 0 | 0 | 0 | 0 | 0 | 0 | 0 | 0 | 0 | 0 | 0 | 0 | 0 | 0 | 0 | 0 | 0 | 0 | 0 | 0 | 0 | 0 | 0
F3_Industrial_Interruptible - Industrial_New_Space Heating_Natural Gas_Furnace_E2 | F3 | Industrial | Interruptible - Industrial | New | Space Heating | Natural Gas | Furnace | E2 | PACT BC Ratio | 3.4497 | 3.504 | 3.5425 | 1 | 1 | 1 | 1 | 1 | 1 | 1 | 1 | 1 | 1 | 1 | 1 | 1 | 1 | 1 | 1 | 1 | 1 | 1 | 1 | 1 | 1 | 1 | 1
F3_Industrial_Interruptible - Industrial_New_Space Heating_Natural Gas_Furnace_E3 | F3 | Industrial | Interruptible - Industrial | New | Space Heating | Natural Gas | Furnace | E3 | PACT BC Ratio | 2.5873 | 2.628 | 2.6569 | 1.8144 | 1.8686 | 1.9319 | 1.9539 | 1.9751 | 1.9952 | 2.0132 | 2.0302 | 2.05 | 2.0672 | 2.0829 | 2.0986 | 2.1133 | 2.1271 | 2.1417 | 2.1564 | 2.1713 | 2.1855 | 2.1989 | 2.212 | 2.2237 | 2.2359 | 2.2469 | 2.2579
F3_Industrial_Interruptible - Industrial_New_Space Heating_Natural Gas_Furnace_E4 | F3 | Industrial | Interruptible - Industrial | New | Space Heating | Natural Gas | Furnace | E4 | PACT BC Ratio | 0 | 0 | 0 | 0 | 0 | 0 | 0 | 0 | 0 | 0 | 0 | 0 | 0 | 0 | 0 | 0 | 0 | 0 | 0 | 0 | 0 | 0 | 0 | 0 | 0 | 0 | 0
F3_Industrial_Interruptible - Industrial_New_Space Heating_Natural Gas_Furnace_E5 | F3 | Industrial | Interruptible - Industrial | New | Space Heating | Natural Gas | Furnace | E5 | PACT BC Ratio | 0 | 0 | 0 | 0 | 0 | 0 | 0 | 0 | 0 | 0 | 0 | 0 | 0 | 0 | 0 | 0 | 0 | 0 | 0 | 0 | 0 | 0 | 0 | 0 | 0 | 0 | 0
F3_Industrial_Interruptible - Industrial_New_Space Heating_Natural Gas_Furnace_E6 | F3 | Industrial | Interruptible - Industrial | New | Space Heating | Natural Gas | Furnace | E6 | PACT BC Ratio | 0 | 0 | 0 | 0 | 0 | 0 | 0 | 0 | 0 | 0 | 0 | 0 | 0 | 0 | 0 | 0 | 0 | 0 | 0 | 0 | 0 | 0 | 0 | 0 | 0 | 0 | 0
F3_Industrial_Interruptible - Industrial_New_Space Heating_Natural Gas_Furnace_E7 | F3 | Industrial | Interruptible - Industrial | New | Space Heating | Natural Gas | Furnace | E7 | PACT BC Ratio | 0 | 0 | 0 | 0 | 0 | 0 | 0 | 0 | 0 | 0 | 0 | 0 | 0 | 0 | 0 | 0 | 0 | 0 | 0 | 0 | 0 | 0 | 0 | 0 | 0 | 0 | 0
F3_Industrial_Interruptible - Industrial_New_Space Heating_Natural Gas_Furnace_E8 | F3 | Industrial | Interruptible - Industrial | New | Space Heating | Natural Gas | Furnace | E8 | PACT BC Ratio | 0 | 0 | 0 | 0 | 0 | 0 | 0 | 0 | 0 | 0 | 0 | 0 | 0 | 0 | 0 | 0 | 0 | 0 | 0 | 0 | 0 | 0 | 0 | 0 | 0 | 0 | 0
F3_Industrial_Interruptible - Industrial_New_Space Heating_Natural Gas_Furnace_E9 | F3 | Industrial | Interruptible - Industrial | New | Space Heating | Natural Gas | Furnace | E9 | PACT BC Ratio | 0 | 0 | 0 | 0 | 0 | 0 | 0 | 0 | 0 | 0 | 0 | 0 | 0 | 0 | 0 | 0 | 0 | 0 | 0 | 0 | 0 | 0 | 0 | 0 | 0 | 0 | 0
F3_Industrial_Interruptible - Industrial_New_Space Heating_Natural Gas_Furnace_E10 | F3 | Industrial | Interruptible - Industrial | New | Space Heating | Natural Gas | Furnace | E10 | PACT BC Ratio | 0 | 0 | 0 | 0 | 0 | 0 | 0 | 0 | 0 | 0 | 0 | 0 | 0 | 0 | 0 | 0 | 0 | 0 | 0 | 0 | 0 | 0 | 0 | 0 | 0 | 0 | 0
F4_Industrial_Interruptible - Industrial_New_Space Heating_Natural Gas_Furnace_E1 | F4 | Industrial | Interruptible - Industrial | New | Space Heating | Natural Gas | Furnace | E1 | RVT BC Ratio | 1 | 1 | 1 | 0 | 0 | 0 | 0 | 0 | 0 | 0 | 0 | 0 | 0 | 0 | 0 | 0 | 0 | 0 | 0 | 0 | 0 | 0 | 0 | 0 | 0 | 0 | 0
F4_Industrial_Interruptible - Industrial_New_Space Heating_Natural Gas_Furnace_E2 | F4 | Industrial | Interruptible - Industrial | New | Space Heating | Natural Gas | Furnace | E2 | RVT BC Ratio | 0.5 | 0.5 | 0.5 | 1 | 1 | 1 | 1 | 1 | 1 | 1 | 1 | 1 | 1 | 1 | 1 | 1 | 1 | 1 | 1 | 1 | 1 | 1 | 1 | 1 | 1 | 1 | 1
F4_Industrial_Interruptible - Industrial_New_Space Heating_Natural Gas_Furnace_E3 | F4 | Industrial | Interruptible - Industrial | New | Space Heating | Natural Gas | Furnace | E3 | RVT BC Ratio | 0.5 | 0.5 | 0.5 | 0.5 | 0.5 | 0.5 | 0.5 | 0.5 | 0.5 | 0.5 | 0.5 | 0.5 | 0.5 | 0.5 | 0.5 | 0.5 | 0.5 | 0.5 | 0.5 | 0.5 | 0.5 | 0.5 | 0.5 | 0.5 | 0.5 | 0.5 | 0.5
F4_Industrial_Interruptible - Industrial_New_Space Heating_Natural Gas_Furnace_E4 | F4 | Industrial | Interruptible - Industrial | New | Space Heating | Natural Gas | Furnace | E4 | RVT BC Ratio | 0 | 0 | 0 | 0 | 0 | 0 | 0 | 0 | 0 | 0 | 0 | 0 | 0 | 0 | 0 | 0 | 0 | 0 | 0 | 0 | 0 | 0 | 0 | 0 | 0 | 0 | 0
F4_Industrial_Interruptible - Industrial_New_Space Heating_Natural Gas_Furnace_E5 | F4 | Industrial | Interruptible - Industrial | New | Space Heating | Natural Gas | Furnace | E5 | RVT BC Ratio | 0 | 0 | 0 | 0 | 0 | 0 | 0 | 0 | 0 | 0 | 0 | 0 | 0 | 0 | 0 | 0 | 0 | 0 | 0 | 0 | 0 | 0 | 0 | 0 | 0 | 0 | 0
F4_Industrial_Interruptible - Industrial_New_Space Heating_Natural Gas_Furnace_E6 | F4 | Industrial | Interruptible - Industrial | New | Space Heating | Natural Gas | Furnace | E6 | RVT BC Ratio | 0 | 0 | 0 | 0 | 0 | 0 | 0 | 0 | 0 | 0 | 0 | 0 | 0 | 0 | 0 | 0 | 0 | 0 | 0 | 0 | 0 | 0 | 0 | 0 | 0 | 0 | 0
F4_Industrial_Interruptible - Industrial_New_Space Heating_Natural Gas_Furnace_E7 | F4 | Industrial | Interruptible - Industrial | New | Space Heating | Natural Gas | Furnace | E7 | RVT BC Ratio | 0 | 0 | 0 | 0 | 0 | 0 | 0 | 0 | 0 | 0 | 0 | 0 | 0 | 0 | 0 | 0 | 0 | 0 | 0 | 0 | 0 | 0 | 0 | 0 | 0 | 0 | 0
F4_Industrial_Interruptible - Industrial_New_Space Heating_Natural Gas_Furnace_E8 | F4 | Industrial | Interruptible - Industrial | New | Space Heating | Natural Gas | Furnace | E8 | RVT BC Ratio | 0 | 0 | 0 | 0 | 0 | 0 | 0 | 0 | 0 | 0 | 0 | 0 | 0 | 0 | 0 | 0 | 0 | 0 | 0 | 0 | 0 | 0 | 0 | 0 | 0 | 0 | 0
F4_Industrial_Interruptible - Industrial_New_Space Heating_Natural Gas_Furnace_E9 | F4 | Industrial | Interruptible - Industrial | New | Space Heating | Natural Gas | Furnace | E9 | RVT BC Ratio | 0 | 0 | 0 | 0 | 0 | 0 | 0 | 0 | 0 | 0 | 0 | 0 | 0 | 0 | 0 | 0 | 0 | 0 | 0 | 0 | 0 | 0 | 0 | 0 | 0 | 0 | 0
F4_Industrial_Interruptible - Industrial_New_Space Heating_Natural Gas_Furnace_E10 | F4 | Industrial | Interruptible - Industrial | New | Space Heating | Natural Gas | Furnace | E10 | RVT BC Ratio | 0 | 0 | 0 | 0 | 0 | 0 | 0 | 0 | 0 | 0 | 0 | 0 | 0 | 0 | 0 | 0 | 0 | 0 | 0 | 0 | 0 | 0 | 0 | 0 | 0 | 0 | 0
F5_Industrial_Interruptible - Industrial_New_Space Heating_Natural Gas_Furnace_E1 | F5 | Industrial | Interruptible - Industrial | New | Space Heating | Natural Gas | Furnace | E1 | RIM BC Ratio | 1 | 1 | 1 | 0 | 0 | 0 | 0 | 0 | 0 | 0 | 0 | 0 | 0 | 0 | 0 | 0 | 0 | 0 | 0 | 0 | 0 | 0 | 0 | 0 | 0 | 0 | 0
F5_Industrial_Interruptible - Industrial_New_Space Heating_Natural Gas_Furnace_E2 | F5 | Industrial | Interruptible - Industrial | New | Space Heating | Natural Gas | Furnace | E2 | RIM BC Ratio | 3.4497 | 3.504 | 3.5425 | 1 | 1 | 1 | 1 | 1 | 1 | 1 | 1 | 1 | 1 | 1 | 1 | 1 | 1 | 1 | 1 | 1 | 1 | 1 | 1 | 1 | 1 | 1 | 1
F5_Industrial_Interruptible - Industrial_New_Space Heating_Natural Gas_Furnace_E3 | F5 | Industrial | Interruptible - Industrial | New | Space Heating | Natural Gas | Furnace | E3 | RIM BC Ratio | 2.5873 | 2.628 | 2.6569 | 1.8144 | 1.8686 | 1.9319 | 1.9539 | 1.9751 | 1.9952 | 2.0132 | 2.0302 | 2.05 | 2.0672 | 2.0829 | 2.0986 | 2.1133 | 2.1271 | 2.1417 | 2.1564 | 2.1713 | 2.1855 | 2.1989 | 2.212 | 2.2237 | 2.2359 | 2.2469 | 2.2579
F5_Industrial_Interruptible - Industrial_New_Space Heating_Natural Gas_Furnace_E4 | F5 | Industrial | Interruptible - Industrial | New | Space Heating | Natural Gas | Furnace | E4 | RIM BC Ratio | 0 | 0 | 0 | 0 | 0 | 0 | 0 | 0 | 0 | 0 | 0 | 0 | 0 | 0 | 0 | 0 | 0 | 0 | 0 | 0 | 0 | 0 | 0 | 0 | 0 | 0 | 0
F5_Industrial_Interruptible - Industrial_New_Space Heating_Natural Gas_Furnace_E5 | F5 | Industrial | Interruptible - Industrial | New | Space Heating | Natural Gas | Furnace | E5 | RIM BC Ratio | 0 | 0 | 0 | 0 | 0 | 0 | 0 | 0 | 0 | 0 | 0 | 0 | 0 | 0 | 0 | 0 | 0 | 0 | 0 | 0 | 0 | 0 | 0 | 0 | 0 | 0 | 0
F5_Industrial_Interruptible - Industrial_New_Space Heating_Natural Gas_Furnace_E6 | F5 | Industrial | Interruptible - Industrial | New | Space Heating | Natural Gas | Furnace | E6 | RIM BC Ratio | 0 | 0 | 0 | 0 | 0 | 0 | 0 | 0 | 0 | 0 | 0 | 0 | 0 | 0 | 0 | 0 | 0 | 0 | 0 | 0 | 0 | 0 | 0 | 0 | 0 | 0 | 0
F5_Industrial_Interruptible - Industrial_New_Space Heating_Natural Gas_Furnace_E7 | F5 | Industrial | Interruptible - Industrial | New | Space Heating | Natural Gas | Furnace | E7 | RIM BC Ratio | 0 | 0 | 0 | 0 | 0 | 0 | 0 | 0 | 0 | 0 | 0 | 0 | 0 | 0 | 0 | 0 | 0 | 0 | 0 | 0 | 0 | 0 | 0 | 0 | 0 | 0 | 0
F5_Industrial_Interruptible - Industrial_New_Space Heating_Natural Gas_Furnace_E8 | F5 | Industrial | Interruptible - Industrial | New | Space Heating | Natural Gas | Furnace | E8 | RIM BC Ratio | 0 | 0 | 0 | 0 | 0 | 0 | 0 | 0 | 0 | 0 | 0 | 0 | 0 | 0 | 0 | 0 | 0 | 0 | 0 | 0 | 0 | 0 | 0 | 0 | 0 | 0 | 0
F5_Industrial_Interruptible - Industrial_New_Space Heating_Natural Gas_Furnace_E9 | F5 | Industrial | Interruptible - Industrial | New | Space Heating | Natural Gas | Furnace | E9 | RIM BC Ratio | 0 | 0 | 0 | 0 | 0 | 0 | 0 | 0 | 0 | 0 | 0 | 0 | 0 | 0 | 0 | 0 | 0 | 0 | 0 | 0 | 0 | 0 | 0 | 0 | 0 | 0 | 0
F5_Industrial_Interruptible - Industrial_New_Space Heating_Natural Gas_Furnace_E10 | F5 | Industrial | Interruptible - Industrial | New | Space Heating | Natural Gas | Furnace | E10 | RIM BC Ratio | 0 | 0 | 0 | 0 | 0 | 0 | 0 | 0 | 0 | 0 | 0 | 0 | 0 | 0 | 0 | 0 | 0 | 0 | 0 | 0 | 0 | 0 | 0 | 0 | 0 | 0 | 0
F0_Industrial_Interruptible - Industrial_New_Space Heating_Natural Gas_Boiler_E0 | F0 | Industrial | Interruptible - Industrial | New | Space Heating | Natural Gas | Boiler | E0 | Economic Unit | AFUE 80% (Standard) | AFUE 80% (Standard) | AFUE 80% (Standard) | AFUE 80% (Standard) | AFUE 80% (Standard) | AFUE 80% (Standard) | AFUE 80% (Standard) | AFUE 80% (Standard) | AFUE 80% (Standard) | AFUE 80% (Standard) | AFUE 80% (Standard) | AFUE 80% (Standard) | AFUE 80% (Standard) | AFUE 80% (Standard) | AFUE 80% (Standard) | AFUE 80% (Standard) | AFUE 80% (Standard) | AFUE 80% (Standard) | AFUE 80% (Standard) | AFUE 80% (Standard) | AFUE 80% (Standard) | AFUE 80% (Standard) | AFUE 80% (Standard) | AFUE 80% (Standard) | AFUE 80% (Standard) | AFUE 80% (Standard) | AFUE 80% (Standard)
F1_Industrial_Interruptible - Industrial_New_Space Heating_Natural Gas_Boiler_E1 | F1 | Industrial | Interruptible - Industrial | New | Space Heating | Natural Gas | Boiler | E1 | CCE | 0 | 0 | 0 | 0 | 0 | 0 | 0 | 0 | 0 | 0 | 0 | 0 | 0 | 0 | 0 | 0 | 0 | 0 | 0 | 0 | 0 | 0 | 0 | 0 | 0 | 0 | 0
F1_Industrial_Interruptible - Industrial_New_Space Heating_Natural Gas_Boiler_E2 | F1 | Industrial | Interruptible - Industrial | New | Space Heating | Natural Gas | Boiler | E2 | CCE | 0.027499 | 0.025561 | 0.02566 | 0.02566 | 0.02566 | 0.02566 | 0.02566 | 0.02566 | 0.02566 | 0.02566 | 0.02566 | 0.02566 | 0.02566 | 0.02566 | 0.02566 | 0.02566 | 0.02566 | 0.02566 | 0.02566 | 0.02566 | 0.02566 | 0.02566 | 0.02566 | 0.02566 | 0.02566 | 0.02566 | 0.02566
F1_Industrial_Interruptible - Industrial_New_Space Heating_Natural Gas_Boiler_E3 | F1 | Industrial | Interruptible - Industrial | New | Space Heating | Natural Gas | Boiler | E3 | CCE | 0.027771 | 0.025814 | 0.025914 | 0.025914 | 0.025914 | 0.025914 | 0.025914 | 0.025914 | 0.025914 | 0.025914 | 0.025914 | 0.025914 | 0.025914 | 0.025914 | 0.025914 | 0.025914 | 0.025914 | 0.025914 | 0.025914 | 0.025914 | 0.025914 | 0.025914 | 0.025914 | 0.025914 | 0.025914 | 0.025914 | 0.025914
F1_Industrial_Interruptible - Industrial_New_Space Heating_Natural Gas_Boiler_E4 | F1 | Industrial | Interruptible - Industrial | New | Space Heating | Natural Gas | Boiler | E4 | CCE | 0.11717 | 0.10891 | 0.10934 | 0.10934 | 0.10934 | 0.10934 | 0.10934 | 0.10934 | 0.10934 | 0.10934 | 0.10934 | 0.10934 | 0.10934 | 0.10934 | 0.10934 | 0.10934 | 0.10934 | 0.10934 | 0.10934 | 0.10934 | 0.10934 | 0.10934 | 0.10934 | 0.10934 | 0.10934 | 0.10934 | 0.10934
F1_Industrial_Interruptible - Industrial_New_Space Heating_Natural Gas_Boiler_E5 | F1 | Industrial | Interruptible - Industrial | New | Space Heating | Natural Gas | Boiler | E5 | CCE | 0 | 0 | 0 | 0 | 0 | 0 | 0 | 0 | 0 | 0 | 0 | 0 | 0 | 0 | 0 | 0 | 0 | 0 | 0 | 0 | 0 | 0 | 0 | 0 | 0 | 0 | 0
F1_Industrial_Interruptible - Industrial_New_Space Heating_Natural Gas_Boiler_E6 | F1 | Industrial | Interruptible - Industrial | New | Space Heating | Natural Gas | Boiler | E6 | CCE | 0 | 0 | 0 | 0 | 0 | 0 | 0 | 0 | 0 | 0 | 0 | 0 | 0 | 0 | 0 | 0 | 0 | 0 | 0 | 0 | 0 | 0 | 0 | 0 | 0 | 0 | 0
F1_Industrial_Interruptible - Industrial_New_Space Heating_Natural Gas_Boiler_E7 | F1 | Industrial | Interruptible - Industrial | New | Space Heating | Natural Gas | Boiler | E7 | CCE | 0 | 0 | 0 | 0 | 0 | 0 | 0 | 0 | 0 | 0 | 0 | 0 | 0 | 0 | 0 | 0 | 0 | 0 | 0 | 0 | 0 | 0 | 0 | 0 | 0 | 0 | 0
F1_Industrial_Interruptible - Industrial_New_Space Heating_Natural Gas_Boiler_E8 | F1 | Industrial | Interruptible - Industrial | New | Space Heating | Natural Gas | Boiler | E8 | CCE | 0 | 0 | 0 | 0 | 0 | 0 | 0 | 0 | 0 | 0 | 0 | 0 | 0 | 0 | 0 | 0 | 0 | 0 | 0 | 0 | 0 | 0 | 0 | 0 | 0 | 0 | 0
F1_Industrial_Interruptible - Industrial_New_Space Heating_Natural Gas_Boiler_E9 | F1 | Industrial | Interruptible - Industrial | New | Space Heating | Natural Gas | Boiler | E9 | CCE | 0 | 0 | 0 | 0 | 0 | 0 | 0 | 0 | 0 | 0 | 0 | 0 | 0 | 0 | 0 | 0 | 0 | 0 | 0 | 0 | 0 | 0 | 0 | 0 | 0 | 0 | 0
F1_Industrial_Interruptible - Industrial_New_Space Heating_Natural Gas_Boiler_E10 | F1 | Industrial | Interruptible - Industrial | New | Space Heating | Natural Gas | Boiler | E10 | CCE | 0 | 0 | 0 | 0 | 0 | 0 | 0 | 0 | 0 | 0 | 0 | 0 | 0 | 0 | 0 | 0 | 0 | 0 | 0 | 0 | 0 | 0 | 0 | 0 | 0 | 0 | 0
F2_Industrial_Interruptible - Industrial_New_Space Heating_Natural Gas_Boiler_E1 | F2 | Industrial | Interruptible - Industrial | New | Space Heating | Natural Gas | Boiler | E1 | TRC BC Ratio | bar: 2021 to 2047
F2_Industrial_Interruptible - Industrial_New_Space Heating_Natural Gas_Boiler_E2 | F2 | Industrial | Interruptible - Industrial | New | Space Heating | Natural Gas | Boiler | E2 | TRC BC Ratio | 0.37088 | 0.3766 | 0.38068 | 0.38967 | 0.40091 | 0.41403 | 0.41865 | 0.4231 | 0.42732 | 0.43109 | 0.43467 | 0.43883 | 0.44245 | 0.44577 | 0.44907 | 0.45219 | 0.45511 | 0.4582 | 0.46132 | 0.46447 | 0.46746 | 0.47031 | 0.4731 | 0.47558 | 0.47819 | 0.48054 | 0.48289
F2_Industrial_Interruptible - Industrial_New_Space Heating_Natural Gas_Boiler_E3 | F2 | Industrial | Interruptible - Industrial | New | Space Heating | Natural Gas | Boiler | E3 | TRC BC Ratio | 0.36724 | 0.37291 | 0.37695 | 0.38585 | 0.39698 | 0.40997 | 0.41455 | 0.41896 | 0.42313 | 0.42687 | 0.43041 | 0.43452 | 0.43811 | 0.4414 | 0.44467 | 0.44776 | 0.45065 | 0.45371 | 0.4568 | 0.45992 | 0.46288 | 0.4657 | 0.46846 | 0.47092 | 0.4735 | 0.47582 | 0.47816
F2_Industrial_Interruptible - Industrial_New_Space Heating_Natural Gas_Boiler_E4 | F2 | Industrial | Interruptible - Industrial | New | Space Heating | Natural Gas | Boiler | E4 | TRC BC Ratio | 0.093785 | 0.094967 | 0.095893 | 0.097524 | 0.099475 | 0.10169 | 0.10265 | 0.10358 | 0.10447 | 0.10528 | 0.10605 | 0.10689 | 0.10764 | 0.10835 | 0.10905 | 0.10972 | 0.11036 | 0.11102 | 0.1117 | 0.11237 | 0.11303 | 0.11366 | 0.11429 | 0.11488 | 0.11548 | 0.11605 | 0.11661
F2_Industrial_Interruptible - Industrial_New_Space Heating_Natural Gas_Boiler_E5 | F2 | Industrial | Interruptible - Industrial | New | Space Heating | Natural Gas | Boiler | E5 | TRC BC Ratio | 0 | 0 | 0 | 0 | 0 | 0 | 0 | 0 | 0 | 0 | 0 | 0 | 0 | 0 | 0 | 0 | 0 | 0 | 0 | 0 | 0 | 0 | 0 | 0 | 0 | 0 | 0
F2_Industrial_Interruptible - Industrial_New_Space Heating_Natural Gas_Boiler_E6 | F2 | Industrial | Interruptible - Industrial | New | Space Heating | Natural Gas | Boiler | E6 | TRC BC Ratio | 0 | 0 | 0 | 0 | 0 | 0 | 0 | 0 | 0 | 0 | 0 | 0 | 0 | 0 | 0 | 0 | 0 | 0 | 0 | 0 | 0 | 0 | 0 | 0 | 0 | 0 | 0
F2_Industrial_Interruptible - Industrial_New_Space Heating_Natural Gas_Boiler_E7 | F2 | Industrial | Interruptible - Industrial | New | Space Heating | Natural Gas | Boiler | E7 | TRC BC Ratio | 0 | 0 | 0 | 0 | 0 | 0 | 0 | 0 | 0 | 0 | 0 | 0 | 0 | 0 | 0 | 0 | 0 | 0 | 0 | 0 | 0 | 0 | 0 | 0 | 0 | 0 | 0
F2_Industrial_Interruptible - Industrial_New_Space Heating_Natural Gas_Boiler_E8 | F2 | Industrial | Interruptible - Industrial | New | Space Heating | Natural Gas | Boiler | E8 | TRC BC Ratio | 0 | 0 | 0 | 0 | 0 | 0 | 0 | 0 | 0 | 0 | 0 | 0 | 0 | 0 | 0 | 0 | 0 | 0 | 0 | 0 | 0 | 0 | 0 | 0 | 0 | 0 | 0
F2_Industrial_Interruptible - Industrial_New_Space Heating_Natural Gas_Boiler_E9 | F2 | Industrial | Interruptible - Industrial | New | Space Heating | Natural Gas | Boiler | E9 | TRC BC Ratio | 0 | 0 | 0 | 0 | 0 | 0 | 0 | 0 | 0 | 0 | 0 | 0 | 0 | 0 | 0 | 0 | 0 | 0 | 0 | 0 | 0 | 0 | 0 | 0 | 0 | 0 | 0
F2_Industrial_Interruptible - Industrial_New_Space Heating_Natural Gas_Boiler_E10 | F2 | Industrial | Interruptible - Industrial | New | Space Heating | Natural Gas | Boiler | E10 | TRC BC Ratio | 0 | 0 | 0 | 0 | 0 | 0 | 0 | 0 | 0 | 0 | 0 | 0 | 0 | 0 | 0 | 0 | 0 | 0 | 0 | 0 | 0 | 0 | 0 | 0 | 0 | 0 | 0
F3_Industrial_Interruptible - Industrial_New_Space Heating_Natural Gas_Boiler_E1 | F3 | Industrial | Interruptible - Industrial | New | Space Heating | Natural Gas | Boiler | E1 | PACT BC Ratio | bar: 2021 to 2047
F3_Industrial_Interruptible - Industrial_New_Space Heating_Natural Gas_Boiler_E2 | F3 | Industrial | Interruptible - Industrial | New | Space Heating | Natural Gas | Boiler | E2 | PACT BC Ratio | 0.63579 | 0.64559 | 0.6526 | 0.668 | 0.68728 | 0.70976 | 0.71769 | 0.72532 | 0.73255 | 0.73902 | 0.74516 | 0.75227 | 0.75848 | 0.76417 | 0.76984 | 0.77519 | 0.78019 | 0.78549 | 0.79083 | 0.79623 | 0.80136 | 0.80625 | 0.81103 | 0.81529 | 0.81976 | 0.82377 | 0.82781
F3_Industrial_Interruptible - Industrial_New_Space Heating_Natural Gas_Boiler_E3 | F3 | Industrial | Interruptible - Industrial | New | Space Heating | Natural Gas | Boiler | E3 | PACT BC Ratio | 0.62956 | 0.63927 | 0.6462 | 0.66145 | 0.68054 | 0.70281 | 0.71066 | 0.71821 | 0.72537 | 0.73177 | 0.73785 | 0.7449 | 0.75105 | 0.75668 | 0.7623 | 0.76759 | 0.77254 | 0.77779 | 0.78308 | 0.78843 | 0.79351 | 0.79834 | 0.80308 | 0.8073 | 0.81172 | 0.8157 | 0.8197
F3_Industrial_Interruptible - Industrial_New_Space Heating_Natural Gas_Boiler_E4 | F3 | Industrial | Interruptible - Industrial | New | Space Heating | Natural Gas | Boiler | E4 | PACT BC Ratio | 0.16077 | 0.1628 | 0.16439 | 0.16718 | 0.17053 | 0.17433 | 0.17598 | 0.17757 | 0.17909 | 0.18048 | 0.18179 | 0.18324 | 0.18453 | 0.18574 | 0.18694 | 0.18809 | 0.18918 | 0.19033 | 0.19148 | 0.19264 | 0.19376 | 0.19485 | 0.19593 | 0.19693 | 0.19797 | 0.19894 | 0.19991
F3_Industrial_Interruptible - Industrial_New_Space Heating_Natural Gas_Boiler_E5 | F3 | Industrial | Interruptible - Industrial | New | Space Heating | Natural Gas | Boiler | E5 | PACT BC Ratio | 0 | 0 | 0 | 0 | 0 | 0 | 0 | 0 | 0 | 0 | 0 | 0 | 0 | 0 | 0 | 0 | 0 | 0 | 0 | 0 | 0 | 0 | 0 | 0 | 0 | 0 | 0
F3_Industrial_Interruptible - Industrial_New_Space Heating_Natural Gas_Boiler_E6 | F3 | Industrial | Interruptible - Industrial | New | Space Heating | Natural Gas | Boiler | E6 | PACT BC Ratio | 0 | 0 | 0 | 0 | 0 | 0 | 0 | 0 | 0 | 0 | 0 | 0 | 0 | 0 | 0 | 0 | 0 | 0 | 0 | 0 | 0 | 0 | 0 | 0 | 0 | 0 | 0
F3_Industrial_Interruptible - Industrial_New_Space Heating_Natural Gas_Boiler_E7 | F3 | Industrial | Interruptible - Industrial | New | Space Heating | Natural Gas | Boiler | E7 | PACT BC Ratio | 0 | 0 | 0 | 0 | 0 | 0 | 0 | 0 | 0 | 0 | 0 | 0 | 0 | 0 | 0 | 0 | 0 | 0 | 0 | 0 | 0 | 0 | 0 | 0 | 0 | 0 | 0
F3_Industrial_Interruptible - Industrial_New_Space Heating_Natural Gas_Boiler_E8 | F3 | Industrial | Interruptible - Industrial | New | Space Heating | Natural Gas | Boiler | E8 | PACT BC Ratio | 0 | 0 | 0 | 0 | 0 | 0 | 0 | 0 | 0 | 0 | 0 | 0 | 0 | 0 | 0 | 0 | 0 | 0 | 0 | 0 | 0 | 0 | 0 | 0 | 0 | 0 | 0
F3_Industrial_Interruptible - Industrial_New_Space Heating_Natural Gas_Boiler_E9 | F3 | Industrial | Interruptible - Industrial | New | Space Heating | Natural Gas | Boiler | E9 | PACT BC Ratio | 0 | 0 | 0 | 0 | 0 | 0 | 0 | 0 | 0 | 0 | 0 | 0 | 0 | 0 | 0 | 0 | 0 | 0 | 0 | 0 | 0 | 0 | 0 | 0 | 0 | 0 | 0
F3_Industrial_Interruptible - Industrial_New_Space Heating_Natural Gas_Boiler_E10 | F3 | Industrial | Interruptible - Industrial | New | Space Heating | Natural Gas | Boiler | E10 | PACT BC Ratio | 0 | 0 | 0 | 0 | 0 | 0 | 0 | 0 | 0 | 0 | 0 | 0 | 0 | 0 | 0 | 0 | 0 | 0 | 0 | 0 | 0 | 0 | 0 | 0 | 0 | 0 | 0
F4_Industrial_Interruptible - Industrial_New_Space Heating_Natural Gas_Boiler_E1 | F4 | Industrial | Interruptible - Industrial | New | Space Heating | Natural Gas | Boiler | E1 | RVT BC Ratio | bar: 2021 to 2047
F4_Industrial_Interruptible - Industrial_New_Space Heating_Natural Gas_Boiler_E2 | F4 | Industrial | Interruptible - Industrial | New | Space Heating | Natural Gas | Boiler | E2 | RVT BC Ratio | 0.5 | 0.5 | 0.5 | 0.5 | 0.5 | 0.5 | 0.5 | 0.5 | 0.5 | 0.5 | 0.5 | 0.5 | 0.5 | 0.5 | 0.5 | 0.5 | 0.5 | 0.5 | 0.5 | 0.5 | 0.5 | 0.5 | 0.5 | 0.5 | 0.5 | 0.5 | 0.5
F4_Industrial_Interruptible - Industrial_New_Space Heating_Natural Gas_Boiler_E3 | F4 | Industrial | Interruptible - Industrial | New | Space Heating | Natural Gas | Boiler | E3 | RVT BC Ratio | 0.5 | 0.5 | 0.5 | 0.5 | 0.5 | 0.5 | 0.5 | 0.5 | 0.5 | 0.5 | 0.5 | 0.5 | 0.5 | 0.5 | 0.5 | 0.5 | 0.5 | 0.5 | 0.5 | 0.5 | 0.5 | 0.5 | 0.5 | 0.5 | 0.5 | 0.5 | 0.5
F4_Industrial_Interruptible - Industrial_New_Space Heating_Natural Gas_Boiler_E4 | F4 | Industrial | Interruptible - Industrial | New | Space Heating | Natural Gas | Boiler | E4 | RVT BC Ratio | 0.5 | 0.5 | 0.5 | 0.5 | 0.5 | 0.5 | 0.5 | 0.5 | 0.5 | 0.5 | 0.5 | 0.5 | 0.5 | 0.5 | 0.5 | 0.5 | 0.5 | 0.5 | 0.5 | 0.5 | 0.5 | 0.5 | 0.5 | 0.5 | 0.5 | 0.5 | 0.5
F4_Industrial_Interruptible - Industrial_New_Space Heating_Natural Gas_Boiler_E5 | F4 | Industrial | Interruptible - Industrial | New | Space Heating | Natural Gas | Boiler | E5 | RVT BC Ratio | 0 | 0 | 0 | 0 | 0 | 0 | 0 | 0 | 0 | 0 | 0 | 0 | 0 | 0 | 0 | 0 | 0 | 0 | 0 | 0 | 0 | 0 | 0 | 0 | 0 | 0 | 0
F4_Industrial_Interruptible - Industrial_New_Space Heating_Natural Gas_Boiler_E6 | F4 | Industrial | Interruptible - Industrial | New | Space Heating | Natural Gas | Boiler | E6 | RVT BC Ratio | 0 | 0 | 0 | 0 | 0 | 0 | 0 | 0 | 0 | 0 | 0 | 0 | 0 | 0 | 0 | 0 | 0 | 0 | 0 | 0 | 0 | 0 | 0 | 0 | 0 | 0 | 0
F4_Industrial_Interruptible - Industrial_New_Space Heating_Natural Gas_Boiler_E7 | F4 | Industrial | Interruptible - Industrial | New | Space Heating | Natural Gas | Boiler | E7 | RVT BC Ratio | 0 | 0 | 0 | 0 | 0 | 0 | 0 | 0 | 0 | 0 | 0 | 0 | 0 | 0 | 0 | 0 | 0 | 0 | 0 | 0 | 0 | 0 | 0 | 0 | 0 | 0 | 0
F4_Industrial_Interruptible - Industrial_New_Space Heating_Natural Gas_Boiler_E8 | F4 | Industrial | Interruptible - Industrial | New | Space Heating | Natural Gas | Boiler | E8 | RVT BC Ratio | 0 | 0 | 0 | 0 | 0 | 0 | 0 | 0 | 0 | 0 | 0 | 0 | 0 | 0 | 0 | 0 | 0 | 0 | 0 | 0 | 0 | 0 | 0 | 0 | 0 | 0 | 0
F4_Industrial_Interruptible - Industrial_New_Space Heating_Natural Gas_Boiler_E9 | F4 | Industrial | Interruptible - Industrial | New | Space Heating | Natural Gas | Boiler | E9 | RVT BC Ratio | 0 | 0 | 0 | 0 | 0 | 0 | 0 | 0 | 0 | 0 | 0 | 0 | 0 | 0 | 0 | 0 | 0 | 0 | 0 | 0 | 0 | 0 | 0 | 0 | 0 | 0 | 0
F4_Industrial_Interruptible - Industrial_New_Space Heating_Natural Gas_Boiler_E10 | F4 | Industrial | Interruptible - Industrial | New | Space Heating | Natural Gas | Boiler | E10 | RVT BC Ratio | 0 | 0 | 0 | 0 | 0 | 0 | 0 | 0 | 0 | 0 | 0 | 0 | 0 | 0 | 0 | 0 | 0 | 0 | 0 | 0 | 0 | 0 | 0 | 0 | 0 | 0 | 0
F5_Industrial_Interruptible - Industrial_New_Space Heating_Natural Gas_Boiler_E1 | F5 | Industrial | Interruptible - Industrial | New | Space Heating | Natural Gas | Boiler | E1 | RIM BC Ratio | bar: 2021 to 2047
F5_Industrial_Interruptible - Industrial_New_Space Heating_Natural Gas_Boiler_E2 | F5 | Industrial | Interruptible - Industrial | New | Space Heating | Natural Gas | Boiler | E2 | RIM BC Ratio | 0.63579 | 0.64559 | 0.6526 | 0.668 | 0.68728 | 0.70976 | 0.71769 | 0.72532 | 0.73255 | 0.73902 | 0.74516 | 0.75227 | 0.75848 | 0.76417 | 0.76984 | 0.77519 | 0.78019 | 0.78549 | 0.79083 | 0.79623 | 0.80136 | 0.80625 | 0.81103 | 0.81529 | 0.81976 | 0.82377 | 0.82781
F5_Industrial_Interruptible - Industrial_New_Space Heating_Natural Gas_Boiler_E3 | F5 | Industrial | Interruptible - Industrial | New | Space Heating | Natural Gas | Boiler | E3 | RIM BC Ratio | 0.62956 | 0.63927 | 0.6462 | 0.66145 | 0.68054 | 0.70281 | 0.71066 | 0.71821 | 0.72537 | 0.73177 | 0.73785 | 0.7449 | 0.75105 | 0.75668 | 0.7623 | 0.76759 | 0.77254 | 0.77779 | 0.78308 | 0.78843 | 0.79351 | 0.79834 | 0.80308 | 0.8073 | 0.81172 | 0.8157 | 0.8197
F5_Industrial_Interruptible - Industrial_New_Space Heating_Natural Gas_Boiler_E4 | F5 | Industrial | Interruptible - Industrial | New | Space Heating | Natural Gas | Boiler | E4 | RIM BC Ratio | 0.16077 | 0.1628 | 0.16439 | 0.16718 | 0.17053 | 0.17433 | 0.17598 | 0.17757 | 0.17909 | 0.18048 | 0.18179 | 0.18324 | 0.18453 | 0.18574 | 0.18694 | 0.18809 | 0.18918 | 0.19033 | 0.19148 | 0.19264 | 0.19376 | 0.19485 | 0.19593 | 0.19693 | 0.19797 | 0.19894 | 0.19991
F5_Industrial_Interruptible - Industrial_New_Space Heating_Natural Gas_Boiler_E5 | F5 | Industrial | Interruptible - Industrial | New | Space Heating | Natural Gas | Boiler | E5 | RIM BC Ratio | 0 | 0 | 0 | 0 | 0 | 0 | 0 | 0 | 0 | 0 | 0 | 0 | 0 | 0 | 0 | 0 | 0 | 0 | 0 | 0 | 0 | 0 | 0 | 0 | 0 | 0 | 0
F5_Industrial_Interruptible - Industrial_New_Space Heating_Natural Gas_Boiler_E6 | F5 | Industrial | Interruptible - Industrial | New | Space Heating | Natural Gas | Boiler | E6 | RIM BC Ratio | 0 | 0 | 0 | 0 | 0 | 0 | 0 | 0 | 0 | 0 | 0 | 0 | 0 | 0 | 0 | 0 | 0 | 0 | 0 | 0 | 0 | 0 | 0 | 0 | 0 | 0 | 0
F5_Industrial_Interruptible - Industrial_New_Space Heating_Natural Gas_Boiler_E7 | F5 | Industrial | Interruptible - Industrial | New | Space Heating | Natural Gas | Boiler | E7 | RIM BC Ratio | 0 | 0 | 0 | 0 | 0 | 0 | 0 | 0 | 0 | 0 | 0 | 0 | 0 | 0 | 0 | 0 | 0 | 0 | 0 | 0 | 0 | 0 | 0 | 0 | 0 | 0 | 0
F5_Industrial_Interruptible - Industrial_New_Space Heating_Natural Gas_Boiler_E8 | F5 | Industrial | Interruptible - Industrial | New | Space Heating | Natural Gas | Boiler | E8 | RIM BC Ratio | 0 | 0 | 0 | 0 | 0 | 0 | 0 | 0 | 0 | 0 | 0 | 0 | 0 | 0 | 0 | 0 | 0 | 0 | 0 | 0 | 0 | 0 | 0 | 0 | 0 | 0 | 0
F5_Industrial_Interruptible - Industrial_New_Space Heating_Natural Gas_Boiler_E9 | F5 | Industrial | Interruptible - Industrial | New | Space Heating | Natural Gas | Boiler | E9 | RIM BC Ratio | 0 | 0 | 0 | 0 | 0 | 0 | 0 | 0 | 0 | 0 | 0 | 0 | 0 | 0 | 0 | 0 | 0 | 0 | 0 | 0 | 0 | 0 | 0 | 0 | 0 | 0 | 0
F5_Industrial_Interruptible - Industrial_New_Space Heating_Natural Gas_Boiler_E10 | F5 | Industrial | Interruptible - Industrial | New | Space Heating | Natural Gas | Boiler | E10 | RIM BC Ratio | 0 | 0 | 0 | 0 | 0 | 0 | 0 | 0 | 0 | 0 | 0 | 0 | 0 | 0 | 0 | 0 | 0 | 0 | 0 | 0 | 0 | 0 | 0 | 0 | 0 | 0 | 0
F0_Industrial_Interruptible - Industrial_New_Space Heating_Natural Gas_Unit Heater_E0 | F0 | Industrial | Interruptible - Industrial | New | Space Heating | Natural Gas | Unit Heater | E0 | Economic Unit | Infrared Radiant | Infrared Radiant | Infrared Radiant | Infrared Radiant | Infrared Radiant | Infrared Radiant | Infrared Radiant | Infrared Radiant | Infrared Radiant | Infrared Radiant | Infrared Radiant | Infrared Radiant | Infrared Radiant | Infrared Radiant | Infrared Radiant | Infrared Radiant | Infrared Radiant | Infrared Radiant | Infrared Radiant | Infrared Radiant | Infrared Radiant | Infrared Radiant | Infrared Radiant | Infrared Radiant | Infrared Radiant | Infrared Radiant | Infrared Radiant
F1_Industrial_Interruptible - Industrial_New_Space Heating_Natural Gas_Unit Heater_E1 | F1 | Industrial | Interruptible - Industrial | New | Space Heating | Natural Gas | Unit Heater | E1 | CCE | 0 | 0 | 0 | 0 | 0 | 0 | 0 | 0 | 0 | 0 | 0 | 0 | 0 | 0 | 0 | 0 | 0 | 0 | 0 | 0 | 0 | 0 | 0 | 0 | 0 | 0 | 0
F1_Industrial_Interruptible - Industrial_New_Space Heating_Natural Gas_Unit Heater_E2 | F1 | Industrial | Interruptible - Industrial | New | Space Heating | Natural Gas | Unit Heater | E2 | CCE | 0.00016695 | 0.00015519 | 0.00015579 | 0.00015579 | 0.00015579 | 0.00015579 | 0.00015579 | 0.00015579 | 0.00015579 | 0.00015579 | 0.00015579 | 0.00015579 | 0.00015579 | 0.00015579 | 0.00015579 | 0.00015579 | 0.00015579 | 0.00015579 | 0.00015579 | 0.00015579 | 0.00015579 | 0.00015579 | 0.00015579 | 0.00015579 | 0.00015579 | 0.00015579 | 0.00015579
F1_Industrial_Interruptible - Industrial_New_Space Heating_Natural Gas_Unit Heater_E3 | F1 | Industrial | Interruptible - Industrial | New | Space Heating | Natural Gas | Unit Heater | E3 | CCE | 0.00025544 | 0.00023744 | 0.00023837 | 0.00023837 | 0.00023837 | 0.00023837 | 0.00023837 | 0.00023837 | 0.00023837 | 0.00023837 | 0.00023837 | 0.00023837 | 0.00023837 | 0.00023837 | 0.00023837 | 0.00023837 | 0.00023837 | 0.00023837 | 0.00023837 | 0.00023837 | 0.00023837 | 0.00023837 | 0.00023837 | 0.00023837 | 0.00023837 | 0.00023837 | 0.00023837
F1_Industrial_Interruptible - Industrial_New_Space Heating_Natural Gas_Unit Heater_E4 | F1 | Industrial | Interruptible - Industrial | New | Space Heating | Natural Gas | Unit Heater | E4 | CCE | 0 | 0 | 0 | 0 | 0 | 0 | 0 | 0 | 0 | 0 | 0 | 0 | 0 | 0 | 0 | 0 | 0 | 0 | 0 | 0 | 0 | 0 | 0 | 0 | 0 | 0 | 0
F1_Industrial_Interruptible - Industrial_New_Space Heating_Natural Gas_Unit Heater_E5 | F1 | Industrial | Interruptible - Industrial | New | Space Heating | Natural Gas | Unit Heater | E5 | CCE | 0 | 0 | 0 | 0 | 0 | 0 | 0 | 0 | 0 | 0 | 0 | 0 | 0 | 0 | 0 | 0 | 0 | 0 | 0 | 0 | 0 | 0 | 0 | 0 | 0 | 0 | 0
F1_Industrial_Interruptible - Industrial_New_Space Heating_Natural Gas_Unit Heater_E6 | F1 | Industrial | Interruptible - Industrial | New | Space Heating | Natural Gas | Unit Heater | E6 | CCE | 0 | 0 | 0 | 0 | 0 | 0 | 0 | 0 | 0 | 0 | 0 | 0 | 0 | 0 | 0 | 0 | 0 | 0 | 0 | 0 | 0 | 0 | 0 | 0 | 0 | 0 | 0
F1_Industrial_Interruptible - Industrial_New_Space Heating_Natural Gas_Unit Heater_E7 | F1 | Industrial | Interruptible - Industrial | New | Space Heating | Natural Gas | Unit Heater | E7 | CCE | 0 | 0 | 0 | 0 | 0 | 0 | 0 | 0 | 0 | 0 | 0 | 0 | 0 | 0 | 0 | 0 | 0 | 0 | 0 | 0 | 0 | 0 | 0 | 0 | 0 | 0 | 0
F1_Industrial_Interruptible - Industrial_New_Space Heating_Natural Gas_Unit Heater_E8 | F1 | Industrial | Interruptible - Industrial | New | Space Heating | Natural Gas | Unit Heater | E8 | CCE | 0 | 0 | 0 | 0 | 0 | 0 | 0 | 0 | 0 | 0 | 0 | 0 | 0 | 0 | 0 | 0 | 0 | 0 | 0 | 0 | 0 | 0 | 0 | 0 | 0 | 0 | 0
F1_Industrial_Interruptible - Industrial_New_Space Heating_Natural Gas_Unit Heater_E9 | F1 | Industrial | Interruptible - Industrial | New | Space Heating | Natural Gas | Unit Heater | E9 | CCE | 0 | 0 | 0 | 0 | 0 | 0 | 0 | 0 | 0 | 0 | 0 | 0 | 0 | 0 | 0 | 0 | 0 | 0 | 0 | 0 | 0 | 0 | 0 | 0 | 0 | 0 | 0
F1_Industrial_Interruptible - Industrial_New_Space Heating_Natural Gas_Unit Heater_E10 | F1 | Industrial | Interruptible - Industrial | New | Space Heating | Natural Gas | Unit Heater | E10 | CCE | 0 | 0 | 0 | 0 | 0 | 0 | 0 | 0 | 0 | 0 | 0 | 0 | 0 | 0 | 0 | 0 | 0 | 0 | 0 | 0 | 0 | 0 | 0 | 0 | 0 | 0 | 0
F2_Industrial_Interruptible - Industrial_New_Space Heating_Natural Gas_Unit Heater_E1 | F2 | Industrial | Interruptible - Industrial | New | Space Heating | Natural Gas | Unit Heater | E1 | TRC BC Ratio | bar: 2021 to 2047
F2_Industrial_Interruptible - Industrial_New_Space Heating_Natural Gas_Unit Heater_E2 | F2 | Industrial | Interruptible - Industrial | New | Space Heating | Natural Gas | Unit Heater | E2 | TRC BC Ratio | 59.631 | 60.6094 | 61.2918 | 62.8645 | 64.8498 | 67.1785 | 67.9702 | 68.733 | 69.4565 | 70.0993 | 70.709 | 71.4223 | 72.039 | 72.6009 | 73.1604 | 73.6852 | 74.1733 | 74.6933 | 75.2172 | 75.7473 | 76.2486 | 76.7235 | 77.1872 | 77.5957 | 78.026 | 78.4085 | 78.7929
F2_Industrial_Interruptible - Industrial_New_Space Heating_Natural Gas_Unit Heater_E3 | F2 | Industrial | Interruptible - Industrial | New | Space Heating | Natural Gas | Unit Heater | E3 | TRC BC Ratio | 49.467 | 49.868 | 50.2738 | 50.5042 | 50.6594 | 50.7459 | 51.0901 | 51.4378 | 51.7792 | 52.108 | 52.4168 | 52.6788 | 52.9347 | 53.1792 | 53.4185 | 53.6519 | 53.8931 | 54.1304 | 54.3687 | 54.6075 | 54.8528 | 55.1044 | 55.3594 | 55.6256 | 55.8897 | 56.1637 | 56.439
F2_Industrial_Interruptible - Industrial_New_Space Heating_Natural Gas_Unit Heater_E4 | F2 | Industrial | Interruptible - Industrial | New | Space Heating | Natural Gas | Unit Heater | E4 | TRC BC Ratio | 0 | 0 | 0 | 0 | 0 | 0 | 0 | 0 | 0 | 0 | 0 | 0 | 0 | 0 | 0 | 0 | 0 | 0 | 0 | 0 | 0 | 0 | 0 | 0 | 0 | 0 | 0
F2_Industrial_Interruptible - Industrial_New_Space Heating_Natural Gas_Unit Heater_E5 | F2 | Industrial | Interruptible - Industrial | New | Space Heating | Natural Gas | Unit Heater | E5 | TRC BC Ratio | 0 | 0 | 0 | 0 | 0 | 0 | 0 | 0 | 0 | 0 | 0 | 0 | 0 | 0 | 0 | 0 | 0 | 0 | 0 | 0 | 0 | 0 | 0 | 0 | 0 | 0 | 0
F2_Industrial_Interruptible - Industrial_New_Space Heating_Natural Gas_Unit Heater_E6 | F2 | Industrial | Interruptible - Industrial | New | Space Heating | Natural Gas | Unit Heater | E6 | TRC BC Ratio | 0 | 0 | 0 | 0 | 0 | 0 | 0 | 0 | 0 | 0 | 0 | 0 | 0 | 0 | 0 | 0 | 0 | 0 | 0 | 0 | 0 | 0 | 0 | 0 | 0 | 0 | 0
F2_Industrial_Interruptible - Industrial_New_Space Heating_Natural Gas_Unit Heater_E7 | F2 | Industrial | Interruptible - Industrial | New | Space Heating | Natural Gas | Unit Heater | E7 | TRC BC Ratio | 0 | 0 | 0 | 0 | 0 | 0 | 0 | 0 | 0 | 0 | 0 | 0 | 0 | 0 | 0 | 0 | 0 | 0 | 0 | 0 | 0 | 0 | 0 | 0 | 0 | 0 | 0
F2_Industrial_Interruptible - Industrial_New_Space Heating_Natural Gas_Unit Heater_E8 | F2 | Industrial | Interruptible - Industrial | New | Space Heating | Natural Gas | Unit Heater | E8 | TRC BC Ratio | 0 | 0 | 0 | 0 | 0 | 0 | 0 | 0 | 0 | 0 | 0 | 0 | 0 | 0 | 0 | 0 | 0 | 0 | 0 | 0 | 0 | 0 | 0 | 0 | 0 | 0 | 0
F2_Industrial_Interruptible - Industrial_New_Space Heating_Natural Gas_Unit Heater_E9 | F2 | Industrial | Interruptible - Industrial | New | Space Heating | Natural Gas | Unit Heater | E9 | TRC BC Ratio | 0 | 0 | 0 | 0 | 0 | 0 | 0 | 0 | 0 | 0 | 0 | 0 | 0 | 0 | 0 | 0 | 0 | 0 | 0 | 0 | 0 | 0 | 0 | 0 | 0 | 0 | 0
F2_Industrial_Interruptible - Industrial_New_Space Heating_Natural Gas_Unit Heater_E10 | F2 | Industrial | Interruptible - Industrial | New | Space Heating | Natural Gas | Unit Heater | E10 | TRC BC Ratio | 0 | 0 | 0 | 0 | 0 | 0 | 0 | 0 | 0 | 0 | 0 | 0 | 0 | 0 | 0 | 0 | 0 | 0 | 0 | 0 | 0 | 0 | 0 | 0 | 0 | 0 | 0
F3_Industrial_Interruptible - Industrial_New_Space Heating_Natural Gas_Unit Heater_E1 | F3 | Industrial | Interruptible - Industrial | New | Space Heating | Natural Gas | Unit Heater | E1 | PACT BC Ratio | bar: 2021 to 2047
F3_Industrial_Interruptible - Industrial_New_Space Heating_Natural Gas_Unit Heater_E2 | F3 | Industrial | Interruptible - Industrial | New | Space Heating | Natural Gas | Unit Heater | E2 | PACT BC Ratio | 102.2247 | 103.9018 | 105.0716 | 107.7678 | 111.1711 | 115.1632 | 116.5204 | 117.8279 | 119.0683 | 120.1702 | 121.2155 | 122.4382 | 123.4955 | 124.4587 | 125.4179 | 126.3175 | 127.1542 | 128.0457 | 128.9438 | 129.8525 | 130.7119 | 131.526 | 132.3209 | 133.0212 | 133.7589 | 134.4146 | 135.0735
F3_Industrial_Interruptible - Industrial_New_Space Heating_Natural Gas_Unit Heater_E3 | F3 | Industrial | Interruptible - Industrial | New | Space Heating | Natural Gas | Unit Heater | E3 | PACT BC Ratio | 84.8005 | 85.488 | 86.1836 | 86.5786 | 86.8446 | 86.9929 | 87.583 | 88.1792 | 88.7644 | 89.3279 | 89.8573 | 90.3066 | 90.7451 | 91.1644 | 91.5746 | 91.9746 | 92.3881 | 92.795 | 93.2034 | 93.6128 | 94.0334 | 94.4646 | 94.9019 | 95.3582 | 95.811 | 96.2806 | 96.7526
F3_Industrial_Interruptible - Industrial_New_Space Heating_Natural Gas_Unit Heater_E4 | F3 | Industrial | Interruptible - Industrial | New | Space Heating | Natural Gas | Unit Heater | E4 | PACT BC Ratio | 0 | 0 | 0 | 0 | 0 | 0 | 0 | 0 | 0 | 0 | 0 | 0 | 0 | 0 | 0 | 0 | 0 | 0 | 0 | 0 | 0 | 0 | 0 | 0 | 0 | 0 | 0
F3_Industrial_Interruptible - Industrial_New_Space Heating_Natural Gas_Unit Heater_E5 | F3 | Industrial | Interruptible - Industrial | New | Space Heating | Natural Gas | Unit Heater | E5 | PACT BC Ratio | 0 | 0 | 0 | 0 | 0 | 0 | 0 | 0 | 0 | 0 | 0 | 0 | 0 | 0 | 0 | 0 | 0 | 0 | 0 | 0 | 0 | 0 | 0 | 0 | 0 | 0 | 0
F3_Industrial_Interruptible - Industrial_New_Space Heating_Natural Gas_Unit Heater_E6 | F3 | Industrial | Interruptible - Industrial | New | Space Heating | Natural Gas | Unit Heater | E6 | PACT BC Ratio | 0 | 0 | 0 | 0 | 0 | 0 | 0 | 0 | 0 | 0 | 0 | 0 | 0 | 0 | 0 | 0 | 0 | 0 | 0 | 0 | 0 | 0 | 0 | 0 | 0 | 0 | 0
F3_Industrial_Interruptible - Industrial_New_Space Heating_Natural Gas_Unit Heater_E7 | F3 | Industrial | Interruptible - Industrial | New | Space Heating | Natural Gas | Unit Heater | E7 | PACT BC Ratio | 0 | 0 | 0 | 0 | 0 | 0 | 0 | 0 | 0 | 0 | 0 | 0 | 0 | 0 | 0 | 0 | 0 | 0 | 0 | 0 | 0 | 0 | 0 | 0 | 0 | 0 | 0
F3_Industrial_Interruptible - Industrial_New_Space Heating_Natural Gas_Unit Heater_E8 | F3 | Industrial | Interruptible - Industrial | New | Space Heating | Natural Gas | Unit Heater | E8 | PACT BC Ratio | 0 | 0 | 0 | 0 | 0 | 0 | 0 | 0 | 0 | 0 | 0 | 0 | 0 | 0 | 0 | 0 | 0 | 0 | 0 | 0 | 0 | 0 | 0 | 0 | 0 | 0 | 0
F3_Industrial_Interruptible - Industrial_New_Space Heating_Natural Gas_Unit Heater_E9 | F3 | Industrial | Interruptible - Industrial | New | Space Heating | Natural Gas | Unit Heater | E9 | PACT BC Ratio | 0 | 0 | 0 | 0 | 0 | 0 | 0 | 0 | 0 | 0 | 0 | 0 | 0 | 0 | 0 | 0 | 0 | 0 | 0 | 0 | 0 | 0 | 0 | 0 | 0 | 0 | 0
F3_Industrial_Interruptible - Industrial_New_Space Heating_Natural Gas_Unit Heater_E10 | F3 | Industrial | Interruptible - Industrial | New | Space Heating | Natural Gas | Unit Heater | E10 | PACT BC Ratio | 0 | 0 | 0 | 0 | 0 | 0 | 0 | 0 | 0 | 0 | 0 | 0 | 0 | 0 | 0 | 0 | 0 | 0 | 0 | 0 | 0 | 0 | 0 | 0 | 0 | 0 | 0
F4_Industrial_Interruptible - Industrial_New_Space Heating_Natural Gas_Unit Heater_E1 | F4 | Industrial | Interruptible - Industrial | New | Space Heating | Natural Gas | Unit Heater | E1 | RVT BC Ratio | bar: 2021 to 2047
F4_Industrial_Interruptible - Industrial_New_Space Heating_Natural Gas_Unit Heater_E2 | F4 | Industrial | Interruptible - Industrial | New | Space Heating | Natural Gas | Unit Heater | E2 | RVT BC Ratio | 0.5 | 0.5 | 0.5 | 0.5 | 0.5 | 0.5 | 0.5 | 0.5 | 0.5 | 0.5 | 0.5 | 0.5 | 0.5 | 0.5 | 0.5 | 0.5 | 0.5 | 0.5 | 0.5 | 0.5 | 0.5 | 0.5 | 0.5 | 0.5 | 0.5 | 0.5 | 0.5
F4_Industrial_Interruptible - Industrial_New_Space Heating_Natural Gas_Unit Heater_E3 | F4 | Industrial | Interruptible - Industrial | New | Space Heating | Natural Gas | Unit Heater | E3 | RVT BC Ratio | 0.5 | 0.5 | 0.5 | 0.5 | 0.5 | 0.5 | 0.5 | 0.5 | 0.5 | 0.5 | 0.5 | 0.5 | 0.5 | 0.5 | 0.5 | 0.5 | 0.5 | 0.5 | 0.5 | 0.5 | 0.5 | 0.5 | 0.5 | 0.5 | 0.5 | 0.5 | 0.5
F4_Industrial_Interruptible - Industrial_New_Space Heating_Natural Gas_Unit Heater_E4 | F4 | Industrial | Interruptible - Industrial | New | Space Heating | Natural Gas | Unit Heater | E4 | RVT BC Ratio | 0 | 0 | 0 | 0 | 0 | 0 | 0 | 0 | 0 | 0 | 0 | 0 | 0 | 0 | 0 | 0 | 0 | 0 | 0 | 0 | 0 | 0 | 0 | 0 | 0 | 0 | 0
F4_Industrial_Interruptible - Industrial_New_Space Heating_Natural Gas_Unit Heater_E5 | F4 | Industrial | Interruptible - Industrial | New | Space Heating | Natural Gas | Unit Heater | E5 | RVT BC Ratio | 0 | 0 | 0 | 0 | 0 | 0 | 0 | 0 | 0 | 0 | 0 | 0 | 0 | 0 | 0 | 0 | 0 | 0 | 0 | 0 | 0 | 0 | 0 | 0 | 0 | 0 | 0
F4_Industrial_Interruptible - Industrial_New_Space Heating_Natural Gas_Unit Heater_E6 | F4 | Industrial | Interruptible - Industrial | New | Space Heating | Natural Gas | Unit Heater | E6 | RVT BC Ratio | 0 | 0 | 0 | 0 | 0 | 0 | 0 | 0 | 0 | 0 | 0 | 0 | 0 | 0 | 0 | 0 | 0 | 0 | 0 | 0 | 0 | 0 | 0 | 0 | 0 | 0 | 0
F4_Industrial_Interruptible - Industrial_New_Space Heating_Natural Gas_Unit Heater_E7 | F4 | Industrial | Interruptible - Industrial | New | Space Heating | Natural Gas | Unit Heater | E7 | RVT BC Ratio | 0 | 0 | 0 | 0 | 0 | 0 | 0 | 0 | 0 | 0 | 0 | 0 | 0 | 0 | 0 | 0 | 0 | 0 | 0 | 0 | 0 | 0 | 0 | 0 | 0 | 0 | 0
F4_Industrial_Interruptible - Industrial_New_Space Heating_Natural Gas_Unit Heater_E8 | F4 | Industrial | Interruptible - Industrial | New | Space Heating | Natural Gas | Unit Heater | E8 | RVT BC Ratio | 0 | 0 | 0 | 0 | 0 | 0 | 0 | 0 | 0 | 0 | 0 | 0 | 0 | 0 | 0 | 0 | 0 | 0 | 0 | 0 | 0 | 0 | 0 | 0 | 0 | 0 | 0
F4_Industrial_Interruptible - Industrial_New_Space Heating_Natural Gas_Unit Heater_E9 | F4 | Industrial | Interruptible - Industrial | New | Space Heating | Natural Gas | Unit Heater | E9 | RVT BC Ratio | 0 | 0 | 0 | 0 | 0 | 0 | 0 | 0 | 0 | 0 | 0 | 0 | 0 | 0 | 0 | 0 | 0 | 0 | 0 | 0 | 0 | 0 | 0 | 0 | 0 | 0 | 0
F4_Industrial_Interruptible - Industrial_New_Space Heating_Natural Gas_Unit Heater_E10 | F4 | Industrial | Interruptible - Industrial | New | Space Heating | Natural Gas | Unit Heater | E10 | RVT BC Ratio | 0 | 0 | 0 | 0 | 0 | 0 | 0 | 0 | 0 | 0 | 0 | 0 | 0 | 0 | 0 | 0 | 0 | 0 | 0 | 0 | 0 | 0 | 0 | 0 | 0 | 0 | 0
F5_Industrial_Interruptible - Industrial_New_Space Heating_Natural Gas_Unit Heater_E1 | F5 | Industrial | Interruptible - Industrial | New | Space Heating | Natural Gas | Unit Heater | E1 | RIM BC Ratio | bar: 2021 to 2047
F5_Industrial_Interruptible - Industrial_New_Space Heating_Natural Gas_Unit Heater_E2 | F5 | Industrial | Interruptible - Industrial | New | Space Heating | Natural Gas | Unit Heater | E2 | RIM BC Ratio | 102.2247 | 103.9018 | 105.0716 | 107.7678 | 111.1711 | 115.1632 | 116.5204 | 117.8279 | 119.0683 | 120.1702 | 121.2155 | 122.4382 | 123.4955 | 124.4587 | 125.4179 | 126.3175 | 127.1542 | 128.0457 | 128.9438 | 129.8525 | 130.7119 | 131.526 | 132.3209 | 133.0212 | 133.7589 | 134.4146 | 135.0735
F5_Industrial_Interruptible - Industrial_New_Space Heating_Natural Gas_Unit Heater_E3 | F5 | Industrial | Interruptible - Industrial | New | Space Heating | Natural Gas | Unit Heater | E3 | RIM BC Ratio | 84.8005 | 85.488 | 86.1836 | 86.5786 | 86.8446 | 86.9929 | 87.583 | 88.1792 | 88.7644 | 89.3279 | 89.8573 | 90.3066 | 90.7451 | 91.1644 | 91.5746 | 91.9746 | 92.3881 | 92.795 | 93.2034 | 93.6128 | 94.0334 | 94.4646 | 94.9019 | 95.3582 | 95.811 | 96.2806 | 96.7526
F5_Industrial_Interruptible - Industrial_New_Space Heating_Natural Gas_Unit Heater_E4 | F5 | Industrial | Interruptible - Industrial | New | Space Heating | Natural Gas | Unit Heater | E4 | RIM BC Ratio | 0 | 0 | 0 | 0 | 0 | 0 | 0 | 0 | 0 | 0 | 0 | 0 | 0 | 0 | 0 | 0 | 0 | 0 | 0 | 0 | 0 | 0 | 0 | 0 | 0 | 0 | 0
F5_Industrial_Interruptible - Industrial_New_Space Heating_Natural Gas_Unit Heater_E5 | F5 | Industrial | Interruptible - Industrial | New | Space Heating | Natural Gas | Unit Heater | E5 | RIM BC Ratio | 0 | 0 | 0 | 0 | 0 | 0 | 0 | 0 | 0 | 0 | 0 | 0 | 0 | 0 | 0 | 0 | 0 | 0 | 0 | 0 | 0 | 0 | 0 | 0 | 0 | 0 | 0
F5_Industrial_Interruptible - Industrial_New_Space Heating_Natural Gas_Unit Heater_E6 | F5 | Industrial | Interruptible - Industrial | New | Space Heating | Natural Gas | Unit Heater | E6 | RIM BC Ratio | 0 | 0 | 0 | 0 | 0 | 0 | 0 | 0 | 0 | 0 | 0 | 0 | 0 | 0 | 0 | 0 | 0 | 0 | 0 | 0 | 0 | 0 | 0 | 0 | 0 | 0 | 0
F5_Industrial_Interruptible - Industrial_New_Space Heating_Natural Gas_Unit Heater_E7 | F5 | Industrial | Interruptible - Industrial | New | Space Heating | Natural Gas | Unit Heater | E7 | RIM BC Ratio | 0 | 0 | 0 | 0 | 0 | 0 | 0 | 0 | 0 | 0 | 0 | 0 | 0 | 0 | 0 | 0 | 0 | 0 | 0 | 0 | 0 | 0 | 0 | 0 | 0 | 0 | 0
F5_Industrial_Interruptible - Industrial_New_Space Heating_Natural Gas_Unit Heater_E8 | F5 | Industrial | Interruptible - Industrial | New | Space Heating | Natural Gas | Unit Heater | E8 | RIM BC Ratio | 0 | 0 | 0 | 0 | 0 | 0 | 0 | 0 | 0 | 0 | 0 | 0 | 0 | 0 | 0 | 0 | 0 | 0 | 0 | 0 | 0 | 0 | 0 | 0 | 0 | 0 | 0
F5_Industrial_Interruptible - Industrial_New_Space Heating_Natural Gas_Unit Heater_E9 | F5 | Industrial | Interruptible - Industrial | New | Space Heating | Natural Gas | Unit Heater | E9 | RIM BC Ratio | 0 | 0 | 0 | 0 | 0 | 0 | 0 | 0 | 0 | 0 | 0 | 0 | 0 | 0 | 0 | 0 | 0 | 0 | 0 | 0 | 0 | 0 | 0 | 0 | 0 | 0 | 0
F5_Industrial_Interruptible - Industrial_New_Space Heating_Natural Gas_Unit Heater_E10 | F5 | Industrial | Interruptible - Industrial | New | Space Heating | Natural Gas | Unit Heater | E10 | RIM BC Ratio | 0 | 0 | 0 | 0 | 0 | 0 | 0 | 0 | 0 | 0 | 0 | 0 | 0 | 0 | 0 | 0 | 0 | 0 | 0 | 0 | 0 | 0 | 0 | 0 | 0 | 0 | 0
F0_Industrial_Interruptible - Industrial_New_Process_Natural Gas_Process Boiler_E0 | F0 | Industrial | Interruptible - Industrial | New | Process | Natural Gas | Process Boiler | E0 | Economic Unit | Standard | Standard | Standard | Standard | Standard | Standard | Standard | Standard | Standard | Standard | Standard | Standard | Standard | Standard | Standard | Standard | Standard | Standard | Standard | Standard | Standard | Standard | Standard | Standard | Standard | Standard | Standard
F1_Industrial_Interruptible - Industrial_New_Process_Natural Gas_Process Boiler_E1 | F1 | Industrial | Interruptible - Industrial | New | Process | Natural Gas | Process Boiler | E1 | CCE | 0 | 0 | 0 | 0 | 0 | 0 | 0 | 0 | 0 | 0 | 0 | 0 | 0 | 0 | 0 | 0 | 0 | 0 | 0 | 0 | 0 | 0 | 0 | 0 | 0 | 0 | 0
F1_Industrial_Interruptible - Industrial_New_Process_Natural Gas_Process Boiler_E2 | F1 | Industrial | Interruptible - Industrial | New | Process | Natural Gas | Process Boiler | E2 | CCE | 0 | 0 | 0 | 0 | 0 | 0 | 0 | 0 | 0 | 0 | 0 | 0 | 0 | 0 | 0 | 0 | 0 | 0 | 0 | 0 | 0 | 0 | 0 | 0 | 0 | 0 | 0
F1_Industrial_Interruptible - Industrial_New_Process_Natural Gas_Process Boiler_E3 | F1 | Industrial | Interruptible - Industrial | New | Process | Natural Gas | Process Boiler | E3 | CCE | 0 | 0 | 0 | 0 | 0 | 0 | 0 | 0 | 0 | 0 | 0 | 0 | 0 | 0 | 0 | 0 | 0 | 0 | 0 | 0 | 0 | 0 | 0 | 0 | 0 | 0 | 0
F1_Industrial_Interruptible - Industrial_New_Process_Natural Gas_Process Boiler_E4 | F1 | Industrial | Interruptible - Industrial | New | Process | Natural Gas | Process Boiler | E4 | CCE | 0 | 0 | 0 | 0 | 0 | 0 | 0 | 0 | 0 | 0 | 0 | 0 | 0 | 0 | 0 | 0 | 0 | 0 | 0 | 0 | 0 | 0 | 0 | 0 | 0 | 0 | 0
F1_Industrial_Interruptible - Industrial_New_Process_Natural Gas_Process Boiler_E5 | F1 | Industrial | Interruptible - Industrial | New | Process | Natural Gas | Process Boiler | E5 | CCE | 0 | 0 | 0 | 0 | 0 | 0 | 0 | 0 | 0 | 0 | 0 | 0 | 0 | 0 | 0 | 0 | 0 | 0 | 0 | 0 | 0 | 0 | 0 | 0 | 0 | 0 | 0
F1_Industrial_Interruptible - Industrial_New_Process_Natural Gas_Process Boiler_E6 | F1 | Industrial | Interruptible - Industrial | New | Process | Natural Gas | Process Boiler | E6 | CCE | 0 | 0 | 0 | 0 | 0 | 0 | 0 | 0 | 0 | 0 | 0 | 0 | 0 | 0 | 0 | 0 | 0 | 0 | 0 | 0 | 0 | 0 | 0 | 0 | 0 | 0 | 0
F1_Industrial_Interruptible - Industrial_New_Process_Natural Gas_Process Boiler_E7 | F1 | Industrial | Interruptible - Industrial | New | Process | Natural Gas | Process Boiler | E7 | CCE | 0 | 0 | 0 | 0 | 0 | 0 | 0 | 0 | 0 | 0 | 0 | 0 | 0 | 0 | 0 | 0 | 0 | 0 | 0 | 0 | 0 | 0 | 0 | 0 | 0 | 0 | 0
F1_Industrial_Interruptible - Industrial_New_Process_Natural Gas_Process Boiler_E8 | F1 | Industrial | Interruptible - Industrial | New | Process | Natural Gas | Process Boiler | E8 | CCE | 0 | 0 | 0 | 0 | 0 | 0 | 0 | 0 | 0 | 0 | 0 | 0 | 0 | 0 | 0 | 0 | 0 | 0 | 0 | 0 | 0 | 0 | 0 | 0 | 0 | 0 | 0
F1_Industrial_Interruptible - Industrial_New_Process_Natural Gas_Process Boiler_E9 | F1 | Industrial | Interruptible - Industrial | New | Process | Natural Gas | Process Boiler | E9 | CCE | 0 | 0 | 0 | 0 | 0 | 0 | 0 | 0 | 0 | 0 | 0 | 0 | 0 | 0 | 0 | 0 | 0 | 0 | 0 | 0 | 0 | 0 | 0 | 0 | 0 | 0 | 0
F1_Industrial_Interruptible - Industrial_New_Process_Natural Gas_Process Boiler_E10 | F1 | Industrial | Interruptible - Industrial | New | Process | Natural Gas | Process Boiler | E10 | CCE | 0 | 0 | 0 | 0 | 0 | 0 | 0 | 0 | 0 | 0 | 0 | 0 | 0 | 0 | 0 | 0 | 0 | 0 | 0 | 0 | 0 | 0 | 0 | 0 | 0 | 0 | 0
F2_Industrial_Interruptible - Industrial_New_Process_Natural Gas_Process Boiler_E1 | F2 | Industrial | Interruptible - Industrial | New | Process | Natural Gas | Process Boiler | E1 | TRC BC Ratio | bar: 2021 to 2047
F2_Industrial_Interruptible - Industrial_New_Process_Natural Gas_Process Boiler_E2 | F2 | Industrial | Interruptible - Industrial | New | Process | Natural Gas | Process Boiler | E2 | TRC BC Ratio | 0 | 0 | 0 | 0 | 0 | 0 | 0 | 0 | 0 | 0 | 0 | 0 | 0 | 0 | 0 | 0 | 0 | 0 | 0 | 0 | 0 | 0 | 0 | 0 | 0 | 0 | 0
F2_Industrial_Interruptible - Industrial_New_Process_Natural Gas_Process Boiler_E3 | F2 | Industrial | Interruptible - Industrial | New | Process | Natural Gas | Process Boiler | E3 | TRC BC Ratio | 0 | 0 | 0 | 0 | 0 | 0 | 0 | 0 | 0 | 0 | 0 | 0 | 0 | 0 | 0 | 0 | 0 | 0 | 0 | 0 | 0 | 0 | 0 | 0 | 0 | 0 | 0
F2_Industrial_Interruptible - Industrial_New_Process_Natural Gas_Process Boiler_E4 | F2 | Industrial | Interruptible - Industrial | New | Process | Natural Gas | Process Boiler | E4 | TRC BC Ratio | 0 | 0 | 0 | 0 | 0 | 0 | 0 | 0 | 0 | 0 | 0 | 0 | 0 | 0 | 0 | 0 | 0 | 0 | 0 | 0 | 0 | 0 | 0 | 0 | 0 | 0 | 0
F2_Industrial_Interruptible - Industrial_New_Process_Natural Gas_Process Boiler_E5 | F2 | Industrial | Interruptible - Industrial | New | Process | Natural Gas | Process Boiler | E5 | TRC BC Ratio | 0 | 0 | 0 | 0 | 0 | 0 | 0 | 0 | 0 | 0 | 0 | 0 | 0 | 0 | 0 | 0 | 0 | 0 | 0 | 0 | 0 | 0 | 0 | 0 | 0 | 0 | 0
F2_Industrial_Interruptible - Industrial_New_Process_Natural Gas_Process Boiler_E6 | F2 | Industrial | Interruptible - Industrial | New | Process | Natural Gas | Process Boiler | E6 | TRC BC Ratio | 0 | 0 | 0 | 0 | 0 | 0 | 0 | 0 | 0 | 0 | 0 | 0 | 0 | 0 | 0 | 0 | 0 | 0 | 0 | 0 | 0 | 0 | 0 | 0 | 0 | 0 | 0
F2_Industrial_Interruptible - Industrial_New_Process_Natural Gas_Process Boiler_E7 | F2 | Industrial | Interruptible - Industrial | New | Process | Natural Gas | Process Boiler | E7 | TRC BC Ratio | 0 | 0 | 0 | 0 | 0 | 0 | 0 | 0 | 0 | 0 | 0 | 0 | 0 | 0 | 0 | 0 | 0 | 0 | 0 | 0 | 0 | 0 | 0 | 0 | 0 | 0 | 0
F2_Industrial_Interruptible - Industrial_New_Process_Natural Gas_Process Boiler_E8 | F2 | Industrial | Interruptible - Industrial | New | Process | Natural Gas | Process Boiler | E8 | TRC BC Ratio | 0 | 0 | 0 | 0 | 0 | 0 | 0 | 0 | 0 | 0 | 0 | 0 | 0 | 0 | 0 | 0 | 0 | 0 | 0 | 0 | 0 | 0 | 0 | 0 | 0 | 0 | 0
F2_Industrial_Interruptible - Industrial_New_Process_Natural Gas_Process Boiler_E9 | F2 | Industrial | Interruptible - Industrial | New | Process | Natural Gas | Process Boiler | E9 | TRC BC Ratio | 0 | 0 | 0 | 0 | 0 | 0 | 0 | 0 | 0 | 0 | 0 | 0 | 0 | 0 | 0 | 0 | 0 | 0 | 0 | 0 | 0 | 0 | 0 | 0 | 0 | 0 | 0
F2_Industrial_Interruptible - Industrial_New_Process_Natural Gas_Process Boiler_E10 | F2 | Industrial | Interruptible - Industrial | New | Process | Natural Gas | Process Boiler | E10 | TRC BC Ratio | 0 | 0 | 0 | 0 | 0 | 0 | 0 | 0 | 0 | 0 | 0 | 0 | 0 | 0 | 0 | 0 | 0 | 0 | 0 | 0 | 0 | 0 | 0 | 0 | 0 | 0 | 0
F3_Industrial_Interruptible - Industrial_New_Process_Natural Gas_Process Boiler_E1 | F3 | Industrial | Interruptible - Industrial | New | Process | Natural Gas | Process Boiler | E1 | PACT BC Ratio | bar: 2021 to 2047
F3_Industrial_Interruptible - Industrial_New_Process_Natural Gas_Process Boiler_E2 | F3 | Industrial | Interruptible - Industrial | New | Process | Natural Gas | Process Boiler | E2 | PACT BC Ratio | 0 | 0 | 0 | 0 | 0 | 0 | 0 | 0 | 0 | 0 | 0 | 0 | 0 | 0 | 0 | 0 | 0 | 0 | 0 | 0 | 0 | 0 | 0 | 0 | 0 | 0 | 0
F3_Industrial_Interruptible - Industrial_New_Process_Natural Gas_Process Boiler_E3 | F3 | Industrial | Interruptible - Industrial | New | Process | Natural Gas | Process Boiler | E3 | PACT BC Ratio | 0 | 0 | 0 | 0 | 0 | 0 | 0 | 0 | 0 | 0 | 0 | 0 | 0 | 0 | 0 | 0 | 0 | 0 | 0 | 0 | 0 | 0 | 0 | 0 | 0 | 0 | 0
F3_Industrial_Interruptible - Industrial_New_Process_Natural Gas_Process Boiler_E4 | F3 | Industrial | Interruptible - Industrial | New | Process | Natural Gas | Process Boiler | E4 | PACT BC Ratio | 0 | 0 | 0 | 0 | 0 | 0 | 0 | 0 | 0 | 0 | 0 | 0 | 0 | 0 | 0 | 0 | 0 | 0 | 0 | 0 | 0 | 0 | 0 | 0 | 0 | 0 | 0
F3_Industrial_Interruptible - Industrial_New_Process_Natural Gas_Process Boiler_E5 | F3 | Industrial | Interruptible - Industrial | New | Process | Natural Gas | Process Boiler | E5 | PACT BC Ratio | 0 | 0 | 0 | 0 | 0 | 0 | 0 | 0 | 0 | 0 | 0 | 0 | 0 | 0 | 0 | 0 | 0 | 0 | 0 | 0 | 0 | 0 | 0 | 0 | 0 | 0 | 0
F3_Industrial_Interruptible - Industrial_New_Process_Natural Gas_Process Boiler_E6 | F3 | Industrial | Interruptible - Industrial | New | Process | Natural Gas | Process Boiler | E6 | PACT BC Ratio | 0 | 0 | 0 | 0 | 0 | 0 | 0 | 0 | 0 | 0 | 0 | 0 | 0 | 0 | 0 | 0 | 0 | 0 | 0 | 0 | 0 | 0 | 0 | 0 | 0 | 0 | 0
F3_Industrial_Interruptible - Industrial_New_Process_Natural Gas_Process Boiler_E7 | F3 | Industrial | Interruptible - Industrial | New | Process | Natural Gas | Process Boiler | E7 | PACT BC Ratio | 0 | 0 | 0 | 0 | 0 | 0 | 0 | 0 | 0 | 0 | 0 | 0 | 0 | 0 | 0 | 0 | 0 | 0 | 0 | 0 | 0 | 0 | 0 | 0 | 0 | 0 | 0
F3_Industrial_Interruptible - Industrial_New_Process_Natural Gas_Process Boiler_E8 | F3 | Industrial | Interruptible - Industrial | New | Process | Natural Gas | Process Boiler | E8 | PACT BC Ratio | 0 | 0 | 0 | 0 | 0 | 0 | 0 | 0 | 0 | 0 | 0 | 0 | 0 | 0 | 0 | 0 | 0 | 0 | 0 | 0 | 0 | 0 | 0 | 0 | 0 | 0 | 0
F3_Industrial_Interruptible - Industrial_New_Process_Natural Gas_Process Boiler_E9 | F3 | Industrial | Interruptible - Industrial | New | Process | Natural Gas | Process Boiler | E9 | PACT BC Ratio | 0 | 0 | 0 | 0 | 0 | 0 | 0 | 0 | 0 | 0 | 0 | 0 | 0 | 0 | 0 | 0 | 0 | 0 | 0 | 0 | 0 | 0 | 0 | 0 | 0 | 0 | 0
F3_Industrial_Interruptible - Industrial_New_Process_Natural Gas_Process Boiler_E10 | F3 | Industrial | Interruptible - Industrial | New | Process | Natural Gas | Process Boiler | E10 | PACT BC Ratio | 0 | 0 | 0 | 0 | 0 | 0 | 0 | 0 | 0 | 0 | 0 | 0 | 0 | 0 | 0 | 0 | 0 | 0 | 0 | 0 | 0 | 0 | 0 | 0 | 0 | 0 | 0
F4_Industrial_Interruptible - Industrial_New_Process_Natural Gas_Process Boiler_E1 | F4 | Industrial | Interruptible - Industrial | New | Process | Natural Gas | Process Boiler | E1 | RVT BC Ratio | bar: 2021 to 2047
F4_Industrial_Interruptible - Industrial_New_Process_Natural Gas_Process Boiler_E2 | F4 | Industrial | Interruptible - Industrial | New | Process | Natural Gas | Process Boiler | E2 | RVT BC Ratio | 0 | 0 | 0 | 0 | 0 | 0 | 0 | 0 | 0 | 0 | 0 | 0 | 0 | 0 | 0 | 0 | 0 | 0 | 0 | 0 | 0 | 0 | 0 | 0 | 0 | 0 | 0
F4_Industrial_Interruptible - Industrial_New_Process_Natural Gas_Process Boiler_E3 | F4 | Industrial | Interruptible - Industrial | New | Process | Natural Gas | Process Boiler | E3 | RVT BC Ratio | 0 | 0 | 0 | 0 | 0 | 0 | 0 | 0 | 0 | 0 | 0 | 0 | 0 | 0 | 0 | 0 | 0 | 0 | 0 | 0 | 0 | 0 | 0 | 0 | 0 | 0 | 0
F4_Industrial_Interruptible - Industrial_New_Process_Natural Gas_Process Boiler_E4 | F4 | Industrial | Interruptible - Industrial | New | Process | Natural Gas | Process Boiler | E4 | RVT BC Ratio | 0 | 0 | 0 | 0 | 0 | 0 | 0 | 0 | 0 | 0 | 0 | 0 | 0 | 0 | 0 | 0 | 0 | 0 | 0 | 0 | 0 | 0 | 0 | 0 | 0 | 0 | 0
F4_Industrial_Interruptible - Industrial_New_Process_Natural Gas_Process Boiler_E5 | F4 | Industrial | Interruptible - Industrial | New | Process | Natural Gas | Process Boiler | E5 | RVT BC Ratio | 0 | 0 | 0 | 0 | 0 | 0 | 0 | 0 | 0 | 0 | 0 | 0 | 0 | 0 | 0 | 0 | 0 | 0 | 0 | 0 | 0 | 0 | 0 | 0 | 0 | 0 | 0
F4_Industrial_Interruptible - Industrial_New_Process_Natural Gas_Process Boiler_E6 | F4 | Industrial | Interruptible - Industrial | New | Process | Natural Gas | Process Boiler | E6 | RVT BC Ratio | 0 | 0 | 0 | 0 | 0 | 0 | 0 | 0 | 0 | 0 | 0 | 0 | 0 | 0 | 0 | 0 | 0 | 0 | 0 | 0 | 0 | 0 | 0 | 0 | 0 | 0 | 0
F4_Industrial_Interruptible - Industrial_New_Process_Natural Gas_Process Boiler_E7 | F4 | Industrial | Interruptible - Industrial | New | Process | Natural Gas | Process Boiler | E7 | RVT BC Ratio | 0 | 0 | 0 | 0 | 0 | 0 | 0 | 0 | 0 | 0 | 0 | 0 | 0 | 0 | 0 | 0 | 0 | 0 | 0 | 0 | 0 | 0 | 0 | 0 | 0 | 0 | 0
F4_Industrial_Interruptible - Industrial_New_Process_Natural Gas_Process Boiler_E8 | F4 | Industrial | Interruptible - Industrial | New | Process | Natural Gas | Process Boiler | E8 | RVT BC Ratio | 0 | 0 | 0 | 0 | 0 | 0 | 0 | 0 | 0 | 0 | 0 | 0 | 0 | 0 | 0 | 0 | 0 | 0 | 0 | 0 | 0 | 0 | 0 | 0 | 0 | 0 | 0
F4_Industrial_Interruptible - Industrial_New_Process_Natural Gas_Process Boiler_E9 | F4 | Industrial | Interruptible - Industrial | New | Process | Natural Gas | Process Boiler | E9 | RVT BC Ratio | 0 | 0 | 0 | 0 | 0 | 0 | 0 | 0 | 0 | 0 | 0 | 0 | 0 | 0 | 0 | 0 | 0 | 0 | 0 | 0 | 0 | 0 | 0 | 0 | 0 | 0 | 0
F4_Industrial_Interruptible - Industrial_New_Process_Natural Gas_Process Boiler_E10 | F4 | Industrial | Interruptible - Industrial | New | Process | Natural Gas | Process Boiler | E10 | RVT BC Ratio | 0 | 0 | 0 | 0 | 0 | 0 | 0 | 0 | 0 | 0 | 0 | 0 | 0 | 0 | 0 | 0 | 0 | 0 | 0 | 0 | 0 | 0 | 0 | 0 | 0 | 0 | 0
F5_Industrial_Interruptible - Industrial_New_Process_Natural Gas_Process Boiler_E1 | F5 | Industrial | Interruptible - Industrial | New | Process | Natural Gas | Process Boiler | E1 | RIM BC Ratio | bar: 2021 to 2047
F5_Industrial_Interruptible - Industrial_New_Process_Natural Gas_Process Boiler_E2 | F5 | Industrial | Interruptible - Industrial | New | Process | Natural Gas | Process Boiler | E2 | RIM BC Ratio | 0 | 0 | 0 | 0 | 0 | 0 | 0 | 0 | 0 | 0 | 0 | 0 | 0 | 0 | 0 | 0 | 0 | 0 | 0 | 0 | 0 | 0 | 0 | 0 | 0 | 0 | 0
F5_Industrial_Interruptible - Industrial_New_Process_Natural Gas_Process Boiler_E3 | F5 | Industrial | Interruptible - Industrial | New | Process | Natural Gas | Process Boiler | E3 | RIM BC Ratio | 0 | 0 | 0 | 0 | 0 | 0 | 0 | 0 | 0 | 0 | 0 | 0 | 0 | 0 | 0 | 0 | 0 | 0 | 0 | 0 | 0 | 0 | 0 | 0 | 0 | 0 | 0
F5_Industrial_Interruptible - Industrial_New_Process_Natural Gas_Process Boiler_E4 | F5 | Industrial | Interruptible - Industrial | New | Process | Natural Gas | Process Boiler | E4 | RIM BC Ratio | 0 | 0 | 0 | 0 | 0 | 0 | 0 | 0 | 0 | 0 | 0 | 0 | 0 | 0 | 0 | 0 | 0 | 0 | 0 | 0 | 0 | 0 | 0 | 0 | 0 | 0 | 0
F5_Industrial_Interruptible - Industrial_New_Process_Natural Gas_Process Boiler_E5 | F5 | Industrial | Interruptible - Industrial | New | Process | Natural Gas | Process Boiler | E5 | RIM BC Ratio | 0 | 0 | 0 | 0 | 0 | 0 | 0 | 0 | 0 | 0 | 0 | 0 | 0 | 0 | 0 | 0 | 0 | 0 | 0 | 0 | 0 | 0 | 0 | 0 | 0 | 0 | 0
F5_Industrial_Interruptible - Industrial_New_Process_Natural Gas_Process Boiler_E6 | F5 | Industrial | Interruptible - Industrial | New | Process | Natural Gas | Process Boiler | E6 | RIM BC Ratio | 0 | 0 | 0 | 0 | 0 | 0 | 0 | 0 | 0 | 0 | 0 | 0 | 0 | 0 | 0 | 0 | 0 | 0 | 0 | 0 | 0 | 0 | 0 | 0 | 0 | 0 | 0
F5_Industrial_Interruptible - Industrial_New_Process_Natural Gas_Process Boiler_E7 | F5 | Industrial | Interruptible - Industrial | New | Process | Natural Gas | Process Boiler | E7 | RIM BC Ratio | 0 | 0 | 0 | 0 | 0 | 0 | 0 | 0 | 0 | 0 | 0 | 0 | 0 | 0 | 0 | 0 | 0 | 0 | 0 | 0 | 0 | 0 | 0 | 0 | 0 | 0 | 0
F5_Industrial_Interruptible - Industrial_New_Process_Natural Gas_Process Boiler_E8 | F5 | Industrial | Interruptible - Industrial | New | Process | Natural Gas | Process Boiler | E8 | RIM BC Ratio | 0 | 0 | 0 | 0 | 0 | 0 | 0 | 0 | 0 | 0 | 0 | 0 | 0 | 0 | 0 | 0 | 0 | 0 | 0 | 0 | 0 | 0 | 0 | 0 | 0 | 0 | 0
F5_Industrial_Interruptible - Industrial_New_Process_Natural Gas_Process Boiler_E9 | F5 | Industrial | Interruptible - Industrial | New | Process | Natural Gas | Process Boiler | E9 | RIM BC Ratio | 0 | 0 | 0 | 0 | 0 | 0 | 0 | 0 | 0 | 0 | 0 | 0 | 0 | 0 | 0 | 0 | 0 | 0 | 0 | 0 | 0 | 0 | 0 | 0 | 0 | 0 | 0
F5_Industrial_Interruptible - Industrial_New_Process_Natural Gas_Process Boiler_E10 | F5 | Industrial | Interruptible - Industrial | New | Process | Natural Gas | Process Boiler | E10 | RIM BC Ratio | 0 | 0 | 0 | 0 | 0 | 0 | 0 | 0 | 0 | 0 | 0 | 0 | 0 | 0 | 0 | 0 | 0 | 0 | 0 | 0 | 0 | 0 | 0 | 0 | 0 | 0 | 0
F0_Industrial_Interruptible - Industrial_New_Process_Natural Gas_Process Heating_E0 | F0 | Industrial | Interruptible - Industrial | New | Process | Natural Gas | Process Heating | E0 | Economic Unit | Standard | Standard | Standard | Standard | Standard | Standard | Standard | Standard | Standard | Standard | Standard | Standard | Standard | Standard | Standard | Standard | Standard | Standard | Standard | Standard | Standard | Standard | Standard | Standard | Standard | Standard | Standard
F1_Industrial_Interruptible - Industrial_New_Process_Natural Gas_Process Heating_E1 | F1 | Industrial | Interruptible - Industrial | New | Process | Natural Gas | Process Heating | E1 | CCE | 0 | 0 | 0 | 0 | 0 | 0 | 0 | 0 | 0 | 0 | 0 | 0 | 0 | 0 | 0 | 0 | 0 | 0 | 0 | 0 | 0 | 0 | 0 | 0 | 0 | 0 | 0
F1_Industrial_Interruptible - Industrial_New_Process_Natural Gas_Process Heating_E2 | F1 | Industrial | Interruptible - Industrial | New | Process | Natural Gas | Process Heating | E2 | CCE | 0 | 0 | 0 | 0 | 0 | 0 | 0 | 0 | 0 | 0 | 0 | 0 | 0 | 0 | 0 | 0 | 0 | 0 | 0 | 0 | 0 | 0 | 0 | 0 | 0 | 0 | 0
F1_Industrial_Interruptible - Industrial_New_Process_Natural Gas_Process Heating_E3 | F1 | Industrial | Interruptible - Industrial | New | Process | Natural Gas | Process Heating | E3 | CCE | 0 | 0 | 0 | 0 | 0 | 0 | 0 | 0 | 0 | 0 | 0 | 0 | 0 | 0 | 0 | 0 | 0 | 0 | 0 | 0 | 0 | 0 | 0 | 0 | 0 | 0 | 0
F1_Industrial_Interruptible - Industrial_New_Process_Natural Gas_Process Heating_E4 | F1 | Industrial | Interruptible - Industrial | New | Process | Natural Gas | Process Heating | E4 | CCE | 0 | 0 | 0 | 0 | 0 | 0 | 0 | 0 | 0 | 0 | 0 | 0 | 0 | 0 | 0 | 0 | 0 | 0 | 0 | 0 | 0 | 0 | 0 | 0 | 0 | 0 | 0
F1_Industrial_Interruptible - Industrial_New_Process_Natural Gas_Process Heating_E5 | F1 | Industrial | Interruptible - Industrial | New | Process | Natural Gas | Process Heating | E5 | CCE | 0 | 0 | 0 | 0 | 0 | 0 | 0 | 0 | 0 | 0 | 0 | 0 | 0 | 0 | 0 | 0 | 0 | 0 | 0 | 0 | 0 | 0 | 0 | 0 | 0 | 0 | 0
F1_Industrial_Interruptible - Industrial_New_Process_Natural Gas_Process Heating_E6 | F1 | Industrial | Interruptible - Industrial | New | Process | Natural Gas | Process Heating | E6 | CCE | 0 | 0 | 0 | 0 | 0 | 0 | 0 | 0 | 0 | 0 | 0 | 0 | 0 | 0 | 0 | 0 | 0 | 0 | 0 | 0 | 0 | 0 | 0 | 0 | 0 | 0 | 0
F1_Industrial_Interruptible - Industrial_New_Process_Natural Gas_Process Heating_E7 | F1 | Industrial | Interruptible - Industrial | New | Process | Natural Gas | Process Heating | E7 | CCE | 0 | 0 | 0 | 0 | 0 | 0 | 0 | 0 | 0 | 0 | 0 | 0 | 0 | 0 | 0 | 0 | 0 | 0 | 0 | 0 | 0 | 0 | 0 | 0 | 0 | 0 | 0
F1_Industrial_Interruptible - Industrial_New_Process_Natural Gas_Process Heating_E8 | F1 | Industrial | Interruptible - Industrial | New | Process | Natural Gas | Process Heating | E8 | CCE | 0 | 0 | 0 | 0 | 0 | 0 | 0 | 0 | 0 | 0 | 0 | 0 | 0 | 0 | 0 | 0 | 0 | 0 | 0 | 0 | 0 | 0 | 0 | 0 | 0 | 0 | 0
F1_Industrial_Interruptible - Industrial_New_Process_Natural Gas_Process Heating_E9 | F1 | Industrial | Interruptible - Industrial | New | Process | Natural Gas | Process Heating | E9 | CCE | 0 | 0 | 0 | 0 | 0 | 0 | 0 | 0 | 0 | 0 | 0 | 0 | 0 | 0 | 0 | 0 | 0 | 0 | 0 | 0 | 0 | 0 | 0 | 0 | 0 | 0 | 0
F1_Industrial_Interruptible - Industrial_New_Process_Natural Gas_Process Heating_E10 | F1 | Industrial | Interruptible - Industrial | New | Process | Natural Gas | Process Heating | E10 | CCE | 0 | 0 | 0 | 0 | 0 | 0 | 0 | 0 | 0 | 0 | 0 | 0 | 0 | 0 | 0 | 0 | 0 | 0 | 0 | 0 | 0 | 0 | 0 | 0 | 0 | 0 | 0
F2_Industrial_Interruptible - Industrial_New_Process_Natural Gas_Process Heating_E1 | F2 | Industrial | Interruptible - Industrial | New | Process | Natural Gas | Process Heating | E1 | TRC BC Ratio | bar: 2021 to 2047
F2_Industrial_Interruptible - Industrial_New_Process_Natural Gas_Process Heating_E2 | F2 | Industrial | Interruptible - Industrial | New | Process | Natural Gas | Process Heating | E2 | TRC BC Ratio | 0 | 0 | 0 | 0 | 0 | 0 | 0 | 0 | 0 | 0 | 0 | 0 | 0 | 0 | 0 | 0 | 0 | 0 | 0 | 0 | 0 | 0 | 0 | 0 | 0 | 0 | 0
F2_Industrial_Interruptible - Industrial_New_Process_Natural Gas_Process Heating_E3 | F2 | Industrial | Interruptible - Industrial | New | Process | Natural Gas | Process Heating | E3 | TRC BC Ratio | 0 | 0 | 0 | 0 | 0 | 0 | 0 | 0 | 0 | 0 | 0 | 0 | 0 | 0 | 0 | 0 | 0 | 0 | 0 | 0 | 0 | 0 | 0 | 0 | 0 | 0 | 0
F2_Industrial_Interruptible - Industrial_New_Process_Natural Gas_Process Heating_E4 | F2 | Industrial | Interruptible - Industrial | New | Process | Natural Gas | Process Heating | E4 | TRC BC Ratio | 0 | 0 | 0 | 0 | 0 | 0 | 0 | 0 | 0 | 0 | 0 | 0 | 0 | 0 | 0 | 0 | 0 | 0 | 0 | 0 | 0 | 0 | 0 | 0 | 0 | 0 | 0
F2_Industrial_Interruptible - Industrial_New_Process_Natural Gas_Process Heating_E5 | F2 | Industrial | Interruptible - Industrial | New | Process | Natural Gas | Process Heating | E5 | TRC BC Ratio | 0 | 0 | 0 | 0 | 0 | 0 | 0 | 0 | 0 | 0 | 0 | 0 | 0 | 0 | 0 | 0 | 0 | 0 | 0 | 0 | 0 | 0 | 0 | 0 | 0 | 0 | 0
F2_Industrial_Interruptible - Industrial_New_Process_Natural Gas_Process Heating_E6 | F2 | Industrial | Interruptible - Industrial | New | Process | Natural Gas | Process Heating | E6 | TRC BC Ratio | 0 | 0 | 0 | 0 | 0 | 0 | 0 | 0 | 0 | 0 | 0 | 0 | 0 | 0 | 0 | 0 | 0 | 0 | 0 | 0 | 0 | 0 | 0 | 0 | 0 | 0 | 0
F2_Industrial_Interruptible - Industrial_New_Process_Natural Gas_Process Heating_E7 | F2 | Industrial | Interruptible - Industrial | New | Process | Natural Gas | Process Heating | E7 | TRC BC Ratio | 0 | 0 | 0 | 0 | 0 | 0 | 0 | 0 | 0 | 0 | 0 | 0 | 0 | 0 | 0 | 0 | 0 | 0 | 0 | 0 | 0 | 0 | 0 | 0 | 0 | 0 | 0
F2_Industrial_Interruptible - Industrial_New_Process_Natural Gas_Process Heating_E8 | F2 | Industrial | Interruptible - Industrial | New | Process | Natural Gas | Process Heating | E8 | TRC BC Ratio | 0 | 0 | 0 | 0 | 0 | 0 | 0 | 0 | 0 | 0 | 0 | 0 | 0 | 0 | 0 | 0 | 0 | 0 | 0 | 0 | 0 | 0 | 0 | 0 | 0 | 0 | 0
F2_Industrial_Interruptible - Industrial_New_Process_Natural Gas_Process Heating_E9 | F2 | Industrial | Interruptible - Industrial | New | Process | Natural Gas | Process Heating | E9 | TRC BC Ratio | 0 | 0 | 0 | 0 | 0 | 0 | 0 | 0 | 0 | 0 | 0 | 0 | 0 | 0 | 0 | 0 | 0 | 0 | 0 | 0 | 0 | 0 | 0 | 0 | 0 | 0 | 0
F2_Industrial_Interruptible - Industrial_New_Process_Natural Gas_Process Heating_E10 | F2 | Industrial | Interruptible - Industrial | New | Process | Natural Gas | Process Heating | E10 | TRC BC Ratio | 0 | 0 | 0 | 0 | 0 | 0 | 0 | 0 | 0 | 0 | 0 | 0 | 0 | 0 | 0 | 0 | 0 | 0 | 0 | 0 | 0 | 0 | 0 | 0 | 0 | 0 | 0
F3_Industrial_Interruptible - Industrial_New_Process_Natural Gas_Process Heating_E1 | F3 | Industrial | Interruptible - Industrial | New | Process | Natural Gas | Process Heating | E1 | PACT BC Ratio | bar: 2021 to 2047
F3_Industrial_Interruptible - Industrial_New_Process_Natural Gas_Process Heating_E2 | F3 | Industrial | Interruptible - Industrial | New | Process | Natural Gas | Process Heating | E2 | PACT BC Ratio | 0 | 0 | 0 | 0 | 0 | 0 | 0 | 0 | 0 | 0 | 0 | 0 | 0 | 0 | 0 | 0 | 0 | 0 | 0 | 0 | 0 | 0 | 0 | 0 | 0 | 0 | 0
F3_Industrial_Interruptible - Industrial_New_Process_Natural Gas_Process Heating_E3 | F3 | Industrial | Interruptible - Industrial | New | Process | Natural Gas | Process Heating | E3 | PACT BC Ratio | 0 | 0 | 0 | 0 | 0 | 0 | 0 | 0 | 0 | 0 | 0 | 0 | 0 | 0 | 0 | 0 | 0 | 0 | 0 | 0 | 0 | 0 | 0 | 0 | 0 | 0 | 0
F3_Industrial_Interruptible - Industrial_New_Process_Natural Gas_Process Heating_E4 | F3 | Industrial | Interruptible - Industrial | New | Process | Natural Gas | Process Heating | E4 | PACT BC Ratio | 0 | 0 | 0 | 0 | 0 | 0 | 0 | 0 | 0 | 0 | 0 | 0 | 0 | 0 | 0 | 0 | 0 | 0 | 0 | 0 | 0 | 0 | 0 | 0 | 0 | 0 | 0
F3_Industrial_Interruptible - Industrial_New_Process_Natural Gas_Process Heating_E5 | F3 | Industrial | Interruptible - Industrial | New | Process | Natural Gas | Process Heating | E5 | PACT BC Ratio | 0 | 0 | 0 | 0 | 0 | 0 | 0 | 0 | 0 | 0 | 0 | 0 | 0 | 0 | 0 | 0 | 0 | 0 | 0 | 0 | 0 | 0 | 0 | 0 | 0 | 0 | 0
F3_Industrial_Interruptible - Industrial_New_Process_Natural Gas_Process Heating_E6 | F3 | Industrial | Interruptible - Industrial | New | Process | Natural Gas | Process Heating | E6 | PACT BC Ratio | 0 | 0 | 0 | 0 | 0 | 0 | 0 | 0 | 0 | 0 | 0 | 0 | 0 | 0 | 0 | 0 | 0 | 0 | 0 | 0 | 0 | 0 | 0 | 0 | 0 | 0 | 0
F3_Industrial_Interruptible - Industrial_New_Process_Natural Gas_Process Heating_E7 | F3 | Industrial | Interruptible - Industrial | New | Process | Natural Gas | Process Heating | E7 | PACT BC Ratio | 0 | 0 | 0 | 0 | 0 | 0 | 0 | 0 | 0 | 0 | 0 | 0 | 0 | 0 | 0 | 0 | 0 | 0 | 0 | 0 | 0 | 0 | 0 | 0 | 0 | 0 | 0
F3_Industrial_Interruptible - Industrial_New_Process_Natural Gas_Process Heating_E8 | F3 | Industrial | Interruptible - Industrial | New | Process | Natural Gas | Process Heating | E8 | PACT BC Ratio | 0 | 0 | 0 | 0 | 0 | 0 | 0 | 0 | 0 | 0 | 0 | 0 | 0 | 0 | 0 | 0 | 0 | 0 | 0 | 0 | 0 | 0 | 0 | 0 | 0 | 0 | 0
F3_Industrial_Interruptible - Industrial_New_Process_Natural Gas_Process Heating_E9 | F3 | Industrial | Interruptible - Industrial | New | Process | Natural Gas | Process Heating | E9 | PACT BC Ratio | 0 | 0 | 0 | 0 | 0 | 0 | 0 | 0 | 0 | 0 | 0 | 0 | 0 | 0 | 0 | 0 | 0 | 0 | 0 | 0 | 0 | 0 | 0 | 0 | 0 | 0 | 0
F3_Industrial_Interruptible - Industrial_New_Process_Natural Gas_Process Heating_E10 | F3 | Industrial | Interruptible - Industrial | New | Process | Natural Gas | Process Heating | E10 | PACT BC Ratio | 0 | 0 | 0 | 0 | 0 | 0 | 0 | 0 | 0 | 0 | 0 | 0 | 0 | 0 | 0 | 0 | 0 | 0 | 0 | 0 | 0 | 0 | 0 | 0 | 0 | 0 | 0
F4_Industrial_Interruptible - Industrial_New_Process_Natural Gas_Process Heating_E1 | F4 | Industrial | Interruptible - Industrial | New | Process | Natural Gas | Process Heating | E1 | RVT BC Ratio | bar: 2021 to 2047
F4_Industrial_Interruptible - Industrial_New_Process_Natural Gas_Process Heating_E2 | F4 | Industrial | Interruptible - Industrial | New | Process | Natural Gas | Process Heating | E2 | RVT BC Ratio | 0 | 0 | 0 | 0 | 0 | 0 | 0 | 0 | 0 | 0 | 0 | 0 | 0 | 0 | 0 | 0 | 0 | 0 | 0 | 0 | 0 | 0 | 0 | 0 | 0 | 0 | 0
F4_Industrial_Interruptible - Industrial_New_Process_Natural Gas_Process Heating_E3 | F4 | Industrial | Interruptible - Industrial | New | Process | Natural Gas | Process Heating | E3 | RVT BC Ratio | 0 | 0 | 0 | 0 | 0 | 0 | 0 | 0 | 0 | 0 | 0 | 0 | 0 | 0 | 0 | 0 | 0 | 0 | 0 | 0 | 0 | 0 | 0 | 0 | 0 | 0 | 0
F4_Industrial_Interruptible - Industrial_New_Process_Natural Gas_Process Heating_E4 | F4 | Industrial | Interruptible - Industrial | New | Process | Natural Gas | Process Heating | E4 | RVT BC Ratio | 0 | 0 | 0 | 0 | 0 | 0 | 0 | 0 | 0 | 0 | 0 | 0 | 0 | 0 | 0 | 0 | 0 | 0 | 0 | 0 | 0 | 0 | 0 | 0 | 0 | 0 | 0
F4_Industrial_Interruptible - Industrial_New_Process_Natural Gas_Process Heating_E5 | F4 | Industrial | Interruptible - Industrial | New | Process | Natural Gas | Process Heating | E5 | RVT BC Ratio | 0 | 0 | 0 | 0 | 0 | 0 | 0 | 0 | 0 | 0 | 0 | 0 | 0 | 0 | 0 | 0 | 0 | 0 | 0 | 0 | 0 | 0 | 0 | 0 | 0 | 0 | 0
F4_Industrial_Interruptible - Industrial_New_Process_Natural Gas_Process Heating_E6 | F4 | Industrial | Interruptible - Industrial | New | Process | Natural Gas | Process Heating | E6 | RVT BC Ratio | 0 | 0 | 0 | 0 | 0 | 0 | 0 | 0 | 0 | 0 | 0 | 0 | 0 | 0 | 0 | 0 | 0 | 0 | 0 | 0 | 0 | 0 | 0 | 0 | 0 | 0 | 0
F4_Industrial_Interruptible - Industrial_New_Process_Natural Gas_Process Heating_E7 | F4 | Industrial | Interruptible - Industrial | New | Process | Natural Gas | Process Heating | E7 | RVT BC Ratio | 0 | 0 | 0 | 0 | 0 | 0 | 0 | 0 | 0 | 0 | 0 | 0 | 0 | 0 | 0 | 0 | 0 | 0 | 0 | 0 | 0 | 0 | 0 | 0 | 0 | 0 | 0
F4_Industrial_Interruptible - Industrial_New_Process_Natural Gas_Process Heating_E8 | F4 | Industrial | Interruptible - Industrial | New | Process | Natural Gas | Process Heating | E8 | RVT BC Ratio | 0 | 0 | 0 | 0 | 0 | 0 | 0 | 0 | 0 | 0 | 0 | 0 | 0 | 0 | 0 | 0 | 0 | 0 | 0 | 0 | 0 | 0 | 0 | 0 | 0 | 0 | 0
F4_Industrial_Interruptible - Industrial_New_Process_Natural Gas_Process Heating_E9 | F4 | Industrial | Interruptible - Industrial | New | Process | Natural Gas | Process Heating | E9 | RVT BC Ratio | 0 | 0 | 0 | 0 | 0 | 0 | 0 | 0 | 0 | 0 | 0 | 0 | 0 | 0 | 0 | 0 | 0 | 0 | 0 | 0 | 0 | 0 | 0 | 0 | 0 | 0 | 0
F4_Industrial_Interruptible - Industrial_New_Process_Natural Gas_Process Heating_E10 | F4 | Industrial | Interruptible - Industrial | New | Process | Natural Gas | Process Heating | E10 | RVT BC Ratio | 0 | 0 | 0 | 0 | 0 | 0 | 0 | 0 | 0 | 0 | 0 | 0 | 0 | 0 | 0 | 0 | 0 | 0 | 0 | 0 | 0 | 0 | 0 | 0 | 0 | 0 | 0
F5_Industrial_Interruptible - Industrial_New_Process_Natural Gas_Process Heating_E1 | F5 | Industrial | Interruptible - Industrial | New | Process | Natural Gas | Process Heating | E1 | RIM BC Ratio | bar: 2021 to 2047
F5_Industrial_Interruptible - Industrial_New_Process_Natural Gas_Process Heating_E2 | F5 | Industrial | Interruptible - Industrial | New | Process | Natural Gas | Process Heating | E2 | RIM BC Ratio | 0 | 0 | 0 | 0 | 0 | 0 | 0 | 0 | 0 | 0 | 0 | 0 | 0 | 0 | 0 | 0 | 0 | 0 | 0 | 0 | 0 | 0 | 0 | 0 | 0 | 0 | 0
F5_Industrial_Interruptible - Industrial_New_Process_Natural Gas_Process Heating_E3 | F5 | Industrial | Interruptible - Industrial | New | Process | Natural Gas | Process Heating | E3 | RIM BC Ratio | 0 | 0 | 0 | 0 | 0 | 0 | 0 | 0 | 0 | 0 | 0 | 0 | 0 | 0 | 0 | 0 | 0 | 0 | 0 | 0 | 0 | 0 | 0 | 0 | 0 | 0 | 0
F5_Industrial_Interruptible - Industrial_New_Process_Natural Gas_Process Heating_E4 | F5 | Industrial | Interruptible - Industrial | New | Process | Natural Gas | Process Heating | E4 | RIM BC Ratio | 0 | 0 | 0 | 0 | 0 | 0 | 0 | 0 | 0 | 0 | 0 | 0 | 0 | 0 | 0 | 0 | 0 | 0 | 0 | 0 | 0 | 0 | 0 | 0 | 0 | 0 | 0
F5_Industrial_Interruptible - Industrial_New_Process_Natural Gas_Process Heating_E5 | F5 | Industrial | Interruptible - Industrial | New | Process | Natural Gas | Process Heating | E5 | RIM BC Ratio | 0 | 0 | 0 | 0 | 0 | 0 | 0 | 0 | 0 | 0 | 0 | 0 | 0 | 0 | 0 | 0 | 0 | 0 | 0 | 0 | 0 | 0 | 0 | 0 | 0 | 0 | 0
F5_Industrial_Interruptible - Industrial_New_Process_Natural Gas_Process Heating_E6 | F5 | Industrial | Interruptible - Industrial | New | Process | Natural Gas | Process Heating | E6 | RIM BC Ratio | 0 | 0 | 0 | 0 | 0 | 0 | 0 | 0 | 0 | 0 | 0 | 0 | 0 | 0 | 0 | 0 | 0 | 0 | 0 | 0 | 0 | 0 | 0 | 0 | 0 | 0 | 0
F5_Industrial_Interruptible - Industrial_New_Process_Natural Gas_Process Heating_E7 | F5 | Industrial | Interruptible - Industrial | New | Process | Natural Gas | Process Heating | E7 | RIM BC Ratio | 0 | 0 | 0 | 0 | 0 | 0 | 0 | 0 | 0 | 0 | 0 | 0 | 0 | 0 | 0 | 0 | 0 | 0 | 0 | 0 | 0 | 0 | 0 | 0 | 0 | 0 | 0
F5_Industrial_Interruptible - Industrial_New_Process_Natural Gas_Process Heating_E8 | F5 | Industrial | Interruptible - Industrial | New | Process | Natural Gas | Process Heating | E8 | RIM BC Ratio | 0 | 0 | 0 | 0 | 0 | 0 | 0 | 0 | 0 | 0 | 0 | 0 | 0 | 0 | 0 | 0 | 0 | 0 | 0 | 0 | 0 | 0 | 0 | 0 | 0 | 0 | 0
F5_Industrial_Interruptible - Industrial_New_Process_Natural Gas_Process Heating_E9 | F5 | Industrial | Interruptible - Industrial | New | Process | Natural Gas | Process Heating | E9 | RIM BC Ratio | 0 | 0 | 0 | 0 | 0 | 0 | 0 | 0 | 0 | 0 | 0 | 0 | 0 | 0 | 0 | 0 | 0 | 0 | 0 | 0 | 0 | 0 | 0 | 0 | 0 | 0 | 0
F5_Industrial_Interruptible - Industrial_New_Process_Natural Gas_Process Heating_E10 | F5 | Industrial | Interruptible - Industrial | New | Process | Natural Gas | Process Heating | E10 | RIM BC Ratio | 0 | 0 | 0 | 0 | 0 | 0 | 0 | 0 | 0 | 0 | 0 | 0 | 0 | 0 | 0 | 0 | 0 | 0 | 0 | 0 | 0 | 0 | 0 | 0 | 0 | 0 | 0
F0_Industrial_Interruptible - Industrial_New_Process_Natural Gas_Process Cooling_E0 | F0 | Industrial | Interruptible - Industrial | New | Process | Natural Gas | Process Cooling | E0 | Economic Unit | Standard | Standard | Standard | Standard | Standard | Standard | Standard | Standard | Standard | Standard | Standard | Standard | Standard | Standard | Standard | Standard | Standard | Standard | Standard | Standard | Standard | Standard | Standard | Standard | Standard | Standard | Standard
F1_Industrial_Interruptible - Industrial_New_Process_Natural Gas_Process Cooling_E1 | F1 | Industrial | Interruptible - Industrial | New | Process | Natural Gas | Process Cooling | E1 | CCE | 0 | 0 | 0 | 0 | 0 | 0 | 0 | 0 | 0 | 0 | 0 | 0 | 0 | 0 | 0 | 0 | 0 | 0 | 0 | 0 | 0 | 0 | 0 | 0 | 0 | 0 | 0
F1_Industrial_Interruptible - Industrial_New_Process_Natural Gas_Process Cooling_E2 | F1 | Industrial | Interruptible - Industrial | New | Process | Natural Gas | Process Cooling | E2 | CCE | 0 | 0 | 0 | 0 | 0 | 0 | 0 | 0 | 0 | 0 | 0 | 0 | 0 | 0 | 0 | 0 | 0 | 0 | 0 | 0 | 0 | 0 | 0 | 0 | 0 | 0 | 0
F1_Industrial_Interruptible - Industrial_New_Process_Natural Gas_Process Cooling_E3 | F1 | Industrial | Interruptible - Industrial | New | Process | Natural Gas | Process Cooling | E3 | CCE | 0 | 0 | 0 | 0 | 0 | 0 | 0 | 0 | 0 | 0 | 0 | 0 | 0 | 0 | 0 | 0 | 0 | 0 | 0 | 0 | 0 | 0 | 0 | 0 | 0 | 0 | 0
F1_Industrial_Interruptible - Industrial_New_Process_Natural Gas_Process Cooling_E4 | F1 | Industrial | Interruptible - Industrial | New | Process | Natural Gas | Process Cooling | E4 | CCE | 0 | 0 | 0 | 0 | 0 | 0 | 0 | 0 | 0 | 0 | 0 | 0 | 0 | 0 | 0 | 0 | 0 | 0 | 0 | 0 | 0 | 0 | 0 | 0 | 0 | 0 | 0
F1_Industrial_Interruptible - Industrial_New_Process_Natural Gas_Process Cooling_E5 | F1 | Industrial | Interruptible - Industrial | New | Process | Natural Gas | Process Cooling | E5 | CCE | 0 | 0 | 0 | 0 | 0 | 0 | 0 | 0 | 0 | 0 | 0 | 0 | 0 | 0 | 0 | 0 | 0 | 0 | 0 | 0 | 0 | 0 | 0 | 0 | 0 | 0 | 0
F1_Industrial_Interruptible - Industrial_New_Process_Natural Gas_Process Cooling_E6 | F1 | Industrial | Interruptible - Industrial | New | Process | Natural Gas | Process Cooling | E6 | CCE | 0 | 0 | 0 | 0 | 0 | 0 | 0 | 0 | 0 | 0 | 0 | 0 | 0 | 0 | 0 | 0 | 0 | 0 | 0 | 0 | 0 | 0 | 0 | 0 | 0 | 0 | 0
F1_Industrial_Interruptible - Industrial_New_Process_Natural Gas_Process Cooling_E7 | F1 | Industrial | Interruptible - Industrial | New | Process | Natural Gas | Process Cooling | E7 | CCE | 0 | 0 | 0 | 0 | 0 | 0 | 0 | 0 | 0 | 0 | 0 | 0 | 0 | 0 | 0 | 0 | 0 | 0 | 0 | 0 | 0 | 0 | 0 | 0 | 0 | 0 | 0
F1_Industrial_Interruptible - Industrial_New_Process_Natural Gas_Process Cooling_E8 | F1 | Industrial | Interruptible - Industrial | New | Process | Natural Gas | Process Cooling | E8 | CCE | 0 | 0 | 0 | 0 | 0 | 0 | 0 | 0 | 0 | 0 | 0 | 0 | 0 | 0 | 0 | 0 | 0 | 0 | 0 | 0 | 0 | 0 | 0 | 0 | 0 | 0 | 0
F1_Industrial_Interruptible - Industrial_New_Process_Natural Gas_Process Cooling_E9 | F1 | Industrial | Interruptible - Industrial | New | Process | Natural Gas | Process Cooling | E9 | CCE | 0 | 0 | 0 | 0 | 0 | 0 | 0 | 0 | 0 | 0 | 0 | 0 | 0 | 0 | 0 | 0 | 0 | 0 | 0 | 0 | 0 | 0 | 0 | 0 | 0 | 0 | 0
F1_Industrial_Interruptible - Industrial_New_Process_Natural Gas_Process Cooling_E10 | F1 | Industrial | Interruptible - Industrial | New | Process | Natural Gas | Process Cooling | E10 | CCE | 0 | 0 | 0 | 0 | 0 | 0 | 0 | 0 | 0 | 0 | 0 | 0 | 0 | 0 | 0 | 0 | 0 | 0 | 0 | 0 | 0 | 0 | 0 | 0 | 0 | 0 | 0
F2_Industrial_Interruptible - Industrial_New_Process_Natural Gas_Process Cooling_E1 | F2 | Industrial | Interruptible - Industrial | New | Process | Natural Gas | Process Cooling | E1 | TRC BC Ratio | bar: 2021 to 2047
F2_Industrial_Interruptible - Industrial_New_Process_Natural Gas_Process Cooling_E2 | F2 | Industrial | Interruptible - Industrial | New | Process | Natural Gas | Process Cooling | E2 | TRC BC Ratio | 0 | 0 | 0 | 0 | 0 | 0 | 0 | 0 | 0 | 0 | 0 | 0 | 0 | 0 | 0 | 0 | 0 | 0 | 0 | 0 | 0 | 0 | 0 | 0 | 0 | 0 | 0
F2_Industrial_Interruptible - Industrial_New_Process_Natural Gas_Process Cooling_E3 | F2 | Industrial | Interruptible - Industrial | New | Process | Natural Gas | Process Cooling | E3 | TRC BC Ratio | 0 | 0 | 0 | 0 | 0 | 0 | 0 | 0 | 0 | 0 | 0 | 0 | 0 | 0 | 0 | 0 | 0 | 0 | 0 | 0 | 0 | 0 | 0 | 0 | 0 | 0 | 0
F2_Industrial_Interruptible - Industrial_New_Process_Natural Gas_Process Cooling_E4 | F2 | Industrial | Interruptible - Industrial | New | Process | Natural Gas | Process Cooling | E4 | TRC BC Ratio | 0 | 0 | 0 | 0 | 0 | 0 | 0 | 0 | 0 | 0 | 0 | 0 | 0 | 0 | 0 | 0 | 0 | 0 | 0 | 0 | 0 | 0 | 0 | 0 | 0 | 0 | 0
F2_Industrial_Interruptible - Industrial_New_Process_Natural Gas_Process Cooling_E5 | F2 | Industrial | Interruptible - Industrial | New | Process | Natural Gas | Process Cooling | E5 | TRC BC Ratio | 0 | 0 | 0 | 0 | 0 | 0 | 0 | 0 | 0 | 0 | 0 | 0 | 0 | 0 | 0 | 0 | 0 | 0 | 0 | 0 | 0 | 0 | 0 | 0 | 0 | 0 | 0
F2_Industrial_Interruptible - Industrial_New_Process_Natural Gas_Process Cooling_E6 | F2 | Industrial | Interruptible - Industrial | New | Process | Natural Gas | Process Cooling | E6 | TRC BC Ratio | 0 | 0 | 0 | 0 | 0 | 0 | 0 | 0 | 0 | 0 | 0 | 0 | 0 | 0 | 0 | 0 | 0 | 0 | 0 | 0 | 0 | 0 | 0 | 0 | 0 | 0 | 0
F2_Industrial_Interruptible - Industrial_New_Process_Natural Gas_Process Cooling_E7 | F2 | Industrial | Interruptible - Industrial | New | Process | Natural Gas | Process Cooling | E7 | TRC BC Ratio | 0 | 0 | 0 | 0 | 0 | 0 | 0 | 0 | 0 | 0 | 0 | 0 | 0 | 0 | 0 | 0 | 0 | 0 | 0 | 0 | 0 | 0 | 0 | 0 | 0 | 0 | 0
F2_Industrial_Interruptible - Industrial_New_Process_Natural Gas_Process Cooling_E8 | F2 | Industrial | Interruptible - Industrial | New | Process | Natural Gas | Process Cooling | E8 | TRC BC Ratio | 0 | 0 | 0 | 0 | 0 | 0 | 0 | 0 | 0 | 0 | 0 | 0 | 0 | 0 | 0 | 0 | 0 | 0 | 0 | 0 | 0 | 0 | 0 | 0 | 0 | 0 | 0
F2_Industrial_Interruptible - Industrial_New_Process_Natural Gas_Process Cooling_E9 | F2 | Industrial | Interruptible - Industrial | New | Process | Natural Gas | Process Cooling | E9 | TRC BC Ratio | 0 | 0 | 0 | 0 | 0 | 0 | 0 | 0 | 0 | 0 | 0 | 0 | 0 | 0 | 0 | 0 | 0 | 0 | 0 | 0 | 0 | 0 | 0 | 0 | 0 | 0 | 0
F2_Industrial_Interruptible - Industrial_New_Process_Natural Gas_Process Cooling_E10 | F2 | Industrial | Interruptible - Industrial | New | Process | Natural Gas | Process Cooling | E10 | TRC BC Ratio | 0 | 0 | 0 | 0 | 0 | 0 | 0 | 0 | 0 | 0 | 0 | 0 | 0 | 0 | 0 | 0 | 0 | 0 | 0 | 0 | 0 | 0 | 0 | 0 | 0 | 0 | 0
F3_Industrial_Interruptible - Industrial_New_Process_Natural Gas_Process Cooling_E1 | F3 | Industrial | Interruptible - Industrial | New | Process | Natural Gas | Process Cooling | E1 | PACT BC Ratio | bar: 2021 to 2047
F3_Industrial_Interruptible - Industrial_New_Process_Natural Gas_Process Cooling_E2 | F3 | Industrial | Interruptible - Industrial | New | Process | Natural Gas | Process Cooling | E2 | PACT BC Ratio | 0 | 0 | 0 | 0 | 0 | 0 | 0 | 0 | 0 | 0 | 0 | 0 | 0 | 0 | 0 | 0 | 0 | 0 | 0 | 0 | 0 | 0 | 0 | 0 | 0 | 0 | 0
F3_Industrial_Interruptible - Industrial_New_Process_Natural Gas_Process Cooling_E3 | F3 | Industrial | Interruptible - Industrial | New | Process | Natural Gas | Process Cooling | E3 | PACT BC Ratio | 0 | 0 | 0 | 0 | 0 | 0 | 0 | 0 | 0 | 0 | 0 | 0 | 0 | 0 | 0 | 0 | 0 | 0 | 0 | 0 | 0 | 0 | 0 | 0 | 0 | 0 | 0
F3_Industrial_Interruptible - Industrial_New_Process_Natural Gas_Process Cooling_E4 | F3 | Industrial | Interruptible - Industrial | New | Process | Natural Gas | Process Cooling | E4 | PACT BC Ratio | 0 | 0 | 0 | 0 | 0 | 0 | 0 | 0 | 0 | 0 | 0 | 0 | 0 | 0 | 0 | 0 | 0 | 0 | 0 | 0 | 0 | 0 | 0 | 0 | 0 | 0 | 0
F3_Industrial_Interruptible - Industrial_New_Process_Natural Gas_Process Cooling_E5 | F3 | Industrial | Interruptible - Industrial | New | Process | Natural Gas | Process Cooling | E5 | PACT BC Ratio | 0 | 0 | 0 | 0 | 0 | 0 | 0 | 0 | 0 | 0 | 0 | 0 | 0 | 0 | 0 | 0 | 0 | 0 | 0 | 0 | 0 | 0 | 0 | 0 | 0 | 0 | 0
F3_Industrial_Interruptible - Industrial_New_Process_Natural Gas_Process Cooling_E6 | F3 | Industrial | Interruptible - Industrial | New | Process | Natural Gas | Process Cooling | E6 | PACT BC Ratio | 0 | 0 | 0 | 0 | 0 | 0 | 0 | 0 | 0 | 0 | 0 | 0 | 0 | 0 | 0 | 0 | 0 | 0 | 0 | 0 | 0 | 0 | 0 | 0 | 0 | 0 | 0
F3_Industrial_Interruptible - Industrial_New_Process_Natural Gas_Process Cooling_E7 | F3 | Industrial | Interruptible - Industrial | New | Process | Natural Gas | Process Cooling | E7 | PACT BC Ratio | 0 | 0 | 0 | 0 | 0 | 0 | 0 | 0 | 0 | 0 | 0 | 0 | 0 | 0 | 0 | 0 | 0 | 0 | 0 | 0 | 0 | 0 | 0 | 0 | 0 | 0 | 0
F3_Industrial_Interruptible - Industrial_New_Process_Natural Gas_Process Cooling_E8 | F3 | Industrial | Interruptible - Industrial | New | Process | Natural Gas | Process Cooling | E8 | PACT BC Ratio | 0 | 0 | 0 | 0 | 0 | 0 | 0 | 0 | 0 | 0 | 0 | 0 | 0 | 0 | 0 | 0 | 0 | 0 | 0 | 0 | 0 | 0 | 0 | 0 | 0 | 0 | 0
F3_Industrial_Interruptible - Industrial_New_Process_Natural Gas_Process Cooling_E9 | F3 | Industrial | Interruptible - Industrial | New | Process | Natural Gas | Process Cooling | E9 | PACT BC Ratio | 0 | 0 | 0 | 0 | 0 | 0 | 0 | 0 | 0 | 0 | 0 | 0 | 0 | 0 | 0 | 0 | 0 | 0 | 0 | 0 | 0 | 0 | 0 | 0 | 0 | 0 | 0
F3_Industrial_Interruptible - Industrial_New_Process_Natural Gas_Process Cooling_E10 | F3 | Industrial | Interruptible - Industrial | New | Process | Natural Gas | Process Cooling | E10 | PACT BC Ratio | 0 | 0 | 0 | 0 | 0 | 0 | 0 | 0 | 0 | 0 | 0 | 0 | 0 | 0 | 0 | 0 | 0 | 0 | 0 | 0 | 0 | 0 | 0 | 0 | 0 | 0 | 0
F4_Industrial_Interruptible - Industrial_New_Process_Natural Gas_Process Cooling_E1 | F4 | Industrial | Interruptible - Industrial | New | Process | Natural Gas | Process Cooling | E1 | RVT BC Ratio | bar: 2021 to 2047
F4_Industrial_Interruptible - Industrial_New_Process_Natural Gas_Process Cooling_E2 | F4 | Industrial | Interruptible - Industrial | New | Process | Natural Gas | Process Cooling | E2 | RVT BC Ratio | 0 | 0 | 0 | 0 | 0 | 0 | 0 | 0 | 0 | 0 | 0 | 0 | 0 | 0 | 0 | 0 | 0 | 0 | 0 | 0 | 0 | 0 | 0 | 0 | 0 | 0 | 0
F4_Industrial_Interruptible - Industrial_New_Process_Natural Gas_Process Cooling_E3 | F4 | Industrial | Interruptible - Industrial | New | Process | Natural Gas | Process Cooling | E3 | RVT BC Ratio | 0 | 0 | 0 | 0 | 0 | 0 | 0 | 0 | 0 | 0 | 0 | 0 | 0 | 0 | 0 | 0 | 0 | 0 | 0 | 0 | 0 | 0 | 0 | 0 | 0 | 0 | 0
F4_Industrial_Interruptible - Industrial_New_Process_Natural Gas_Process Cooling_E4 | F4 | Industrial | Interruptible - Industrial | New | Process | Natural Gas | Process Cooling | E4 | RVT BC Ratio | 0 | 0 | 0 | 0 | 0 | 0 | 0 | 0 | 0 | 0 | 0 | 0 | 0 | 0 | 0 | 0 | 0 | 0 | 0 | 0 | 0 | 0 | 0 | 0 | 0 | 0 | 0
F4_Industrial_Interruptible - Industrial_New_Process_Natural Gas_Process Cooling_E5 | F4 | Industrial | Interruptible - Industrial | New | Process | Natural Gas | Process Cooling | E5 | RVT BC Ratio | 0 | 0 | 0 | 0 | 0 | 0 | 0 | 0 | 0 | 0 | 0 | 0 | 0 | 0 | 0 | 0 | 0 | 0 | 0 | 0 | 0 | 0 | 0 | 0 | 0 | 0 | 0
F4_Industrial_Interruptible - Industrial_New_Process_Natural Gas_Process Cooling_E6 | F4 | Industrial | Interruptible - Industrial | New | Process | Natural Gas | Process Cooling | E6 | RVT BC Ratio | 0 | 0 | 0 | 0 | 0 | 0 | 0 | 0 | 0 | 0 | 0 | 0 | 0 | 0 | 0 | 0 | 0 | 0 | 0 | 0 | 0 | 0 | 0 | 0 | 0 | 0 | 0
F4_Industrial_Interruptible - Industrial_New_Process_Natural Gas_Process Cooling_E7 | F4 | Industrial | Interruptible - Industrial | New | Process | Natural Gas | Process Cooling | E7 | RVT BC Ratio | 0 | 0 | 0 | 0 | 0 | 0 | 0 | 0 | 0 | 0 | 0 | 0 | 0 | 0 | 0 | 0 | 0 | 0 | 0 | 0 | 0 | 0 | 0 | 0 | 0 | 0 | 0
F4_Industrial_Interruptible - Industrial_New_Process_Natural Gas_Process Cooling_E8 | F4 | Industrial | Interruptible - Industrial | New | Process | Natural Gas | Process Cooling | E8 | RVT BC Ratio | 0 | 0 | 0 | 0 | 0 | 0 | 0 | 0 | 0 | 0 | 0 | 0 | 0 | 0 | 0 | 0 | 0 | 0 | 0 | 0 | 0 | 0 | 0 | 0 | 0 | 0 | 0
F4_Industrial_Interruptible - Industrial_New_Process_Natural Gas_Process Cooling_E9 | F4 | Industrial | Interruptible - Industrial | New | Process | Natural Gas | Process Cooling | E9 | RVT BC Ratio | 0 | 0 | 0 | 0 | 0 | 0 | 0 | 0 | 0 | 0 | 0 | 0 | 0 | 0 | 0 | 0 | 0 | 0 | 0 | 0 | 0 | 0 | 0 | 0 | 0 | 0 | 0
F4_Industrial_Interruptible - Industrial_New_Process_Natural Gas_Process Cooling_E10 | F4 | Industrial | Interruptible - Industrial | New | Process | Natural Gas | Process Cooling | E10 | RVT BC Ratio | 0 | 0 | 0 | 0 | 0 | 0 | 0 | 0 | 0 | 0 | 0 | 0 | 0 | 0 | 0 | 0 | 0 | 0 | 0 | 0 | 0 | 0 | 0 | 0 | 0 | 0 | 0
F5_Industrial_Interruptible - Industrial_New_Process_Natural Gas_Process Cooling_E1 | F5 | Industrial | Interruptible - Industrial | New | Process | Natural Gas | Process Cooling | E1 | RIM BC Ratio | bar: 2021 to 2047
F5_Industrial_Interruptible - Industrial_New_Process_Natural Gas_Process Cooling_E2 | F5 | Industrial | Interruptible - Industrial | New | Process | Natural Gas | Process Cooling | E2 | RIM BC Ratio | 0 | 0 | 0 | 0 | 0 | 0 | 0 | 0 | 0 | 0 | 0 | 0 | 0 | 0 | 0 | 0 | 0 | 0 | 0 | 0 | 0 | 0 | 0 | 0 | 0 | 0 | 0
F5_Industrial_Interruptible - Industrial_New_Process_Natural Gas_Process Cooling_E3 | F5 | Industrial | Interruptible - Industrial | New | Process | Natural Gas | Process Cooling | E3 | RIM BC Ratio | 0 | 0 | 0 | 0 | 0 | 0 | 0 | 0 | 0 | 0 | 0 | 0 | 0 | 0 | 0 | 0 | 0 | 0 | 0 | 0 | 0 | 0 | 0 | 0 | 0 | 0 | 0
F5_Industrial_Interruptible - Industrial_New_Process_Natural Gas_Process Cooling_E4 | F5 | Industrial | Interruptible - Industrial | New | Process | Natural Gas | Process Cooling | E4 | RIM BC Ratio | 0 | 0 | 0 | 0 | 0 | 0 | 0 | 0 | 0 | 0 | 0 | 0 | 0 | 0 | 0 | 0 | 0 | 0 | 0 | 0 | 0 | 0 | 0 | 0 | 0 | 0 | 0
F5_Industrial_Interruptible - Industrial_New_Process_Natural Gas_Process Cooling_E5 | F5 | Industrial | Interruptible - Industrial | New | Process | Natural Gas | Process Cooling | E5 | RIM BC Ratio | 0 | 0 | 0 | 0 | 0 | 0 | 0 | 0 | 0 | 0 | 0 | 0 | 0 | 0 | 0 | 0 | 0 | 0 | 0 | 0 | 0 | 0 | 0 | 0 | 0 | 0 | 0
F5_Industrial_Interruptible - Industrial_New_Process_Natural Gas_Process Cooling_E6 | F5 | Industrial | Interruptible - Industrial | New | Process | Natural Gas | Process Cooling | E6 | RIM BC Ratio | 0 | 0 | 0 | 0 | 0 | 0 | 0 | 0 | 0 | 0 | 0 | 0 | 0 | 0 | 0 | 0 | 0 | 0 | 0 | 0 | 0 | 0 | 0 | 0 | 0 | 0 | 0
F5_Industrial_Interruptible - Industrial_New_Process_Natural Gas_Process Cooling_E7 | F5 | Industrial | Interruptible - Industrial | New | Process | Natural Gas | Process Cooling | E7 | RIM BC Ratio | 0 | 0 | 0 | 0 | 0 | 0 | 0 | 0 | 0 | 0 | 0 | 0 | 0 | 0 | 0 | 0 | 0 | 0 | 0 | 0 | 0 | 0 | 0 | 0 | 0 | 0 | 0
F5_Industrial_Interruptible - Industrial_New_Process_Natural Gas_Process Cooling_E8 | F5 | Industrial | Interruptible - Industrial | New | Process | Natural Gas | Process Cooling | E8 | RIM BC Ratio | 0 | 0 | 0 | 0 | 0 | 0 | 0 | 0 | 0 | 0 | 0 | 0 | 0 | 0 | 0 | 0 | 0 | 0 | 0 | 0 | 0 | 0 | 0 | 0 | 0 | 0 | 0
F5_Industrial_Interruptible - Industrial_New_Process_Natural Gas_Process Cooling_E9 | F5 | Industrial | Interruptible - Industrial | New | Process | Natural Gas | Process Cooling | E9 | RIM BC Ratio | 0 | 0 | 0 | 0 | 0 | 0 | 0 | 0 | 0 | 0 | 0 | 0 | 0 | 0 | 0 | 0 | 0 | 0 | 0 | 0 | 0 | 0 | 0 | 0 | 0 | 0 | 0
F5_Industrial_Interruptible - Industrial_New_Process_Natural Gas_Process Cooling_E10 | F5 | Industrial | Interruptible - Industrial | New | Process | Natural Gas | Process Cooling | E10 | RIM BC Ratio | 0 | 0 | 0 | 0 | 0 | 0 | 0 | 0 | 0 | 0 | 0 | 0 | 0 | 0 | 0 | 0 | 0 | 0 | 0 | 0 | 0 | 0 | 0 | 0 | 0 | 0 | 0
F0_Industrial_Interruptible - Industrial_New_Process_Natural Gas_Other Process_E0 | F0 | Industrial | Interruptible - Industrial | New | Process | Natural Gas | Other Process | E0 | Economic Unit | Standard | Standard | Standard | Standard | Standard | Standard | Standard | Standard | Standard | Standard | Standard | Standard | Standard | Standard | Standard | Standard | Standard | Standard | Standard | Standard | Standard | Standard | Standard | Standard | Standard | Standard | Standard
F1_Industrial_Interruptible - Industrial_New_Process_Natural Gas_Other Process_E1 | F1 | Industrial | Interruptible - Industrial | New | Process | Natural Gas | Other Process | E1 | CCE | 0 | 0 | 0 | 0 | 0 | 0 | 0 | 0 | 0 | 0 | 0 | 0 | 0 | 0 | 0 | 0 | 0 | 0 | 0 | 0 | 0 | 0 | 0 | 0 | 0 | 0 | 0
F1_Industrial_Interruptible - Industrial_New_Process_Natural Gas_Other Process_E2 | F1 | Industrial | Interruptible - Industrial | New | Process | Natural Gas | Other Process | E2 | CCE | 0 | 0 | 0 | 0 | 0 | 0 | 0 | 0 | 0 | 0 | 0 | 0 | 0 | 0 | 0 | 0 | 0 | 0 | 0 | 0 | 0 | 0 | 0 | 0 | 0 | 0 | 0
F1_Industrial_Interruptible - Industrial_New_Process_Natural Gas_Other Process_E3 | F1 | Industrial | Interruptible - Industrial | New | Process | Natural Gas | Other Process | E3 | CCE | 0 | 0 | 0 | 0 | 0 | 0 | 0 | 0 | 0 | 0 | 0 | 0 | 0 | 0 | 0 | 0 | 0 | 0 | 0 | 0 | 0 | 0 | 0 | 0 | 0 | 0 | 0
F1_Industrial_Interruptible - Industrial_New_Process_Natural Gas_Other Process_E4 | F1 | Industrial | Interruptible - Industrial | New | Process | Natural Gas | Other Process | E4 | CCE | 0 | 0 | 0 | 0 | 0 | 0 | 0 | 0 | 0 | 0 | 0 | 0 | 0 | 0 | 0 | 0 | 0 | 0 | 0 | 0 | 0 | 0 | 0 | 0 | 0 | 0 | 0
F1_Industrial_Interruptible - Industrial_New_Process_Natural Gas_Other Process_E5 | F1 | Industrial | Interruptible - Industrial | New | Process | Natural Gas | Other Process | E5 | CCE | 0 | 0 | 0 | 0 | 0 | 0 | 0 | 0 | 0 | 0 | 0 | 0 | 0 | 0 | 0 | 0 | 0 | 0 | 0 | 0 | 0 | 0 | 0 | 0 | 0 | 0 | 0
F1_Industrial_Interruptible - Industrial_New_Process_Natural Gas_Other Process_E6 | F1 | Industrial | Interruptible - Industrial | New | Process | Natural Gas | Other Process | E6 | CCE | 0 | 0 | 0 | 0 | 0 | 0 | 0 | 0 | 0 | 0 | 0 | 0 | 0 | 0 | 0 | 0 | 0 | 0 | 0 | 0 | 0 | 0 | 0 | 0 | 0 | 0 | 0
F1_Industrial_Interruptible - Industrial_New_Process_Natural Gas_Other Process_E7 | F1 | Industrial | Interruptible - Industrial | New | Process | Natural Gas | Other Process | E7 | CCE | 0 | 0 | 0 | 0 | 0 | 0 | 0 | 0 | 0 | 0 | 0 | 0 | 0 | 0 | 0 | 0 | 0 | 0 | 0 | 0 | 0 | 0 | 0 | 0 | 0 | 0 | 0
F1_Industrial_Interruptible - Industrial_New_Process_Natural Gas_Other Process_E8 | F1 | Industrial | Interruptible - Industrial | New | Process | Natural Gas | Other Process | E8 | CCE | 0 | 0 | 0 | 0 | 0 | 0 | 0 | 0 | 0 | 0 | 0 | 0 | 0 | 0 | 0 | 0 | 0 | 0 | 0 | 0 | 0 | 0 | 0 | 0 | 0 | 0 | 0
F1_Industrial_Interruptible - Industrial_New_Process_Natural Gas_Other Process_E9 | F1 | Industrial | Interruptible - Industrial | New | Process | Natural Gas | Other Process | E9 | CCE | 0 | 0 | 0 | 0 | 0 | 0 | 0 | 0 | 0 | 0 | 0 | 0 | 0 | 0 | 0 | 0 | 0 | 0 | 0 | 0 | 0 | 0 | 0 | 0 | 0 | 0 | 0
F1_Industrial_Interruptible - Industrial_New_Process_Natural Gas_Other Process_E10 | F1 | Industrial | Interruptible - Industrial | New | Process | Natural Gas | Other Process | E10 | CCE | 0 | 0 | 0 | 0 | 0 | 0 | 0 | 0 | 0 | 0 | 0 | 0 | 0 | 0 | 0 | 0 | 0 | 0 | 0 | 0 | 0 | 0 | 0 | 0 | 0 | 0 | 0
F2_Industrial_Interruptible - Industrial_New_Process_Natural Gas_Other Process_E1 | F2 | Industrial | Interruptible - Industrial | New | Process | Natural Gas | Other Process | E1 | TRC BC Ratio | bar: 2021 to 2047
F2_Industrial_Interruptible - Industrial_New_Process_Natural Gas_Other Process_E2 | F2 | Industrial | Interruptible - Industrial | New | Process | Natural Gas | Other Process | E2 | TRC BC Ratio | 0 | 0 | 0 | 0 | 0 | 0 | 0 | 0 | 0 | 0 | 0 | 0 | 0 | 0 | 0 | 0 | 0 | 0 | 0 | 0 | 0 | 0 | 0 | 0 | 0 | 0 | 0
F2_Industrial_Interruptible - Industrial_New_Process_Natural Gas_Other Process_E3 | F2 | Industrial | Interruptible - Industrial | New | Process | Natural Gas | Other Process | E3 | TRC BC Ratio | 0 | 0 | 0 | 0 | 0 | 0 | 0 | 0 | 0 | 0 | 0 | 0 | 0 | 0 | 0 | 0 | 0 | 0 | 0 | 0 | 0 | 0 | 0 | 0 | 0 | 0 | 0
F2_Industrial_Interruptible - Industrial_New_Process_Natural Gas_Other Process_E4 | F2 | Industrial | Interruptible - Industrial | New | Process | Natural Gas | Other Process | E4 | TRC BC Ratio | 0 | 0 | 0 | 0 | 0 | 0 | 0 | 0 | 0 | 0 | 0 | 0 | 0 | 0 | 0 | 0 | 0 | 0 | 0 | 0 | 0 | 0 | 0 | 0 | 0 | 0 | 0
F2_Industrial_Interruptible - Industrial_New_Process_Natural Gas_Other Process_E5 | F2 | Industrial | Interruptible - Industrial | New | Process | Natural Gas | Other Process | E5 | TRC BC Ratio | 0 | 0 | 0 | 0 | 0 | 0 | 0 | 0 | 0 | 0 | 0 | 0 | 0 | 0 | 0 | 0 | 0 | 0 | 0 | 0 | 0 | 0 | 0 | 0 | 0 | 0 | 0
F2_Industrial_Interruptible - Industrial_New_Process_Natural Gas_Other Process_E6 | F2 | Industrial | Interruptible - Industrial | New | Process | Natural Gas | Other Process | E6 | TRC BC Ratio | 0 | 0 | 0 | 0 | 0 | 0 | 0 | 0 | 0 | 0 | 0 | 0 | 0 | 0 | 0 | 0 | 0 | 0 | 0 | 0 | 0 | 0 | 0 | 0 | 0 | 0 | 0
F2_Industrial_Interruptible - Industrial_New_Process_Natural Gas_Other Process_E7 | F2 | Industrial | Interruptible - Industrial | New | Process | Natural Gas | Other Process | E7 | TRC BC Ratio | 0 | 0 | 0 | 0 | 0 | 0 | 0 | 0 | 0 | 0 | 0 | 0 | 0 | 0 | 0 | 0 | 0 | 0 | 0 | 0 | 0 | 0 | 0 | 0 | 0 | 0 | 0
F2_Industrial_Interruptible - Industrial_New_Process_Natural Gas_Other Process_E8 | F2 | Industrial | Interruptible - Industrial | New | Process | Natural Gas | Other Process | E8 | TRC BC Ratio | 0 | 0 | 0 | 0 | 0 | 0 | 0 | 0 | 0 | 0 | 0 | 0 | 0 | 0 | 0 | 0 | 0 | 0 | 0 | 0 | 0 | 0 | 0 | 0 | 0 | 0 | 0
F2_Industrial_Interruptible - Industrial_New_Process_Natural Gas_Other Process_E9 | F2 | Industrial | Interruptible - Industrial | New | Process | Natural Gas | Other Process | E9 | TRC BC Ratio | 0 | 0 | 0 | 0 | 0 | 0 | 0 | 0 | 0 | 0 | 0 | 0 | 0 | 0 | 0 | 0 | 0 | 0 | 0 | 0 | 0 | 0 | 0 | 0 | 0 | 0 | 0
F2_Industrial_Interruptible - Industrial_New_Process_Natural Gas_Other Process_E10 | F2 | Industrial | Interruptible - Industrial | New | Process | Natural Gas | Other Process | E10 | TRC BC Ratio | 0 | 0 | 0 | 0 | 0 | 0 | 0 | 0 | 0 | 0 | 0 | 0 | 0 | 0 | 0 | 0 | 0 | 0 | 0 | 0 | 0 | 0 | 0 | 0 | 0 | 0 | 0
F3_Industrial_Interruptible - Industrial_New_Process_Natural Gas_Other Process_E1 | F3 | Industrial | Interruptible - Industrial | New | Process | Natural Gas | Other Process | E1 | PACT BC Ratio | bar: 2021 to 2047
F3_Industrial_Interruptible - Industrial_New_Process_Natural Gas_Other Process_E2 | F3 | Industrial | Interruptible - Industrial | New | Process | Natural Gas | Other Process | E2 | PACT BC Ratio | 0 | 0 | 0 | 0 | 0 | 0 | 0 | 0 | 0 | 0 | 0 | 0 | 0 | 0 | 0 | 0 | 0 | 0 | 0 | 0 | 0 | 0 | 0 | 0 | 0 | 0 | 0
F3_Industrial_Interruptible - Industrial_New_Process_Natural Gas_Other Process_E3 | F3 | Industrial | Interruptible - Industrial | New | Process | Natural Gas | Other Process | E3 | PACT BC Ratio | 0 | 0 | 0 | 0 | 0 | 0 | 0 | 0 | 0 | 0 | 0 | 0 | 0 | 0 | 0 | 0 | 0 | 0 | 0 | 0 | 0 | 0 | 0 | 0 | 0 | 0 | 0
F3_Industrial_Interruptible - Industrial_New_Process_Natural Gas_Other Process_E4 | F3 | Industrial | Interruptible - Industrial | New | Process | Natural Gas | Other Process | E4 | PACT BC Ratio | 0 | 0 | 0 | 0 | 0 | 0 | 0 | 0 | 0 | 0 | 0 | 0 | 0 | 0 | 0 | 0 | 0 | 0 | 0 | 0 | 0 | 0 | 0 | 0 | 0 | 0 | 0
F3_Industrial_Interruptible - Industrial_New_Process_Natural Gas_Other Process_E5 | F3 | Industrial | Interruptible - Industrial | New | Process | Natural Gas | Other Process | E5 | PACT BC Ratio | 0 | 0 | 0 | 0 | 0 | 0 | 0 | 0 | 0 | 0 | 0 | 0 | 0 | 0 | 0 | 0 | 0 | 0 | 0 | 0 | 0 | 0 | 0 | 0 | 0 | 0 | 0
F3_Industrial_Interruptible - Industrial_New_Process_Natural Gas_Other Process_E6 | F3 | Industrial | Interruptible - Industrial | New | Process | Natural Gas | Other Process | E6 | PACT BC Ratio | 0 | 0 | 0 | 0 | 0 | 0 | 0 | 0 | 0 | 0 | 0 | 0 | 0 | 0 | 0 | 0 | 0 | 0 | 0 | 0 | 0 | 0 | 0 | 0 | 0 | 0 | 0
F3_Industrial_Interruptible - Industrial_New_Process_Natural Gas_Other Process_E7 | F3 | Industrial | Interruptible - Industrial | New | Process | Natural Gas | Other Process | E7 | PACT BC Ratio | 0 | 0 | 0 | 0 | 0 | 0 | 0 | 0 | 0 | 0 | 0 | 0 | 0 | 0 | 0 | 0 | 0 | 0 | 0 | 0 | 0 | 0 | 0 | 0 | 0 | 0 | 0
F3_Industrial_Interruptible - Industrial_New_Process_Natural Gas_Other Process_E8 | F3 | Industrial | Interruptible - Industrial | New | Process | Natural Gas | Other Process | E8 | PACT BC Ratio | 0 | 0 | 0 | 0 | 0 | 0 | 0 | 0 | 0 | 0 | 0 | 0 | 0 | 0 | 0 | 0 | 0 | 0 | 0 | 0 | 0 | 0 | 0 | 0 | 0 | 0 | 0
F3_Industrial_Interruptible - Industrial_New_Process_Natural Gas_Other Process_E9 | F3 | Industrial | Interruptible - Industrial | New | Process | Natural Gas | Other Process | E9 | PACT BC Ratio | 0 | 0 | 0 | 0 | 0 | 0 | 0 | 0 | 0 | 0 | 0 | 0 | 0 | 0 | 0 | 0 | 0 | 0 | 0 | 0 | 0 | 0 | 0 | 0 | 0 | 0 | 0
F3_Industrial_Interruptible - Industrial_New_Process_Natural Gas_Other Process_E10 | F3 | Industrial | Interruptible - Industrial | New | Process | Natural Gas | Other Process | E10 | PACT BC Ratio | 0 | 0 | 0 | 0 | 0 | 0 | 0 | 0 | 0 | 0 | 0 | 0 | 0 | 0 | 0 | 0 | 0 | 0 | 0 | 0 | 0 | 0 | 0 | 0 | 0 | 0 | 0
F4_Industrial_Interruptible - Industrial_New_Process_Natural Gas_Other Process_E1 | F4 | Industrial | Interruptible - Industrial | New | Process | Natural Gas | Other Process | E1 | RVT BC Ratio | bar: 2021 to 2047
F4_Industrial_Interruptible - Industrial_New_Process_Natural Gas_Other Process_E2 | F4 | Industrial | Interruptible - Industrial | New | Process | Natural Gas | Other Process | E2 | RVT BC Ratio | 0 | 0 | 0 | 0 | 0 | 0 | 0 | 0 | 0 | 0 | 0 | 0 | 0 | 0 | 0 | 0 | 0 | 0 | 0 | 0 | 0 | 0 | 0 | 0 | 0 | 0 | 0
F4_Industrial_Interruptible - Industrial_New_Process_Natural Gas_Other Process_E3 | F4 | Industrial | Interruptible - Industrial | New | Process | Natural Gas | Other Process | E3 | RVT BC Ratio | 0 | 0 | 0 | 0 | 0 | 0 | 0 | 0 | 0 | 0 | 0 | 0 | 0 | 0 | 0 | 0 | 0 | 0 | 0 | 0 | 0 | 0 | 0 | 0 | 0 | 0 | 0
F4_Industrial_Interruptible - Industrial_New_Process_Natural Gas_Other Process_E4 | F4 | Industrial | Interruptible - Industrial | New | Process | Natural Gas | Other Process | E4 | RVT BC Ratio | 0 | 0 | 0 | 0 | 0 | 0 | 0 | 0 | 0 | 0 | 0 | 0 | 0 | 0 | 0 | 0 | 0 | 0 | 0 | 0 | 0 | 0 | 0 | 0 | 0 | 0 | 0
F4_Industrial_Interruptible - Industrial_New_Process_Natural Gas_Other Process_E5 | F4 | Industrial | Interruptible - Industrial | New | Process | Natural Gas | Other Process | E5 | RVT BC Ratio | 0 | 0 | 0 | 0 | 0 | 0 | 0 | 0 | 0 | 0 | 0 | 0 | 0 | 0 | 0 | 0 | 0 | 0 | 0 | 0 | 0 | 0 | 0 | 0 | 0 | 0 | 0
F4_Industrial_Interruptible - Industrial_New_Process_Natural Gas_Other Process_E6 | F4 | Industrial | Interruptible - Industrial | New | Process | Natural Gas | Other Process | E6 | RVT BC Ratio | 0 | 0 | 0 | 0 | 0 | 0 | 0 | 0 | 0 | 0 | 0 | 0 | 0 | 0 | 0 | 0 | 0 | 0 | 0 | 0 | 0 | 0 | 0 | 0 | 0 | 0 | 0
F4_Industrial_Interruptible - Industrial_New_Process_Natural Gas_Other Process_E7 | F4 | Industrial | Interruptible - Industrial | New | Process | Natural Gas | Other Process | E7 | RVT BC Ratio | 0 | 0 | 0 | 0 | 0 | 0 | 0 | 0 | 0 | 0 | 0 | 0 | 0 | 0 | 0 | 0 | 0 | 0 | 0 | 0 | 0 | 0 | 0 | 0 | 0 | 0 | 0
F4_Industrial_Interruptible - Industrial_New_Process_Natural Gas_Other Process_E8 | F4 | Industrial | Interruptible - Industrial | New | Process | Natural Gas | Other Process | E8 | RVT BC Ratio | 0 | 0 | 0 | 0 | 0 | 0 | 0 | 0 | 0 | 0 | 0 | 0 | 0 | 0 | 0 | 0 | 0 | 0 | 0 | 0 | 0 | 0 | 0 | 0 | 0 | 0 | 0
F4_Industrial_Interruptible - Industrial_New_Process_Natural Gas_Other Process_E9 | F4 | Industrial | Interruptible - Industrial | New | Process | Natural Gas | Other Process | E9 | RVT BC Ratio | 0 | 0 | 0 | 0 | 0 | 0 | 0 | 0 | 0 | 0 | 0 | 0 | 0 | 0 | 0 | 0 | 0 | 0 | 0 | 0 | 0 | 0 | 0 | 0 | 0 | 0 | 0
F4_Industrial_Interruptible - Industrial_New_Process_Natural Gas_Other Process_E10 | F4 | Industrial | Interruptible - Industrial | New | Process | Natural Gas | Other Process | E10 | RVT BC Ratio | 0 | 0 | 0 | 0 | 0 | 0 | 0 | 0 | 0 | 0 | 0 | 0 | 0 | 0 | 0 | 0 | 0 | 0 | 0 | 0 | 0 | 0 | 0 | 0 | 0 | 0 | 0
F5_Industrial_Interruptible - Industrial_New_Process_Natural Gas_Other Process_E1 | F5 | Industrial | Interruptible - Industrial | New | Process | Natural Gas | Other Process | E1 | RIM BC Ratio | bar: 2021 to 2047
F5_Industrial_Interruptible - Industrial_New_Process_Natural Gas_Other Process_E2 | F5 | Industrial | Interruptible - Industrial | New | Process | Natural Gas | Other Process | E2 | RIM BC Ratio | 0 | 0 | 0 | 0 | 0 | 0 | 0 | 0 | 0 | 0 | 0 | 0 | 0 | 0 | 0 | 0 | 0 | 0 | 0 | 0 | 0 | 0 | 0 | 0 | 0 | 0 | 0
F5_Industrial_Interruptible - Industrial_New_Process_Natural Gas_Other Process_E3 | F5 | Industrial | Interruptible - Industrial | New | Process | Natural Gas | Other Process | E3 | RIM BC Ratio | 0 | 0 | 0 | 0 | 0 | 0 | 0 | 0 | 0 | 0 | 0 | 0 | 0 | 0 | 0 | 0 | 0 | 0 | 0 | 0 | 0 | 0 | 0 | 0 | 0 | 0 | 0
F5_Industrial_Interruptible - Industrial_New_Process_Natural Gas_Other Process_E4 | F5 | Industrial | Interruptible - Industrial | New | Process | Natural Gas | Other Process | E4 | RIM BC Ratio | 0 | 0 | 0 | 0 | 0 | 0 | 0 | 0 | 0 | 0 | 0 | 0 | 0 | 0 | 0 | 0 | 0 | 0 | 0 | 0 | 0 | 0 | 0 | 0 | 0 | 0 | 0
F5_Industrial_Interruptible - Industrial_New_Process_Natural Gas_Other Process_E5 | F5 | Industrial | Interruptible - Industrial | New | Process | Natural Gas | Other Process | E5 | RIM BC Ratio | 0 | 0 | 0 | 0 | 0 | 0 | 0 | 0 | 0 | 0 | 0 | 0 | 0 | 0 | 0 | 0 | 0 | 0 | 0 | 0 | 0 | 0 | 0 | 0 | 0 | 0 | 0
F5_Industrial_Interruptible - Industrial_New_Process_Natural Gas_Other Process_E6 | F5 | Industrial | Interruptible - Industrial | New | Process | Natural Gas | Other Process | E6 | RIM BC Ratio | 0 | 0 | 0 | 0 | 0 | 0 | 0 | 0 | 0 | 0 | 0 | 0 | 0 | 0 | 0 | 0 | 0 | 0 | 0 | 0 | 0 | 0 | 0 | 0 | 0 | 0 | 0
F5_Industrial_Interruptible - Industrial_New_Process_Natural Gas_Other Process_E7 | F5 | Industrial | Interruptible - Industrial | New | Process | Natural Gas | Other Process | E7 | RIM BC Ratio | 0 | 0 | 0 | 0 | 0 | 0 | 0 | 0 | 0 | 0 | 0 | 0 | 0 | 0 | 0 | 0 | 0 | 0 | 0 | 0 | 0 | 0 | 0 | 0 | 0 | 0 | 0
F5_Industrial_Interruptible - Industrial_New_Process_Natural Gas_Other Process_E8 | F5 | Industrial | Interruptible - Industrial | New | Process | Natural Gas | Other Process | E8 | RIM BC Ratio | 0 | 0 | 0 | 0 | 0 | 0 | 0 | 0 | 0 | 0 | 0 | 0 | 0 | 0 | 0 | 0 | 0 | 0 | 0 | 0 | 0 | 0 | 0 | 0 | 0 | 0 | 0
F5_Industrial_Interruptible - Industrial_New_Process_Natural Gas_Other Process_E9 | F5 | Industrial | Interruptible - Industrial | New | Process | Natural Gas | Other Process | E9 | RIM BC Ratio | 0 | 0 | 0 | 0 | 0 | 0 | 0 | 0 | 0 | 0 | 0 | 0 | 0 | 0 | 0 | 0 | 0 | 0 | 0 | 0 | 0 | 0 | 0 | 0 | 0 | 0 | 0
F5_Industrial_Interruptible - Industrial_New_Process_Natural Gas_Other Process_E10 | F5 | Industrial | Interruptible - Industrial | New | Process | Natural Gas | Other Process | E10 | RIM BC Ratio | 0 | 0 | 0 | 0 | 0 | 0 | 0 | 0 | 0 | 0 | 0 | 0 | 0 | 0 | 0 | 0 | 0 | 0 | 0 | 0 | 0 | 0 | 0 | 0 | 0 | 0 | 0
F0_Industrial_Interruptible - Industrial_New_Miscellaneous_Natural Gas_Miscellaneous_E0 | F0 | Industrial | Interruptible - Industrial | New | Miscellaneous | Natural Gas | Miscellaneous | E0 | Economic Unit | Standard | Standard | Standard | Standard | Standard | Standard | Standard | Standard | Standard | Standard | Standard | Standard | Standard | Standard | Standard | Standard | Standard | Standard | Standard | Standard | Standard | Standard | Standard | Standard | Standard | Standard | Standard
F1_Industrial_Interruptible - Industrial_New_Miscellaneous_Natural Gas_Miscellaneous_E1 | F1 | Industrial | Interruptible - Industrial | New | Miscellaneous | Natural Gas | Miscellaneous | E1 | CCE | 0 | 0 | 0 | 0 | 0 | 0 | 0 | 0 | 0 | 0 | 0 | 0 | 0 | 0 | 0 | 0 | 0 | 0 | 0 | 0 | 0 | 0 | 0 | 0 | 0 | 0 | 0
F1_Industrial_Interruptible - Industrial_New_Miscellaneous_Natural Gas_Miscellaneous_E2 | F1 | Industrial | Interruptible - Industrial | New | Miscellaneous | Natural Gas | Miscellaneous | E2 | CCE | 0 | 0 | 0 | 0 | 0 | 0 | 0 | 0 | 0 | 0 | 0 | 0 | 0 | 0 | 0 | 0 | 0 | 0 | 0 | 0 | 0 | 0 | 0 | 0 | 0 | 0 | 0
F1_Industrial_Interruptible - Industrial_New_Miscellaneous_Natural Gas_Miscellaneous_E3 | F1 | Industrial | Interruptible - Industrial | New | Miscellaneous | Natural Gas | Miscellaneous | E3 | CCE | 0 | 0 | 0 | 0 | 0 | 0 | 0 | 0 | 0 | 0 | 0 | 0 | 0 | 0 | 0 | 0 | 0 | 0 | 0 | 0 | 0 | 0 | 0 | 0 | 0 | 0 | 0
F1_Industrial_Interruptible - Industrial_New_Miscellaneous_Natural Gas_Miscellaneous_E4 | F1 | Industrial | Interruptible - Industrial | New | Miscellaneous | Natural Gas | Miscellaneous | E4 | CCE | 0 | 0 | 0 | 0 | 0 | 0 | 0 | 0 | 0 | 0 | 0 | 0 | 0 | 0 | 0 | 0 | 0 | 0 | 0 | 0 | 0 | 0 | 0 | 0 | 0 | 0 | 0
F1_Industrial_Interruptible - Industrial_New_Miscellaneous_Natural Gas_Miscellaneous_E5 | F1 | Industrial | Interruptible - Industrial | New | Miscellaneous | Natural Gas | Miscellaneous | E5 | CCE | 0 | 0 | 0 | 0 | 0 | 0 | 0 | 0 | 0 | 0 | 0 | 0 | 0 | 0 | 0 | 0 | 0 | 0 | 0 | 0 | 0 | 0 | 0 | 0 | 0 | 0 | 0
F1_Industrial_Interruptible - Industrial_New_Miscellaneous_Natural Gas_Miscellaneous_E6 | F1 | Industrial | Interruptible - Industrial | New | Miscellaneous | Natural Gas | Miscellaneous | E6 | CCE | 0 | 0 | 0 | 0 | 0 | 0 | 0 | 0 | 0 | 0 | 0 | 0 | 0 | 0 | 0 | 0 | 0 | 0 | 0 | 0 | 0 | 0 | 0 | 0 | 0 | 0 | 0
F1_Industrial_Interruptible - Industrial_New_Miscellaneous_Natural Gas_Miscellaneous_E7 | F1 | Industrial | Interruptible - Industrial | New | Miscellaneous | Natural Gas | Miscellaneous | E7 | CCE | 0 | 0 | 0 | 0 | 0 | 0 | 0 | 0 | 0 | 0 | 0 | 0 | 0 | 0 | 0 | 0 | 0 | 0 | 0 | 0 | 0 | 0 | 0 | 0 | 0 | 0 | 0
F1_Industrial_Interruptible - Industrial_New_Miscellaneous_Natural Gas_Miscellaneous_E8 | F1 | Industrial | Interruptible - Industrial | New | Miscellaneous | Natural Gas | Miscellaneous | E8 | CCE | 0 | 0 | 0 | 0 | 0 | 0 | 0 | 0 | 0 | 0 | 0 | 0 | 0 | 0 | 0 | 0 | 0 | 0 | 0 | 0 | 0 | 0 | 0 | 0 | 0 | 0 | 0
F1_Industrial_Interruptible - Industrial_New_Miscellaneous_Natural Gas_Miscellaneous_E9 | F1 | Industrial | Interruptible - Industrial | New | Miscellaneous | Natural Gas | Miscellaneous | E9 | CCE | 0 | 0 | 0 | 0 | 0 | 0 | 0 | 0 | 0 | 0 | 0 | 0 | 0 | 0 | 0 | 0 | 0 | 0 | 0 | 0 | 0 | 0 | 0 | 0 | 0 | 0 | 0
F1_Industrial_Interruptible - Industrial_New_Miscellaneous_Natural Gas_Miscellaneous_E10 | F1 | Industrial | Interruptible - Industrial | New | Miscellaneous | Natural Gas | Miscellaneous | E10 | CCE | 0 | 0 | 0 | 0 | 0 | 0 | 0 | 0 | 0 | 0 | 0 | 0 | 0 | 0 | 0 | 0 | 0 | 0 | 0 | 0 | 0 | 0 | 0 | 0 | 0 | 0 | 0
F2_Industrial_Interruptible - Industrial_New_Miscellaneous_Natural Gas_Miscellaneous_E1 | F2 | Industrial | Interruptible - Industrial | New | Miscellaneous | Natural Gas | Miscellaneous | E1 | TRC BC Ratio | bar: 2021 to 2047
F2_Industrial_Interruptible - Industrial_New_Miscellaneous_Natural Gas_Miscellaneous_E2 | F2 | Industrial | Interruptible - Industrial | New | Miscellaneous | Natural Gas | Miscellaneous | E2 | TRC BC Ratio | 0 | 0 | 0 | 0 | 0 | 0 | 0 | 0 | 0 | 0 | 0 | 0 | 0 | 0 | 0 | 0 | 0 | 0 | 0 | 0 | 0 | 0 | 0 | 0 | 0 | 0 | 0
F2_Industrial_Interruptible - Industrial_New_Miscellaneous_Natural Gas_Miscellaneous_E3 | F2 | Industrial | Interruptible - Industrial | New | Miscellaneous | Natural Gas | Miscellaneous | E3 | TRC BC Ratio | 0 | 0 | 0 | 0 | 0 | 0 | 0 | 0 | 0 | 0 | 0 | 0 | 0 | 0 | 0 | 0 | 0 | 0 | 0 | 0 | 0 | 0 | 0 | 0 | 0 | 0 | 0
F2_Industrial_Interruptible - Industrial_New_Miscellaneous_Natural Gas_Miscellaneous_E4 | F2 | Industrial | Interruptible - Industrial | New | Miscellaneous | Natural Gas | Miscellaneous | E4 | TRC BC Ratio | 0 | 0 | 0 | 0 | 0 | 0 | 0 | 0 | 0 | 0 | 0 | 0 | 0 | 0 | 0 | 0 | 0 | 0 | 0 | 0 | 0 | 0 | 0 | 0 | 0 | 0 | 0
F2_Industrial_Interruptible - Industrial_New_Miscellaneous_Natural Gas_Miscellaneous_E5 | F2 | Industrial | Interruptible - Industrial | New | Miscellaneous | Natural Gas | Miscellaneous | E5 | TRC BC Ratio | 0 | 0 | 0 | 0 | 0 | 0 | 0 | 0 | 0 | 0 | 0 | 0 | 0 | 0 | 0 | 0 | 0 | 0 | 0 | 0 | 0 | 0 | 0 | 0 | 0 | 0 | 0
F2_Industrial_Interruptible - Industrial_New_Miscellaneous_Natural Gas_Miscellaneous_E6 | F2 | Industrial | Interruptible - Industrial | New | Miscellaneous | Natural Gas | Miscellaneous | E6 | TRC BC Ratio | 0 | 0 | 0 | 0 | 0 | 0 | 0 | 0 | 0 | 0 | 0 | 0 | 0 | 0 | 0 | 0 | 0 | 0 | 0 | 0 | 0 | 0 | 0 | 0 | 0 | 0 | 0
F2_Industrial_Interruptible - Industrial_New_Miscellaneous_Natural Gas_Miscellaneous_E7 | F2 | Industrial | Interruptible - Industrial | New | Miscellaneous | Natural Gas | Miscellaneous | E7 | TRC BC Ratio | 0 | 0 | 0 | 0 | 0 | 0 | 0 | 0 | 0 | 0 | 0 | 0 | 0 | 0 | 0 | 0 | 0 | 0 | 0 | 0 | 0 | 0 | 0 | 0 | 0 | 0 | 0
F2_Industrial_Interruptible - Industrial_New_Miscellaneous_Natural Gas_Miscellaneous_E8 | F2 | Industrial | Interruptible - Industrial | New | Miscellaneous | Natural Gas | Miscellaneous | E8 | TRC BC Ratio | 0 | 0 | 0 | 0 | 0 | 0 | 0 | 0 | 0 | 0 | 0 | 0 | 0 | 0 | 0 | 0 | 0 | 0 | 0 | 0 | 0 | 0 | 0 | 0 | 0 | 0 | 0
F2_Industrial_Interruptible - Industrial_New_Miscellaneous_Natural Gas_Miscellaneous_E9 | F2 | Industrial | Interruptible - Industrial | New | Miscellaneous | Natural Gas | Miscellaneous | E9 | TRC BC Ratio | 0 | 0 | 0 | 0 | 0 | 0 | 0 | 0 | 0 | 0 | 0 | 0 | 0 | 0 | 0 | 0 | 0 | 0 | 0 | 0 | 0 | 0 | 0 | 0 | 0 | 0 | 0
F2_Industrial_Interruptible - Industrial_New_Miscellaneous_Natural Gas_Miscellaneous_E10 | F2 | Industrial | Interruptible - Industrial | New | Miscellaneous | Natural Gas | Miscellaneous | E10 | TRC BC Ratio | 0 | 0 | 0 | 0 | 0 | 0 | 0 | 0 | 0 | 0 | 0 | 0 | 0 | 0 | 0 | 0 | 0 | 0 | 0 | 0 | 0 | 0 | 0 | 0 | 0 | 0 | 0
F3_Industrial_Interruptible - Industrial_New_Miscellaneous_Natural Gas_Miscellaneous_E1 | F3 | Industrial | Interruptible - Industrial | New | Miscellaneous | Natural Gas | Miscellaneous | E1 | PACT BC Ratio | bar: 2021 to 2047
F3_Industrial_Interruptible - Industrial_New_Miscellaneous_Natural Gas_Miscellaneous_E2 | F3 | Industrial | Interruptible - Industrial | New | Miscellaneous | Natural Gas | Miscellaneous | E2 | PACT BC Ratio | 0 | 0 | 0 | 0 | 0 | 0 | 0 | 0 | 0 | 0 | 0 | 0 | 0 | 0 | 0 | 0 | 0 | 0 | 0 | 0 | 0 | 0 | 0 | 0 | 0 | 0 | 0
F3_Industrial_Interruptible - Industrial_New_Miscellaneous_Natural Gas_Miscellaneous_E3 | F3 | Industrial | Interruptible - Industrial | New | Miscellaneous | Natural Gas | Miscellaneous | E3 | PACT BC Ratio | 0 | 0 | 0 | 0 | 0 | 0 | 0 | 0 | 0 | 0 | 0 | 0 | 0 | 0 | 0 | 0 | 0 | 0 | 0 | 0 | 0 | 0 | 0 | 0 | 0 | 0 | 0
F3_Industrial_Interruptible - Industrial_New_Miscellaneous_Natural Gas_Miscellaneous_E4 | F3 | Industrial | Interruptible - Industrial | New | Miscellaneous | Natural Gas | Miscellaneous | E4 | PACT BC Ratio | 0 | 0 | 0 | 0 | 0 | 0 | 0 | 0 | 0 | 0 | 0 | 0 | 0 | 0 | 0 | 0 | 0 | 0 | 0 | 0 | 0 | 0 | 0 | 0 | 0 | 0 | 0
F3_Industrial_Interruptible - Industrial_New_Miscellaneous_Natural Gas_Miscellaneous_E5 | F3 | Industrial | Interruptible - Industrial | New | Miscellaneous | Natural Gas | Miscellaneous | E5 | PACT BC Ratio | 0 | 0 | 0 | 0 | 0 | 0 | 0 | 0 | 0 | 0 | 0 | 0 | 0 | 0 | 0 | 0 | 0 | 0 | 0 | 0 | 0 | 0 | 0 | 0 | 0 | 0 | 0
F3_Industrial_Interruptible - Industrial_New_Miscellaneous_Natural Gas_Miscellaneous_E6 | F3 | Industrial | Interruptible - Industrial | New | Miscellaneous | Natural Gas | Miscellaneous | E6 | PACT BC Ratio | 0 | 0 | 0 | 0 | 0 | 0 | 0 | 0 | 0 | 0 | 0 | 0 | 0 | 0 | 0 | 0 | 0 | 0 | 0 | 0 | 0 | 0 | 0 | 0 | 0 | 0 | 0
F3_Industrial_Interruptible - Industrial_New_Miscellaneous_Natural Gas_Miscellaneous_E7 | F3 | Industrial | Interruptible - Industrial | New | Miscellaneous | Natural Gas | Miscellaneous | E7 | PACT BC Ratio | 0 | 0 | 0 | 0 | 0 | 0 | 0 | 0 | 0 | 0 | 0 | 0 | 0 | 0 | 0 | 0 | 0 | 0 | 0 | 0 | 0 | 0 | 0 | 0 | 0 | 0 | 0
F3_Industrial_Interruptible - Industrial_New_Miscellaneous_Natural Gas_Miscellaneous_E8 | F3 | Industrial | Interruptible - Industrial | New | Miscellaneous | Natural Gas | Miscellaneous | E8 | PACT BC Ratio | 0 | 0 | 0 | 0 | 0 | 0 | 0 | 0 | 0 | 0 | 0 | 0 | 0 | 0 | 0 | 0 | 0 | 0 | 0 | 0 | 0 | 0 | 0 | 0 | 0 | 0 | 0
F3_Industrial_Interruptible - Industrial_New_Miscellaneous_Natural Gas_Miscellaneous_E9 | F3 | Industrial | Interruptible - Industrial | New | Miscellaneous | Natural Gas | Miscellaneous | E9 | PACT BC Ratio | 0 | 0 | 0 | 0 | 0 | 0 | 0 | 0 | 0 | 0 | 0 | 0 | 0 | 0 | 0 | 0 | 0 | 0 | 0 | 0 | 0 | 0 | 0 | 0 | 0 | 0 | 0
F3_Industrial_Interruptible - Industrial_New_Miscellaneous_Natural Gas_Miscellaneous_E10 | F3 | Industrial | Interruptible - Industrial | New | Miscellaneous | Natural Gas | Miscellaneous | E10 | PACT BC Ratio | 0 | 0 | 0 | 0 | 0 | 0 | 0 | 0 | 0 | 0 | 0 | 0 | 0 | 0 | 0 | 0 | 0 | 0 | 0 | 0 | 0 | 0 | 0 | 0 | 0 | 0 | 0
F4_Industrial_Interruptible - Industrial_New_Miscellaneous_Natural Gas_Miscellaneous_E1 | F4 | Industrial | Interruptible - Industrial | New | Miscellaneous | Natural Gas | Miscellaneous | E1 | RVT BC Ratio | bar: 2021 to 2047
F4_Industrial_Interruptible - Industrial_New_Miscellaneous_Natural Gas_Miscellaneous_E2 | F4 | Industrial | Interruptible - Industrial | New | Miscellaneous | Natural Gas | Miscellaneous | E2 | RVT BC Ratio | 0 | 0 | 0 | 0 | 0 | 0 | 0 | 0 | 0 | 0 | 0 | 0 | 0 | 0 | 0 | 0 | 0 | 0 | 0 | 0 | 0 | 0 | 0 | 0 | 0 | 0 | 0
F4_Industrial_Interruptible - Industrial_New_Miscellaneous_Natural Gas_Miscellaneous_E3 | F4 | Industrial | Interruptible - Industrial | New | Miscellaneous | Natural Gas | Miscellaneous | E3 | RVT BC Ratio | 0 | 0 | 0 | 0 | 0 | 0 | 0 | 0 | 0 | 0 | 0 | 0 | 0 | 0 | 0 | 0 | 0 | 0 | 0 | 0 | 0 | 0 | 0 | 0 | 0 | 0 | 0
F4_Industrial_Interruptible - Industrial_New_Miscellaneous_Natural Gas_Miscellaneous_E4 | F4 | Industrial | Interruptible - Industrial | New | Miscellaneous | Natural Gas | Miscellaneous | E4 | RVT BC Ratio | 0 | 0 | 0 | 0 | 0 | 0 | 0 | 0 | 0 | 0 | 0 | 0 | 0 | 0 | 0 | 0 | 0 | 0 | 0 | 0 | 0 | 0 | 0 | 0 | 0 | 0 | 0
F4_Industrial_Interruptible - Industrial_New_Miscellaneous_Natural Gas_Miscellaneous_E5 | F4 | Industrial | Interruptible - Industrial | New | Miscellaneous | Natural Gas | Miscellaneous | E5 | RVT BC Ratio | 0 | 0 | 0 | 0 | 0 | 0 | 0 | 0 | 0 | 0 | 0 | 0 | 0 | 0 | 0 | 0 | 0 | 0 | 0 | 0 | 0 | 0 | 0 | 0 | 0 | 0 | 0
F4_Industrial_Interruptible - Industrial_New_Miscellaneous_Natural Gas_Miscellaneous_E6 | F4 | Industrial | Interruptible - Industrial | New | Miscellaneous | Natural Gas | Miscellaneous | E6 | RVT BC Ratio | 0 | 0 | 0 | 0 | 0 | 0 | 0 | 0 | 0 | 0 | 0 | 0 | 0 | 0 | 0 | 0 | 0 | 0 | 0 | 0 | 0 | 0 | 0 | 0 | 0 | 0 | 0
F4_Industrial_Interruptible - Industrial_New_Miscellaneous_Natural Gas_Miscellaneous_E7 | F4 | Industrial | Interruptible - Industrial | New | Miscellaneous | Natural Gas | Miscellaneous | E7 | RVT BC Ratio | 0 | 0 | 0 | 0 | 0 | 0 | 0 | 0 | 0 | 0 | 0 | 0 | 0 | 0 | 0 | 0 | 0 | 0 | 0 | 0 | 0 | 0 | 0 | 0 | 0 | 0 | 0
F4_Industrial_Interruptible - Industrial_New_Miscellaneous_Natural Gas_Miscellaneous_E8 | F4 | Industrial | Interruptible - Industrial | New | Miscellaneous | Natural Gas | Miscellaneous | E8 | RVT BC Ratio | 0 | 0 | 0 | 0 | 0 | 0 | 0 | 0 | 0 | 0 | 0 | 0 | 0 | 0 | 0 | 0 | 0 | 0 | 0 | 0 | 0 | 0 | 0 | 0 | 0 | 0 | 0
F4_Industrial_Interruptible - Industrial_New_Miscellaneous_Natural Gas_Miscellaneous_E9 | F4 | Industrial | Interruptible - Industrial | New | Miscellaneous | Natural Gas | Miscellaneous | E9 | RVT BC Ratio | 0 | 0 | 0 | 0 | 0 | 0 | 0 | 0 | 0 | 0 | 0 | 0 | 0 | 0 | 0 | 0 | 0 | 0 | 0 | 0 | 0 | 0 | 0 | 0 | 0 | 0 | 0
F4_Industrial_Interruptible - Industrial_New_Miscellaneous_Natural Gas_Miscellaneous_E10 | F4 | Industrial | Interruptible - Industrial | New | Miscellaneous | Natural Gas | Miscellaneous | E10 | RVT BC Ratio | 0 | 0 | 0 | 0 | 0 | 0 | 0 | 0 | 0 | 0 | 0 | 0 | 0 | 0 | 0 | 0 | 0 | 0 | 0 | 0 | 0 | 0 | 0 | 0 | 0 | 0 | 0
F5_Industrial_Interruptible - Industrial_New_Miscellaneous_Natural Gas_Miscellaneous_E1 | F5 | Industrial | Interruptible - Industrial | New | Miscellaneous | Natural Gas | Miscellaneous | E1 | RIM BC Ratio | bar: 2021 to 2047
F5_Industrial_Interruptible - Industrial_New_Miscellaneous_Natural Gas_Miscellaneous_E2 | F5 | Industrial | Interruptible - Industrial | New | Miscellaneous | Natural Gas | Miscellaneous | E2 | RIM BC Ratio | 0 | 0 | 0 | 0 | 0 | 0 | 0 | 0 | 0 | 0 | 0 | 0 | 0 | 0 | 0 | 0 | 0 | 0 | 0 | 0 | 0 | 0 | 0 | 0 | 0 | 0 | 0
F5_Industrial_Interruptible - Industrial_New_Miscellaneous_Natural Gas_Miscellaneous_E3 | F5 | Industrial | Interruptible - Industrial | New | Miscellaneous | Natural Gas | Miscellaneous | E3 | RIM BC Ratio | 0 | 0 | 0 | 0 | 0 | 0 | 0 | 0 | 0 | 0 | 0 | 0 | 0 | 0 | 0 | 0 | 0 | 0 | 0 | 0 | 0 | 0 | 0 | 0 | 0 | 0 | 0
F5_Industrial_Interruptible - Industrial_New_Miscellaneous_Natural Gas_Miscellaneous_E4 | F5 | Industrial | Interruptible - Industrial | New | Miscellaneous | Natural Gas | Miscellaneous | E4 | RIM BC Ratio | 0 | 0 | 0 | 0 | 0 | 0 | 0 | 0 | 0 | 0 | 0 | 0 | 0 | 0 | 0 | 0 | 0 | 0 | 0 | 0 | 0 | 0 | 0 | 0 | 0 | 0 | 0
F5_Industrial_Interruptible - Industrial_New_Miscellaneous_Natural Gas_Miscellaneous_E5 | F5 | Industrial | Interruptible - Industrial | New | Miscellaneous | Natural Gas | Miscellaneous | E5 | RIM BC Ratio | 0 | 0 | 0 | 0 | 0 | 0 | 0 | 0 | 0 | 0 | 0 | 0 | 0 | 0 | 0 | 0 | 0 | 0 | 0 | 0 | 0 | 0 | 0 | 0 | 0 | 0 | 0
F5_Industrial_Interruptible - Industrial_New_Miscellaneous_Natural Gas_Miscellaneous_E6 | F5 | Industrial | Interruptible - Industrial | New | Miscellaneous | Natural Gas | Miscellaneous | E6 | RIM BC Ratio | 0 | 0 | 0 | 0 | 0 | 0 | 0 | 0 | 0 | 0 | 0 | 0 | 0 | 0 | 0 | 0 | 0 | 0 | 0 | 0 | 0 | 0 | 0 | 0 | 0 | 0 | 0
F5_Industrial_Interruptible - Industrial_New_Miscellaneous_Natural Gas_Miscellaneous_E7 | F5 | Industrial | Interruptible - Industrial | New | Miscellaneous | Natural Gas | Miscellaneous | E7 | RIM BC Ratio | 0 | 0 | 0 | 0 | 0 | 0 | 0 | 0 | 0 | 0 | 0 | 0 | 0 | 0 | 0 | 0 | 0 | 0 | 0 | 0 | 0 | 0 | 0 | 0 | 0 | 0 | 0
F5_Industrial_Interruptible - Industrial_New_Miscellaneous_Natural Gas_Miscellaneous_E8 | F5 | Industrial | Interruptible - Industrial | New | Miscellaneous | Natural Gas | Miscellaneous | E8 | RIM BC Ratio | 0 | 0 | 0 | 0 | 0 | 0 | 0 | 0 | 0 | 0 | 0 | 0 | 0 | 0 | 0 | 0 | 0 | 0 | 0 | 0 | 0 | 0 | 0 | 0 | 0 | 0 | 0
F5_Industrial_Interruptible - Industrial_New_Miscellaneous_Natural Gas_Miscellaneous_E9 | F5 | Industrial | Interruptible - Industrial | New | Miscellaneous | Natural Gas | Miscellaneous | E9 | RIM BC Ratio | 0 | 0 | 0 | 0 | 0 | 0 | 0 | 0 | 0 | 0 | 0 | 0 | 0 | 0 | 0 | 0 | 0 | 0 | 0 | 0 | 0 | 0 | 0 | 0 | 0 | 0 | 0
F5_Industrial_Interruptible - Industrial_New_Miscellaneous_Natural Gas_Miscellaneous_E10 | F5 | Industrial | Interruptible - Industrial | New | Miscellaneous | Natural Gas | Miscellaneous | E10 | RIM BC Ratio | 0 | 0 | 0 | 0 | 0 | 0 | 0 | 0 | 0 | 0 | 0 | 0 | 0 | 0 | 0 | 0 | 0 | 0 | 0 | 0 | 0 | 0 | 0 | 0 | 0 | 0 | 0

## System Costs (hidden)
Key | Field | Sector | Segment | Vintage | System | System Label | Label | 2013 | 2014 | 2015 | 2016 | 2017 | 2018 | 2019 | 2020 | 2021 | 2022 | 2023 | 2024 | 2025 | 2026 | 2027 | 2028 | 2029 | 2030 | 2031 | 2032 | 2033 | 2034 | 2035

## System Stock (hidden)
Key | Sector | Segment | Vintage | System | Label | Case | 2013 | 2014 | 2015 | 2016 | 2017 | 2018 | 2019 | 2020 | 2021 | 2022 | 2023 | 2024 | 2025 | 2026 | 2027 | 2028 | 2029 | 2030 | 2031 | 2032 | 2033 | 2034 | 2035

## Equipment Results
Key | Field | Sector | Segment | Vintage | End Use | Fuel | Technology | Case | Label | 2021 | 2022 | 2023 | 2024 | 2025 | 2026 | 2027 | 2028 | 2029 | 2030 | 2031 | 2032 | 2033 | 2034 | 2035 | 2036 | 2037 | 2038 | 2039 | 2040 | 2041 | 2042 | 2043 | 2044 | 2045 | 2046 | 2047
F1_Industrial_WA - Industrial_Existing_Space Heating_Natural Gas_Furnace_Baseline Forecast | F1 | Industrial | WA - Industrial | Existing | Space Heating | Natural Gas | Furnace | Baseline Forecast | Units | 366.2087 | 366.2087 | 366.2087 | 366.2087 | 366.2087 | 366.2087 | 366.2087 | 366.2087 | 366.2087 | 366.2087 | 366.2087 | 366.2087 | 366.2087 | 366.2087 | 366.2087 | 366.2087 | 366.2087 | 366.2087 | 366.2087 | 366.2087 | 366.2087 | 366.2087 | 366.2087 | 366.2087 | 366.2087 | 366.2087 | 366.2087
F2_Industrial_WA - Industrial_Existing_Space Heating_Natural Gas_Furnace_Baseline Forecast | F2 | Industrial | WA - Industrial | Existing | Space Heating | Natural Gas | Furnace | Baseline Forecast | Usage (MMtherm) | 0.91074 | 0.97957 | 0.97539 | 0.97359 | 0.97131 | 0.96859 | 0.96548 | 0.96203 | 0.95827 | 0.95423 | 0.94995 | 0.94547 | 0.9408 | 0.93599 | 0.93104 | 0.92598 | 0.92083 | 0.91562 | 0.91036 | 0.90546 | 0.90088 | 0.89665 | 0.89274 | 0.88914 | 0.88581 | 0.88274 | 0.8799
F3_Industrial_WA - Industrial_Existing_Space Heating_Natural Gas_Furnace_Baseline Forecast | F3 | Industrial | WA - Industrial | Existing | Space Heating | Natural Gas | Furnace | Baseline Forecast | Summer Peak Demand (MW) | 0 | 0 | 0 | 0 | 0 | 0 | 0 | 0 | 0 | 0 | 0 | 0 | 0 | 0 | 0 | 0 | 0 | 0 | 0 | 0 | 0 | 0 | 0 | 0 | 0 | 0 | 0
F4_Industrial_WA - Industrial_Existing_Space Heating_Natural Gas_Furnace_Baseline Forecast | F4 | Industrial | WA - Industrial | Existing | Space Heating | Natural Gas | Furnace | Baseline Forecast | Winter Peak Demand (MW) | 0 | 0 | 0 | 0 | 0 | 0 | 0 | 0 | 0 | 0 | 0 | 0 | 0 | 0 | 0 | 0 | 0 | 0 | 0 | 0 | 0 | 0 | 0 | 0 | 0 | 0 | 0
F5_Industrial_WA - Industrial_Existing_Space Heating_Natural Gas_Furnace_Baseline Forecast | F5 | Industrial | WA - Industrial | Existing | Space Heating | Natural Gas | Furnace | Baseline Forecast | Turnover | 0 | 1.565 | 3.0096 | 4.3431 | 5.574 | 6.7102 | 7.7591 | 8.7272 | 9.6209 | 10.4458 | 11.2073 | 11.9102 | 12.559 | 13.1579 | 13.7108 | 14.2211 | 14.6921 | 15.127 | 15.5284 | 14.4543 | 13.5739 | 12.8638 | 12.3031 | 11.8729 | 11.5564 | 11.3388 | 11.2066
F6_Industrial_WA - Industrial_Existing_Space Heating_Natural Gas_Furnace_Baseline Forecast | F6 | Industrial | WA - Industrial | Existing | Space Heating | Natural Gas | Furnace | Baseline Forecast | Avg. Replacement Usage (kWh) | 2424.8347 | 2608.6514 | 2598.5358 | 2309.8096 | 2309.8096 | 2309.8096 | 2309.8096 | 2309.8096 | 2309.8096 | 2309.8096 | 2309.8096 | 2309.8096 | 2309.8096 | 2309.8096 | 2309.8096 | 2309.8096 | 2309.8096 | 2309.8096 | 2309.8096 | 2309.8096 | 2309.8096 | 2309.8096 | 2309.8096 | 2309.8096 | 2309.8096 | 2309.8096 | 2309.8096
F7_Industrial_WA - Industrial_Existing_Space Heating_Natural Gas_Furnace_Baseline Forecast | F7 | Industrial | WA - Industrial | Existing | Space Heating | Natural Gas | Furnace | Baseline Forecast | Avg. Replacement Summer Demand (kW) | 0 | 0 | 0 | 0 | 0 | 0 | 0 | 0 | 0 | 0 | 0 | 0 | 0 | 0 | 0 | 0 | 0 | 0 | 0 | 0 | 0 | 0 | 0 | 0 | 0 | 0 | 0
F8_Industrial_WA - Industrial_Existing_Space Heating_Natural Gas_Furnace_Baseline Forecast | F8 | Industrial | WA - Industrial | Existing | Space Heating | Natural Gas | Furnace | Baseline Forecast | Avg. Replacement Winter Demand (kW) | 0 | 0 | 0 | 0 | 0 | 0 | 0 | 0 | 0 | 0 | 0 | 0 | 0 | 0 | 0 | 0 | 0 | 0 | 0 | 0 | 0 | 0 | 0 | 0 | 0 | 0 | 0
F1_Industrial_WA - Industrial_Existing_Space Heating_Natural Gas_Boiler_Baseline Forecast | F1 | Industrial | WA - Industrial | Existing | Space Heating | Natural Gas | Boiler | Baseline Forecast | Units | 584.4264 | 584.4264 | 584.4264 | 584.4264 | 584.4264 | 584.4264 | 584.4264 | 584.4264 | 584.4264 | 584.4264 | 584.4264 | 584.4264 | 584.4264 | 584.4264 | 584.4264 | 584.4264 | 584.4264 | 584.4264 | 584.4264 | 584.4264 | 584.4264 | 584.4264 | 584.4264 | 584.4264 | 584.4264 | 584.4264 | 584.4264
F2_Industrial_WA - Industrial_Existing_Space Heating_Natural Gas_Boiler_Baseline Forecast | F2 | Industrial | WA - Industrial | Existing | Space Heating | Natural Gas | Boiler | Baseline Forecast | Usage (MMtherm) | 1.4534 | 1.5596 | 1.5496 | 1.5458 | 1.542 | 1.5383 | 1.5346 | 1.5311 | 1.5277 | 1.5244 | 1.5213 | 1.5182 | 1.5153 | 1.5125 | 1.5099 | 1.5074 | 1.505 | 1.5028 | 1.5008 | 1.4989 | 1.4971 | 1.4955 | 1.4941 | 1.4928 | 1.4916 | 1.4905 | 1.4895
F3_Industrial_WA - Industrial_Existing_Space Heating_Natural Gas_Boiler_Baseline Forecast | F3 | Industrial | WA - Industrial | Existing | Space Heating | Natural Gas | Boiler | Baseline Forecast | Summer Peak Demand (MW) | 0 | 0 | 0 | 0 | 0 | 0 | 0 | 0 | 0 | 0 | 0 | 0 | 0 | 0 | 0 | 0 | 0 | 0 | 0 | 0 | 0 | 0 | 0 | 0 | 0 | 0 | 0
F4_Industrial_WA - Industrial_Existing_Space Heating_Natural Gas_Boiler_Baseline Forecast | F4 | Industrial | WA - Industrial | Existing | Space Heating | Natural Gas | Boiler | Baseline Forecast | Winter Peak Demand (MW) | 0 | 0 | 0 | 0 | 0 | 0 | 0 | 0 | 0 | 0 | 0 | 0 | 0 | 0 | 0 | 0 | 0 | 0 | 0 | 0 | 0 | 0 | 0 | 0 | 0 | 0 | 0
F5_Industrial_WA - Industrial_Existing_Space Heating_Natural Gas_Boiler_Baseline Forecast | F5 | Industrial | WA - Industrial | Existing | Space Heating | Natural Gas | Boiler | Baseline Forecast | Turnover | 0 | 17.7099 | 17.8709 | 18.0173 | 18.1503 | 18.2713 | 18.3812 | 18.4812 | 18.5721 | 18.6547 | 18.7298 | 18.7981 | 18.8602 | 18.9166 | 18.9679 | 19.0145 | 19.0569 | 19.0955 | 19.1305 | 19.1624 | 19.1913 | 19.2176 | 19.0806 | 18.9706 | 18.8839 | 18.8172 | 18.7676
F6_Industrial_WA - Industrial_Existing_Space Heating_Natural Gas_Boiler_Baseline Forecast | F6 | Industrial | WA - Industrial | Existing | Space Heating | Natural Gas | Boiler | Baseline Forecast | Avg. Replacement Usage (kWh) | 2362.6008 | 2541.6998 | 2531.8438 | 2531.8438 | 2531.8438 | 2531.8438 | 2531.8438 | 2531.8438 | 2531.8438 | 2531.8438 | 2531.8438 | 2531.8438 | 2531.8438 | 2531.8438 | 2531.8438 | 2531.8438 | 2531.8438 | 2531.8438 | 2531.8438 | 2531.8438 | 2531.8438 | 2531.8438 | 2531.8438 | 2531.8438 | 2531.8438 | 2531.8438 | 2531.8438
F7_Industrial_WA - Industrial_Existing_Space Heating_Natural Gas_Boiler_Baseline Forecast | F7 | Industrial | WA - Industrial | Existing | Space Heating | Natural Gas | Boiler | Baseline Forecast | Avg. Replacement Summer Demand (kW) | 0 | 0 | 0 | 0 | 0 | 0 | 0 | 0 | 0 | 0 | 0 | 0 | 0 | 0 | 0 | 0 | 0 | 0 | 0 | 0 | 0 | 0 | 0 | 0 | 0 | 0 | 0
F8_Industrial_WA - Industrial_Existing_Space Heating_Natural Gas_Boiler_Baseline Forecast | F8 | Industrial | WA - Industrial | Existing | Space Heating | Natural Gas | Boiler | Baseline Forecast | Avg. Replacement Winter Demand (kW) | 0 | 0 | 0 | 0 | 0 | 0 | 0 | 0 | 0 | 0 | 0 | 0 | 0 | 0 | 0 | 0 | 0 | 0 | 0 | 0 | 0 | 0 | 0 | 0 | 0 | 0 | 0
F1_Industrial_WA - Industrial_Existing_Space Heating_Natural Gas_Unit Heater_Baseline Forecast | F1 | Industrial | WA - Industrial | Existing | Space Heating | Natural Gas | Unit Heater | Baseline Forecast | Units | 183.1044 | 183.1044 | 183.1044 | 183.1044 | 183.1044 | 183.1044 | 183.1044 | 183.1044 | 183.1044 | 183.1044 | 183.1044 | 183.1044 | 183.1044 | 183.1044 | 183.1044 | 183.1044 | 183.1044 | 183.1044 | 183.1044 | 183.1044 | 183.1044 | 183.1044 | 183.1044 | 183.1044 | 183.1044 | 183.1044 | 183.1044
F2_Industrial_WA - Industrial_Existing_Space Heating_Natural Gas_Unit Heater_Baseline Forecast | F2 | Industrial | WA - Industrial | Existing | Space Heating | Natural Gas | Unit Heater | Baseline Forecast | Usage (MMtherm) | 0.45537 | 0.48989 | 0.48799 | 0.48799 | 0.48799 | 0.48799 | 0.48799 | 0.48799 | 0.48799 | 0.48799 | 0.48799 | 0.48799 | 0.48799 | 0.48799 | 0.48799 | 0.48799 | 0.48799 | 0.48799 | 0.48799 | 0.48799 | 0.48799 | 0.48799 | 0.48799 | 0.48799 | 0.48799 | 0.48799 | 0.48799
F3_Industrial_WA - Industrial_Existing_Space Heating_Natural Gas_Unit Heater_Baseline Forecast | F3 | Industrial | WA - Industrial | Existing | Space Heating | Natural Gas | Unit Heater | Baseline Forecast | Summer Peak Demand (MW) | 0 | 0 | 0 | 0 | 0 | 0 | 0 | 0 | 0 | 0 | 0 | 0 | 0 | 0 | 0 | 0 | 0 | 0 | 0 | 0 | 0 | 0 | 0 | 0 | 0 | 0 | 0
F4_Industrial_WA - Industrial_Existing_Space Heating_Natural Gas_Unit Heater_Baseline Forecast | F4 | Industrial | WA - Industrial | Existing | Space Heating | Natural Gas | Unit Heater | Baseline Forecast | Winter Peak Demand (MW) | 0 | 0 | 0 | 0 | 0 | 0 | 0 | 0 | 0 | 0 | 0 | 0 | 0 | 0 | 0 | 0 | 0 | 0 | 0 | 0 | 0 | 0 | 0 | 0 | 0 | 0 | 0
F5_Industrial_WA - Industrial_Existing_Space Heating_Natural Gas_Unit Heater_Baseline Forecast | F5 | Industrial | WA - Industrial | Existing | Space Heating | Natural Gas | Unit Heater | Baseline Forecast | Turnover | 0 | 4.1615 | 4.6154 | 5.0281 | 5.4033 | 5.7444 | 6.0545 | 6.3364 | 6.5926 | 6.8256 | 7.0374 | 7.2299 | 7.4049 | 7.5641 | 7.7087 | 7.8402 | 7.9598 | 7.6145 | 7.3418 | 7.1315 | 6.9744 | 6.8626 | 6.7891 | 6.7479 | 6.7338 | 6.7422 | 6.769
F6_Industrial_WA - Industrial_Existing_Space Heating_Natural Gas_Unit Heater_Baseline Forecast | F6 | Industrial | WA - Industrial | Existing | Space Heating | Natural Gas | Unit Heater | Baseline Forecast | Avg. Replacement Usage (kWh) | 2486.9482 | 2675.4735 | 2665.0988 | 2665.0988 | 2665.0988 | 2665.0988 | 2665.0988 | 2665.0988 | 2665.0988 | 2665.0988 | 2665.0988 | 2665.0988 | 2665.0988 | 2665.0988 | 2665.0988 | 2665.0988 | 2665.0988 | 2665.0988 | 2665.0988 | 2665.0988 | 2665.0988 | 2665.0988 | 2665.0988 | 2665.0988 | 2665.0988 | 2665.0988 | 2665.0988
F7_Industrial_WA - Industrial_Existing_Space Heating_Natural Gas_Unit Heater_Baseline Forecast | F7 | Industrial | WA - Industrial | Existing | Space Heating | Natural Gas | Unit Heater | Baseline Forecast | Avg. Replacement Summer Demand (kW) | 0 | 0 | 0 | 0 | 0 | 0 | 0 | 0 | 0 | 0 | 0 | 0 | 0 | 0 | 0 | 0 | 0 | 0 | 0 | 0 | 0 | 0 | 0 | 0 | 0 | 0 | 0
F8_Industrial_WA - Industrial_Existing_Space Heating_Natural Gas_Unit Heater_Baseline Forecast | F8 | Industrial | WA - Industrial | Existing | Space Heating | Natural Gas | Unit Heater | Baseline Forecast | Avg. Replacement Winter Demand (kW) | 0 | 0 | 0 | 0 | 0 | 0 | 0 | 0 | 0 | 0 | 0 | 0 | 0 | 0 | 0 | 0 | 0 | 0 | 0 | 0 | 0 | 0 | 0 | 0 | 0 | 0 | 0
F1_Industrial_WA - Industrial_Existing_Process_Natural Gas_Process Boiler_Baseline Forecast | F1 | Industrial | WA - Industrial | Existing | Process | Natural Gas | Process Boiler | Baseline Forecast | Units | 1133.7395 | 1133.7395 | 1133.7395 | 1133.7395 | 1133.7395 | 1133.7395 | 1133.7395 | 1133.7395 | 1133.7395 | 1133.7395 | 1133.7395 | 1133.7395 | 1133.7395 | 1133.7395 | 1133.7395 | 1133.7395 | 1133.7395 | 1133.7395 | 1133.7395 | 1133.7395 | 1133.7395 | 1133.7395 | 1133.7395 | 1133.7395 | 1133.7395 | 1133.7395 | 1133.7395
F2_Industrial_WA - Industrial_Existing_Process_Natural Gas_Process Boiler_Baseline Forecast | F2 | Industrial | WA - Industrial | Existing | Process | Natural Gas | Process Boiler | Baseline Forecast | Usage (MMtherm) | 20.5175 | 20.5175 | 20.5175 | 20.5175 | 20.5175 | 20.5175 | 20.5175 | 20.5175 | 20.5175 | 20.5175 | 20.5175 | 20.5175 | 20.5175 | 20.5175 | 20.5175 | 20.5175 | 20.5175 | 20.5175 | 20.5175 | 20.5175 | 20.5175 | 20.5175 | 20.5175 | 20.5175 | 20.5175 | 20.5175 | 20.5175
F3_Industrial_WA - Industrial_Existing_Process_Natural Gas_Process Boiler_Baseline Forecast | F3 | Industrial | WA - Industrial | Existing | Process | Natural Gas | Process Boiler | Baseline Forecast | Summer Peak Demand (MW) | 0 | 0 | 0 | 0 | 0 | 0 | 0 | 0 | 0 | 0 | 0 | 0 | 0 | 0 | 0 | 0 | 0 | 0 | 0 | 0 | 0 | 0 | 0 | 0 | 0 | 0 | 0
F4_Industrial_WA - Industrial_Existing_Process_Natural Gas_Process Boiler_Baseline Forecast | F4 | Industrial | WA - Industrial | Existing | Process | Natural Gas | Process Boiler | Baseline Forecast | Winter Peak Demand (MW) | 0 | 0 | 0 | 0 | 0 | 0 | 0 | 0 | 0 | 0 | 0 | 0 | 0 | 0 | 0 | 0 | 0 | 0 | 0 | 0 | 0 | 0 | 0 | 0 | 0 | 0 | 0
F5_Industrial_WA - Industrial_Existing_Process_Natural Gas_Process Boiler_Baseline Forecast | F5 | Industrial | WA - Industrial | Existing | Process | Natural Gas | Process Boiler | Baseline Forecast | Turnover | 0 | 97.1777 | 115.6877 | 131.5534 | 126.6426 | 125.0776 | 126.0027 | 126.0942 | 125.9489 | 125.9566 | 125.9763 | 154.2858 | 155.6318 | 156.0179 | 154.3396 | 154.0683 | 154.6163 | 154.6034 | 154.4847 | 154.5057 | 154.5254 | 162.7677 | 161.9796 | 161.0272 | 160.7869 | 160.8782 | 161.0592
F6_Industrial_WA - Industrial_Existing_Process_Natural Gas_Process Boiler_Baseline Forecast | F6 | Industrial | WA - Industrial | Existing | Process | Natural Gas | Process Boiler | Baseline Forecast | Avg. Replacement Usage (kWh) | 18097.2279 | 18097.2279 | 18097.2279 | 18097.2279 | 18097.2279 | 18097.2279 | 18097.2279 | 18097.2279 | 18097.2279 | 18097.2279 | 18097.2279 | 18097.2279 | 18097.2279 | 18097.2279 | 18097.2279 | 18097.2279 | 18097.2279 | 18097.2279 | 18097.2279 | 18097.2279 | 18097.2279 | 18097.2279 | 18097.2279 | 18097.2279 | 18097.2279 | 18097.2279 | 18097.2279
F7_Industrial_WA - Industrial_Existing_Process_Natural Gas_Process Boiler_Baseline Forecast | F7 | Industrial | WA - Industrial | Existing | Process | Natural Gas | Process Boiler | Baseline Forecast | Avg. Replacement Summer Demand (kW) | 0 | 0 | 0 | 0 | 0 | 0 | 0 | 0 | 0 | 0 | 0 | 0 | 0 | 0 | 0 | 0 | 0 | 0 | 0 | 0 | 0 | 0 | 0 | 0 | 0 | 0 | 0
F8_Industrial_WA - Industrial_Existing_Process_Natural Gas_Process Boiler_Baseline Forecast | F8 | Industrial | WA - Industrial | Existing | Process | Natural Gas | Process Boiler | Baseline Forecast | Avg. Replacement Winter Demand (kW) | 0 | 0 | 0 | 0 | 0 | 0 | 0 | 0 | 0 | 0 | 0 | 0 | 0 | 0 | 0 | 0 | 0 | 0 | 0 | 0 | 0 | 0 | 0 | 0 | 0 | 0 | 0
F1_Industrial_WA - Industrial_Existing_Process_Natural Gas_Process Heating_Baseline Forecast | F1 | Industrial | WA - Industrial | Existing | Process | Natural Gas | Process Heating | Baseline Forecast | Units | 1133.7395 | 1133.7395 | 1133.7395 | 1133.7395 | 1133.7395 | 1133.7395 | 1133.7395 | 1133.7395 | 1133.7395 | 1133.7395 | 1133.7395 | 1133.7395 | 1133.7395 | 1133.7395 | 1133.7395 | 1133.7395 | 1133.7395 | 1133.7395 | 1133.7395 | 1133.7395 | 1133.7395 | 1133.7395 | 1133.7395 | 1133.7395 | 1133.7395 | 1133.7395 | 1133.7395
F2_Industrial_WA - Industrial_Existing_Process_Natural Gas_Process Heating_Baseline Forecast | F2 | Industrial | WA - Industrial | Existing | Process | Natural Gas | Process Heating | Baseline Forecast | Usage (MMtherm) | 18.7591 | 18.7591 | 18.7591 | 18.7591 | 18.7591 | 18.7591 | 18.7591 | 18.7591 | 18.7591 | 18.7591 | 18.7591 | 18.7591 | 18.7591 | 18.7591 | 18.7591 | 18.7591 | 18.7591 | 18.7591 | 18.7591 | 18.7591 | 18.7591 | 18.7591 | 18.7591 | 18.7591 | 18.7591 | 18.7591 | 18.7591
F3_Industrial_WA - Industrial_Existing_Process_Natural Gas_Process Heating_Baseline Forecast | F3 | Industrial | WA - Industrial | Existing | Process | Natural Gas | Process Heating | Baseline Forecast | Summer Peak Demand (MW) | 0 | 0 | 0 | 0 | 0 | 0 | 0 | 0 | 0 | 0 | 0 | 0 | 0 | 0 | 0 | 0 | 0 | 0 | 0 | 0 | 0 | 0 | 0 | 0 | 0 | 0 | 0
F4_Industrial_WA - Industrial_Existing_Process_Natural Gas_Process Heating_Baseline Forecast | F4 | Industrial | WA - Industrial | Existing | Process | Natural Gas | Process Heating | Baseline Forecast | Winter Peak Demand (MW) | 0 | 0 | 0 | 0 | 0 | 0 | 0 | 0 | 0 | 0 | 0 | 0 | 0 | 0 | 0 | 0 | 0 | 0 | 0 | 0 | 0 | 0 | 0 | 0 | 0 | 0 | 0
F5_Industrial_WA - Industrial_Existing_Process_Natural Gas_Process Heating_Baseline Forecast | F5 | Industrial | WA - Industrial | Existing | Process | Natural Gas | Process Heating | Baseline Forecast | Turnover | 0 | 97.1777 | 115.6877 | 131.5534 | 126.6426 | 125.0776 | 126.0027 | 126.0942 | 125.9489 | 125.9566 | 125.9763 | 154.2858 | 155.6318 | 156.0179 | 154.3396 | 154.0683 | 154.6163 | 154.6034 | 154.4847 | 154.5057 | 154.5254 | 162.7677 | 161.9796 | 161.0272 | 160.7869 | 160.8782 | 161.0592
F6_Industrial_WA - Industrial_Existing_Process_Natural Gas_Process Heating_Baseline Forecast | F6 | Industrial | WA - Industrial | Existing | Process | Natural Gas | Process Heating | Baseline Forecast | Avg. Replacement Usage (kWh) | 16546.2279 | 16546.2279 | 16546.2279 | 16546.2279 | 16546.2279 | 16546.2279 | 16546.2279 | 16546.2279 | 16546.2279 | 16546.2279 | 16546.2279 | 16546.2279 | 16546.2279 | 16546.2279 | 16546.2279 | 16546.2279 | 16546.2279 | 16546.2279 | 16546.2279 | 16546.2279 | 16546.2279 | 16546.2279 | 16546.2279 | 16546.2279 | 16546.2279 | 16546.2279 | 16546.2279
F7_Industrial_WA - Industrial_Existing_Process_Natural Gas_Process Heating_Baseline Forecast | F7 | Industrial | WA - Industrial | Existing | Process | Natural Gas | Process Heating | Baseline Forecast | Avg. Replacement Summer Demand (kW) | 0 | 0 | 0 | 0 | 0 | 0 | 0 | 0 | 0 | 0 | 0 | 0 | 0 | 0 | 0 | 0 | 0 | 0 | 0 | 0 | 0 | 0 | 0 | 0 | 0 | 0 | 0
F8_Industrial_WA - Industrial_Existing_Process_Natural Gas_Process Heating_Baseline Forecast | F8 | Industrial | WA - Industrial | Existing | Process | Natural Gas | Process Heating | Baseline Forecast | Avg. Replacement Winter Demand (kW) | 0 | 0 | 0 | 0 | 0 | 0 | 0 | 0 | 0 | 0 | 0 | 0 | 0 | 0 | 0 | 0 | 0 | 0 | 0 | 0 | 0 | 0 | 0 | 0 | 0 | 0 | 0
F1_Industrial_WA - Industrial_Existing_Process_Natural Gas_Process Cooling_Baseline Forecast | F1 | Industrial | WA - Industrial | Existing | Process | Natural Gas | Process Cooling | Baseline Forecast | Units | 1133.7395 | 1133.7395 | 1133.7395 | 1133.7395 | 1133.7395 | 1133.7395 | 1133.7395 | 1133.7395 | 1133.7395 | 1133.7395 | 1133.7395 | 1133.7395 | 1133.7395 | 1133.7395 | 1133.7395 | 1133.7395 | 1133.7395 | 1133.7395 | 1133.7395 | 1133.7395 | 1133.7395 | 1133.7395 | 1133.7395 | 1133.7395 | 1133.7395 | 1133.7395 | 1133.7395
F2_Industrial_WA - Industrial_Existing_Process_Natural Gas_Process Cooling_Baseline Forecast | F2 | Industrial | WA - Industrial | Existing | Process | Natural Gas | Process Cooling | Baseline Forecast | Usage (MMtherm) | 0.18191 | 0.18191 | 0.18191 | 0.18191 | 0.18191 | 0.18191 | 0.18191 | 0.18191 | 0.18191 | 0.18191 | 0.18191 | 0.18191 | 0.18191 | 0.18191 | 0.18191 | 0.18191 | 0.18191 | 0.18191 | 0.18191 | 0.18191 | 0.18191 | 0.18191 | 0.18191 | 0.18191 | 0.18191 | 0.18191 | 0.18191
F3_Industrial_WA - Industrial_Existing_Process_Natural Gas_Process Cooling_Baseline Forecast | F3 | Industrial | WA - Industrial | Existing | Process | Natural Gas | Process Cooling | Baseline Forecast | Summer Peak Demand (MW) | 0 | 0 | 0 | 0 | 0 | 0 | 0 | 0 | 0 | 0 | 0 | 0 | 0 | 0 | 0 | 0 | 0 | 0 | 0 | 0 | 0 | 0 | 0 | 0 | 0 | 0 | 0
F4_Industrial_WA - Industrial_Existing_Process_Natural Gas_Process Cooling_Baseline Forecast | F4 | Industrial | WA - Industrial | Existing | Process | Natural Gas | Process Cooling | Baseline Forecast | Winter Peak Demand (MW) | 0 | 0 | 0 | 0 | 0 | 0 | 0 | 0 | 0 | 0 | 0 | 0 | 0 | 0 | 0 | 0 | 0 | 0 | 0 | 0 | 0 | 0 | 0 | 0 | 0 | 0 | 0
F5_Industrial_WA - Industrial_Existing_Process_Natural Gas_Process Cooling_Baseline Forecast | F5 | Industrial | WA - Industrial | Existing | Process | Natural Gas | Process Cooling | Baseline Forecast | Turnover | 0 | 97.1777 | 115.6877 | 131.5534 | 126.6426 | 125.0776 | 126.0027 | 126.0942 | 125.9489 | 125.9566 | 125.9763 | 154.2858 | 155.6318 | 156.0179 | 154.3396 | 154.0683 | 154.6163 | 154.6034 | 154.4847 | 154.5057 | 154.5254 | 162.7677 | 161.9796 | 161.0272 | 160.7869 | 160.8782 | 161.0592
F6_Industrial_WA - Industrial_Existing_Process_Natural Gas_Process Cooling_Baseline Forecast | F6 | Industrial | WA - Industrial | Existing | Process | Natural Gas | Process Cooling | Baseline Forecast | Avg. Replacement Usage (kWh) | 160.4483 | 160.4483 | 160.4483 | 160.4483 | 160.4483 | 160.4483 | 160.4483 | 160.4483 | 160.4483 | 160.4483 | 160.4483 | 160.4483 | 160.4483 | 160.4483 | 160.4483 | 160.4483 | 160.4483 | 160.4483 | 160.4483 | 160.4483 | 160.4483 | 160.4483 | 160.4483 | 160.4483 | 160.4483 | 160.4483 | 160.4483
F7_Industrial_WA - Industrial_Existing_Process_Natural Gas_Process Cooling_Baseline Forecast | F7 | Industrial | WA - Industrial | Existing | Process | Natural Gas | Process Cooling | Baseline Forecast | Avg. Replacement Summer Demand (kW) | 0 | 0 | 0 | 0 | 0 | 0 | 0 | 0 | 0 | 0 | 0 | 0 | 0 | 0 | 0 | 0 | 0 | 0 | 0 | 0 | 0 | 0 | 0 | 0 | 0 | 0 | 0
F8_Industrial_WA - Industrial_Existing_Process_Natural Gas_Process Cooling_Baseline Forecast | F8 | Industrial | WA - Industrial | Existing | Process | Natural Gas | Process Cooling | Baseline Forecast | Avg. Replacement Winter Demand (kW) | 0 | 0 | 0 | 0 | 0 | 0 | 0 | 0 | 0 | 0 | 0 | 0 | 0 | 0 | 0 | 0 | 0 | 0 | 0 | 0 | 0 | 0 | 0 | 0 | 0 | 0 | 0
F1_Industrial_WA - Industrial_Existing_Process_Natural Gas_Other Process_Baseline Forecast | F1 | Industrial | WA - Industrial | Existing | Process | Natural Gas | Other Process | Baseline Forecast | Units | 1133.7395 | 1133.7395 | 1133.7395 | 1133.7395 | 1133.7395 | 1133.7395 | 1133.7395 | 1133.7395 | 1133.7395 | 1133.7395 | 1133.7395 | 1133.7395 | 1133.7395 | 1133.7395 | 1133.7395 | 1133.7395 | 1133.7395 | 1133.7395 | 1133.7395 | 1133.7395 | 1133.7395 | 1133.7395 | 1133.7395 | 1133.7395 | 1133.7395 | 1133.7395 | 1133.7395
F2_Industrial_WA - Industrial_Existing_Process_Natural Gas_Other Process_Baseline Forecast | F2 | Industrial | WA - Industrial | Existing | Process | Natural Gas | Other Process | Baseline Forecast | Usage (MMtherm) | 1.9176 | 1.9176 | 1.9176 | 1.9176 | 1.9176 | 1.9176 | 1.9176 | 1.9176 | 1.9176 | 1.9176 | 1.9176 | 1.9176 | 1.9176 | 1.9176 | 1.9176 | 1.9176 | 1.9176 | 1.9176 | 1.9176 | 1.9176 | 1.9176 | 1.9176 | 1.9176 | 1.9176 | 1.9176 | 1.9176 | 1.9176
F3_Industrial_WA - Industrial_Existing_Process_Natural Gas_Other Process_Baseline Forecast | F3 | Industrial | WA - Industrial | Existing | Process | Natural Gas | Other Process | Baseline Forecast | Summer Peak Demand (MW) | 0 | 0 | 0 | 0 | 0 | 0 | 0 | 0 | 0 | 0 | 0 | 0 | 0 | 0 | 0 | 0 | 0 | 0 | 0 | 0 | 0 | 0 | 0 | 0 | 0 | 0 | 0
F4_Industrial_WA - Industrial_Existing_Process_Natural Gas_Other Process_Baseline Forecast | F4 | Industrial | WA - Industrial | Existing | Process | Natural Gas | Other Process | Baseline Forecast | Winter Peak Demand (MW) | 0 | 0 | 0 | 0 | 0 | 0 | 0 | 0 | 0 | 0 | 0 | 0 | 0 | 0 | 0 | 0 | 0 | 0 | 0 | 0 | 0 | 0 | 0 | 0 | 0 | 0 | 0
F5_Industrial_WA - Industrial_Existing_Process_Natural Gas_Other Process_Baseline Forecast | F5 | Industrial | WA - Industrial | Existing | Process | Natural Gas | Other Process | Baseline Forecast | Turnover | 0 | 97.1777 | 115.6877 | 131.5534 | 126.6426 | 125.0776 | 126.0027 | 126.0942 | 125.9489 | 125.9566 | 125.9763 | 154.2858 | 155.6318 | 156.0179 | 154.3396 | 154.0683 | 154.6163 | 154.6034 | 154.4847 | 154.5057 | 154.5254 | 162.7677 | 161.9796 | 161.0272 | 160.7869 | 160.8782 | 161.0592
F6_Industrial_WA - Industrial_Existing_Process_Natural Gas_Other Process_Baseline Forecast | F6 | Industrial | WA - Industrial | Existing | Process | Natural Gas | Other Process | Baseline Forecast | Avg. Replacement Usage (kWh) | 1691.3922 | 1691.3922 | 1691.3922 | 1691.3922 | 1691.3922 | 1691.3922 | 1691.3922 | 1691.3922 | 1691.3922 | 1691.3922 | 1691.3922 | 1691.3922 | 1691.3922 | 1691.3922 | 1691.3922 | 1691.3922 | 1691.3922 | 1691.3922 | 1691.3922 | 1691.3922 | 1691.3922 | 1691.3922 | 1691.3922 | 1691.3922 | 1691.3922 | 1691.3922 | 1691.3922
F7_Industrial_WA - Industrial_Existing_Process_Natural Gas_Other Process_Baseline Forecast | F7 | Industrial | WA - Industrial | Existing | Process | Natural Gas | Other Process | Baseline Forecast | Avg. Replacement Summer Demand (kW) | 0 | 0 | 0 | 0 | 0 | 0 | 0 | 0 | 0 | 0 | 0 | 0 | 0 | 0 | 0 | 0 | 0 | 0 | 0 | 0 | 0 | 0 | 0 | 0 | 0 | 0 | 0
F8_Industrial_WA - Industrial_Existing_Process_Natural Gas_Other Process_Baseline Forecast | F8 | Industrial | WA - Industrial | Existing | Process | Natural Gas | Other Process | Baseline Forecast | Avg. Replacement Winter Demand (kW) | 0 | 0 | 0 | 0 | 0 | 0 | 0 | 0 | 0 | 0 | 0 | 0 | 0 | 0 | 0 | 0 | 0 | 0 | 0 | 0 | 0 | 0 | 0 | 0 | 0 | 0 | 0
F1_Industrial_WA - Industrial_Existing_Miscellaneous_Natural Gas_Miscellaneous_Baseline Forecast | F1 | Industrial | WA - Industrial | Existing | Miscellaneous | Natural Gas | Miscellaneous | Baseline Forecast | Units | 1133.7395 | 1133.7395 | 1133.7395 | 1133.7395 | 1133.7395 | 1133.7395 | 1133.7395 | 1133.7395 | 1133.7395 | 1133.7395 | 1133.7395 | 1133.7395 | 1133.7395 | 1133.7395 | 1133.7395 | 1133.7395 | 1133.7395 | 1133.7395 | 1133.7395 | 1133.7395 | 1133.7395 | 1133.7395 | 1133.7395 | 1133.7395 | 1133.7395 | 1133.7395 | 1133.7395
F2_Industrial_WA - Industrial_Existing_Miscellaneous_Natural Gas_Miscellaneous_Baseline Forecast | F2 | Industrial | WA - Industrial | Existing | Miscellaneous | Natural Gas | Miscellaneous | Baseline Forecast | Usage (MMtherm) | 2.2587 | 2.2587 | 2.2587 | 2.2587 | 2.2587 | 2.2587 | 2.2587 | 2.2587 | 2.2587 | 2.2587 | 2.2587 | 2.2587 | 2.2587 | 2.2587 | 2.2587 | 2.2587 | 2.2587 | 2.2587 | 2.2587 | 2.2587 | 2.2587 | 2.2587 | 2.2587 | 2.2587 | 2.2587 | 2.2587 | 2.2587
F3_Industrial_WA - Industrial_Existing_Miscellaneous_Natural Gas_Miscellaneous_Baseline Forecast | F3 | Industrial | WA - Industrial | Existing | Miscellaneous | Natural Gas | Miscellaneous | Baseline Forecast | Summer Peak Demand (MW) | 0 | 0 | 0 | 0 | 0 | 0 | 0 | 0 | 0 | 0 | 0 | 0 | 0 | 0 | 0 | 0 | 0 | 0 | 0 | 0 | 0 | 0 | 0 | 0 | 0 | 0 | 0
F4_Industrial_WA - Industrial_Existing_Miscellaneous_Natural Gas_Miscellaneous_Baseline Forecast | F4 | Industrial | WA - Industrial | Existing | Miscellaneous | Natural Gas | Miscellaneous | Baseline Forecast | Winter Peak Demand (MW) | 0 | 0 | 0 | 0 | 0 | 0 | 0 | 0 | 0 | 0 | 0 | 0 | 0 | 0 | 0 | 0 | 0 | 0 | 0 | 0 | 0 | 0 | 0 | 0 | 0 | 0 | 0
F5_Industrial_WA - Industrial_Existing_Miscellaneous_Natural Gas_Miscellaneous_Baseline Forecast | F5 | Industrial | WA - Industrial | Existing | Miscellaneous | Natural Gas | Miscellaneous | Baseline Forecast | Turnover | 0 | 97.1777 | 115.6877 | 131.5534 | 126.6426 | 125.0776 | 126.0027 | 126.0942 | 125.9489 | 125.9566 | 125.9763 | 154.2858 | 155.6318 | 156.0179 | 154.3396 | 154.0683 | 154.6163 | 154.6034 | 154.4847 | 154.5057 | 154.5254 | 162.7677 | 161.9796 | 161.0272 | 160.7869 | 160.8782 | 161.0592
F6_Industrial_WA - Industrial_Existing_Miscellaneous_Natural Gas_Miscellaneous_Baseline Forecast | F6 | Industrial | WA - Industrial | Existing | Miscellaneous | Natural Gas | Miscellaneous | Baseline Forecast | Avg. Replacement Usage (kWh) | 1992.2327 | 1992.2327 | 1992.2327 | 1992.2327 | 1992.2327 | 1992.2327 | 1992.2327 | 1992.2327 | 1992.2327 | 1992.2327 | 1992.2327 | 1992.2327 | 1992.2327 | 1992.2327 | 1992.2327 | 1992.2327 | 1992.2327 | 1992.2327 | 1992.2327 | 1992.2327 | 1992.2327 | 1992.2327 | 1992.2327 | 1992.2327 | 1992.2327 | 1992.2327 | 1992.2327
F7_Industrial_WA - Industrial_Existing_Miscellaneous_Natural Gas_Miscellaneous_Baseline Forecast | F7 | Industrial | WA - Industrial | Existing | Miscellaneous | Natural Gas | Miscellaneous | Baseline Forecast | Avg. Replacement Summer Demand (kW) | 0 | 0 | 0 | 0 | 0 | 0 | 0 | 0 | 0 | 0 | 0 | 0 | 0 | 0 | 0 | 0 | 0 | 0 | 0 | 0 | 0 | 0 | 0 | 0 | 0 | 0 | 0
F8_Industrial_WA - Industrial_Existing_Miscellaneous_Natural Gas_Miscellaneous_Baseline Forecast | F8 | Industrial | WA - Industrial | Existing | Miscellaneous | Natural Gas | Miscellaneous | Baseline Forecast | Avg. Replacement Winter Demand (kW) | 0 | 0 | 0 | 0 | 0 | 0 | 0 | 0 | 0 | 0 | 0 | 0 | 0 | 0 | 0 | 0 | 0 | 0 | 0 | 0 | 0 | 0 | 0 | 0 | 0 | 0 | 0
F1_Industrial_WA - Industrial_New_Space Heating_Natural Gas_Furnace_Baseline Forecast | F1 | Industrial | WA - Industrial | New | Space Heating | Natural Gas | Furnace | Baseline Forecast | Units | 0 | 0 | 0 | 0 | 0 | 0 | 0 | 0 | 0 | 0 | 0 | 0 | 0 | 0 | 0 | 0 | 0 | 0 | 0 | 0 | 0 | 0 | 0 | 0 | 0 | 0 | 0
F2_Industrial_WA - Industrial_New_Space Heating_Natural Gas_Furnace_Baseline Forecast | F2 | Industrial | WA - Industrial | New | Space Heating | Natural Gas | Furnace | Baseline Forecast | Usage (MMtherm) | 0 | 0 | 0 | 0 | 0 | 0 | 0 | 0 | 0 | 0 | 0 | 0 | 0 | 0 | 0 | 0 | 0 | 0 | 0 | 0 | 0 | 0 | 0 | 0 | 0 | 0 | 0
F3_Industrial_WA - Industrial_New_Space Heating_Natural Gas_Furnace_Baseline Forecast | F3 | Industrial | WA - Industrial | New | Space Heating | Natural Gas | Furnace | Baseline Forecast | Summer Peak Demand (MW) | 0 | 0 | 0 | 0 | 0 | 0 | 0 | 0 | 0 | 0 | 0 | 0 | 0 | 0 | 0 | 0 | 0 | 0 | 0 | 0 | 0 | 0 | 0 | 0 | 0 | 0 | 0
F4_Industrial_WA - Industrial_New_Space Heating_Natural Gas_Furnace_Baseline Forecast | F4 | Industrial | WA - Industrial | New | Space Heating | Natural Gas | Furnace | Baseline Forecast | Winter Peak Demand (MW) | 0 | 0 | 0 | 0 | 0 | 0 | 0 | 0 | 0 | 0 | 0 | 0 | 0 | 0 | 0 | 0 | 0 | 0 | 0 | 0 | 0 | 0 | 0 | 0 | 0 | 0 | 0
F5_Industrial_WA - Industrial_New_Space Heating_Natural Gas_Furnace_Baseline Forecast | F5 | Industrial | WA - Industrial | New | Space Heating | Natural Gas | Furnace | Baseline Forecast | Turnover | 0 | 0 | 0 | 0 | 0 | 0 | 0 | 0 | 0 | 0 | 0 | 0 | 0 | 0 | 0 | 0 | 0 | 0 | 0 | 0 | 0 | 0 | 0 | 0 | 0 | 0 | 0
F6_Industrial_WA - Industrial_New_Space Heating_Natural Gas_Furnace_Baseline Forecast | F6 | Industrial | WA - Industrial | New | Space Heating | Natural Gas | Furnace | Baseline Forecast | Avg. Replacement Usage (kWh) | 1859.0881 | 2000.0179 | 1992.2624 | 1770.8139 | 1770.8139 | 1770.8139 | 1770.8139 | 1770.8139 | 1770.8139 | 1770.8139 | 1770.8139 | 1770.8139 | 1770.8139 | 1770.8139 | 1770.8139 | 1770.8139 | 1770.8139 | 1770.8139 | 1770.8139 | 1770.8139 | 1770.8139 | 1770.8139 | 1770.8139 | 1770.8139 | 1770.8139 | 1770.8139 | 1770.8139
F7_Industrial_WA - Industrial_New_Space Heating_Natural Gas_Furnace_Baseline Forecast | F7 | Industrial | WA - Industrial | New | Space Heating | Natural Gas | Furnace | Baseline Forecast | Avg. Replacement Summer Demand (kW) | 0 | 0 | 0 | 0 | 0 | 0 | 0 | 0 | 0 | 0 | 0 | 0 | 0 | 0 | 0 | 0 | 0 | 0 | 0 | 0 | 0 | 0 | 0 | 0 | 0 | 0 | 0
F8_Industrial_WA - Industrial_New_Space Heating_Natural Gas_Furnace_Baseline Forecast | F8 | Industrial | WA - Industrial | New | Space Heating | Natural Gas | Furnace | Baseline Forecast | Avg. Replacement Winter Demand (kW) | 0 | 0 | 0 | 0 | 0 | 0 | 0 | 0 | 0 | 0 | 0 | 0 | 0 | 0 | 0 | 0 | 0 | 0 | 0 | 0 | 0 | 0 | 0 | 0 | 0 | 0 | 0
F1_Industrial_WA - Industrial_New_Space Heating_Natural Gas_Boiler_Baseline Forecast | F1 | Industrial | WA - Industrial | New | Space Heating | Natural Gas | Boiler | Baseline Forecast | Units | 0 | 0 | 0 | 0 | 0 | 0 | 0 | 0 | 0 | 0 | 0 | 0 | 0 | 0 | 0 | 0 | 0 | 0 | 0 | 0 | 0 | 0 | 0 | 0 | 0 | 0 | 0
F2_Industrial_WA - Industrial_New_Space Heating_Natural Gas_Boiler_Baseline Forecast | F2 | Industrial | WA - Industrial | New | Space Heating | Natural Gas | Boiler | Baseline Forecast | Usage (MMtherm) | 0 | 0 | 0 | 0 | 0 | 0 | 0 | 0 | 0 | 0 | 0 | 0 | 0 | 0 | 0 | 0 | 0 | 0 | 0 | 0 | 0 | 0 | 0 | 0 | 0 | 0 | 0
F3_Industrial_WA - Industrial_New_Space Heating_Natural Gas_Boiler_Baseline Forecast | F3 | Industrial | WA - Industrial | New | Space Heating | Natural Gas | Boiler | Baseline Forecast | Summer Peak Demand (MW) | 0 | 0 | 0 | 0 | 0 | 0 | 0 | 0 | 0 | 0 | 0 | 0 | 0 | 0 | 0 | 0 | 0 | 0 | 0 | 0 | 0 | 0 | 0 | 0 | 0 | 0 | 0
F4_Industrial_WA - Industrial_New_Space Heating_Natural Gas_Boiler_Baseline Forecast | F4 | Industrial | WA - Industrial | New | Space Heating | Natural Gas | Boiler | Baseline Forecast | Winter Peak Demand (MW) | 0 | 0 | 0 | 0 | 0 | 0 | 0 | 0 | 0 | 0 | 0 | 0 | 0 | 0 | 0 | 0 | 0 | 0 | 0 | 0 | 0 | 0 | 0 | 0 | 0 | 0 | 0
F5_Industrial_WA - Industrial_New_Space Heating_Natural Gas_Boiler_Baseline Forecast | F5 | Industrial | WA - Industrial | New | Space Heating | Natural Gas | Boiler | Baseline Forecast | Turnover | 0 | 0 | 0 | 0 | 0 | 0 | 0 | 0 | 0 | 0 | 0 | 0 | 0 | 0 | 0 | 0 | 0 | 0 | 0 | 0 | 0 | 0 | 0 | 0 | 0 | 0 | 0
F6_Industrial_WA - Industrial_New_Space Heating_Natural Gas_Boiler_Baseline Forecast | F6 | Industrial | WA - Industrial | New | Space Heating | Natural Gas | Boiler | Baseline Forecast | Avg. Replacement Usage (kWh) | 2116.8324 | 2277.3007 | 2268.47 | 2268.47 | 2268.47 | 2268.47 | 2268.47 | 2268.47 | 2268.47 | 2268.47 | 2268.47 | 2268.47 | 2268.47 | 2268.47 | 2268.47 | 2268.47 | 2268.47 | 2268.47 | 2268.47 | 2268.47 | 2268.47 | 2268.47 | 2268.47 | 2268.47 | 2268.47 | 2268.47 | 2268.47
F7_Industrial_WA - Industrial_New_Space Heating_Natural Gas_Boiler_Baseline Forecast | F7 | Industrial | WA - Industrial | New | Space Heating | Natural Gas | Boiler | Baseline Forecast | Avg. Replacement Summer Demand (kW) | 0 | 0 | 0 | 0 | 0 | 0 | 0 | 0 | 0 | 0 | 0 | 0 | 0 | 0 | 0 | 0 | 0 | 0 | 0 | 0 | 0 | 0 | 0 | 0 | 0 | 0 | 0
F8_Industrial_WA - Industrial_New_Space Heating_Natural Gas_Boiler_Baseline Forecast | F8 | Industrial | WA - Industrial | New | Space Heating | Natural Gas | Boiler | Baseline Forecast | Avg. Replacement Winter Demand (kW) | 0 | 0 | 0 | 0 | 0 | 0 | 0 | 0 | 0 | 0 | 0 | 0 | 0 | 0 | 0 | 0 | 0 | 0 | 0 | 0 | 0 | 0 | 0 | 0 | 0 | 0 | 0
F1_Industrial_WA - Industrial_New_Space Heating_Natural Gas_Unit Heater_Baseline Forecast | F1 | Industrial | WA - Industrial | New | Space Heating | Natural Gas | Unit Heater | Baseline Forecast | Units | 0 | 0 | 0 | 0 | 0 | 0 | 0 | 0 | 0 | 0 | 0 | 0 | 0 | 0 | 0 | 0 | 0 | 0 | 0 | 0 | 0 | 0 | 0 | 0 | 0 | 0 | 0
F2_Industrial_WA - Industrial_New_Space Heating_Natural Gas_Unit Heater_Baseline Forecast | F2 | Industrial | WA - Industrial | New | Space Heating | Natural Gas | Unit Heater | Baseline Forecast | Usage (MMtherm) | 0 | 0 | 0 | 0 | 0 | 0 | 0 | 0 | 0 | 0 | 0 | 0 | 0 | 0 | 0 | 0 | 0 | 0 | 0 | 0 | 0 | 0 | 0 | 0 | 0 | 0 | 0
F3_Industrial_WA - Industrial_New_Space Heating_Natural Gas_Unit Heater_Baseline Forecast | F3 | Industrial | WA - Industrial | New | Space Heating | Natural Gas | Unit Heater | Baseline Forecast | Summer Peak Demand (MW) | 0 | 0 | 0 | 0 | 0 | 0 | 0 | 0 | 0 | 0 | 0 | 0 | 0 | 0 | 0 | 0 | 0 | 0 | 0 | 0 | 0 | 0 | 0 | 0 | 0 | 0 | 0
F4_Industrial_WA - Industrial_New_Space Heating_Natural Gas_Unit Heater_Baseline Forecast | F4 | Industrial | WA - Industrial | New | Space Heating | Natural Gas | Unit Heater | Baseline Forecast | Winter Peak Demand (MW) | 0 | 0 | 0 | 0 | 0 | 0 | 0 | 0 | 0 | 0 | 0 | 0 | 0 | 0 | 0 | 0 | 0 | 0 | 0 | 0 | 0 | 0 | 0 | 0 | 0 | 0 | 0
F5_Industrial_WA - Industrial_New_Space Heating_Natural Gas_Unit Heater_Baseline Forecast | F5 | Industrial | WA - Industrial | New | Space Heating | Natural Gas | Unit Heater | Baseline Forecast | Turnover | 0 | 0 | 0 | 0 | 0 | 0 | 0 | 0 | 0 | 0 | 0 | 0 | 0 | 0 | 0 | 0 | 0 | 0 | 0 | 0 | 0 | 0 | 0 | 0 | 0 | 0 | 0
F6_Industrial_WA - Industrial_New_Space Heating_Natural Gas_Unit Heater_Baseline Forecast | F6 | Industrial | WA - Industrial | New | Space Heating | Natural Gas | Unit Heater | Baseline Forecast | Avg. Replacement Usage (kWh) | 2486.9482 | 2675.4735 | 2665.0988 | 2665.0988 | 2665.0988 | 2665.0988 | 2665.0988 | 2665.0988 | 2665.0988 | 2665.0988 | 2665.0988 | 2665.0988 | 2665.0988 | 2665.0988 | 2665.0988 | 2665.0988 | 2665.0988 | 2665.0988 | 2665.0988 | 2665.0988 | 2665.0988 | 2665.0988 | 2665.0988 | 2665.0988 | 2665.0988 | 2665.0988 | 2665.0988
F7_Industrial_WA - Industrial_New_Space Heating_Natural Gas_Unit Heater_Baseline Forecast | F7 | Industrial | WA - Industrial | New | Space Heating | Natural Gas | Unit Heater | Baseline Forecast | Avg. Replacement Summer Demand (kW) | 0 | 0 | 0 | 0 | 0 | 0 | 0 | 0 | 0 | 0 | 0 | 0 | 0 | 0 | 0 | 0 | 0 | 0 | 0 | 0 | 0 | 0 | 0 | 0 | 0 | 0 | 0
F8_Industrial_WA - Industrial_New_Space Heating_Natural Gas_Unit Heater_Baseline Forecast | F8 | Industrial | WA - Industrial | New | Space Heating | Natural Gas | Unit Heater | Baseline Forecast | Avg. Replacement Winter Demand (kW) | 0 | 0 | 0 | 0 | 0 | 0 | 0 | 0 | 0 | 0 | 0 | 0 | 0 | 0 | 0 | 0 | 0 | 0 | 0 | 0 | 0 | 0 | 0 | 0 | 0 | 0 | 0
F1_Industrial_WA - Industrial_New_Process_Natural Gas_Process Boiler_Baseline Forecast | F1 | Industrial | WA - Industrial | New | Process | Natural Gas | Process Boiler | Baseline Forecast | Units | 0 | 0 | 0 | 0 | 0 | 0 | 0 | 0 | 0 | 0 | 0 | 0 | 0 | 0 | 0 | 0 | 0 | 0 | 0 | 0 | 0 | 0 | 0 | 0 | 0 | 0 | 0
F2_Industrial_WA - Industrial_New_Process_Natural Gas_Process Boiler_Baseline Forecast | F2 | Industrial | WA - Industrial | New | Process | Natural Gas | Process Boiler | Baseline Forecast | Usage (MMtherm) | 0 | 0 | 0 | 0 | 0 | 0 | 0 | 0 | 0 | 0 | 0 | 0 | 0 | 0 | 0 | 0 | 0 | 0 | 0 | 0 | 0 | 0 | 0 | 0 | 0 | 0 | 0
F3_Industrial_WA - Industrial_New_Process_Natural Gas_Process Boiler_Baseline Forecast | F3 | Industrial | WA - Industrial | New | Process | Natural Gas | Process Boiler | Baseline Forecast | Summer Peak Demand (MW) | 0 | 0 | 0 | 0 | 0 | 0 | 0 | 0 | 0 | 0 | 0 | 0 | 0 | 0 | 0 | 0 | 0 | 0 | 0 | 0 | 0 | 0 | 0 | 0 | 0 | 0 | 0
F4_Industrial_WA - Industrial_New_Process_Natural Gas_Process Boiler_Baseline Forecast | F4 | Industrial | WA - Industrial | New | Process | Natural Gas | Process Boiler | Baseline Forecast | Winter Peak Demand (MW) | 0 | 0 | 0 | 0 | 0 | 0 | 0 | 0 | 0 | 0 | 0 | 0 | 0 | 0 | 0 | 0 | 0 | 0 | 0 | 0 | 0 | 0 | 0 | 0 | 0 | 0 | 0
F5_Industrial_WA - Industrial_New_Process_Natural Gas_Process Boiler_Baseline Forecast | F5 | Industrial | WA - Industrial | New | Process | Natural Gas | Process Boiler | Baseline Forecast | Turnover | 0 | 0 | 0 | 0 | 0 | 0 | 0 | 0 | 0 | 0 | 0 | 0 | 0 | 0 | 0 | 0 | 0 | 0 | 0 | 0 | 0 | 0 | 0 | 0 | 0 | 0 | 0
F6_Industrial_WA - Industrial_New_Process_Natural Gas_Process Boiler_Baseline Forecast | F6 | Industrial | WA - Industrial | New | Process | Natural Gas | Process Boiler | Baseline Forecast | Avg. Replacement Usage (kWh) | 18097.2279 | 18097.2279 | 18097.2279 | 18097.2279 | 18097.2279 | 18097.2279 | 18097.2279 | 18097.2279 | 18097.2279 | 18097.2279 | 18097.2279 | 18097.2279 | 18097.2279 | 18097.2279 | 18097.2279 | 18097.2279 | 18097.2279 | 18097.2279 | 18097.2279 | 18097.2279 | 18097.2279 | 18097.2279 | 18097.2279 | 18097.2279 | 18097.2279 | 18097.2279 | 18097.2279
F7_Industrial_WA - Industrial_New_Process_Natural Gas_Process Boiler_Baseline Forecast | F7 | Industrial | WA - Industrial | New | Process | Natural Gas | Process Boiler | Baseline Forecast | Avg. Replacement Summer Demand (kW) | 0 | 0 | 0 | 0 | 0 | 0 | 0 | 0 | 0 | 0 | 0 | 0 | 0 | 0 | 0 | 0 | 0 | 0 | 0 | 0 | 0 | 0 | 0 | 0 | 0 | 0 | 0
F8_Industrial_WA - Industrial_New_Process_Natural Gas_Process Boiler_Baseline Forecast | F8 | Industrial | WA - Industrial | New | Process | Natural Gas | Process Boiler | Baseline Forecast | Avg. Replacement Winter Demand (kW) | 0 | 0 | 0 | 0 | 0 | 0 | 0 | 0 | 0 | 0 | 0 | 0 | 0 | 0 | 0 | 0 | 0 | 0 | 0 | 0 | 0 | 0 | 0 | 0 | 0 | 0 | 0
F1_Industrial_WA - Industrial_New_Process_Natural Gas_Process Heating_Baseline Forecast | F1 | Industrial | WA - Industrial | New | Process | Natural Gas | Process Heating | Baseline Forecast | Units | 0 | 0 | 0 | 0 | 0 | 0 | 0 | 0 | 0 | 0 | 0 | 0 | 0 | 0 | 0 | 0 | 0 | 0 | 0 | 0 | 0 | 0 | 0 | 0 | 0 | 0 | 0
F2_Industrial_WA - Industrial_New_Process_Natural Gas_Process Heating_Baseline Forecast | F2 | Industrial | WA - Industrial | New | Process | Natural Gas | Process Heating | Baseline Forecast | Usage (MMtherm) | 0 | 0 | 0 | 0 | 0 | 0 | 0 | 0 | 0 | 0 | 0 | 0 | 0 | 0 | 0 | 0 | 0 | 0 | 0 | 0 | 0 | 0 | 0 | 0 | 0 | 0 | 0
F3_Industrial_WA - Industrial_New_Process_Natural Gas_Process Heating_Baseline Forecast | F3 | Industrial | WA - Industrial | New | Process | Natural Gas | Process Heating | Baseline Forecast | Summer Peak Demand (MW) | 0 | 0 | 0 | 0 | 0 | 0 | 0 | 0 | 0 | 0 | 0 | 0 | 0 | 0 | 0 | 0 | 0 | 0 | 0 | 0 | 0 | 0 | 0 | 0 | 0 | 0 | 0
F4_Industrial_WA - Industrial_New_Process_Natural Gas_Process Heating_Baseline Forecast | F4 | Industrial | WA - Industrial | New | Process | Natural Gas | Process Heating | Baseline Forecast | Winter Peak Demand (MW) | 0 | 0 | 0 | 0 | 0 | 0 | 0 | 0 | 0 | 0 | 0 | 0 | 0 | 0 | 0 | 0 | 0 | 0 | 0 | 0 | 0 | 0 | 0 | 0 | 0 | 0 | 0
F5_Industrial_WA - Industrial_New_Process_Natural Gas_Process Heating_Baseline Forecast | F5 | Industrial | WA - Industrial | New | Process | Natural Gas | Process Heating | Baseline Forecast | Turnover | 0 | 0 | 0 | 0 | 0 | 0 | 0 | 0 | 0 | 0 | 0 | 0 | 0 | 0 | 0 | 0 | 0 | 0 | 0 | 0 | 0 | 0 | 0 | 0 | 0 | 0 | 0
F6_Industrial_WA - Industrial_New_Process_Natural Gas_Process Heating_Baseline Forecast | F6 | Industrial | WA - Industrial | New | Process | Natural Gas | Process Heating | Baseline Forecast | Avg. Replacement Usage (kWh) | 16546.2279 | 16546.2279 | 16546.2279 | 16546.2279 | 16546.2279 | 16546.2279 | 16546.2279 | 16546.2279 | 16546.2279 | 16546.2279 | 16546.2279 | 16546.2279 | 16546.2279 | 16546.2279 | 16546.2279 | 16546.2279 | 16546.2279 | 16546.2279 | 16546.2279 | 16546.2279 | 16546.2279 | 16546.2279 | 16546.2279 | 16546.2279 | 16546.2279 | 16546.2279 | 16546.2279
F7_Industrial_WA - Industrial_New_Process_Natural Gas_Process Heating_Baseline Forecast | F7 | Industrial | WA - Industrial | New | Process | Natural Gas | Process Heating | Baseline Forecast | Avg. Replacement Summer Demand (kW) | 0 | 0 | 0 | 0 | 0 | 0 | 0 | 0 | 0 | 0 | 0 | 0 | 0 | 0 | 0 | 0 | 0 | 0 | 0 | 0 | 0 | 0 | 0 | 0 | 0 | 0 | 0
F8_Industrial_WA - Industrial_New_Process_Natural Gas_Process Heating_Baseline Forecast | F8 | Industrial | WA - Industrial | New | Process | Natural Gas | Process Heating | Baseline Forecast | Avg. Replacement Winter Demand (kW) | 0 | 0 | 0 | 0 | 0 | 0 | 0 | 0 | 0 | 0 | 0 | 0 | 0 | 0 | 0 | 0 | 0 | 0 | 0 | 0 | 0 | 0 | 0 | 0 | 0 | 0 | 0
F1_Industrial_WA - Industrial_New_Process_Natural Gas_Process Cooling_Baseline Forecast | F1 | Industrial | WA - Industrial | New | Process | Natural Gas | Process Cooling | Baseline Forecast | Units | 0 | 0 | 0 | 0 | 0 | 0 | 0 | 0 | 0 | 0 | 0 | 0 | 0 | 0 | 0 | 0 | 0 | 0 | 0 | 0 | 0 | 0 | 0 | 0 | 0 | 0 | 0
F2_Industrial_WA - Industrial_New_Process_Natural Gas_Process Cooling_Baseline Forecast | F2 | Industrial | WA - Industrial | New | Process | Natural Gas | Process Cooling | Baseline Forecast | Usage (MMtherm) | 0 | 0 | 0 | 0 | 0 | 0 | 0 | 0 | 0 | 0 | 0 | 0 | 0 | 0 | 0 | 0 | 0 | 0 | 0 | 0 | 0 | 0 | 0 | 0 | 0 | 0 | 0
F3_Industrial_WA - Industrial_New_Process_Natural Gas_Process Cooling_Baseline Forecast | F3 | Industrial | WA - Industrial | New | Process | Natural Gas | Process Cooling | Baseline Forecast | Summer Peak Demand (MW) | 0 | 0 | 0 | 0 | 0 | 0 | 0 | 0 | 0 | 0 | 0 | 0 | 0 | 0 | 0 | 0 | 0 | 0 | 0 | 0 | 0 | 0 | 0 | 0 | 0 | 0 | 0
F4_Industrial_WA - Industrial_New_Process_Natural Gas_Process Cooling_Baseline Forecast | F4 | Industrial | WA - Industrial | New | Process | Natural Gas | Process Cooling | Baseline Forecast | Winter Peak Demand (MW) | 0 | 0 | 0 | 0 | 0 | 0 | 0 | 0 | 0 | 0 | 0 | 0 | 0 | 0 | 0 | 0 | 0 | 0 | 0 | 0 | 0 | 0 | 0 | 0 | 0 | 0 | 0
F5_Industrial_WA - Industrial_New_Process_Natural Gas_Process Cooling_Baseline Forecast | F5 | Industrial | WA - Industrial | New | Process | Natural Gas | Process Cooling | Baseline Forecast | Turnover | 0 | 0 | 0 | 0 | 0 | 0 | 0 | 0 | 0 | 0 | 0 | 0 | 0 | 0 | 0 | 0 | 0 | 0 | 0 | 0 | 0 | 0 | 0 | 0 | 0 | 0 | 0
F6_Industrial_WA - Industrial_New_Process_Natural Gas_Process Cooling_Baseline Forecast | F6 | Industrial | WA - Industrial | New | Process | Natural Gas | Process Cooling | Baseline Forecast | Avg. Replacement Usage (kWh) | 160.4483 | 160.4483 | 160.4483 | 160.4483 | 160.4483 | 160.4483 | 160.4483 | 160.4483 | 160.4483 | 160.4483 | 160.4483 | 160.4483 | 160.4483 | 160.4483 | 160.4483 | 160.4483 | 160.4483 | 160.4483 | 160.4483 | 160.4483 | 160.4483 | 160.4483 | 160.4483 | 160.4483 | 160.4483 | 160.4483 | 160.4483
F7_Industrial_WA - Industrial_New_Process_Natural Gas_Process Cooling_Baseline Forecast | F7 | Industrial | WA - Industrial | New | Process | Natural Gas | Process Cooling | Baseline Forecast | Avg. Replacement Summer Demand (kW) | 0 | 0 | 0 | 0 | 0 | 0 | 0 | 0 | 0 | 0 | 0 | 0 | 0 | 0 | 0 | 0 | 0 | 0 | 0 | 0 | 0 | 0 | 0 | 0 | 0 | 0 | 0
F8_Industrial_WA - Industrial_New_Process_Natural Gas_Process Cooling_Baseline Forecast | F8 | Industrial | WA - Industrial | New | Process | Natural Gas | Process Cooling | Baseline Forecast | Avg. Replacement Winter Demand (kW) | 0 | 0 | 0 | 0 | 0 | 0 | 0 | 0 | 0 | 0 | 0 | 0 | 0 | 0 | 0 | 0 | 0 | 0 | 0 | 0 | 0 | 0 | 0 | 0 | 0 | 0 | 0
F1_Industrial_WA - Industrial_New_Process_Natural Gas_Other Process_Baseline Forecast | F1 | Industrial | WA - Industrial | New | Process | Natural Gas | Other Process | Baseline Forecast | Units | 0 | 0 | 0 | 0 | 0 | 0 | 0 | 0 | 0 | 0 | 0 | 0 | 0 | 0 | 0 | 0 | 0 | 0 | 0 | 0 | 0 | 0 | 0 | 0 | 0 | 0 | 0
F2_Industrial_WA - Industrial_New_Process_Natural Gas_Other Process_Baseline Forecast | F2 | Industrial | WA - Industrial | New | Process | Natural Gas | Other Process | Baseline Forecast | Usage (MMtherm) | 0 | 0 | 0 | 0 | 0 | 0 | 0 | 0 | 0 | 0 | 0 | 0 | 0 | 0 | 0 | 0 | 0 | 0 | 0 | 0 | 0 | 0 | 0 | 0 | 0 | 0 | 0
F3_Industrial_WA - Industrial_New_Process_Natural Gas_Other Process_Baseline Forecast | F3 | Industrial | WA - Industrial | New | Process | Natural Gas | Other Process | Baseline Forecast | Summer Peak Demand (MW) | 0 | 0 | 0 | 0 | 0 | 0 | 0 | 0 | 0 | 0 | 0 | 0 | 0 | 0 | 0 | 0 | 0 | 0 | 0 | 0 | 0 | 0 | 0 | 0 | 0 | 0 | 0
F4_Industrial_WA - Industrial_New_Process_Natural Gas_Other Process_Baseline Forecast | F4 | Industrial | WA - Industrial | New | Process | Natural Gas | Other Process | Baseline Forecast | Winter Peak Demand (MW) | 0 | 0 | 0 | 0 | 0 | 0 | 0 | 0 | 0 | 0 | 0 | 0 | 0 | 0 | 0 | 0 | 0 | 0 | 0 | 0 | 0 | 0 | 0 | 0 | 0 | 0 | 0
F5_Industrial_WA - Industrial_New_Process_Natural Gas_Other Process_Baseline Forecast | F5 | Industrial | WA - Industrial | New | Process | Natural Gas | Other Process | Baseline Forecast | Turnover | 0 | 0 | 0 | 0 | 0 | 0 | 0 | 0 | 0 | 0 | 0 | 0 | 0 | 0 | 0 | 0 | 0 | 0 | 0 | 0 | 0 | 0 | 0 | 0 | 0 | 0 | 0
F6_Industrial_WA - Industrial_New_Process_Natural Gas_Other Process_Baseline Forecast | F6 | Industrial | WA - Industrial | New | Process | Natural Gas | Other Process | Baseline Forecast | Avg. Replacement Usage (kWh) | 1691.3922 | 1691.3922 | 1691.3922 | 1691.3922 | 1691.3922 | 1691.3922 | 1691.3922 | 1691.3922 | 1691.3922 | 1691.3922 | 1691.3922 | 1691.3922 | 1691.3922 | 1691.3922 | 1691.3922 | 1691.3922 | 1691.3922 | 1691.3922 | 1691.3922 | 1691.3922 | 1691.3922 | 1691.3922 | 1691.3922 | 1691.3922 | 1691.3922 | 1691.3922 | 1691.3922
F7_Industrial_WA - Industrial_New_Process_Natural Gas_Other Process_Baseline Forecast | F7 | Industrial | WA - Industrial | New | Process | Natural Gas | Other Process | Baseline Forecast | Avg. Replacement Summer Demand (kW) | 0 | 0 | 0 | 0 | 0 | 0 | 0 | 0 | 0 | 0 | 0 | 0 | 0 | 0 | 0 | 0 | 0 | 0 | 0 | 0 | 0 | 0 | 0 | 0 | 0 | 0 | 0
F8_Industrial_WA - Industrial_New_Process_Natural Gas_Other Process_Baseline Forecast | F8 | Industrial | WA - Industrial | New | Process | Natural Gas | Other Process | Baseline Forecast | Avg. Replacement Winter Demand (kW) | 0 | 0 | 0 | 0 | 0 | 0 | 0 | 0 | 0 | 0 | 0 | 0 | 0 | 0 | 0 | 0 | 0 | 0 | 0 | 0 | 0 | 0 | 0 | 0 | 0 | 0 | 0
F1_Industrial_WA - Industrial_New_Miscellaneous_Natural Gas_Miscellaneous_Baseline Forecast | F1 | Industrial | WA - Industrial | New | Miscellaneous | Natural Gas | Miscellaneous | Baseline Forecast | Units | 0 | 0 | 0 | 0 | 0 | 0 | 0 | 0 | 0 | 0 | 0 | 0 | 0 | 0 | 0 | 0 | 0 | 0 | 0 | 0 | 0 | 0 | 0 | 0 | 0 | 0 | 0
F2_Industrial_WA - Industrial_New_Miscellaneous_Natural Gas_Miscellaneous_Baseline Forecast | F2 | Industrial | WA - Industrial | New | Miscellaneous | Natural Gas | Miscellaneous | Baseline Forecast | Usage (MMtherm) | 0 | 0 | 0 | 0 | 0 | 0 | 0 | 0 | 0 | 0 | 0 | 0 | 0 | 0 | 0 | 0 | 0 | 0 | 0 | 0 | 0 | 0 | 0 | 0 | 0 | 0 | 0
F3_Industrial_WA - Industrial_New_Miscellaneous_Natural Gas_Miscellaneous_Baseline Forecast | F3 | Industrial | WA - Industrial | New | Miscellaneous | Natural Gas | Miscellaneous | Baseline Forecast | Summer Peak Demand (MW) | 0 | 0 | 0 | 0 | 0 | 0 | 0 | 0 | 0 | 0 | 0 | 0 | 0 | 0 | 0 | 0 | 0 | 0 | 0 | 0 | 0 | 0 | 0 | 0 | 0 | 0 | 0
F4_Industrial_WA - Industrial_New_Miscellaneous_Natural Gas_Miscellaneous_Baseline Forecast | F4 | Industrial | WA - Industrial | New | Miscellaneous | Natural Gas | Miscellaneous | Baseline Forecast | Winter Peak Demand (MW) | 0 | 0 | 0 | 0 | 0 | 0 | 0 | 0 | 0 | 0 | 0 | 0 | 0 | 0 | 0 | 0 | 0 | 0 | 0 | 0 | 0 | 0 | 0 | 0 | 0 | 0 | 0
F5_Industrial_WA - Industrial_New_Miscellaneous_Natural Gas_Miscellaneous_Baseline Forecast | F5 | Industrial | WA - Industrial | New | Miscellaneous | Natural Gas | Miscellaneous | Baseline Forecast | Turnover | 0 | 0 | 0 | 0 | 0 | 0 | 0 | 0 | 0 | 0 | 0 | 0 | 0 | 0 | 0 | 0 | 0 | 0 | 0 | 0 | 0 | 0 | 0 | 0 | 0 | 0 | 0
F6_Industrial_WA - Industrial_New_Miscellaneous_Natural Gas_Miscellaneous_Baseline Forecast | F6 | Industrial | WA - Industrial | New | Miscellaneous | Natural Gas | Miscellaneous | Baseline Forecast | Avg. Replacement Usage (kWh) | 1992.2327 | 1992.2327 | 1992.2327 | 1992.2327 | 1992.2327 | 1992.2327 | 1992.2327 | 1992.2327 | 1992.2327 | 1992.2327 | 1992.2327 | 1992.2327 | 1992.2327 | 1992.2327 | 1992.2327 | 1992.2327 | 1992.2327 | 1992.2327 | 1992.2327 | 1992.2327 | 1992.2327 | 1992.2327 | 1992.2327 | 1992.2327 | 1992.2327 | 1992.2327 | 1992.2327
F7_Industrial_WA - Industrial_New_Miscellaneous_Natural Gas_Miscellaneous_Baseline Forecast | F7 | Industrial | WA - Industrial | New | Miscellaneous | Natural Gas | Miscellaneous | Baseline Forecast | Avg. Replacement Summer Demand (kW) | 0 | 0 | 0 | 0 | 0 | 0 | 0 | 0 | 0 | 0 | 0 | 0 | 0 | 0 | 0 | 0 | 0 | 0 | 0 | 0 | 0 | 0 | 0 | 0 | 0 | 0 | 0
F8_Industrial_WA - Industrial_New_Miscellaneous_Natural Gas_Miscellaneous_Baseline Forecast | F8 | Industrial | WA - Industrial | New | Miscellaneous | Natural Gas | Miscellaneous | Baseline Forecast | Avg. Replacement Winter Demand (kW) | 0 | 0 | 0 | 0 | 0 | 0 | 0 | 0 | 0 | 0 | 0 | 0 | 0 | 0 | 0 | 0 | 0 | 0 | 0 | 0 | 0 | 0 | 0 | 0 | 0 | 0 | 0
F1_Industrial_OR - Industrial_Existing_Space Heating_Natural Gas_Furnace_Baseline Forecast | F1 | Industrial | OR - Industrial | Existing | Space Heating | Natural Gas | Furnace | Baseline Forecast | Units | 436.4089 | 436.4089 | 436.4089 | 436.4089 | 436.4089 | 436.4089 | 436.4089 | 436.4089 | 436.4089 | 436.4089 | 436.4089 | 436.4089 | 436.4089 | 436.4089 | 436.4089 | 436.4089 | 436.4089 | 436.4089 | 436.4089 | 436.4089 | 436.4089 | 436.4089 | 436.4089 | 436.4089 | 436.4089 | 436.4089 | 436.4089
F2_Industrial_OR - Industrial_Existing_Space Heating_Natural Gas_Furnace_Baseline Forecast | F2 | Industrial | OR - Industrial | Existing | Space Heating | Natural Gas | Furnace | Baseline Forecast | Usage (MMtherm) | 0.54334 | 0.5844 | 0.58191 | 0.58083 | 0.57947 | 0.57785 | 0.576 | 0.57394 | 0.57169 | 0.56928 | 0.56673 | 0.56406 | 0.56127 | 0.5584 | 0.55545 | 0.55243 | 0.54936 | 0.54625 | 0.54311 | 0.54019 | 0.53746 | 0.53493 | 0.5326 | 0.53045 | 0.52846 | 0.52663 | 0.52494
F3_Industrial_OR - Industrial_Existing_Space Heating_Natural Gas_Furnace_Baseline Forecast | F3 | Industrial | OR - Industrial | Existing | Space Heating | Natural Gas | Furnace | Baseline Forecast | Summer Peak Demand (MW) | 0 | 0 | 0 | 0 | 0 | 0 | 0 | 0 | 0 | 0 | 0 | 0 | 0 | 0 | 0 | 0 | 0 | 0 | 0 | 0 | 0 | 0 | 0 | 0 | 0 | 0 | 0
F4_Industrial_OR - Industrial_Existing_Space Heating_Natural Gas_Furnace_Baseline Forecast | F4 | Industrial | OR - Industrial | Existing | Space Heating | Natural Gas | Furnace | Baseline Forecast | Winter Peak Demand (MW) | 0 | 0 | 0 | 0 | 0 | 0 | 0 | 0 | 0 | 0 | 0 | 0 | 0 | 0 | 0 | 0 | 0 | 0 | 0 | 0 | 0 | 0 | 0 | 0 | 0 | 0 | 0
F5_Industrial_OR - Industrial_Existing_Space Heating_Natural Gas_Furnace_Baseline Forecast | F5 | Industrial | OR - Industrial | Existing | Space Heating | Natural Gas | Furnace | Baseline Forecast | Turnover | 0 | 1.865 | 3.5865 | 5.1756 | 6.6425 | 7.9965 | 9.2464 | 10.4001 | 11.4651 | 12.4482 | 13.3556 | 14.1933 | 14.9665 | 15.6802 | 16.339 | 16.9472 | 17.5085 | 18.0267 | 18.5051 | 17.225 | 16.1759 | 15.3298 | 14.6615 | 14.1488 | 13.7717 | 13.5124 | 13.3549
F6_Industrial_OR - Industrial_Existing_Space Heating_Natural Gas_Furnace_Baseline Forecast | F6 | Industrial | OR - Industrial | Existing | Space Heating | Natural Gas | Furnace | Baseline Forecast | Avg. Replacement Usage (kWh) | 1213.9284 | 1305.9513 | 1300.8872 | 1156.3441 | 1156.3441 | 1156.3441 | 1156.3441 | 1156.3441 | 1156.3441 | 1156.3441 | 1156.3441 | 1156.3441 | 1156.3441 | 1156.3441 | 1156.3441 | 1156.3441 | 1156.3441 | 1156.3441 | 1156.3441 | 1156.3441 | 1156.3441 | 1156.3441 | 1156.3441 | 1156.3441 | 1156.3441 | 1156.3441 | 1156.3441
F7_Industrial_OR - Industrial_Existing_Space Heating_Natural Gas_Furnace_Baseline Forecast | F7 | Industrial | OR - Industrial | Existing | Space Heating | Natural Gas | Furnace | Baseline Forecast | Avg. Replacement Summer Demand (kW) | 0 | 0 | 0 | 0 | 0 | 0 | 0 | 0 | 0 | 0 | 0 | 0 | 0 | 0 | 0 | 0 | 0 | 0 | 0 | 0 | 0 | 0 | 0 | 0 | 0 | 0 | 0
F8_Industrial_OR - Industrial_Existing_Space Heating_Natural Gas_Furnace_Baseline Forecast | F8 | Industrial | OR - Industrial | Existing | Space Heating | Natural Gas | Furnace | Baseline Forecast | Avg. Replacement Winter Demand (kW) | 0 | 0 | 0 | 0 | 0 | 0 | 0 | 0 | 0 | 0 | 0 | 0 | 0 | 0 | 0 | 0 | 0 | 0 | 0 | 0 | 0 | 0 | 0 | 0 | 0 | 0 | 0
F1_Industrial_OR - Industrial_Existing_Space Heating_Natural Gas_Boiler_Baseline Forecast | F1 | Industrial | OR - Industrial | Existing | Space Heating | Natural Gas | Boiler | Baseline Forecast | Units | 696.4576 | 696.4576 | 696.4576 | 696.4576 | 696.4576 | 696.4576 | 696.4576 | 696.4576 | 696.4576 | 696.4576 | 696.4576 | 696.4576 | 696.4576 | 696.4576 | 696.4576 | 696.4576 | 696.4576 | 696.4576 | 696.4576 | 696.4576 | 696.4576 | 696.4576 | 696.4576 | 696.4576 | 696.4576 | 696.4576 | 696.4576
F2_Industrial_OR - Industrial_Existing_Space Heating_Natural Gas_Boiler_Baseline Forecast | F2 | Industrial | OR - Industrial | Existing | Space Heating | Natural Gas | Boiler | Baseline Forecast | Usage (MMtherm) | 0.86711 | 0.93045 | 0.92449 | 0.92219 | 0.91992 | 0.91771 | 0.91555 | 0.91345 | 0.91142 | 0.90946 | 0.90756 | 0.90575 | 0.90401 | 0.90235 | 0.90077 | 0.89928 | 0.89787 | 0.89656 | 0.89533 | 0.8942 | 0.89316 | 0.89221 | 0.89135 | 0.89057 | 0.88986 | 0.88922 | 0.88863
F3_Industrial_OR - Industrial_Existing_Space Heating_Natural Gas_Boiler_Baseline Forecast | F3 | Industrial | OR - Industrial | Existing | Space Heating | Natural Gas | Boiler | Baseline Forecast | Summer Peak Demand (MW) | 0 | 0 | 0 | 0 | 0 | 0 | 0 | 0 | 0 | 0 | 0 | 0 | 0 | 0 | 0 | 0 | 0 | 0 | 0 | 0 | 0 | 0 | 0 | 0 | 0 | 0 | 0
F4_Industrial_OR - Industrial_Existing_Space Heating_Natural Gas_Boiler_Baseline Forecast | F4 | Industrial | OR - Industrial | Existing | Space Heating | Natural Gas | Boiler | Baseline Forecast | Winter Peak Demand (MW) | 0 | 0 | 0 | 0 | 0 | 0 | 0 | 0 | 0 | 0 | 0 | 0 | 0 | 0 | 0 | 0 | 0 | 0 | 0 | 0 | 0 | 0 | 0 | 0 | 0 | 0 | 0
F5_Industrial_OR - Industrial_Existing_Space Heating_Natural Gas_Boiler_Baseline Forecast | F5 | Industrial | OR - Industrial | Existing | Space Heating | Natural Gas | Boiler | Baseline Forecast | Turnover | 0 | 21.1048 | 21.2966 | 21.4711 | 21.6296 | 21.7738 | 21.9048 | 22.0239 | 22.1322 | 22.2307 | 22.3202 | 22.4016 | 22.4755 | 22.5428 | 22.6039 | 22.6595 | 22.71 | 22.756 | 22.7977 | 22.8357 | 22.8702 | 22.9015 | 22.7382 | 22.6072 | 22.5039 | 22.4244 | 22.3652
F6_Industrial_OR - Industrial_Existing_Space Heating_Natural Gas_Boiler_Baseline Forecast | F6 | Industrial | OR - Industrial | Existing | Space Heating | Natural Gas | Boiler | Baseline Forecast | Avg. Replacement Usage (kWh) | 1182.7726 | 1272.4337 | 1267.4996 | 1267.4996 | 1267.4996 | 1267.4996 | 1267.4996 | 1267.4996 | 1267.4996 | 1267.4996 | 1267.4996 | 1267.4996 | 1267.4996 | 1267.4996 | 1267.4996 | 1267.4996 | 1267.4996 | 1267.4996 | 1267.4996 | 1267.4996 | 1267.4996 | 1267.4996 | 1267.4996 | 1267.4996 | 1267.4996 | 1267.4996 | 1267.4996
F7_Industrial_OR - Industrial_Existing_Space Heating_Natural Gas_Boiler_Baseline Forecast | F7 | Industrial | OR - Industrial | Existing | Space Heating | Natural Gas | Boiler | Baseline Forecast | Avg. Replacement Summer Demand (kW) | 0 | 0 | 0 | 0 | 0 | 0 | 0 | 0 | 0 | 0 | 0 | 0 | 0 | 0 | 0 | 0 | 0 | 0 | 0 | 0 | 0 | 0 | 0 | 0 | 0 | 0 | 0
F8_Industrial_OR - Industrial_Existing_Space Heating_Natural Gas_Boiler_Baseline Forecast | F8 | Industrial | OR - Industrial | Existing | Space Heating | Natural Gas | Boiler | Baseline Forecast | Avg. Replacement Winter Demand (kW) | 0 | 0 | 0 | 0 | 0 | 0 | 0 | 0 | 0 | 0 | 0 | 0 | 0 | 0 | 0 | 0 | 0 | 0 | 0 | 0 | 0 | 0 | 0 | 0 | 0 | 0 | 0
F1_Industrial_OR - Industrial_Existing_Space Heating_Natural Gas_Unit Heater_Baseline Forecast | F1 | Industrial | OR - Industrial | Existing | Space Heating | Natural Gas | Unit Heater | Baseline Forecast | Units | 218.2044 | 218.2044 | 218.2044 | 218.2044 | 218.2044 | 218.2044 | 218.2044 | 218.2044 | 218.2044 | 218.2044 | 218.2044 | 218.2044 | 218.2044 | 218.2044 | 218.2044 | 218.2044 | 218.2044 | 218.2044 | 218.2044 | 218.2044 | 218.2044 | 218.2044 | 218.2044 | 218.2044 | 218.2044 | 218.2044 | 218.2044
F2_Industrial_OR - Industrial_Existing_Space Heating_Natural Gas_Unit Heater_Baseline Forecast | F2 | Industrial | OR - Industrial | Existing | Space Heating | Natural Gas | Unit Heater | Baseline Forecast | Usage (MMtherm) | 0.27167 | 0.29226 | 0.29113 | 0.29113 | 0.29113 | 0.29113 | 0.29113 | 0.29113 | 0.29113 | 0.29113 | 0.29113 | 0.29113 | 0.29113 | 0.29113 | 0.29113 | 0.29113 | 0.29113 | 0.29113 | 0.29113 | 0.29113 | 0.29113 | 0.29113 | 0.29113 | 0.29113 | 0.29113 | 0.29113 | 0.29113
F3_Industrial_OR - Industrial_Existing_Space Heating_Natural Gas_Unit Heater_Baseline Forecast | F3 | Industrial | OR - Industrial | Existing | Space Heating | Natural Gas | Unit Heater | Baseline Forecast | Summer Peak Demand (MW) | 0 | 0 | 0 | 0 | 0 | 0 | 0 | 0 | 0 | 0 | 0 | 0 | 0 | 0 | 0 | 0 | 0 | 0 | 0 | 0 | 0 | 0 | 0 | 0 | 0 | 0 | 0
F4_Industrial_OR - Industrial_Existing_Space Heating_Natural Gas_Unit Heater_Baseline Forecast | F4 | Industrial | OR - Industrial | Existing | Space Heating | Natural Gas | Unit Heater | Baseline Forecast | Winter Peak Demand (MW) | 0 | 0 | 0 | 0 | 0 | 0 | 0 | 0 | 0 | 0 | 0 | 0 | 0 | 0 | 0 | 0 | 0 | 0 | 0 | 0 | 0 | 0 | 0 | 0 | 0 | 0 | 0
F5_Industrial_OR - Industrial_Existing_Space Heating_Natural Gas_Unit Heater_Baseline Forecast | F5 | Industrial | OR - Industrial | Existing | Space Heating | Natural Gas | Unit Heater | Baseline Forecast | Turnover | 0 | 4.9592 | 5.5002 | 5.992 | 6.4391 | 6.8456 | 7.2151 | 7.551 | 7.8564 | 8.134 | 8.3864 | 8.6158 | 8.8244 | 9.014 | 9.1864 | 9.3431 | 9.4856 | 9.0741 | 8.7492 | 8.4985 | 8.3113 | 8.1781 | 8.0905 | 8.0415 | 8.0247 | 8.0346 | 8.0666
F6_Industrial_OR - Industrial_Existing_Space Heating_Natural Gas_Unit Heater_Baseline Forecast | F6 | Industrial | OR - Industrial | Existing | Space Heating | Natural Gas | Unit Heater | Baseline Forecast | Avg. Replacement Usage (kWh) | 1245.0238 | 1339.4039 | 1334.2101 | 1334.2101 | 1334.2101 | 1334.2101 | 1334.2101 | 1334.2101 | 1334.2101 | 1334.2101 | 1334.2101 | 1334.2101 | 1334.2101 | 1334.2101 | 1334.2101 | 1334.2101 | 1334.2101 | 1334.2101 | 1334.2101 | 1334.2101 | 1334.2101 | 1334.2101 | 1334.2101 | 1334.2101 | 1334.2101 | 1334.2101 | 1334.2101
F7_Industrial_OR - Industrial_Existing_Space Heating_Natural Gas_Unit Heater_Baseline Forecast | F7 | Industrial | OR - Industrial | Existing | Space Heating | Natural Gas | Unit Heater | Baseline Forecast | Avg. Replacement Summer Demand (kW) | 0 | 0 | 0 | 0 | 0 | 0 | 0 | 0 | 0 | 0 | 0 | 0 | 0 | 0 | 0 | 0 | 0 | 0 | 0 | 0 | 0 | 0 | 0 | 0 | 0 | 0 | 0
F8_Industrial_OR - Industrial_Existing_Space Heating_Natural Gas_Unit Heater_Baseline Forecast | F8 | Industrial | OR - Industrial | Existing | Space Heating | Natural Gas | Unit Heater | Baseline Forecast | Avg. Replacement Winter Demand (kW) | 0 | 0 | 0 | 0 | 0 | 0 | 0 | 0 | 0 | 0 | 0 | 0 | 0 | 0 | 0 | 0 | 0 | 0 | 0 | 0 | 0 | 0 | 0 | 0 | 0 | 0 | 0
F1_Industrial_OR - Industrial_Existing_Process_Natural Gas_Process Boiler_Baseline Forecast | F1 | Industrial | OR - Industrial | Existing | Process | Natural Gas | Process Boiler | Baseline Forecast | Units | 1351.0709 | 1351.0709 | 1351.0709 | 1351.0709 | 1351.0709 | 1351.0709 | 1351.0709 | 1351.0709 | 1351.0709 | 1351.0709 | 1351.0709 | 1351.0709 | 1351.0709 | 1351.0709 | 1351.0709 | 1351.0709 | 1351.0709 | 1351.0709 | 1351.0709 | 1351.0709 | 1351.0709 | 1351.0709 | 1351.0709 | 1351.0709 | 1351.0709 | 1351.0709 | 1351.0709
F2_Industrial_OR - Industrial_Existing_Process_Natural Gas_Process Boiler_Baseline Forecast | F2 | Industrial | OR - Industrial | Existing | Process | Natural Gas | Process Boiler | Baseline Forecast | Usage (MMtherm) | 12.2406 | 12.2406 | 12.2406 | 12.2406 | 12.2406 | 12.2406 | 12.2406 | 12.2406 | 12.2406 | 12.2406 | 12.2406 | 12.2406 | 12.2406 | 12.2406 | 12.2406 | 12.2406 | 12.2406 | 12.2406 | 12.2406 | 12.2406 | 12.2406 | 12.2406 | 12.2406 | 12.2406 | 12.2406 | 12.2406 | 12.2406
F3_Industrial_OR - Industrial_Existing_Process_Natural Gas_Process Boiler_Baseline Forecast | F3 | Industrial | OR - Industrial | Existing | Process | Natural Gas | Process Boiler | Baseline Forecast | Summer Peak Demand (MW) | 0 | 0 | 0 | 0 | 0 | 0 | 0 | 0 | 0 | 0 | 0 | 0 | 0 | 0 | 0 | 0 | 0 | 0 | 0 | 0 | 0 | 0 | 0 | 0 | 0 | 0 | 0
F4_Industrial_OR - Industrial_Existing_Process_Natural Gas_Process Boiler_Baseline Forecast | F4 | Industrial | OR - Industrial | Existing | Process | Natural Gas | Process Boiler | Baseline Forecast | Winter Peak Demand (MW) | 0 | 0 | 0 | 0 | 0 | 0 | 0 | 0 | 0 | 0 | 0 | 0 | 0 | 0 | 0 | 0 | 0 | 0 | 0 | 0 | 0 | 0 | 0 | 0 | 0 | 0 | 0
F5_Industrial_OR - Industrial_Existing_Process_Natural Gas_Process Boiler_Baseline Forecast | F5 | Industrial | OR - Industrial | Existing | Process | Natural Gas | Process Boiler | Baseline Forecast | Turnover | 0 | 115.8061 | 137.8644 | 156.7715 | 150.9193 | 149.0543 | 150.1568 | 150.2657 | 150.0926 | 150.1018 | 150.1252 | 183.8615 | 185.4655 | 185.9256 | 183.9257 | 183.6023 | 184.2554 | 184.24 | 184.0985 | 184.1236 | 184.147 | 193.9694 | 193.0302 | 191.8952 | 191.6088 | 191.7177 | 191.9333
F6_Industrial_OR - Industrial_Existing_Process_Natural Gas_Process Boiler_Baseline Forecast | F6 | Industrial | OR - Industrial | Existing | Process | Natural Gas | Process Boiler | Baseline Forecast | Avg. Replacement Usage (kWh) | 9059.8911 | 9059.8911 | 9059.8911 | 9059.8911 | 9059.8911 | 9059.8911 | 9059.8911 | 9059.8911 | 9059.8911 | 9059.8911 | 9059.8911 | 9059.8911 | 9059.8911 | 9059.8911 | 9059.8911 | 9059.8911 | 9059.8911 | 9059.8911 | 9059.8911 | 9059.8911 | 9059.8911 | 9059.8911 | 9059.8911 | 9059.8911 | 9059.8911 | 9059.8911 | 9059.8911
F7_Industrial_OR - Industrial_Existing_Process_Natural Gas_Process Boiler_Baseline Forecast | F7 | Industrial | OR - Industrial | Existing | Process | Natural Gas | Process Boiler | Baseline Forecast | Avg. Replacement Summer Demand (kW) | 0 | 0 | 0 | 0 | 0 | 0 | 0 | 0 | 0 | 0 | 0 | 0 | 0 | 0 | 0 | 0 | 0 | 0 | 0 | 0 | 0 | 0 | 0 | 0 | 0 | 0 | 0
F8_Industrial_OR - Industrial_Existing_Process_Natural Gas_Process Boiler_Baseline Forecast | F8 | Industrial | OR - Industrial | Existing | Process | Natural Gas | Process Boiler | Baseline Forecast | Avg. Replacement Winter Demand (kW) | 0 | 0 | 0 | 0 | 0 | 0 | 0 | 0 | 0 | 0 | 0 | 0 | 0 | 0 | 0 | 0 | 0 | 0 | 0 | 0 | 0 | 0 | 0 | 0 | 0 | 0 | 0
F1_Industrial_OR - Industrial_Existing_Process_Natural Gas_Process Heating_Baseline Forecast | F1 | Industrial | OR - Industrial | Existing | Process | Natural Gas | Process Heating | Baseline Forecast | Units | 1351.0709 | 1351.0709 | 1351.0709 | 1351.0709 | 1351.0709 | 1351.0709 | 1351.0709 | 1351.0709 | 1351.0709 | 1351.0709 | 1351.0709 | 1351.0709 | 1351.0709 | 1351.0709 | 1351.0709 | 1351.0709 | 1351.0709 | 1351.0709 | 1351.0709 | 1351.0709 | 1351.0709 | 1351.0709 | 1351.0709 | 1351.0709 | 1351.0709 | 1351.0709 | 1351.0709
F2_Industrial_OR - Industrial_Existing_Process_Natural Gas_Process Heating_Baseline Forecast | F2 | Industrial | OR - Industrial | Existing | Process | Natural Gas | Process Heating | Baseline Forecast | Usage (MMtherm) | 11.1915 | 11.1915 | 11.1915 | 11.1915 | 11.1915 | 11.1915 | 11.1915 | 11.1915 | 11.1915 | 11.1915 | 11.1915 | 11.1915 | 11.1915 | 11.1915 | 11.1915 | 11.1915 | 11.1915 | 11.1915 | 11.1915 | 11.1915 | 11.1915 | 11.1915 | 11.1915 | 11.1915 | 11.1915 | 11.1915 | 11.1915
F3_Industrial_OR - Industrial_Existing_Process_Natural Gas_Process Heating_Baseline Forecast | F3 | Industrial | OR - Industrial | Existing | Process | Natural Gas | Process Heating | Baseline Forecast | Summer Peak Demand (MW) | 0 | 0 | 0 | 0 | 0 | 0 | 0 | 0 | 0 | 0 | 0 | 0 | 0 | 0 | 0 | 0 | 0 | 0 | 0 | 0 | 0 | 0 | 0 | 0 | 0 | 0 | 0
F4_Industrial_OR - Industrial_Existing_Process_Natural Gas_Process Heating_Baseline Forecast | F4 | Industrial | OR - Industrial | Existing | Process | Natural Gas | Process Heating | Baseline Forecast | Winter Peak Demand (MW) | 0 | 0 | 0 | 0 | 0 | 0 | 0 | 0 | 0 | 0 | 0 | 0 | 0 | 0 | 0 | 0 | 0 | 0 | 0 | 0 | 0 | 0 | 0 | 0 | 0 | 0 | 0
F5_Industrial_OR - Industrial_Existing_Process_Natural Gas_Process Heating_Baseline Forecast | F5 | Industrial | OR - Industrial | Existing | Process | Natural Gas | Process Heating | Baseline Forecast | Turnover | 0 | 115.8061 | 137.8644 | 156.7715 | 150.9193 | 149.0543 | 150.1568 | 150.2657 | 150.0926 | 150.1018 | 150.1252 | 183.8615 | 185.4655 | 185.9256 | 183.9257 | 183.6023 | 184.2554 | 184.24 | 184.0985 | 184.1236 | 184.147 | 193.9694 | 193.0302 | 191.8952 | 191.6088 | 191.7177 | 191.9333
F6_Industrial_OR - Industrial_Existing_Process_Natural Gas_Process Heating_Baseline Forecast | F6 | Industrial | OR - Industrial | Existing | Process | Natural Gas | Process Heating | Baseline Forecast | Avg. Replacement Usage (kWh) | 8283.4246 | 8283.4246 | 8283.4246 | 8283.4246 | 8283.4246 | 8283.4246 | 8283.4246 | 8283.4246 | 8283.4246 | 8283.4246 | 8283.4246 | 8283.4246 | 8283.4246 | 8283.4246 | 8283.4246 | 8283.4246 | 8283.4246 | 8283.4246 | 8283.4246 | 8283.4246 | 8283.4246 | 8283.4246 | 8283.4246 | 8283.4246 | 8283.4246 | 8283.4246 | 8283.4246
F7_Industrial_OR - Industrial_Existing_Process_Natural Gas_Process Heating_Baseline Forecast | F7 | Industrial | OR - Industrial | Existing | Process | Natural Gas | Process Heating | Baseline Forecast | Avg. Replacement Summer Demand (kW) | 0 | 0 | 0 | 0 | 0 | 0 | 0 | 0 | 0 | 0 | 0 | 0 | 0 | 0 | 0 | 0 | 0 | 0 | 0 | 0 | 0 | 0 | 0 | 0 | 0 | 0 | 0
F8_Industrial_OR - Industrial_Existing_Process_Natural Gas_Process Heating_Baseline Forecast | F8 | Industrial | OR - Industrial | Existing | Process | Natural Gas | Process Heating | Baseline Forecast | Avg. Replacement Winter Demand (kW) | 0 | 0 | 0 | 0 | 0 | 0 | 0 | 0 | 0 | 0 | 0 | 0 | 0 | 0 | 0 | 0 | 0 | 0 | 0 | 0 | 0 | 0 | 0 | 0 | 0 | 0 | 0
F1_Industrial_OR - Industrial_Existing_Process_Natural Gas_Process Cooling_Baseline Forecast | F1 | Industrial | OR - Industrial | Existing | Process | Natural Gas | Process Cooling | Baseline Forecast | Units | 1351.0709 | 1351.0709 | 1351.0709 | 1351.0709 | 1351.0709 | 1351.0709 | 1351.0709 | 1351.0709 | 1351.0709 | 1351.0709 | 1351.0709 | 1351.0709 | 1351.0709 | 1351.0709 | 1351.0709 | 1351.0709 | 1351.0709 | 1351.0709 | 1351.0709 | 1351.0709 | 1351.0709 | 1351.0709 | 1351.0709 | 1351.0709 | 1351.0709 | 1351.0709 | 1351.0709
F2_Industrial_OR - Industrial_Existing_Process_Natural Gas_Process Cooling_Baseline Forecast | F2 | Industrial | OR - Industrial | Existing | Process | Natural Gas | Process Cooling | Baseline Forecast | Usage (MMtherm) | 0.10852 | 0.10852 | 0.10852 | 0.10852 | 0.10852 | 0.10852 | 0.10852 | 0.10852 | 0.10852 | 0.10852 | 0.10852 | 0.10852 | 0.10852 | 0.10852 | 0.10852 | 0.10852 | 0.10852 | 0.10852 | 0.10852 | 0.10852 | 0.10852 | 0.10852 | 0.10852 | 0.10852 | 0.10852 | 0.10852 | 0.10852
F3_Industrial_OR - Industrial_Existing_Process_Natural Gas_Process Cooling_Baseline Forecast | F3 | Industrial | OR - Industrial | Existing | Process | Natural Gas | Process Cooling | Baseline Forecast | Summer Peak Demand (MW) | 0 | 0 | 0 | 0 | 0 | 0 | 0 | 0 | 0 | 0 | 0 | 0 | 0 | 0 | 0 | 0 | 0 | 0 | 0 | 0 | 0 | 0 | 0 | 0 | 0 | 0 | 0
F4_Industrial_OR - Industrial_Existing_Process_Natural Gas_Process Cooling_Baseline Forecast | F4 | Industrial | OR - Industrial | Existing | Process | Natural Gas | Process Cooling | Baseline Forecast | Winter Peak Demand (MW) | 0 | 0 | 0 | 0 | 0 | 0 | 0 | 0 | 0 | 0 | 0 | 0 | 0 | 0 | 0 | 0 | 0 | 0 | 0 | 0 | 0 | 0 | 0 | 0 | 0 | 0 | 0
F5_Industrial_OR - Industrial_Existing_Process_Natural Gas_Process Cooling_Baseline Forecast | F5 | Industrial | OR - Industrial | Existing | Process | Natural Gas | Process Cooling | Baseline Forecast | Turnover | 0 | 115.8061 | 137.8644 | 156.7715 | 150.9193 | 149.0543 | 150.1568 | 150.2657 | 150.0926 | 150.1018 | 150.1252 | 183.8615 | 185.4655 | 185.9256 | 183.9257 | 183.6023 | 184.2554 | 184.24 | 184.0985 | 184.1236 | 184.147 | 193.9694 | 193.0302 | 191.8952 | 191.6088 | 191.7177 | 191.9333
F6_Industrial_OR - Industrial_Existing_Process_Natural Gas_Process Cooling_Baseline Forecast | F6 | Industrial | OR - Industrial | Existing | Process | Natural Gas | Process Cooling | Baseline Forecast | Avg. Replacement Usage (kWh) | 80.3241 | 80.3241 | 80.3241 | 80.3241 | 80.3241 | 80.3241 | 80.3241 | 80.3241 | 80.3241 | 80.3241 | 80.3241 | 80.3241 | 80.3241 | 80.3241 | 80.3241 | 80.3241 | 80.3241 | 80.3241 | 80.3241 | 80.3241 | 80.3241 | 80.3241 | 80.3241 | 80.3241 | 80.3241 | 80.3241 | 80.3241
F7_Industrial_OR - Industrial_Existing_Process_Natural Gas_Process Cooling_Baseline Forecast | F7 | Industrial | OR - Industrial | Existing | Process | Natural Gas | Process Cooling | Baseline Forecast | Avg. Replacement Summer Demand (kW) | 0 | 0 | 0 | 0 | 0 | 0 | 0 | 0 | 0 | 0 | 0 | 0 | 0 | 0 | 0 | 0 | 0 | 0 | 0 | 0 | 0 | 0 | 0 | 0 | 0 | 0 | 0
F8_Industrial_OR - Industrial_Existing_Process_Natural Gas_Process Cooling_Baseline Forecast | F8 | Industrial | OR - Industrial | Existing | Process | Natural Gas | Process Cooling | Baseline Forecast | Avg. Replacement Winter Demand (kW) | 0 | 0 | 0 | 0 | 0 | 0 | 0 | 0 | 0 | 0 | 0 | 0 | 0 | 0 | 0 | 0 | 0 | 0 | 0 | 0 | 0 | 0 | 0 | 0 | 0 | 0 | 0
F1_Industrial_OR - Industrial_Existing_Process_Natural Gas_Other Process_Baseline Forecast | F1 | Industrial | OR - Industrial | Existing | Process | Natural Gas | Other Process | Baseline Forecast | Units | 1351.0709 | 1351.0709 | 1351.0709 | 1351.0709 | 1351.0709 | 1351.0709 | 1351.0709 | 1351.0709 | 1351.0709 | 1351.0709 | 1351.0709 | 1351.0709 | 1351.0709 | 1351.0709 | 1351.0709 | 1351.0709 | 1351.0709 | 1351.0709 | 1351.0709 | 1351.0709 | 1351.0709 | 1351.0709 | 1351.0709 | 1351.0709 | 1351.0709 | 1351.0709 | 1351.0709
F2_Industrial_OR - Industrial_Existing_Process_Natural Gas_Other Process_Baseline Forecast | F2 | Industrial | OR - Industrial | Existing | Process | Natural Gas | Other Process | Baseline Forecast | Usage (MMtherm) | 1.144 | 1.144 | 1.144 | 1.144 | 1.144 | 1.144 | 1.144 | 1.144 | 1.144 | 1.144 | 1.144 | 1.144 | 1.144 | 1.144 | 1.144 | 1.144 | 1.144 | 1.144 | 1.144 | 1.144 | 1.144 | 1.144 | 1.144 | 1.144 | 1.144 | 1.144 | 1.144
F3_Industrial_OR - Industrial_Existing_Process_Natural Gas_Other Process_Baseline Forecast | F3 | Industrial | OR - Industrial | Existing | Process | Natural Gas | Other Process | Baseline Forecast | Summer Peak Demand (MW) | 0 | 0 | 0 | 0 | 0 | 0 | 0 | 0 | 0 | 0 | 0 | 0 | 0 | 0 | 0 | 0 | 0 | 0 | 0 | 0 | 0 | 0 | 0 | 0 | 0 | 0 | 0
F4_Industrial_OR - Industrial_Existing_Process_Natural Gas_Other Process_Baseline Forecast | F4 | Industrial | OR - Industrial | Existing | Process | Natural Gas | Other Process | Baseline Forecast | Winter Peak Demand (MW) | 0 | 0 | 0 | 0 | 0 | 0 | 0 | 0 | 0 | 0 | 0 | 0 | 0 | 0 | 0 | 0 | 0 | 0 | 0 | 0 | 0 | 0 | 0 | 0 | 0 | 0 | 0
F5_Industrial_OR - Industrial_Existing_Process_Natural Gas_Other Process_Baseline Forecast | F5 | Industrial | OR - Industrial | Existing | Process | Natural Gas | Other Process | Baseline Forecast | Turnover | 0 | 115.8061 | 137.8644 | 156.7715 | 150.9193 | 149.0543 | 150.1568 | 150.2657 | 150.0926 | 150.1018 | 150.1252 | 183.8615 | 185.4655 | 185.9256 | 183.9257 | 183.6023 | 184.2554 | 184.24 | 184.0985 | 184.1236 | 184.147 | 193.9694 | 193.0302 | 191.8952 | 191.6088 | 191.7177 | 191.9333
F6_Industrial_OR - Industrial_Existing_Process_Natural Gas_Other Process_Baseline Forecast | F6 | Industrial | OR - Industrial | Existing | Process | Natural Gas | Other Process | Baseline Forecast | Avg. Replacement Usage (kWh) | 846.7501 | 846.7501 | 846.7501 | 846.7501 | 846.7501 | 846.7501 | 846.7501 | 846.7501 | 846.7501 | 846.7501 | 846.7501 | 846.7501 | 846.7501 | 846.7501 | 846.7501 | 846.7501 | 846.7501 | 846.7501 | 846.7501 | 846.7501 | 846.7501 | 846.7501 | 846.7501 | 846.7501 | 846.7501 | 846.7501 | 846.7501
F7_Industrial_OR - Industrial_Existing_Process_Natural Gas_Other Process_Baseline Forecast | F7 | Industrial | OR - Industrial | Existing | Process | Natural Gas | Other Process | Baseline Forecast | Avg. Replacement Summer Demand (kW) | 0 | 0 | 0 | 0 | 0 | 0 | 0 | 0 | 0 | 0 | 0 | 0 | 0 | 0 | 0 | 0 | 0 | 0 | 0 | 0 | 0 | 0 | 0 | 0 | 0 | 0 | 0
F8_Industrial_OR - Industrial_Existing_Process_Natural Gas_Other Process_Baseline Forecast | F8 | Industrial | OR - Industrial | Existing | Process | Natural Gas | Other Process | Baseline Forecast | Avg. Replacement Winter Demand (kW) | 0 | 0 | 0 | 0 | 0 | 0 | 0 | 0 | 0 | 0 | 0 | 0 | 0 | 0 | 0 | 0 | 0 | 0 | 0 | 0 | 0 | 0 | 0 | 0 | 0 | 0 | 0
F1_Industrial_OR - Industrial_Existing_Miscellaneous_Natural Gas_Miscellaneous_Baseline Forecast | F1 | Industrial | OR - Industrial | Existing | Miscellaneous | Natural Gas | Miscellaneous | Baseline Forecast | Units | 1351.0709 | 1351.0709 | 1351.0709 | 1351.0709 | 1351.0709 | 1351.0709 | 1351.0709 | 1351.0709 | 1351.0709 | 1351.0709 | 1351.0709 | 1351.0709 | 1351.0709 | 1351.0709 | 1351.0709 | 1351.0709 | 1351.0709 | 1351.0709 | 1351.0709 | 1351.0709 | 1351.0709 | 1351.0709 | 1351.0709 | 1351.0709 | 1351.0709 | 1351.0709 | 1351.0709
F2_Industrial_OR - Industrial_Existing_Miscellaneous_Natural Gas_Miscellaneous_Baseline Forecast | F2 | Industrial | OR - Industrial | Existing | Miscellaneous | Natural Gas | Miscellaneous | Baseline Forecast | Usage (MMtherm) | 1.3475 | 1.3475 | 1.3475 | 1.3475 | 1.3475 | 1.3475 | 1.3475 | 1.3475 | 1.3475 | 1.3475 | 1.3475 | 1.3475 | 1.3475 | 1.3475 | 1.3475 | 1.3475 | 1.3475 | 1.3475 | 1.3475 | 1.3475 | 1.3475 | 1.3475 | 1.3475 | 1.3475 | 1.3475 | 1.3475 | 1.3475
F3_Industrial_OR - Industrial_Existing_Miscellaneous_Natural Gas_Miscellaneous_Baseline Forecast | F3 | Industrial | OR - Industrial | Existing | Miscellaneous | Natural Gas | Miscellaneous | Baseline Forecast | Summer Peak Demand (MW) | 0 | 0 | 0 | 0 | 0 | 0 | 0 | 0 | 0 | 0 | 0 | 0 | 0 | 0 | 0 | 0 | 0 | 0 | 0 | 0 | 0 | 0 | 0 | 0 | 0 | 0 | 0
F4_Industrial_OR - Industrial_Existing_Miscellaneous_Natural Gas_Miscellaneous_Baseline Forecast | F4 | Industrial | OR - Industrial | Existing | Miscellaneous | Natural Gas | Miscellaneous | Baseline Forecast | Winter Peak Demand (MW) | 0 | 0 | 0 | 0 | 0 | 0 | 0 | 0 | 0 | 0 | 0 | 0 | 0 | 0 | 0 | 0 | 0 | 0 | 0 | 0 | 0 | 0 | 0 | 0 | 0 | 0 | 0
F5_Industrial_OR - Industrial_Existing_Miscellaneous_Natural Gas_Miscellaneous_Baseline Forecast | F5 | Industrial | OR - Industrial | Existing | Miscellaneous | Natural Gas | Miscellaneous | Baseline Forecast | Turnover | 0 | 115.8061 | 137.8644 | 156.7715 | 150.9193 | 149.0543 | 150.1568 | 150.2657 | 150.0926 | 150.1018 | 150.1252 | 183.8615 | 185.4655 | 185.9256 | 183.9257 | 183.6023 | 184.2554 | 184.24 | 184.0985 | 184.1236 | 184.147 | 193.9694 | 193.0302 | 191.8952 | 191.6088 | 191.7177 | 191.9333
F6_Industrial_OR - Industrial_Existing_Miscellaneous_Natural Gas_Miscellaneous_Baseline Forecast | F6 | Industrial | OR - Industrial | Existing | Miscellaneous | Natural Gas | Miscellaneous | Baseline Forecast | Avg. Replacement Usage (kWh) | 997.3578 | 997.3578 | 997.3578 | 997.3578 | 997.3578 | 997.3578 | 997.3578 | 997.3578 | 997.3578 | 997.3578 | 997.3578 | 997.3578 | 997.3578 | 997.3578 | 997.3578 | 997.3578 | 997.3578 | 997.3578 | 997.3578 | 997.3578 | 997.3578 | 997.3578 | 997.3578 | 997.3578 | 997.3578 | 997.3578 | 997.3578
F7_Industrial_OR - Industrial_Existing_Miscellaneous_Natural Gas_Miscellaneous_Baseline Forecast | F7 | Industrial | OR - Industrial | Existing | Miscellaneous | Natural Gas | Miscellaneous | Baseline Forecast | Avg. Replacement Summer Demand (kW) | 0 | 0 | 0 | 0 | 0 | 0 | 0 | 0 | 0 | 0 | 0 | 0 | 0 | 0 | 0 | 0 | 0 | 0 | 0 | 0 | 0 | 0 | 0 | 0 | 0 | 0 | 0
F8_Industrial_OR - Industrial_Existing_Miscellaneous_Natural Gas_Miscellaneous_Baseline Forecast | F8 | Industrial | OR - Industrial | Existing | Miscellaneous | Natural Gas | Miscellaneous | Baseline Forecast | Avg. Replacement Winter Demand (kW) | 0 | 0 | 0 | 0 | 0 | 0 | 0 | 0 | 0 | 0 | 0 | 0 | 0 | 0 | 0 | 0 | 0 | 0 | 0 | 0 | 0 | 0 | 0 | 0 | 0 | 0 | 0
F1_Industrial_OR - Industrial_New_Space Heating_Natural Gas_Furnace_Baseline Forecast | F1 | Industrial | OR - Industrial | New | Space Heating | Natural Gas | Furnace | Baseline Forecast | Units | 0 | 0 | 0 | 0 | 0 | 0 | 0 | 0 | 0 | 0 | 0 | 0 | 0 | 0 | 0 | 0 | 0 | 0 | 0 | 0 | 0 | 0 | 0 | 0 | 0 | 0 | 0
F2_Industrial_OR - Industrial_New_Space Heating_Natural Gas_Furnace_Baseline Forecast | F2 | Industrial | OR - Industrial | New | Space Heating | Natural Gas | Furnace | Baseline Forecast | Usage (MMtherm) | 0 | 0 | 0 | 0 | 0 | 0 | 0 | 0 | 0 | 0 | 0 | 0 | 0 | 0 | 0 | 0 | 0 | 0 | 0 | 0 | 0 | 0 | 0 | 0 | 0 | 0 | 0
F3_Industrial_OR - Industrial_New_Space Heating_Natural Gas_Furnace_Baseline Forecast | F3 | Industrial | OR - Industrial | New | Space Heating | Natural Gas | Furnace | Baseline Forecast | Summer Peak Demand (MW) | 0 | 0 | 0 | 0 | 0 | 0 | 0 | 0 | 0 | 0 | 0 | 0 | 0 | 0 | 0 | 0 | 0 | 0 | 0 | 0 | 0 | 0 | 0 | 0 | 0 | 0 | 0
F4_Industrial_OR - Industrial_New_Space Heating_Natural Gas_Furnace_Baseline Forecast | F4 | Industrial | OR - Industrial | New | Space Heating | Natural Gas | Furnace | Baseline Forecast | Winter Peak Demand (MW) | 0 | 0 | 0 | 0 | 0 | 0 | 0 | 0 | 0 | 0 | 0 | 0 | 0 | 0 | 0 | 0 | 0 | 0 | 0 | 0 | 0 | 0 | 0 | 0 | 0 | 0 | 0
F5_Industrial_OR - Industrial_New_Space Heating_Natural Gas_Furnace_Baseline Forecast | F5 | Industrial | OR - Industrial | New | Space Heating | Natural Gas | Furnace | Baseline Forecast | Turnover | 0 | 0 | 0 | 0 | 0 | 0 | 0 | 0 | 0 | 0 | 0 | 0 | 0 | 0 | 0 | 0 | 0 | 0 | 0 | 0 | 0 | 0 | 0 | 0 | 0 | 0 | 0
F6_Industrial_OR - Industrial_New_Space Heating_Natural Gas_Furnace_Baseline Forecast | F6 | Industrial | OR - Industrial | New | Space Heating | Natural Gas | Furnace | Baseline Forecast | Avg. Replacement Usage (kWh) | 930.7025 | 1001.2552 | 997.3727 | 886.5104 | 886.5104 | 886.5104 | 886.5104 | 886.5104 | 886.5104 | 886.5104 | 886.5104 | 886.5104 | 886.5104 | 886.5104 | 886.5104 | 886.5104 | 886.5104 | 886.5104 | 886.5104 | 886.5104 | 886.5104 | 886.5104 | 886.5104 | 886.5104 | 886.5104 | 886.5104 | 886.5104
F7_Industrial_OR - Industrial_New_Space Heating_Natural Gas_Furnace_Baseline Forecast | F7 | Industrial | OR - Industrial | New | Space Heating | Natural Gas | Furnace | Baseline Forecast | Avg. Replacement Summer Demand (kW) | 0 | 0 | 0 | 0 | 0 | 0 | 0 | 0 | 0 | 0 | 0 | 0 | 0 | 0 | 0 | 0 | 0 | 0 | 0 | 0 | 0 | 0 | 0 | 0 | 0 | 0 | 0
F8_Industrial_OR - Industrial_New_Space Heating_Natural Gas_Furnace_Baseline Forecast | F8 | Industrial | OR - Industrial | New | Space Heating | Natural Gas | Furnace | Baseline Forecast | Avg. Replacement Winter Demand (kW) | 0 | 0 | 0 | 0 | 0 | 0 | 0 | 0 | 0 | 0 | 0 | 0 | 0 | 0 | 0 | 0 | 0 | 0 | 0 | 0 | 0 | 0 | 0 | 0 | 0 | 0 | 0
F1_Industrial_OR - Industrial_New_Space Heating_Natural Gas_Boiler_Baseline Forecast | F1 | Industrial | OR - Industrial | New | Space Heating | Natural Gas | Boiler | Baseline Forecast | Units | 0 | 0 | 0 | 0 | 0 | 0 | 0 | 0 | 0 | 0 | 0 | 0 | 0 | 0 | 0 | 0 | 0 | 0 | 0 | 0 | 0 | 0 | 0 | 0 | 0 | 0 | 0
F2_Industrial_OR - Industrial_New_Space Heating_Natural Gas_Boiler_Baseline Forecast | F2 | Industrial | OR - Industrial | New | Space Heating | Natural Gas | Boiler | Baseline Forecast | Usage (MMtherm) | 0 | 0 | 0 | 0 | 0 | 0 | 0 | 0 | 0 | 0 | 0 | 0 | 0 | 0 | 0 | 0 | 0 | 0 | 0 | 0 | 0 | 0 | 0 | 0 | 0 | 0 | 0
F3_Industrial_OR - Industrial_New_Space Heating_Natural Gas_Boiler_Baseline Forecast | F3 | Industrial | OR - Industrial | New | Space Heating | Natural Gas | Boiler | Baseline Forecast | Summer Peak Demand (MW) | 0 | 0 | 0 | 0 | 0 | 0 | 0 | 0 | 0 | 0 | 0 | 0 | 0 | 0 | 0 | 0 | 0 | 0 | 0 | 0 | 0 | 0 | 0 | 0 | 0 | 0 | 0
F4_Industrial_OR - Industrial_New_Space Heating_Natural Gas_Boiler_Baseline Forecast | F4 | Industrial | OR - Industrial | New | Space Heating | Natural Gas | Boiler | Baseline Forecast | Winter Peak Demand (MW) | 0 | 0 | 0 | 0 | 0 | 0 | 0 | 0 | 0 | 0 | 0 | 0 | 0 | 0 | 0 | 0 | 0 | 0 | 0 | 0 | 0 | 0 | 0 | 0 | 0 | 0 | 0
F5_Industrial_OR - Industrial_New_Space Heating_Natural Gas_Boiler_Baseline Forecast | F5 | Industrial | OR - Industrial | New | Space Heating | Natural Gas | Boiler | Baseline Forecast | Turnover | 0 | 0 | 0 | 0 | 0 | 0 | 0 | 0 | 0 | 0 | 0 | 0 | 0 | 0 | 0 | 0 | 0 | 0 | 0 | 0 | 0 | 0 | 0 | 0 | 0 | 0 | 0
F6_Industrial_OR - Industrial_New_Space Heating_Natural Gas_Boiler_Baseline Forecast | F6 | Industrial | OR - Industrial | New | Space Heating | Natural Gas | Boiler | Baseline Forecast | Avg. Replacement Usage (kWh) | 1059.7353 | 1140.0694 | 1135.6486 | 1135.6486 | 1135.6486 | 1135.6486 | 1135.6486 | 1135.6486 | 1135.6486 | 1135.6486 | 1135.6486 | 1135.6486 | 1135.6486 | 1135.6486 | 1135.6486 | 1135.6486 | 1135.6486 | 1135.6486 | 1135.6486 | 1135.6486 | 1135.6486 | 1135.6486 | 1135.6486 | 1135.6486 | 1135.6486 | 1135.6486 | 1135.6486
F7_Industrial_OR - Industrial_New_Space Heating_Natural Gas_Boiler_Baseline Forecast | F7 | Industrial | OR - Industrial | New | Space Heating | Natural Gas | Boiler | Baseline Forecast | Avg. Replacement Summer Demand (kW) | 0 | 0 | 0 | 0 | 0 | 0 | 0 | 0 | 0 | 0 | 0 | 0 | 0 | 0 | 0 | 0 | 0 | 0 | 0 | 0 | 0 | 0 | 0 | 0 | 0 | 0 | 0
F8_Industrial_OR - Industrial_New_Space Heating_Natural Gas_Boiler_Baseline Forecast | F8 | Industrial | OR - Industrial | New | Space Heating | Natural Gas | Boiler | Baseline Forecast | Avg. Replacement Winter Demand (kW) | 0 | 0 | 0 | 0 | 0 | 0 | 0 | 0 | 0 | 0 | 0 | 0 | 0 | 0 | 0 | 0 | 0 | 0 | 0 | 0 | 0 | 0 | 0 | 0 | 0 | 0 | 0
F1_Industrial_OR - Industrial_New_Space Heating_Natural Gas_Unit Heater_Baseline Forecast | F1 | Industrial | OR - Industrial | New | Space Heating | Natural Gas | Unit Heater | Baseline Forecast | Units | 0 | 0 | 0 | 0 | 0 | 0 | 0 | 0 | 0 | 0 | 0 | 0 | 0 | 0 | 0 | 0 | 0 | 0 | 0 | 0 | 0 | 0 | 0 | 0 | 0 | 0 | 0
F2_Industrial_OR - Industrial_New_Space Heating_Natural Gas_Unit Heater_Baseline Forecast | F2 | Industrial | OR - Industrial | New | Space Heating | Natural Gas | Unit Heater | Baseline Forecast | Usage (MMtherm) | 0 | 0 | 0 | 0 | 0 | 0 | 0 | 0 | 0 | 0 | 0 | 0 | 0 | 0 | 0 | 0 | 0 | 0 | 0 | 0 | 0 | 0 | 0 | 0 | 0 | 0 | 0
F3_Industrial_OR - Industrial_New_Space Heating_Natural Gas_Unit Heater_Baseline Forecast | F3 | Industrial | OR - Industrial | New | Space Heating | Natural Gas | Unit Heater | Baseline Forecast | Summer Peak Demand (MW) | 0 | 0 | 0 | 0 | 0 | 0 | 0 | 0 | 0 | 0 | 0 | 0 | 0 | 0 | 0 | 0 | 0 | 0 | 0 | 0 | 0 | 0 | 0 | 0 | 0 | 0 | 0
F4_Industrial_OR - Industrial_New_Space Heating_Natural Gas_Unit Heater_Baseline Forecast | F4 | Industrial | OR - Industrial | New | Space Heating | Natural Gas | Unit Heater | Baseline Forecast | Winter Peak Demand (MW) | 0 | 0 | 0 | 0 | 0 | 0 | 0 | 0 | 0 | 0 | 0 | 0 | 0 | 0 | 0 | 0 | 0 | 0 | 0 | 0 | 0 | 0 | 0 | 0 | 0 | 0 | 0
F5_Industrial_OR - Industrial_New_Space Heating_Natural Gas_Unit Heater_Baseline Forecast | F5 | Industrial | OR - Industrial | New | Space Heating | Natural Gas | Unit Heater | Baseline Forecast | Turnover | 0 | 0 | 0 | 0 | 0 | 0 | 0 | 0 | 0 | 0 | 0 | 0 | 0 | 0 | 0 | 0 | 0 | 0 | 0 | 0 | 0 | 0 | 0 | 0 | 0 | 0 | 0
F6_Industrial_OR - Industrial_New_Space Heating_Natural Gas_Unit Heater_Baseline Forecast | F6 | Industrial | OR - Industrial | New | Space Heating | Natural Gas | Unit Heater | Baseline Forecast | Avg. Replacement Usage (kWh) | 1245.0238 | 1339.4039 | 1334.2101 | 1334.2101 | 1334.2101 | 1334.2101 | 1334.2101 | 1334.2101 | 1334.2101 | 1334.2101 | 1334.2101 | 1334.2101 | 1334.2101 | 1334.2101 | 1334.2101 | 1334.2101 | 1334.2101 | 1334.2101 | 1334.2101 | 1334.2101 | 1334.2101 | 1334.2101 | 1334.2101 | 1334.2101 | 1334.2101 | 1334.2101 | 1334.2101
F7_Industrial_OR - Industrial_New_Space Heating_Natural Gas_Unit Heater_Baseline Forecast | F7 | Industrial | OR - Industrial | New | Space Heating | Natural Gas | Unit Heater | Baseline Forecast | Avg. Replacement Summer Demand (kW) | 0 | 0 | 0 | 0 | 0 | 0 | 0 | 0 | 0 | 0 | 0 | 0 | 0 | 0 | 0 | 0 | 0 | 0 | 0 | 0 | 0 | 0 | 0 | 0 | 0 | 0 | 0
F8_Industrial_OR - Industrial_New_Space Heating_Natural Gas_Unit Heater_Baseline Forecast | F8 | Industrial | OR - Industrial | New | Space Heating | Natural Gas | Unit Heater | Baseline Forecast | Avg. Replacement Winter Demand (kW) | 0 | 0 | 0 | 0 | 0 | 0 | 0 | 0 | 0 | 0 | 0 | 0 | 0 | 0 | 0 | 0 | 0 | 0 | 0 | 0 | 0 | 0 | 0 | 0 | 0 | 0 | 0
F1_Industrial_OR - Industrial_New_Process_Natural Gas_Process Boiler_Baseline Forecast | F1 | Industrial | OR - Industrial | New | Process | Natural Gas | Process Boiler | Baseline Forecast | Units | 0 | 0 | 0 | 0 | 0 | 0 | 0 | 0 | 0 | 0 | 0 | 0 | 0 | 0 | 0 | 0 | 0 | 0 | 0 | 0 | 0 | 0 | 0 | 0 | 0 | 0 | 0
F2_Industrial_OR - Industrial_New_Process_Natural Gas_Process Boiler_Baseline Forecast | F2 | Industrial | OR - Industrial | New | Process | Natural Gas | Process Boiler | Baseline Forecast | Usage (MMtherm) | 0 | 0 | 0 | 0 | 0 | 0 | 0 | 0 | 0 | 0 | 0 | 0 | 0 | 0 | 0 | 0 | 0 | 0 | 0 | 0 | 0 | 0 | 0 | 0 | 0 | 0 | 0
F3_Industrial_OR - Industrial_New_Process_Natural Gas_Process Boiler_Baseline Forecast | F3 | Industrial | OR - Industrial | New | Process | Natural Gas | Process Boiler | Baseline Forecast | Summer Peak Demand (MW) | 0 | 0 | 0 | 0 | 0 | 0 | 0 | 0 | 0 | 0 | 0 | 0 | 0 | 0 | 0 | 0 | 0 | 0 | 0 | 0 | 0 | 0 | 0 | 0 | 0 | 0 | 0
F4_Industrial_OR - Industrial_New_Process_Natural Gas_Process Boiler_Baseline Forecast | F4 | Industrial | OR - Industrial | New | Process | Natural Gas | Process Boiler | Baseline Forecast | Winter Peak Demand (MW) | 0 | 0 | 0 | 0 | 0 | 0 | 0 | 0 | 0 | 0 | 0 | 0 | 0 | 0 | 0 | 0 | 0 | 0 | 0 | 0 | 0 | 0 | 0 | 0 | 0 | 0 | 0
F5_Industrial_OR - Industrial_New_Process_Natural Gas_Process Boiler_Baseline Forecast | F5 | Industrial | OR - Industrial | New | Process | Natural Gas | Process Boiler | Baseline Forecast | Turnover | 0 | 0 | 0 | 0 | 0 | 0 | 0 | 0 | 0 | 0 | 0 | 0 | 0 | 0 | 0 | 0 | 0 | 0 | 0 | 0 | 0 | 0 | 0 | 0 | 0 | 0 | 0
F6_Industrial_OR - Industrial_New_Process_Natural Gas_Process Boiler_Baseline Forecast | F6 | Industrial | OR - Industrial | New | Process | Natural Gas | Process Boiler | Baseline Forecast | Avg. Replacement Usage (kWh) | 9059.8911 | 9059.8911 | 9059.8911 | 9059.8911 | 9059.8911 | 9059.8911 | 9059.8911 | 9059.8911 | 9059.8911 | 9059.8911 | 9059.8911 | 9059.8911 | 9059.8911 | 9059.8911 | 9059.8911 | 9059.8911 | 9059.8911 | 9059.8911 | 9059.8911 | 9059.8911 | 9059.8911 | 9059.8911 | 9059.8911 | 9059.8911 | 9059.8911 | 9059.8911 | 9059.8911
F7_Industrial_OR - Industrial_New_Process_Natural Gas_Process Boiler_Baseline Forecast | F7 | Industrial | OR - Industrial | New | Process | Natural Gas | Process Boiler | Baseline Forecast | Avg. Replacement Summer Demand (kW) | 0 | 0 | 0 | 0 | 0 | 0 | 0 | 0 | 0 | 0 | 0 | 0 | 0 | 0 | 0 | 0 | 0 | 0 | 0 | 0 | 0 | 0 | 0 | 0 | 0 | 0 | 0
F8_Industrial_OR - Industrial_New_Process_Natural Gas_Process Boiler_Baseline Forecast | F8 | Industrial | OR - Industrial | New | Process | Natural Gas | Process Boiler | Baseline Forecast | Avg. Replacement Winter Demand (kW) | 0 | 0 | 0 | 0 | 0 | 0 | 0 | 0 | 0 | 0 | 0 | 0 | 0 | 0 | 0 | 0 | 0 | 0 | 0 | 0 | 0 | 0 | 0 | 0 | 0 | 0 | 0
F1_Industrial_OR - Industrial_New_Process_Natural Gas_Process Heating_Baseline Forecast | F1 | Industrial | OR - Industrial | New | Process | Natural Gas | Process Heating | Baseline Forecast | Units | 0 | 0 | 0 | 0 | 0 | 0 | 0 | 0 | 0 | 0 | 0 | 0 | 0 | 0 | 0 | 0 | 0 | 0 | 0 | 0 | 0 | 0 | 0 | 0 | 0 | 0 | 0
F2_Industrial_OR - Industrial_New_Process_Natural Gas_Process Heating_Baseline Forecast | F2 | Industrial | OR - Industrial | New | Process | Natural Gas | Process Heating | Baseline Forecast | Usage (MMtherm) | 0 | 0 | 0 | 0 | 0 | 0 | 0 | 0 | 0 | 0 | 0 | 0 | 0 | 0 | 0 | 0 | 0 | 0 | 0 | 0 | 0 | 0 | 0 | 0 | 0 | 0 | 0
F3_Industrial_OR - Industrial_New_Process_Natural Gas_Process Heating_Baseline Forecast | F3 | Industrial | OR - Industrial | New | Process | Natural Gas | Process Heating | Baseline Forecast | Summer Peak Demand (MW) | 0 | 0 | 0 | 0 | 0 | 0 | 0 | 0 | 0 | 0 | 0 | 0 | 0 | 0 | 0 | 0 | 0 | 0 | 0 | 0 | 0 | 0 | 0 | 0 | 0 | 0 | 0
F4_Industrial_OR - Industrial_New_Process_Natural Gas_Process Heating_Baseline Forecast | F4 | Industrial | OR - Industrial | New | Process | Natural Gas | Process Heating | Baseline Forecast | Winter Peak Demand (MW) | 0 | 0 | 0 | 0 | 0 | 0 | 0 | 0 | 0 | 0 | 0 | 0 | 0 | 0 | 0 | 0 | 0 | 0 | 0 | 0 | 0 | 0 | 0 | 0 | 0 | 0 | 0
F5_Industrial_OR - Industrial_New_Process_Natural Gas_Process Heating_Baseline Forecast | F5 | Industrial | OR - Industrial | New | Process | Natural Gas | Process Heating | Baseline Forecast | Turnover | 0 | 0 | 0 | 0 | 0 | 0 | 0 | 0 | 0 | 0 | 0 | 0 | 0 | 0 | 0 | 0 | 0 | 0 | 0 | 0 | 0 | 0 | 0 | 0 | 0 | 0 | 0
F6_Industrial_OR - Industrial_New_Process_Natural Gas_Process Heating_Baseline Forecast | F6 | Industrial | OR - Industrial | New | Process | Natural Gas | Process Heating | Baseline Forecast | Avg. Replacement Usage (kWh) | 8283.4246 | 8283.4246 | 8283.4246 | 8283.4246 | 8283.4246 | 8283.4246 | 8283.4246 | 8283.4246 | 8283.4246 | 8283.4246 | 8283.4246 | 8283.4246 | 8283.4246 | 8283.4246 | 8283.4246 | 8283.4246 | 8283.4246 | 8283.4246 | 8283.4246 | 8283.4246 | 8283.4246 | 8283.4246 | 8283.4246 | 8283.4246 | 8283.4246 | 8283.4246 | 8283.4246
F7_Industrial_OR - Industrial_New_Process_Natural Gas_Process Heating_Baseline Forecast | F7 | Industrial | OR - Industrial | New | Process | Natural Gas | Process Heating | Baseline Forecast | Avg. Replacement Summer Demand (kW) | 0 | 0 | 0 | 0 | 0 | 0 | 0 | 0 | 0 | 0 | 0 | 0 | 0 | 0 | 0 | 0 | 0 | 0 | 0 | 0 | 0 | 0 | 0 | 0 | 0 | 0 | 0
F8_Industrial_OR - Industrial_New_Process_Natural Gas_Process Heating_Baseline Forecast | F8 | Industrial | OR - Industrial | New | Process | Natural Gas | Process Heating | Baseline Forecast | Avg. Replacement Winter Demand (kW) | 0 | 0 | 0 | 0 | 0 | 0 | 0 | 0 | 0 | 0 | 0 | 0 | 0 | 0 | 0 | 0 | 0 | 0 | 0 | 0 | 0 | 0 | 0 | 0 | 0 | 0 | 0
F1_Industrial_OR - Industrial_New_Process_Natural Gas_Process Cooling_Baseline Forecast | F1 | Industrial | OR - Industrial | New | Process | Natural Gas | Process Cooling | Baseline Forecast | Units | 0 | 0 | 0 | 0 | 0 | 0 | 0 | 0 | 0 | 0 | 0 | 0 | 0 | 0 | 0 | 0 | 0 | 0 | 0 | 0 | 0 | 0 | 0 | 0 | 0 | 0 | 0
F2_Industrial_OR - Industrial_New_Process_Natural Gas_Process Cooling_Baseline Forecast | F2 | Industrial | OR - Industrial | New | Process | Natural Gas | Process Cooling | Baseline Forecast | Usage (MMtherm) | 0 | 0 | 0 | 0 | 0 | 0 | 0 | 0 | 0 | 0 | 0 | 0 | 0 | 0 | 0 | 0 | 0 | 0 | 0 | 0 | 0 | 0 | 0 | 0 | 0 | 0 | 0
F3_Industrial_OR - Industrial_New_Process_Natural Gas_Process Cooling_Baseline Forecast | F3 | Industrial | OR - Industrial | New | Process | Natural Gas | Process Cooling | Baseline Forecast | Summer Peak Demand (MW) | 0 | 0 | 0 | 0 | 0 | 0 | 0 | 0 | 0 | 0 | 0 | 0 | 0 | 0 | 0 | 0 | 0 | 0 | 0 | 0 | 0 | 0 | 0 | 0 | 0 | 0 | 0
F4_Industrial_OR - Industrial_New_Process_Natural Gas_Process Cooling_Baseline Forecast | F4 | Industrial | OR - Industrial | New | Process | Natural Gas | Process Cooling | Baseline Forecast | Winter Peak Demand (MW) | 0 | 0 | 0 | 0 | 0 | 0 | 0 | 0 | 0 | 0 | 0 | 0 | 0 | 0 | 0 | 0 | 0 | 0 | 0 | 0 | 0 | 0 | 0 | 0 | 0 | 0 | 0
F5_Industrial_OR - Industrial_New_Process_Natural Gas_Process Cooling_Baseline Forecast | F5 | Industrial | OR - Industrial | New | Process | Natural Gas | Process Cooling | Baseline Forecast | Turnover | 0 | 0 | 0 | 0 | 0 | 0 | 0 | 0 | 0 | 0 | 0 | 0 | 0 | 0 | 0 | 0 | 0 | 0 | 0 | 0 | 0 | 0 | 0 | 0 | 0 | 0 | 0
F6_Industrial_OR - Industrial_New_Process_Natural Gas_Process Cooling_Baseline Forecast | F6 | Industrial | OR - Industrial | New | Process | Natural Gas | Process Cooling | Baseline Forecast | Avg. Replacement Usage (kWh) | 80.3241 | 80.3241 | 80.3241 | 80.3241 | 80.3241 | 80.3241 | 80.3241 | 80.3241 | 80.3241 | 80.3241 | 80.3241 | 80.3241 | 80.3241 | 80.3241 | 80.3241 | 80.3241 | 80.3241 | 80.3241 | 80.3241 | 80.3241 | 80.3241 | 80.3241 | 80.3241 | 80.3241 | 80.3241 | 80.3241 | 80.3241
F7_Industrial_OR - Industrial_New_Process_Natural Gas_Process Cooling_Baseline Forecast | F7 | Industrial | OR - Industrial | New | Process | Natural Gas | Process Cooling | Baseline Forecast | Avg. Replacement Summer Demand (kW) | 0 | 0 | 0 | 0 | 0 | 0 | 0 | 0 | 0 | 0 | 0 | 0 | 0 | 0 | 0 | 0 | 0 | 0 | 0 | 0 | 0 | 0 | 0 | 0 | 0 | 0 | 0
F8_Industrial_OR - Industrial_New_Process_Natural Gas_Process Cooling_Baseline Forecast | F8 | Industrial | OR - Industrial | New | Process | Natural Gas | Process Cooling | Baseline Forecast | Avg. Replacement Winter Demand (kW) | 0 | 0 | 0 | 0 | 0 | 0 | 0 | 0 | 0 | 0 | 0 | 0 | 0 | 0 | 0 | 0 | 0 | 0 | 0 | 0 | 0 | 0 | 0 | 0 | 0 | 0 | 0
F1_Industrial_OR - Industrial_New_Process_Natural Gas_Other Process_Baseline Forecast | F1 | Industrial | OR - Industrial | New | Process | Natural Gas | Other Process | Baseline Forecast | Units | 0 | 0 | 0 | 0 | 0 | 0 | 0 | 0 | 0 | 0 | 0 | 0 | 0 | 0 | 0 | 0 | 0 | 0 | 0 | 0 | 0 | 0 | 0 | 0 | 0 | 0 | 0
F2_Industrial_OR - Industrial_New_Process_Natural Gas_Other Process_Baseline Forecast | F2 | Industrial | OR - Industrial | New | Process | Natural Gas | Other Process | Baseline Forecast | Usage (MMtherm) | 0 | 0 | 0 | 0 | 0 | 0 | 0 | 0 | 0 | 0 | 0 | 0 | 0 | 0 | 0 | 0 | 0 | 0 | 0 | 0 | 0 | 0 | 0 | 0 | 0 | 0 | 0
F3_Industrial_OR - Industrial_New_Process_Natural Gas_Other Process_Baseline Forecast | F3 | Industrial | OR - Industrial | New | Process | Natural Gas | Other Process | Baseline Forecast | Summer Peak Demand (MW) | 0 | 0 | 0 | 0 | 0 | 0 | 0 | 0 | 0 | 0 | 0 | 0 | 0 | 0 | 0 | 0 | 0 | 0 | 0 | 0 | 0 | 0 | 0 | 0 | 0 | 0 | 0
F4_Industrial_OR - Industrial_New_Process_Natural Gas_Other Process_Baseline Forecast | F4 | Industrial | OR - Industrial | New | Process | Natural Gas | Other Process | Baseline Forecast | Winter Peak Demand (MW) | 0 | 0 | 0 | 0 | 0 | 0 | 0 | 0 | 0 | 0 | 0 | 0 | 0 | 0 | 0 | 0 | 0 | 0 | 0 | 0 | 0 | 0 | 0 | 0 | 0 | 0 | 0
F5_Industrial_OR - Industrial_New_Process_Natural Gas_Other Process_Baseline Forecast | F5 | Industrial | OR - Industrial | New | Process | Natural Gas | Other Process | Baseline Forecast | Turnover | 0 | 0 | 0 | 0 | 0 | 0 | 0 | 0 | 0 | 0 | 0 | 0 | 0 | 0 | 0 | 0 | 0 | 0 | 0 | 0 | 0 | 0 | 0 | 0 | 0 | 0 | 0
F6_Industrial_OR - Industrial_New_Process_Natural Gas_Other Process_Baseline Forecast | F6 | Industrial | OR - Industrial | New | Process | Natural Gas | Other Process | Baseline Forecast | Avg. Replacement Usage (kWh) | 846.7501 | 846.7501 | 846.7501 | 846.7501 | 846.7501 | 846.7501 | 846.7501 | 846.7501 | 846.7501 | 846.7501 | 846.7501 | 846.7501 | 846.7501 | 846.7501 | 846.7501 | 846.7501 | 846.7501 | 846.7501 | 846.7501 | 846.7501 | 846.7501 | 846.7501 | 846.7501 | 846.7501 | 846.7501 | 846.7501 | 846.7501
F7_Industrial_OR - Industrial_New_Process_Natural Gas_Other Process_Baseline Forecast | F7 | Industrial | OR - Industrial | New | Process | Natural Gas | Other Process | Baseline Forecast | Avg. Replacement Summer Demand (kW) | 0 | 0 | 0 | 0 | 0 | 0 | 0 | 0 | 0 | 0 | 0 | 0 | 0 | 0 | 0 | 0 | 0 | 0 | 0 | 0 | 0 | 0 | 0 | 0 | 0 | 0 | 0
F8_Industrial_OR - Industrial_New_Process_Natural Gas_Other Process_Baseline Forecast | F8 | Industrial | OR - Industrial | New | Process | Natural Gas | Other Process | Baseline Forecast | Avg. Replacement Winter Demand (kW) | 0 | 0 | 0 | 0 | 0 | 0 | 0 | 0 | 0 | 0 | 0 | 0 | 0 | 0 | 0 | 0 | 0 | 0 | 0 | 0 | 0 | 0 | 0 | 0 | 0 | 0 | 0
F1_Industrial_OR - Industrial_New_Miscellaneous_Natural Gas_Miscellaneous_Baseline Forecast | F1 | Industrial | OR - Industrial | New | Miscellaneous | Natural Gas | Miscellaneous | Baseline Forecast | Units | 0 | 0 | 0 | 0 | 0 | 0 | 0 | 0 | 0 | 0 | 0 | 0 | 0 | 0 | 0 | 0 | 0 | 0 | 0 | 0 | 0 | 0 | 0 | 0 | 0 | 0 | 0
F2_Industrial_OR - Industrial_New_Miscellaneous_Natural Gas_Miscellaneous_Baseline Forecast | F2 | Industrial | OR - Industrial | New | Miscellaneous | Natural Gas | Miscellaneous | Baseline Forecast | Usage (MMtherm) | 0 | 0 | 0 | 0 | 0 | 0 | 0 | 0 | 0 | 0 | 0 | 0 | 0 | 0 | 0 | 0 | 0 | 0 | 0 | 0 | 0 | 0 | 0 | 0 | 0 | 0 | 0
F3_Industrial_OR - Industrial_New_Miscellaneous_Natural Gas_Miscellaneous_Baseline Forecast | F3 | Industrial | OR - Industrial | New | Miscellaneous | Natural Gas | Miscellaneous | Baseline Forecast | Summer Peak Demand (MW) | 0 | 0 | 0 | 0 | 0 | 0 | 0 | 0 | 0 | 0 | 0 | 0 | 0 | 0 | 0 | 0 | 0 | 0 | 0 | 0 | 0 | 0 | 0 | 0 | 0 | 0 | 0
F4_Industrial_OR - Industrial_New_Miscellaneous_Natural Gas_Miscellaneous_Baseline Forecast | F4 | Industrial | OR - Industrial | New | Miscellaneous | Natural Gas | Miscellaneous | Baseline Forecast | Winter Peak Demand (MW) | 0 | 0 | 0 | 0 | 0 | 0 | 0 | 0 | 0 | 0 | 0 | 0 | 0 | 0 | 0 | 0 | 0 | 0 | 0 | 0 | 0 | 0 | 0 | 0 | 0 | 0 | 0
F5_Industrial_OR - Industrial_New_Miscellaneous_Natural Gas_Miscellaneous_Baseline Forecast | F5 | Industrial | OR - Industrial | New | Miscellaneous | Natural Gas | Miscellaneous | Baseline Forecast | Turnover | 0 | 0 | 0 | 0 | 0 | 0 | 0 | 0 | 0 | 0 | 0 | 0 | 0 | 0 | 0 | 0 | 0 | 0 | 0 | 0 | 0 | 0 | 0 | 0 | 0 | 0 | 0
F6_Industrial_OR - Industrial_New_Miscellaneous_Natural Gas_Miscellaneous_Baseline Forecast | F6 | Industrial | OR - Industrial | New | Miscellaneous | Natural Gas | Miscellaneous | Baseline Forecast | Avg. Replacement Usage (kWh) | 997.3578 | 997.3578 | 997.3578 | 997.3578 | 997.3578 | 997.3578 | 997.3578 | 997.3578 | 997.3578 | 997.3578 | 997.3578 | 997.3578 | 997.3578 | 997.3578 | 997.3578 | 997.3578 | 997.3578 | 997.3578 | 997.3578 | 997.3578 | 997.3578 | 997.3578 | 997.3578 | 997.3578 | 997.3578 | 997.3578 | 997.3578
F7_Industrial_OR - Industrial_New_Miscellaneous_Natural Gas_Miscellaneous_Baseline Forecast | F7 | Industrial | OR - Industrial | New | Miscellaneous | Natural Gas | Miscellaneous | Baseline Forecast | Avg. Replacement Summer Demand (kW) | 0 | 0 | 0 | 0 | 0 | 0 | 0 | 0 | 0 | 0 | 0 | 0 | 0 | 0 | 0 | 0 | 0 | 0 | 0 | 0 | 0 | 0 | 0 | 0 | 0 | 0 | 0
F8_Industrial_OR - Industrial_New_Miscellaneous_Natural Gas_Miscellaneous_Baseline Forecast | F8 | Industrial | OR - Industrial | New | Miscellaneous | Natural Gas | Miscellaneous | Baseline Forecast | Avg. Replacement Winter Demand (kW) | 0 | 0 | 0 | 0 | 0 | 0 | 0 | 0 | 0 | 0 | 0 | 0 | 0 | 0 | 0 | 0 | 0 | 0 | 0 | 0 | 0 | 0 | 0 | 0 | 0 | 0 | 0
F1_Industrial_Interruptible - Industrial_Existing_Space Heating_Natural Gas_Furnace_Baseline Forecast | F1 | Industrial | Interruptible - Industrial | Existing | Space Heating | Natural Gas | Furnace | Baseline Forecast | Units | 391.6515 | 391.6515 | 391.6515 | 391.6515 | 391.6515 | 391.6515 | 391.6515 | 391.6515 | 391.6515 | 391.6515 | 391.6515 | 391.6515 | 391.6515 | 391.6515 | 391.6515 | 391.6515 | 391.6515 | 391.6515 | 391.6515 | 391.6515 | 391.6515 | 391.6515 | 391.6515 | 391.6515 | 391.6515 | 391.6515 | 391.6515
F2_Industrial_Interruptible - Industrial_Existing_Space Heating_Natural Gas_Furnace_Baseline Forecast | F2 | Industrial | Interruptible - Industrial | Existing | Space Heating | Natural Gas | Furnace | Baseline Forecast | Usage (MMtherm) | 0.2556 | 0.27492 | 0.27374 | 0.27324 | 0.2726 | 0.27183 | 0.27096 | 0.26999 | 0.26894 | 0.2678 | 0.2666 | 0.26534 | 0.26403 | 0.26268 | 0.26129 | 0.25987 | 0.25843 | 0.25697 | 0.25549 | 0.25412 | 0.25283 | 0.25164 | 0.25055 | 0.24953 | 0.2486 | 0.24774 | 0.24694
F3_Industrial_Interruptible - Industrial_Existing_Space Heating_Natural Gas_Furnace_Baseline Forecast | F3 | Industrial | Interruptible - Industrial | Existing | Space Heating | Natural Gas | Furnace | Baseline Forecast | Summer Peak Demand (MW) | 0 | 0 | 0 | 0 | 0 | 0 | 0 | 0 | 0 | 0 | 0 | 0 | 0 | 0 | 0 | 0 | 0 | 0 | 0 | 0 | 0 | 0 | 0 | 0 | 0 | 0 | 0
F4_Industrial_Interruptible - Industrial_Existing_Space Heating_Natural Gas_Furnace_Baseline Forecast | F4 | Industrial | Interruptible - Industrial | Existing | Space Heating | Natural Gas | Furnace | Baseline Forecast | Winter Peak Demand (MW) | 0 | 0 | 0 | 0 | 0 | 0 | 0 | 0 | 0 | 0 | 0 | 0 | 0 | 0 | 0 | 0 | 0 | 0 | 0 | 0 | 0 | 0 | 0 | 0 | 0 | 0 | 0
F5_Industrial_Interruptible - Industrial_Existing_Space Heating_Natural Gas_Furnace_Baseline Forecast | F5 | Industrial | Interruptible - Industrial | Existing | Space Heating | Natural Gas | Furnace | Baseline Forecast | Turnover | 0 | 1.6737 | 3.2187 | 4.6448 | 5.9613 | 7.1764 | 8.2981 | 9.3335 | 10.2893 | 11.1715 | 11.9859 | 12.7376 | 13.4315 | 14.0721 | 14.6633 | 15.2091 | 15.7129 | 16.1779 | 16.6072 | 15.4585 | 14.517 | 13.7576 | 13.1578 | 12.6977 | 12.3593 | 12.1266 | 11.9852
F6_Industrial_Interruptible - Industrial_Existing_Space Heating_Natural Gas_Furnace_Baseline Forecast | F6 | Industrial | Interruptible - Industrial | Existing | Space Heating | Natural Gas | Furnace | Baseline Forecast | Avg. Replacement Usage (kWh) | 636.3164 | 684.5529 | 681.8984 | 606.1319 | 606.1319 | 606.1319 | 606.1319 | 606.1319 | 606.1319 | 606.1319 | 606.1319 | 606.1319 | 606.1319 | 606.1319 | 606.1319 | 606.1319 | 606.1319 | 606.1319 | 606.1319 | 606.1319 | 606.1319 | 606.1319 | 606.1319 | 606.1319 | 606.1319 | 606.1319 | 606.1319
F7_Industrial_Interruptible - Industrial_Existing_Space Heating_Natural Gas_Furnace_Baseline Forecast | F7 | Industrial | Interruptible - Industrial | Existing | Space Heating | Natural Gas | Furnace | Baseline Forecast | Avg. Replacement Summer Demand (kW) | 0 | 0 | 0 | 0 | 0 | 0 | 0 | 0 | 0 | 0 | 0 | 0 | 0 | 0 | 0 | 0 | 0 | 0 | 0 | 0 | 0 | 0 | 0 | 0 | 0 | 0 | 0
F8_Industrial_Interruptible - Industrial_Existing_Space Heating_Natural Gas_Furnace_Baseline Forecast | F8 | Industrial | Interruptible - Industrial | Existing | Space Heating | Natural Gas | Furnace | Baseline Forecast | Avg. Replacement Winter Demand (kW) | 0 | 0 | 0 | 0 | 0 | 0 | 0 | 0 | 0 | 0 | 0 | 0 | 0 | 0 | 0 | 0 | 0 | 0 | 0 | 0 | 0 | 0 | 0 | 0 | 0 | 0 | 0
F1_Industrial_Interruptible - Industrial_Existing_Space Heating_Natural Gas_Boiler_Baseline Forecast | F1 | Industrial | Interruptible - Industrial | Existing | Space Heating | Natural Gas | Boiler | Baseline Forecast | Units | 625.03 | 625.03 | 625.03 | 625.03 | 625.03 | 625.03 | 625.03 | 625.03 | 625.03 | 625.03 | 625.03 | 625.03 | 625.03 | 625.03 | 625.03 | 625.03 | 625.03 | 625.03 | 625.03 | 625.03 | 625.03 | 625.03 | 625.03 | 625.03 | 625.03 | 625.03 | 625.03
F2_Industrial_Interruptible - Industrial_Existing_Space Heating_Natural Gas_Boiler_Baseline Forecast | F2 | Industrial | Interruptible - Industrial | Existing | Space Heating | Natural Gas | Boiler | Baseline Forecast | Usage (MMtherm) | 0.4079 | 0.4377 | 0.4349 | 0.43382 | 0.43275 | 0.43171 | 0.43069 | 0.42971 | 0.42875 | 0.42783 | 0.42694 | 0.42608 | 0.42526 | 0.42448 | 0.42374 | 0.42304 | 0.42238 | 0.42176 | 0.42118 | 0.42065 | 0.42016 | 0.41972 | 0.41931 | 0.41894 | 0.41861 | 0.41831 | 0.41803
F3_Industrial_Interruptible - Industrial_Existing_Space Heating_Natural Gas_Boiler_Baseline Forecast | F3 | Industrial | Interruptible - Industrial | Existing | Space Heating | Natural Gas | Boiler | Baseline Forecast | Summer Peak Demand (MW) | 0 | 0 | 0 | 0 | 0 | 0 | 0 | 0 | 0 | 0 | 0 | 0 | 0 | 0 | 0 | 0 | 0 | 0 | 0 | 0 | 0 | 0 | 0 | 0 | 0 | 0 | 0
F4_Industrial_Interruptible - Industrial_Existing_Space Heating_Natural Gas_Boiler_Baseline Forecast | F4 | Industrial | Interruptible - Industrial | Existing | Space Heating | Natural Gas | Boiler | Baseline Forecast | Winter Peak Demand (MW) | 0 | 0 | 0 | 0 | 0 | 0 | 0 | 0 | 0 | 0 | 0 | 0 | 0 | 0 | 0 | 0 | 0 | 0 | 0 | 0 | 0 | 0 | 0 | 0 | 0 | 0 | 0
F5_Industrial_Interruptible - Industrial_Existing_Space Heating_Natural Gas_Boiler_Baseline Forecast | F5 | Industrial | Interruptible - Industrial | Existing | Space Heating | Natural Gas | Boiler | Baseline Forecast | Turnover | 0 | 18.9403 | 19.1125 | 19.269 | 19.4113 | 19.5407 | 19.6583 | 19.7652 | 19.8624 | 19.9508 | 20.0311 | 20.1041 | 20.1705 | 20.2308 | 20.2857 | 20.3356 | 20.3809 | 20.4221 | 20.4596 | 20.4937 | 20.5246 | 20.5528 | 20.4062 | 20.2886 | 20.1959 | 20.1246 | 20.0715
F6_Industrial_Interruptible - Industrial_Existing_Space Heating_Natural Gas_Boiler_Baseline Forecast | F6 | Industrial | Interruptible - Industrial | Existing | Space Heating | Natural Gas | Boiler | Baseline Forecast | Avg. Replacement Usage (kWh) | 619.9852 | 666.9837 | 664.3973 | 664.3973 | 664.3973 | 664.3973 | 664.3973 | 664.3973 | 664.3973 | 664.3973 | 664.3973 | 664.3973 | 664.3973 | 664.3973 | 664.3973 | 664.3973 | 664.3973 | 664.3973 | 664.3973 | 664.3973 | 664.3973 | 664.3973 | 664.3973 | 664.3973 | 664.3973 | 664.3973 | 664.3973
F7_Industrial_Interruptible - Industrial_Existing_Space Heating_Natural Gas_Boiler_Baseline Forecast | F7 | Industrial | Interruptible - Industrial | Existing | Space Heating | Natural Gas | Boiler | Baseline Forecast | Avg. Replacement Summer Demand (kW) | 0 | 0 | 0 | 0 | 0 | 0 | 0 | 0 | 0 | 0 | 0 | 0 | 0 | 0 | 0 | 0 | 0 | 0 | 0 | 0 | 0 | 0 | 0 | 0 | 0 | 0 | 0
F8_Industrial_Interruptible - Industrial_Existing_Space Heating_Natural Gas_Boiler_Baseline Forecast | F8 | Industrial | Interruptible - Industrial | Existing | Space Heating | Natural Gas | Boiler | Baseline Forecast | Avg. Replacement Winter Demand (kW) | 0 | 0 | 0 | 0 | 0 | 0 | 0 | 0 | 0 | 0 | 0 | 0 | 0 | 0 | 0 | 0 | 0 | 0 | 0 | 0 | 0 | 0 | 0 | 0 | 0 | 0 | 0
F1_Industrial_Interruptible - Industrial_Existing_Space Heating_Natural Gas_Unit Heater_Baseline Forecast | F1 | Industrial | Interruptible - Industrial | Existing | Space Heating | Natural Gas | Unit Heater | Baseline Forecast | Units | 195.8257 | 195.8257 | 195.8257 | 195.8257 | 195.8257 | 195.8257 | 195.8257 | 195.8257 | 195.8257 | 195.8257 | 195.8257 | 195.8257 | 195.8257 | 195.8257 | 195.8257 | 195.8257 | 195.8257 | 195.8257 | 195.8257 | 195.8257 | 195.8257 | 195.8257 | 195.8257 | 195.8257 | 195.8257 | 195.8257 | 195.8257
F2_Industrial_Interruptible - Industrial_Existing_Space Heating_Natural Gas_Unit Heater_Baseline Forecast | F2 | Industrial | Interruptible - Industrial | Existing | Space Heating | Natural Gas | Unit Heater | Baseline Forecast | Usage (MMtherm) | 0.1278 | 0.13749 | 0.13695 | 0.13695 | 0.13695 | 0.13695 | 0.13695 | 0.13695 | 0.13695 | 0.13695 | 0.13695 | 0.13695 | 0.13695 | 0.13695 | 0.13695 | 0.13695 | 0.13695 | 0.13695 | 0.13695 | 0.13695 | 0.13695 | 0.13695 | 0.13695 | 0.13695 | 0.13695 | 0.13695 | 0.13695
F3_Industrial_Interruptible - Industrial_Existing_Space Heating_Natural Gas_Unit Heater_Baseline Forecast | F3 | Industrial | Interruptible - Industrial | Existing | Space Heating | Natural Gas | Unit Heater | Baseline Forecast | Summer Peak Demand (MW) | 0 | 0 | 0 | 0 | 0 | 0 | 0 | 0 | 0 | 0 | 0 | 0 | 0 | 0 | 0 | 0 | 0 | 0 | 0 | 0 | 0 | 0 | 0 | 0 | 0 | 0 | 0
F4_Industrial_Interruptible - Industrial_Existing_Space Heating_Natural Gas_Unit Heater_Baseline Forecast | F4 | Industrial | Interruptible - Industrial | Existing | Space Heating | Natural Gas | Unit Heater | Baseline Forecast | Winter Peak Demand (MW) | 0 | 0 | 0 | 0 | 0 | 0 | 0 | 0 | 0 | 0 | 0 | 0 | 0 | 0 | 0 | 0 | 0 | 0 | 0 | 0 | 0 | 0 | 0 | 0 | 0 | 0 | 0
F5_Industrial_Interruptible - Industrial_Existing_Space Heating_Natural Gas_Unit Heater_Baseline Forecast | F5 | Industrial | Interruptible - Industrial | Existing | Space Heating | Natural Gas | Unit Heater | Baseline Forecast | Turnover | 0 | 4.4506 | 4.9361 | 5.3775 | 5.7787 | 6.1435 | 6.4751 | 6.7766 | 7.0507 | 7.2998 | 7.5263 | 7.7322 | 7.9194 | 8.0896 | 8.2443 | 8.3849 | 8.5128 | 8.1435 | 7.8519 | 7.627 | 7.4589 | 7.3393 | 7.2608 | 7.2168 | 7.2017 | 7.2106 | 7.2393
F6_Industrial_Interruptible - Industrial_Existing_Space Heating_Natural Gas_Unit Heater_Baseline Forecast | F6 | Industrial | Interruptible - Industrial | Existing | Space Heating | Natural Gas | Unit Heater | Baseline Forecast | Avg. Replacement Usage (kWh) | 652.6159 | 702.0881 | 699.3656 | 699.3656 | 699.3656 | 699.3656 | 699.3656 | 699.3656 | 699.3656 | 699.3656 | 699.3656 | 699.3656 | 699.3656 | 699.3656 | 699.3656 | 699.3656 | 699.3656 | 699.3656 | 699.3656 | 699.3656 | 699.3656 | 699.3656 | 699.3656 | 699.3656 | 699.3656 | 699.3656 | 699.3656
F7_Industrial_Interruptible - Industrial_Existing_Space Heating_Natural Gas_Unit Heater_Baseline Forecast | F7 | Industrial | Interruptible - Industrial | Existing | Space Heating | Natural Gas | Unit Heater | Baseline Forecast | Avg. Replacement Summer Demand (kW) | 0 | 0 | 0 | 0 | 0 | 0 | 0 | 0 | 0 | 0 | 0 | 0 | 0 | 0 | 0 | 0 | 0 | 0 | 0 | 0 | 0 | 0 | 0 | 0 | 0 | 0 | 0
F8_Industrial_Interruptible - Industrial_Existing_Space Heating_Natural Gas_Unit Heater_Baseline Forecast | F8 | Industrial | Interruptible - Industrial | Existing | Space Heating | Natural Gas | Unit Heater | Baseline Forecast | Avg. Replacement Winter Demand (kW) | 0 | 0 | 0 | 0 | 0 | 0 | 0 | 0 | 0 | 0 | 0 | 0 | 0 | 0 | 0 | 0 | 0 | 0 | 0 | 0 | 0 | 0 | 0 | 0 | 0 | 0 | 0
F1_Industrial_Interruptible - Industrial_Existing_Process_Natural Gas_Process Boiler_Baseline Forecast | F1 | Industrial | Interruptible - Industrial | Existing | Process | Natural Gas | Process Boiler | Baseline Forecast | Units | 1212.5073 | 1212.5073 | 1212.5073 | 1212.5073 | 1212.5073 | 1212.5073 | 1212.5073 | 1212.5073 | 1212.5073 | 1212.5073 | 1212.5073 | 1212.5073 | 1212.5073 | 1212.5073 | 1212.5073 | 1212.5073 | 1212.5073 | 1212.5073 | 1212.5073 | 1212.5073 | 1212.5073 | 1212.5073 | 1212.5073 | 1212.5073 | 1212.5073 | 1212.5073 | 1212.5073
F2_Industrial_Interruptible - Industrial_Existing_Process_Natural Gas_Process Boiler_Baseline Forecast | F2 | Industrial | Interruptible - Industrial | Existing | Process | Natural Gas | Process Boiler | Baseline Forecast | Usage (MMtherm) | 5.7582 | 5.7582 | 5.7582 | 5.7582 | 5.7582 | 5.7582 | 5.7582 | 5.7582 | 5.7582 | 5.7582 | 5.7582 | 5.7582 | 5.7582 | 5.7582 | 5.7582 | 5.7582 | 5.7582 | 5.7582 | 5.7582 | 5.7582 | 5.7582 | 5.7582 | 5.7582 | 5.7582 | 5.7582 | 5.7582 | 5.7582
F3_Industrial_Interruptible - Industrial_Existing_Process_Natural Gas_Process Boiler_Baseline Forecast | F3 | Industrial | Interruptible - Industrial | Existing | Process | Natural Gas | Process Boiler | Baseline Forecast | Summer Peak Demand (MW) | 0 | 0 | 0 | 0 | 0 | 0 | 0 | 0 | 0 | 0 | 0 | 0 | 0 | 0 | 0 | 0 | 0 | 0 | 0 | 0 | 0 | 0 | 0 | 0 | 0 | 0 | 0
F4_Industrial_Interruptible - Industrial_Existing_Process_Natural Gas_Process Boiler_Baseline Forecast | F4 | Industrial | Interruptible - Industrial | Existing | Process | Natural Gas | Process Boiler | Baseline Forecast | Winter Peak Demand (MW) | 0 | 0 | 0 | 0 | 0 | 0 | 0 | 0 | 0 | 0 | 0 | 0 | 0 | 0 | 0 | 0 | 0 | 0 | 0 | 0 | 0 | 0 | 0 | 0 | 0 | 0 | 0
F5_Industrial_Interruptible - Industrial_Existing_Process_Natural Gas_Process Boiler_Baseline Forecast | F5 | Industrial | Interruptible - Industrial | Existing | Process | Natural Gas | Process Boiler | Baseline Forecast | Turnover | 0 | 103.9292 | 123.7252 | 140.6933 | 135.4413 | 133.7675 | 134.7569 | 134.8547 | 134.6994 | 134.7076 | 134.7286 | 165.005 | 166.4445 | 166.8574 | 165.0625 | 164.7723 | 165.3585 | 165.3447 | 165.2177 | 165.2402 | 165.2612 | 174.0762 | 173.2333 | 172.2148 | 171.9577 | 172.0554 | 172.249
F6_Industrial_Interruptible - Industrial_Existing_Process_Natural Gas_Process Boiler_Baseline Forecast | F6 | Industrial | Interruptible - Industrial | Existing | Process | Natural Gas | Process Boiler | Baseline Forecast | Avg. Replacement Usage (kWh) | 4749.0091 | 4749.0091 | 4749.0091 | 4749.0091 | 4749.0091 | 4749.0091 | 4749.0091 | 4749.0091 | 4749.0091 | 4749.0091 | 4749.0091 | 4749.0091 | 4749.0091 | 4749.0091 | 4749.0091 | 4749.0091 | 4749.0091 | 4749.0091 | 4749.0091 | 4749.0091 | 4749.0091 | 4749.0091 | 4749.0091 | 4749.0091 | 4749.0091 | 4749.0091 | 4749.0091
F7_Industrial_Interruptible - Industrial_Existing_Process_Natural Gas_Process Boiler_Baseline Forecast | F7 | Industrial | Interruptible - Industrial | Existing | Process | Natural Gas | Process Boiler | Baseline Forecast | Avg. Replacement Summer Demand (kW) | 0 | 0 | 0 | 0 | 0 | 0 | 0 | 0 | 0 | 0 | 0 | 0 | 0 | 0 | 0 | 0 | 0 | 0 | 0 | 0 | 0 | 0 | 0 | 0 | 0 | 0 | 0
F8_Industrial_Interruptible - Industrial_Existing_Process_Natural Gas_Process Boiler_Baseline Forecast | F8 | Industrial | Interruptible - Industrial | Existing | Process | Natural Gas | Process Boiler | Baseline Forecast | Avg. Replacement Winter Demand (kW) | 0 | 0 | 0 | 0 | 0 | 0 | 0 | 0 | 0 | 0 | 0 | 0 | 0 | 0 | 0 | 0 | 0 | 0 | 0 | 0 | 0 | 0 | 0 | 0 | 0 | 0 | 0
F1_Industrial_Interruptible - Industrial_Existing_Process_Natural Gas_Process Heating_Baseline Forecast | F1 | Industrial | Interruptible - Industrial | Existing | Process | Natural Gas | Process Heating | Baseline Forecast | Units | 1212.5073 | 1212.5073 | 1212.5073 | 1212.5073 | 1212.5073 | 1212.5073 | 1212.5073 | 1212.5073 | 1212.5073 | 1212.5073 | 1212.5073 | 1212.5073 | 1212.5073 | 1212.5073 | 1212.5073 | 1212.5073 | 1212.5073 | 1212.5073 | 1212.5073 | 1212.5073 | 1212.5073 | 1212.5073 | 1212.5073 | 1212.5073 | 1212.5073 | 1212.5073 | 1212.5073
F2_Industrial_Interruptible - Industrial_Existing_Process_Natural Gas_Process Heating_Baseline Forecast | F2 | Industrial | Interruptible - Industrial | Existing | Process | Natural Gas | Process Heating | Baseline Forecast | Usage (MMtherm) | 5.2647 | 5.2647 | 5.2647 | 5.2647 | 5.2647 | 5.2647 | 5.2647 | 5.2647 | 5.2647 | 5.2647 | 5.2647 | 5.2647 | 5.2647 | 5.2647 | 5.2647 | 5.2647 | 5.2647 | 5.2647 | 5.2647 | 5.2647 | 5.2647 | 5.2647 | 5.2647 | 5.2647 | 5.2647 | 5.2647 | 5.2647
F3_Industrial_Interruptible - Industrial_Existing_Process_Natural Gas_Process Heating_Baseline Forecast | F3 | Industrial | Interruptible - Industrial | Existing | Process | Natural Gas | Process Heating | Baseline Forecast | Summer Peak Demand (MW) | 0 | 0 | 0 | 0 | 0 | 0 | 0 | 0 | 0 | 0 | 0 | 0 | 0 | 0 | 0 | 0 | 0 | 0 | 0 | 0 | 0 | 0 | 0 | 0 | 0 | 0 | 0
F4_Industrial_Interruptible - Industrial_Existing_Process_Natural Gas_Process Heating_Baseline Forecast | F4 | Industrial | Interruptible - Industrial | Existing | Process | Natural Gas | Process Heating | Baseline Forecast | Winter Peak Demand (MW) | 0 | 0 | 0 | 0 | 0 | 0 | 0 | 0 | 0 | 0 | 0 | 0 | 0 | 0 | 0 | 0 | 0 | 0 | 0 | 0 | 0 | 0 | 0 | 0 | 0 | 0 | 0
F5_Industrial_Interruptible - Industrial_Existing_Process_Natural Gas_Process Heating_Baseline Forecast | F5 | Industrial | Interruptible - Industrial | Existing | Process | Natural Gas | Process Heating | Baseline Forecast | Turnover | 0 | 103.9292 | 123.7252 | 140.6933 | 135.4413 | 133.7675 | 134.7569 | 134.8547 | 134.6994 | 134.7076 | 134.7286 | 165.005 | 166.4445 | 166.8574 | 165.0625 | 164.7723 | 165.3585 | 165.3447 | 165.2177 | 165.2402 | 165.2612 | 174.0762 | 173.2333 | 172.2148 | 171.9577 | 172.0554 | 172.249
F6_Industrial_Interruptible - Industrial_Existing_Process_Natural Gas_Process Heating_Baseline Forecast | F6 | Industrial | Interruptible - Industrial | Existing | Process | Natural Gas | Process Heating | Baseline Forecast | Avg. Replacement Usage (kWh) | 4342.0013 | 4342.0013 | 4342.0013 | 4342.0013 | 4342.0013 | 4342.0013 | 4342.0013 | 4342.0013 | 4342.0013 | 4342.0013 | 4342.0013 | 4342.0013 | 4342.0013 | 4342.0013 | 4342.0013 | 4342.0013 | 4342.0013 | 4342.0013 | 4342.0013 | 4342.0013 | 4342.0013 | 4342.0013 | 4342.0013 | 4342.0013 | 4342.0013 | 4342.0013 | 4342.0013
F7_Industrial_Interruptible - Industrial_Existing_Process_Natural Gas_Process Heating_Baseline Forecast | F7 | Industrial | Interruptible - Industrial | Existing | Process | Natural Gas | Process Heating | Baseline Forecast | Avg. Replacement Summer Demand (kW) | 0 | 0 | 0 | 0 | 0 | 0 | 0 | 0 | 0 | 0 | 0 | 0 | 0 | 0 | 0 | 0 | 0 | 0 | 0 | 0 | 0 | 0 | 0 | 0 | 0 | 0 | 0
F8_Industrial_Interruptible - Industrial_Existing_Process_Natural Gas_Process Heating_Baseline Forecast | F8 | Industrial | Interruptible - Industrial | Existing | Process | Natural Gas | Process Heating | Baseline Forecast | Avg. Replacement Winter Demand (kW) | 0 | 0 | 0 | 0 | 0 | 0 | 0 | 0 | 0 | 0 | 0 | 0 | 0 | 0 | 0 | 0 | 0 | 0 | 0 | 0 | 0 | 0 | 0 | 0 | 0 | 0 | 0
F1_Industrial_Interruptible - Industrial_Existing_Process_Natural Gas_Process Cooling_Baseline Forecast | F1 | Industrial | Interruptible - Industrial | Existing | Process | Natural Gas | Process Cooling | Baseline Forecast | Units | 1212.5073 | 1212.5073 | 1212.5073 | 1212.5073 | 1212.5073 | 1212.5073 | 1212.5073 | 1212.5073 | 1212.5073 | 1212.5073 | 1212.5073 | 1212.5073 | 1212.5073 | 1212.5073 | 1212.5073 | 1212.5073 | 1212.5073 | 1212.5073 | 1212.5073 | 1212.5073 | 1212.5073 | 1212.5073 | 1212.5073 | 1212.5073 | 1212.5073 | 1212.5073 | 1212.5073
F2_Industrial_Interruptible - Industrial_Existing_Process_Natural Gas_Process Cooling_Baseline Forecast | F2 | Industrial | Interruptible - Industrial | Existing | Process | Natural Gas | Process Cooling | Baseline Forecast | Usage (MMtherm) | 0.051052 | 0.051052 | 0.051052 | 0.051052 | 0.051052 | 0.051052 | 0.051052 | 0.051052 | 0.051052 | 0.051052 | 0.051052 | 0.051052 | 0.051052 | 0.051052 | 0.051052 | 0.051052 | 0.051052 | 0.051052 | 0.051052 | 0.051052 | 0.051052 | 0.051052 | 0.051052 | 0.051052 | 0.051052 | 0.051052 | 0.051052
F3_Industrial_Interruptible - Industrial_Existing_Process_Natural Gas_Process Cooling_Baseline Forecast | F3 | Industrial | Interruptible - Industrial | Existing | Process | Natural Gas | Process Cooling | Baseline Forecast | Summer Peak Demand (MW) | 0 | 0 | 0 | 0 | 0 | 0 | 0 | 0 | 0 | 0 | 0 | 0 | 0 | 0 | 0 | 0 | 0 | 0 | 0 | 0 | 0 | 0 | 0 | 0 | 0 | 0 | 0
F4_Industrial_Interruptible - Industrial_Existing_Process_Natural Gas_Process Cooling_Baseline Forecast | F4 | Industrial | Interruptible - Industrial | Existing | Process | Natural Gas | Process Cooling | Baseline Forecast | Winter Peak Demand (MW) | 0 | 0 | 0 | 0 | 0 | 0 | 0 | 0 | 0 | 0 | 0 | 0 | 0 | 0 | 0 | 0 | 0 | 0 | 0 | 0 | 0 | 0 | 0 | 0 | 0 | 0 | 0
F5_Industrial_Interruptible - Industrial_Existing_Process_Natural Gas_Process Cooling_Baseline Forecast | F5 | Industrial | Interruptible - Industrial | Existing | Process | Natural Gas | Process Cooling | Baseline Forecast | Turnover | 0 | 103.9292 | 123.7252 | 140.6933 | 135.4413 | 133.7675 | 134.7569 | 134.8547 | 134.6994 | 134.7076 | 134.7286 | 165.005 | 166.4445 | 166.8574 | 165.0625 | 164.7723 | 165.3585 | 165.3447 | 165.2177 | 165.2402 | 165.2612 | 174.0762 | 173.2333 | 172.2148 | 171.9577 | 172.0554 | 172.249
F6_Industrial_Interruptible - Industrial_Existing_Process_Natural Gas_Process Cooling_Baseline Forecast | F6 | Industrial | Interruptible - Industrial | Existing | Process | Natural Gas | Process Cooling | Baseline Forecast | Avg. Replacement Usage (kWh) | 42.1043 | 42.1043 | 42.1043 | 42.1043 | 42.1043 | 42.1043 | 42.1043 | 42.1043 | 42.1043 | 42.1043 | 42.1043 | 42.1043 | 42.1043 | 42.1043 | 42.1043 | 42.1043 | 42.1043 | 42.1043 | 42.1043 | 42.1043 | 42.1043 | 42.1043 | 42.1043 | 42.1043 | 42.1043 | 42.1043 | 42.1043
F7_Industrial_Interruptible - Industrial_Existing_Process_Natural Gas_Process Cooling_Baseline Forecast | F7 | Industrial | Interruptible - Industrial | Existing | Process | Natural Gas | Process Cooling | Baseline Forecast | Avg. Replacement Summer Demand (kW) | 0 | 0 | 0 | 0 | 0 | 0 | 0 | 0 | 0 | 0 | 0 | 0 | 0 | 0 | 0 | 0 | 0 | 0 | 0 | 0 | 0 | 0 | 0 | 0 | 0 | 0 | 0
F8_Industrial_Interruptible - Industrial_Existing_Process_Natural Gas_Process Cooling_Baseline Forecast | F8 | Industrial | Interruptible - Industrial | Existing | Process | Natural Gas | Process Cooling | Baseline Forecast | Avg. Replacement Winter Demand (kW) | 0 | 0 | 0 | 0 | 0 | 0 | 0 | 0 | 0 | 0 | 0 | 0 | 0 | 0 | 0 | 0 | 0 | 0 | 0 | 0 | 0 | 0 | 0 | 0 | 0 | 0 | 0
F1_Industrial_Interruptible - Industrial_Existing_Process_Natural Gas_Other Process_Baseline Forecast | F1 | Industrial | Interruptible - Industrial | Existing | Process | Natural Gas | Other Process | Baseline Forecast | Units | 1212.5073 | 1212.5073 | 1212.5073 | 1212.5073 | 1212.5073 | 1212.5073 | 1212.5073 | 1212.5073 | 1212.5073 | 1212.5073 | 1212.5073 | 1212.5073 | 1212.5073 | 1212.5073 | 1212.5073 | 1212.5073 | 1212.5073 | 1212.5073 | 1212.5073 | 1212.5073 | 1212.5073 | 1212.5073 | 1212.5073 | 1212.5073 | 1212.5073 | 1212.5073 | 1212.5073
F2_Industrial_Interruptible - Industrial_Existing_Process_Natural Gas_Other Process_Baseline Forecast | F2 | Industrial | Interruptible - Industrial | Existing | Process | Natural Gas | Other Process | Baseline Forecast | Usage (MMtherm) | 0.53817 | 0.53817 | 0.53817 | 0.53817 | 0.53817 | 0.53817 | 0.53817 | 0.53817 | 0.53817 | 0.53817 | 0.53817 | 0.53817 | 0.53817 | 0.53817 | 0.53817 | 0.53817 | 0.53817 | 0.53817 | 0.53817 | 0.53817 | 0.53817 | 0.53817 | 0.53817 | 0.53817 | 0.53817 | 0.53817 | 0.53817
F3_Industrial_Interruptible - Industrial_Existing_Process_Natural Gas_Other Process_Baseline Forecast | F3 | Industrial | Interruptible - Industrial | Existing | Process | Natural Gas | Other Process | Baseline Forecast | Summer Peak Demand (MW) | 0 | 0 | 0 | 0 | 0 | 0 | 0 | 0 | 0 | 0 | 0 | 0 | 0 | 0 | 0 | 0 | 0 | 0 | 0 | 0 | 0 | 0 | 0 | 0 | 0 | 0 | 0
F4_Industrial_Interruptible - Industrial_Existing_Process_Natural Gas_Other Process_Baseline Forecast | F4 | Industrial | Interruptible - Industrial | Existing | Process | Natural Gas | Other Process | Baseline Forecast | Winter Peak Demand (MW) | 0 | 0 | 0 | 0 | 0 | 0 | 0 | 0 | 0 | 0 | 0 | 0 | 0 | 0 | 0 | 0 | 0 | 0 | 0 | 0 | 0 | 0 | 0 | 0 | 0 | 0 | 0
F5_Industrial_Interruptible - Industrial_Existing_Process_Natural Gas_Other Process_Baseline Forecast | F5 | Industrial | Interruptible - Industrial | Existing | Process | Natural Gas | Other Process | Baseline Forecast | Turnover | 0 | 103.9292 | 123.7252 | 140.6933 | 135.4413 | 133.7675 | 134.7569 | 134.8547 | 134.6994 | 134.7076 | 134.7286 | 165.005 | 166.4445 | 166.8574 | 165.0625 | 164.7723 | 165.3585 | 165.3447 | 165.2177 | 165.2402 | 165.2612 | 174.0762 | 173.2333 | 172.2148 | 171.9577 | 172.0554 | 172.249
F6_Industrial_Interruptible - Industrial_Existing_Process_Natural Gas_Other Process_Baseline Forecast | F6 | Industrial | Interruptible - Industrial | Existing | Process | Natural Gas | Other Process | Baseline Forecast | Avg. Replacement Usage (kWh) | 443.849 | 443.849 | 443.849 | 443.849 | 443.849 | 443.849 | 443.849 | 443.849 | 443.849 | 443.849 | 443.849 | 443.849 | 443.849 | 443.849 | 443.849 | 443.849 | 443.849 | 443.849 | 443.849 | 443.849 | 443.849 | 443.849 | 443.849 | 443.849 | 443.849 | 443.849 | 443.849
F7_Industrial_Interruptible - Industrial_Existing_Process_Natural Gas_Other Process_Baseline Forecast | F7 | Industrial | Interruptible - Industrial | Existing | Process | Natural Gas | Other Process | Baseline Forecast | Avg. Replacement Summer Demand (kW) | 0 | 0 | 0 | 0 | 0 | 0 | 0 | 0 | 0 | 0 | 0 | 0 | 0 | 0 | 0 | 0 | 0 | 0 | 0 | 0 | 0 | 0 | 0 | 0 | 0 | 0 | 0
F8_Industrial_Interruptible - Industrial_Existing_Process_Natural Gas_Other Process_Baseline Forecast | F8 | Industrial | Interruptible - Industrial | Existing | Process | Natural Gas | Other Process | Baseline Forecast | Avg. Replacement Winter Demand (kW) | 0 | 0 | 0 | 0 | 0 | 0 | 0 | 0 | 0 | 0 | 0 | 0 | 0 | 0 | 0 | 0 | 0 | 0 | 0 | 0 | 0 | 0 | 0 | 0 | 0 | 0 | 0
F1_Industrial_Interruptible - Industrial_Existing_Miscellaneous_Natural Gas_Miscellaneous_Baseline Forecast | F1 | Industrial | Interruptible - Industrial | Existing | Miscellaneous | Natural Gas | Miscellaneous | Baseline Forecast | Units | 1212.5073 | 1212.5073 | 1212.5073 | 1212.5073 | 1212.5073 | 1212.5073 | 1212.5073 | 1212.5073 | 1212.5073 | 1212.5073 | 1212.5073 | 1212.5073 | 1212.5073 | 1212.5073 | 1212.5073 | 1212.5073 | 1212.5073 | 1212.5073 | 1212.5073 | 1212.5073 | 1212.5073 | 1212.5073 | 1212.5073 | 1212.5073 | 1212.5073 | 1212.5073 | 1212.5073
F2_Industrial_Interruptible - Industrial_Existing_Miscellaneous_Natural Gas_Miscellaneous_Baseline Forecast | F2 | Industrial | Interruptible - Industrial | Existing | Miscellaneous | Natural Gas | Miscellaneous | Baseline Forecast | Usage (MMtherm) | 0.63389 | 0.63389 | 0.63389 | 0.63389 | 0.63389 | 0.63389 | 0.63389 | 0.63389 | 0.63389 | 0.63389 | 0.63389 | 0.63389 | 0.63389 | 0.63389 | 0.63389 | 0.63389 | 0.63389 | 0.63389 | 0.63389 | 0.63389 | 0.63389 | 0.63389 | 0.63389 | 0.63389 | 0.63389 | 0.63389 | 0.63389
F3_Industrial_Interruptible - Industrial_Existing_Miscellaneous_Natural Gas_Miscellaneous_Baseline Forecast | F3 | Industrial | Interruptible - Industrial | Existing | Miscellaneous | Natural Gas | Miscellaneous | Baseline Forecast | Summer Peak Demand (MW) | 0 | 0 | 0 | 0 | 0 | 0 | 0 | 0 | 0 | 0 | 0 | 0 | 0 | 0 | 0 | 0 | 0 | 0 | 0 | 0 | 0 | 0 | 0 | 0 | 0 | 0 | 0
F4_Industrial_Interruptible - Industrial_Existing_Miscellaneous_Natural Gas_Miscellaneous_Baseline Forecast | F4 | Industrial | Interruptible - Industrial | Existing | Miscellaneous | Natural Gas | Miscellaneous | Baseline Forecast | Winter Peak Demand (MW) | 0 | 0 | 0 | 0 | 0 | 0 | 0 | 0 | 0 | 0 | 0 | 0 | 0 | 0 | 0 | 0 | 0 | 0 | 0 | 0 | 0 | 0 | 0 | 0 | 0 | 0 | 0
F5_Industrial_Interruptible - Industrial_Existing_Miscellaneous_Natural Gas_Miscellaneous_Baseline Forecast | F5 | Industrial | Interruptible - Industrial | Existing | Miscellaneous | Natural Gas | Miscellaneous | Baseline Forecast | Turnover | 0 | 103.9292 | 123.7252 | 140.6933 | 135.4413 | 133.7675 | 134.7569 | 134.8547 | 134.6994 | 134.7076 | 134.7286 | 165.005 | 166.4445 | 166.8574 | 165.0625 | 164.7723 | 165.3585 | 165.3447 | 165.2177 | 165.2402 | 165.2612 | 174.0762 | 173.2333 | 172.2148 | 171.9577 | 172.0554 | 172.249
F6_Industrial_Interruptible - Industrial_Existing_Miscellaneous_Natural Gas_Miscellaneous_Baseline Forecast | F6 | Industrial | Interruptible - Industrial | Existing | Miscellaneous | Natural Gas | Miscellaneous | Baseline Forecast | Avg. Replacement Usage (kWh) | 522.7945 | 522.7945 | 522.7945 | 522.7945 | 522.7945 | 522.7945 | 522.7945 | 522.7945 | 522.7945 | 522.7945 | 522.7945 | 522.7945 | 522.7945 | 522.7945 | 522.7945 | 522.7945 | 522.7945 | 522.7945 | 522.7945 | 522.7945 | 522.7945 | 522.7945 | 522.7945 | 522.7945 | 522.7945 | 522.7945 | 522.7945
F7_Industrial_Interruptible - Industrial_Existing_Miscellaneous_Natural Gas_Miscellaneous_Baseline Forecast | F7 | Industrial | Interruptible - Industrial | Existing | Miscellaneous | Natural Gas | Miscellaneous | Baseline Forecast | Avg. Replacement Summer Demand (kW) | 0 | 0 | 0 | 0 | 0 | 0 | 0 | 0 | 0 | 0 | 0 | 0 | 0 | 0 | 0 | 0 | 0 | 0 | 0 | 0 | 0 | 0 | 0 | 0 | 0 | 0 | 0
F8_Industrial_Interruptible - Industrial_Existing_Miscellaneous_Natural Gas_Miscellaneous_Baseline Forecast | F8 | Industrial | Interruptible - Industrial | Existing | Miscellaneous | Natural Gas | Miscellaneous | Baseline Forecast | Avg. Replacement Winter Demand (kW) | 0 | 0 | 0 | 0 | 0 | 0 | 0 | 0 | 0 | 0 | 0 | 0 | 0 | 0 | 0 | 0 | 0 | 0 | 0 | 0 | 0 | 0 | 0 | 0 | 0 | 0 | 0
F1_Industrial_Interruptible - Industrial_New_Space Heating_Natural Gas_Furnace_Baseline Forecast | F1 | Industrial | Interruptible - Industrial | New | Space Heating | Natural Gas | Furnace | Baseline Forecast | Units | 0 | 0 | 0 | 0 | 0 | 0 | 0 | 0 | 0 | 0 | 0 | 0 | 0 | 0 | 0 | 0 | 0 | 0 | 0 | 0 | 0 | 0 | 0 | 0 | 0 | 0 | 0
F2_Industrial_Interruptible - Industrial_New_Space Heating_Natural Gas_Furnace_Baseline Forecast | F2 | Industrial | Interruptible - Industrial | New | Space Heating | Natural Gas | Furnace | Baseline Forecast | Usage (MMtherm) | 0 | 0 | 0 | 0 | 0 | 0 | 0 | 0 | 0 | 0 | 0 | 0 | 0 | 0 | 0 | 0 | 0 | 0 | 0 | 0 | 0 | 0 | 0 | 0 | 0 | 0 | 0
F3_Industrial_Interruptible - Industrial_New_Space Heating_Natural Gas_Furnace_Baseline Forecast | F3 | Industrial | Interruptible - Industrial | New | Space Heating | Natural Gas | Furnace | Baseline Forecast | Summer Peak Demand (MW) | 0 | 0 | 0 | 0 | 0 | 0 | 0 | 0 | 0 | 0 | 0 | 0 | 0 | 0 | 0 | 0 | 0 | 0 | 0 | 0 | 0 | 0 | 0 | 0 | 0 | 0 | 0
F4_Industrial_Interruptible - Industrial_New_Space Heating_Natural Gas_Furnace_Baseline Forecast | F4 | Industrial | Interruptible - Industrial | New | Space Heating | Natural Gas | Furnace | Baseline Forecast | Winter Peak Demand (MW) | 0 | 0 | 0 | 0 | 0 | 0 | 0 | 0 | 0 | 0 | 0 | 0 | 0 | 0 | 0 | 0 | 0 | 0 | 0 | 0 | 0 | 0 | 0 | 0 | 0 | 0 | 0
F5_Industrial_Interruptible - Industrial_New_Space Heating_Natural Gas_Furnace_Baseline Forecast | F5 | Industrial | Interruptible - Industrial | New | Space Heating | Natural Gas | Furnace | Baseline Forecast | Turnover | 0 | 0 | 0 | 0 | 0 | 0 | 0 | 0 | 0 | 0 | 0 | 0 | 0 | 0 | 0 | 0 | 0 | 0 | 0 | 0 | 0 | 0 | 0 | 0 | 0 | 0 | 0
F6_Industrial_Interruptible - Industrial_New_Space Heating_Natural Gas_Furnace_Baseline Forecast | F6 | Industrial | Interruptible - Industrial | New | Space Heating | Natural Gas | Furnace | Baseline Forecast | Avg. Replacement Usage (kWh) | 487.8552 | 524.8375 | 522.8023 | 464.6906 | 464.6906 | 464.6906 | 464.6906 | 464.6906 | 464.6906 | 464.6906 | 464.6906 | 464.6906 | 464.6906 | 464.6906 | 464.6906 | 464.6906 | 464.6906 | 464.6906 | 464.6906 | 464.6906 | 464.6906 | 464.6906 | 464.6906 | 464.6906 | 464.6906 | 464.6906 | 464.6906
F7_Industrial_Interruptible - Industrial_New_Space Heating_Natural Gas_Furnace_Baseline Forecast | F7 | Industrial | Interruptible - Industrial | New | Space Heating | Natural Gas | Furnace | Baseline Forecast | Avg. Replacement Summer Demand (kW) | 0 | 0 | 0 | 0 | 0 | 0 | 0 | 0 | 0 | 0 | 0 | 0 | 0 | 0 | 0 | 0 | 0 | 0 | 0 | 0 | 0 | 0 | 0 | 0 | 0 | 0 | 0
F8_Industrial_Interruptible - Industrial_New_Space Heating_Natural Gas_Furnace_Baseline Forecast | F8 | Industrial | Interruptible - Industrial | New | Space Heating | Natural Gas | Furnace | Baseline Forecast | Avg. Replacement Winter Demand (kW) | 0 | 0 | 0 | 0 | 0 | 0 | 0 | 0 | 0 | 0 | 0 | 0 | 0 | 0 | 0 | 0 | 0 | 0 | 0 | 0 | 0 | 0 | 0 | 0 | 0 | 0 | 0
F1_Industrial_Interruptible - Industrial_New_Space Heating_Natural Gas_Boiler_Baseline Forecast | F1 | Industrial | Interruptible - Industrial | New | Space Heating | Natural Gas | Boiler | Baseline Forecast | Units | 0 | 0 | 0 | 0 | 0 | 0 | 0 | 0 | 0 | 0 | 0 | 0 | 0 | 0 | 0 | 0 | 0 | 0 | 0 | 0 | 0 | 0 | 0 | 0 | 0 | 0 | 0
F2_Industrial_Interruptible - Industrial_New_Space Heating_Natural Gas_Boiler_Baseline Forecast | F2 | Industrial | Interruptible - Industrial | New | Space Heating | Natural Gas | Boiler | Baseline Forecast | Usage (MMtherm) | 0 | 0 | 0 | 0 | 0 | 0 | 0 | 0 | 0 | 0 | 0 | 0 | 0 | 0 | 0 | 0 | 0 | 0 | 0 | 0 | 0 | 0 | 0 | 0 | 0 | 0 | 0
F3_Industrial_Interruptible - Industrial_New_Space Heating_Natural Gas_Boiler_Baseline Forecast | F3 | Industrial | Interruptible - Industrial | New | Space Heating | Natural Gas | Boiler | Baseline Forecast | Summer Peak Demand (MW) | 0 | 0 | 0 | 0 | 0 | 0 | 0 | 0 | 0 | 0 | 0 | 0 | 0 | 0 | 0 | 0 | 0 | 0 | 0 | 0 | 0 | 0 | 0 | 0 | 0 | 0 | 0
F4_Industrial_Interruptible - Industrial_New_Space Heating_Natural Gas_Boiler_Baseline Forecast | F4 | Industrial | Interruptible - Industrial | New | Space Heating | Natural Gas | Boiler | Baseline Forecast | Winter Peak Demand (MW) | 0 | 0 | 0 | 0 | 0 | 0 | 0 | 0 | 0 | 0 | 0 | 0 | 0 | 0 | 0 | 0 | 0 | 0 | 0 | 0 | 0 | 0 | 0 | 0 | 0 | 0 | 0
F5_Industrial_Interruptible - Industrial_New_Space Heating_Natural Gas_Boiler_Baseline Forecast | F5 | Industrial | Interruptible - Industrial | New | Space Heating | Natural Gas | Boiler | Baseline Forecast | Turnover | 0 | 0 | 0 | 0 | 0 | 0 | 0 | 0 | 0 | 0 | 0 | 0 | 0 | 0 | 0 | 0 | 0 | 0 | 0 | 0 | 0 | 0 | 0 | 0 | 0 | 0 | 0
F6_Industrial_Interruptible - Industrial_New_Space Heating_Natural Gas_Boiler_Baseline Forecast | F6 | Industrial | Interruptible - Industrial | New | Space Heating | Natural Gas | Boiler | Baseline Forecast | Avg. Replacement Usage (kWh) | 555.4915 | 597.601 | 595.2837 | 595.2837 | 595.2837 | 595.2837 | 595.2837 | 595.2837 | 595.2837 | 595.2837 | 595.2837 | 595.2837 | 595.2837 | 595.2837 | 595.2837 | 595.2837 | 595.2837 | 595.2837 | 595.2837 | 595.2837 | 595.2837 | 595.2837 | 595.2837 | 595.2837 | 595.2837 | 595.2837 | 595.2837
F7_Industrial_Interruptible - Industrial_New_Space Heating_Natural Gas_Boiler_Baseline Forecast | F7 | Industrial | Interruptible - Industrial | New | Space Heating | Natural Gas | Boiler | Baseline Forecast | Avg. Replacement Summer Demand (kW) | 0 | 0 | 0 | 0 | 0 | 0 | 0 | 0 | 0 | 0 | 0 | 0 | 0 | 0 | 0 | 0 | 0 | 0 | 0 | 0 | 0 | 0 | 0 | 0 | 0 | 0 | 0
F8_Industrial_Interruptible - Industrial_New_Space Heating_Natural Gas_Boiler_Baseline Forecast | F8 | Industrial | Interruptible - Industrial | New | Space Heating | Natural Gas | Boiler | Baseline Forecast | Avg. Replacement Winter Demand (kW) | 0 | 0 | 0 | 0 | 0 | 0 | 0 | 0 | 0 | 0 | 0 | 0 | 0 | 0 | 0 | 0 | 0 | 0 | 0 | 0 | 0 | 0 | 0 | 0 | 0 | 0 | 0
F1_Industrial_Interruptible - Industrial_New_Space Heating_Natural Gas_Unit Heater_Baseline Forecast | F1 | Industrial | Interruptible - Industrial | New | Space Heating | Natural Gas | Unit Heater | Baseline Forecast | Units | 0 | 0 | 0 | 0 | 0 | 0 | 0 | 0 | 0 | 0 | 0 | 0 | 0 | 0 | 0 | 0 | 0 | 0 | 0 | 0 | 0 | 0 | 0 | 0 | 0 | 0 | 0
F2_Industrial_Interruptible - Industrial_New_Space Heating_Natural Gas_Unit Heater_Baseline Forecast | F2 | Industrial | Interruptible - Industrial | New | Space Heating | Natural Gas | Unit Heater | Baseline Forecast | Usage (MMtherm) | 0 | 0 | 0 | 0 | 0 | 0 | 0 | 0 | 0 | 0 | 0 | 0 | 0 | 0 | 0 | 0 | 0 | 0 | 0 | 0 | 0 | 0 | 0 | 0 | 0 | 0 | 0
F3_Industrial_Interruptible - Industrial_New_Space Heating_Natural Gas_Unit Heater_Baseline Forecast | F3 | Industrial | Interruptible - Industrial | New | Space Heating | Natural Gas | Unit Heater | Baseline Forecast | Summer Peak Demand (MW) | 0 | 0 | 0 | 0 | 0 | 0 | 0 | 0 | 0 | 0 | 0 | 0 | 0 | 0 | 0 | 0 | 0 | 0 | 0 | 0 | 0 | 0 | 0 | 0 | 0 | 0 | 0
F4_Industrial_Interruptible - Industrial_New_Space Heating_Natural Gas_Unit Heater_Baseline Forecast | F4 | Industrial | Interruptible - Industrial | New | Space Heating | Natural Gas | Unit Heater | Baseline Forecast | Winter Peak Demand (MW) | 0 | 0 | 0 | 0 | 0 | 0 | 0 | 0 | 0 | 0 | 0 | 0 | 0 | 0 | 0 | 0 | 0 | 0 | 0 | 0 | 0 | 0 | 0 | 0 | 0 | 0 | 0
F5_Industrial_Interruptible - Industrial_New_Space Heating_Natural Gas_Unit Heater_Baseline Forecast | F5 | Industrial | Interruptible - Industrial | New | Space Heating | Natural Gas | Unit Heater | Baseline Forecast | Turnover | 0 | 0 | 0 | 0 | 0 | 0 | 0 | 0 | 0 | 0 | 0 | 0 | 0 | 0 | 0 | 0 | 0 | 0 | 0 | 0 | 0 | 0 | 0 | 0 | 0 | 0 | 0
F6_Industrial_Interruptible - Industrial_New_Space Heating_Natural Gas_Unit Heater_Baseline Forecast | F6 | Industrial | Interruptible - Industrial | New | Space Heating | Natural Gas | Unit Heater | Baseline Forecast | Avg. Replacement Usage (kWh) | 652.6159 | 702.0881 | 699.3656 | 699.3656 | 699.3656 | 699.3656 | 699.3656 | 699.3656 | 699.3656 | 699.3656 | 699.3656 | 699.3656 | 699.3656 | 699.3656 | 699.3656 | 699.3656 | 699.3656 | 699.3656 | 699.3656 | 699.3656 | 699.3656 | 699.3656 | 699.3656 | 699.3656 | 699.3656 | 699.3656 | 699.3656
F7_Industrial_Interruptible - Industrial_New_Space Heating_Natural Gas_Unit Heater_Baseline Forecast | F7 | Industrial | Interruptible - Industrial | New | Space Heating | Natural Gas | Unit Heater | Baseline Forecast | Avg. Replacement Summer Demand (kW) | 0 | 0 | 0 | 0 | 0 | 0 | 0 | 0 | 0 | 0 | 0 | 0 | 0 | 0 | 0 | 0 | 0 | 0 | 0 | 0 | 0 | 0 | 0 | 0 | 0 | 0 | 0
F8_Industrial_Interruptible - Industrial_New_Space Heating_Natural Gas_Unit Heater_Baseline Forecast | F8 | Industrial | Interruptible - Industrial | New | Space Heating | Natural Gas | Unit Heater | Baseline Forecast | Avg. Replacement Winter Demand (kW) | 0 | 0 | 0 | 0 | 0 | 0 | 0 | 0 | 0 | 0 | 0 | 0 | 0 | 0 | 0 | 0 | 0 | 0 | 0 | 0 | 0 | 0 | 0 | 0 | 0 | 0 | 0
F1_Industrial_Interruptible - Industrial_New_Process_Natural Gas_Process Boiler_Baseline Forecast | F1 | Industrial | Interruptible - Industrial | New | Process | Natural Gas | Process Boiler | Baseline Forecast | Units | 0 | 0 | 0 | 0 | 0 | 0 | 0 | 0 | 0 | 0 | 0 | 0 | 0 | 0 | 0 | 0 | 0 | 0 | 0 | 0 | 0 | 0 | 0 | 0 | 0 | 0 | 0
F2_Industrial_Interruptible - Industrial_New_Process_Natural Gas_Process Boiler_Baseline Forecast | F2 | Industrial | Interruptible - Industrial | New | Process | Natural Gas | Process Boiler | Baseline Forecast | Usage (MMtherm) | 0 | 0 | 0 | 0 | 0 | 0 | 0 | 0 | 0 | 0 | 0 | 0 | 0 | 0 | 0 | 0 | 0 | 0 | 0 | 0 | 0 | 0 | 0 | 0 | 0 | 0 | 0
F3_Industrial_Interruptible - Industrial_New_Process_Natural Gas_Process Boiler_Baseline Forecast | F3 | Industrial | Interruptible - Industrial | New | Process | Natural Gas | Process Boiler | Baseline Forecast | Summer Peak Demand (MW) | 0 | 0 | 0 | 0 | 0 | 0 | 0 | 0 | 0 | 0 | 0 | 0 | 0 | 0 | 0 | 0 | 0 | 0 | 0 | 0 | 0 | 0 | 0 | 0 | 0 | 0 | 0
F4_Industrial_Interruptible - Industrial_New_Process_Natural Gas_Process Boiler_Baseline Forecast | F4 | Industrial | Interruptible - Industrial | New | Process | Natural Gas | Process Boiler | Baseline Forecast | Winter Peak Demand (MW) | 0 | 0 | 0 | 0 | 0 | 0 | 0 | 0 | 0 | 0 | 0 | 0 | 0 | 0 | 0 | 0 | 0 | 0 | 0 | 0 | 0 | 0 | 0 | 0 | 0 | 0 | 0
F5_Industrial_Interruptible - Industrial_New_Process_Natural Gas_Process Boiler_Baseline Forecast | F5 | Industrial | Interruptible - Industrial | New | Process | Natural Gas | Process Boiler | Baseline Forecast | Turnover | 0 | 0 | 0 | 0 | 0 | 0 | 0 | 0 | 0 | 0 | 0 | 0 | 0 | 0 | 0 | 0 | 0 | 0 | 0 | 0 | 0 | 0 | 0 | 0 | 0 | 0 | 0
F6_Industrial_Interruptible - Industrial_New_Process_Natural Gas_Process Boiler_Baseline Forecast | F6 | Industrial | Interruptible - Industrial | New | Process | Natural Gas | Process Boiler | Baseline Forecast | Avg. Replacement Usage (kWh) | 4749.0091 | 4749.0091 | 4749.0091 | 4749.0091 | 4749.0091 | 4749.0091 | 4749.0091 | 4749.0091 | 4749.0091 | 4749.0091 | 4749.0091 | 4749.0091 | 4749.0091 | 4749.0091 | 4749.0091 | 4749.0091 | 4749.0091 | 4749.0091 | 4749.0091 | 4749.0091 | 4749.0091 | 4749.0091 | 4749.0091 | 4749.0091 | 4749.0091 | 4749.0091 | 4749.0091
F7_Industrial_Interruptible - Industrial_New_Process_Natural Gas_Process Boiler_Baseline Forecast | F7 | Industrial | Interruptible - Industrial | New | Process | Natural Gas | Process Boiler | Baseline Forecast | Avg. Replacement Summer Demand (kW) | 0 | 0 | 0 | 0 | 0 | 0 | 0 | 0 | 0 | 0 | 0 | 0 | 0 | 0 | 0 | 0 | 0 | 0 | 0 | 0 | 0 | 0 | 0 | 0 | 0 | 0 | 0
F8_Industrial_Interruptible - Industrial_New_Process_Natural Gas_Process Boiler_Baseline Forecast | F8 | Industrial | Interruptible - Industrial | New | Process | Natural Gas | Process Boiler | Baseline Forecast | Avg. Replacement Winter Demand (kW) | 0 | 0 | 0 | 0 | 0 | 0 | 0 | 0 | 0 | 0 | 0 | 0 | 0 | 0 | 0 | 0 | 0 | 0 | 0 | 0 | 0 | 0 | 0 | 0 | 0 | 0 | 0
F1_Industrial_Interruptible - Industrial_New_Process_Natural Gas_Process Heating_Baseline Forecast | F1 | Industrial | Interruptible - Industrial | New | Process | Natural Gas | Process Heating | Baseline Forecast | Units | 0 | 0 | 0 | 0 | 0 | 0 | 0 | 0 | 0 | 0 | 0 | 0 | 0 | 0 | 0 | 0 | 0 | 0 | 0 | 0 | 0 | 0 | 0 | 0 | 0 | 0 | 0
F2_Industrial_Interruptible - Industrial_New_Process_Natural Gas_Process Heating_Baseline Forecast | F2 | Industrial | Interruptible - Industrial | New | Process | Natural Gas | Process Heating | Baseline Forecast | Usage (MMtherm) | 0 | 0 | 0 | 0 | 0 | 0 | 0 | 0 | 0 | 0 | 0 | 0 | 0 | 0 | 0 | 0 | 0 | 0 | 0 | 0 | 0 | 0 | 0 | 0 | 0 | 0 | 0
F3_Industrial_Interruptible - Industrial_New_Process_Natural Gas_Process Heating_Baseline Forecast | F3 | Industrial | Interruptible - Industrial | New | Process | Natural Gas | Process Heating | Baseline Forecast | Summer Peak Demand (MW) | 0 | 0 | 0 | 0 | 0 | 0 | 0 | 0 | 0 | 0 | 0 | 0 | 0 | 0 | 0 | 0 | 0 | 0 | 0 | 0 | 0 | 0 | 0 | 0 | 0 | 0 | 0
F4_Industrial_Interruptible - Industrial_New_Process_Natural Gas_Process Heating_Baseline Forecast | F4 | Industrial | Interruptible - Industrial | New | Process | Natural Gas | Process Heating | Baseline Forecast | Winter Peak Demand (MW) | 0 | 0 | 0 | 0 | 0 | 0 | 0 | 0 | 0 | 0 | 0 | 0 | 0 | 0 | 0 | 0 | 0 | 0 | 0 | 0 | 0 | 0 | 0 | 0 | 0 | 0 | 0
F5_Industrial_Interruptible - Industrial_New_Process_Natural Gas_Process Heating_Baseline Forecast | F5 | Industrial | Interruptible - Industrial | New | Process | Natural Gas | Process Heating | Baseline Forecast | Turnover | 0 | 0 | 0 | 0 | 0 | 0 | 0 | 0 | 0 | 0 | 0 | 0 | 0 | 0 | 0 | 0 | 0 | 0 | 0 | 0 | 0 | 0 | 0 | 0 | 0 | 0 | 0
F6_Industrial_Interruptible - Industrial_New_Process_Natural Gas_Process Heating_Baseline Forecast | F6 | Industrial | Interruptible - Industrial | New | Process | Natural Gas | Process Heating | Baseline Forecast | Avg. Replacement Usage (kWh) | 4342.0013 | 4342.0013 | 4342.0013 | 4342.0013 | 4342.0013 | 4342.0013 | 4342.0013 | 4342.0013 | 4342.0013 | 4342.0013 | 4342.0013 | 4342.0013 | 4342.0013 | 4342.0013 | 4342.0013 | 4342.0013 | 4342.0013 | 4342.0013 | 4342.0013 | 4342.0013 | 4342.0013 | 4342.0013 | 4342.0013 | 4342.0013 | 4342.0013 | 4342.0013 | 4342.0013
F7_Industrial_Interruptible - Industrial_New_Process_Natural Gas_Process Heating_Baseline Forecast | F7 | Industrial | Interruptible - Industrial | New | Process | Natural Gas | Process Heating | Baseline Forecast | Avg. Replacement Summer Demand (kW) | 0 | 0 | 0 | 0 | 0 | 0 | 0 | 0 | 0 | 0 | 0 | 0 | 0 | 0 | 0 | 0 | 0 | 0 | 0 | 0 | 0 | 0 | 0 | 0 | 0 | 0 | 0
F8_Industrial_Interruptible - Industrial_New_Process_Natural Gas_Process Heating_Baseline Forecast | F8 | Industrial | Interruptible - Industrial | New | Process | Natural Gas | Process Heating | Baseline Forecast | Avg. Replacement Winter Demand (kW) | 0 | 0 | 0 | 0 | 0 | 0 | 0 | 0 | 0 | 0 | 0 | 0 | 0 | 0 | 0 | 0 | 0 | 0 | 0 | 0 | 0 | 0 | 0 | 0 | 0 | 0 | 0
F1_Industrial_Interruptible - Industrial_New_Process_Natural Gas_Process Cooling_Baseline Forecast | F1 | Industrial | Interruptible - Industrial | New | Process | Natural Gas | Process Cooling | Baseline Forecast | Units | 0 | 0 | 0 | 0 | 0 | 0 | 0 | 0 | 0 | 0 | 0 | 0 | 0 | 0 | 0 | 0 | 0 | 0 | 0 | 0 | 0 | 0 | 0 | 0 | 0 | 0 | 0
F2_Industrial_Interruptible - Industrial_New_Process_Natural Gas_Process Cooling_Baseline Forecast | F2 | Industrial | Interruptible - Industrial | New | Process | Natural Gas | Process Cooling | Baseline Forecast | Usage (MMtherm) | 0 | 0 | 0 | 0 | 0 | 0 | 0 | 0 | 0 | 0 | 0 | 0 | 0 | 0 | 0 | 0 | 0 | 0 | 0 | 0 | 0 | 0 | 0 | 0 | 0 | 0 | 0
F3_Industrial_Interruptible - Industrial_New_Process_Natural Gas_Process Cooling_Baseline Forecast | F3 | Industrial | Interruptible - Industrial | New | Process | Natural Gas | Process Cooling | Baseline Forecast | Summer Peak Demand (MW) | 0 | 0 | 0 | 0 | 0 | 0 | 0 | 0 | 0 | 0 | 0 | 0 | 0 | 0 | 0 | 0 | 0 | 0 | 0 | 0 | 0 | 0 | 0 | 0 | 0 | 0 | 0
F4_Industrial_Interruptible - Industrial_New_Process_Natural Gas_Process Cooling_Baseline Forecast | F4 | Industrial | Interruptible - Industrial | New | Process | Natural Gas | Process Cooling | Baseline Forecast | Winter Peak Demand (MW) | 0 | 0 | 0 | 0 | 0 | 0 | 0 | 0 | 0 | 0 | 0 | 0 | 0 | 0 | 0 | 0 | 0 | 0 | 0 | 0 | 0 | 0 | 0 | 0 | 0 | 0 | 0
F5_Industrial_Interruptible - Industrial_New_Process_Natural Gas_Process Cooling_Baseline Forecast | F5 | Industrial | Interruptible - Industrial | New | Process | Natural Gas | Process Cooling | Baseline Forecast | Turnover | 0 | 0 | 0 | 0 | 0 | 0 | 0 | 0 | 0 | 0 | 0 | 0 | 0 | 0 | 0 | 0 | 0 | 0 | 0 | 0 | 0 | 0 | 0 | 0 | 0 | 0 | 0
F6_Industrial_Interruptible - Industrial_New_Process_Natural Gas_Process Cooling_Baseline Forecast | F6 | Industrial | Interruptible - Industrial | New | Process | Natural Gas | Process Cooling | Baseline Forecast | Avg. Replacement Usage (kWh) | 42.1043 | 42.1043 | 42.1043 | 42.1043 | 42.1043 | 42.1043 | 42.1043 | 42.1043 | 42.1043 | 42.1043 | 42.1043 | 42.1043 | 42.1043 | 42.1043 | 42.1043 | 42.1043 | 42.1043 | 42.1043 | 42.1043 | 42.1043 | 42.1043 | 42.1043 | 42.1043 | 42.1043 | 42.1043 | 42.1043 | 42.1043
F7_Industrial_Interruptible - Industrial_New_Process_Natural Gas_Process Cooling_Baseline Forecast | F7 | Industrial | Interruptible - Industrial | New | Process | Natural Gas | Process Cooling | Baseline Forecast | Avg. Replacement Summer Demand (kW) | 0 | 0 | 0 | 0 | 0 | 0 | 0 | 0 | 0 | 0 | 0 | 0 | 0 | 0 | 0 | 0 | 0 | 0 | 0 | 0 | 0 | 0 | 0 | 0 | 0 | 0 | 0
F8_Industrial_Interruptible - Industrial_New_Process_Natural Gas_Process Cooling_Baseline Forecast | F8 | Industrial | Interruptible - Industrial | New | Process | Natural Gas | Process Cooling | Baseline Forecast | Avg. Replacement Winter Demand (kW) | 0 | 0 | 0 | 0 | 0 | 0 | 0 | 0 | 0 | 0 | 0 | 0 | 0 | 0 | 0 | 0 | 0 | 0 | 0 | 0 | 0 | 0 | 0 | 0 | 0 | 0 | 0
F1_Industrial_Interruptible - Industrial_New_Process_Natural Gas_Other Process_Baseline Forecast | F1 | Industrial | Interruptible - Industrial | New | Process | Natural Gas | Other Process | Baseline Forecast | Units | 0 | 0 | 0 | 0 | 0 | 0 | 0 | 0 | 0 | 0 | 0 | 0 | 0 | 0 | 0 | 0 | 0 | 0 | 0 | 0 | 0 | 0 | 0 | 0 | 0 | 0 | 0
F2_Industrial_Interruptible - Industrial_New_Process_Natural Gas_Other Process_Baseline Forecast | F2 | Industrial | Interruptible - Industrial | New | Process | Natural Gas | Other Process | Baseline Forecast | Usage (MMtherm) | 0 | 0 | 0 | 0 | 0 | 0 | 0 | 0 | 0 | 0 | 0 | 0 | 0 | 0 | 0 | 0 | 0 | 0 | 0 | 0 | 0 | 0 | 0 | 0 | 0 | 0 | 0
F3_Industrial_Interruptible - Industrial_New_Process_Natural Gas_Other Process_Baseline Forecast | F3 | Industrial | Interruptible - Industrial | New | Process | Natural Gas | Other Process | Baseline Forecast | Summer Peak Demand (MW) | 0 | 0 | 0 | 0 | 0 | 0 | 0 | 0 | 0 | 0 | 0 | 0 | 0 | 0 | 0 | 0 | 0 | 0 | 0 | 0 | 0 | 0 | 0 | 0 | 0 | 0 | 0
F4_Industrial_Interruptible - Industrial_New_Process_Natural Gas_Other Process_Baseline Forecast | F4 | Industrial | Interruptible - Industrial | New | Process | Natural Gas | Other Process | Baseline Forecast | Winter Peak Demand (MW) | 0 | 0 | 0 | 0 | 0 | 0 | 0 | 0 | 0 | 0 | 0 | 0 | 0 | 0 | 0 | 0 | 0 | 0 | 0 | 0 | 0 | 0 | 0 | 0 | 0 | 0 | 0
F5_Industrial_Interruptible - Industrial_New_Process_Natural Gas_Other Process_Baseline Forecast | F5 | Industrial | Interruptible - Industrial | New | Process | Natural Gas | Other Process | Baseline Forecast | Turnover | 0 | 0 | 0 | 0 | 0 | 0 | 0 | 0 | 0 | 0 | 0 | 0 | 0 | 0 | 0 | 0 | 0 | 0 | 0 | 0 | 0 | 0 | 0 | 0 | 0 | 0 | 0
F6_Industrial_Interruptible - Industrial_New_Process_Natural Gas_Other Process_Baseline Forecast | F6 | Industrial | Interruptible - Industrial | New | Process | Natural Gas | Other Process | Baseline Forecast | Avg. Replacement Usage (kWh) | 443.849 | 443.849 | 443.849 | 443.849 | 443.849 | 443.849 | 443.849 | 443.849 | 443.849 | 443.849 | 443.849 | 443.849 | 443.849 | 443.849 | 443.849 | 443.849 | 443.849 | 443.849 | 443.849 | 443.849 | 443.849 | 443.849 | 443.849 | 443.849 | 443.849 | 443.849 | 443.849
F7_Industrial_Interruptible - Industrial_New_Process_Natural Gas_Other Process_Baseline Forecast | F7 | Industrial | Interruptible - Industrial | New | Process | Natural Gas | Other Process | Baseline Forecast | Avg. Replacement Summer Demand (kW) | 0 | 0 | 0 | 0 | 0 | 0 | 0 | 0 | 0 | 0 | 0 | 0 | 0 | 0 | 0 | 0 | 0 | 0 | 0 | 0 | 0 | 0 | 0 | 0 | 0 | 0 | 0
F8_Industrial_Interruptible - Industrial_New_Process_Natural Gas_Other Process_Baseline Forecast | F8 | Industrial | Interruptible - Industrial | New | Process | Natural Gas | Other Process | Baseline Forecast | Avg. Replacement Winter Demand (kW) | 0 | 0 | 0 | 0 | 0 | 0 | 0 | 0 | 0 | 0 | 0 | 0 | 0 | 0 | 0 | 0 | 0 | 0 | 0 | 0 | 0 | 0 | 0 | 0 | 0 | 0 | 0
F1_Industrial_Interruptible - Industrial_New_Miscellaneous_Natural Gas_Miscellaneous_Baseline Forecast | F1 | Industrial | Interruptible - Industrial | New | Miscellaneous | Natural Gas | Miscellaneous | Baseline Forecast | Units | 0 | 0 | 0 | 0 | 0 | 0 | 0 | 0 | 0 | 0 | 0 | 0 | 0 | 0 | 0 | 0 | 0 | 0 | 0 | 0 | 0 | 0 | 0 | 0 | 0 | 0 | 0
F2_Industrial_Interruptible - Industrial_New_Miscellaneous_Natural Gas_Miscellaneous_Baseline Forecast | F2 | Industrial | Interruptible - Industrial | New | Miscellaneous | Natural Gas | Miscellaneous | Baseline Forecast | Usage (MMtherm) | 0 | 0 | 0 | 0 | 0 | 0 | 0 | 0 | 0 | 0 | 0 | 0 | 0 | 0 | 0 | 0 | 0 | 0 | 0 | 0 | 0 | 0 | 0 | 0 | 0 | 0 | 0
F3_Industrial_Interruptible - Industrial_New_Miscellaneous_Natural Gas_Miscellaneous_Baseline Forecast | F3 | Industrial | Interruptible - Industrial | New | Miscellaneous | Natural Gas | Miscellaneous | Baseline Forecast | Summer Peak Demand (MW) | 0 | 0 | 0 | 0 | 0 | 0 | 0 | 0 | 0 | 0 | 0 | 0 | 0 | 0 | 0 | 0 | 0 | 0 | 0 | 0 | 0 | 0 | 0 | 0 | 0 | 0 | 0
F4_Industrial_Interruptible - Industrial_New_Miscellaneous_Natural Gas_Miscellaneous_Baseline Forecast | F4 | Industrial | Interruptible - Industrial | New | Miscellaneous | Natural Gas | Miscellaneous | Baseline Forecast | Winter Peak Demand (MW) | 0 | 0 | 0 | 0 | 0 | 0 | 0 | 0 | 0 | 0 | 0 | 0 | 0 | 0 | 0 | 0 | 0 | 0 | 0 | 0 | 0 | 0 | 0 | 0 | 0 | 0 | 0
F5_Industrial_Interruptible - Industrial_New_Miscellaneous_Natural Gas_Miscellaneous_Baseline Forecast | F5 | Industrial | Interruptible - Industrial | New | Miscellaneous | Natural Gas | Miscellaneous | Baseline Forecast | Turnover | 0 | 0 | 0 | 0 | 0 | 0 | 0 | 0 | 0 | 0 | 0 | 0 | 0 | 0 | 0 | 0 | 0 | 0 | 0 | 0 | 0 | 0 | 0 | 0 | 0 | 0 | 0
F6_Industrial_Interruptible - Industrial_New_Miscellaneous_Natural Gas_Miscellaneous_Baseline Forecast | F6 | Industrial | Interruptible - Industrial | New | Miscellaneous | Natural Gas | Miscellaneous | Baseline Forecast | Avg. Replacement Usage (kWh) | 522.7945 | 522.7945 | 522.7945 | 522.7945 | 522.7945 | 522.7945 | 522.7945 | 522.7945 | 522.7945 | 522.7945 | 522.7945 | 522.7945 | 522.7945 | 522.7945 | 522.7945 | 522.7945 | 522.7945 | 522.7945 | 522.7945 | 522.7945 | 522.7945 | 522.7945 | 522.7945 | 522.7945 | 522.7945 | 522.7945 | 522.7945
F7_Industrial_Interruptible - Industrial_New_Miscellaneous_Natural Gas_Miscellaneous_Baseline Forecast | F7 | Industrial | Interruptible - Industrial | New | Miscellaneous | Natural Gas | Miscellaneous | Baseline Forecast | Avg. Replacement Summer Demand (kW) | 0 | 0 | 0 | 0 | 0 | 0 | 0 | 0 | 0 | 0 | 0 | 0 | 0 | 0 | 0 | 0 | 0 | 0 | 0 | 0 | 0 | 0 | 0 | 0 | 0 | 0 | 0
F8_Industrial_Interruptible - Industrial_New_Miscellaneous_Natural Gas_Miscellaneous_Baseline Forecast | F8 | Industrial | Interruptible - Industrial | New | Miscellaneous | Natural Gas | Miscellaneous | Baseline Forecast | Avg. Replacement Winter Demand (kW) | 0 | 0 | 0 | 0 | 0 | 0 | 0 | 0 | 0 | 0 | 0 | 0 | 0 | 0 | 0 | 0 | 0 | 0 | 0 | 0 | 0 | 0 | 0 | 0 | 0 | 0 | 0

## Equipment Purchases
Key | Sector | Segment | Vintage | End Use | Fuel | Technology | Equipment | Label | Case | 2021 | 2022 | 2023 | 2024 | 2025 | 2026 | 2027 | 2028 | 2029 | 2030 | 2031 | 2032 | 2033 | 2034 | 2035 | 2036 | 2037 | 2038 | 2039 | 2040 | 2041 | 2042 | 2043 | 2044 | 2045 | 2046 | 2047
Industrial_WA - Industrial_Existing_Space Heating_Natural Gas_Furnace_E1_Baseline Forecast | Industrial | WA - Industrial | Existing | Space Heating | Natural Gas | Furnace | E1 |  | Baseline Forecast | 0 | 1.565 | 3.0096 | 0 | 0 | 0 | 0 | 0 | 0 | 0 | 0 | 0 | 0 | 0 | 0 | 0 | 0 | 0 | 0 | 0 | 0 | 0 | 0 | 0 | 0 | 0 | 0
Industrial_WA - Industrial_Existing_Space Heating_Natural Gas_Furnace_E2_Baseline Forecast | Industrial | WA - Industrial | Existing | Space Heating | Natural Gas | Furnace | E2 |  | Baseline Forecast | 0 | 0 | 0 | 4.3431 | 5.574 | 6.7102 | 7.7591 | 8.7272 | 9.6209 | 10.4458 | 11.2073 | 11.9102 | 12.559 | 13.1579 | 13.7108 | 14.2211 | 14.6921 | 15.127 | 15.5284 | 14.4543 | 13.5739 | 12.8638 | 12.3031 | 11.8729 | 11.5564 | 11.3388 | 11.2066
Industrial_WA - Industrial_Existing_Space Heating_Natural Gas_Furnace_E3_Baseline Forecast | Industrial | WA - Industrial | Existing | Space Heating | Natural Gas | Furnace | E3 |  | Baseline Forecast | 0 | 0 | 0 | 0 | 0 | 0 | 0 | 0 | 0 | 0 | 0 | 0 | 0 | 0 | 0 | 0 | 0 | 0 | 0 | 0 | 0 | 0 | 0 | 0 | 0 | 0 | 0
Industrial_WA - Industrial_Existing_Space Heating_Natural Gas_Furnace_E4_Baseline Forecast | Industrial | WA - Industrial | Existing | Space Heating | Natural Gas | Furnace | E4 |  | Baseline Forecast | 0 | 0 | 0 | 0 | 0 | 0 | 0 | 0 | 0 | 0 | 0 | 0 | 0 | 0 | 0 | 0 | 0 | 0 | 0 | 0 | 0 | 0 | 0 | 0 | 0 | 0 | 0
Industrial_WA - Industrial_Existing_Space Heating_Natural Gas_Furnace_E5_Baseline Forecast | Industrial | WA - Industrial | Existing | Space Heating | Natural Gas | Furnace | E5 |  | Baseline Forecast | 0 | 0 | 0 | 0 | 0 | 0 | 0 | 0 | 0 | 0 | 0 | 0 | 0 | 0 | 0 | 0 | 0 | 0 | 0 | 0 | 0 | 0 | 0 | 0 | 0 | 0 | 0
Industrial_WA - Industrial_Existing_Space Heating_Natural Gas_Furnace_E6_Baseline Forecast | Industrial | WA - Industrial | Existing | Space Heating | Natural Gas | Furnace | E6 |  | Baseline Forecast | 0 | 0 | 0 | 0 | 0 | 0 | 0 | 0 | 0 | 0 | 0 | 0 | 0 | 0 | 0 | 0 | 0 | 0 | 0 | 0 | 0 | 0 | 0 | 0 | 0 | 0 | 0
Industrial_WA - Industrial_Existing_Space Heating_Natural Gas_Furnace_E7_Baseline Forecast | Industrial | WA - Industrial | Existing | Space Heating | Natural Gas | Furnace | E7 |  | Baseline Forecast | 0 | 0 | 0 | 0 | 0 | 0 | 0 | 0 | 0 | 0 | 0 | 0 | 0 | 0 | 0 | 0 | 0 | 0 | 0 | 0 | 0 | 0 | 0 | 0 | 0 | 0 | 0
Industrial_WA - Industrial_Existing_Space Heating_Natural Gas_Furnace_E8_Baseline Forecast | Industrial | WA - Industrial | Existing | Space Heating | Natural Gas | Furnace | E8 |  | Baseline Forecast | 0 | 0 | 0 | 0 | 0 | 0 | 0 | 0 | 0 | 0 | 0 | 0 | 0 | 0 | 0 | 0 | 0 | 0 | 0 | 0 | 0 | 0 | 0 | 0 | 0 | 0 | 0
Industrial_WA - Industrial_Existing_Space Heating_Natural Gas_Furnace_E9_Baseline Forecast | Industrial | WA - Industrial | Existing | Space Heating | Natural Gas | Furnace | E9 |  | Baseline Forecast | 0 | 0 | 0 | 0 | 0 | 0 | 0 | 0 | 0 | 0 | 0 | 0 | 0 | 0 | 0 | 0 | 0 | 0 | 0 | 0 | 0 | 0 | 0 | 0 | 0 | 0 | 0
Industrial_WA - Industrial_Existing_Space Heating_Natural Gas_Furnace_E10_Baseline Forecast | Industrial | WA - Industrial | Existing | Space Heating | Natural Gas | Furnace | E10 |  | Baseline Forecast | 0 | 0 | 0 | 0 | 0 | 0 | 0 | 0 | 0 | 0 | 0 | 0 | 0 | 0 | 0 | 0 | 0 | 0 | 0 | 0 | 0 | 0 | 0 | 0 | 0 | 0 | 0
Industrial_WA - Industrial_Existing_Space Heating_Natural Gas_Boiler_E1_Baseline Forecast | Industrial | WA - Industrial | Existing | Space Heating | Natural Gas | Boiler | E1 |  | Baseline Forecast | 0 | 17.7099 | 17.8709 | 18.0173 | 18.1503 | 18.2713 | 18.3812 | 18.4812 | 18.5721 | 18.6547 | 18.7298 | 18.7981 | 18.8602 | 18.9166 | 18.9679 | 19.0145 | 19.0569 | 19.0955 | 19.1305 | 19.1624 | 19.1913 | 19.2176 | 19.0806 | 18.9706 | 18.8839 | 18.8172 | 18.7676
Industrial_WA - Industrial_Existing_Space Heating_Natural Gas_Boiler_E2_Baseline Forecast | Industrial | WA - Industrial | Existing | Space Heating | Natural Gas | Boiler | E2 |  | Baseline Forecast | 0 | 0 | 0 | 0 | 0 | 0 | 0 | 0 | 0 | 0 | 0 | 0 | 0 | 0 | 0 | 0 | 0 | 0 | 0 | 0 | 0 | 0 | 0 | 0 | 0 | 0 | 0
Industrial_WA - Industrial_Existing_Space Heating_Natural Gas_Boiler_E3_Baseline Forecast | Industrial | WA - Industrial | Existing | Space Heating | Natural Gas | Boiler | E3 |  | Baseline Forecast | 0 | 0 | 0 | 0 | 0 | 0 | 0 | 0 | 0 | 0 | 0 | 0 | 0 | 0 | 0 | 0 | 0 | 0 | 0 | 0 | 0 | 0 | 0 | 0 | 0 | 0 | 0
Industrial_WA - Industrial_Existing_Space Heating_Natural Gas_Boiler_E4_Baseline Forecast | Industrial | WA - Industrial | Existing | Space Heating | Natural Gas | Boiler | E4 |  | Baseline Forecast | 0 | 0 | 0 | 0 | 0 | 0 | 0 | 0 | 0 | 0 | 0 | 0 | 0 | 0 | 0 | 0 | 0 | 0 | 0 | 0 | 0 | 0 | 0 | 0 | 0 | 0 | 0
Industrial_WA - Industrial_Existing_Space Heating_Natural Gas_Boiler_E5_Baseline Forecast | Industrial | WA - Industrial | Existing | Space Heating | Natural Gas | Boiler | E5 |  | Baseline Forecast | 0 | 0 | 0 | 0 | 0 | 0 | 0 | 0 | 0 | 0 | 0 | 0 | 0 | 0 | 0 | 0 | 0 | 0 | 0 | 0 | 0 | 0 | 0 | 0 | 0 | 0 | 0
Industrial_WA - Industrial_Existing_Space Heating_Natural Gas_Boiler_E6_Baseline Forecast | Industrial | WA - Industrial | Existing | Space Heating | Natural Gas | Boiler | E6 |  | Baseline Forecast | 0 | 0 | 0 | 0 | 0 | 0 | 0 | 0 | 0 | 0 | 0 | 0 | 0 | 0 | 0 | 0 | 0 | 0 | 0 | 0 | 0 | 0 | 0 | 0 | 0 | 0 | 0
Industrial_WA - Industrial_Existing_Space Heating_Natural Gas_Boiler_E7_Baseline Forecast | Industrial | WA - Industrial | Existing | Space Heating | Natural Gas | Boiler | E7 |  | Baseline Forecast | 0 | 0 | 0 | 0 | 0 | 0 | 0 | 0 | 0 | 0 | 0 | 0 | 0 | 0 | 0 | 0 | 0 | 0 | 0 | 0 | 0 | 0 | 0 | 0 | 0 | 0 | 0
Industrial_WA - Industrial_Existing_Space Heating_Natural Gas_Boiler_E8_Baseline Forecast | Industrial | WA - Industrial | Existing | Space Heating | Natural Gas | Boiler | E8 |  | Baseline Forecast | 0 | 0 | 0 | 0 | 0 | 0 | 0 | 0 | 0 | 0 | 0 | 0 | 0 | 0 | 0 | 0 | 0 | 0 | 0 | 0 | 0 | 0 | 0 | 0 | 0 | 0 | 0
Industrial_WA - Industrial_Existing_Space Heating_Natural Gas_Boiler_E9_Baseline Forecast | Industrial | WA - Industrial | Existing | Space Heating | Natural Gas | Boiler | E9 |  | Baseline Forecast | 0 | 0 | 0 | 0 | 0 | 0 | 0 | 0 | 0 | 0 | 0 | 0 | 0 | 0 | 0 | 0 | 0 | 0 | 0 | 0 | 0 | 0 | 0 | 0 | 0 | 0 | 0
Industrial_WA - Industrial_Existing_Space Heating_Natural Gas_Boiler_E10_Baseline Forecast | Industrial | WA - Industrial | Existing | Space Heating | Natural Gas | Boiler | E10 |  | Baseline Forecast | 0 | 0 | 0 | 0 | 0 | 0 | 0 | 0 | 0 | 0 | 0 | 0 | 0 | 0 | 0 | 0 | 0 | 0 | 0 | 0 | 0 | 0 | 0 | 0 | 0 | 0 | 0
Industrial_WA - Industrial_Existing_Space Heating_Natural Gas_Unit Heater_E1_Baseline Forecast | Industrial | WA - Industrial | Existing | Space Heating | Natural Gas | Unit Heater | E1 |  | Baseline Forecast | 0 | 4.1615 | 4.6154 | 5.0281 | 5.4033 | 5.7444 | 6.0545 | 6.3364 | 6.5926 | 6.8256 | 7.0374 | 7.2299 | 7.4049 | 7.5641 | 7.7087 | 7.8402 | 7.9598 | 7.6145 | 7.3418 | 7.1315 | 6.9744 | 6.8626 | 6.7891 | 6.7479 | 6.7338 | 6.7422 | 6.769
Industrial_WA - Industrial_Existing_Space Heating_Natural Gas_Unit Heater_E2_Baseline Forecast | Industrial | WA - Industrial | Existing | Space Heating | Natural Gas | Unit Heater | E2 |  | Baseline Forecast | 0 | 0 | 0 | 0 | 0 | 0 | 0 | 0 | 0 | 0 | 0 | 0 | 0 | 0 | 0 | 0 | 0 | 0 | 0 | 0 | 0 | 0 | 0 | 0 | 0 | 0 | 0
Industrial_WA - Industrial_Existing_Space Heating_Natural Gas_Unit Heater_E3_Baseline Forecast | Industrial | WA - Industrial | Existing | Space Heating | Natural Gas | Unit Heater | E3 |  | Baseline Forecast | 0 | 0 | 0 | 0 | 0 | 0 | 0 | 0 | 0 | 0 | 0 | 0 | 0 | 0 | 0 | 0 | 0 | 0 | 0 | 0 | 0 | 0 | 0 | 0 | 0 | 0 | 0
Industrial_WA - Industrial_Existing_Space Heating_Natural Gas_Unit Heater_E4_Baseline Forecast | Industrial | WA - Industrial | Existing | Space Heating | Natural Gas | Unit Heater | E4 |  | Baseline Forecast | 0 | 0 | 0 | 0 | 0 | 0 | 0 | 0 | 0 | 0 | 0 | 0 | 0 | 0 | 0 | 0 | 0 | 0 | 0 | 0 | 0 | 0 | 0 | 0 | 0 | 0 | 0
Industrial_WA - Industrial_Existing_Space Heating_Natural Gas_Unit Heater_E5_Baseline Forecast | Industrial | WA - Industrial | Existing | Space Heating | Natural Gas | Unit Heater | E5 |  | Baseline Forecast | 0 | 0 | 0 | 0 | 0 | 0 | 0 | 0 | 0 | 0 | 0 | 0 | 0 | 0 | 0 | 0 | 0 | 0 | 0 | 0 | 0 | 0 | 0 | 0 | 0 | 0 | 0
Industrial_WA - Industrial_Existing_Space Heating_Natural Gas_Unit Heater_E6_Baseline Forecast | Industrial | WA - Industrial | Existing | Space Heating | Natural Gas | Unit Heater | E6 |  | Baseline Forecast | 0 | 0 | 0 | 0 | 0 | 0 | 0 | 0 | 0 | 0 | 0 | 0 | 0 | 0 | 0 | 0 | 0 | 0 | 0 | 0 | 0 | 0 | 0 | 0 | 0 | 0 | 0
Industrial_WA - Industrial_Existing_Space Heating_Natural Gas_Unit Heater_E7_Baseline Forecast | Industrial | WA - Industrial | Existing | Space Heating | Natural Gas | Unit Heater | E7 |  | Baseline Forecast | 0 | 0 | 0 | 0 | 0 | 0 | 0 | 0 | 0 | 0 | 0 | 0 | 0 | 0 | 0 | 0 | 0 | 0 | 0 | 0 | 0 | 0 | 0 | 0 | 0 | 0 | 0
Industrial_WA - Industrial_Existing_Space Heating_Natural Gas_Unit Heater_E8_Baseline Forecast | Industrial | WA - Industrial | Existing | Space Heating | Natural Gas | Unit Heater | E8 |  | Baseline Forecast | 0 | 0 | 0 | 0 | 0 | 0 | 0 | 0 | 0 | 0 | 0 | 0 | 0 | 0 | 0 | 0 | 0 | 0 | 0 | 0 | 0 | 0 | 0 | 0 | 0 | 0 | 0
Industrial_WA - Industrial_Existing_Space Heating_Natural Gas_Unit Heater_E9_Baseline Forecast | Industrial | WA - Industrial | Existing | Space Heating | Natural Gas | Unit Heater | E9 |  | Baseline Forecast | 0 | 0 | 0 | 0 | 0 | 0 | 0 | 0 | 0 | 0 | 0 | 0 | 0 | 0 | 0 | 0 | 0 | 0 | 0 | 0 | 0 | 0 | 0 | 0 | 0 | 0 | 0
Industrial_WA - Industrial_Existing_Space Heating_Natural Gas_Unit Heater_E10_Baseline Forecast | Industrial | WA - Industrial | Existing | Space Heating | Natural Gas | Unit Heater | E10 |  | Baseline Forecast | 0 | 0 | 0 | 0 | 0 | 0 | 0 | 0 | 0 | 0 | 0 | 0 | 0 | 0 | 0 | 0 | 0 | 0 | 0 | 0 | 0 | 0 | 0 | 0 | 0 | 0 | 0
Industrial_WA - Industrial_Existing_Process_Natural Gas_Process Boiler_E1_Baseline Forecast | Industrial | WA - Industrial | Existing | Process | Natural Gas | Process Boiler | E1 |  | Baseline Forecast | 0 | 97.1777 | 115.6877 | 131.5534 | 126.6426 | 125.0776 | 126.0027 | 126.0942 | 125.9489 | 125.9566 | 125.9763 | 154.2858 | 155.6318 | 156.0179 | 154.3396 | 154.0683 | 154.6163 | 154.6034 | 154.4847 | 154.5057 | 154.5254 | 162.7677 | 161.9796 | 161.0272 | 160.7869 | 160.8782 | 161.0592
Industrial_WA - Industrial_Existing_Process_Natural Gas_Process Boiler_E2_Baseline Forecast | Industrial | WA - Industrial | Existing | Process | Natural Gas | Process Boiler | E2 |  | Baseline Forecast | 0 | 0 | 0 | 0 | 0 | 0 | 0 | 0 | 0 | 0 | 0 | 0 | 0 | 0 | 0 | 0 | 0 | 0 | 0 | 0 | 0 | 0 | 0 | 0 | 0 | 0 | 0
Industrial_WA - Industrial_Existing_Process_Natural Gas_Process Boiler_E3_Baseline Forecast | Industrial | WA - Industrial | Existing | Process | Natural Gas | Process Boiler | E3 |  | Baseline Forecast | 0 | 0 | 0 | 0 | 0 | 0 | 0 | 0 | 0 | 0 | 0 | 0 | 0 | 0 | 0 | 0 | 0 | 0 | 0 | 0 | 0 | 0 | 0 | 0 | 0 | 0 | 0
Industrial_WA - Industrial_Existing_Process_Natural Gas_Process Boiler_E4_Baseline Forecast | Industrial | WA - Industrial | Existing | Process | Natural Gas | Process Boiler | E4 |  | Baseline Forecast | 0 | 0 | 0 | 0 | 0 | 0 | 0 | 0 | 0 | 0 | 0 | 0 | 0 | 0 | 0 | 0 | 0 | 0 | 0 | 0 | 0 | 0 | 0 | 0 | 0 | 0 | 0
Industrial_WA - Industrial_Existing_Process_Natural Gas_Process Boiler_E5_Baseline Forecast | Industrial | WA - Industrial | Existing | Process | Natural Gas | Process Boiler | E5 |  | Baseline Forecast | 0 | 0 | 0 | 0 | 0 | 0 | 0 | 0 | 0 | 0 | 0 | 0 | 0 | 0 | 0 | 0 | 0 | 0 | 0 | 0 | 0 | 0 | 0 | 0 | 0 | 0 | 0
Industrial_WA - Industrial_Existing_Process_Natural Gas_Process Boiler_E6_Baseline Forecast | Industrial | WA - Industrial | Existing | Process | Natural Gas | Process Boiler | E6 |  | Baseline Forecast | 0 | 0 | 0 | 0 | 0 | 0 | 0 | 0 | 0 | 0 | 0 | 0 | 0 | 0 | 0 | 0 | 0 | 0 | 0 | 0 | 0 | 0 | 0 | 0 | 0 | 0 | 0
Industrial_WA - Industrial_Existing_Process_Natural Gas_Process Boiler_E7_Baseline Forecast | Industrial | WA - Industrial | Existing | Process | Natural Gas | Process Boiler | E7 |  | Baseline Forecast | 0 | 0 | 0 | 0 | 0 | 0 | 0 | 0 | 0 | 0 | 0 | 0 | 0 | 0 | 0 | 0 | 0 | 0 | 0 | 0 | 0 | 0 | 0 | 0 | 0 | 0 | 0
Industrial_WA - Industrial_Existing_Process_Natural Gas_Process Boiler_E8_Baseline Forecast | Industrial | WA - Industrial | Existing | Process | Natural Gas | Process Boiler | E8 |  | Baseline Forecast | 0 | 0 | 0 | 0 | 0 | 0 | 0 | 0 | 0 | 0 | 0 | 0 | 0 | 0 | 0 | 0 | 0 | 0 | 0 | 0 | 0 | 0 | 0 | 0 | 0 | 0 | 0
Industrial_WA - Industrial_Existing_Process_Natural Gas_Process Boiler_E9_Baseline Forecast | Industrial | WA - Industrial | Existing | Process | Natural Gas | Process Boiler | E9 |  | Baseline Forecast | 0 | 0 | 0 | 0 | 0 | 0 | 0 | 0 | 0 | 0 | 0 | 0 | 0 | 0 | 0 | 0 | 0 | 0 | 0 | 0 | 0 | 0 | 0 | 0 | 0 | 0 | 0
Industrial_WA - Industrial_Existing_Process_Natural Gas_Process Boiler_E10_Baseline Forecast | Industrial | WA - Industrial | Existing | Process | Natural Gas | Process Boiler | E10 |  | Baseline Forecast | 0 | 0 | 0 | 0 | 0 | 0 | 0 | 0 | 0 | 0 | 0 | 0 | 0 | 0 | 0 | 0 | 0 | 0 | 0 | 0 | 0 | 0 | 0 | 0 | 0 | 0 | 0
Industrial_WA - Industrial_Existing_Process_Natural Gas_Process Heating_E1_Baseline Forecast | Industrial | WA - Industrial | Existing | Process | Natural Gas | Process Heating | E1 |  | Baseline Forecast | 0 | 97.1777 | 115.6877 | 131.5534 | 126.6426 | 125.0776 | 126.0027 | 126.0942 | 125.9489 | 125.9566 | 125.9763 | 154.2858 | 155.6318 | 156.0179 | 154.3396 | 154.0683 | 154.6163 | 154.6034 | 154.4847 | 154.5057 | 154.5254 | 162.7677 | 161.9796 | 161.0272 | 160.7869 | 160.8782 | 161.0592
Industrial_WA - Industrial_Existing_Process_Natural Gas_Process Heating_E2_Baseline Forecast | Industrial | WA - Industrial | Existing | Process | Natural Gas | Process Heating | E2 |  | Baseline Forecast | 0 | 0 | 0 | 0 | 0 | 0 | 0 | 0 | 0 | 0 | 0 | 0 | 0 | 0 | 0 | 0 | 0 | 0 | 0 | 0 | 0 | 0 | 0 | 0 | 0 | 0 | 0
Industrial_WA - Industrial_Existing_Process_Natural Gas_Process Heating_E3_Baseline Forecast | Industrial | WA - Industrial | Existing | Process | Natural Gas | Process Heating | E3 |  | Baseline Forecast | 0 | 0 | 0 | 0 | 0 | 0 | 0 | 0 | 0 | 0 | 0 | 0 | 0 | 0 | 0 | 0 | 0 | 0 | 0 | 0 | 0 | 0 | 0 | 0 | 0 | 0 | 0
Industrial_WA - Industrial_Existing_Process_Natural Gas_Process Heating_E4_Baseline Forecast | Industrial | WA - Industrial | Existing | Process | Natural Gas | Process Heating | E4 |  | Baseline Forecast | 0 | 0 | 0 | 0 | 0 | 0 | 0 | 0 | 0 | 0 | 0 | 0 | 0 | 0 | 0 | 0 | 0 | 0 | 0 | 0 | 0 | 0 | 0 | 0 | 0 | 0 | 0
Industrial_WA - Industrial_Existing_Process_Natural Gas_Process Heating_E5_Baseline Forecast | Industrial | WA - Industrial | Existing | Process | Natural Gas | Process Heating | E5 |  | Baseline Forecast | 0 | 0 | 0 | 0 | 0 | 0 | 0 | 0 | 0 | 0 | 0 | 0 | 0 | 0 | 0 | 0 | 0 | 0 | 0 | 0 | 0 | 0 | 0 | 0 | 0 | 0 | 0
Industrial_WA - Industrial_Existing_Process_Natural Gas_Process Heating_E6_Baseline Forecast | Industrial | WA - Industrial | Existing | Process | Natural Gas | Process Heating | E6 |  | Baseline Forecast | 0 | 0 | 0 | 0 | 0 | 0 | 0 | 0 | 0 | 0 | 0 | 0 | 0 | 0 | 0 | 0 | 0 | 0 | 0 | 0 | 0 | 0 | 0 | 0 | 0 | 0 | 0
Industrial_WA - Industrial_Existing_Process_Natural Gas_Process Heating_E7_Baseline Forecast | Industrial | WA - Industrial | Existing | Process | Natural Gas | Process Heating | E7 |  | Baseline Forecast | 0 | 0 | 0 | 0 | 0 | 0 | 0 | 0 | 0 | 0 | 0 | 0 | 0 | 0 | 0 | 0 | 0 | 0 | 0 | 0 | 0 | 0 | 0 | 0 | 0 | 0 | 0
Industrial_WA - Industrial_Existing_Process_Natural Gas_Process Heating_E8_Baseline Forecast | Industrial | WA - Industrial | Existing | Process | Natural Gas | Process Heating | E8 |  | Baseline Forecast | 0 | 0 | 0 | 0 | 0 | 0 | 0 | 0 | 0 | 0 | 0 | 0 | 0 | 0 | 0 | 0 | 0 | 0 | 0 | 0 | 0 | 0 | 0 | 0 | 0 | 0 | 0
Industrial_WA - Industrial_Existing_Process_Natural Gas_Process Heating_E9_Baseline Forecast | Industrial | WA - Industrial | Existing | Process | Natural Gas | Process Heating | E9 |  | Baseline Forecast | 0 | 0 | 0 | 0 | 0 | 0 | 0 | 0 | 0 | 0 | 0 | 0 | 0 | 0 | 0 | 0 | 0 | 0 | 0 | 0 | 0 | 0 | 0 | 0 | 0 | 0 | 0
Industrial_WA - Industrial_Existing_Process_Natural Gas_Process Heating_E10_Baseline Forecast | Industrial | WA - Industrial | Existing | Process | Natural Gas | Process Heating | E10 |  | Baseline Forecast | 0 | 0 | 0 | 0 | 0 | 0 | 0 | 0 | 0 | 0 | 0 | 0 | 0 | 0 | 0 | 0 | 0 | 0 | 0 | 0 | 0 | 0 | 0 | 0 | 0 | 0 | 0
Industrial_WA - Industrial_Existing_Process_Natural Gas_Process Cooling_E1_Baseline Forecast | Industrial | WA - Industrial | Existing | Process | Natural Gas | Process Cooling | E1 |  | Baseline Forecast | 0 | 97.1777 | 115.6877 | 131.5534 | 126.6426 | 125.0776 | 126.0027 | 126.0942 | 125.9489 | 125.9566 | 125.9763 | 154.2858 | 155.6318 | 156.0179 | 154.3396 | 154.0683 | 154.6163 | 154.6034 | 154.4847 | 154.5057 | 154.5254 | 162.7677 | 161.9796 | 161.0272 | 160.7869 | 160.8782 | 161.0592
Industrial_WA - Industrial_Existing_Process_Natural Gas_Process Cooling_E2_Baseline Forecast | Industrial | WA - Industrial | Existing | Process | Natural Gas | Process Cooling | E2 |  | Baseline Forecast | 0 | 0 | 0 | 0 | 0 | 0 | 0 | 0 | 0 | 0 | 0 | 0 | 0 | 0 | 0 | 0 | 0 | 0 | 0 | 0 | 0 | 0 | 0 | 0 | 0 | 0 | 0
Industrial_WA - Industrial_Existing_Process_Natural Gas_Process Cooling_E3_Baseline Forecast | Industrial | WA - Industrial | Existing | Process | Natural Gas | Process Cooling | E3 |  | Baseline Forecast | 0 | 0 | 0 | 0 | 0 | 0 | 0 | 0 | 0 | 0 | 0 | 0 | 0 | 0 | 0 | 0 | 0 | 0 | 0 | 0 | 0 | 0 | 0 | 0 | 0 | 0 | 0
Industrial_WA - Industrial_Existing_Process_Natural Gas_Process Cooling_E4_Baseline Forecast | Industrial | WA - Industrial | Existing | Process | Natural Gas | Process Cooling | E4 |  | Baseline Forecast | 0 | 0 | 0 | 0 | 0 | 0 | 0 | 0 | 0 | 0 | 0 | 0 | 0 | 0 | 0 | 0 | 0 | 0 | 0 | 0 | 0 | 0 | 0 | 0 | 0 | 0 | 0
Industrial_WA - Industrial_Existing_Process_Natural Gas_Process Cooling_E5_Baseline Forecast | Industrial | WA - Industrial | Existing | Process | Natural Gas | Process Cooling | E5 |  | Baseline Forecast | 0 | 0 | 0 | 0 | 0 | 0 | 0 | 0 | 0 | 0 | 0 | 0 | 0 | 0 | 0 | 0 | 0 | 0 | 0 | 0 | 0 | 0 | 0 | 0 | 0 | 0 | 0
Industrial_WA - Industrial_Existing_Process_Natural Gas_Process Cooling_E6_Baseline Forecast | Industrial | WA - Industrial | Existing | Process | Natural Gas | Process Cooling | E6 |  | Baseline Forecast | 0 | 0 | 0 | 0 | 0 | 0 | 0 | 0 | 0 | 0 | 0 | 0 | 0 | 0 | 0 | 0 | 0 | 0 | 0 | 0 | 0 | 0 | 0 | 0 | 0 | 0 | 0
Industrial_WA - Industrial_Existing_Process_Natural Gas_Process Cooling_E7_Baseline Forecast | Industrial | WA - Industrial | Existing | Process | Natural Gas | Process Cooling | E7 |  | Baseline Forecast | 0 | 0 | 0 | 0 | 0 | 0 | 0 | 0 | 0 | 0 | 0 | 0 | 0 | 0 | 0 | 0 | 0 | 0 | 0 | 0 | 0 | 0 | 0 | 0 | 0 | 0 | 0
Industrial_WA - Industrial_Existing_Process_Natural Gas_Process Cooling_E8_Baseline Forecast | Industrial | WA - Industrial | Existing | Process | Natural Gas | Process Cooling | E8 |  | Baseline Forecast | 0 | 0 | 0 | 0 | 0 | 0 | 0 | 0 | 0 | 0 | 0 | 0 | 0 | 0 | 0 | 0 | 0 | 0 | 0 | 0 | 0 | 0 | 0 | 0 | 0 | 0 | 0
Industrial_WA - Industrial_Existing_Process_Natural Gas_Process Cooling_E9_Baseline Forecast | Industrial | WA - Industrial | Existing | Process | Natural Gas | Process Cooling | E9 |  | Baseline Forecast | 0 | 0 | 0 | 0 | 0 | 0 | 0 | 0 | 0 | 0 | 0 | 0 | 0 | 0 | 0 | 0 | 0 | 0 | 0 | 0 | 0 | 0 | 0 | 0 | 0 | 0 | 0
Industrial_WA - Industrial_Existing_Process_Natural Gas_Process Cooling_E10_Baseline Forecast | Industrial | WA - Industrial | Existing | Process | Natural Gas | Process Cooling | E10 |  | Baseline Forecast | 0 | 0 | 0 | 0 | 0 | 0 | 0 | 0 | 0 | 0 | 0 | 0 | 0 | 0 | 0 | 0 | 0 | 0 | 0 | 0 | 0 | 0 | 0 | 0 | 0 | 0 | 0
Industrial_WA - Industrial_Existing_Process_Natural Gas_Other Process_E1_Baseline Forecast | Industrial | WA - Industrial | Existing | Process | Natural Gas | Other Process | E1 |  | Baseline Forecast | 0 | 97.1777 | 115.6877 | 131.5534 | 126.6426 | 125.0776 | 126.0027 | 126.0942 | 125.9489 | 125.9566 | 125.9763 | 154.2858 | 155.6318 | 156.0179 | 154.3396 | 154.0683 | 154.6163 | 154.6034 | 154.4847 | 154.5057 | 154.5254 | 162.7677 | 161.9796 | 161.0272 | 160.7869 | 160.8782 | 161.0592
Industrial_WA - Industrial_Existing_Process_Natural Gas_Other Process_E2_Baseline Forecast | Industrial | WA - Industrial | Existing | Process | Natural Gas | Other Process | E2 |  | Baseline Forecast | 0 | 0 | 0 | 0 | 0 | 0 | 0 | 0 | 0 | 0 | 0 | 0 | 0 | 0 | 0 | 0 | 0 | 0 | 0 | 0 | 0 | 0 | 0 | 0 | 0 | 0 | 0
Industrial_WA - Industrial_Existing_Process_Natural Gas_Other Process_E3_Baseline Forecast | Industrial | WA - Industrial | Existing | Process | Natural Gas | Other Process | E3 |  | Baseline Forecast | 0 | 0 | 0 | 0 | 0 | 0 | 0 | 0 | 0 | 0 | 0 | 0 | 0 | 0 | 0 | 0 | 0 | 0 | 0 | 0 | 0 | 0 | 0 | 0 | 0 | 0 | 0
Industrial_WA - Industrial_Existing_Process_Natural Gas_Other Process_E4_Baseline Forecast | Industrial | WA - Industrial | Existing | Process | Natural Gas | Other Process | E4 |  | Baseline Forecast | 0 | 0 | 0 | 0 | 0 | 0 | 0 | 0 | 0 | 0 | 0 | 0 | 0 | 0 | 0 | 0 | 0 | 0 | 0 | 0 | 0 | 0 | 0 | 0 | 0 | 0 | 0
Industrial_WA - Industrial_Existing_Process_Natural Gas_Other Process_E5_Baseline Forecast | Industrial | WA - Industrial | Existing | Process | Natural Gas | Other Process | E5 |  | Baseline Forecast | 0 | 0 | 0 | 0 | 0 | 0 | 0 | 0 | 0 | 0 | 0 | 0 | 0 | 0 | 0 | 0 | 0 | 0 | 0 | 0 | 0 | 0 | 0 | 0 | 0 | 0 | 0
Industrial_WA - Industrial_Existing_Process_Natural Gas_Other Process_E6_Baseline Forecast | Industrial | WA - Industrial | Existing | Process | Natural Gas | Other Process | E6 |  | Baseline Forecast | 0 | 0 | 0 | 0 | 0 | 0 | 0 | 0 | 0 | 0 | 0 | 0 | 0 | 0 | 0 | 0 | 0 | 0 | 0 | 0 | 0 | 0 | 0 | 0 | 0 | 0 | 0
Industrial_WA - Industrial_Existing_Process_Natural Gas_Other Process_E7_Baseline Forecast | Industrial | WA - Industrial | Existing | Process | Natural Gas | Other Process | E7 |  | Baseline Forecast | 0 | 0 | 0 | 0 | 0 | 0 | 0 | 0 | 0 | 0 | 0 | 0 | 0 | 0 | 0 | 0 | 0 | 0 | 0 | 0 | 0 | 0 | 0 | 0 | 0 | 0 | 0
Industrial_WA - Industrial_Existing_Process_Natural Gas_Other Process_E8_Baseline Forecast | Industrial | WA - Industrial | Existing | Process | Natural Gas | Other Process | E8 |  | Baseline Forecast | 0 | 0 | 0 | 0 | 0 | 0 | 0 | 0 | 0 | 0 | 0 | 0 | 0 | 0 | 0 | 0 | 0 | 0 | 0 | 0 | 0 | 0 | 0 | 0 | 0 | 0 | 0
Industrial_WA - Industrial_Existing_Process_Natural Gas_Other Process_E9_Baseline Forecast | Industrial | WA - Industrial | Existing | Process | Natural Gas | Other Process | E9 |  | Baseline Forecast | 0 | 0 | 0 | 0 | 0 | 0 | 0 | 0 | 0 | 0 | 0 | 0 | 0 | 0 | 0 | 0 | 0 | 0 | 0 | 0 | 0 | 0 | 0 | 0 | 0 | 0 | 0
Industrial_WA - Industrial_Existing_Process_Natural Gas_Other Process_E10_Baseline Forecast | Industrial | WA - Industrial | Existing | Process | Natural Gas | Other Process | E10 |  | Baseline Forecast | 0 | 0 | 0 | 0 | 0 | 0 | 0 | 0 | 0 | 0 | 0 | 0 | 0 | 0 | 0 | 0 | 0 | 0 | 0 | 0 | 0 | 0 | 0 | 0 | 0 | 0 | 0
Industrial_WA - Industrial_Existing_Miscellaneous_Natural Gas_Miscellaneous_E1_Baseline Forecast | Industrial | WA - Industrial | Existing | Miscellaneous | Natural Gas | Miscellaneous | E1 |  | Baseline Forecast | 0 | 97.1777 | 115.6877 | 131.5534 | 126.6426 | 125.0776 | 126.0027 | 126.0942 | 125.9489 | 125.9566 | 125.9763 | 154.2858 | 155.6318 | 156.0179 | 154.3396 | 154.0683 | 154.6163 | 154.6034 | 154.4847 | 154.5057 | 154.5254 | 162.7677 | 161.9796 | 161.0272 | 160.7869 | 160.8782 | 161.0592
Industrial_WA - Industrial_Existing_Miscellaneous_Natural Gas_Miscellaneous_E2_Baseline Forecast | Industrial | WA - Industrial | Existing | Miscellaneous | Natural Gas | Miscellaneous | E2 |  | Baseline Forecast | 0 | 0 | 0 | 0 | 0 | 0 | 0 | 0 | 0 | 0 | 0 | 0 | 0 | 0 | 0 | 0 | 0 | 0 | 0 | 0 | 0 | 0 | 0 | 0 | 0 | 0 | 0
Industrial_WA - Industrial_Existing_Miscellaneous_Natural Gas_Miscellaneous_E3_Baseline Forecast | Industrial | WA - Industrial | Existing | Miscellaneous | Natural Gas | Miscellaneous | E3 |  | Baseline Forecast | 0 | 0 | 0 | 0 | 0 | 0 | 0 | 0 | 0 | 0 | 0 | 0 | 0 | 0 | 0 | 0 | 0 | 0 | 0 | 0 | 0 | 0 | 0 | 0 | 0 | 0 | 0
Industrial_WA - Industrial_Existing_Miscellaneous_Natural Gas_Miscellaneous_E4_Baseline Forecast | Industrial | WA - Industrial | Existing | Miscellaneous | Natural Gas | Miscellaneous | E4 |  | Baseline Forecast | 0 | 0 | 0 | 0 | 0 | 0 | 0 | 0 | 0 | 0 | 0 | 0 | 0 | 0 | 0 | 0 | 0 | 0 | 0 | 0 | 0 | 0 | 0 | 0 | 0 | 0 | 0
Industrial_WA - Industrial_Existing_Miscellaneous_Natural Gas_Miscellaneous_E5_Baseline Forecast | Industrial | WA - Industrial | Existing | Miscellaneous | Natural Gas | Miscellaneous | E5 |  | Baseline Forecast | 0 | 0 | 0 | 0 | 0 | 0 | 0 | 0 | 0 | 0 | 0 | 0 | 0 | 0 | 0 | 0 | 0 | 0 | 0 | 0 | 0 | 0 | 0 | 0 | 0 | 0 | 0
Industrial_WA - Industrial_Existing_Miscellaneous_Natural Gas_Miscellaneous_E6_Baseline Forecast | Industrial | WA - Industrial | Existing | Miscellaneous | Natural Gas | Miscellaneous | E6 |  | Baseline Forecast | 0 | 0 | 0 | 0 | 0 | 0 | 0 | 0 | 0 | 0 | 0 | 0 | 0 | 0 | 0 | 0 | 0 | 0 | 0 | 0 | 0 | 0 | 0 | 0 | 0 | 0 | 0
Industrial_WA - Industrial_Existing_Miscellaneous_Natural Gas_Miscellaneous_E7_Baseline Forecast | Industrial | WA - Industrial | Existing | Miscellaneous | Natural Gas | Miscellaneous | E7 |  | Baseline Forecast | 0 | 0 | 0 | 0 | 0 | 0 | 0 | 0 | 0 | 0 | 0 | 0 | 0 | 0 | 0 | 0 | 0 | 0 | 0 | 0 | 0 | 0 | 0 | 0 | 0 | 0 | 0
Industrial_WA - Industrial_Existing_Miscellaneous_Natural Gas_Miscellaneous_E8_Baseline Forecast | Industrial | WA - Industrial | Existing | Miscellaneous | Natural Gas | Miscellaneous | E8 |  | Baseline Forecast | 0 | 0 | 0 | 0 | 0 | 0 | 0 | 0 | 0 | 0 | 0 | 0 | 0 | 0 | 0 | 0 | 0 | 0 | 0 | 0 | 0 | 0 | 0 | 0 | 0 | 0 | 0
Industrial_WA - Industrial_Existing_Miscellaneous_Natural Gas_Miscellaneous_E9_Baseline Forecast | Industrial | WA - Industrial | Existing | Miscellaneous | Natural Gas | Miscellaneous | E9 |  | Baseline Forecast | 0 | 0 | 0 | 0 | 0 | 0 | 0 | 0 | 0 | 0 | 0 | 0 | 0 | 0 | 0 | 0 | 0 | 0 | 0 | 0 | 0 | 0 | 0 | 0 | 0 | 0 | 0
Industrial_WA - Industrial_Existing_Miscellaneous_Natural Gas_Miscellaneous_E10_Baseline Forecast | Industrial | WA - Industrial | Existing | Miscellaneous | Natural Gas | Miscellaneous | E10 |  | Baseline Forecast | 0 | 0 | 0 | 0 | 0 | 0 | 0 | 0 | 0 | 0 | 0 | 0 | 0 | 0 | 0 | 0 | 0 | 0 | 0 | 0 | 0 | 0 | 0 | 0 | 0 | 0 | 0
Industrial_WA - Industrial_New_Space Heating_Natural Gas_Furnace_E1_Baseline Forecast | Industrial | WA - Industrial | New | Space Heating | Natural Gas | Furnace | E1 |  | Baseline Forecast | 0 | 0 | 0 | 0 | 0 | 0 | 0 | 0 | 0 | 0 | 0 | 0 | 0 | 0 | 0 | 0 | 0 | 0 | 0 | 0 | 0 | 0 | 0 | 0 | 0 | 0 | 0
Industrial_WA - Industrial_New_Space Heating_Natural Gas_Furnace_E2_Baseline Forecast | Industrial | WA - Industrial | New | Space Heating | Natural Gas | Furnace | E2 |  | Baseline Forecast | 0 | 0 | 0 | 0 | 0 | 0 | 0 | 0 | 0 | 0 | 0 | 0 | 0 | 0 | 0 | 0 | 0 | 0 | 0 | 0 | 0 | 0 | 0 | 0 | 0 | 0 | 0
Industrial_WA - Industrial_New_Space Heating_Natural Gas_Furnace_E3_Baseline Forecast | Industrial | WA - Industrial | New | Space Heating | Natural Gas | Furnace | E3 |  | Baseline Forecast | 0 | 0 | 0 | 0 | 0 | 0 | 0 | 0 | 0 | 0 | 0 | 0 | 0 | 0 | 0 | 0 | 0 | 0 | 0 | 0 | 0 | 0 | 0 | 0 | 0 | 0 | 0
Industrial_WA - Industrial_New_Space Heating_Natural Gas_Furnace_E4_Baseline Forecast | Industrial | WA - Industrial | New | Space Heating | Natural Gas | Furnace | E4 |  | Baseline Forecast | 0 | 0 | 0 | 0 | 0 | 0 | 0 | 0 | 0 | 0 | 0 | 0 | 0 | 0 | 0 | 0 | 0 | 0 | 0 | 0 | 0 | 0 | 0 | 0 | 0 | 0 | 0
Industrial_WA - Industrial_New_Space Heating_Natural Gas_Furnace_E5_Baseline Forecast | Industrial | WA - Industrial | New | Space Heating | Natural Gas | Furnace | E5 |  | Baseline Forecast | 0 | 0 | 0 | 0 | 0 | 0 | 0 | 0 | 0 | 0 | 0 | 0 | 0 | 0 | 0 | 0 | 0 | 0 | 0 | 0 | 0 | 0 | 0 | 0 | 0 | 0 | 0
Industrial_WA - Industrial_New_Space Heating_Natural Gas_Furnace_E6_Baseline Forecast | Industrial | WA - Industrial | New | Space Heating | Natural Gas | Furnace | E6 |  | Baseline Forecast | 0 | 0 | 0 | 0 | 0 | 0 | 0 | 0 | 0 | 0 | 0 | 0 | 0 | 0 | 0 | 0 | 0 | 0 | 0 | 0 | 0 | 0 | 0 | 0 | 0 | 0 | 0
Industrial_WA - Industrial_New_Space Heating_Natural Gas_Furnace_E7_Baseline Forecast | Industrial | WA - Industrial | New | Space Heating | Natural Gas | Furnace | E7 |  | Baseline Forecast | 0 | 0 | 0 | 0 | 0 | 0 | 0 | 0 | 0 | 0 | 0 | 0 | 0 | 0 | 0 | 0 | 0 | 0 | 0 | 0 | 0 | 0 | 0 | 0 | 0 | 0 | 0
Industrial_WA - Industrial_New_Space Heating_Natural Gas_Furnace_E8_Baseline Forecast | Industrial | WA - Industrial | New | Space Heating | Natural Gas | Furnace | E8 |  | Baseline Forecast | 0 | 0 | 0 | 0 | 0 | 0 | 0 | 0 | 0 | 0 | 0 | 0 | 0 | 0 | 0 | 0 | 0 | 0 | 0 | 0 | 0 | 0 | 0 | 0 | 0 | 0 | 0
Industrial_WA - Industrial_New_Space Heating_Natural Gas_Furnace_E9_Baseline Forecast | Industrial | WA - Industrial | New | Space Heating | Natural Gas | Furnace | E9 |  | Baseline Forecast | 0 | 0 | 0 | 0 | 0 | 0 | 0 | 0 | 0 | 0 | 0 | 0 | 0 | 0 | 0 | 0 | 0 | 0 | 0 | 0 | 0 | 0 | 0 | 0 | 0 | 0 | 0
Industrial_WA - Industrial_New_Space Heating_Natural Gas_Furnace_E10_Baseline Forecast | Industrial | WA - Industrial | New | Space Heating | Natural Gas | Furnace | E10 |  | Baseline Forecast | 0 | 0 | 0 | 0 | 0 | 0 | 0 | 0 | 0 | 0 | 0 | 0 | 0 | 0 | 0 | 0 | 0 | 0 | 0 | 0 | 0 | 0 | 0 | 0 | 0 | 0 | 0
Industrial_WA - Industrial_New_Space Heating_Natural Gas_Boiler_E1_Baseline Forecast | Industrial | WA - Industrial | New | Space Heating | Natural Gas | Boiler | E1 |  | Baseline Forecast | 0 | 0 | 0 | 0 | 0 | 0 | 0 | 0 | 0 | 0 | 0 | 0 | 0 | 0 | 0 | 0 | 0 | 0 | 0 | 0 | 0 | 0 | 0 | 0 | 0 | 0 | 0
Industrial_WA - Industrial_New_Space Heating_Natural Gas_Boiler_E2_Baseline Forecast | Industrial | WA - Industrial | New | Space Heating | Natural Gas | Boiler | E2 |  | Baseline Forecast | 0 | 0 | 0 | 0 | 0 | 0 | 0 | 0 | 0 | 0 | 0 | 0 | 0 | 0 | 0 | 0 | 0 | 0 | 0 | 0 | 0 | 0 | 0 | 0 | 0 | 0 | 0
Industrial_WA - Industrial_New_Space Heating_Natural Gas_Boiler_E3_Baseline Forecast | Industrial | WA - Industrial | New | Space Heating | Natural Gas | Boiler | E3 |  | Baseline Forecast | 0 | 0 | 0 | 0 | 0 | 0 | 0 | 0 | 0 | 0 | 0 | 0 | 0 | 0 | 0 | 0 | 0 | 0 | 0 | 0 | 0 | 0 | 0 | 0 | 0 | 0 | 0
Industrial_WA - Industrial_New_Space Heating_Natural Gas_Boiler_E4_Baseline Forecast | Industrial | WA - Industrial | New | Space Heating | Natural Gas | Boiler | E4 |  | Baseline Forecast | 0 | 0 | 0 | 0 | 0 | 0 | 0 | 0 | 0 | 0 | 0 | 0 | 0 | 0 | 0 | 0 | 0 | 0 | 0 | 0 | 0 | 0 | 0 | 0 | 0 | 0 | 0
Industrial_WA - Industrial_New_Space Heating_Natural Gas_Boiler_E5_Baseline Forecast | Industrial | WA - Industrial | New | Space Heating | Natural Gas | Boiler | E5 |  | Baseline Forecast | 0 | 0 | 0 | 0 | 0 | 0 | 0 | 0 | 0 | 0 | 0 | 0 | 0 | 0 | 0 | 0 | 0 | 0 | 0 | 0 | 0 | 0 | 0 | 0 | 0 | 0 | 0
Industrial_WA - Industrial_New_Space Heating_Natural Gas_Boiler_E6_Baseline Forecast | Industrial | WA - Industrial | New | Space Heating | Natural Gas | Boiler | E6 |  | Baseline Forecast | 0 | 0 | 0 | 0 | 0 | 0 | 0 | 0 | 0 | 0 | 0 | 0 | 0 | 0 | 0 | 0 | 0 | 0 | 0 | 0 | 0 | 0 | 0 | 0 | 0 | 0 | 0
Industrial_WA - Industrial_New_Space Heating_Natural Gas_Boiler_E7_Baseline Forecast | Industrial | WA - Industrial | New | Space Heating | Natural Gas | Boiler | E7 |  | Baseline Forecast | 0 | 0 | 0 | 0 | 0 | 0 | 0 | 0 | 0 | 0 | 0 | 0 | 0 | 0 | 0 | 0 | 0 | 0 | 0 | 0 | 0 | 0 | 0 | 0 | 0 | 0 | 0
Industrial_WA - Industrial_New_Space Heating_Natural Gas_Boiler_E8_Baseline Forecast | Industrial | WA - Industrial | New | Space Heating | Natural Gas | Boiler | E8 |  | Baseline Forecast | 0 | 0 | 0 | 0 | 0 | 0 | 0 | 0 | 0 | 0 | 0 | 0 | 0 | 0 | 0 | 0 | 0 | 0 | 0 | 0 | 0 | 0 | 0 | 0 | 0 | 0 | 0
Industrial_WA - Industrial_New_Space Heating_Natural Gas_Boiler_E9_Baseline Forecast | Industrial | WA - Industrial | New | Space Heating | Natural Gas | Boiler | E9 |  | Baseline Forecast | 0 | 0 | 0 | 0 | 0 | 0 | 0 | 0 | 0 | 0 | 0 | 0 | 0 | 0 | 0 | 0 | 0 | 0 | 0 | 0 | 0 | 0 | 0 | 0 | 0 | 0 | 0
Industrial_WA - Industrial_New_Space Heating_Natural Gas_Boiler_E10_Baseline Forecast | Industrial | WA - Industrial | New | Space Heating | Natural Gas | Boiler | E10 |  | Baseline Forecast | 0 | 0 | 0 | 0 | 0 | 0 | 0 | 0 | 0 | 0 | 0 | 0 | 0 | 0 | 0 | 0 | 0 | 0 | 0 | 0 | 0 | 0 | 0 | 0 | 0 | 0 | 0
Industrial_WA - Industrial_New_Space Heating_Natural Gas_Unit Heater_E1_Baseline Forecast | Industrial | WA - Industrial | New | Space Heating | Natural Gas | Unit Heater | E1 |  | Baseline Forecast | 0 | 0 | 0 | 0 | 0 | 0 | 0 | 0 | 0 | 0 | 0 | 0 | 0 | 0 | 0 | 0 | 0 | 0 | 0 | 0 | 0 | 0 | 0 | 0 | 0 | 0 | 0
Industrial_WA - Industrial_New_Space Heating_Natural Gas_Unit Heater_E2_Baseline Forecast | Industrial | WA - Industrial | New | Space Heating | Natural Gas | Unit Heater | E2 |  | Baseline Forecast | 0 | 0 | 0 | 0 | 0 | 0 | 0 | 0 | 0 | 0 | 0 | 0 | 0 | 0 | 0 | 0 | 0 | 0 | 0 | 0 | 0 | 0 | 0 | 0 | 0 | 0 | 0
Industrial_WA - Industrial_New_Space Heating_Natural Gas_Unit Heater_E3_Baseline Forecast | Industrial | WA - Industrial | New | Space Heating | Natural Gas | Unit Heater | E3 |  | Baseline Forecast | 0 | 0 | 0 | 0 | 0 | 0 | 0 | 0 | 0 | 0 | 0 | 0 | 0 | 0 | 0 | 0 | 0 | 0 | 0 | 0 | 0 | 0 | 0 | 0 | 0 | 0 | 0
Industrial_WA - Industrial_New_Space Heating_Natural Gas_Unit Heater_E4_Baseline Forecast | Industrial | WA - Industrial | New | Space Heating | Natural Gas | Unit Heater | E4 |  | Baseline Forecast | 0 | 0 | 0 | 0 | 0 | 0 | 0 | 0 | 0 | 0 | 0 | 0 | 0 | 0 | 0 | 0 | 0 | 0 | 0 | 0 | 0 | 0 | 0 | 0 | 0 | 0 | 0
Industrial_WA - Industrial_New_Space Heating_Natural Gas_Unit Heater_E5_Baseline Forecast | Industrial | WA - Industrial | New | Space Heating | Natural Gas | Unit Heater | E5 |  | Baseline Forecast | 0 | 0 | 0 | 0 | 0 | 0 | 0 | 0 | 0 | 0 | 0 | 0 | 0 | 0 | 0 | 0 | 0 | 0 | 0 | 0 | 0 | 0 | 0 | 0 | 0 | 0 | 0
Industrial_WA - Industrial_New_Space Heating_Natural Gas_Unit Heater_E6_Baseline Forecast | Industrial | WA - Industrial | New | Space Heating | Natural Gas | Unit Heater | E6 |  | Baseline Forecast | 0 | 0 | 0 | 0 | 0 | 0 | 0 | 0 | 0 | 0 | 0 | 0 | 0 | 0 | 0 | 0 | 0 | 0 | 0 | 0 | 0 | 0 | 0 | 0 | 0 | 0 | 0
Industrial_WA - Industrial_New_Space Heating_Natural Gas_Unit Heater_E7_Baseline Forecast | Industrial | WA - Industrial | New | Space Heating | Natural Gas | Unit Heater | E7 |  | Baseline Forecast | 0 | 0 | 0 | 0 | 0 | 0 | 0 | 0 | 0 | 0 | 0 | 0 | 0 | 0 | 0 | 0 | 0 | 0 | 0 | 0 | 0 | 0 | 0 | 0 | 0 | 0 | 0
Industrial_WA - Industrial_New_Space Heating_Natural Gas_Unit Heater_E8_Baseline Forecast | Industrial | WA - Industrial | New | Space Heating | Natural Gas | Unit Heater | E8 |  | Baseline Forecast | 0 | 0 | 0 | 0 | 0 | 0 | 0 | 0 | 0 | 0 | 0 | 0 | 0 | 0 | 0 | 0 | 0 | 0 | 0 | 0 | 0 | 0 | 0 | 0 | 0 | 0 | 0
Industrial_WA - Industrial_New_Space Heating_Natural Gas_Unit Heater_E9_Baseline Forecast | Industrial | WA - Industrial | New | Space Heating | Natural Gas | Unit Heater | E9 |  | Baseline Forecast | 0 | 0 | 0 | 0 | 0 | 0 | 0 | 0 | 0 | 0 | 0 | 0 | 0 | 0 | 0 | 0 | 0 | 0 | 0 | 0 | 0 | 0 | 0 | 0 | 0 | 0 | 0
Industrial_WA - Industrial_New_Space Heating_Natural Gas_Unit Heater_E10_Baseline Forecast | Industrial | WA - Industrial | New | Space Heating | Natural Gas | Unit Heater | E10 |  | Baseline Forecast | 0 | 0 | 0 | 0 | 0 | 0 | 0 | 0 | 0 | 0 | 0 | 0 | 0 | 0 | 0 | 0 | 0 | 0 | 0 | 0 | 0 | 0 | 0 | 0 | 0 | 0 | 0
Industrial_WA - Industrial_New_Process_Natural Gas_Process Boiler_E1_Baseline Forecast | Industrial | WA - Industrial | New | Process | Natural Gas | Process Boiler | E1 |  | Baseline Forecast | 0 | 0 | 0 | 0 | 0 | 0 | 0 | 0 | 0 | 0 | 0 | 0 | 0 | 0 | 0 | 0 | 0 | 0 | 0 | 0 | 0 | 0 | 0 | 0 | 0 | 0 | 0
Industrial_WA - Industrial_New_Process_Natural Gas_Process Boiler_E2_Baseline Forecast | Industrial | WA - Industrial | New | Process | Natural Gas | Process Boiler | E2 |  | Baseline Forecast | 0 | 0 | 0 | 0 | 0 | 0 | 0 | 0 | 0 | 0 | 0 | 0 | 0 | 0 | 0 | 0 | 0 | 0 | 0 | 0 | 0 | 0 | 0 | 0 | 0 | 0 | 0
Industrial_WA - Industrial_New_Process_Natural Gas_Process Boiler_E3_Baseline Forecast | Industrial | WA - Industrial | New | Process | Natural Gas | Process Boiler | E3 |  | Baseline Forecast | 0 | 0 | 0 | 0 | 0 | 0 | 0 | 0 | 0 | 0 | 0 | 0 | 0 | 0 | 0 | 0 | 0 | 0 | 0 | 0 | 0 | 0 | 0 | 0 | 0 | 0 | 0
Industrial_WA - Industrial_New_Process_Natural Gas_Process Boiler_E4_Baseline Forecast | Industrial | WA - Industrial | New | Process | Natural Gas | Process Boiler | E4 |  | Baseline Forecast | 0 | 0 | 0 | 0 | 0 | 0 | 0 | 0 | 0 | 0 | 0 | 0 | 0 | 0 | 0 | 0 | 0 | 0 | 0 | 0 | 0 | 0 | 0 | 0 | 0 | 0 | 0
Industrial_WA - Industrial_New_Process_Natural Gas_Process Boiler_E5_Baseline Forecast | Industrial | WA - Industrial | New | Process | Natural Gas | Process Boiler | E5 |  | Baseline Forecast | 0 | 0 | 0 | 0 | 0 | 0 | 0 | 0 | 0 | 0 | 0 | 0 | 0 | 0 | 0 | 0 | 0 | 0 | 0 | 0 | 0 | 0 | 0 | 0 | 0 | 0 | 0
Industrial_WA - Industrial_New_Process_Natural Gas_Process Boiler_E6_Baseline Forecast | Industrial | WA - Industrial | New | Process | Natural Gas | Process Boiler | E6 |  | Baseline Forecast | 0 | 0 | 0 | 0 | 0 | 0 | 0 | 0 | 0 | 0 | 0 | 0 | 0 | 0 | 0 | 0 | 0 | 0 | 0 | 0 | 0 | 0 | 0 | 0 | 0 | 0 | 0
Industrial_WA - Industrial_New_Process_Natural Gas_Process Boiler_E7_Baseline Forecast | Industrial | WA - Industrial | New | Process | Natural Gas | Process Boiler | E7 |  | Baseline Forecast | 0 | 0 | 0 | 0 | 0 | 0 | 0 | 0 | 0 | 0 | 0 | 0 | 0 | 0 | 0 | 0 | 0 | 0 | 0 | 0 | 0 | 0 | 0 | 0 | 0 | 0 | 0
Industrial_WA - Industrial_New_Process_Natural Gas_Process Boiler_E8_Baseline Forecast | Industrial | WA - Industrial | New | Process | Natural Gas | Process Boiler | E8 |  | Baseline Forecast | 0 | 0 | 0 | 0 | 0 | 0 | 0 | 0 | 0 | 0 | 0 | 0 | 0 | 0 | 0 | 0 | 0 | 0 | 0 | 0 | 0 | 0 | 0 | 0 | 0 | 0 | 0
Industrial_WA - Industrial_New_Process_Natural Gas_Process Boiler_E9_Baseline Forecast | Industrial | WA - Industrial | New | Process | Natural Gas | Process Boiler | E9 |  | Baseline Forecast | 0 | 0 | 0 | 0 | 0 | 0 | 0 | 0 | 0 | 0 | 0 | 0 | 0 | 0 | 0 | 0 | 0 | 0 | 0 | 0 | 0 | 0 | 0 | 0 | 0 | 0 | 0
Industrial_WA - Industrial_New_Process_Natural Gas_Process Boiler_E10_Baseline Forecast | Industrial | WA - Industrial | New | Process | Natural Gas | Process Boiler | E10 |  | Baseline Forecast | 0 | 0 | 0 | 0 | 0 | 0 | 0 | 0 | 0 | 0 | 0 | 0 | 0 | 0 | 0 | 0 | 0 | 0 | 0 | 0 | 0 | 0 | 0 | 0 | 0 | 0 | 0
Industrial_WA - Industrial_New_Process_Natural Gas_Process Heating_E1_Baseline Forecast | Industrial | WA - Industrial | New | Process | Natural Gas | Process Heating | E1 |  | Baseline Forecast | 0 | 0 | 0 | 0 | 0 | 0 | 0 | 0 | 0 | 0 | 0 | 0 | 0 | 0 | 0 | 0 | 0 | 0 | 0 | 0 | 0 | 0 | 0 | 0 | 0 | 0 | 0
Industrial_WA - Industrial_New_Process_Natural Gas_Process Heating_E2_Baseline Forecast | Industrial | WA - Industrial | New | Process | Natural Gas | Process Heating | E2 |  | Baseline Forecast | 0 | 0 | 0 | 0 | 0 | 0 | 0 | 0 | 0 | 0 | 0 | 0 | 0 | 0 | 0 | 0 | 0 | 0 | 0 | 0 | 0 | 0 | 0 | 0 | 0 | 0 | 0
Industrial_WA - Industrial_New_Process_Natural Gas_Process Heating_E3_Baseline Forecast | Industrial | WA - Industrial | New | Process | Natural Gas | Process Heating | E3 |  | Baseline Forecast | 0 | 0 | 0 | 0 | 0 | 0 | 0 | 0 | 0 | 0 | 0 | 0 | 0 | 0 | 0 | 0 | 0 | 0 | 0 | 0 | 0 | 0 | 0 | 0 | 0 | 0 | 0
Industrial_WA - Industrial_New_Process_Natural Gas_Process Heating_E4_Baseline Forecast | Industrial | WA - Industrial | New | Process | Natural Gas | Process Heating | E4 |  | Baseline Forecast | 0 | 0 | 0 | 0 | 0 | 0 | 0 | 0 | 0 | 0 | 0 | 0 | 0 | 0 | 0 | 0 | 0 | 0 | 0 | 0 | 0 | 0 | 0 | 0 | 0 | 0 | 0
Industrial_WA - Industrial_New_Process_Natural Gas_Process Heating_E5_Baseline Forecast | Industrial | WA - Industrial | New | Process | Natural Gas | Process Heating | E5 |  | Baseline Forecast | 0 | 0 | 0 | 0 | 0 | 0 | 0 | 0 | 0 | 0 | 0 | 0 | 0 | 0 | 0 | 0 | 0 | 0 | 0 | 0 | 0 | 0 | 0 | 0 | 0 | 0 | 0
Industrial_WA - Industrial_New_Process_Natural Gas_Process Heating_E6_Baseline Forecast | Industrial | WA - Industrial | New | Process | Natural Gas | Process Heating | E6 |  | Baseline Forecast | 0 | 0 | 0 | 0 | 0 | 0 | 0 | 0 | 0 | 0 | 0 | 0 | 0 | 0 | 0 | 0 | 0 | 0 | 0 | 0 | 0 | 0 | 0 | 0 | 0 | 0 | 0
Industrial_WA - Industrial_New_Process_Natural Gas_Process Heating_E7_Baseline Forecast | Industrial | WA - Industrial | New | Process | Natural Gas | Process Heating | E7 |  | Baseline Forecast | 0 | 0 | 0 | 0 | 0 | 0 | 0 | 0 | 0 | 0 | 0 | 0 | 0 | 0 | 0 | 0 | 0 | 0 | 0 | 0 | 0 | 0 | 0 | 0 | 0 | 0 | 0
Industrial_WA - Industrial_New_Process_Natural Gas_Process Heating_E8_Baseline Forecast | Industrial | WA - Industrial | New | Process | Natural Gas | Process Heating | E8 |  | Baseline Forecast | 0 | 0 | 0 | 0 | 0 | 0 | 0 | 0 | 0 | 0 | 0 | 0 | 0 | 0 | 0 | 0 | 0 | 0 | 0 | 0 | 0 | 0 | 0 | 0 | 0 | 0 | 0
Industrial_WA - Industrial_New_Process_Natural Gas_Process Heating_E9_Baseline Forecast | Industrial | WA - Industrial | New | Process | Natural Gas | Process Heating | E9 |  | Baseline Forecast | 0 | 0 | 0 | 0 | 0 | 0 | 0 | 0 | 0 | 0 | 0 | 0 | 0 | 0 | 0 | 0 | 0 | 0 | 0 | 0 | 0 | 0 | 0 | 0 | 0 | 0 | 0
Industrial_WA - Industrial_New_Process_Natural Gas_Process Heating_E10_Baseline Forecast | Industrial | WA - Industrial | New | Process | Natural Gas | Process Heating | E10 |  | Baseline Forecast | 0 | 0 | 0 | 0 | 0 | 0 | 0 | 0 | 0 | 0 | 0 | 0 | 0 | 0 | 0 | 0 | 0 | 0 | 0 | 0 | 0 | 0 | 0 | 0 | 0 | 0 | 0
Industrial_WA - Industrial_New_Process_Natural Gas_Process Cooling_E1_Baseline Forecast | Industrial | WA - Industrial | New | Process | Natural Gas | Process Cooling | E1 |  | Baseline Forecast | 0 | 0 | 0 | 0 | 0 | 0 | 0 | 0 | 0 | 0 | 0 | 0 | 0 | 0 | 0 | 0 | 0 | 0 | 0 | 0 | 0 | 0 | 0 | 0 | 0 | 0 | 0
Industrial_WA - Industrial_New_Process_Natural Gas_Process Cooling_E2_Baseline Forecast | Industrial | WA - Industrial | New | Process | Natural Gas | Process Cooling | E2 |  | Baseline Forecast | 0 | 0 | 0 | 0 | 0 | 0 | 0 | 0 | 0 | 0 | 0 | 0 | 0 | 0 | 0 | 0 | 0 | 0 | 0 | 0 | 0 | 0 | 0 | 0 | 0 | 0 | 0
Industrial_WA - Industrial_New_Process_Natural Gas_Process Cooling_E3_Baseline Forecast | Industrial | WA - Industrial | New | Process | Natural Gas | Process Cooling | E3 |  | Baseline Forecast | 0 | 0 | 0 | 0 | 0 | 0 | 0 | 0 | 0 | 0 | 0 | 0 | 0 | 0 | 0 | 0 | 0 | 0 | 0 | 0 | 0 | 0 | 0 | 0 | 0 | 0 | 0
Industrial_WA - Industrial_New_Process_Natural Gas_Process Cooling_E4_Baseline Forecast | Industrial | WA - Industrial | New | Process | Natural Gas | Process Cooling | E4 |  | Baseline Forecast | 0 | 0 | 0 | 0 | 0 | 0 | 0 | 0 | 0 | 0 | 0 | 0 | 0 | 0 | 0 | 0 | 0 | 0 | 0 | 0 | 0 | 0 | 0 | 0 | 0 | 0 | 0
Industrial_WA - Industrial_New_Process_Natural Gas_Process Cooling_E5_Baseline Forecast | Industrial | WA - Industrial | New | Process | Natural Gas | Process Cooling | E5 |  | Baseline Forecast | 0 | 0 | 0 | 0 | 0 | 0 | 0 | 0 | 0 | 0 | 0 | 0 | 0 | 0 | 0 | 0 | 0 | 0 | 0 | 0 | 0 | 0 | 0 | 0 | 0 | 0 | 0
Industrial_WA - Industrial_New_Process_Natural Gas_Process Cooling_E6_Baseline Forecast | Industrial | WA - Industrial | New | Process | Natural Gas | Process Cooling | E6 |  | Baseline Forecast | 0 | 0 | 0 | 0 | 0 | 0 | 0 | 0 | 0 | 0 | 0 | 0 | 0 | 0 | 0 | 0 | 0 | 0 | 0 | 0 | 0 | 0 | 0 | 0 | 0 | 0 | 0
Industrial_WA - Industrial_New_Process_Natural Gas_Process Cooling_E7_Baseline Forecast | Industrial | WA - Industrial | New | Process | Natural Gas | Process Cooling | E7 |  | Baseline Forecast | 0 | 0 | 0 | 0 | 0 | 0 | 0 | 0 | 0 | 0 | 0 | 0 | 0 | 0 | 0 | 0 | 0 | 0 | 0 | 0 | 0 | 0 | 0 | 0 | 0 | 0 | 0
Industrial_WA - Industrial_New_Process_Natural Gas_Process Cooling_E8_Baseline Forecast | Industrial | WA - Industrial | New | Process | Natural Gas | Process Cooling | E8 |  | Baseline Forecast | 0 | 0 | 0 | 0 | 0 | 0 | 0 | 0 | 0 | 0 | 0 | 0 | 0 | 0 | 0 | 0 | 0 | 0 | 0 | 0 | 0 | 0 | 0 | 0 | 0 | 0 | 0
Industrial_WA - Industrial_New_Process_Natural Gas_Process Cooling_E9_Baseline Forecast | Industrial | WA - Industrial | New | Process | Natural Gas | Process Cooling | E9 |  | Baseline Forecast | 0 | 0 | 0 | 0 | 0 | 0 | 0 | 0 | 0 | 0 | 0 | 0 | 0 | 0 | 0 | 0 | 0 | 0 | 0 | 0 | 0 | 0 | 0 | 0 | 0 | 0 | 0
Industrial_WA - Industrial_New_Process_Natural Gas_Process Cooling_E10_Baseline Forecast | Industrial | WA - Industrial | New | Process | Natural Gas | Process Cooling | E10 |  | Baseline Forecast | 0 | 0 | 0 | 0 | 0 | 0 | 0 | 0 | 0 | 0 | 0 | 0 | 0 | 0 | 0 | 0 | 0 | 0 | 0 | 0 | 0 | 0 | 0 | 0 | 0 | 0 | 0
Industrial_WA - Industrial_New_Process_Natural Gas_Other Process_E1_Baseline Forecast | Industrial | WA - Industrial | New | Process | Natural Gas | Other Process | E1 |  | Baseline Forecast | 0 | 0 | 0 | 0 | 0 | 0 | 0 | 0 | 0 | 0 | 0 | 0 | 0 | 0 | 0 | 0 | 0 | 0 | 0 | 0 | 0 | 0 | 0 | 0 | 0 | 0 | 0
Industrial_WA - Industrial_New_Process_Natural Gas_Other Process_E2_Baseline Forecast | Industrial | WA - Industrial | New | Process | Natural Gas | Other Process | E2 |  | Baseline Forecast | 0 | 0 | 0 | 0 | 0 | 0 | 0 | 0 | 0 | 0 | 0 | 0 | 0 | 0 | 0 | 0 | 0 | 0 | 0 | 0 | 0 | 0 | 0 | 0 | 0 | 0 | 0
Industrial_WA - Industrial_New_Process_Natural Gas_Other Process_E3_Baseline Forecast | Industrial | WA - Industrial | New | Process | Natural Gas | Other Process | E3 |  | Baseline Forecast | 0 | 0 | 0 | 0 | 0 | 0 | 0 | 0 | 0 | 0 | 0 | 0 | 0 | 0 | 0 | 0 | 0 | 0 | 0 | 0 | 0 | 0 | 0 | 0 | 0 | 0 | 0
Industrial_WA - Industrial_New_Process_Natural Gas_Other Process_E4_Baseline Forecast | Industrial | WA - Industrial | New | Process | Natural Gas | Other Process | E4 |  | Baseline Forecast | 0 | 0 | 0 | 0 | 0 | 0 | 0 | 0 | 0 | 0 | 0 | 0 | 0 | 0 | 0 | 0 | 0 | 0 | 0 | 0 | 0 | 0 | 0 | 0 | 0 | 0 | 0
Industrial_WA - Industrial_New_Process_Natural Gas_Other Process_E5_Baseline Forecast | Industrial | WA - Industrial | New | Process | Natural Gas | Other Process | E5 |  | Baseline Forecast | 0 | 0 | 0 | 0 | 0 | 0 | 0 | 0 | 0 | 0 | 0 | 0 | 0 | 0 | 0 | 0 | 0 | 0 | 0 | 0 | 0 | 0 | 0 | 0 | 0 | 0 | 0
Industrial_WA - Industrial_New_Process_Natural Gas_Other Process_E6_Baseline Forecast | Industrial | WA - Industrial | New | Process | Natural Gas | Other Process | E6 |  | Baseline Forecast | 0 | 0 | 0 | 0 | 0 | 0 | 0 | 0 | 0 | 0 | 0 | 0 | 0 | 0 | 0 | 0 | 0 | 0 | 0 | 0 | 0 | 0 | 0 | 0 | 0 | 0 | 0
Industrial_WA - Industrial_New_Process_Natural Gas_Other Process_E7_Baseline Forecast | Industrial | WA - Industrial | New | Process | Natural Gas | Other Process | E7 |  | Baseline Forecast | 0 | 0 | 0 | 0 | 0 | 0 | 0 | 0 | 0 | 0 | 0 | 0 | 0 | 0 | 0 | 0 | 0 | 0 | 0 | 0 | 0 | 0 | 0 | 0 | 0 | 0 | 0
Industrial_WA - Industrial_New_Process_Natural Gas_Other Process_E8_Baseline Forecast | Industrial | WA - Industrial | New | Process | Natural Gas | Other Process | E8 |  | Baseline Forecast | 0 | 0 | 0 | 0 | 0 | 0 | 0 | 0 | 0 | 0 | 0 | 0 | 0 | 0 | 0 | 0 | 0 | 0 | 0 | 0 | 0 | 0 | 0 | 0 | 0 | 0 | 0
Industrial_WA - Industrial_New_Process_Natural Gas_Other Process_E9_Baseline Forecast | Industrial | WA - Industrial | New | Process | Natural Gas | Other Process | E9 |  | Baseline Forecast | 0 | 0 | 0 | 0 | 0 | 0 | 0 | 0 | 0 | 0 | 0 | 0 | 0 | 0 | 0 | 0 | 0 | 0 | 0 | 0 | 0 | 0 | 0 | 0 | 0 | 0 | 0
Industrial_WA - Industrial_New_Process_Natural Gas_Other Process_E10_Baseline Forecast | Industrial | WA - Industrial | New | Process | Natural Gas | Other Process | E10 |  | Baseline Forecast | 0 | 0 | 0 | 0 | 0 | 0 | 0 | 0 | 0 | 0 | 0 | 0 | 0 | 0 | 0 | 0 | 0 | 0 | 0 | 0 | 0 | 0 | 0 | 0 | 0 | 0 | 0
Industrial_WA - Industrial_New_Miscellaneous_Natural Gas_Miscellaneous_E1_Baseline Forecast | Industrial | WA - Industrial | New | Miscellaneous | Natural Gas | Miscellaneous | E1 |  | Baseline Forecast | 0 | 0 | 0 | 0 | 0 | 0 | 0 | 0 | 0 | 0 | 0 | 0 | 0 | 0 | 0 | 0 | 0 | 0 | 0 | 0 | 0 | 0 | 0 | 0 | 0 | 0 | 0
Industrial_WA - Industrial_New_Miscellaneous_Natural Gas_Miscellaneous_E2_Baseline Forecast | Industrial | WA - Industrial | New | Miscellaneous | Natural Gas | Miscellaneous | E2 |  | Baseline Forecast | 0 | 0 | 0 | 0 | 0 | 0 | 0 | 0 | 0 | 0 | 0 | 0 | 0 | 0 | 0 | 0 | 0 | 0 | 0 | 0 | 0 | 0 | 0 | 0 | 0 | 0 | 0
Industrial_WA - Industrial_New_Miscellaneous_Natural Gas_Miscellaneous_E3_Baseline Forecast | Industrial | WA - Industrial | New | Miscellaneous | Natural Gas | Miscellaneous | E3 |  | Baseline Forecast | 0 | 0 | 0 | 0 | 0 | 0 | 0 | 0 | 0 | 0 | 0 | 0 | 0 | 0 | 0 | 0 | 0 | 0 | 0 | 0 | 0 | 0 | 0 | 0 | 0 | 0 | 0
Industrial_WA - Industrial_New_Miscellaneous_Natural Gas_Miscellaneous_E4_Baseline Forecast | Industrial | WA - Industrial | New | Miscellaneous | Natural Gas | Miscellaneous | E4 |  | Baseline Forecast | 0 | 0 | 0 | 0 | 0 | 0 | 0 | 0 | 0 | 0 | 0 | 0 | 0 | 0 | 0 | 0 | 0 | 0 | 0 | 0 | 0 | 0 | 0 | 0 | 0 | 0 | 0
Industrial_WA - Industrial_New_Miscellaneous_Natural Gas_Miscellaneous_E5_Baseline Forecast | Industrial | WA - Industrial | New | Miscellaneous | Natural Gas | Miscellaneous | E5 |  | Baseline Forecast | 0 | 0 | 0 | 0 | 0 | 0 | 0 | 0 | 0 | 0 | 0 | 0 | 0 | 0 | 0 | 0 | 0 | 0 | 0 | 0 | 0 | 0 | 0 | 0 | 0 | 0 | 0
Industrial_WA - Industrial_New_Miscellaneous_Natural Gas_Miscellaneous_E6_Baseline Forecast | Industrial | WA - Industrial | New | Miscellaneous | Natural Gas | Miscellaneous | E6 |  | Baseline Forecast | 0 | 0 | 0 | 0 | 0 | 0 | 0 | 0 | 0 | 0 | 0 | 0 | 0 | 0 | 0 | 0 | 0 | 0 | 0 | 0 | 0 | 0 | 0 | 0 | 0 | 0 | 0
Industrial_WA - Industrial_New_Miscellaneous_Natural Gas_Miscellaneous_E7_Baseline Forecast | Industrial | WA - Industrial | New | Miscellaneous | Natural Gas | Miscellaneous | E7 |  | Baseline Forecast | 0 | 0 | 0 | 0 | 0 | 0 | 0 | 0 | 0 | 0 | 0 | 0 | 0 | 0 | 0 | 0 | 0 | 0 | 0 | 0 | 0 | 0 | 0 | 0 | 0 | 0 | 0
Industrial_WA - Industrial_New_Miscellaneous_Natural Gas_Miscellaneous_E8_Baseline Forecast | Industrial | WA - Industrial | New | Miscellaneous | Natural Gas | Miscellaneous | E8 |  | Baseline Forecast | 0 | 0 | 0 | 0 | 0 | 0 | 0 | 0 | 0 | 0 | 0 | 0 | 0 | 0 | 0 | 0 | 0 | 0 | 0 | 0 | 0 | 0 | 0 | 0 | 0 | 0 | 0
Industrial_WA - Industrial_New_Miscellaneous_Natural Gas_Miscellaneous_E9_Baseline Forecast | Industrial | WA - Industrial | New | Miscellaneous | Natural Gas | Miscellaneous | E9 |  | Baseline Forecast | 0 | 0 | 0 | 0 | 0 | 0 | 0 | 0 | 0 | 0 | 0 | 0 | 0 | 0 | 0 | 0 | 0 | 0 | 0 | 0 | 0 | 0 | 0 | 0 | 0 | 0 | 0
Industrial_WA - Industrial_New_Miscellaneous_Natural Gas_Miscellaneous_E10_Baseline Forecast | Industrial | WA - Industrial | New | Miscellaneous | Natural Gas | Miscellaneous | E10 |  | Baseline Forecast | 0 | 0 | 0 | 0 | 0 | 0 | 0 | 0 | 0 | 0 | 0 | 0 | 0 | 0 | 0 | 0 | 0 | 0 | 0 | 0 | 0 | 0 | 0 | 0 | 0 | 0 | 0
Industrial_OR - Industrial_Existing_Space Heating_Natural Gas_Furnace_E1_Baseline Forecast | Industrial | OR - Industrial | Existing | Space Heating | Natural Gas | Furnace | E1 |  | Baseline Forecast | 0 | 1.865 | 3.5865 | 0 | 0 | 0 | 0 | 0 | 0 | 0 | 0 | 0 | 0 | 0 | 0 | 0 | 0 | 0 | 0 | 0 | 0 | 0 | 0 | 0 | 0 | 0 | 0
Industrial_OR - Industrial_Existing_Space Heating_Natural Gas_Furnace_E2_Baseline Forecast | Industrial | OR - Industrial | Existing | Space Heating | Natural Gas | Furnace | E2 |  | Baseline Forecast | 0 | 0 | 0 | 5.1756 | 6.6425 | 7.9965 | 9.2464 | 10.4001 | 11.4651 | 12.4482 | 13.3556 | 14.1933 | 14.9665 | 15.6802 | 16.339 | 16.9472 | 17.5085 | 18.0267 | 18.5051 | 17.225 | 16.1759 | 15.3298 | 14.6615 | 14.1488 | 13.7717 | 13.5124 | 13.3549
Industrial_OR - Industrial_Existing_Space Heating_Natural Gas_Furnace_E3_Baseline Forecast | Industrial | OR - Industrial | Existing | Space Heating | Natural Gas | Furnace | E3 |  | Baseline Forecast | 0 | 0 | 0 | 0 | 0 | 0 | 0 | 0 | 0 | 0 | 0 | 0 | 0 | 0 | 0 | 0 | 0 | 0 | 0 | 0 | 0 | 0 | 0 | 0 | 0 | 0 | 0
Industrial_OR - Industrial_Existing_Space Heating_Natural Gas_Furnace_E4_Baseline Forecast | Industrial | OR - Industrial | Existing | Space Heating | Natural Gas | Furnace | E4 |  | Baseline Forecast | 0 | 0 | 0 | 0 | 0 | 0 | 0 | 0 | 0 | 0 | 0 | 0 | 0 | 0 | 0 | 0 | 0 | 0 | 0 | 0 | 0 | 0 | 0 | 0 | 0 | 0 | 0
Industrial_OR - Industrial_Existing_Space Heating_Natural Gas_Furnace_E5_Baseline Forecast | Industrial | OR - Industrial | Existing | Space Heating | Natural Gas | Furnace | E5 |  | Baseline Forecast | 0 | 0 | 0 | 0 | 0 | 0 | 0 | 0 | 0 | 0 | 0 | 0 | 0 | 0 | 0 | 0 | 0 | 0 | 0 | 0 | 0 | 0 | 0 | 0 | 0 | 0 | 0
Industrial_OR - Industrial_Existing_Space Heating_Natural Gas_Furnace_E6_Baseline Forecast | Industrial | OR - Industrial | Existing | Space Heating | Natural Gas | Furnace | E6 |  | Baseline Forecast | 0 | 0 | 0 | 0 | 0 | 0 | 0 | 0 | 0 | 0 | 0 | 0 | 0 | 0 | 0 | 0 | 0 | 0 | 0 | 0 | 0 | 0 | 0 | 0 | 0 | 0 | 0
Industrial_OR - Industrial_Existing_Space Heating_Natural Gas_Furnace_E7_Baseline Forecast | Industrial | OR - Industrial | Existing | Space Heating | Natural Gas | Furnace | E7 |  | Baseline Forecast | 0 | 0 | 0 | 0 | 0 | 0 | 0 | 0 | 0 | 0 | 0 | 0 | 0 | 0 | 0 | 0 | 0 | 0 | 0 | 0 | 0 | 0 | 0 | 0 | 0 | 0 | 0
Industrial_OR - Industrial_Existing_Space Heating_Natural Gas_Furnace_E8_Baseline Forecast | Industrial | OR - Industrial | Existing | Space Heating | Natural Gas | Furnace | E8 |  | Baseline Forecast | 0 | 0 | 0 | 0 | 0 | 0 | 0 | 0 | 0 | 0 | 0 | 0 | 0 | 0 | 0 | 0 | 0 | 0 | 0 | 0 | 0 | 0 | 0 | 0 | 0 | 0 | 0
Industrial_OR - Industrial_Existing_Space Heating_Natural Gas_Furnace_E9_Baseline Forecast | Industrial | OR - Industrial | Existing | Space Heating | Natural Gas | Furnace | E9 |  | Baseline Forecast | 0 | 0 | 0 | 0 | 0 | 0 | 0 | 0 | 0 | 0 | 0 | 0 | 0 | 0 | 0 | 0 | 0 | 0 | 0 | 0 | 0 | 0 | 0 | 0 | 0 | 0 | 0
Industrial_OR - Industrial_Existing_Space Heating_Natural Gas_Furnace_E10_Baseline Forecast | Industrial | OR - Industrial | Existing | Space Heating | Natural Gas | Furnace | E10 |  | Baseline Forecast | 0 | 0 | 0 | 0 | 0 | 0 | 0 | 0 | 0 | 0 | 0 | 0 | 0 | 0 | 0 | 0 | 0 | 0 | 0 | 0 | 0 | 0 | 0 | 0 | 0 | 0 | 0
Industrial_OR - Industrial_Existing_Space Heating_Natural Gas_Boiler_E1_Baseline Forecast | Industrial | OR - Industrial | Existing | Space Heating | Natural Gas | Boiler | E1 |  | Baseline Forecast | 0 | 21.1048 | 21.2966 | 21.4711 | 21.6296 | 21.7738 | 21.9048 | 22.0239 | 22.1322 | 22.2307 | 22.3202 | 22.4016 | 22.4755 | 22.5428 | 22.6039 | 22.6595 | 22.71 | 22.756 | 22.7977 | 22.8357 | 22.8702 | 22.9015 | 22.7382 | 22.6072 | 22.5039 | 22.4244 | 22.3652
Industrial_OR - Industrial_Existing_Space Heating_Natural Gas_Boiler_E2_Baseline Forecast | Industrial | OR - Industrial | Existing | Space Heating | Natural Gas | Boiler | E2 |  | Baseline Forecast | 0 | 0 | 0 | 0 | 0 | 0 | 0 | 0 | 0 | 0 | 0 | 0 | 0 | 0 | 0 | 0 | 0 | 0 | 0 | 0 | 0 | 0 | 0 | 0 | 0 | 0 | 0
Industrial_OR - Industrial_Existing_Space Heating_Natural Gas_Boiler_E3_Baseline Forecast | Industrial | OR - Industrial | Existing | Space Heating | Natural Gas | Boiler | E3 |  | Baseline Forecast | 0 | 0 | 0 | 0 | 0 | 0 | 0 | 0 | 0 | 0 | 0 | 0 | 0 | 0 | 0 | 0 | 0 | 0 | 0 | 0 | 0 | 0 | 0 | 0 | 0 | 0 | 0
Industrial_OR - Industrial_Existing_Space Heating_Natural Gas_Boiler_E4_Baseline Forecast | Industrial | OR - Industrial | Existing | Space Heating | Natural Gas | Boiler | E4 |  | Baseline Forecast | 0 | 0 | 0 | 0 | 0 | 0 | 0 | 0 | 0 | 0 | 0 | 0 | 0 | 0 | 0 | 0 | 0 | 0 | 0 | 0 | 0 | 0 | 0 | 0 | 0 | 0 | 0
Industrial_OR - Industrial_Existing_Space Heating_Natural Gas_Boiler_E5_Baseline Forecast | Industrial | OR - Industrial | Existing | Space Heating | Natural Gas | Boiler | E5 |  | Baseline Forecast | 0 | 0 | 0 | 0 | 0 | 0 | 0 | 0 | 0 | 0 | 0 | 0 | 0 | 0 | 0 | 0 | 0 | 0 | 0 | 0 | 0 | 0 | 0 | 0 | 0 | 0 | 0
Industrial_OR - Industrial_Existing_Space Heating_Natural Gas_Boiler_E6_Baseline Forecast | Industrial | OR - Industrial | Existing | Space Heating | Natural Gas | Boiler | E6 |  | Baseline Forecast | 0 | 0 | 0 | 0 | 0 | 0 | 0 | 0 | 0 | 0 | 0 | 0 | 0 | 0 | 0 | 0 | 0 | 0 | 0 | 0 | 0 | 0 | 0 | 0 | 0 | 0 | 0
Industrial_OR - Industrial_Existing_Space Heating_Natural Gas_Boiler_E7_Baseline Forecast | Industrial | OR - Industrial | Existing | Space Heating | Natural Gas | Boiler | E7 |  | Baseline Forecast | 0 | 0 | 0 | 0 | 0 | 0 | 0 | 0 | 0 | 0 | 0 | 0 | 0 | 0 | 0 | 0 | 0 | 0 | 0 | 0 | 0 | 0 | 0 | 0 | 0 | 0 | 0
Industrial_OR - Industrial_Existing_Space Heating_Natural Gas_Boiler_E8_Baseline Forecast | Industrial | OR - Industrial | Existing | Space Heating | Natural Gas | Boiler | E8 |  | Baseline Forecast | 0 | 0 | 0 | 0 | 0 | 0 | 0 | 0 | 0 | 0 | 0 | 0 | 0 | 0 | 0 | 0 | 0 | 0 | 0 | 0 | 0 | 0 | 0 | 0 | 0 | 0 | 0
Industrial_OR - Industrial_Existing_Space Heating_Natural Gas_Boiler_E9_Baseline Forecast | Industrial | OR - Industrial | Existing | Space Heating | Natural Gas | Boiler | E9 |  | Baseline Forecast | 0 | 0 | 0 | 0 | 0 | 0 | 0 | 0 | 0 | 0 | 0 | 0 | 0 | 0 | 0 | 0 | 0 | 0 | 0 | 0 | 0 | 0 | 0 | 0 | 0 | 0 | 0
Industrial_OR - Industrial_Existing_Space Heating_Natural Gas_Boiler_E10_Baseline Forecast | Industrial | OR - Industrial | Existing | Space Heating | Natural Gas | Boiler | E10 |  | Baseline Forecast | 0 | 0 | 0 | 0 | 0 | 0 | 0 | 0 | 0 | 0 | 0 | 0 | 0 | 0 | 0 | 0 | 0 | 0 | 0 | 0 | 0 | 0 | 0 | 0 | 0 | 0 | 0
Industrial_OR - Industrial_Existing_Space Heating_Natural Gas_Unit Heater_E1_Baseline Forecast | Industrial | OR - Industrial | Existing | Space Heating | Natural Gas | Unit Heater | E1 |  | Baseline Forecast | 0 | 4.9592 | 5.5002 | 5.992 | 6.4391 | 6.8456 | 7.2151 | 7.551 | 7.8564 | 8.134 | 8.3864 | 8.6158 | 8.8244 | 9.014 | 9.1864 | 9.3431 | 9.4856 | 9.0741 | 8.7492 | 8.4985 | 8.3113 | 8.1781 | 8.0905 | 8.0415 | 8.0247 | 8.0346 | 8.0666
Industrial_OR - Industrial_Existing_Space Heating_Natural Gas_Unit Heater_E2_Baseline Forecast | Industrial | OR - Industrial | Existing | Space Heating | Natural Gas | Unit Heater | E2 |  | Baseline Forecast | 0 | 0 | 0 | 0 | 0 | 0 | 0 | 0 | 0 | 0 | 0 | 0 | 0 | 0 | 0 | 0 | 0 | 0 | 0 | 0 | 0 | 0 | 0 | 0 | 0 | 0 | 0
Industrial_OR - Industrial_Existing_Space Heating_Natural Gas_Unit Heater_E3_Baseline Forecast | Industrial | OR - Industrial | Existing | Space Heating | Natural Gas | Unit Heater | E3 |  | Baseline Forecast | 0 | 0 | 0 | 0 | 0 | 0 | 0 | 0 | 0 | 0 | 0 | 0 | 0 | 0 | 0 | 0 | 0 | 0 | 0 | 0 | 0 | 0 | 0 | 0 | 0 | 0 | 0
Industrial_OR - Industrial_Existing_Space Heating_Natural Gas_Unit Heater_E4_Baseline Forecast | Industrial | OR - Industrial | Existing | Space Heating | Natural Gas | Unit Heater | E4 |  | Baseline Forecast | 0 | 0 | 0 | 0 | 0 | 0 | 0 | 0 | 0 | 0 | 0 | 0 | 0 | 0 | 0 | 0 | 0 | 0 | 0 | 0 | 0 | 0 | 0 | 0 | 0 | 0 | 0
Industrial_OR - Industrial_Existing_Space Heating_Natural Gas_Unit Heater_E5_Baseline Forecast | Industrial | OR - Industrial | Existing | Space Heating | Natural Gas | Unit Heater | E5 |  | Baseline Forecast | 0 | 0 | 0 | 0 | 0 | 0 | 0 | 0 | 0 | 0 | 0 | 0 | 0 | 0 | 0 | 0 | 0 | 0 | 0 | 0 | 0 | 0 | 0 | 0 | 0 | 0 | 0
Industrial_OR - Industrial_Existing_Space Heating_Natural Gas_Unit Heater_E6_Baseline Forecast | Industrial | OR - Industrial | Existing | Space Heating | Natural Gas | Unit Heater | E6 |  | Baseline Forecast | 0 | 0 | 0 | 0 | 0 | 0 | 0 | 0 | 0 | 0 | 0 | 0 | 0 | 0 | 0 | 0 | 0 | 0 | 0 | 0 | 0 | 0 | 0 | 0 | 0 | 0 | 0
Industrial_OR - Industrial_Existing_Space Heating_Natural Gas_Unit Heater_E7_Baseline Forecast | Industrial | OR - Industrial | Existing | Space Heating | Natural Gas | Unit Heater | E7 |  | Baseline Forecast | 0 | 0 | 0 | 0 | 0 | 0 | 0 | 0 | 0 | 0 | 0 | 0 | 0 | 0 | 0 | 0 | 0 | 0 | 0 | 0 | 0 | 0 | 0 | 0 | 0 | 0 | 0
Industrial_OR - Industrial_Existing_Space Heating_Natural Gas_Unit Heater_E8_Baseline Forecast | Industrial | OR - Industrial | Existing | Space Heating | Natural Gas | Unit Heater | E8 |  | Baseline Forecast | 0 | 0 | 0 | 0 | 0 | 0 | 0 | 0 | 0 | 0 | 0 | 0 | 0 | 0 | 0 | 0 | 0 | 0 | 0 | 0 | 0 | 0 | 0 | 0 | 0 | 0 | 0
Industrial_OR - Industrial_Existing_Space Heating_Natural Gas_Unit Heater_E9_Baseline Forecast | Industrial | OR - Industrial | Existing | Space Heating | Natural Gas | Unit Heater | E9 |  | Baseline Forecast | 0 | 0 | 0 | 0 | 0 | 0 | 0 | 0 | 0 | 0 | 0 | 0 | 0 | 0 | 0 | 0 | 0 | 0 | 0 | 0 | 0 | 0 | 0 | 0 | 0 | 0 | 0
Industrial_OR - Industrial_Existing_Space Heating_Natural Gas_Unit Heater_E10_Baseline Forecast | Industrial | OR - Industrial | Existing | Space Heating | Natural Gas | Unit Heater | E10 |  | Baseline Forecast | 0 | 0 | 0 | 0 | 0 | 0 | 0 | 0 | 0 | 0 | 0 | 0 | 0 | 0 | 0 | 0 | 0 | 0 | 0 | 0 | 0 | 0 | 0 | 0 | 0 | 0 | 0
Industrial_OR - Industrial_Existing_Process_Natural Gas_Process Boiler_E1_Baseline Forecast | Industrial | OR - Industrial | Existing | Process | Natural Gas | Process Boiler | E1 |  | Baseline Forecast | 0 | 115.8061 | 137.8644 | 156.7715 | 150.9193 | 149.0543 | 150.1568 | 150.2657 | 150.0926 | 150.1018 | 150.1252 | 183.8615 | 185.4655 | 185.9256 | 183.9257 | 183.6023 | 184.2554 | 184.24 | 184.0985 | 184.1236 | 184.147 | 193.9694 | 193.0302 | 191.8952 | 191.6088 | 191.7177 | 191.9333
Industrial_OR - Industrial_Existing_Process_Natural Gas_Process Boiler_E2_Baseline Forecast | Industrial | OR - Industrial | Existing | Process | Natural Gas | Process Boiler | E2 |  | Baseline Forecast | 0 | 0 | 0 | 0 | 0 | 0 | 0 | 0 | 0 | 0 | 0 | 0 | 0 | 0 | 0 | 0 | 0 | 0 | 0 | 0 | 0 | 0 | 0 | 0 | 0 | 0 | 0
Industrial_OR - Industrial_Existing_Process_Natural Gas_Process Boiler_E3_Baseline Forecast | Industrial | OR - Industrial | Existing | Process | Natural Gas | Process Boiler | E3 |  | Baseline Forecast | 0 | 0 | 0 | 0 | 0 | 0 | 0 | 0 | 0 | 0 | 0 | 0 | 0 | 0 | 0 | 0 | 0 | 0 | 0 | 0 | 0 | 0 | 0 | 0 | 0 | 0 | 0
Industrial_OR - Industrial_Existing_Process_Natural Gas_Process Boiler_E4_Baseline Forecast | Industrial | OR - Industrial | Existing | Process | Natural Gas | Process Boiler | E4 |  | Baseline Forecast | 0 | 0 | 0 | 0 | 0 | 0 | 0 | 0 | 0 | 0 | 0 | 0 | 0 | 0 | 0 | 0 | 0 | 0 | 0 | 0 | 0 | 0 | 0 | 0 | 0 | 0 | 0
Industrial_OR - Industrial_Existing_Process_Natural Gas_Process Boiler_E5_Baseline Forecast | Industrial | OR - Industrial | Existing | Process | Natural Gas | Process Boiler | E5 |  | Baseline Forecast | 0 | 0 | 0 | 0 | 0 | 0 | 0 | 0 | 0 | 0 | 0 | 0 | 0 | 0 | 0 | 0 | 0 | 0 | 0 | 0 | 0 | 0 | 0 | 0 | 0 | 0 | 0
Industrial_OR - Industrial_Existing_Process_Natural Gas_Process Boiler_E6_Baseline Forecast | Industrial | OR - Industrial | Existing | Process | Natural Gas | Process Boiler | E6 |  | Baseline Forecast | 0 | 0 | 0 | 0 | 0 | 0 | 0 | 0 | 0 | 0 | 0 | 0 | 0 | 0 | 0 | 0 | 0 | 0 | 0 | 0 | 0 | 0 | 0 | 0 | 0 | 0 | 0
Industrial_OR - Industrial_Existing_Process_Natural Gas_Process Boiler_E7_Baseline Forecast | Industrial | OR - Industrial | Existing | Process | Natural Gas | Process Boiler | E7 |  | Baseline Forecast | 0 | 0 | 0 | 0 | 0 | 0 | 0 | 0 | 0 | 0 | 0 | 0 | 0 | 0 | 0 | 0 | 0 | 0 | 0 | 0 | 0 | 0 | 0 | 0 | 0 | 0 | 0
Industrial_OR - Industrial_Existing_Process_Natural Gas_Process Boiler_E8_Baseline Forecast | Industrial | OR - Industrial | Existing | Process | Natural Gas | Process Boiler | E8 |  | Baseline Forecast | 0 | 0 | 0 | 0 | 0 | 0 | 0 | 0 | 0 | 0 | 0 | 0 | 0 | 0 | 0 | 0 | 0 | 0 | 0 | 0 | 0 | 0 | 0 | 0 | 0 | 0 | 0
Industrial_OR - Industrial_Existing_Process_Natural Gas_Process Boiler_E9_Baseline Forecast | Industrial | OR - Industrial | Existing | Process | Natural Gas | Process Boiler | E9 |  | Baseline Forecast | 0 | 0 | 0 | 0 | 0 | 0 | 0 | 0 | 0 | 0 | 0 | 0 | 0 | 0 | 0 | 0 | 0 | 0 | 0 | 0 | 0 | 0 | 0 | 0 | 0 | 0 | 0
Industrial_OR - Industrial_Existing_Process_Natural Gas_Process Boiler_E10_Baseline Forecast | Industrial | OR - Industrial | Existing | Process | Natural Gas | Process Boiler | E10 |  | Baseline Forecast | 0 | 0 | 0 | 0 | 0 | 0 | 0 | 0 | 0 | 0 | 0 | 0 | 0 | 0 | 0 | 0 | 0 | 0 | 0 | 0 | 0 | 0 | 0 | 0 | 0 | 0 | 0
Industrial_OR - Industrial_Existing_Process_Natural Gas_Process Heating_E1_Baseline Forecast | Industrial | OR - Industrial | Existing | Process | Natural Gas | Process Heating | E1 |  | Baseline Forecast | 0 | 115.8061 | 137.8644 | 156.7715 | 150.9193 | 149.0543 | 150.1568 | 150.2657 | 150.0926 | 150.1018 | 150.1252 | 183.8615 | 185.4655 | 185.9256 | 183.9257 | 183.6023 | 184.2554 | 184.24 | 184.0985 | 184.1236 | 184.147 | 193.9694 | 193.0302 | 191.8952 | 191.6088 | 191.7177 | 191.9333
Industrial_OR - Industrial_Existing_Process_Natural Gas_Process Heating_E2_Baseline Forecast | Industrial | OR - Industrial | Existing | Process | Natural Gas | Process Heating | E2 |  | Baseline Forecast | 0 | 0 | 0 | 0 | 0 | 0 | 0 | 0 | 0 | 0 | 0 | 0 | 0 | 0 | 0 | 0 | 0 | 0 | 0 | 0 | 0 | 0 | 0 | 0 | 0 | 0 | 0
Industrial_OR - Industrial_Existing_Process_Natural Gas_Process Heating_E3_Baseline Forecast | Industrial | OR - Industrial | Existing | Process | Natural Gas | Process Heating | E3 |  | Baseline Forecast | 0 | 0 | 0 | 0 | 0 | 0 | 0 | 0 | 0 | 0 | 0 | 0 | 0 | 0 | 0 | 0 | 0 | 0 | 0 | 0 | 0 | 0 | 0 | 0 | 0 | 0 | 0
Industrial_OR - Industrial_Existing_Process_Natural Gas_Process Heating_E4_Baseline Forecast | Industrial | OR - Industrial | Existing | Process | Natural Gas | Process Heating | E4 |  | Baseline Forecast | 0 | 0 | 0 | 0 | 0 | 0 | 0 | 0 | 0 | 0 | 0 | 0 | 0 | 0 | 0 | 0 | 0 | 0 | 0 | 0 | 0 | 0 | 0 | 0 | 0 | 0 | 0
Industrial_OR - Industrial_Existing_Process_Natural Gas_Process Heating_E5_Baseline Forecast | Industrial | OR - Industrial | Existing | Process | Natural Gas | Process Heating | E5 |  | Baseline Forecast | 0 | 0 | 0 | 0 | 0 | 0 | 0 | 0 | 0 | 0 | 0 | 0 | 0 | 0 | 0 | 0 | 0 | 0 | 0 | 0 | 0 | 0 | 0 | 0 | 0 | 0 | 0
Industrial_OR - Industrial_Existing_Process_Natural Gas_Process Heating_E6_Baseline Forecast | Industrial | OR - Industrial | Existing | Process | Natural Gas | Process Heating | E6 |  | Baseline Forecast | 0 | 0 | 0 | 0 | 0 | 0 | 0 | 0 | 0 | 0 | 0 | 0 | 0 | 0 | 0 | 0 | 0 | 0 | 0 | 0 | 0 | 0 | 0 | 0 | 0 | 0 | 0
Industrial_OR - Industrial_Existing_Process_Natural Gas_Process Heating_E7_Baseline Forecast | Industrial | OR - Industrial | Existing | Process | Natural Gas | Process Heating | E7 |  | Baseline Forecast | 0 | 0 | 0 | 0 | 0 | 0 | 0 | 0 | 0 | 0 | 0 | 0 | 0 | 0 | 0 | 0 | 0 | 0 | 0 | 0 | 0 | 0 | 0 | 0 | 0 | 0 | 0
Industrial_OR - Industrial_Existing_Process_Natural Gas_Process Heating_E8_Baseline Forecast | Industrial | OR - Industrial | Existing | Process | Natural Gas | Process Heating | E8 |  | Baseline Forecast | 0 | 0 | 0 | 0 | 0 | 0 | 0 | 0 | 0 | 0 | 0 | 0 | 0 | 0 | 0 | 0 | 0 | 0 | 0 | 0 | 0 | 0 | 0 | 0 | 0 | 0 | 0
Industrial_OR - Industrial_Existing_Process_Natural Gas_Process Heating_E9_Baseline Forecast | Industrial | OR - Industrial | Existing | Process | Natural Gas | Process Heating | E9 |  | Baseline Forecast | 0 | 0 | 0 | 0 | 0 | 0 | 0 | 0 | 0 | 0 | 0 | 0 | 0 | 0 | 0 | 0 | 0 | 0 | 0 | 0 | 0 | 0 | 0 | 0 | 0 | 0 | 0
Industrial_OR - Industrial_Existing_Process_Natural Gas_Process Heating_E10_Baseline Forecast | Industrial | OR - Industrial | Existing | Process | Natural Gas | Process Heating | E10 |  | Baseline Forecast | 0 | 0 | 0 | 0 | 0 | 0 | 0 | 0 | 0 | 0 | 0 | 0 | 0 | 0 | 0 | 0 | 0 | 0 | 0 | 0 | 0 | 0 | 0 | 0 | 0 | 0 | 0
Industrial_OR - Industrial_Existing_Process_Natural Gas_Process Cooling_E1_Baseline Forecast | Industrial | OR - Industrial | Existing | Process | Natural Gas | Process Cooling | E1 |  | Baseline Forecast | 0 | 115.8061 | 137.8644 | 156.7715 | 150.9193 | 149.0543 | 150.1568 | 150.2657 | 150.0926 | 150.1018 | 150.1252 | 183.8615 | 185.4655 | 185.9256 | 183.9257 | 183.6023 | 184.2554 | 184.24 | 184.0985 | 184.1236 | 184.147 | 193.9694 | 193.0302 | 191.8952 | 191.6088 | 191.7177 | 191.9333
Industrial_OR - Industrial_Existing_Process_Natural Gas_Process Cooling_E2_Baseline Forecast | Industrial | OR - Industrial | Existing | Process | Natural Gas | Process Cooling | E2 |  | Baseline Forecast | 0 | 0 | 0 | 0 | 0 | 0 | 0 | 0 | 0 | 0 | 0 | 0 | 0 | 0 | 0 | 0 | 0 | 0 | 0 | 0 | 0 | 0 | 0 | 0 | 0 | 0 | 0
Industrial_OR - Industrial_Existing_Process_Natural Gas_Process Cooling_E3_Baseline Forecast | Industrial | OR - Industrial | Existing | Process | Natural Gas | Process Cooling | E3 |  | Baseline Forecast | 0 | 0 | 0 | 0 | 0 | 0 | 0 | 0 | 0 | 0 | 0 | 0 | 0 | 0 | 0 | 0 | 0 | 0 | 0 | 0 | 0 | 0 | 0 | 0 | 0 | 0 | 0
Industrial_OR - Industrial_Existing_Process_Natural Gas_Process Cooling_E4_Baseline Forecast | Industrial | OR - Industrial | Existing | Process | Natural Gas | Process Cooling | E4 |  | Baseline Forecast | 0 | 0 | 0 | 0 | 0 | 0 | 0 | 0 | 0 | 0 | 0 | 0 | 0 | 0 | 0 | 0 | 0 | 0 | 0 | 0 | 0 | 0 | 0 | 0 | 0 | 0 | 0
Industrial_OR - Industrial_Existing_Process_Natural Gas_Process Cooling_E5_Baseline Forecast | Industrial | OR - Industrial | Existing | Process | Natural Gas | Process Cooling | E5 |  | Baseline Forecast | 0 | 0 | 0 | 0 | 0 | 0 | 0 | 0 | 0 | 0 | 0 | 0 | 0 | 0 | 0 | 0 | 0 | 0 | 0 | 0 | 0 | 0 | 0 | 0 | 0 | 0 | 0
Industrial_OR - Industrial_Existing_Process_Natural Gas_Process Cooling_E6_Baseline Forecast | Industrial | OR - Industrial | Existing | Process | Natural Gas | Process Cooling | E6 |  | Baseline Forecast | 0 | 0 | 0 | 0 | 0 | 0 | 0 | 0 | 0 | 0 | 0 | 0 | 0 | 0 | 0 | 0 | 0 | 0 | 0 | 0 | 0 | 0 | 0 | 0 | 0 | 0 | 0
Industrial_OR - Industrial_Existing_Process_Natural Gas_Process Cooling_E7_Baseline Forecast | Industrial | OR - Industrial | Existing | Process | Natural Gas | Process Cooling | E7 |  | Baseline Forecast | 0 | 0 | 0 | 0 | 0 | 0 | 0 | 0 | 0 | 0 | 0 | 0 | 0 | 0 | 0 | 0 | 0 | 0 | 0 | 0 | 0 | 0 | 0 | 0 | 0 | 0 | 0
Industrial_OR - Industrial_Existing_Process_Natural Gas_Process Cooling_E8_Baseline Forecast | Industrial | OR - Industrial | Existing | Process | Natural Gas | Process Cooling | E8 |  | Baseline Forecast | 0 | 0 | 0 | 0 | 0 | 0 | 0 | 0 | 0 | 0 | 0 | 0 | 0 | 0 | 0 | 0 | 0 | 0 | 0 | 0 | 0 | 0 | 0 | 0 | 0 | 0 | 0
Industrial_OR - Industrial_Existing_Process_Natural Gas_Process Cooling_E9_Baseline Forecast | Industrial | OR - Industrial | Existing | Process | Natural Gas | Process Cooling | E9 |  | Baseline Forecast | 0 | 0 | 0 | 0 | 0 | 0 | 0 | 0 | 0 | 0 | 0 | 0 | 0 | 0 | 0 | 0 | 0 | 0 | 0 | 0 | 0 | 0 | 0 | 0 | 0 | 0 | 0
Industrial_OR - Industrial_Existing_Process_Natural Gas_Process Cooling_E10_Baseline Forecast | Industrial | OR - Industrial | Existing | Process | Natural Gas | Process Cooling | E10 |  | Baseline Forecast | 0 | 0 | 0 | 0 | 0 | 0 | 0 | 0 | 0 | 0 | 0 | 0 | 0 | 0 | 0 | 0 | 0 | 0 | 0 | 0 | 0 | 0 | 0 | 0 | 0 | 0 | 0
Industrial_OR - Industrial_Existing_Process_Natural Gas_Other Process_E1_Baseline Forecast | Industrial | OR - Industrial | Existing | Process | Natural Gas | Other Process | E1 |  | Baseline Forecast | 0 | 115.8061 | 137.8644 | 156.7715 | 150.9193 | 149.0543 | 150.1568 | 150.2657 | 150.0926 | 150.1018 | 150.1252 | 183.8615 | 185.4655 | 185.9256 | 183.9257 | 183.6023 | 184.2554 | 184.24 | 184.0985 | 184.1236 | 184.147 | 193.9694 | 193.0302 | 191.8952 | 191.6088 | 191.7177 | 191.9333
Industrial_OR - Industrial_Existing_Process_Natural Gas_Other Process_E2_Baseline Forecast | Industrial | OR - Industrial | Existing | Process | Natural Gas | Other Process | E2 |  | Baseline Forecast | 0 | 0 | 0 | 0 | 0 | 0 | 0 | 0 | 0 | 0 | 0 | 0 | 0 | 0 | 0 | 0 | 0 | 0 | 0 | 0 | 0 | 0 | 0 | 0 | 0 | 0 | 0
Industrial_OR - Industrial_Existing_Process_Natural Gas_Other Process_E3_Baseline Forecast | Industrial | OR - Industrial | Existing | Process | Natural Gas | Other Process | E3 |  | Baseline Forecast | 0 | 0 | 0 | 0 | 0 | 0 | 0 | 0 | 0 | 0 | 0 | 0 | 0 | 0 | 0 | 0 | 0 | 0 | 0 | 0 | 0 | 0 | 0 | 0 | 0 | 0 | 0
Industrial_OR - Industrial_Existing_Process_Natural Gas_Other Process_E4_Baseline Forecast | Industrial | OR - Industrial | Existing | Process | Natural Gas | Other Process | E4 |  | Baseline Forecast | 0 | 0 | 0 | 0 | 0 | 0 | 0 | 0 | 0 | 0 | 0 | 0 | 0 | 0 | 0 | 0 | 0 | 0 | 0 | 0 | 0 | 0 | 0 | 0 | 0 | 0 | 0
Industrial_OR - Industrial_Existing_Process_Natural Gas_Other Process_E5_Baseline Forecast | Industrial | OR - Industrial | Existing | Process | Natural Gas | Other Process | E5 |  | Baseline Forecast | 0 | 0 | 0 | 0 | 0 | 0 | 0 | 0 | 0 | 0 | 0 | 0 | 0 | 0 | 0 | 0 | 0 | 0 | 0 | 0 | 0 | 0 | 0 | 0 | 0 | 0 | 0
Industrial_OR - Industrial_Existing_Process_Natural Gas_Other Process_E6_Baseline Forecast | Industrial | OR - Industrial | Existing | Process | Natural Gas | Other Process | E6 |  | Baseline Forecast | 0 | 0 | 0 | 0 | 0 | 0 | 0 | 0 | 0 | 0 | 0 | 0 | 0 | 0 | 0 | 0 | 0 | 0 | 0 | 0 | 0 | 0 | 0 | 0 | 0 | 0 | 0
Industrial_OR - Industrial_Existing_Process_Natural Gas_Other Process_E7_Baseline Forecast | Industrial | OR - Industrial | Existing | Process | Natural Gas | Other Process | E7 |  | Baseline Forecast | 0 | 0 | 0 | 0 | 0 | 0 | 0 | 0 | 0 | 0 | 0 | 0 | 0 | 0 | 0 | 0 | 0 | 0 | 0 | 0 | 0 | 0 | 0 | 0 | 0 | 0 | 0
Industrial_OR - Industrial_Existing_Process_Natural Gas_Other Process_E8_Baseline Forecast | Industrial | OR - Industrial | Existing | Process | Natural Gas | Other Process | E8 |  | Baseline Forecast | 0 | 0 | 0 | 0 | 0 | 0 | 0 | 0 | 0 | 0 | 0 | 0 | 0 | 0 | 0 | 0 | 0 | 0 | 0 | 0 | 0 | 0 | 0 | 0 | 0 | 0 | 0
Industrial_OR - Industrial_Existing_Process_Natural Gas_Other Process_E9_Baseline Forecast | Industrial | OR - Industrial | Existing | Process | Natural Gas | Other Process | E9 |  | Baseline Forecast | 0 | 0 | 0 | 0 | 0 | 0 | 0 | 0 | 0 | 0 | 0 | 0 | 0 | 0 | 0 | 0 | 0 | 0 | 0 | 0 | 0 | 0 | 0 | 0 | 0 | 0 | 0
Industrial_OR - Industrial_Existing_Process_Natural Gas_Other Process_E10_Baseline Forecast | Industrial | OR - Industrial | Existing | Process | Natural Gas | Other Process | E10 |  | Baseline Forecast | 0 | 0 | 0 | 0 | 0 | 0 | 0 | 0 | 0 | 0 | 0 | 0 | 0 | 0 | 0 | 0 | 0 | 0 | 0 | 0 | 0 | 0 | 0 | 0 | 0 | 0 | 0
Industrial_OR - Industrial_Existing_Miscellaneous_Natural Gas_Miscellaneous_E1_Baseline Forecast | Industrial | OR - Industrial | Existing | Miscellaneous | Natural Gas | Miscellaneous | E1 |  | Baseline Forecast | 0 | 115.8061 | 137.8644 | 156.7715 | 150.9193 | 149.0543 | 150.1568 | 150.2657 | 150.0926 | 150.1018 | 150.1252 | 183.8615 | 185.4655 | 185.9256 | 183.9257 | 183.6023 | 184.2554 | 184.24 | 184.0985 | 184.1236 | 184.147 | 193.9694 | 193.0302 | 191.8952 | 191.6088 | 191.7177 | 191.9333
Industrial_OR - Industrial_Existing_Miscellaneous_Natural Gas_Miscellaneous_E2_Baseline Forecast | Industrial | OR - Industrial | Existing | Miscellaneous | Natural Gas | Miscellaneous | E2 |  | Baseline Forecast | 0 | 0 | 0 | 0 | 0 | 0 | 0 | 0 | 0 | 0 | 0 | 0 | 0 | 0 | 0 | 0 | 0 | 0 | 0 | 0 | 0 | 0 | 0 | 0 | 0 | 0 | 0
Industrial_OR - Industrial_Existing_Miscellaneous_Natural Gas_Miscellaneous_E3_Baseline Forecast | Industrial | OR - Industrial | Existing | Miscellaneous | Natural Gas | Miscellaneous | E3 |  | Baseline Forecast | 0 | 0 | 0 | 0 | 0 | 0 | 0 | 0 | 0 | 0 | 0 | 0 | 0 | 0 | 0 | 0 | 0 | 0 | 0 | 0 | 0 | 0 | 0 | 0 | 0 | 0 | 0
Industrial_OR - Industrial_Existing_Miscellaneous_Natural Gas_Miscellaneous_E4_Baseline Forecast | Industrial | OR - Industrial | Existing | Miscellaneous | Natural Gas | Miscellaneous | E4 |  | Baseline Forecast | 0 | 0 | 0 | 0 | 0 | 0 | 0 | 0 | 0 | 0 | 0 | 0 | 0 | 0 | 0 | 0 | 0 | 0 | 0 | 0 | 0 | 0 | 0 | 0 | 0 | 0 | 0
Industrial_OR - Industrial_Existing_Miscellaneous_Natural Gas_Miscellaneous_E5_Baseline Forecast | Industrial | OR - Industrial | Existing | Miscellaneous | Natural Gas | Miscellaneous | E5 |  | Baseline Forecast | 0 | 0 | 0 | 0 | 0 | 0 | 0 | 0 | 0 | 0 | 0 | 0 | 0 | 0 | 0 | 0 | 0 | 0 | 0 | 0 | 0 | 0 | 0 | 0 | 0 | 0 | 0
Industrial_OR - Industrial_Existing_Miscellaneous_Natural Gas_Miscellaneous_E6_Baseline Forecast | Industrial | OR - Industrial | Existing | Miscellaneous | Natural Gas | Miscellaneous | E6 |  | Baseline Forecast | 0 | 0 | 0 | 0 | 0 | 0 | 0 | 0 | 0 | 0 | 0 | 0 | 0 | 0 | 0 | 0 | 0 | 0 | 0 | 0 | 0 | 0 | 0 | 0 | 0 | 0 | 0
Industrial_OR - Industrial_Existing_Miscellaneous_Natural Gas_Miscellaneous_E7_Baseline Forecast | Industrial | OR - Industrial | Existing | Miscellaneous | Natural Gas | Miscellaneous | E7 |  | Baseline Forecast | 0 | 0 | 0 | 0 | 0 | 0 | 0 | 0 | 0 | 0 | 0 | 0 | 0 | 0 | 0 | 0 | 0 | 0 | 0 | 0 | 0 | 0 | 0 | 0 | 0 | 0 | 0
Industrial_OR - Industrial_Existing_Miscellaneous_Natural Gas_Miscellaneous_E8_Baseline Forecast | Industrial | OR - Industrial | Existing | Miscellaneous | Natural Gas | Miscellaneous | E8 |  | Baseline Forecast | 0 | 0 | 0 | 0 | 0 | 0 | 0 | 0 | 0 | 0 | 0 | 0 | 0 | 0 | 0 | 0 | 0 | 0 | 0 | 0 | 0 | 0 | 0 | 0 | 0 | 0 | 0
Industrial_OR - Industrial_Existing_Miscellaneous_Natural Gas_Miscellaneous_E9_Baseline Forecast | Industrial | OR - Industrial | Existing | Miscellaneous | Natural Gas | Miscellaneous | E9 |  | Baseline Forecast | 0 | 0 | 0 | 0 | 0 | 0 | 0 | 0 | 0 | 0 | 0 | 0 | 0 | 0 | 0 | 0 | 0 | 0 | 0 | 0 | 0 | 0 | 0 | 0 | 0 | 0 | 0
Industrial_OR - Industrial_Existing_Miscellaneous_Natural Gas_Miscellaneous_E10_Baseline Forecast | Industrial | OR - Industrial | Existing | Miscellaneous | Natural Gas | Miscellaneous | E10 |  | Baseline Forecast | 0 | 0 | 0 | 0 | 0 | 0 | 0 | 0 | 0 | 0 | 0 | 0 | 0 | 0 | 0 | 0 | 0 | 0 | 0 | 0 | 0 | 0 | 0 | 0 | 0 | 0 | 0
Industrial_OR - Industrial_New_Space Heating_Natural Gas_Furnace_E1_Baseline Forecast | Industrial | OR - Industrial | New | Space Heating | Natural Gas | Furnace | E1 |  | Baseline Forecast | 0 | 0 | 0 | 0 | 0 | 0 | 0 | 0 | 0 | 0 | 0 | 0 | 0 | 0 | 0 | 0 | 0 | 0 | 0 | 0 | 0 | 0 | 0 | 0 | 0 | 0 | 0
Industrial_OR - Industrial_New_Space Heating_Natural Gas_Furnace_E2_Baseline Forecast | Industrial | OR - Industrial | New | Space Heating | Natural Gas | Furnace | E2 |  | Baseline Forecast | 0 | 0 | 0 | 0 | 0 | 0 | 0 | 0 | 0 | 0 | 0 | 0 | 0 | 0 | 0 | 0 | 0 | 0 | 0 | 0 | 0 | 0 | 0 | 0 | 0 | 0 | 0
Industrial_OR - Industrial_New_Space Heating_Natural Gas_Furnace_E3_Baseline Forecast | Industrial | OR - Industrial | New | Space Heating | Natural Gas | Furnace | E3 |  | Baseline Forecast | 0 | 0 | 0 | 0 | 0 | 0 | 0 | 0 | 0 | 0 | 0 | 0 | 0 | 0 | 0 | 0 | 0 | 0 | 0 | 0 | 0 | 0 | 0 | 0 | 0 | 0 | 0
Industrial_OR - Industrial_New_Space Heating_Natural Gas_Furnace_E4_Baseline Forecast | Industrial | OR - Industrial | New | Space Heating | Natural Gas | Furnace | E4 |  | Baseline Forecast | 0 | 0 | 0 | 0 | 0 | 0 | 0 | 0 | 0 | 0 | 0 | 0 | 0 | 0 | 0 | 0 | 0 | 0 | 0 | 0 | 0 | 0 | 0 | 0 | 0 | 0 | 0
Industrial_OR - Industrial_New_Space Heating_Natural Gas_Furnace_E5_Baseline Forecast | Industrial | OR - Industrial | New | Space Heating | Natural Gas | Furnace | E5 |  | Baseline Forecast | 0 | 0 | 0 | 0 | 0 | 0 | 0 | 0 | 0 | 0 | 0 | 0 | 0 | 0 | 0 | 0 | 0 | 0 | 0 | 0 | 0 | 0 | 0 | 0 | 0 | 0 | 0
Industrial_OR - Industrial_New_Space Heating_Natural Gas_Furnace_E6_Baseline Forecast | Industrial | OR - Industrial | New | Space Heating | Natural Gas | Furnace | E6 |  | Baseline Forecast | 0 | 0 | 0 | 0 | 0 | 0 | 0 | 0 | 0 | 0 | 0 | 0 | 0 | 0 | 0 | 0 | 0 | 0 | 0 | 0 | 0 | 0 | 0 | 0 | 0 | 0 | 0
Industrial_OR - Industrial_New_Space Heating_Natural Gas_Furnace_E7_Baseline Forecast | Industrial | OR - Industrial | New | Space Heating | Natural Gas | Furnace | E7 |  | Baseline Forecast | 0 | 0 | 0 | 0 | 0 | 0 | 0 | 0 | 0 | 0 | 0 | 0 | 0 | 0 | 0 | 0 | 0 | 0 | 0 | 0 | 0 | 0 | 0 | 0 | 0 | 0 | 0
Industrial_OR - Industrial_New_Space Heating_Natural Gas_Furnace_E8_Baseline Forecast | Industrial | OR - Industrial | New | Space Heating | Natural Gas | Furnace | E8 |  | Baseline Forecast | 0 | 0 | 0 | 0 | 0 | 0 | 0 | 0 | 0 | 0 | 0 | 0 | 0 | 0 | 0 | 0 | 0 | 0 | 0 | 0 | 0 | 0 | 0 | 0 | 0 | 0 | 0
Industrial_OR - Industrial_New_Space Heating_Natural Gas_Furnace_E9_Baseline Forecast | Industrial | OR - Industrial | New | Space Heating | Natural Gas | Furnace | E9 |  | Baseline Forecast | 0 | 0 | 0 | 0 | 0 | 0 | 0 | 0 | 0 | 0 | 0 | 0 | 0 | 0 | 0 | 0 | 0 | 0 | 0 | 0 | 0 | 0 | 0 | 0 | 0 | 0 | 0
Industrial_OR - Industrial_New_Space Heating_Natural Gas_Furnace_E10_Baseline Forecast | Industrial | OR - Industrial | New | Space Heating | Natural Gas | Furnace | E10 |  | Baseline Forecast | 0 | 0 | 0 | 0 | 0 | 0 | 0 | 0 | 0 | 0 | 0 | 0 | 0 | 0 | 0 | 0 | 0 | 0 | 0 | 0 | 0 | 0 | 0 | 0 | 0 | 0 | 0
Industrial_OR - Industrial_New_Space Heating_Natural Gas_Boiler_E1_Baseline Forecast | Industrial | OR - Industrial | New | Space Heating | Natural Gas | Boiler | E1 |  | Baseline Forecast | 0 | 0 | 0 | 0 | 0 | 0 | 0 | 0 | 0 | 0 | 0 | 0 | 0 | 0 | 0 | 0 | 0 | 0 | 0 | 0 | 0 | 0 | 0 | 0 | 0 | 0 | 0
Industrial_OR - Industrial_New_Space Heating_Natural Gas_Boiler_E2_Baseline Forecast | Industrial | OR - Industrial | New | Space Heating | Natural Gas | Boiler | E2 |  | Baseline Forecast | 0 | 0 | 0 | 0 | 0 | 0 | 0 | 0 | 0 | 0 | 0 | 0 | 0 | 0 | 0 | 0 | 0 | 0 | 0 | 0 | 0 | 0 | 0 | 0 | 0 | 0 | 0
Industrial_OR - Industrial_New_Space Heating_Natural Gas_Boiler_E3_Baseline Forecast | Industrial | OR - Industrial | New | Space Heating | Natural Gas | Boiler | E3 |  | Baseline Forecast | 0 | 0 | 0 | 0 | 0 | 0 | 0 | 0 | 0 | 0 | 0 | 0 | 0 | 0 | 0 | 0 | 0 | 0 | 0 | 0 | 0 | 0 | 0 | 0 | 0 | 0 | 0
Industrial_OR - Industrial_New_Space Heating_Natural Gas_Boiler_E4_Baseline Forecast | Industrial | OR - Industrial | New | Space Heating | Natural Gas | Boiler | E4 |  | Baseline Forecast | 0 | 0 | 0 | 0 | 0 | 0 | 0 | 0 | 0 | 0 | 0 | 0 | 0 | 0 | 0 | 0 | 0 | 0 | 0 | 0 | 0 | 0 | 0 | 0 | 0 | 0 | 0
Industrial_OR - Industrial_New_Space Heating_Natural Gas_Boiler_E5_Baseline Forecast | Industrial | OR - Industrial | New | Space Heating | Natural Gas | Boiler | E5 |  | Baseline Forecast | 0 | 0 | 0 | 0 | 0 | 0 | 0 | 0 | 0 | 0 | 0 | 0 | 0 | 0 | 0 | 0 | 0 | 0 | 0 | 0 | 0 | 0 | 0 | 0 | 0 | 0 | 0
Industrial_OR - Industrial_New_Space Heating_Natural Gas_Boiler_E6_Baseline Forecast | Industrial | OR - Industrial | New | Space Heating | Natural Gas | Boiler | E6 |  | Baseline Forecast | 0 | 0 | 0 | 0 | 0 | 0 | 0 | 0 | 0 | 0 | 0 | 0 | 0 | 0 | 0 | 0 | 0 | 0 | 0 | 0 | 0 | 0 | 0 | 0 | 0 | 0 | 0
Industrial_OR - Industrial_New_Space Heating_Natural Gas_Boiler_E7_Baseline Forecast | Industrial | OR - Industrial | New | Space Heating | Natural Gas | Boiler | E7 |  | Baseline Forecast | 0 | 0 | 0 | 0 | 0 | 0 | 0 | 0 | 0 | 0 | 0 | 0 | 0 | 0 | 0 | 0 | 0 | 0 | 0 | 0 | 0 | 0 | 0 | 0 | 0 | 0 | 0
Industrial_OR - Industrial_New_Space Heating_Natural Gas_Boiler_E8_Baseline Forecast | Industrial | OR - Industrial | New | Space Heating | Natural Gas | Boiler | E8 |  | Baseline Forecast | 0 | 0 | 0 | 0 | 0 | 0 | 0 | 0 | 0 | 0 | 0 | 0 | 0 | 0 | 0 | 0 | 0 | 0 | 0 | 0 | 0 | 0 | 0 | 0 | 0 | 0 | 0
Industrial_OR - Industrial_New_Space Heating_Natural Gas_Boiler_E9_Baseline Forecast | Industrial | OR - Industrial | New | Space Heating | Natural Gas | Boiler | E9 |  | Baseline Forecast | 0 | 0 | 0 | 0 | 0 | 0 | 0 | 0 | 0 | 0 | 0 | 0 | 0 | 0 | 0 | 0 | 0 | 0 | 0 | 0 | 0 | 0 | 0 | 0 | 0 | 0 | 0
Industrial_OR - Industrial_New_Space Heating_Natural Gas_Boiler_E10_Baseline Forecast | Industrial | OR - Industrial | New | Space Heating | Natural Gas | Boiler | E10 |  | Baseline Forecast | 0 | 0 | 0 | 0 | 0 | 0 | 0 | 0 | 0 | 0 | 0 | 0 | 0 | 0 | 0 | 0 | 0 | 0 | 0 | 0 | 0 | 0 | 0 | 0 | 0 | 0 | 0
Industrial_OR - Industrial_New_Space Heating_Natural Gas_Unit Heater_E1_Baseline Forecast | Industrial | OR - Industrial | New | Space Heating | Natural Gas | Unit Heater | E1 |  | Baseline Forecast | 0 | 0 | 0 | 0 | 0 | 0 | 0 | 0 | 0 | 0 | 0 | 0 | 0 | 0 | 0 | 0 | 0 | 0 | 0 | 0 | 0 | 0 | 0 | 0 | 0 | 0 | 0
Industrial_OR - Industrial_New_Space Heating_Natural Gas_Unit Heater_E2_Baseline Forecast | Industrial | OR - Industrial | New | Space Heating | Natural Gas | Unit Heater | E2 |  | Baseline Forecast | 0 | 0 | 0 | 0 | 0 | 0 | 0 | 0 | 0 | 0 | 0 | 0 | 0 | 0 | 0 | 0 | 0 | 0 | 0 | 0 | 0 | 0 | 0 | 0 | 0 | 0 | 0
Industrial_OR - Industrial_New_Space Heating_Natural Gas_Unit Heater_E3_Baseline Forecast | Industrial | OR - Industrial | New | Space Heating | Natural Gas | Unit Heater | E3 |  | Baseline Forecast | 0 | 0 | 0 | 0 | 0 | 0 | 0 | 0 | 0 | 0 | 0 | 0 | 0 | 0 | 0 | 0 | 0 | 0 | 0 | 0 | 0 | 0 | 0 | 0 | 0 | 0 | 0
Industrial_OR - Industrial_New_Space Heating_Natural Gas_Unit Heater_E4_Baseline Forecast | Industrial | OR - Industrial | New | Space Heating | Natural Gas | Unit Heater | E4 |  | Baseline Forecast | 0 | 0 | 0 | 0 | 0 | 0 | 0 | 0 | 0 | 0 | 0 | 0 | 0 | 0 | 0 | 0 | 0 | 0 | 0 | 0 | 0 | 0 | 0 | 0 | 0 | 0 | 0
Industrial_OR - Industrial_New_Space Heating_Natural Gas_Unit Heater_E5_Baseline Forecast | Industrial | OR - Industrial | New | Space Heating | Natural Gas | Unit Heater | E5 |  | Baseline Forecast | 0 | 0 | 0 | 0 | 0 | 0 | 0 | 0 | 0 | 0 | 0 | 0 | 0 | 0 | 0 | 0 | 0 | 0 | 0 | 0 | 0 | 0 | 0 | 0 | 0 | 0 | 0
Industrial_OR - Industrial_New_Space Heating_Natural Gas_Unit Heater_E6_Baseline Forecast | Industrial | OR - Industrial | New | Space Heating | Natural Gas | Unit Heater | E6 |  | Baseline Forecast | 0 | 0 | 0 | 0 | 0 | 0 | 0 | 0 | 0 | 0 | 0 | 0 | 0 | 0 | 0 | 0 | 0 | 0 | 0 | 0 | 0 | 0 | 0 | 0 | 0 | 0 | 0
Industrial_OR - Industrial_New_Space Heating_Natural Gas_Unit Heater_E7_Baseline Forecast | Industrial | OR - Industrial | New | Space Heating | Natural Gas | Unit Heater | E7 |  | Baseline Forecast | 0 | 0 | 0 | 0 | 0 | 0 | 0 | 0 | 0 | 0 | 0 | 0 | 0 | 0 | 0 | 0 | 0 | 0 | 0 | 0 | 0 | 0 | 0 | 0 | 0 | 0 | 0
Industrial_OR - Industrial_New_Space Heating_Natural Gas_Unit Heater_E8_Baseline Forecast | Industrial | OR - Industrial | New | Space Heating | Natural Gas | Unit Heater | E8 |  | Baseline Forecast | 0 | 0 | 0 | 0 | 0 | 0 | 0 | 0 | 0 | 0 | 0 | 0 | 0 | 0 | 0 | 0 | 0 | 0 | 0 | 0 | 0 | 0 | 0 | 0 | 0 | 0 | 0
Industrial_OR - Industrial_New_Space Heating_Natural Gas_Unit Heater_E9_Baseline Forecast | Industrial | OR - Industrial | New | Space Heating | Natural Gas | Unit Heater | E9 |  | Baseline Forecast | 0 | 0 | 0 | 0 | 0 | 0 | 0 | 0 | 0 | 0 | 0 | 0 | 0 | 0 | 0 | 0 | 0 | 0 | 0 | 0 | 0 | 0 | 0 | 0 | 0 | 0 | 0
Industrial_OR - Industrial_New_Space Heating_Natural Gas_Unit Heater_E10_Baseline Forecast | Industrial | OR - Industrial | New | Space Heating | Natural Gas | Unit Heater | E10 |  | Baseline Forecast | 0 | 0 | 0 | 0 | 0 | 0 | 0 | 0 | 0 | 0 | 0 | 0 | 0 | 0 | 0 | 0 | 0 | 0 | 0 | 0 | 0 | 0 | 0 | 0 | 0 | 0 | 0
Industrial_OR - Industrial_New_Process_Natural Gas_Process Boiler_E1_Baseline Forecast | Industrial | OR - Industrial | New | Process | Natural Gas | Process Boiler | E1 |  | Baseline Forecast | 0 | 0 | 0 | 0 | 0 | 0 | 0 | 0 | 0 | 0 | 0 | 0 | 0 | 0 | 0 | 0 | 0 | 0 | 0 | 0 | 0 | 0 | 0 | 0 | 0 | 0 | 0
Industrial_OR - Industrial_New_Process_Natural Gas_Process Boiler_E2_Baseline Forecast | Industrial | OR - Industrial | New | Process | Natural Gas | Process Boiler | E2 |  | Baseline Forecast | 0 | 0 | 0 | 0 | 0 | 0 | 0 | 0 | 0 | 0 | 0 | 0 | 0 | 0 | 0 | 0 | 0 | 0 | 0 | 0 | 0 | 0 | 0 | 0 | 0 | 0 | 0
Industrial_OR - Industrial_New_Process_Natural Gas_Process Boiler_E3_Baseline Forecast | Industrial | OR - Industrial | New | Process | Natural Gas | Process Boiler | E3 |  | Baseline Forecast | 0 | 0 | 0 | 0 | 0 | 0 | 0 | 0 | 0 | 0 | 0 | 0 | 0 | 0 | 0 | 0 | 0 | 0 | 0 | 0 | 0 | 0 | 0 | 0 | 0 | 0 | 0
Industrial_OR - Industrial_New_Process_Natural Gas_Process Boiler_E4_Baseline Forecast | Industrial | OR - Industrial | New | Process | Natural Gas | Process Boiler | E4 |  | Baseline Forecast | 0 | 0 | 0 | 0 | 0 | 0 | 0 | 0 | 0 | 0 | 0 | 0 | 0 | 0 | 0 | 0 | 0 | 0 | 0 | 0 | 0 | 0 | 0 | 0 | 0 | 0 | 0
Industrial_OR - Industrial_New_Process_Natural Gas_Process Boiler_E5_Baseline Forecast | Industrial | OR - Industrial | New | Process | Natural Gas | Process Boiler | E5 |  | Baseline Forecast | 0 | 0 | 0 | 0 | 0 | 0 | 0 | 0 | 0 | 0 | 0 | 0 | 0 | 0 | 0 | 0 | 0 | 0 | 0 | 0 | 0 | 0 | 0 | 0 | 0 | 0 | 0
Industrial_OR - Industrial_New_Process_Natural Gas_Process Boiler_E6_Baseline Forecast | Industrial | OR - Industrial | New | Process | Natural Gas | Process Boiler | E6 |  | Baseline Forecast | 0 | 0 | 0 | 0 | 0 | 0 | 0 | 0 | 0 | 0 | 0 | 0 | 0 | 0 | 0 | 0 | 0 | 0 | 0 | 0 | 0 | 0 | 0 | 0 | 0 | 0 | 0
Industrial_OR - Industrial_New_Process_Natural Gas_Process Boiler_E7_Baseline Forecast | Industrial | OR - Industrial | New | Process | Natural Gas | Process Boiler | E7 |  | Baseline Forecast | 0 | 0 | 0 | 0 | 0 | 0 | 0 | 0 | 0 | 0 | 0 | 0 | 0 | 0 | 0 | 0 | 0 | 0 | 0 | 0 | 0 | 0 | 0 | 0 | 0 | 0 | 0
Industrial_OR - Industrial_New_Process_Natural Gas_Process Boiler_E8_Baseline Forecast | Industrial | OR - Industrial | New | Process | Natural Gas | Process Boiler | E8 |  | Baseline Forecast | 0 | 0 | 0 | 0 | 0 | 0 | 0 | 0 | 0 | 0 | 0 | 0 | 0 | 0 | 0 | 0 | 0 | 0 | 0 | 0 | 0 | 0 | 0 | 0 | 0 | 0 | 0
Industrial_OR - Industrial_New_Process_Natural Gas_Process Boiler_E9_Baseline Forecast | Industrial | OR - Industrial | New | Process | Natural Gas | Process Boiler | E9 |  | Baseline Forecast | 0 | 0 | 0 | 0 | 0 | 0 | 0 | 0 | 0 | 0 | 0 | 0 | 0 | 0 | 0 | 0 | 0 | 0 | 0 | 0 | 0 | 0 | 0 | 0 | 0 | 0 | 0
Industrial_OR - Industrial_New_Process_Natural Gas_Process Boiler_E10_Baseline Forecast | Industrial | OR - Industrial | New | Process | Natural Gas | Process Boiler | E10 |  | Baseline Forecast | 0 | 0 | 0 | 0 | 0 | 0 | 0 | 0 | 0 | 0 | 0 | 0 | 0 | 0 | 0 | 0 | 0 | 0 | 0 | 0 | 0 | 0 | 0 | 0 | 0 | 0 | 0
Industrial_OR - Industrial_New_Process_Natural Gas_Process Heating_E1_Baseline Forecast | Industrial | OR - Industrial | New | Process | Natural Gas | Process Heating | E1 |  | Baseline Forecast | 0 | 0 | 0 | 0 | 0 | 0 | 0 | 0 | 0 | 0 | 0 | 0 | 0 | 0 | 0 | 0 | 0 | 0 | 0 | 0 | 0 | 0 | 0 | 0 | 0 | 0 | 0
Industrial_OR - Industrial_New_Process_Natural Gas_Process Heating_E2_Baseline Forecast | Industrial | OR - Industrial | New | Process | Natural Gas | Process Heating | E2 |  | Baseline Forecast | 0 | 0 | 0 | 0 | 0 | 0 | 0 | 0 | 0 | 0 | 0 | 0 | 0 | 0 | 0 | 0 | 0 | 0 | 0 | 0 | 0 | 0 | 0 | 0 | 0 | 0 | 0
Industrial_OR - Industrial_New_Process_Natural Gas_Process Heating_E3_Baseline Forecast | Industrial | OR - Industrial | New | Process | Natural Gas | Process Heating | E3 |  | Baseline Forecast | 0 | 0 | 0 | 0 | 0 | 0 | 0 | 0 | 0 | 0 | 0 | 0 | 0 | 0 | 0 | 0 | 0 | 0 | 0 | 0 | 0 | 0 | 0 | 0 | 0 | 0 | 0
Industrial_OR - Industrial_New_Process_Natural Gas_Process Heating_E4_Baseline Forecast | Industrial | OR - Industrial | New | Process | Natural Gas | Process Heating | E4 |  | Baseline Forecast | 0 | 0 | 0 | 0 | 0 | 0 | 0 | 0 | 0 | 0 | 0 | 0 | 0 | 0 | 0 | 0 | 0 | 0 | 0 | 0 | 0 | 0 | 0 | 0 | 0 | 0 | 0
Industrial_OR - Industrial_New_Process_Natural Gas_Process Heating_E5_Baseline Forecast | Industrial | OR - Industrial | New | Process | Natural Gas | Process Heating | E5 |  | Baseline Forecast | 0 | 0 | 0 | 0 | 0 | 0 | 0 | 0 | 0 | 0 | 0 | 0 | 0 | 0 | 0 | 0 | 0 | 0 | 0 | 0 | 0 | 0 | 0 | 0 | 0 | 0 | 0
Industrial_OR - Industrial_New_Process_Natural Gas_Process Heating_E6_Baseline Forecast | Industrial | OR - Industrial | New | Process | Natural Gas | Process Heating | E6 |  | Baseline Forecast | 0 | 0 | 0 | 0 | 0 | 0 | 0 | 0 | 0 | 0 | 0 | 0 | 0 | 0 | 0 | 0 | 0 | 0 | 0 | 0 | 0 | 0 | 0 | 0 | 0 | 0 | 0
Industrial_OR - Industrial_New_Process_Natural Gas_Process Heating_E7_Baseline Forecast | Industrial | OR - Industrial | New | Process | Natural Gas | Process Heating | E7 |  | Baseline Forecast | 0 | 0 | 0 | 0 | 0 | 0 | 0 | 0 | 0 | 0 | 0 | 0 | 0 | 0 | 0 | 0 | 0 | 0 | 0 | 0 | 0 | 0 | 0 | 0 | 0 | 0 | 0
Industrial_OR - Industrial_New_Process_Natural Gas_Process Heating_E8_Baseline Forecast | Industrial | OR - Industrial | New | Process | Natural Gas | Process Heating | E8 |  | Baseline Forecast | 0 | 0 | 0 | 0 | 0 | 0 | 0 | 0 | 0 | 0 | 0 | 0 | 0 | 0 | 0 | 0 | 0 | 0 | 0 | 0 | 0 | 0 | 0 | 0 | 0 | 0 | 0
Industrial_OR - Industrial_New_Process_Natural Gas_Process Heating_E9_Baseline Forecast | Industrial | OR - Industrial | New | Process | Natural Gas | Process Heating | E9 |  | Baseline Forecast | 0 | 0 | 0 | 0 | 0 | 0 | 0 | 0 | 0 | 0 | 0 | 0 | 0 | 0 | 0 | 0 | 0 | 0 | 0 | 0 | 0 | 0 | 0 | 0 | 0 | 0 | 0
Industrial_OR - Industrial_New_Process_Natural Gas_Process Heating_E10_Baseline Forecast | Industrial | OR - Industrial | New | Process | Natural Gas | Process Heating | E10 |  | Baseline Forecast | 0 | 0 | 0 | 0 | 0 | 0 | 0 | 0 | 0 | 0 | 0 | 0 | 0 | 0 | 0 | 0 | 0 | 0 | 0 | 0 | 0 | 0 | 0 | 0 | 0 | 0 | 0
Industrial_OR - Industrial_New_Process_Natural Gas_Process Cooling_E1_Baseline Forecast | Industrial | OR - Industrial | New | Process | Natural Gas | Process Cooling | E1 |  | Baseline Forecast | 0 | 0 | 0 | 0 | 0 | 0 | 0 | 0 | 0 | 0 | 0 | 0 | 0 | 0 | 0 | 0 | 0 | 0 | 0 | 0 | 0 | 0 | 0 | 0 | 0 | 0 | 0
Industrial_OR - Industrial_New_Process_Natural Gas_Process Cooling_E2_Baseline Forecast | Industrial | OR - Industrial | New | Process | Natural Gas | Process Cooling | E2 |  | Baseline Forecast | 0 | 0 | 0 | 0 | 0 | 0 | 0 | 0 | 0 | 0 | 0 | 0 | 0 | 0 | 0 | 0 | 0 | 0 | 0 | 0 | 0 | 0 | 0 | 0 | 0 | 0 | 0
Industrial_OR - Industrial_New_Process_Natural Gas_Process Cooling_E3_Baseline Forecast | Industrial | OR - Industrial | New | Process | Natural Gas | Process Cooling | E3 |  | Baseline Forecast | 0 | 0 | 0 | 0 | 0 | 0 | 0 | 0 | 0 | 0 | 0 | 0 | 0 | 0 | 0 | 0 | 0 | 0 | 0 | 0 | 0 | 0 | 0 | 0 | 0 | 0 | 0
Industrial_OR - Industrial_New_Process_Natural Gas_Process Cooling_E4_Baseline Forecast | Industrial | OR - Industrial | New | Process | Natural Gas | Process Cooling | E4 |  | Baseline Forecast | 0 | 0 | 0 | 0 | 0 | 0 | 0 | 0 | 0 | 0 | 0 | 0 | 0 | 0 | 0 | 0 | 0 | 0 | 0 | 0 | 0 | 0 | 0 | 0 | 0 | 0 | 0
Industrial_OR - Industrial_New_Process_Natural Gas_Process Cooling_E5_Baseline Forecast | Industrial | OR - Industrial | New | Process | Natural Gas | Process Cooling | E5 |  | Baseline Forecast | 0 | 0 | 0 | 0 | 0 | 0 | 0 | 0 | 0 | 0 | 0 | 0 | 0 | 0 | 0 | 0 | 0 | 0 | 0 | 0 | 0 | 0 | 0 | 0 | 0 | 0 | 0
Industrial_OR - Industrial_New_Process_Natural Gas_Process Cooling_E6_Baseline Forecast | Industrial | OR - Industrial | New | Process | Natural Gas | Process Cooling | E6 |  | Baseline Forecast | 0 | 0 | 0 | 0 | 0 | 0 | 0 | 0 | 0 | 0 | 0 | 0 | 0 | 0 | 0 | 0 | 0 | 0 | 0 | 0 | 0 | 0 | 0 | 0 | 0 | 0 | 0
Industrial_OR - Industrial_New_Process_Natural Gas_Process Cooling_E7_Baseline Forecast | Industrial | OR - Industrial | New | Process | Natural Gas | Process Cooling | E7 |  | Baseline Forecast | 0 | 0 | 0 | 0 | 0 | 0 | 0 | 0 | 0 | 0 | 0 | 0 | 0 | 0 | 0 | 0 | 0 | 0 | 0 | 0 | 0 | 0 | 0 | 0 | 0 | 0 | 0
Industrial_OR - Industrial_New_Process_Natural Gas_Process Cooling_E8_Baseline Forecast | Industrial | OR - Industrial | New | Process | Natural Gas | Process Cooling | E8 |  | Baseline Forecast | 0 | 0 | 0 | 0 | 0 | 0 | 0 | 0 | 0 | 0 | 0 | 0 | 0 | 0 | 0 | 0 | 0 | 0 | 0 | 0 | 0 | 0 | 0 | 0 | 0 | 0 | 0
Industrial_OR - Industrial_New_Process_Natural Gas_Process Cooling_E9_Baseline Forecast | Industrial | OR - Industrial | New | Process | Natural Gas | Process Cooling | E9 |  | Baseline Forecast | 0 | 0 | 0 | 0 | 0 | 0 | 0 | 0 | 0 | 0 | 0 | 0 | 0 | 0 | 0 | 0 | 0 | 0 | 0 | 0 | 0 | 0 | 0 | 0 | 0 | 0 | 0
Industrial_OR - Industrial_New_Process_Natural Gas_Process Cooling_E10_Baseline Forecast | Industrial | OR - Industrial | New | Process | Natural Gas | Process Cooling | E10 |  | Baseline Forecast | 0 | 0 | 0 | 0 | 0 | 0 | 0 | 0 | 0 | 0 | 0 | 0 | 0 | 0 | 0 | 0 | 0 | 0 | 0 | 0 | 0 | 0 | 0 | 0 | 0 | 0 | 0
Industrial_OR - Industrial_New_Process_Natural Gas_Other Process_E1_Baseline Forecast | Industrial | OR - Industrial | New | Process | Natural Gas | Other Process | E1 |  | Baseline Forecast | 0 | 0 | 0 | 0 | 0 | 0 | 0 | 0 | 0 | 0 | 0 | 0 | 0 | 0 | 0 | 0 | 0 | 0 | 0 | 0 | 0 | 0 | 0 | 0 | 0 | 0 | 0
Industrial_OR - Industrial_New_Process_Natural Gas_Other Process_E2_Baseline Forecast | Industrial | OR - Industrial | New | Process | Natural Gas | Other Process | E2 |  | Baseline Forecast | 0 | 0 | 0 | 0 | 0 | 0 | 0 | 0 | 0 | 0 | 0 | 0 | 0 | 0 | 0 | 0 | 0 | 0 | 0 | 0 | 0 | 0 | 0 | 0 | 0 | 0 | 0
Industrial_OR - Industrial_New_Process_Natural Gas_Other Process_E3_Baseline Forecast | Industrial | OR - Industrial | New | Process | Natural Gas | Other Process | E3 |  | Baseline Forecast | 0 | 0 | 0 | 0 | 0 | 0 | 0 | 0 | 0 | 0 | 0 | 0 | 0 | 0 | 0 | 0 | 0 | 0 | 0 | 0 | 0 | 0 | 0 | 0 | 0 | 0 | 0
Industrial_OR - Industrial_New_Process_Natural Gas_Other Process_E4_Baseline Forecast | Industrial | OR - Industrial | New | Process | Natural Gas | Other Process | E4 |  | Baseline Forecast | 0 | 0 | 0 | 0 | 0 | 0 | 0 | 0 | 0 | 0 | 0 | 0 | 0 | 0 | 0 | 0 | 0 | 0 | 0 | 0 | 0 | 0 | 0 | 0 | 0 | 0 | 0
Industrial_OR - Industrial_New_Process_Natural Gas_Other Process_E5_Baseline Forecast | Industrial | OR - Industrial | New | Process | Natural Gas | Other Process | E5 |  | Baseline Forecast | 0 | 0 | 0 | 0 | 0 | 0 | 0 | 0 | 0 | 0 | 0 | 0 | 0 | 0 | 0 | 0 | 0 | 0 | 0 | 0 | 0 | 0 | 0 | 0 | 0 | 0 | 0
Industrial_OR - Industrial_New_Process_Natural Gas_Other Process_E6_Baseline Forecast | Industrial | OR - Industrial | New | Process | Natural Gas | Other Process | E6 |  | Baseline Forecast | 0 | 0 | 0 | 0 | 0 | 0 | 0 | 0 | 0 | 0 | 0 | 0 | 0 | 0 | 0 | 0 | 0 | 0 | 0 | 0 | 0 | 0 | 0 | 0 | 0 | 0 | 0
Industrial_OR - Industrial_New_Process_Natural Gas_Other Process_E7_Baseline Forecast | Industrial | OR - Industrial | New | Process | Natural Gas | Other Process | E7 |  | Baseline Forecast | 0 | 0 | 0 | 0 | 0 | 0 | 0 | 0 | 0 | 0 | 0 | 0 | 0 | 0 | 0 | 0 | 0 | 0 | 0 | 0 | 0 | 0 | 0 | 0 | 0 | 0 | 0
Industrial_OR - Industrial_New_Process_Natural Gas_Other Process_E8_Baseline Forecast | Industrial | OR - Industrial | New | Process | Natural Gas | Other Process | E8 |  | Baseline Forecast | 0 | 0 | 0 | 0 | 0 | 0 | 0 | 0 | 0 | 0 | 0 | 0 | 0 | 0 | 0 | 0 | 0 | 0 | 0 | 0 | 0 | 0 | 0 | 0 | 0 | 0 | 0
Industrial_OR - Industrial_New_Process_Natural Gas_Other Process_E9_Baseline Forecast | Industrial | OR - Industrial | New | Process | Natural Gas | Other Process | E9 |  | Baseline Forecast | 0 | 0 | 0 | 0 | 0 | 0 | 0 | 0 | 0 | 0 | 0 | 0 | 0 | 0 | 0 | 0 | 0 | 0 | 0 | 0 | 0 | 0 | 0 | 0 | 0 | 0 | 0
Industrial_OR - Industrial_New_Process_Natural Gas_Other Process_E10_Baseline Forecast | Industrial | OR - Industrial | New | Process | Natural Gas | Other Process | E10 |  | Baseline Forecast | 0 | 0 | 0 | 0 | 0 | 0 | 0 | 0 | 0 | 0 | 0 | 0 | 0 | 0 | 0 | 0 | 0 | 0 | 0 | 0 | 0 | 0 | 0 | 0 | 0 | 0 | 0
Industrial_OR - Industrial_New_Miscellaneous_Natural Gas_Miscellaneous_E1_Baseline Forecast | Industrial | OR - Industrial | New | Miscellaneous | Natural Gas | Miscellaneous | E1 |  | Baseline Forecast | 0 | 0 | 0 | 0 | 0 | 0 | 0 | 0 | 0 | 0 | 0 | 0 | 0 | 0 | 0 | 0 | 0 | 0 | 0 | 0 | 0 | 0 | 0 | 0 | 0 | 0 | 0
Industrial_OR - Industrial_New_Miscellaneous_Natural Gas_Miscellaneous_E2_Baseline Forecast | Industrial | OR - Industrial | New | Miscellaneous | Natural Gas | Miscellaneous | E2 |  | Baseline Forecast | 0 | 0 | 0 | 0 | 0 | 0 | 0 | 0 | 0 | 0 | 0 | 0 | 0 | 0 | 0 | 0 | 0 | 0 | 0 | 0 | 0 | 0 | 0 | 0 | 0 | 0 | 0
Industrial_OR - Industrial_New_Miscellaneous_Natural Gas_Miscellaneous_E3_Baseline Forecast | Industrial | OR - Industrial | New | Miscellaneous | Natural Gas | Miscellaneous | E3 |  | Baseline Forecast | 0 | 0 | 0 | 0 | 0 | 0 | 0 | 0 | 0 | 0 | 0 | 0 | 0 | 0 | 0 | 0 | 0 | 0 | 0 | 0 | 0 | 0 | 0 | 0 | 0 | 0 | 0
Industrial_OR - Industrial_New_Miscellaneous_Natural Gas_Miscellaneous_E4_Baseline Forecast | Industrial | OR - Industrial | New | Miscellaneous | Natural Gas | Miscellaneous | E4 |  | Baseline Forecast | 0 | 0 | 0 | 0 | 0 | 0 | 0 | 0 | 0 | 0 | 0 | 0 | 0 | 0 | 0 | 0 | 0 | 0 | 0 | 0 | 0 | 0 | 0 | 0 | 0 | 0 | 0
Industrial_OR - Industrial_New_Miscellaneous_Natural Gas_Miscellaneous_E5_Baseline Forecast | Industrial | OR - Industrial | New | Miscellaneous | Natural Gas | Miscellaneous | E5 |  | Baseline Forecast | 0 | 0 | 0 | 0 | 0 | 0 | 0 | 0 | 0 | 0 | 0 | 0 | 0 | 0 | 0 | 0 | 0 | 0 | 0 | 0 | 0 | 0 | 0 | 0 | 0 | 0 | 0
Industrial_OR - Industrial_New_Miscellaneous_Natural Gas_Miscellaneous_E6_Baseline Forecast | Industrial | OR - Industrial | New | Miscellaneous | Natural Gas | Miscellaneous | E6 |  | Baseline Forecast | 0 | 0 | 0 | 0 | 0 | 0 | 0 | 0 | 0 | 0 | 0 | 0 | 0 | 0 | 0 | 0 | 0 | 0 | 0 | 0 | 0 | 0 | 0 | 0 | 0 | 0 | 0
Industrial_OR - Industrial_New_Miscellaneous_Natural Gas_Miscellaneous_E7_Baseline Forecast | Industrial | OR - Industrial | New | Miscellaneous | Natural Gas | Miscellaneous | E7 |  | Baseline Forecast | 0 | 0 | 0 | 0 | 0 | 0 | 0 | 0 | 0 | 0 | 0 | 0 | 0 | 0 | 0 | 0 | 0 | 0 | 0 | 0 | 0 | 0 | 0 | 0 | 0 | 0 | 0
Industrial_OR - Industrial_New_Miscellaneous_Natural Gas_Miscellaneous_E8_Baseline Forecast | Industrial | OR - Industrial | New | Miscellaneous | Natural Gas | Miscellaneous | E8 |  | Baseline Forecast | 0 | 0 | 0 | 0 | 0 | 0 | 0 | 0 | 0 | 0 | 0 | 0 | 0 | 0 | 0 | 0 | 0 | 0 | 0 | 0 | 0 | 0 | 0 | 0 | 0 | 0 | 0
Industrial_OR - Industrial_New_Miscellaneous_Natural Gas_Miscellaneous_E9_Baseline Forecast | Industrial | OR - Industrial | New | Miscellaneous | Natural Gas | Miscellaneous | E9 |  | Baseline Forecast | 0 | 0 | 0 | 0 | 0 | 0 | 0 | 0 | 0 | 0 | 0 | 0 | 0 | 0 | 0 | 0 | 0 | 0 | 0 | 0 | 0 | 0 | 0 | 0 | 0 | 0 | 0
Industrial_OR - Industrial_New_Miscellaneous_Natural Gas_Miscellaneous_E10_Baseline Forecast | Industrial | OR - Industrial | New | Miscellaneous | Natural Gas | Miscellaneous | E10 |  | Baseline Forecast | 0 | 0 | 0 | 0 | 0 | 0 | 0 | 0 | 0 | 0 | 0 | 0 | 0 | 0 | 0 | 0 | 0 | 0 | 0 | 0 | 0 | 0 | 0 | 0 | 0 | 0 | 0
Industrial_Interruptible - Industrial_Existing_Space Heating_Natural Gas_Furnace_E1_Baseline Forecast | Industrial | Interruptible - Industrial | Existing | Space Heating | Natural Gas | Furnace | E1 |  | Baseline Forecast | 0 | 1.6737 | 3.2187 | 0 | 0 | 0 | 0 | 0 | 0 | 0 | 0 | 0 | 0 | 0 | 0 | 0 | 0 | 0 | 0 | 0 | 0 | 0 | 0 | 0 | 0 | 0 | 0
Industrial_Interruptible - Industrial_Existing_Space Heating_Natural Gas_Furnace_E2_Baseline Forecast | Industrial | Interruptible - Industrial | Existing | Space Heating | Natural Gas | Furnace | E2 |  | Baseline Forecast | 0 | 0 | 0 | 4.6448 | 5.9613 | 7.1764 | 8.2981 | 9.3335 | 10.2893 | 11.1715 | 11.9859 | 12.7376 | 13.4315 | 14.0721 | 14.6633 | 15.2091 | 15.7129 | 16.1779 | 16.6072 | 15.4585 | 14.517 | 13.7576 | 13.1578 | 12.6977 | 12.3593 | 12.1266 | 11.9852
Industrial_Interruptible - Industrial_Existing_Space Heating_Natural Gas_Furnace_E3_Baseline Forecast | Industrial | Interruptible - Industrial | Existing | Space Heating | Natural Gas | Furnace | E3 |  | Baseline Forecast | 0 | 0 | 0 | 0 | 0 | 0 | 0 | 0 | 0 | 0 | 0 | 0 | 0 | 0 | 0 | 0 | 0 | 0 | 0 | 0 | 0 | 0 | 0 | 0 | 0 | 0 | 0
Industrial_Interruptible - Industrial_Existing_Space Heating_Natural Gas_Furnace_E4_Baseline Forecast | Industrial | Interruptible - Industrial | Existing | Space Heating | Natural Gas | Furnace | E4 |  | Baseline Forecast | 0 | 0 | 0 | 0 | 0 | 0 | 0 | 0 | 0 | 0 | 0 | 0 | 0 | 0 | 0 | 0 | 0 | 0 | 0 | 0 | 0 | 0 | 0 | 0 | 0 | 0 | 0
Industrial_Interruptible - Industrial_Existing_Space Heating_Natural Gas_Furnace_E5_Baseline Forecast | Industrial | Interruptible - Industrial | Existing | Space Heating | Natural Gas | Furnace | E5 |  | Baseline Forecast | 0 | 0 | 0 | 0 | 0 | 0 | 0 | 0 | 0 | 0 | 0 | 0 | 0 | 0 | 0 | 0 | 0 | 0 | 0 | 0 | 0 | 0 | 0 | 0 | 0 | 0 | 0
Industrial_Interruptible - Industrial_Existing_Space Heating_Natural Gas_Furnace_E6_Baseline Forecast | Industrial | Interruptible - Industrial | Existing | Space Heating | Natural Gas | Furnace | E6 |  | Baseline Forecast | 0 | 0 | 0 | 0 | 0 | 0 | 0 | 0 | 0 | 0 | 0 | 0 | 0 | 0 | 0 | 0 | 0 | 0 | 0 | 0 | 0 | 0 | 0 | 0 | 0 | 0 | 0
Industrial_Interruptible - Industrial_Existing_Space Heating_Natural Gas_Furnace_E7_Baseline Forecast | Industrial | Interruptible - Industrial | Existing | Space Heating | Natural Gas | Furnace | E7 |  | Baseline Forecast | 0 | 0 | 0 | 0 | 0 | 0 | 0 | 0 | 0 | 0 | 0 | 0 | 0 | 0 | 0 | 0 | 0 | 0 | 0 | 0 | 0 | 0 | 0 | 0 | 0 | 0 | 0
Industrial_Interruptible - Industrial_Existing_Space Heating_Natural Gas_Furnace_E8_Baseline Forecast | Industrial | Interruptible - Industrial | Existing | Space Heating | Natural Gas | Furnace | E8 |  | Baseline Forecast | 0 | 0 | 0 | 0 | 0 | 0 | 0 | 0 | 0 | 0 | 0 | 0 | 0 | 0 | 0 | 0 | 0 | 0 | 0 | 0 | 0 | 0 | 0 | 0 | 0 | 0 | 0
Industrial_Interruptible - Industrial_Existing_Space Heating_Natural Gas_Furnace_E9_Baseline Forecast | Industrial | Interruptible - Industrial | Existing | Space Heating | Natural Gas | Furnace | E9 |  | Baseline Forecast | 0 | 0 | 0 | 0 | 0 | 0 | 0 | 0 | 0 | 0 | 0 | 0 | 0 | 0 | 0 | 0 | 0 | 0 | 0 | 0 | 0 | 0 | 0 | 0 | 0 | 0 | 0
Industrial_Interruptible - Industrial_Existing_Space Heating_Natural Gas_Furnace_E10_Baseline Forecast | Industrial | Interruptible - Industrial | Existing | Space Heating | Natural Gas | Furnace | E10 |  | Baseline Forecast | 0 | 0 | 0 | 0 | 0 | 0 | 0 | 0 | 0 | 0 | 0 | 0 | 0 | 0 | 0 | 0 | 0 | 0 | 0 | 0 | 0 | 0 | 0 | 0 | 0 | 0 | 0
Industrial_Interruptible - Industrial_Existing_Space Heating_Natural Gas_Boiler_E1_Baseline Forecast | Industrial | Interruptible - Industrial | Existing | Space Heating | Natural Gas | Boiler | E1 |  | Baseline Forecast | 0 | 18.9403 | 19.1125 | 19.269 | 19.4113 | 19.5407 | 19.6583 | 19.7652 | 19.8624 | 19.9508 | 20.0311 | 20.1041 | 20.1705 | 20.2308 | 20.2857 | 20.3356 | 20.3809 | 20.4221 | 20.4596 | 20.4937 | 20.5246 | 20.5528 | 20.4062 | 20.2886 | 20.1959 | 20.1246 | 20.0715
Industrial_Interruptible - Industrial_Existing_Space Heating_Natural Gas_Boiler_E2_Baseline Forecast | Industrial | Interruptible - Industrial | Existing | Space Heating | Natural Gas | Boiler | E2 |  | Baseline Forecast | 0 | 0 | 0 | 0 | 0 | 0 | 0 | 0 | 0 | 0 | 0 | 0 | 0 | 0 | 0 | 0 | 0 | 0 | 0 | 0 | 0 | 0 | 0 | 0 | 0 | 0 | 0
Industrial_Interruptible - Industrial_Existing_Space Heating_Natural Gas_Boiler_E3_Baseline Forecast | Industrial | Interruptible - Industrial | Existing | Space Heating | Natural Gas | Boiler | E3 |  | Baseline Forecast | 0 | 0 | 0 | 0 | 0 | 0 | 0 | 0 | 0 | 0 | 0 | 0 | 0 | 0 | 0 | 0 | 0 | 0 | 0 | 0 | 0 | 0 | 0 | 0 | 0 | 0 | 0
Industrial_Interruptible - Industrial_Existing_Space Heating_Natural Gas_Boiler_E4_Baseline Forecast | Industrial | Interruptible - Industrial | Existing | Space Heating | Natural Gas | Boiler | E4 |  | Baseline Forecast | 0 | 0 | 0 | 0 | 0 | 0 | 0 | 0 | 0 | 0 | 0 | 0 | 0 | 0 | 0 | 0 | 0 | 0 | 0 | 0 | 0 | 0 | 0 | 0 | 0 | 0 | 0
Industrial_Interruptible - Industrial_Existing_Space Heating_Natural Gas_Boiler_E5_Baseline Forecast | Industrial | Interruptible - Industrial | Existing | Space Heating | Natural Gas | Boiler | E5 |  | Baseline Forecast | 0 | 0 | 0 | 0 | 0 | 0 | 0 | 0 | 0 | 0 | 0 | 0 | 0 | 0 | 0 | 0 | 0 | 0 | 0 | 0 | 0 | 0 | 0 | 0 | 0 | 0 | 0
Industrial_Interruptible - Industrial_Existing_Space Heating_Natural Gas_Boiler_E6_Baseline Forecast | Industrial | Interruptible - Industrial | Existing | Space Heating | Natural Gas | Boiler | E6 |  | Baseline Forecast | 0 | 0 | 0 | 0 | 0 | 0 | 0 | 0 | 0 | 0 | 0 | 0 | 0 | 0 | 0 | 0 | 0 | 0 | 0 | 0 | 0 | 0 | 0 | 0 | 0 | 0 | 0
Industrial_Interruptible - Industrial_Existing_Space Heating_Natural Gas_Boiler_E7_Baseline Forecast | Industrial | Interruptible - Industrial | Existing | Space Heating | Natural Gas | Boiler | E7 |  | Baseline Forecast | 0 | 0 | 0 | 0 | 0 | 0 | 0 | 0 | 0 | 0 | 0 | 0 | 0 | 0 | 0 | 0 | 0 | 0 | 0 | 0 | 0 | 0 | 0 | 0 | 0 | 0 | 0
Industrial_Interruptible - Industrial_Existing_Space Heating_Natural Gas_Boiler_E8_Baseline Forecast | Industrial | Interruptible - Industrial | Existing | Space Heating | Natural Gas | Boiler | E8 |  | Baseline Forecast | 0 | 0 | 0 | 0 | 0 | 0 | 0 | 0 | 0 | 0 | 0 | 0 | 0 | 0 | 0 | 0 | 0 | 0 | 0 | 0 | 0 | 0 | 0 | 0 | 0 | 0 | 0
Industrial_Interruptible - Industrial_Existing_Space Heating_Natural Gas_Boiler_E9_Baseline Forecast | Industrial | Interruptible - Industrial | Existing | Space Heating | Natural Gas | Boiler | E9 |  | Baseline Forecast | 0 | 0 | 0 | 0 | 0 | 0 | 0 | 0 | 0 | 0 | 0 | 0 | 0 | 0 | 0 | 0 | 0 | 0 | 0 | 0 | 0 | 0 | 0 | 0 | 0 | 0 | 0
Industrial_Interruptible - Industrial_Existing_Space Heating_Natural Gas_Boiler_E10_Baseline Forecast | Industrial | Interruptible - Industrial | Existing | Space Heating | Natural Gas | Boiler | E10 |  | Baseline Forecast | 0 | 0 | 0 | 0 | 0 | 0 | 0 | 0 | 0 | 0 | 0 | 0 | 0 | 0 | 0 | 0 | 0 | 0 | 0 | 0 | 0 | 0 | 0 | 0 | 0 | 0 | 0
Industrial_Interruptible - Industrial_Existing_Space Heating_Natural Gas_Unit Heater_E1_Baseline Forecast | Industrial | Interruptible - Industrial | Existing | Space Heating | Natural Gas | Unit Heater | E1 |  | Baseline Forecast | 0 | 4.4506 | 4.9361 | 5.3775 | 5.7787 | 6.1435 | 6.4751 | 6.7766 | 7.0507 | 7.2998 | 7.5263 | 7.7322 | 7.9194 | 8.0896 | 8.2443 | 8.3849 | 8.5128 | 8.1435 | 7.8519 | 7.627 | 7.4589 | 7.3393 | 7.2608 | 7.2168 | 7.2017 | 7.2106 | 7.2393
Industrial_Interruptible - Industrial_Existing_Space Heating_Natural Gas_Unit Heater_E2_Baseline Forecast | Industrial | Interruptible - Industrial | Existing | Space Heating | Natural Gas | Unit Heater | E2 |  | Baseline Forecast | 0 | 0 | 0 | 0 | 0 | 0 | 0 | 0 | 0 | 0 | 0 | 0 | 0 | 0 | 0 | 0 | 0 | 0 | 0 | 0 | 0 | 0 | 0 | 0 | 0 | 0 | 0
Industrial_Interruptible - Industrial_Existing_Space Heating_Natural Gas_Unit Heater_E3_Baseline Forecast | Industrial | Interruptible - Industrial | Existing | Space Heating | Natural Gas | Unit Heater | E3 |  | Baseline Forecast | 0 | 0 | 0 | 0 | 0 | 0 | 0 | 0 | 0 | 0 | 0 | 0 | 0 | 0 | 0 | 0 | 0 | 0 | 0 | 0 | 0 | 0 | 0 | 0 | 0 | 0 | 0
Industrial_Interruptible - Industrial_Existing_Space Heating_Natural Gas_Unit Heater_E4_Baseline Forecast | Industrial | Interruptible - Industrial | Existing | Space Heating | Natural Gas | Unit Heater | E4 |  | Baseline Forecast | 0 | 0 | 0 | 0 | 0 | 0 | 0 | 0 | 0 | 0 | 0 | 0 | 0 | 0 | 0 | 0 | 0 | 0 | 0 | 0 | 0 | 0 | 0 | 0 | 0 | 0 | 0
Industrial_Interruptible - Industrial_Existing_Space Heating_Natural Gas_Unit Heater_E5_Baseline Forecast | Industrial | Interruptible - Industrial | Existing | Space Heating | Natural Gas | Unit Heater | E5 |  | Baseline Forecast | 0 | 0 | 0 | 0 | 0 | 0 | 0 | 0 | 0 | 0 | 0 | 0 | 0 | 0 | 0 | 0 | 0 | 0 | 0 | 0 | 0 | 0 | 0 | 0 | 0 | 0 | 0
Industrial_Interruptible - Industrial_Existing_Space Heating_Natural Gas_Unit Heater_E6_Baseline Forecast | Industrial | Interruptible - Industrial | Existing | Space Heating | Natural Gas | Unit Heater | E6 |  | Baseline Forecast | 0 | 0 | 0 | 0 | 0 | 0 | 0 | 0 | 0 | 0 | 0 | 0 | 0 | 0 | 0 | 0 | 0 | 0 | 0 | 0 | 0 | 0 | 0 | 0 | 0 | 0 | 0
Industrial_Interruptible - Industrial_Existing_Space Heating_Natural Gas_Unit Heater_E7_Baseline Forecast | Industrial | Interruptible - Industrial | Existing | Space Heating | Natural Gas | Unit Heater | E7 |  | Baseline Forecast | 0 | 0 | 0 | 0 | 0 | 0 | 0 | 0 | 0 | 0 | 0 | 0 | 0 | 0 | 0 | 0 | 0 | 0 | 0 | 0 | 0 | 0 | 0 | 0 | 0 | 0 | 0
Industrial_Interruptible - Industrial_Existing_Space Heating_Natural Gas_Unit Heater_E8_Baseline Forecast | Industrial | Interruptible - Industrial | Existing | Space Heating | Natural Gas | Unit Heater | E8 |  | Baseline Forecast | 0 | 0 | 0 | 0 | 0 | 0 | 0 | 0 | 0 | 0 | 0 | 0 | 0 | 0 | 0 | 0 | 0 | 0 | 0 | 0 | 0 | 0 | 0 | 0 | 0 | 0 | 0
Industrial_Interruptible - Industrial_Existing_Space Heating_Natural Gas_Unit Heater_E9_Baseline Forecast | Industrial | Interruptible - Industrial | Existing | Space Heating | Natural Gas | Unit Heater | E9 |  | Baseline Forecast | 0 | 0 | 0 | 0 | 0 | 0 | 0 | 0 | 0 | 0 | 0 | 0 | 0 | 0 | 0 | 0 | 0 | 0 | 0 | 0 | 0 | 0 | 0 | 0 | 0 | 0 | 0
Industrial_Interruptible - Industrial_Existing_Space Heating_Natural Gas_Unit Heater_E10_Baseline Forecast | Industrial | Interruptible - Industrial | Existing | Space Heating | Natural Gas | Unit Heater | E10 |  | Baseline Forecast | 0 | 0 | 0 | 0 | 0 | 0 | 0 | 0 | 0 | 0 | 0 | 0 | 0 | 0 | 0 | 0 | 0 | 0 | 0 | 0 | 0 | 0 | 0 | 0 | 0 | 0 | 0
Industrial_Interruptible - Industrial_Existing_Process_Natural Gas_Process Boiler_E1_Baseline Forecast | Industrial | Interruptible - Industrial | Existing | Process | Natural Gas | Process Boiler | E1 |  | Baseline Forecast | 0 | 103.9292 | 123.7252 | 140.6933 | 135.4413 | 133.7675 | 134.7569 | 134.8547 | 134.6994 | 134.7076 | 134.7286 | 165.005 | 166.4445 | 166.8574 | 165.0625 | 164.7723 | 165.3585 | 165.3447 | 165.2177 | 165.2402 | 165.2612 | 174.0762 | 173.2333 | 172.2148 | 171.9577 | 172.0554 | 172.249
Industrial_Interruptible - Industrial_Existing_Process_Natural Gas_Process Boiler_E2_Baseline Forecast | Industrial | Interruptible - Industrial | Existing | Process | Natural Gas | Process Boiler | E2 |  | Baseline Forecast | 0 | 0 | 0 | 0 | 0 | 0 | 0 | 0 | 0 | 0 | 0 | 0 | 0 | 0 | 0 | 0 | 0 | 0 | 0 | 0 | 0 | 0 | 0 | 0 | 0 | 0 | 0
Industrial_Interruptible - Industrial_Existing_Process_Natural Gas_Process Boiler_E3_Baseline Forecast | Industrial | Interruptible - Industrial | Existing | Process | Natural Gas | Process Boiler | E3 |  | Baseline Forecast | 0 | 0 | 0 | 0 | 0 | 0 | 0 | 0 | 0 | 0 | 0 | 0 | 0 | 0 | 0 | 0 | 0 | 0 | 0 | 0 | 0 | 0 | 0 | 0 | 0 | 0 | 0
Industrial_Interruptible - Industrial_Existing_Process_Natural Gas_Process Boiler_E4_Baseline Forecast | Industrial | Interruptible - Industrial | Existing | Process | Natural Gas | Process Boiler | E4 |  | Baseline Forecast | 0 | 0 | 0 | 0 | 0 | 0 | 0 | 0 | 0 | 0 | 0 | 0 | 0 | 0 | 0 | 0 | 0 | 0 | 0 | 0 | 0 | 0 | 0 | 0 | 0 | 0 | 0
Industrial_Interruptible - Industrial_Existing_Process_Natural Gas_Process Boiler_E5_Baseline Forecast | Industrial | Interruptible - Industrial | Existing | Process | Natural Gas | Process Boiler | E5 |  | Baseline Forecast | 0 | 0 | 0 | 0 | 0 | 0 | 0 | 0 | 0 | 0 | 0 | 0 | 0 | 0 | 0 | 0 | 0 | 0 | 0 | 0 | 0 | 0 | 0 | 0 | 0 | 0 | 0
Industrial_Interruptible - Industrial_Existing_Process_Natural Gas_Process Boiler_E6_Baseline Forecast | Industrial | Interruptible - Industrial | Existing | Process | Natural Gas | Process Boiler | E6 |  | Baseline Forecast | 0 | 0 | 0 | 0 | 0 | 0 | 0 | 0 | 0 | 0 | 0 | 0 | 0 | 0 | 0 | 0 | 0 | 0 | 0 | 0 | 0 | 0 | 0 | 0 | 0 | 0 | 0
Industrial_Interruptible - Industrial_Existing_Process_Natural Gas_Process Boiler_E7_Baseline Forecast | Industrial | Interruptible - Industrial | Existing | Process | Natural Gas | Process Boiler | E7 |  | Baseline Forecast | 0 | 0 | 0 | 0 | 0 | 0 | 0 | 0 | 0 | 0 | 0 | 0 | 0 | 0 | 0 | 0 | 0 | 0 | 0 | 0 | 0 | 0 | 0 | 0 | 0 | 0 | 0
Industrial_Interruptible - Industrial_Existing_Process_Natural Gas_Process Boiler_E8_Baseline Forecast | Industrial | Interruptible - Industrial | Existing | Process | Natural Gas | Process Boiler | E8 |  | Baseline Forecast | 0 | 0 | 0 | 0 | 0 | 0 | 0 | 0 | 0 | 0 | 0 | 0 | 0 | 0 | 0 | 0 | 0 | 0 | 0 | 0 | 0 | 0 | 0 | 0 | 0 | 0 | 0
Industrial_Interruptible - Industrial_Existing_Process_Natural Gas_Process Boiler_E9_Baseline Forecast | Industrial | Interruptible - Industrial | Existing | Process | Natural Gas | Process Boiler | E9 |  | Baseline Forecast | 0 | 0 | 0 | 0 | 0 | 0 | 0 | 0 | 0 | 0 | 0 | 0 | 0 | 0 | 0 | 0 | 0 | 0 | 0 | 0 | 0 | 0 | 0 | 0 | 0 | 0 | 0
Industrial_Interruptible - Industrial_Existing_Process_Natural Gas_Process Boiler_E10_Baseline Forecast | Industrial | Interruptible - Industrial | Existing | Process | Natural Gas | Process Boiler | E10 |  | Baseline Forecast | 0 | 0 | 0 | 0 | 0 | 0 | 0 | 0 | 0 | 0 | 0 | 0 | 0 | 0 | 0 | 0 | 0 | 0 | 0 | 0 | 0 | 0 | 0 | 0 | 0 | 0 | 0
Industrial_Interruptible - Industrial_Existing_Process_Natural Gas_Process Heating_E1_Baseline Forecast | Industrial | Interruptible - Industrial | Existing | Process | Natural Gas | Process Heating | E1 |  | Baseline Forecast | 0 | 103.9292 | 123.7252 | 140.6933 | 135.4413 | 133.7675 | 134.7569 | 134.8547 | 134.6994 | 134.7076 | 134.7286 | 165.005 | 166.4445 | 166.8574 | 165.0625 | 164.7723 | 165.3585 | 165.3447 | 165.2177 | 165.2402 | 165.2612 | 174.0762 | 173.2333 | 172.2148 | 171.9577 | 172.0554 | 172.249
Industrial_Interruptible - Industrial_Existing_Process_Natural Gas_Process Heating_E2_Baseline Forecast | Industrial | Interruptible - Industrial | Existing | Process | Natural Gas | Process Heating | E2 |  | Baseline Forecast | 0 | 0 | 0 | 0 | 0 | 0 | 0 | 0 | 0 | 0 | 0 | 0 | 0 | 0 | 0 | 0 | 0 | 0 | 0 | 0 | 0 | 0 | 0 | 0 | 0 | 0 | 0
Industrial_Interruptible - Industrial_Existing_Process_Natural Gas_Process Heating_E3_Baseline Forecast | Industrial | Interruptible - Industrial | Existing | Process | Natural Gas | Process Heating | E3 |  | Baseline Forecast | 0 | 0 | 0 | 0 | 0 | 0 | 0 | 0 | 0 | 0 | 0 | 0 | 0 | 0 | 0 | 0 | 0 | 0 | 0 | 0 | 0 | 0 | 0 | 0 | 0 | 0 | 0
Industrial_Interruptible - Industrial_Existing_Process_Natural Gas_Process Heating_E4_Baseline Forecast | Industrial | Interruptible - Industrial | Existing | Process | Natural Gas | Process Heating | E4 |  | Baseline Forecast | 0 | 0 | 0 | 0 | 0 | 0 | 0 | 0 | 0 | 0 | 0 | 0 | 0 | 0 | 0 | 0 | 0 | 0 | 0 | 0 | 0 | 0 | 0 | 0 | 0 | 0 | 0
Industrial_Interruptible - Industrial_Existing_Process_Natural Gas_Process Heating_E5_Baseline Forecast | Industrial | Interruptible - Industrial | Existing | Process | Natural Gas | Process Heating | E5 |  | Baseline Forecast | 0 | 0 | 0 | 0 | 0 | 0 | 0 | 0 | 0 | 0 | 0 | 0 | 0 | 0 | 0 | 0 | 0 | 0 | 0 | 0 | 0 | 0 | 0 | 0 | 0 | 0 | 0
Industrial_Interruptible - Industrial_Existing_Process_Natural Gas_Process Heating_E6_Baseline Forecast | Industrial | Interruptible - Industrial | Existing | Process | Natural Gas | Process Heating | E6 |  | Baseline Forecast | 0 | 0 | 0 | 0 | 0 | 0 | 0 | 0 | 0 | 0 | 0 | 0 | 0 | 0 | 0 | 0 | 0 | 0 | 0 | 0 | 0 | 0 | 0 | 0 | 0 | 0 | 0
Industrial_Interruptible - Industrial_Existing_Process_Natural Gas_Process Heating_E7_Baseline Forecast | Industrial | Interruptible - Industrial | Existing | Process | Natural Gas | Process Heating | E7 |  | Baseline Forecast | 0 | 0 | 0 | 0 | 0 | 0 | 0 | 0 | 0 | 0 | 0 | 0 | 0 | 0 | 0 | 0 | 0 | 0 | 0 | 0 | 0 | 0 | 0 | 0 | 0 | 0 | 0
Industrial_Interruptible - Industrial_Existing_Process_Natural Gas_Process Heating_E8_Baseline Forecast | Industrial | Interruptible - Industrial | Existing | Process | Natural Gas | Process Heating | E8 |  | Baseline Forecast | 0 | 0 | 0 | 0 | 0 | 0 | 0 | 0 | 0 | 0 | 0 | 0 | 0 | 0 | 0 | 0 | 0 | 0 | 0 | 0 | 0 | 0 | 0 | 0 | 0 | 0 | 0
Industrial_Interruptible - Industrial_Existing_Process_Natural Gas_Process Heating_E9_Baseline Forecast | Industrial | Interruptible - Industrial | Existing | Process | Natural Gas | Process Heating | E9 |  | Baseline Forecast | 0 | 0 | 0 | 0 | 0 | 0 | 0 | 0 | 0 | 0 | 0 | 0 | 0 | 0 | 0 | 0 | 0 | 0 | 0 | 0 | 0 | 0 | 0 | 0 | 0 | 0 | 0
Industrial_Interruptible - Industrial_Existing_Process_Natural Gas_Process Heating_E10_Baseline Forecast | Industrial | Interruptible - Industrial | Existing | Process | Natural Gas | Process Heating | E10 |  | Baseline Forecast | 0 | 0 | 0 | 0 | 0 | 0 | 0 | 0 | 0 | 0 | 0 | 0 | 0 | 0 | 0 | 0 | 0 | 0 | 0 | 0 | 0 | 0 | 0 | 0 | 0 | 0 | 0
Industrial_Interruptible - Industrial_Existing_Process_Natural Gas_Process Cooling_E1_Baseline Forecast | Industrial | Interruptible - Industrial | Existing | Process | Natural Gas | Process Cooling | E1 |  | Baseline Forecast | 0 | 103.9292 | 123.7252 | 140.6933 | 135.4413 | 133.7675 | 134.7569 | 134.8547 | 134.6994 | 134.7076 | 134.7286 | 165.005 | 166.4445 | 166.8574 | 165.0625 | 164.7723 | 165.3585 | 165.3447 | 165.2177 | 165.2402 | 165.2612 | 174.0762 | 173.2333 | 172.2148 | 171.9577 | 172.0554 | 172.249
Industrial_Interruptible - Industrial_Existing_Process_Natural Gas_Process Cooling_E2_Baseline Forecast | Industrial | Interruptible - Industrial | Existing | Process | Natural Gas | Process Cooling | E2 |  | Baseline Forecast | 0 | 0 | 0 | 0 | 0 | 0 | 0 | 0 | 0 | 0 | 0 | 0 | 0 | 0 | 0 | 0 | 0 | 0 | 0 | 0 | 0 | 0 | 0 | 0 | 0 | 0 | 0
Industrial_Interruptible - Industrial_Existing_Process_Natural Gas_Process Cooling_E3_Baseline Forecast | Industrial | Interruptible - Industrial | Existing | Process | Natural Gas | Process Cooling | E3 |  | Baseline Forecast | 0 | 0 | 0 | 0 | 0 | 0 | 0 | 0 | 0 | 0 | 0 | 0 | 0 | 0 | 0 | 0 | 0 | 0 | 0 | 0 | 0 | 0 | 0 | 0 | 0 | 0 | 0
Industrial_Interruptible - Industrial_Existing_Process_Natural Gas_Process Cooling_E4_Baseline Forecast | Industrial | Interruptible - Industrial | Existing | Process | Natural Gas | Process Cooling | E4 |  | Baseline Forecast | 0 | 0 | 0 | 0 | 0 | 0 | 0 | 0 | 0 | 0 | 0 | 0 | 0 | 0 | 0 | 0 | 0 | 0 | 0 | 0 | 0 | 0 | 0 | 0 | 0 | 0 | 0
Industrial_Interruptible - Industrial_Existing_Process_Natural Gas_Process Cooling_E5_Baseline Forecast | Industrial | Interruptible - Industrial | Existing | Process | Natural Gas | Process Cooling | E5 |  | Baseline Forecast | 0 | 0 | 0 | 0 | 0 | 0 | 0 | 0 | 0 | 0 | 0 | 0 | 0 | 0 | 0 | 0 | 0 | 0 | 0 | 0 | 0 | 0 | 0 | 0 | 0 | 0 | 0
Industrial_Interruptible - Industrial_Existing_Process_Natural Gas_Process Cooling_E6_Baseline Forecast | Industrial | Interruptible - Industrial | Existing | Process | Natural Gas | Process Cooling | E6 |  | Baseline Forecast | 0 | 0 | 0 | 0 | 0 | 0 | 0 | 0 | 0 | 0 | 0 | 0 | 0 | 0 | 0 | 0 | 0 | 0 | 0 | 0 | 0 | 0 | 0 | 0 | 0 | 0 | 0
Industrial_Interruptible - Industrial_Existing_Process_Natural Gas_Process Cooling_E7_Baseline Forecast | Industrial | Interruptible - Industrial | Existing | Process | Natural Gas | Process Cooling | E7 |  | Baseline Forecast | 0 | 0 | 0 | 0 | 0 | 0 | 0 | 0 | 0 | 0 | 0 | 0 | 0 | 0 | 0 | 0 | 0 | 0 | 0 | 0 | 0 | 0 | 0 | 0 | 0 | 0 | 0
Industrial_Interruptible - Industrial_Existing_Process_Natural Gas_Process Cooling_E8_Baseline Forecast | Industrial | Interruptible - Industrial | Existing | Process | Natural Gas | Process Cooling | E8 |  | Baseline Forecast | 0 | 0 | 0 | 0 | 0 | 0 | 0 | 0 | 0 | 0 | 0 | 0 | 0 | 0 | 0 | 0 | 0 | 0 | 0 | 0 | 0 | 0 | 0 | 0 | 0 | 0 | 0
Industrial_Interruptible - Industrial_Existing_Process_Natural Gas_Process Cooling_E9_Baseline Forecast | Industrial | Interruptible - Industrial | Existing | Process | Natural Gas | Process Cooling | E9 |  | Baseline Forecast | 0 | 0 | 0 | 0 | 0 | 0 | 0 | 0 | 0 | 0 | 0 | 0 | 0 | 0 | 0 | 0 | 0 | 0 | 0 | 0 | 0 | 0 | 0 | 0 | 0 | 0 | 0
Industrial_Interruptible - Industrial_Existing_Process_Natural Gas_Process Cooling_E10_Baseline Forecast | Industrial | Interruptible - Industrial | Existing | Process | Natural Gas | Process Cooling | E10 |  | Baseline Forecast | 0 | 0 | 0 | 0 | 0 | 0 | 0 | 0 | 0 | 0 | 0 | 0 | 0 | 0 | 0 | 0 | 0 | 0 | 0 | 0 | 0 | 0 | 0 | 0 | 0 | 0 | 0
Industrial_Interruptible - Industrial_Existing_Process_Natural Gas_Other Process_E1_Baseline Forecast | Industrial | Interruptible - Industrial | Existing | Process | Natural Gas | Other Process | E1 |  | Baseline Forecast | 0 | 103.9292 | 123.7252 | 140.6933 | 135.4413 | 133.7675 | 134.7569 | 134.8547 | 134.6994 | 134.7076 | 134.7286 | 165.005 | 166.4445 | 166.8574 | 165.0625 | 164.7723 | 165.3585 | 165.3447 | 165.2177 | 165.2402 | 165.2612 | 174.0762 | 173.2333 | 172.2148 | 171.9577 | 172.0554 | 172.249
Industrial_Interruptible - Industrial_Existing_Process_Natural Gas_Other Process_E2_Baseline Forecast | Industrial | Interruptible - Industrial | Existing | Process | Natural Gas | Other Process | E2 |  | Baseline Forecast | 0 | 0 | 0 | 0 | 0 | 0 | 0 | 0 | 0 | 0 | 0 | 0 | 0 | 0 | 0 | 0 | 0 | 0 | 0 | 0 | 0 | 0 | 0 | 0 | 0 | 0 | 0
Industrial_Interruptible - Industrial_Existing_Process_Natural Gas_Other Process_E3_Baseline Forecast | Industrial | Interruptible - Industrial | Existing | Process | Natural Gas | Other Process | E3 |  | Baseline Forecast | 0 | 0 | 0 | 0 | 0 | 0 | 0 | 0 | 0 | 0 | 0 | 0 | 0 | 0 | 0 | 0 | 0 | 0 | 0 | 0 | 0 | 0 | 0 | 0 | 0 | 0 | 0
Industrial_Interruptible - Industrial_Existing_Process_Natural Gas_Other Process_E4_Baseline Forecast | Industrial | Interruptible - Industrial | Existing | Process | Natural Gas | Other Process | E4 |  | Baseline Forecast | 0 | 0 | 0 | 0 | 0 | 0 | 0 | 0 | 0 | 0 | 0 | 0 | 0 | 0 | 0 | 0 | 0 | 0 | 0 | 0 | 0 | 0 | 0 | 0 | 0 | 0 | 0
Industrial_Interruptible - Industrial_Existing_Process_Natural Gas_Other Process_E5_Baseline Forecast | Industrial | Interruptible - Industrial | Existing | Process | Natural Gas | Other Process | E5 |  | Baseline Forecast | 0 | 0 | 0 | 0 | 0 | 0 | 0 | 0 | 0 | 0 | 0 | 0 | 0 | 0 | 0 | 0 | 0 | 0 | 0 | 0 | 0 | 0 | 0 | 0 | 0 | 0 | 0
Industrial_Interruptible - Industrial_Existing_Process_Natural Gas_Other Process_E6_Baseline Forecast | Industrial | Interruptible - Industrial | Existing | Process | Natural Gas | Other Process | E6 |  | Baseline Forecast | 0 | 0 | 0 | 0 | 0 | 0 | 0 | 0 | 0 | 0 | 0 | 0 | 0 | 0 | 0 | 0 | 0 | 0 | 0 | 0 | 0 | 0 | 0 | 0 | 0 | 0 | 0
Industrial_Interruptible - Industrial_Existing_Process_Natural Gas_Other Process_E7_Baseline Forecast | Industrial | Interruptible - Industrial | Existing | Process | Natural Gas | Other Process | E7 |  | Baseline Forecast | 0 | 0 | 0 | 0 | 0 | 0 | 0 | 0 | 0 | 0 | 0 | 0 | 0 | 0 | 0 | 0 | 0 | 0 | 0 | 0 | 0 | 0 | 0 | 0 | 0 | 0 | 0
Industrial_Interruptible - Industrial_Existing_Process_Natural Gas_Other Process_E8_Baseline Forecast | Industrial | Interruptible - Industrial | Existing | Process | Natural Gas | Other Process | E8 |  | Baseline Forecast | 0 | 0 | 0 | 0 | 0 | 0 | 0 | 0 | 0 | 0 | 0 | 0 | 0 | 0 | 0 | 0 | 0 | 0 | 0 | 0 | 0 | 0 | 0 | 0 | 0 | 0 | 0
Industrial_Interruptible - Industrial_Existing_Process_Natural Gas_Other Process_E9_Baseline Forecast | Industrial | Interruptible - Industrial | Existing | Process | Natural Gas | Other Process | E9 |  | Baseline Forecast | 0 | 0 | 0 | 0 | 0 | 0 | 0 | 0 | 0 | 0 | 0 | 0 | 0 | 0 | 0 | 0 | 0 | 0 | 0 | 0 | 0 | 0 | 0 | 0 | 0 | 0 | 0
Industrial_Interruptible - Industrial_Existing_Process_Natural Gas_Other Process_E10_Baseline Forecast | Industrial | Interruptible - Industrial | Existing | Process | Natural Gas | Other Process | E10 |  | Baseline Forecast | 0 | 0 | 0 | 0 | 0 | 0 | 0 | 0 | 0 | 0 | 0 | 0 | 0 | 0 | 0 | 0 | 0 | 0 | 0 | 0 | 0 | 0 | 0 | 0 | 0 | 0 | 0
Industrial_Interruptible - Industrial_Existing_Miscellaneous_Natural Gas_Miscellaneous_E1_Baseline Forecast | Industrial | Interruptible - Industrial | Existing | Miscellaneous | Natural Gas | Miscellaneous | E1 |  | Baseline Forecast | 0 | 103.9292 | 123.7252 | 140.6933 | 135.4413 | 133.7675 | 134.7569 | 134.8547 | 134.6994 | 134.7076 | 134.7286 | 165.005 | 166.4445 | 166.8574 | 165.0625 | 164.7723 | 165.3585 | 165.3447 | 165.2177 | 165.2402 | 165.2612 | 174.0762 | 173.2333 | 172.2148 | 171.9577 | 172.0554 | 172.249
Industrial_Interruptible - Industrial_Existing_Miscellaneous_Natural Gas_Miscellaneous_E2_Baseline Forecast | Industrial | Interruptible - Industrial | Existing | Miscellaneous | Natural Gas | Miscellaneous | E2 |  | Baseline Forecast | 0 | 0 | 0 | 0 | 0 | 0 | 0 | 0 | 0 | 0 | 0 | 0 | 0 | 0 | 0 | 0 | 0 | 0 | 0 | 0 | 0 | 0 | 0 | 0 | 0 | 0 | 0
Industrial_Interruptible - Industrial_Existing_Miscellaneous_Natural Gas_Miscellaneous_E3_Baseline Forecast | Industrial | Interruptible - Industrial | Existing | Miscellaneous | Natural Gas | Miscellaneous | E3 |  | Baseline Forecast | 0 | 0 | 0 | 0 | 0 | 0 | 0 | 0 | 0 | 0 | 0 | 0 | 0 | 0 | 0 | 0 | 0 | 0 | 0 | 0 | 0 | 0 | 0 | 0 | 0 | 0 | 0
Industrial_Interruptible - Industrial_Existing_Miscellaneous_Natural Gas_Miscellaneous_E4_Baseline Forecast | Industrial | Interruptible - Industrial | Existing | Miscellaneous | Natural Gas | Miscellaneous | E4 |  | Baseline Forecast | 0 | 0 | 0 | 0 | 0 | 0 | 0 | 0 | 0 | 0 | 0 | 0 | 0 | 0 | 0 | 0 | 0 | 0 | 0 | 0 | 0 | 0 | 0 | 0 | 0 | 0 | 0
Industrial_Interruptible - Industrial_Existing_Miscellaneous_Natural Gas_Miscellaneous_E5_Baseline Forecast | Industrial | Interruptible - Industrial | Existing | Miscellaneous | Natural Gas | Miscellaneous | E5 |  | Baseline Forecast | 0 | 0 | 0 | 0 | 0 | 0 | 0 | 0 | 0 | 0 | 0 | 0 | 0 | 0 | 0 | 0 | 0 | 0 | 0 | 0 | 0 | 0 | 0 | 0 | 0 | 0 | 0
Industrial_Interruptible - Industrial_Existing_Miscellaneous_Natural Gas_Miscellaneous_E6_Baseline Forecast | Industrial | Interruptible - Industrial | Existing | Miscellaneous | Natural Gas | Miscellaneous | E6 |  | Baseline Forecast | 0 | 0 | 0 | 0 | 0 | 0 | 0 | 0 | 0 | 0 | 0 | 0 | 0 | 0 | 0 | 0 | 0 | 0 | 0 | 0 | 0 | 0 | 0 | 0 | 0 | 0 | 0
Industrial_Interruptible - Industrial_Existing_Miscellaneous_Natural Gas_Miscellaneous_E7_Baseline Forecast | Industrial | Interruptible - Industrial | Existing | Miscellaneous | Natural Gas | Miscellaneous | E7 |  | Baseline Forecast | 0 | 0 | 0 | 0 | 0 | 0 | 0 | 0 | 0 | 0 | 0 | 0 | 0 | 0 | 0 | 0 | 0 | 0 | 0 | 0 | 0 | 0 | 0 | 0 | 0 | 0 | 0
Industrial_Interruptible - Industrial_Existing_Miscellaneous_Natural Gas_Miscellaneous_E8_Baseline Forecast | Industrial | Interruptible - Industrial | Existing | Miscellaneous | Natural Gas | Miscellaneous | E8 |  | Baseline Forecast | 0 | 0 | 0 | 0 | 0 | 0 | 0 | 0 | 0 | 0 | 0 | 0 | 0 | 0 | 0 | 0 | 0 | 0 | 0 | 0 | 0 | 0 | 0 | 0 | 0 | 0 | 0
Industrial_Interruptible - Industrial_Existing_Miscellaneous_Natural Gas_Miscellaneous_E9_Baseline Forecast | Industrial | Interruptible - Industrial | Existing | Miscellaneous | Natural Gas | Miscellaneous | E9 |  | Baseline Forecast | 0 | 0 | 0 | 0 | 0 | 0 | 0 | 0 | 0 | 0 | 0 | 0 | 0 | 0 | 0 | 0 | 0 | 0 | 0 | 0 | 0 | 0 | 0 | 0 | 0 | 0 | 0
Industrial_Interruptible - Industrial_Existing_Miscellaneous_Natural Gas_Miscellaneous_E10_Baseline Forecast | Industrial | Interruptible - Industrial | Existing | Miscellaneous | Natural Gas | Miscellaneous | E10 |  | Baseline Forecast | 0 | 0 | 0 | 0 | 0 | 0 | 0 | 0 | 0 | 0 | 0 | 0 | 0 | 0 | 0 | 0 | 0 | 0 | 0 | 0 | 0 | 0 | 0 | 0 | 0 | 0 | 0
Industrial_Interruptible - Industrial_New_Space Heating_Natural Gas_Furnace_E1_Baseline Forecast | Industrial | Interruptible - Industrial | New | Space Heating | Natural Gas | Furnace | E1 |  | Baseline Forecast | 0 | 0 | 0 | 0 | 0 | 0 | 0 | 0 | 0 | 0 | 0 | 0 | 0 | 0 | 0 | 0 | 0 | 0 | 0 | 0 | 0 | 0 | 0 | 0 | 0 | 0 | 0
Industrial_Interruptible - Industrial_New_Space Heating_Natural Gas_Furnace_E2_Baseline Forecast | Industrial | Interruptible - Industrial | New | Space Heating | Natural Gas | Furnace | E2 |  | Baseline Forecast | 0 | 0 | 0 | 0 | 0 | 0 | 0 | 0 | 0 | 0 | 0 | 0 | 0 | 0 | 0 | 0 | 0 | 0 | 0 | 0 | 0 | 0 | 0 | 0 | 0 | 0 | 0
Industrial_Interruptible - Industrial_New_Space Heating_Natural Gas_Furnace_E3_Baseline Forecast | Industrial | Interruptible - Industrial | New | Space Heating | Natural Gas | Furnace | E3 |  | Baseline Forecast | 0 | 0 | 0 | 0 | 0 | 0 | 0 | 0 | 0 | 0 | 0 | 0 | 0 | 0 | 0 | 0 | 0 | 0 | 0 | 0 | 0 | 0 | 0 | 0 | 0 | 0 | 0
Industrial_Interruptible - Industrial_New_Space Heating_Natural Gas_Furnace_E4_Baseline Forecast | Industrial | Interruptible - Industrial | New | Space Heating | Natural Gas | Furnace | E4 |  | Baseline Forecast | 0 | 0 | 0 | 0 | 0 | 0 | 0 | 0 | 0 | 0 | 0 | 0 | 0 | 0 | 0 | 0 | 0 | 0 | 0 | 0 | 0 | 0 | 0 | 0 | 0 | 0 | 0
Industrial_Interruptible - Industrial_New_Space Heating_Natural Gas_Furnace_E5_Baseline Forecast | Industrial | Interruptible - Industrial | New | Space Heating | Natural Gas | Furnace | E5 |  | Baseline Forecast | 0 | 0 | 0 | 0 | 0 | 0 | 0 | 0 | 0 | 0 | 0 | 0 | 0 | 0 | 0 | 0 | 0 | 0 | 0 | 0 | 0 | 0 | 0 | 0 | 0 | 0 | 0
Industrial_Interruptible - Industrial_New_Space Heating_Natural Gas_Furnace_E6_Baseline Forecast | Industrial | Interruptible - Industrial | New | Space Heating | Natural Gas | Furnace | E6 |  | Baseline Forecast | 0 | 0 | 0 | 0 | 0 | 0 | 0 | 0 | 0 | 0 | 0 | 0 | 0 | 0 | 0 | 0 | 0 | 0 | 0 | 0 | 0 | 0 | 0 | 0 | 0 | 0 | 0
Industrial_Interruptible - Industrial_New_Space Heating_Natural Gas_Furnace_E7_Baseline Forecast | Industrial | Interruptible - Industrial | New | Space Heating | Natural Gas | Furnace | E7 |  | Baseline Forecast | 0 | 0 | 0 | 0 | 0 | 0 | 0 | 0 | 0 | 0 | 0 | 0 | 0 | 0 | 0 | 0 | 0 | 0 | 0 | 0 | 0 | 0 | 0 | 0 | 0 | 0 | 0
Industrial_Interruptible - Industrial_New_Space Heating_Natural Gas_Furnace_E8_Baseline Forecast | Industrial | Interruptible - Industrial | New | Space Heating | Natural Gas | Furnace | E8 |  | Baseline Forecast | 0 | 0 | 0 | 0 | 0 | 0 | 0 | 0 | 0 | 0 | 0 | 0 | 0 | 0 | 0 | 0 | 0 | 0 | 0 | 0 | 0 | 0 | 0 | 0 | 0 | 0 | 0
Industrial_Interruptible - Industrial_New_Space Heating_Natural Gas_Furnace_E9_Baseline Forecast | Industrial | Interruptible - Industrial | New | Space Heating | Natural Gas | Furnace | E9 |  | Baseline Forecast | 0 | 0 | 0 | 0 | 0 | 0 | 0 | 0 | 0 | 0 | 0 | 0 | 0 | 0 | 0 | 0 | 0 | 0 | 0 | 0 | 0 | 0 | 0 | 0 | 0 | 0 | 0
Industrial_Interruptible - Industrial_New_Space Heating_Natural Gas_Furnace_E10_Baseline Forecast | Industrial | Interruptible - Industrial | New | Space Heating | Natural Gas | Furnace | E10 |  | Baseline Forecast | 0 | 0 | 0 | 0 | 0 | 0 | 0 | 0 | 0 | 0 | 0 | 0 | 0 | 0 | 0 | 0 | 0 | 0 | 0 | 0 | 0 | 0 | 0 | 0 | 0 | 0 | 0
Industrial_Interruptible - Industrial_New_Space Heating_Natural Gas_Boiler_E1_Baseline Forecast | Industrial | Interruptible - Industrial | New | Space Heating | Natural Gas | Boiler | E1 |  | Baseline Forecast | 0 | 0 | 0 | 0 | 0 | 0 | 0 | 0 | 0 | 0 | 0 | 0 | 0 | 0 | 0 | 0 | 0 | 0 | 0 | 0 | 0 | 0 | 0 | 0 | 0 | 0 | 0
Industrial_Interruptible - Industrial_New_Space Heating_Natural Gas_Boiler_E2_Baseline Forecast | Industrial | Interruptible - Industrial | New | Space Heating | Natural Gas | Boiler | E2 |  | Baseline Forecast | 0 | 0 | 0 | 0 | 0 | 0 | 0 | 0 | 0 | 0 | 0 | 0 | 0 | 0 | 0 | 0 | 0 | 0 | 0 | 0 | 0 | 0 | 0 | 0 | 0 | 0 | 0
Industrial_Interruptible - Industrial_New_Space Heating_Natural Gas_Boiler_E3_Baseline Forecast | Industrial | Interruptible - Industrial | New | Space Heating | Natural Gas | Boiler | E3 |  | Baseline Forecast | 0 | 0 | 0 | 0 | 0 | 0 | 0 | 0 | 0 | 0 | 0 | 0 | 0 | 0 | 0 | 0 | 0 | 0 | 0 | 0 | 0 | 0 | 0 | 0 | 0 | 0 | 0
Industrial_Interruptible - Industrial_New_Space Heating_Natural Gas_Boiler_E4_Baseline Forecast | Industrial | Interruptible - Industrial | New | Space Heating | Natural Gas | Boiler | E4 |  | Baseline Forecast | 0 | 0 | 0 | 0 | 0 | 0 | 0 | 0 | 0 | 0 | 0 | 0 | 0 | 0 | 0 | 0 | 0 | 0 | 0 | 0 | 0 | 0 | 0 | 0 | 0 | 0 | 0
Industrial_Interruptible - Industrial_New_Space Heating_Natural Gas_Boiler_E5_Baseline Forecast | Industrial | Interruptible - Industrial | New | Space Heating | Natural Gas | Boiler | E5 |  | Baseline Forecast | 0 | 0 | 0 | 0 | 0 | 0 | 0 | 0 | 0 | 0 | 0 | 0 | 0 | 0 | 0 | 0 | 0 | 0 | 0 | 0 | 0 | 0 | 0 | 0 | 0 | 0 | 0
Industrial_Interruptible - Industrial_New_Space Heating_Natural Gas_Boiler_E6_Baseline Forecast | Industrial | Interruptible - Industrial | New | Space Heating | Natural Gas | Boiler | E6 |  | Baseline Forecast | 0 | 0 | 0 | 0 | 0 | 0 | 0 | 0 | 0 | 0 | 0 | 0 | 0 | 0 | 0 | 0 | 0 | 0 | 0 | 0 | 0 | 0 | 0 | 0 | 0 | 0 | 0
Industrial_Interruptible - Industrial_New_Space Heating_Natural Gas_Boiler_E7_Baseline Forecast | Industrial | Interruptible - Industrial | New | Space Heating | Natural Gas | Boiler | E7 |  | Baseline Forecast | 0 | 0 | 0 | 0 | 0 | 0 | 0 | 0 | 0 | 0 | 0 | 0 | 0 | 0 | 0 | 0 | 0 | 0 | 0 | 0 | 0 | 0 | 0 | 0 | 0 | 0 | 0
Industrial_Interruptible - Industrial_New_Space Heating_Natural Gas_Boiler_E8_Baseline Forecast | Industrial | Interruptible - Industrial | New | Space Heating | Natural Gas | Boiler | E8 |  | Baseline Forecast | 0 | 0 | 0 | 0 | 0 | 0 | 0 | 0 | 0 | 0 | 0 | 0 | 0 | 0 | 0 | 0 | 0 | 0 | 0 | 0 | 0 | 0 | 0 | 0 | 0 | 0 | 0
Industrial_Interruptible - Industrial_New_Space Heating_Natural Gas_Boiler_E9_Baseline Forecast | Industrial | Interruptible - Industrial | New | Space Heating | Natural Gas | Boiler | E9 |  | Baseline Forecast | 0 | 0 | 0 | 0 | 0 | 0 | 0 | 0 | 0 | 0 | 0 | 0 | 0 | 0 | 0 | 0 | 0 | 0 | 0 | 0 | 0 | 0 | 0 | 0 | 0 | 0 | 0
Industrial_Interruptible - Industrial_New_Space Heating_Natural Gas_Boiler_E10_Baseline Forecast | Industrial | Interruptible - Industrial | New | Space Heating | Natural Gas | Boiler | E10 |  | Baseline Forecast | 0 | 0 | 0 | 0 | 0 | 0 | 0 | 0 | 0 | 0 | 0 | 0 | 0 | 0 | 0 | 0 | 0 | 0 | 0 | 0 | 0 | 0 | 0 | 0 | 0 | 0 | 0
Industrial_Interruptible - Industrial_New_Space Heating_Natural Gas_Unit Heater_E1_Baseline Forecast | Industrial | Interruptible - Industrial | New | Space Heating | Natural Gas | Unit Heater | E1 |  | Baseline Forecast | 0 | 0 | 0 | 0 | 0 | 0 | 0 | 0 | 0 | 0 | 0 | 0 | 0 | 0 | 0 | 0 | 0 | 0 | 0 | 0 | 0 | 0 | 0 | 0 | 0 | 0 | 0
Industrial_Interruptible - Industrial_New_Space Heating_Natural Gas_Unit Heater_E2_Baseline Forecast | Industrial | Interruptible - Industrial | New | Space Heating | Natural Gas | Unit Heater | E2 |  | Baseline Forecast | 0 | 0 | 0 | 0 | 0 | 0 | 0 | 0 | 0 | 0 | 0 | 0 | 0 | 0 | 0 | 0 | 0 | 0 | 0 | 0 | 0 | 0 | 0 | 0 | 0 | 0 | 0
Industrial_Interruptible - Industrial_New_Space Heating_Natural Gas_Unit Heater_E3_Baseline Forecast | Industrial | Interruptible - Industrial | New | Space Heating | Natural Gas | Unit Heater | E3 |  | Baseline Forecast | 0 | 0 | 0 | 0 | 0 | 0 | 0 | 0 | 0 | 0 | 0 | 0 | 0 | 0 | 0 | 0 | 0 | 0 | 0 | 0 | 0 | 0 | 0 | 0 | 0 | 0 | 0
Industrial_Interruptible - Industrial_New_Space Heating_Natural Gas_Unit Heater_E4_Baseline Forecast | Industrial | Interruptible - Industrial | New | Space Heating | Natural Gas | Unit Heater | E4 |  | Baseline Forecast | 0 | 0 | 0 | 0 | 0 | 0 | 0 | 0 | 0 | 0 | 0 | 0 | 0 | 0 | 0 | 0 | 0 | 0 | 0 | 0 | 0 | 0 | 0 | 0 | 0 | 0 | 0
Industrial_Interruptible - Industrial_New_Space Heating_Natural Gas_Unit Heater_E5_Baseline Forecast | Industrial | Interruptible - Industrial | New | Space Heating | Natural Gas | Unit Heater | E5 |  | Baseline Forecast | 0 | 0 | 0 | 0 | 0 | 0 | 0 | 0 | 0 | 0 | 0 | 0 | 0 | 0 | 0 | 0 | 0 | 0 | 0 | 0 | 0 | 0 | 0 | 0 | 0 | 0 | 0
Industrial_Interruptible - Industrial_New_Space Heating_Natural Gas_Unit Heater_E6_Baseline Forecast | Industrial | Interruptible - Industrial | New | Space Heating | Natural Gas | Unit Heater | E6 |  | Baseline Forecast | 0 | 0 | 0 | 0 | 0 | 0 | 0 | 0 | 0 | 0 | 0 | 0 | 0 | 0 | 0 | 0 | 0 | 0 | 0 | 0 | 0 | 0 | 0 | 0 | 0 | 0 | 0
Industrial_Interruptible - Industrial_New_Space Heating_Natural Gas_Unit Heater_E7_Baseline Forecast | Industrial | Interruptible - Industrial | New | Space Heating | Natural Gas | Unit Heater | E7 |  | Baseline Forecast | 0 | 0 | 0 | 0 | 0 | 0 | 0 | 0 | 0 | 0 | 0 | 0 | 0 | 0 | 0 | 0 | 0 | 0 | 0 | 0 | 0 | 0 | 0 | 0 | 0 | 0 | 0
Industrial_Interruptible - Industrial_New_Space Heating_Natural Gas_Unit Heater_E8_Baseline Forecast | Industrial | Interruptible - Industrial | New | Space Heating | Natural Gas | Unit Heater | E8 |  | Baseline Forecast | 0 | 0 | 0 | 0 | 0 | 0 | 0 | 0 | 0 | 0 | 0 | 0 | 0 | 0 | 0 | 0 | 0 | 0 | 0 | 0 | 0 | 0 | 0 | 0 | 0 | 0 | 0
Industrial_Interruptible - Industrial_New_Space Heating_Natural Gas_Unit Heater_E9_Baseline Forecast | Industrial | Interruptible - Industrial | New | Space Heating | Natural Gas | Unit Heater | E9 |  | Baseline Forecast | 0 | 0 | 0 | 0 | 0 | 0 | 0 | 0 | 0 | 0 | 0 | 0 | 0 | 0 | 0 | 0 | 0 | 0 | 0 | 0 | 0 | 0 | 0 | 0 | 0 | 0 | 0
Industrial_Interruptible - Industrial_New_Space Heating_Natural Gas_Unit Heater_E10_Baseline Forecast | Industrial | Interruptible - Industrial | New | Space Heating | Natural Gas | Unit Heater | E10 |  | Baseline Forecast | 0 | 0 | 0 | 0 | 0 | 0 | 0 | 0 | 0 | 0 | 0 | 0 | 0 | 0 | 0 | 0 | 0 | 0 | 0 | 0 | 0 | 0 | 0 | 0 | 0 | 0 | 0
Industrial_Interruptible - Industrial_New_Process_Natural Gas_Process Boiler_E1_Baseline Forecast | Industrial | Interruptible - Industrial | New | Process | Natural Gas | Process Boiler | E1 |  | Baseline Forecast | 0 | 0 | 0 | 0 | 0 | 0 | 0 | 0 | 0 | 0 | 0 | 0 | 0 | 0 | 0 | 0 | 0 | 0 | 0 | 0 | 0 | 0 | 0 | 0 | 0 | 0 | 0
Industrial_Interruptible - Industrial_New_Process_Natural Gas_Process Boiler_E2_Baseline Forecast | Industrial | Interruptible - Industrial | New | Process | Natural Gas | Process Boiler | E2 |  | Baseline Forecast | 0 | 0 | 0 | 0 | 0 | 0 | 0 | 0 | 0 | 0 | 0 | 0 | 0 | 0 | 0 | 0 | 0 | 0 | 0 | 0 | 0 | 0 | 0 | 0 | 0 | 0 | 0
Industrial_Interruptible - Industrial_New_Process_Natural Gas_Process Boiler_E3_Baseline Forecast | Industrial | Interruptible - Industrial | New | Process | Natural Gas | Process Boiler | E3 |  | Baseline Forecast | 0 | 0 | 0 | 0 | 0 | 0 | 0 | 0 | 0 | 0 | 0 | 0 | 0 | 0 | 0 | 0 | 0 | 0 | 0 | 0 | 0 | 0 | 0 | 0 | 0 | 0 | 0
Industrial_Interruptible - Industrial_New_Process_Natural Gas_Process Boiler_E4_Baseline Forecast | Industrial | Interruptible - Industrial | New | Process | Natural Gas | Process Boiler | E4 |  | Baseline Forecast | 0 | 0 | 0 | 0 | 0 | 0 | 0 | 0 | 0 | 0 | 0 | 0 | 0 | 0 | 0 | 0 | 0 | 0 | 0 | 0 | 0 | 0 | 0 | 0 | 0 | 0 | 0
Industrial_Interruptible - Industrial_New_Process_Natural Gas_Process Boiler_E5_Baseline Forecast | Industrial | Interruptible - Industrial | New | Process | Natural Gas | Process Boiler | E5 |  | Baseline Forecast | 0 | 0 | 0 | 0 | 0 | 0 | 0 | 0 | 0 | 0 | 0 | 0 | 0 | 0 | 0 | 0 | 0 | 0 | 0 | 0 | 0 | 0 | 0 | 0 | 0 | 0 | 0
Industrial_Interruptible - Industrial_New_Process_Natural Gas_Process Boiler_E6_Baseline Forecast | Industrial | Interruptible - Industrial | New | Process | Natural Gas | Process Boiler | E6 |  | Baseline Forecast | 0 | 0 | 0 | 0 | 0 | 0 | 0 | 0 | 0 | 0 | 0 | 0 | 0 | 0 | 0 | 0 | 0 | 0 | 0 | 0 | 0 | 0 | 0 | 0 | 0 | 0 | 0
Industrial_Interruptible - Industrial_New_Process_Natural Gas_Process Boiler_E7_Baseline Forecast | Industrial | Interruptible - Industrial | New | Process | Natural Gas | Process Boiler | E7 |  | Baseline Forecast | 0 | 0 | 0 | 0 | 0 | 0 | 0 | 0 | 0 | 0 | 0 | 0 | 0 | 0 | 0 | 0 | 0 | 0 | 0 | 0 | 0 | 0 | 0 | 0 | 0 | 0 | 0
Industrial_Interruptible - Industrial_New_Process_Natural Gas_Process Boiler_E8_Baseline Forecast | Industrial | Interruptible - Industrial | New | Process | Natural Gas | Process Boiler | E8 |  | Baseline Forecast | 0 | 0 | 0 | 0 | 0 | 0 | 0 | 0 | 0 | 0 | 0 | 0 | 0 | 0 | 0 | 0 | 0 | 0 | 0 | 0 | 0 | 0 | 0 | 0 | 0 | 0 | 0
Industrial_Interruptible - Industrial_New_Process_Natural Gas_Process Boiler_E9_Baseline Forecast | Industrial | Interruptible - Industrial | New | Process | Natural Gas | Process Boiler | E9 |  | Baseline Forecast | 0 | 0 | 0 | 0 | 0 | 0 | 0 | 0 | 0 | 0 | 0 | 0 | 0 | 0 | 0 | 0 | 0 | 0 | 0 | 0 | 0 | 0 | 0 | 0 | 0 | 0 | 0
Industrial_Interruptible - Industrial_New_Process_Natural Gas_Process Boiler_E10_Baseline Forecast | Industrial | Interruptible - Industrial | New | Process | Natural Gas | Process Boiler | E10 |  | Baseline Forecast | 0 | 0 | 0 | 0 | 0 | 0 | 0 | 0 | 0 | 0 | 0 | 0 | 0 | 0 | 0 | 0 | 0 | 0 | 0 | 0 | 0 | 0 | 0 | 0 | 0 | 0 | 0
Industrial_Interruptible - Industrial_New_Process_Natural Gas_Process Heating_E1_Baseline Forecast | Industrial | Interruptible - Industrial | New | Process | Natural Gas | Process Heating | E1 |  | Baseline Forecast | 0 | 0 | 0 | 0 | 0 | 0 | 0 | 0 | 0 | 0 | 0 | 0 | 0 | 0 | 0 | 0 | 0 | 0 | 0 | 0 | 0 | 0 | 0 | 0 | 0 | 0 | 0
Industrial_Interruptible - Industrial_New_Process_Natural Gas_Process Heating_E2_Baseline Forecast | Industrial | Interruptible - Industrial | New | Process | Natural Gas | Process Heating | E2 |  | Baseline Forecast | 0 | 0 | 0 | 0 | 0 | 0 | 0 | 0 | 0 | 0 | 0 | 0 | 0 | 0 | 0 | 0 | 0 | 0 | 0 | 0 | 0 | 0 | 0 | 0 | 0 | 0 | 0
Industrial_Interruptible - Industrial_New_Process_Natural Gas_Process Heating_E3_Baseline Forecast | Industrial | Interruptible - Industrial | New | Process | Natural Gas | Process Heating | E3 |  | Baseline Forecast | 0 | 0 | 0 | 0 | 0 | 0 | 0 | 0 | 0 | 0 | 0 | 0 | 0 | 0 | 0 | 0 | 0 | 0 | 0 | 0 | 0 | 0 | 0 | 0 | 0 | 0 | 0
Industrial_Interruptible - Industrial_New_Process_Natural Gas_Process Heating_E4_Baseline Forecast | Industrial | Interruptible - Industrial | New | Process | Natural Gas | Process Heating | E4 |  | Baseline Forecast | 0 | 0 | 0 | 0 | 0 | 0 | 0 | 0 | 0 | 0 | 0 | 0 | 0 | 0 | 0 | 0 | 0 | 0 | 0 | 0 | 0 | 0 | 0 | 0 | 0 | 0 | 0
Industrial_Interruptible - Industrial_New_Process_Natural Gas_Process Heating_E5_Baseline Forecast | Industrial | Interruptible - Industrial | New | Process | Natural Gas | Process Heating | E5 |  | Baseline Forecast | 0 | 0 | 0 | 0 | 0 | 0 | 0 | 0 | 0 | 0 | 0 | 0 | 0 | 0 | 0 | 0 | 0 | 0 | 0 | 0 | 0 | 0 | 0 | 0 | 0 | 0 | 0
Industrial_Interruptible - Industrial_New_Process_Natural Gas_Process Heating_E6_Baseline Forecast | Industrial | Interruptible - Industrial | New | Process | Natural Gas | Process Heating | E6 |  | Baseline Forecast | 0 | 0 | 0 | 0 | 0 | 0 | 0 | 0 | 0 | 0 | 0 | 0 | 0 | 0 | 0 | 0 | 0 | 0 | 0 | 0 | 0 | 0 | 0 | 0 | 0 | 0 | 0
Industrial_Interruptible - Industrial_New_Process_Natural Gas_Process Heating_E7_Baseline Forecast | Industrial | Interruptible - Industrial | New | Process | Natural Gas | Process Heating | E7 |  | Baseline Forecast | 0 | 0 | 0 | 0 | 0 | 0 | 0 | 0 | 0 | 0 | 0 | 0 | 0 | 0 | 0 | 0 | 0 | 0 | 0 | 0 | 0 | 0 | 0 | 0 | 0 | 0 | 0
Industrial_Interruptible - Industrial_New_Process_Natural Gas_Process Heating_E8_Baseline Forecast | Industrial | Interruptible - Industrial | New | Process | Natural Gas | Process Heating | E8 |  | Baseline Forecast | 0 | 0 | 0 | 0 | 0 | 0 | 0 | 0 | 0 | 0 | 0 | 0 | 0 | 0 | 0 | 0 | 0 | 0 | 0 | 0 | 0 | 0 | 0 | 0 | 0 | 0 | 0
Industrial_Interruptible - Industrial_New_Process_Natural Gas_Process Heating_E9_Baseline Forecast | Industrial | Interruptible - Industrial | New | Process | Natural Gas | Process Heating | E9 |  | Baseline Forecast | 0 | 0 | 0 | 0 | 0 | 0 | 0 | 0 | 0 | 0 | 0 | 0 | 0 | 0 | 0 | 0 | 0 | 0 | 0 | 0 | 0 | 0 | 0 | 0 | 0 | 0 | 0
Industrial_Interruptible - Industrial_New_Process_Natural Gas_Process Heating_E10_Baseline Forecast | Industrial | Interruptible - Industrial | New | Process | Natural Gas | Process Heating | E10 |  | Baseline Forecast | 0 | 0 | 0 | 0 | 0 | 0 | 0 | 0 | 0 | 0 | 0 | 0 | 0 | 0 | 0 | 0 | 0 | 0 | 0 | 0 | 0 | 0 | 0 | 0 | 0 | 0 | 0
Industrial_Interruptible - Industrial_New_Process_Natural Gas_Process Cooling_E1_Baseline Forecast | Industrial | Interruptible - Industrial | New | Process | Natural Gas | Process Cooling | E1 |  | Baseline Forecast | 0 | 0 | 0 | 0 | 0 | 0 | 0 | 0 | 0 | 0 | 0 | 0 | 0 | 0 | 0 | 0 | 0 | 0 | 0 | 0 | 0 | 0 | 0 | 0 | 0 | 0 | 0
Industrial_Interruptible - Industrial_New_Process_Natural Gas_Process Cooling_E2_Baseline Forecast | Industrial | Interruptible - Industrial | New | Process | Natural Gas | Process Cooling | E2 |  | Baseline Forecast | 0 | 0 | 0 | 0 | 0 | 0 | 0 | 0 | 0 | 0 | 0 | 0 | 0 | 0 | 0 | 0 | 0 | 0 | 0 | 0 | 0 | 0 | 0 | 0 | 0 | 0 | 0
Industrial_Interruptible - Industrial_New_Process_Natural Gas_Process Cooling_E3_Baseline Forecast | Industrial | Interruptible - Industrial | New | Process | Natural Gas | Process Cooling | E3 |  | Baseline Forecast | 0 | 0 | 0 | 0 | 0 | 0 | 0 | 0 | 0 | 0 | 0 | 0 | 0 | 0 | 0 | 0 | 0 | 0 | 0 | 0 | 0 | 0 | 0 | 0 | 0 | 0 | 0
Industrial_Interruptible - Industrial_New_Process_Natural Gas_Process Cooling_E4_Baseline Forecast | Industrial | Interruptible - Industrial | New | Process | Natural Gas | Process Cooling | E4 |  | Baseline Forecast | 0 | 0 | 0 | 0 | 0 | 0 | 0 | 0 | 0 | 0 | 0 | 0 | 0 | 0 | 0 | 0 | 0 | 0 | 0 | 0 | 0 | 0 | 0 | 0 | 0 | 0 | 0
Industrial_Interruptible - Industrial_New_Process_Natural Gas_Process Cooling_E5_Baseline Forecast | Industrial | Interruptible - Industrial | New | Process | Natural Gas | Process Cooling | E5 |  | Baseline Forecast | 0 | 0 | 0 | 0 | 0 | 0 | 0 | 0 | 0 | 0 | 0 | 0 | 0 | 0 | 0 | 0 | 0 | 0 | 0 | 0 | 0 | 0 | 0 | 0 | 0 | 0 | 0
Industrial_Interruptible - Industrial_New_Process_Natural Gas_Process Cooling_E6_Baseline Forecast | Industrial | Interruptible - Industrial | New | Process | Natural Gas | Process Cooling | E6 |  | Baseline Forecast | 0 | 0 | 0 | 0 | 0 | 0 | 0 | 0 | 0 | 0 | 0 | 0 | 0 | 0 | 0 | 0 | 0 | 0 | 0 | 0 | 0 | 0 | 0 | 0 | 0 | 0 | 0
Industrial_Interruptible - Industrial_New_Process_Natural Gas_Process Cooling_E7_Baseline Forecast | Industrial | Interruptible - Industrial | New | Process | Natural Gas | Process Cooling | E7 |  | Baseline Forecast | 0 | 0 | 0 | 0 | 0 | 0 | 0 | 0 | 0 | 0 | 0 | 0 | 0 | 0 | 0 | 0 | 0 | 0 | 0 | 0 | 0 | 0 | 0 | 0 | 0 | 0 | 0
Industrial_Interruptible - Industrial_New_Process_Natural Gas_Process Cooling_E8_Baseline Forecast | Industrial | Interruptible - Industrial | New | Process | Natural Gas | Process Cooling | E8 |  | Baseline Forecast | 0 | 0 | 0 | 0 | 0 | 0 | 0 | 0 | 0 | 0 | 0 | 0 | 0 | 0 | 0 | 0 | 0 | 0 | 0 | 0 | 0 | 0 | 0 | 0 | 0 | 0 | 0
Industrial_Interruptible - Industrial_New_Process_Natural Gas_Process Cooling_E9_Baseline Forecast | Industrial | Interruptible - Industrial | New | Process | Natural Gas | Process Cooling | E9 |  | Baseline Forecast | 0 | 0 | 0 | 0 | 0 | 0 | 0 | 0 | 0 | 0 | 0 | 0 | 0 | 0 | 0 | 0 | 0 | 0 | 0 | 0 | 0 | 0 | 0 | 0 | 0 | 0 | 0
Industrial_Interruptible - Industrial_New_Process_Natural Gas_Process Cooling_E10_Baseline Forecast | Industrial | Interruptible - Industrial | New | Process | Natural Gas | Process Cooling | E10 |  | Baseline Forecast | 0 | 0 | 0 | 0 | 0 | 0 | 0 | 0 | 0 | 0 | 0 | 0 | 0 | 0 | 0 | 0 | 0 | 0 | 0 | 0 | 0 | 0 | 0 | 0 | 0 | 0 | 0
Industrial_Interruptible - Industrial_New_Process_Natural Gas_Other Process_E1_Baseline Forecast | Industrial | Interruptible - Industrial | New | Process | Natural Gas | Other Process | E1 |  | Baseline Forecast | 0 | 0 | 0 | 0 | 0 | 0 | 0 | 0 | 0 | 0 | 0 | 0 | 0 | 0 | 0 | 0 | 0 | 0 | 0 | 0 | 0 | 0 | 0 | 0 | 0 | 0 | 0
Industrial_Interruptible - Industrial_New_Process_Natural Gas_Other Process_E2_Baseline Forecast | Industrial | Interruptible - Industrial | New | Process | Natural Gas | Other Process | E2 |  | Baseline Forecast | 0 | 0 | 0 | 0 | 0 | 0 | 0 | 0 | 0 | 0 | 0 | 0 | 0 | 0 | 0 | 0 | 0 | 0 | 0 | 0 | 0 | 0 | 0 | 0 | 0 | 0 | 0
Industrial_Interruptible - Industrial_New_Process_Natural Gas_Other Process_E3_Baseline Forecast | Industrial | Interruptible - Industrial | New | Process | Natural Gas | Other Process | E3 |  | Baseline Forecast | 0 | 0 | 0 | 0 | 0 | 0 | 0 | 0 | 0 | 0 | 0 | 0 | 0 | 0 | 0 | 0 | 0 | 0 | 0 | 0 | 0 | 0 | 0 | 0 | 0 | 0 | 0
Industrial_Interruptible - Industrial_New_Process_Natural Gas_Other Process_E4_Baseline Forecast | Industrial | Interruptible - Industrial | New | Process | Natural Gas | Other Process | E4 |  | Baseline Forecast | 0 | 0 | 0 | 0 | 0 | 0 | 0 | 0 | 0 | 0 | 0 | 0 | 0 | 0 | 0 | 0 | 0 | 0 | 0 | 0 | 0 | 0 | 0 | 0 | 0 | 0 | 0
Industrial_Interruptible - Industrial_New_Process_Natural Gas_Other Process_E5_Baseline Forecast | Industrial | Interruptible - Industrial | New | Process | Natural Gas | Other Process | E5 |  | Baseline Forecast | 0 | 0 | 0 | 0 | 0 | 0 | 0 | 0 | 0 | 0 | 0 | 0 | 0 | 0 | 0 | 0 | 0 | 0 | 0 | 0 | 0 | 0 | 0 | 0 | 0 | 0 | 0
Industrial_Interruptible - Industrial_New_Process_Natural Gas_Other Process_E6_Baseline Forecast | Industrial | Interruptible - Industrial | New | Process | Natural Gas | Other Process | E6 |  | Baseline Forecast | 0 | 0 | 0 | 0 | 0 | 0 | 0 | 0 | 0 | 0 | 0 | 0 | 0 | 0 | 0 | 0 | 0 | 0 | 0 | 0 | 0 | 0 | 0 | 0 | 0 | 0 | 0
Industrial_Interruptible - Industrial_New_Process_Natural Gas_Other Process_E7_Baseline Forecast | Industrial | Interruptible - Industrial | New | Process | Natural Gas | Other Process | E7 |  | Baseline Forecast | 0 | 0 | 0 | 0 | 0 | 0 | 0 | 0 | 0 | 0 | 0 | 0 | 0 | 0 | 0 | 0 | 0 | 0 | 0 | 0 | 0 | 0 | 0 | 0 | 0 | 0 | 0
Industrial_Interruptible - Industrial_New_Process_Natural Gas_Other Process_E8_Baseline Forecast | Industrial | Interruptible - Industrial | New | Process | Natural Gas | Other Process | E8 |  | Baseline Forecast | 0 | 0 | 0 | 0 | 0 | 0 | 0 | 0 | 0 | 0 | 0 | 0 | 0 | 0 | 0 | 0 | 0 | 0 | 0 | 0 | 0 | 0 | 0 | 0 | 0 | 0 | 0
Industrial_Interruptible - Industrial_New_Process_Natural Gas_Other Process_E9_Baseline Forecast | Industrial | Interruptible - Industrial | New | Process | Natural Gas | Other Process | E9 |  | Baseline Forecast | 0 | 0 | 0 | 0 | 0 | 0 | 0 | 0 | 0 | 0 | 0 | 0 | 0 | 0 | 0 | 0 | 0 | 0 | 0 | 0 | 0 | 0 | 0 | 0 | 0 | 0 | 0
Industrial_Interruptible - Industrial_New_Process_Natural Gas_Other Process_E10_Baseline Forecast | Industrial | Interruptible - Industrial | New | Process | Natural Gas | Other Process | E10 |  | Baseline Forecast | 0 | 0 | 0 | 0 | 0 | 0 | 0 | 0 | 0 | 0 | 0 | 0 | 0 | 0 | 0 | 0 | 0 | 0 | 0 | 0 | 0 | 0 | 0 | 0 | 0 | 0 | 0
Industrial_Interruptible - Industrial_New_Miscellaneous_Natural Gas_Miscellaneous_E1_Baseline Forecast | Industrial | Interruptible - Industrial | New | Miscellaneous | Natural Gas | Miscellaneous | E1 |  | Baseline Forecast | 0 | 0 | 0 | 0 | 0 | 0 | 0 | 0 | 0 | 0 | 0 | 0 | 0 | 0 | 0 | 0 | 0 | 0 | 0 | 0 | 0 | 0 | 0 | 0 | 0 | 0 | 0
Industrial_Interruptible - Industrial_New_Miscellaneous_Natural Gas_Miscellaneous_E2_Baseline Forecast | Industrial | Interruptible - Industrial | New | Miscellaneous | Natural Gas | Miscellaneous | E2 |  | Baseline Forecast | 0 | 0 | 0 | 0 | 0 | 0 | 0 | 0 | 0 | 0 | 0 | 0 | 0 | 0 | 0 | 0 | 0 | 0 | 0 | 0 | 0 | 0 | 0 | 0 | 0 | 0 | 0
Industrial_Interruptible - Industrial_New_Miscellaneous_Natural Gas_Miscellaneous_E3_Baseline Forecast | Industrial | Interruptible - Industrial | New | Miscellaneous | Natural Gas | Miscellaneous | E3 |  | Baseline Forecast | 0 | 0 | 0 | 0 | 0 | 0 | 0 | 0 | 0 | 0 | 0 | 0 | 0 | 0 | 0 | 0 | 0 | 0 | 0 | 0 | 0 | 0 | 0 | 0 | 0 | 0 | 0
Industrial_Interruptible - Industrial_New_Miscellaneous_Natural Gas_Miscellaneous_E4_Baseline Forecast | Industrial | Interruptible - Industrial | New | Miscellaneous | Natural Gas | Miscellaneous | E4 |  | Baseline Forecast | 0 | 0 | 0 | 0 | 0 | 0 | 0 | 0 | 0 | 0 | 0 | 0 | 0 | 0 | 0 | 0 | 0 | 0 | 0 | 0 | 0 | 0 | 0 | 0 | 0 | 0 | 0
Industrial_Interruptible - Industrial_New_Miscellaneous_Natural Gas_Miscellaneous_E5_Baseline Forecast | Industrial | Interruptible - Industrial | New | Miscellaneous | Natural Gas | Miscellaneous | E5 |  | Baseline Forecast | 0 | 0 | 0 | 0 | 0 | 0 | 0 | 0 | 0 | 0 | 0 | 0 | 0 | 0 | 0 | 0 | 0 | 0 | 0 | 0 | 0 | 0 | 0 | 0 | 0 | 0 | 0
Industrial_Interruptible - Industrial_New_Miscellaneous_Natural Gas_Miscellaneous_E6_Baseline Forecast | Industrial | Interruptible - Industrial | New | Miscellaneous | Natural Gas | Miscellaneous | E6 |  | Baseline Forecast | 0 | 0 | 0 | 0 | 0 | 0 | 0 | 0 | 0 | 0 | 0 | 0 | 0 | 0 | 0 | 0 | 0 | 0 | 0 | 0 | 0 | 0 | 0 | 0 | 0 | 0 | 0
Industrial_Interruptible - Industrial_New_Miscellaneous_Natural Gas_Miscellaneous_E7_Baseline Forecast | Industrial | Interruptible - Industrial | New | Miscellaneous | Natural Gas | Miscellaneous | E7 |  | Baseline Forecast | 0 | 0 | 0 | 0 | 0 | 0 | 0 | 0 | 0 | 0 | 0 | 0 | 0 | 0 | 0 | 0 | 0 | 0 | 0 | 0 | 0 | 0 | 0 | 0 | 0 | 0 | 0
Industrial_Interruptible - Industrial_New_Miscellaneous_Natural Gas_Miscellaneous_E8_Baseline Forecast | Industrial | Interruptible - Industrial | New | Miscellaneous | Natural Gas | Miscellaneous | E8 |  | Baseline Forecast | 0 | 0 | 0 | 0 | 0 | 0 | 0 | 0 | 0 | 0 | 0 | 0 | 0 | 0 | 0 | 0 | 0 | 0 | 0 | 0 | 0 | 0 | 0 | 0 | 0 | 0 | 0
Industrial_Interruptible - Industrial_New_Miscellaneous_Natural Gas_Miscellaneous_E9_Baseline Forecast | Industrial | Interruptible - Industrial | New | Miscellaneous | Natural Gas | Miscellaneous | E9 |  | Baseline Forecast | 0 | 0 | 0 | 0 | 0 | 0 | 0 | 0 | 0 | 0 | 0 | 0 | 0 | 0 | 0 | 0 | 0 | 0 | 0 | 0 | 0 | 0 | 0 | 0 | 0 | 0 | 0
Industrial_Interruptible - Industrial_New_Miscellaneous_Natural Gas_Miscellaneous_E10_Baseline Forecast | Industrial | Interruptible - Industrial | New | Miscellaneous | Natural Gas | Miscellaneous | E10 |  | Baseline Forecast | 0 | 0 | 0 | 0 | 0 | 0 | 0 | 0 | 0 | 0 | 0 | 0 | 0 | 0 | 0 | 0 | 0 | 0 | 0 | 0 | 0 | 0 | 0 | 0 | 0 | 0 | 0

## Equipment Stock
Key | Sector | Segment | Vintage | End Use | Fuel | Technology | Equipment | Label | Case | 2021 | 2022 | 2023 | 2024 | 2025 | 2026 | 2027 | 2028 | 2029 | 2030 | 2031 | 2032 | 2033 | 2034 | 2035 | 2036 | 2037 | 2038 | 2039 | 2040 | 2041 | 2042 | 2043 | 2044 | 2045 | 2046 | 2047 | Controllable
Industrial_WA - Industrial_Existing_Space Heating_Natural Gas_Furnace_E1_Baseline Forecast | Industrial | WA - Industrial | Existing | Space Heating | Natural Gas | Furnace | E1 |  | Baseline Forecast | 0 | 1.565 | 4.5746 | 4.5746 | 4.5746 | 4.5746 | 4.5746 | 4.5746 | 4.5746 | 4.5746 | 4.5746 | 4.5746 | 4.5746 | 4.5746 | 4.5746 | 4.5746 | 4.5746 | 4.5746 | 4.5746 | 4.4542 | 4.1116 | 3.7953 | 3.5034 | 3.2339 | 2.9851 | 2.7555 | 2.5435 | 400
Industrial_WA - Industrial_Existing_Space Heating_Natural Gas_Furnace_E2_Baseline Forecast | Industrial | WA - Industrial | Existing | Space Heating | Natural Gas | Furnace | E2 |  | Baseline Forecast | 0 | 0 | 0 | 4.3431 | 9.9171 | 16.6273 | 24.3864 | 33.1136 | 42.7344 | 53.1802 | 64.3875 | 76.2977 | 88.8567 | 102.0146 | 115.7253 | 129.9464 | 144.6385 | 159.7655 | 175.2939 | 189.7481 | 203.322 | 215.8518 | 227.4177 | 238.0939 | 247.9489 | 257.0458 | 265.443 | 400
Industrial_WA - Industrial_Existing_Space Heating_Natural Gas_Furnace_E3_Baseline Forecast | Industrial | WA - Industrial | Existing | Space Heating | Natural Gas | Furnace | E3 |  | Baseline Forecast | 0 | 0 | 0 | 0 | 0 | 0 | 0 | 0 | 0 | 0 | 0 | 0 | 0 | 0 | 0 | 0 | 0 | 0 | 0 | 0 | 0 | 0 | 0 | 0 | 0 | 0 | 0 | 400
Industrial_WA - Industrial_Existing_Space Heating_Natural Gas_Furnace_E4_Baseline Forecast | Industrial | WA - Industrial | Existing | Space Heating | Natural Gas | Furnace | E4 |  | Baseline Forecast | 0 | 0 | 0 | 0 | 0 | 0 | 0 | 0 | 0 | 0 | 0 | 0 | 0 | 0 | 0 | 0 | 0 | 0 | 0 | 0 | 0 | 0 | 0 | 0 | 0 | 0 | 0 | 0
Industrial_WA - Industrial_Existing_Space Heating_Natural Gas_Furnace_E5_Baseline Forecast | Industrial | WA - Industrial | Existing | Space Heating | Natural Gas | Furnace | E5 |  | Baseline Forecast | 0 | 0 | 0 | 0 | 0 | 0 | 0 | 0 | 0 | 0 | 0 | 0 | 0 | 0 | 0 | 0 | 0 | 0 | 0 | 0 | 0 | 0 | 0 | 0 | 0 | 0 | 0 | 0
Industrial_WA - Industrial_Existing_Space Heating_Natural Gas_Furnace_E6_Baseline Forecast | Industrial | WA - Industrial | Existing | Space Heating | Natural Gas | Furnace | E6 |  | Baseline Forecast | 0 | 0 | 0 | 0 | 0 | 0 | 0 | 0 | 0 | 0 | 0 | 0 | 0 | 0 | 0 | 0 | 0 | 0 | 0 | 0 | 0 | 0 | 0 | 0 | 0 | 0 | 0 | 0
Industrial_WA - Industrial_Existing_Space Heating_Natural Gas_Furnace_E7_Baseline Forecast | Industrial | WA - Industrial | Existing | Space Heating | Natural Gas | Furnace | E7 |  | Baseline Forecast | 0 | 0 | 0 | 0 | 0 | 0 | 0 | 0 | 0 | 0 | 0 | 0 | 0 | 0 | 0 | 0 | 0 | 0 | 0 | 0 | 0 | 0 | 0 | 0 | 0 | 0 | 0 | 0
Industrial_WA - Industrial_Existing_Space Heating_Natural Gas_Furnace_E8_Baseline Forecast | Industrial | WA - Industrial | Existing | Space Heating | Natural Gas | Furnace | E8 |  | Baseline Forecast | 0 | 0 | 0 | 0 | 0 | 0 | 0 | 0 | 0 | 0 | 0 | 0 | 0 | 0 | 0 | 0 | 0 | 0 | 0 | 0 | 0 | 0 | 0 | 0 | 0 | 0 | 0 | 0
Industrial_WA - Industrial_Existing_Space Heating_Natural Gas_Furnace_E9_Baseline Forecast | Industrial | WA - Industrial | Existing | Space Heating | Natural Gas | Furnace | E9 |  | Baseline Forecast | 0 | 0 | 0 | 0 | 0 | 0 | 0 | 0 | 0 | 0 | 0 | 0 | 0 | 0 | 0 | 0 | 0 | 0 | 0 | 0 | 0 | 0 | 0 | 0 | 0 | 0 | 0 | 0
Industrial_WA - Industrial_Existing_Space Heating_Natural Gas_Furnace_E10_Baseline Forecast | Industrial | WA - Industrial | Existing | Space Heating | Natural Gas | Furnace | E10 |  | Baseline Forecast | 0 | 0 | 0 | 0 | 0 | 0 | 0 | 0 | 0 | 0 | 0 | 0 | 0 | 0 | 0 | 0 | 0 | 0 | 0 | 0 | 0 | 0 | 0 | 0 | 0 | 0 | 0 | 0
Industrial_WA - Industrial_Existing_Space Heating_Natural Gas_Furnace_Vintage_Baseline Forecast | Industrial | WA - Industrial | Existing | Space Heating | Natural Gas | Furnace | Vintage |  | Baseline Forecast | 366.2087 | 364.6437 | 361.6341 | 357.291 | 351.717 | 345.0068 | 337.2478 | 328.5206 | 318.8997 | 308.4539 | 297.2466 | 285.3365 | 272.7775 | 259.6196 | 245.9088 | 231.6877 | 216.9956 | 201.8686 | 186.3403 | 172.0064 | 158.7751 | 146.5617 | 135.2877 | 124.8809 | 115.2747 | 106.4074 | 98.2222 | Vintage
Industrial_WA - Industrial_Existing_Space Heating_Natural Gas_Boiler_E1_Baseline Forecast | Industrial | WA - Industrial | Existing | Space Heating | Natural Gas | Boiler | E1 |  | Baseline Forecast | 0 | 17.7099 | 35.5808 | 53.598 | 71.7483 | 90.0196 | 108.4008 | 126.8821 | 145.4541 | 164.1088 | 182.8386 | 201.6367 | 220.4969 | 239.4135 | 258.3814 | 277.3959 | 296.4528 | 315.5483 | 334.6788 | 353.8411 | 373.0324 | 392.2501 | 409.7206 | 425.603 | 440.0415 | 453.1674 | 465.1 | 800
Industrial_WA - Industrial_Existing_Space Heating_Natural Gas_Boiler_E2_Baseline Forecast | Industrial | WA - Industrial | Existing | Space Heating | Natural Gas | Boiler | E2 |  | Baseline Forecast | 0 | 0 | 0 | 0 | 0 | 0 | 0 | 0 | 0 | 0 | 0 | 0 | 0 | 0 | 0 | 0 | 0 | 0 | 0 | 0 | 0 | 0 | 0 | 0 | 0 | 0 | 0 | 800
Industrial_WA - Industrial_Existing_Space Heating_Natural Gas_Boiler_E3_Baseline Forecast | Industrial | WA - Industrial | Existing | Space Heating | Natural Gas | Boiler | E3 |  | Baseline Forecast | 0 | 0 | 0 | 0 | 0 | 0 | 0 | 0 | 0 | 0 | 0 | 0 | 0 | 0 | 0 | 0 | 0 | 0 | 0 | 0 | 0 | 0 | 0 | 0 | 0 | 0 | 0 | 800
Industrial_WA - Industrial_Existing_Space Heating_Natural Gas_Boiler_E4_Baseline Forecast | Industrial | WA - Industrial | Existing | Space Heating | Natural Gas | Boiler | E4 |  | Baseline Forecast | 0 | 0 | 0 | 0 | 0 | 0 | 0 | 0 | 0 | 0 | 0 | 0 | 0 | 0 | 0 | 0 | 0 | 0 | 0 | 0 | 0 | 0 | 0 | 0 | 0 | 0 | 0 | 800
Industrial_WA - Industrial_Existing_Space Heating_Natural Gas_Boiler_E5_Baseline Forecast | Industrial | WA - Industrial | Existing | Space Heating | Natural Gas | Boiler | E5 |  | Baseline Forecast | 0 | 0 | 0 | 0 | 0 | 0 | 0 | 0 | 0 | 0 | 0 | 0 | 0 | 0 | 0 | 0 | 0 | 0 | 0 | 0 | 0 | 0 | 0 | 0 | 0 | 0 | 0 | 0
Industrial_WA - Industrial_Existing_Space Heating_Natural Gas_Boiler_E6_Baseline Forecast | Industrial | WA - Industrial | Existing | Space Heating | Natural Gas | Boiler | E6 |  | Baseline Forecast | 0 | 0 | 0 | 0 | 0 | 0 | 0 | 0 | 0 | 0 | 0 | 0 | 0 | 0 | 0 | 0 | 0 | 0 | 0 | 0 | 0 | 0 | 0 | 0 | 0 | 0 | 0 | 0
Industrial_WA - Industrial_Existing_Space Heating_Natural Gas_Boiler_E7_Baseline Forecast | Industrial | WA - Industrial | Existing | Space Heating | Natural Gas | Boiler | E7 |  | Baseline Forecast | 0 | 0 | 0 | 0 | 0 | 0 | 0 | 0 | 0 | 0 | 0 | 0 | 0 | 0 | 0 | 0 | 0 | 0 | 0 | 0 | 0 | 0 | 0 | 0 | 0 | 0 | 0 | 0
Industrial_WA - Industrial_Existing_Space Heating_Natural Gas_Boiler_E8_Baseline Forecast | Industrial | WA - Industrial | Existing | Space Heating | Natural Gas | Boiler | E8 |  | Baseline Forecast | 0 | 0 | 0 | 0 | 0 | 0 | 0 | 0 | 0 | 0 | 0 | 0 | 0 | 0 | 0 | 0 | 0 | 0 | 0 | 0 | 0 | 0 | 0 | 0 | 0 | 0 | 0 | 0
Industrial_WA - Industrial_Existing_Space Heating_Natural Gas_Boiler_E9_Baseline Forecast | Industrial | WA - Industrial | Existing | Space Heating | Natural Gas | Boiler | E9 |  | Baseline Forecast | 0 | 0 | 0 | 0 | 0 | 0 | 0 | 0 | 0 | 0 | 0 | 0 | 0 | 0 | 0 | 0 | 0 | 0 | 0 | 0 | 0 | 0 | 0 | 0 | 0 | 0 | 0 | 0
Industrial_WA - Industrial_Existing_Space Heating_Natural Gas_Boiler_E10_Baseline Forecast | Industrial | WA - Industrial | Existing | Space Heating | Natural Gas | Boiler | E10 |  | Baseline Forecast | 0 | 0 | 0 | 0 | 0 | 0 | 0 | 0 | 0 | 0 | 0 | 0 | 0 | 0 | 0 | 0 | 0 | 0 | 0 | 0 | 0 | 0 | 0 | 0 | 0 | 0 | 0 | 0
Industrial_WA - Industrial_Existing_Space Heating_Natural Gas_Boiler_Vintage_Baseline Forecast | Industrial | WA - Industrial | Existing | Space Heating | Natural Gas | Boiler | Vintage |  | Baseline Forecast | 584.4264 | 566.7165 | 548.8456 | 530.8284 | 512.6781 | 494.4068 | 476.0255 | 457.5443 | 438.9723 | 420.3176 | 401.5878 | 382.7897 | 363.9295 | 345.0129 | 326.045 | 307.0305 | 287.9736 | 268.8781 | 249.7476 | 230.5853 | 211.394 | 192.1763 | 174.7058 | 158.8234 | 144.3849 | 131.259 | 119.3264 | Vintage
Industrial_WA - Industrial_Existing_Space Heating_Natural Gas_Unit Heater_E1_Baseline Forecast | Industrial | WA - Industrial | Existing | Space Heating | Natural Gas | Unit Heater | E1 |  | Baseline Forecast | 0 | 4.1615 | 8.7769 | 13.8051 | 19.2084 | 24.9528 | 31.0073 | 37.3437 | 43.9363 | 50.7619 | 57.7993 | 65.0292 | 72.4341 | 79.9982 | 87.7069 | 95.5471 | 103.5068 | 110.743 | 117.3213 | 123.3016 | 128.7382 | 133.6806 | 138.1736 | 142.2582 | 145.9715 | 149.3472 | 152.4161 | 120
Industrial_WA - Industrial_Existing_Space Heating_Natural Gas_Unit Heater_E2_Baseline Forecast | Industrial | WA - Industrial | Existing | Space Heating | Natural Gas | Unit Heater | E2 |  | Baseline Forecast | 0 | 0 | 0 | 0 | 0 | 0 | 0 | 0 | 0 | 0 | 0 | 0 | 0 | 0 | 0 | 0 | 0 | 0 | 0 | 0 | 0 | 0 | 0 | 0 | 0 | 0 | 0 | 120
Industrial_WA - Industrial_Existing_Space Heating_Natural Gas_Unit Heater_E3_Baseline Forecast | Industrial | WA - Industrial | Existing | Space Heating | Natural Gas | Unit Heater | E3 |  | Baseline Forecast | 0 | 0 | 0 | 0 | 0 | 0 | 0 | 0 | 0 | 0 | 0 | 0 | 0 | 0 | 0 | 0 | 0 | 0 | 0 | 0 | 0 | 0 | 0 | 0 | 0 | 0 | 0 | 120
Industrial_WA - Industrial_Existing_Space Heating_Natural Gas_Unit Heater_E4_Baseline Forecast | Industrial | WA - Industrial | Existing | Space Heating | Natural Gas | Unit Heater | E4 |  | Baseline Forecast | 0 | 0 | 0 | 0 | 0 | 0 | 0 | 0 | 0 | 0 | 0 | 0 | 0 | 0 | 0 | 0 | 0 | 0 | 0 | 0 | 0 | 0 | 0 | 0 | 0 | 0 | 0 | 0
Industrial_WA - Industrial_Existing_Space Heating_Natural Gas_Unit Heater_E5_Baseline Forecast | Industrial | WA - Industrial | Existing | Space Heating | Natural Gas | Unit Heater | E5 |  | Baseline Forecast | 0 | 0 | 0 | 0 | 0 | 0 | 0 | 0 | 0 | 0 | 0 | 0 | 0 | 0 | 0 | 0 | 0 | 0 | 0 | 0 | 0 | 0 | 0 | 0 | 0 | 0 | 0 | 0
Industrial_WA - Industrial_Existing_Space Heating_Natural Gas_Unit Heater_E6_Baseline Forecast | Industrial | WA - Industrial | Existing | Space Heating | Natural Gas | Unit Heater | E6 |  | Baseline Forecast | 0 | 0 | 0 | 0 | 0 | 0 | 0 | 0 | 0 | 0 | 0 | 0 | 0 | 0 | 0 | 0 | 0 | 0 | 0 | 0 | 0 | 0 | 0 | 0 | 0 | 0 | 0 | 0
Industrial_WA - Industrial_Existing_Space Heating_Natural Gas_Unit Heater_E7_Baseline Forecast | Industrial | WA - Industrial | Existing | Space Heating | Natural Gas | Unit Heater | E7 |  | Baseline Forecast | 0 | 0 | 0 | 0 | 0 | 0 | 0 | 0 | 0 | 0 | 0 | 0 | 0 | 0 | 0 | 0 | 0 | 0 | 0 | 0 | 0 | 0 | 0 | 0 | 0 | 0 | 0 | 0
Industrial_WA - Industrial_Existing_Space Heating_Natural Gas_Unit Heater_E8_Baseline Forecast | Industrial | WA - Industrial | Existing | Space Heating | Natural Gas | Unit Heater | E8 |  | Baseline Forecast | 0 | 0 | 0 | 0 | 0 | 0 | 0 | 0 | 0 | 0 | 0 | 0 | 0 | 0 | 0 | 0 | 0 | 0 | 0 | 0 | 0 | 0 | 0 | 0 | 0 | 0 | 0 | 0
Industrial_WA - Industrial_Existing_Space Heating_Natural Gas_Unit Heater_E9_Baseline Forecast | Industrial | WA - Industrial | Existing | Space Heating | Natural Gas | Unit Heater | E9 |  | Baseline Forecast | 0 | 0 | 0 | 0 | 0 | 0 | 0 | 0 | 0 | 0 | 0 | 0 | 0 | 0 | 0 | 0 | 0 | 0 | 0 | 0 | 0 | 0 | 0 | 0 | 0 | 0 | 0 | 0
Industrial_WA - Industrial_Existing_Space Heating_Natural Gas_Unit Heater_E10_Baseline Forecast | Industrial | WA - Industrial | Existing | Space Heating | Natural Gas | Unit Heater | E10 |  | Baseline Forecast | 0 | 0 | 0 | 0 | 0 | 0 | 0 | 0 | 0 | 0 | 0 | 0 | 0 | 0 | 0 | 0 | 0 | 0 | 0 | 0 | 0 | 0 | 0 | 0 | 0 | 0 | 0 | 0
Industrial_WA - Industrial_Existing_Space Heating_Natural Gas_Unit Heater_Vintage_Baseline Forecast | Industrial | WA - Industrial | Existing | Space Heating | Natural Gas | Unit Heater | Vintage |  | Baseline Forecast | 183.1044 | 178.9429 | 174.3275 | 169.2993 | 163.896 | 158.1516 | 152.0971 | 145.7607 | 139.1681 | 132.3425 | 125.3051 | 118.0752 | 110.6702 | 103.1062 | 95.3975 | 87.5573 | 79.5975 | 72.3614 | 65.7831 | 59.8028 | 54.3662 | 49.4238 | 44.9307 | 40.8461 | 37.1328 | 33.7571 | 30.6883 | Vintage
Industrial_WA - Industrial_Existing_Process_Natural Gas_Process Boiler_E1_Baseline Forecast | Industrial | WA - Industrial | Existing | Process | Natural Gas | Process Boiler | E1 |  | Baseline Forecast | 0 | 97.1777 | 212.8654 | 344.4188 | 457.1789 | 553.8304 | 636.6746 | 707.6839 | 768.5489 | 820.719 | 865.4362 | 903.7653 | 936.6187 | 964.7788 | 988.9161 | 1009.6051 | 1027.3386 | 1042.5387 | 1055.5674 | 1066.7349 | 1076.3069 | 1084.5116 | 1091.5442 | 1097.5721 | 1102.7388 | 1107.1675 | 1110.9635 | 1
Industrial_WA - Industrial_Existing_Process_Natural Gas_Process Boiler_E2_Baseline Forecast | Industrial | WA - Industrial | Existing | Process | Natural Gas | Process Boiler | E2 |  | Baseline Forecast | 0 | 0 | 0 | 0 | 0 | 0 | 0 | 0 | 0 | 0 | 0 | 0 | 0 | 0 | 0 | 0 | 0 | 0 | 0 | 0 | 0 | 0 | 0 | 0 | 0 | 0 | 0 | 0
Industrial_WA - Industrial_Existing_Process_Natural Gas_Process Boiler_E3_Baseline Forecast | Industrial | WA - Industrial | Existing | Process | Natural Gas | Process Boiler | E3 |  | Baseline Forecast | 0 | 0 | 0 | 0 | 0 | 0 | 0 | 0 | 0 | 0 | 0 | 0 | 0 | 0 | 0 | 0 | 0 | 0 | 0 | 0 | 0 | 0 | 0 | 0 | 0 | 0 | 0 | 0
Industrial_WA - Industrial_Existing_Process_Natural Gas_Process Boiler_E4_Baseline Forecast | Industrial | WA - Industrial | Existing | Process | Natural Gas | Process Boiler | E4 |  | Baseline Forecast | 0 | 0 | 0 | 0 | 0 | 0 | 0 | 0 | 0 | 0 | 0 | 0 | 0 | 0 | 0 | 0 | 0 | 0 | 0 | 0 | 0 | 0 | 0 | 0 | 0 | 0 | 0 | 0
Industrial_WA - Industrial_Existing_Process_Natural Gas_Process Boiler_E5_Baseline Forecast | Industrial | WA - Industrial | Existing | Process | Natural Gas | Process Boiler | E5 |  | Baseline Forecast | 0 | 0 | 0 | 0 | 0 | 0 | 0 | 0 | 0 | 0 | 0 | 0 | 0 | 0 | 0 | 0 | 0 | 0 | 0 | 0 | 0 | 0 | 0 | 0 | 0 | 0 | 0 | 0
Industrial_WA - Industrial_Existing_Process_Natural Gas_Process Boiler_E6_Baseline Forecast | Industrial | WA - Industrial | Existing | Process | Natural Gas | Process Boiler | E6 |  | Baseline Forecast | 0 | 0 | 0 | 0 | 0 | 0 | 0 | 0 | 0 | 0 | 0 | 0 | 0 | 0 | 0 | 0 | 0 | 0 | 0 | 0 | 0 | 0 | 0 | 0 | 0 | 0 | 0 | 0
Industrial_WA - Industrial_Existing_Process_Natural Gas_Process Boiler_E7_Baseline Forecast | Industrial | WA - Industrial | Existing | Process | Natural Gas | Process Boiler | E7 |  | Baseline Forecast | 0 | 0 | 0 | 0 | 0 | 0 | 0 | 0 | 0 | 0 | 0 | 0 | 0 | 0 | 0 | 0 | 0 | 0 | 0 | 0 | 0 | 0 | 0 | 0 | 0 | 0 | 0 | 0
Industrial_WA - Industrial_Existing_Process_Natural Gas_Process Boiler_E8_Baseline Forecast | Industrial | WA - Industrial | Existing | Process | Natural Gas | Process Boiler | E8 |  | Baseline Forecast | 0 | 0 | 0 | 0 | 0 | 0 | 0 | 0 | 0 | 0 | 0 | 0 | 0 | 0 | 0 | 0 | 0 | 0 | 0 | 0 | 0 | 0 | 0 | 0 | 0 | 0 | 0 | 0
Industrial_WA - Industrial_Existing_Process_Natural Gas_Process Boiler_E9_Baseline Forecast | Industrial | WA - Industrial | Existing | Process | Natural Gas | Process Boiler | E9 |  | Baseline Forecast | 0 | 0 | 0 | 0 | 0 | 0 | 0 | 0 | 0 | 0 | 0 | 0 | 0 | 0 | 0 | 0 | 0 | 0 | 0 | 0 | 0 | 0 | 0 | 0 | 0 | 0 | 0 | 0
Industrial_WA - Industrial_Existing_Process_Natural Gas_Process Boiler_E10_Baseline Forecast | Industrial | WA - Industrial | Existing | Process | Natural Gas | Process Boiler | E10 |  | Baseline Forecast | 0 | 0 | 0 | 0 | 0 | 0 | 0 | 0 | 0 | 0 | 0 | 0 | 0 | 0 | 0 | 0 | 0 | 0 | 0 | 0 | 0 | 0 | 0 | 0 | 0 | 0 | 0 | 0
Industrial_WA - Industrial_Existing_Process_Natural Gas_Process Boiler_Vintage_Baseline Forecast | Industrial | WA - Industrial | Existing | Process | Natural Gas | Process Boiler | Vintage |  | Baseline Forecast | 1133.7395 | 1036.5618 | 920.8741 | 789.3207 | 676.5606 | 579.9091 | 497.0649 | 426.0556 | 365.1905 | 313.0205 | 268.3033 | 229.9742 | 197.1208 | 168.9607 | 144.8234 | 124.1344 | 106.4009 | 91.2008 | 78.1721 | 67.0046 | 57.4325 | 49.2279 | 42.1953 | 36.1674 | 31.0007 | 26.572 | 22.776 | Vintage
Industrial_WA - Industrial_Existing_Process_Natural Gas_Process Heating_E1_Baseline Forecast | Industrial | WA - Industrial | Existing | Process | Natural Gas | Process Heating | E1 |  | Baseline Forecast | 0 | 97.1777 | 212.8654 | 344.4188 | 457.1789 | 553.8304 | 636.6746 | 707.6839 | 768.5489 | 820.719 | 865.4362 | 903.7653 | 936.6187 | 964.7788 | 988.9161 | 1009.6051 | 1027.3386 | 1042.5387 | 1055.5674 | 1066.7349 | 1076.3069 | 1084.5116 | 1091.5442 | 1097.5721 | 1102.7388 | 1107.1675 | 1110.9635 | 1
Industrial_WA - Industrial_Existing_Process_Natural Gas_Process Heating_E2_Baseline Forecast | Industrial | WA - Industrial | Existing | Process | Natural Gas | Process Heating | E2 |  | Baseline Forecast | 0 | 0 | 0 | 0 | 0 | 0 | 0 | 0 | 0 | 0 | 0 | 0 | 0 | 0 | 0 | 0 | 0 | 0 | 0 | 0 | 0 | 0 | 0 | 0 | 0 | 0 | 0 | 0
Industrial_WA - Industrial_Existing_Process_Natural Gas_Process Heating_E3_Baseline Forecast | Industrial | WA - Industrial | Existing | Process | Natural Gas | Process Heating | E3 |  | Baseline Forecast | 0 | 0 | 0 | 0 | 0 | 0 | 0 | 0 | 0 | 0 | 0 | 0 | 0 | 0 | 0 | 0 | 0 | 0 | 0 | 0 | 0 | 0 | 0 | 0 | 0 | 0 | 0 | 0
Industrial_WA - Industrial_Existing_Process_Natural Gas_Process Heating_E4_Baseline Forecast | Industrial | WA - Industrial | Existing | Process | Natural Gas | Process Heating | E4 |  | Baseline Forecast | 0 | 0 | 0 | 0 | 0 | 0 | 0 | 0 | 0 | 0 | 0 | 0 | 0 | 0 | 0 | 0 | 0 | 0 | 0 | 0 | 0 | 0 | 0 | 0 | 0 | 0 | 0 | 0
Industrial_WA - Industrial_Existing_Process_Natural Gas_Process Heating_E5_Baseline Forecast | Industrial | WA - Industrial | Existing | Process | Natural Gas | Process Heating | E5 |  | Baseline Forecast | 0 | 0 | 0 | 0 | 0 | 0 | 0 | 0 | 0 | 0 | 0 | 0 | 0 | 0 | 0 | 0 | 0 | 0 | 0 | 0 | 0 | 0 | 0 | 0 | 0 | 0 | 0 | 0
Industrial_WA - Industrial_Existing_Process_Natural Gas_Process Heating_E6_Baseline Forecast | Industrial | WA - Industrial | Existing | Process | Natural Gas | Process Heating | E6 |  | Baseline Forecast | 0 | 0 | 0 | 0 | 0 | 0 | 0 | 0 | 0 | 0 | 0 | 0 | 0 | 0 | 0 | 0 | 0 | 0 | 0 | 0 | 0 | 0 | 0 | 0 | 0 | 0 | 0 | 0
Industrial_WA - Industrial_Existing_Process_Natural Gas_Process Heating_E7_Baseline Forecast | Industrial | WA - Industrial | Existing | Process | Natural Gas | Process Heating | E7 |  | Baseline Forecast | 0 | 0 | 0 | 0 | 0 | 0 | 0 | 0 | 0 | 0 | 0 | 0 | 0 | 0 | 0 | 0 | 0 | 0 | 0 | 0 | 0 | 0 | 0 | 0 | 0 | 0 | 0 | 0
Industrial_WA - Industrial_Existing_Process_Natural Gas_Process Heating_E8_Baseline Forecast | Industrial | WA - Industrial | Existing | Process | Natural Gas | Process Heating | E8 |  | Baseline Forecast | 0 | 0 | 0 | 0 | 0 | 0 | 0 | 0 | 0 | 0 | 0 | 0 | 0 | 0 | 0 | 0 | 0 | 0 | 0 | 0 | 0 | 0 | 0 | 0 | 0 | 0 | 0 | 0
Industrial_WA - Industrial_Existing_Process_Natural Gas_Process Heating_E9_Baseline Forecast | Industrial | WA - Industrial | Existing | Process | Natural Gas | Process Heating | E9 |  | Baseline Forecast | 0 | 0 | 0 | 0 | 0 | 0 | 0 | 0 | 0 | 0 | 0 | 0 | 0 | 0 | 0 | 0 | 0 | 0 | 0 | 0 | 0 | 0 | 0 | 0 | 0 | 0 | 0 | 0
Industrial_WA - Industrial_Existing_Process_Natural Gas_Process Heating_E10_Baseline Forecast | Industrial | WA - Industrial | Existing | Process | Natural Gas | Process Heating | E10 |  | Baseline Forecast | 0 | 0 | 0 | 0 | 0 | 0 | 0 | 0 | 0 | 0 | 0 | 0 | 0 | 0 | 0 | 0 | 0 | 0 | 0 | 0 | 0 | 0 | 0 | 0 | 0 | 0 | 0 | 0
Industrial_WA - Industrial_Existing_Process_Natural Gas_Process Heating_Vintage_Baseline Forecast | Industrial | WA - Industrial | Existing | Process | Natural Gas | Process Heating | Vintage |  | Baseline Forecast | 1133.7395 | 1036.5618 | 920.8741 | 789.3207 | 676.5606 | 579.9091 | 497.0649 | 426.0556 | 365.1905 | 313.0205 | 268.3033 | 229.9742 | 197.1208 | 168.9607 | 144.8234 | 124.1344 | 106.4009 | 91.2008 | 78.1721 | 67.0046 | 57.4325 | 49.2279 | 42.1953 | 36.1674 | 31.0007 | 26.572 | 22.776 | Vintage
Industrial_WA - Industrial_Existing_Process_Natural Gas_Process Cooling_E1_Baseline Forecast | Industrial | WA - Industrial | Existing | Process | Natural Gas | Process Cooling | E1 |  | Baseline Forecast | 0 | 97.1777 | 212.8654 | 344.4188 | 457.1789 | 553.8304 | 636.6746 | 707.6839 | 768.5489 | 820.719 | 865.4362 | 903.7653 | 936.6187 | 964.7788 | 988.9161 | 1009.6051 | 1027.3386 | 1042.5387 | 1055.5674 | 1066.7349 | 1076.3069 | 1084.5116 | 1091.5442 | 1097.5721 | 1102.7388 | 1107.1675 | 1110.9635 | 1
Industrial_WA - Industrial_Existing_Process_Natural Gas_Process Cooling_E2_Baseline Forecast | Industrial | WA - Industrial | Existing | Process | Natural Gas | Process Cooling | E2 |  | Baseline Forecast | 0 | 0 | 0 | 0 | 0 | 0 | 0 | 0 | 0 | 0 | 0 | 0 | 0 | 0 | 0 | 0 | 0 | 0 | 0 | 0 | 0 | 0 | 0 | 0 | 0 | 0 | 0 | 0
Industrial_WA - Industrial_Existing_Process_Natural Gas_Process Cooling_E3_Baseline Forecast | Industrial | WA - Industrial | Existing | Process | Natural Gas | Process Cooling | E3 |  | Baseline Forecast | 0 | 0 | 0 | 0 | 0 | 0 | 0 | 0 | 0 | 0 | 0 | 0 | 0 | 0 | 0 | 0 | 0 | 0 | 0 | 0 | 0 | 0 | 0 | 0 | 0 | 0 | 0 | 0
Industrial_WA - Industrial_Existing_Process_Natural Gas_Process Cooling_E4_Baseline Forecast | Industrial | WA - Industrial | Existing | Process | Natural Gas | Process Cooling | E4 |  | Baseline Forecast | 0 | 0 | 0 | 0 | 0 | 0 | 0 | 0 | 0 | 0 | 0 | 0 | 0 | 0 | 0 | 0 | 0 | 0 | 0 | 0 | 0 | 0 | 0 | 0 | 0 | 0 | 0 | 0
Industrial_WA - Industrial_Existing_Process_Natural Gas_Process Cooling_E5_Baseline Forecast | Industrial | WA - Industrial | Existing | Process | Natural Gas | Process Cooling | E5 |  | Baseline Forecast | 0 | 0 | 0 | 0 | 0 | 0 | 0 | 0 | 0 | 0 | 0 | 0 | 0 | 0 | 0 | 0 | 0 | 0 | 0 | 0 | 0 | 0 | 0 | 0 | 0 | 0 | 0 | 0
Industrial_WA - Industrial_Existing_Process_Natural Gas_Process Cooling_E6_Baseline Forecast | Industrial | WA - Industrial | Existing | Process | Natural Gas | Process Cooling | E6 |  | Baseline Forecast | 0 | 0 | 0 | 0 | 0 | 0 | 0 | 0 | 0 | 0 | 0 | 0 | 0 | 0 | 0 | 0 | 0 | 0 | 0 | 0 | 0 | 0 | 0 | 0 | 0 | 0 | 0 | 0
Industrial_WA - Industrial_Existing_Process_Natural Gas_Process Cooling_E7_Baseline Forecast | Industrial | WA - Industrial | Existing | Process | Natural Gas | Process Cooling | E7 |  | Baseline Forecast | 0 | 0 | 0 | 0 | 0 | 0 | 0 | 0 | 0 | 0 | 0 | 0 | 0 | 0 | 0 | 0 | 0 | 0 | 0 | 0 | 0 | 0 | 0 | 0 | 0 | 0 | 0 | 0
Industrial_WA - Industrial_Existing_Process_Natural Gas_Process Cooling_E8_Baseline Forecast | Industrial | WA - Industrial | Existing | Process | Natural Gas | Process Cooling | E8 |  | Baseline Forecast | 0 | 0 | 0 | 0 | 0 | 0 | 0 | 0 | 0 | 0 | 0 | 0 | 0 | 0 | 0 | 0 | 0 | 0 | 0 | 0 | 0 | 0 | 0 | 0 | 0 | 0 | 0 | 0
Industrial_WA - Industrial_Existing_Process_Natural Gas_Process Cooling_E9_Baseline Forecast | Industrial | WA - Industrial | Existing | Process | Natural Gas | Process Cooling | E9 |  | Baseline Forecast | 0 | 0 | 0 | 0 | 0 | 0 | 0 | 0 | 0 | 0 | 0 | 0 | 0 | 0 | 0 | 0 | 0 | 0 | 0 | 0 | 0 | 0 | 0 | 0 | 0 | 0 | 0 | 0
Industrial_WA - Industrial_Existing_Process_Natural Gas_Process Cooling_E10_Baseline Forecast | Industrial | WA - Industrial | Existing | Process | Natural Gas | Process Cooling | E10 |  | Baseline Forecast | 0 | 0 | 0 | 0 | 0 | 0 | 0 | 0 | 0 | 0 | 0 | 0 | 0 | 0 | 0 | 0 | 0 | 0 | 0 | 0 | 0 | 0 | 0 | 0 | 0 | 0 | 0 | 0
Industrial_WA - Industrial_Existing_Process_Natural Gas_Process Cooling_Vintage_Baseline Forecast | Industrial | WA - Industrial | Existing | Process | Natural Gas | Process Cooling | Vintage |  | Baseline Forecast | 1133.7395 | 1036.5618 | 920.8741 | 789.3207 | 676.5606 | 579.9091 | 497.0649 | 426.0556 | 365.1905 | 313.0205 | 268.3033 | 229.9742 | 197.1208 | 168.9607 | 144.8234 | 124.1344 | 106.4009 | 91.2008 | 78.1721 | 67.0046 | 57.4325 | 49.2279 | 42.1953 | 36.1674 | 31.0007 | 26.572 | 22.776 | Vintage
Industrial_WA - Industrial_Existing_Process_Natural Gas_Other Process_E1_Baseline Forecast | Industrial | WA - Industrial | Existing | Process | Natural Gas | Other Process | E1 |  | Baseline Forecast | 0 | 97.1777 | 212.8654 | 344.4188 | 457.1789 | 553.8304 | 636.6746 | 707.6839 | 768.5489 | 820.719 | 865.4362 | 903.7653 | 936.6187 | 964.7788 | 988.9161 | 1009.6051 | 1027.3386 | 1042.5387 | 1055.5674 | 1066.7349 | 1076.3069 | 1084.5116 | 1091.5442 | 1097.5721 | 1102.7388 | 1107.1675 | 1110.9635 | 1
Industrial_WA - Industrial_Existing_Process_Natural Gas_Other Process_E2_Baseline Forecast | Industrial | WA - Industrial | Existing | Process | Natural Gas | Other Process | E2 |  | Baseline Forecast | 0 | 0 | 0 | 0 | 0 | 0 | 0 | 0 | 0 | 0 | 0 | 0 | 0 | 0 | 0 | 0 | 0 | 0 | 0 | 0 | 0 | 0 | 0 | 0 | 0 | 0 | 0 | 0
Industrial_WA - Industrial_Existing_Process_Natural Gas_Other Process_E3_Baseline Forecast | Industrial | WA - Industrial | Existing | Process | Natural Gas | Other Process | E3 |  | Baseline Forecast | 0 | 0 | 0 | 0 | 0 | 0 | 0 | 0 | 0 | 0 | 0 | 0 | 0 | 0 | 0 | 0 | 0 | 0 | 0 | 0 | 0 | 0 | 0 | 0 | 0 | 0 | 0 | 0
Industrial_WA - Industrial_Existing_Process_Natural Gas_Other Process_E4_Baseline Forecast | Industrial | WA - Industrial | Existing | Process | Natural Gas | Other Process | E4 |  | Baseline Forecast | 0 | 0 | 0 | 0 | 0 | 0 | 0 | 0 | 0 | 0 | 0 | 0 | 0 | 0 | 0 | 0 | 0 | 0 | 0 | 0 | 0 | 0 | 0 | 0 | 0 | 0 | 0 | 0
Industrial_WA - Industrial_Existing_Process_Natural Gas_Other Process_E5_Baseline Forecast | Industrial | WA - Industrial | Existing | Process | Natural Gas | Other Process | E5 |  | Baseline Forecast | 0 | 0 | 0 | 0 | 0 | 0 | 0 | 0 | 0 | 0 | 0 | 0 | 0 | 0 | 0 | 0 | 0 | 0 | 0 | 0 | 0 | 0 | 0 | 0 | 0 | 0 | 0 | 0
Industrial_WA - Industrial_Existing_Process_Natural Gas_Other Process_E6_Baseline Forecast | Industrial | WA - Industrial | Existing | Process | Natural Gas | Other Process | E6 |  | Baseline Forecast | 0 | 0 | 0 | 0 | 0 | 0 | 0 | 0 | 0 | 0 | 0 | 0 | 0 | 0 | 0 | 0 | 0 | 0 | 0 | 0 | 0 | 0 | 0 | 0 | 0 | 0 | 0 | 0
Industrial_WA - Industrial_Existing_Process_Natural Gas_Other Process_E7_Baseline Forecast | Industrial | WA - Industrial | Existing | Process | Natural Gas | Other Process | E7 |  | Baseline Forecast | 0 | 0 | 0 | 0 | 0 | 0 | 0 | 0 | 0 | 0 | 0 | 0 | 0 | 0 | 0 | 0 | 0 | 0 | 0 | 0 | 0 | 0 | 0 | 0 | 0 | 0 | 0 | 0
Industrial_WA - Industrial_Existing_Process_Natural Gas_Other Process_E8_Baseline Forecast | Industrial | WA - Industrial | Existing | Process | Natural Gas | Other Process | E8 |  | Baseline Forecast | 0 | 0 | 0 | 0 | 0 | 0 | 0 | 0 | 0 | 0 | 0 | 0 | 0 | 0 | 0 | 0 | 0 | 0 | 0 | 0 | 0 | 0 | 0 | 0 | 0 | 0 | 0 | 0
Industrial_WA - Industrial_Existing_Process_Natural Gas_Other Process_E9_Baseline Forecast | Industrial | WA - Industrial | Existing | Process | Natural Gas | Other Process | E9 |  | Baseline Forecast | 0 | 0 | 0 | 0 | 0 | 0 | 0 | 0 | 0 | 0 | 0 | 0 | 0 | 0 | 0 | 0 | 0 | 0 | 0 | 0 | 0 | 0 | 0 | 0 | 0 | 0 | 0 | 0
Industrial_WA - Industrial_Existing_Process_Natural Gas_Other Process_E10_Baseline Forecast | Industrial | WA - Industrial | Existing | Process | Natural Gas | Other Process | E10 |  | Baseline Forecast | 0 | 0 | 0 | 0 | 0 | 0 | 0 | 0 | 0 | 0 | 0 | 0 | 0 | 0 | 0 | 0 | 0 | 0 | 0 | 0 | 0 | 0 | 0 | 0 | 0 | 0 | 0 | 0
Industrial_WA - Industrial_Existing_Process_Natural Gas_Other Process_Vintage_Baseline Forecast | Industrial | WA - Industrial | Existing | Process | Natural Gas | Other Process | Vintage |  | Baseline Forecast | 1133.7395 | 1036.5618 | 920.8741 | 789.3207 | 676.5606 | 579.9091 | 497.0649 | 426.0556 | 365.1905 | 313.0205 | 268.3033 | 229.9742 | 197.1208 | 168.9607 | 144.8234 | 124.1344 | 106.4009 | 91.2008 | 78.1721 | 67.0046 | 57.4325 | 49.2279 | 42.1953 | 36.1674 | 31.0007 | 26.572 | 22.776 | Vintage
Industrial_WA - Industrial_Existing_Miscellaneous_Natural Gas_Miscellaneous_E1_Baseline Forecast | Industrial | WA - Industrial | Existing | Miscellaneous | Natural Gas | Miscellaneous | E1 |  | Baseline Forecast | 0 | 97.1777 | 212.8654 | 344.4188 | 457.1789 | 553.8304 | 636.6746 | 707.6839 | 768.5489 | 820.719 | 865.4362 | 903.7653 | 936.6187 | 964.7788 | 988.9161 | 1009.6051 | 1027.3386 | 1042.5387 | 1055.5674 | 1066.7349 | 1076.3069 | 1084.5116 | 1091.5442 | 1097.5721 | 1102.7388 | 1107.1675 | 1110.9635 | 1
Industrial_WA - Industrial_Existing_Miscellaneous_Natural Gas_Miscellaneous_E2_Baseline Forecast | Industrial | WA - Industrial | Existing | Miscellaneous | Natural Gas | Miscellaneous | E2 |  | Baseline Forecast | 0 | 0 | 0 | 0 | 0 | 0 | 0 | 0 | 0 | 0 | 0 | 0 | 0 | 0 | 0 | 0 | 0 | 0 | 0 | 0 | 0 | 0 | 0 | 0 | 0 | 0 | 0 | 0
Industrial_WA - Industrial_Existing_Miscellaneous_Natural Gas_Miscellaneous_E3_Baseline Forecast | Industrial | WA - Industrial | Existing | Miscellaneous | Natural Gas | Miscellaneous | E3 |  | Baseline Forecast | 0 | 0 | 0 | 0 | 0 | 0 | 0 | 0 | 0 | 0 | 0 | 0 | 0 | 0 | 0 | 0 | 0 | 0 | 0 | 0 | 0 | 0 | 0 | 0 | 0 | 0 | 0 | 0
Industrial_WA - Industrial_Existing_Miscellaneous_Natural Gas_Miscellaneous_E4_Baseline Forecast | Industrial | WA - Industrial | Existing | Miscellaneous | Natural Gas | Miscellaneous | E4 |  | Baseline Forecast | 0 | 0 | 0 | 0 | 0 | 0 | 0 | 0 | 0 | 0 | 0 | 0 | 0 | 0 | 0 | 0 | 0 | 0 | 0 | 0 | 0 | 0 | 0 | 0 | 0 | 0 | 0 | 0
Industrial_WA - Industrial_Existing_Miscellaneous_Natural Gas_Miscellaneous_E5_Baseline Forecast | Industrial | WA - Industrial | Existing | Miscellaneous | Natural Gas | Miscellaneous | E5 |  | Baseline Forecast | 0 | 0 | 0 | 0 | 0 | 0 | 0 | 0 | 0 | 0 | 0 | 0 | 0 | 0 | 0 | 0 | 0 | 0 | 0 | 0 | 0 | 0 | 0 | 0 | 0 | 0 | 0 | 0
Industrial_WA - Industrial_Existing_Miscellaneous_Natural Gas_Miscellaneous_E6_Baseline Forecast | Industrial | WA - Industrial | Existing | Miscellaneous | Natural Gas | Miscellaneous | E6 |  | Baseline Forecast | 0 | 0 | 0 | 0 | 0 | 0 | 0 | 0 | 0 | 0 | 0 | 0 | 0 | 0 | 0 | 0 | 0 | 0 | 0 | 0 | 0 | 0 | 0 | 0 | 0 | 0 | 0 | 0
Industrial_WA - Industrial_Existing_Miscellaneous_Natural Gas_Miscellaneous_E7_Baseline Forecast | Industrial | WA - Industrial | Existing | Miscellaneous | Natural Gas | Miscellaneous | E7 |  | Baseline Forecast | 0 | 0 | 0 | 0 | 0 | 0 | 0 | 0 | 0 | 0 | 0 | 0 | 0 | 0 | 0 | 0 | 0 | 0 | 0 | 0 | 0 | 0 | 0 | 0 | 0 | 0 | 0 | 0
Industrial_WA - Industrial_Existing_Miscellaneous_Natural Gas_Miscellaneous_E8_Baseline Forecast | Industrial | WA - Industrial | Existing | Miscellaneous | Natural Gas | Miscellaneous | E8 |  | Baseline Forecast | 0 | 0 | 0 | 0 | 0 | 0 | 0 | 0 | 0 | 0 | 0 | 0 | 0 | 0 | 0 | 0 | 0 | 0 | 0 | 0 | 0 | 0 | 0 | 0 | 0 | 0 | 0 | 0
Industrial_WA - Industrial_Existing_Miscellaneous_Natural Gas_Miscellaneous_E9_Baseline Forecast | Industrial | WA - Industrial | Existing | Miscellaneous | Natural Gas | Miscellaneous | E9 |  | Baseline Forecast | 0 | 0 | 0 | 0 | 0 | 0 | 0 | 0 | 0 | 0 | 0 | 0 | 0 | 0 | 0 | 0 | 0 | 0 | 0 | 0 | 0 | 0 | 0 | 0 | 0 | 0 | 0 | 0
Industrial_WA - Industrial_Existing_Miscellaneous_Natural Gas_Miscellaneous_E10_Baseline Forecast | Industrial | WA - Industrial | Existing | Miscellaneous | Natural Gas | Miscellaneous | E10 |  | Baseline Forecast | 0 | 0 | 0 | 0 | 0 | 0 | 0 | 0 | 0 | 0 | 0 | 0 | 0 | 0 | 0 | 0 | 0 | 0 | 0 | 0 | 0 | 0 | 0 | 0 | 0 | 0 | 0 | 0
Industrial_WA - Industrial_Existing_Miscellaneous_Natural Gas_Miscellaneous_Vintage_Baseline Forecast | Industrial | WA - Industrial | Existing | Miscellaneous | Natural Gas | Miscellaneous | Vintage |  | Baseline Forecast | 1133.7395 | 1036.5618 | 920.8741 | 789.3207 | 676.5606 | 579.9091 | 497.0649 | 426.0556 | 365.1905 | 313.0205 | 268.3033 | 229.9742 | 197.1208 | 168.9607 | 144.8234 | 124.1344 | 106.4009 | 91.2008 | 78.1721 | 67.0046 | 57.4325 | 49.2279 | 42.1953 | 36.1674 | 31.0007 | 26.572 | 22.776 | Vintage
Industrial_WA - Industrial_New_Space Heating_Natural Gas_Furnace_E1_Baseline Forecast | Industrial | WA - Industrial | New | Space Heating | Natural Gas | Furnace | E1 |  | Baseline Forecast | 0 | 0 | 0 | 0 | 0 | 0 | 0 | 0 | 0 | 0 | 0 | 0 | 0 | 0 | 0 | 0 | 0 | 0 | 0 | 0 | 0 | 0 | 0 | 0 | 0 | 0 | 0 | 400
Industrial_WA - Industrial_New_Space Heating_Natural Gas_Furnace_E2_Baseline Forecast | Industrial | WA - Industrial | New | Space Heating | Natural Gas | Furnace | E2 |  | Baseline Forecast | 0 | 0 | 0 | 0 | 0 | 0 | 0 | 0 | 0 | 0 | 0 | 0 | 0 | 0 | 0 | 0 | 0 | 0 | 0 | 0 | 0 | 0 | 0 | 0 | 0 | 0 | 0 | 400
Industrial_WA - Industrial_New_Space Heating_Natural Gas_Furnace_E3_Baseline Forecast | Industrial | WA - Industrial | New | Space Heating | Natural Gas | Furnace | E3 |  | Baseline Forecast | 0 | 0 | 0 | 0 | 0 | 0 | 0 | 0 | 0 | 0 | 0 | 0 | 0 | 0 | 0 | 0 | 0 | 0 | 0 | 0 | 0 | 0 | 0 | 0 | 0 | 0 | 0 | 400
Industrial_WA - Industrial_New_Space Heating_Natural Gas_Furnace_E4_Baseline Forecast | Industrial | WA - Industrial | New | Space Heating | Natural Gas | Furnace | E4 |  | Baseline Forecast | 0 | 0 | 0 | 0 | 0 | 0 | 0 | 0 | 0 | 0 | 0 | 0 | 0 | 0 | 0 | 0 | 0 | 0 | 0 | 0 | 0 | 0 | 0 | 0 | 0 | 0 | 0 | 0
Industrial_WA - Industrial_New_Space Heating_Natural Gas_Furnace_E5_Baseline Forecast | Industrial | WA - Industrial | New | Space Heating | Natural Gas | Furnace | E5 |  | Baseline Forecast | 0 | 0 | 0 | 0 | 0 | 0 | 0 | 0 | 0 | 0 | 0 | 0 | 0 | 0 | 0 | 0 | 0 | 0 | 0 | 0 | 0 | 0 | 0 | 0 | 0 | 0 | 0 | 0
Industrial_WA - Industrial_New_Space Heating_Natural Gas_Furnace_E6_Baseline Forecast | Industrial | WA - Industrial | New | Space Heating | Natural Gas | Furnace | E6 |  | Baseline Forecast | 0 | 0 | 0 | 0 | 0 | 0 | 0 | 0 | 0 | 0 | 0 | 0 | 0 | 0 | 0 | 0 | 0 | 0 | 0 | 0 | 0 | 0 | 0 | 0 | 0 | 0 | 0 | 0
Industrial_WA - Industrial_New_Space Heating_Natural Gas_Furnace_E7_Baseline Forecast | Industrial | WA - Industrial | New | Space Heating | Natural Gas | Furnace | E7 |  | Baseline Forecast | 0 | 0 | 0 | 0 | 0 | 0 | 0 | 0 | 0 | 0 | 0 | 0 | 0 | 0 | 0 | 0 | 0 | 0 | 0 | 0 | 0 | 0 | 0 | 0 | 0 | 0 | 0 | 0
Industrial_WA - Industrial_New_Space Heating_Natural Gas_Furnace_E8_Baseline Forecast | Industrial | WA - Industrial | New | Space Heating | Natural Gas | Furnace | E8 |  | Baseline Forecast | 0 | 0 | 0 | 0 | 0 | 0 | 0 | 0 | 0 | 0 | 0 | 0 | 0 | 0 | 0 | 0 | 0 | 0 | 0 | 0 | 0 | 0 | 0 | 0 | 0 | 0 | 0 | 0
Industrial_WA - Industrial_New_Space Heating_Natural Gas_Furnace_E9_Baseline Forecast | Industrial | WA - Industrial | New | Space Heating | Natural Gas | Furnace | E9 |  | Baseline Forecast | 0 | 0 | 0 | 0 | 0 | 0 | 0 | 0 | 0 | 0 | 0 | 0 | 0 | 0 | 0 | 0 | 0 | 0 | 0 | 0 | 0 | 0 | 0 | 0 | 0 | 0 | 0 | 0
Industrial_WA - Industrial_New_Space Heating_Natural Gas_Furnace_E10_Baseline Forecast | Industrial | WA - Industrial | New | Space Heating | Natural Gas | Furnace | E10 |  | Baseline Forecast | 0 | 0 | 0 | 0 | 0 | 0 | 0 | 0 | 0 | 0 | 0 | 0 | 0 | 0 | 0 | 0 | 0 | 0 | 0 | 0 | 0 | 0 | 0 | 0 | 0 | 0 | 0 | 0
Industrial_WA - Industrial_New_Space Heating_Natural Gas_Furnace_Vintage_Baseline Forecast | Industrial | WA - Industrial | New | Space Heating | Natural Gas | Furnace | Vintage |  | Baseline Forecast | 0 | 0 | 0 | 0 | 0 | 0 | 0 | 0 | 0 | 0 | 0 | 0 | 0 | 0 | 0 | 0 | 0 | 0 | 0 | 0 | 0 | 0 | 0 | 0 | 0 | 0 | 0 | Vintage
Industrial_WA - Industrial_New_Space Heating_Natural Gas_Boiler_E1_Baseline Forecast | Industrial | WA - Industrial | New | Space Heating | Natural Gas | Boiler | E1 |  | Baseline Forecast | 0 | 0 | 0 | 0 | 0 | 0 | 0 | 0 | 0 | 0 | 0 | 0 | 0 | 0 | 0 | 0 | 0 | 0 | 0 | 0 | 0 | 0 | 0 | 0 | 0 | 0 | 0 | 800
Industrial_WA - Industrial_New_Space Heating_Natural Gas_Boiler_E2_Baseline Forecast | Industrial | WA - Industrial | New | Space Heating | Natural Gas | Boiler | E2 |  | Baseline Forecast | 0 | 0 | 0 | 0 | 0 | 0 | 0 | 0 | 0 | 0 | 0 | 0 | 0 | 0 | 0 | 0 | 0 | 0 | 0 | 0 | 0 | 0 | 0 | 0 | 0 | 0 | 0 | 800
Industrial_WA - Industrial_New_Space Heating_Natural Gas_Boiler_E3_Baseline Forecast | Industrial | WA - Industrial | New | Space Heating | Natural Gas | Boiler | E3 |  | Baseline Forecast | 0 | 0 | 0 | 0 | 0 | 0 | 0 | 0 | 0 | 0 | 0 | 0 | 0 | 0 | 0 | 0 | 0 | 0 | 0 | 0 | 0 | 0 | 0 | 0 | 0 | 0 | 0 | 800
Industrial_WA - Industrial_New_Space Heating_Natural Gas_Boiler_E4_Baseline Forecast | Industrial | WA - Industrial | New | Space Heating | Natural Gas | Boiler | E4 |  | Baseline Forecast | 0 | 0 | 0 | 0 | 0 | 0 | 0 | 0 | 0 | 0 | 0 | 0 | 0 | 0 | 0 | 0 | 0 | 0 | 0 | 0 | 0 | 0 | 0 | 0 | 0 | 0 | 0 | 800
Industrial_WA - Industrial_New_Space Heating_Natural Gas_Boiler_E5_Baseline Forecast | Industrial | WA - Industrial | New | Space Heating | Natural Gas | Boiler | E5 |  | Baseline Forecast | 0 | 0 | 0 | 0 | 0 | 0 | 0 | 0 | 0 | 0 | 0 | 0 | 0 | 0 | 0 | 0 | 0 | 0 | 0 | 0 | 0 | 0 | 0 | 0 | 0 | 0 | 0 | 0
Industrial_WA - Industrial_New_Space Heating_Natural Gas_Boiler_E6_Baseline Forecast | Industrial | WA - Industrial | New | Space Heating | Natural Gas | Boiler | E6 |  | Baseline Forecast | 0 | 0 | 0 | 0 | 0 | 0 | 0 | 0 | 0 | 0 | 0 | 0 | 0 | 0 | 0 | 0 | 0 | 0 | 0 | 0 | 0 | 0 | 0 | 0 | 0 | 0 | 0 | 0
Industrial_WA - Industrial_New_Space Heating_Natural Gas_Boiler_E7_Baseline Forecast | Industrial | WA - Industrial | New | Space Heating | Natural Gas | Boiler | E7 |  | Baseline Forecast | 0 | 0 | 0 | 0 | 0 | 0 | 0 | 0 | 0 | 0 | 0 | 0 | 0 | 0 | 0 | 0 | 0 | 0 | 0 | 0 | 0 | 0 | 0 | 0 | 0 | 0 | 0 | 0
Industrial_WA - Industrial_New_Space Heating_Natural Gas_Boiler_E8_Baseline Forecast | Industrial | WA - Industrial | New | Space Heating | Natural Gas | Boiler | E8 |  | Baseline Forecast | 0 | 0 | 0 | 0 | 0 | 0 | 0 | 0 | 0 | 0 | 0 | 0 | 0 | 0 | 0 | 0 | 0 | 0 | 0 | 0 | 0 | 0 | 0 | 0 | 0 | 0 | 0 | 0
Industrial_WA - Industrial_New_Space Heating_Natural Gas_Boiler_E9_Baseline Forecast | Industrial | WA - Industrial | New | Space Heating | Natural Gas | Boiler | E9 |  | Baseline Forecast | 0 | 0 | 0 | 0 | 0 | 0 | 0 | 0 | 0 | 0 | 0 | 0 | 0 | 0 | 0 | 0 | 0 | 0 | 0 | 0 | 0 | 0 | 0 | 0 | 0 | 0 | 0 | 0
Industrial_WA - Industrial_New_Space Heating_Natural Gas_Boiler_E10_Baseline Forecast | Industrial | WA - Industrial | New | Space Heating | Natural Gas | Boiler | E10 |  | Baseline Forecast | 0 | 0 | 0 | 0 | 0 | 0 | 0 | 0 | 0 | 0 | 0 | 0 | 0 | 0 | 0 | 0 | 0 | 0 | 0 | 0 | 0 | 0 | 0 | 0 | 0 | 0 | 0 | 0
Industrial_WA - Industrial_New_Space Heating_Natural Gas_Boiler_Vintage_Baseline Forecast | Industrial | WA - Industrial | New | Space Heating | Natural Gas | Boiler | Vintage |  | Baseline Forecast | 0 | 0 | 0 | 0 | 0 | 0 | 0 | 0 | 0 | 0 | 0 | 0 | 0 | 0 | 0 | 0 | 0 | 0 | 0 | 0 | 0 | 0 | 0 | 0 | 0 | 0 | 0 | Vintage
Industrial_WA - Industrial_New_Space Heating_Natural Gas_Unit Heater_E1_Baseline Forecast | Industrial | WA - Industrial | New | Space Heating | Natural Gas | Unit Heater | E1 |  | Baseline Forecast | 0 | 0 | 0 | 0 | 0 | 0 | 0 | 0 | 0 | 0 | 0 | 0 | 0 | 0 | 0 | 0 | 0 | 0 | 0 | 0 | 0 | 0 | 0 | 0 | 0 | 0 | 0 | 120
Industrial_WA - Industrial_New_Space Heating_Natural Gas_Unit Heater_E2_Baseline Forecast | Industrial | WA - Industrial | New | Space Heating | Natural Gas | Unit Heater | E2 |  | Baseline Forecast | 0 | 0 | 0 | 0 | 0 | 0 | 0 | 0 | 0 | 0 | 0 | 0 | 0 | 0 | 0 | 0 | 0 | 0 | 0 | 0 | 0 | 0 | 0 | 0 | 0 | 0 | 0 | 120
Industrial_WA - Industrial_New_Space Heating_Natural Gas_Unit Heater_E3_Baseline Forecast | Industrial | WA - Industrial | New | Space Heating | Natural Gas | Unit Heater | E3 |  | Baseline Forecast | 0 | 0 | 0 | 0 | 0 | 0 | 0 | 0 | 0 | 0 | 0 | 0 | 0 | 0 | 0 | 0 | 0 | 0 | 0 | 0 | 0 | 0 | 0 | 0 | 0 | 0 | 0 | 120
Industrial_WA - Industrial_New_Space Heating_Natural Gas_Unit Heater_E4_Baseline Forecast | Industrial | WA - Industrial | New | Space Heating | Natural Gas | Unit Heater | E4 |  | Baseline Forecast | 0 | 0 | 0 | 0 | 0 | 0 | 0 | 0 | 0 | 0 | 0 | 0 | 0 | 0 | 0 | 0 | 0 | 0 | 0 | 0 | 0 | 0 | 0 | 0 | 0 | 0 | 0 | 0
Industrial_WA - Industrial_New_Space Heating_Natural Gas_Unit Heater_E5_Baseline Forecast | Industrial | WA - Industrial | New | Space Heating | Natural Gas | Unit Heater | E5 |  | Baseline Forecast | 0 | 0 | 0 | 0 | 0 | 0 | 0 | 0 | 0 | 0 | 0 | 0 | 0 | 0 | 0 | 0 | 0 | 0 | 0 | 0 | 0 | 0 | 0 | 0 | 0 | 0 | 0 | 0
Industrial_WA - Industrial_New_Space Heating_Natural Gas_Unit Heater_E6_Baseline Forecast | Industrial | WA - Industrial | New | Space Heating | Natural Gas | Unit Heater | E6 |  | Baseline Forecast | 0 | 0 | 0 | 0 | 0 | 0 | 0 | 0 | 0 | 0 | 0 | 0 | 0 | 0 | 0 | 0 | 0 | 0 | 0 | 0 | 0 | 0 | 0 | 0 | 0 | 0 | 0 | 0
Industrial_WA - Industrial_New_Space Heating_Natural Gas_Unit Heater_E7_Baseline Forecast | Industrial | WA - Industrial | New | Space Heating | Natural Gas | Unit Heater | E7 |  | Baseline Forecast | 0 | 0 | 0 | 0 | 0 | 0 | 0 | 0 | 0 | 0 | 0 | 0 | 0 | 0 | 0 | 0 | 0 | 0 | 0 | 0 | 0 | 0 | 0 | 0 | 0 | 0 | 0 | 0
Industrial_WA - Industrial_New_Space Heating_Natural Gas_Unit Heater_E8_Baseline Forecast | Industrial | WA - Industrial | New | Space Heating | Natural Gas | Unit Heater | E8 |  | Baseline Forecast | 0 | 0 | 0 | 0 | 0 | 0 | 0 | 0 | 0 | 0 | 0 | 0 | 0 | 0 | 0 | 0 | 0 | 0 | 0 | 0 | 0 | 0 | 0 | 0 | 0 | 0 | 0 | 0
Industrial_WA - Industrial_New_Space Heating_Natural Gas_Unit Heater_E9_Baseline Forecast | Industrial | WA - Industrial | New | Space Heating | Natural Gas | Unit Heater | E9 |  | Baseline Forecast | 0 | 0 | 0 | 0 | 0 | 0 | 0 | 0 | 0 | 0 | 0 | 0 | 0 | 0 | 0 | 0 | 0 | 0 | 0 | 0 | 0 | 0 | 0 | 0 | 0 | 0 | 0 | 0
Industrial_WA - Industrial_New_Space Heating_Natural Gas_Unit Heater_E10_Baseline Forecast | Industrial | WA - Industrial | New | Space Heating | Natural Gas | Unit Heater | E10 |  | Baseline Forecast | 0 | 0 | 0 | 0 | 0 | 0 | 0 | 0 | 0 | 0 | 0 | 0 | 0 | 0 | 0 | 0 | 0 | 0 | 0 | 0 | 0 | 0 | 0 | 0 | 0 | 0 | 0 | 0
Industrial_WA - Industrial_New_Space Heating_Natural Gas_Unit Heater_Vintage_Baseline Forecast | Industrial | WA - Industrial | New | Space Heating | Natural Gas | Unit Heater | Vintage |  | Baseline Forecast | 0 | 0 | 0 | 0 | 0 | 0 | 0 | 0 | 0 | 0 | 0 | 0 | 0 | 0 | 0 | 0 | 0 | 0 | 0 | 0 | 0 | 0 | 0 | 0 | 0 | 0 | 0 | Vintage
Industrial_WA - Industrial_New_Process_Natural Gas_Process Boiler_E1_Baseline Forecast | Industrial | WA - Industrial | New | Process | Natural Gas | Process Boiler | E1 |  | Baseline Forecast | 0 | 0 | 0 | 0 | 0 | 0 | 0 | 0 | 0 | 0 | 0 | 0 | 0 | 0 | 0 | 0 | 0 | 0 | 0 | 0 | 0 | 0 | 0 | 0 | 0 | 0 | 0 | 1
Industrial_WA - Industrial_New_Process_Natural Gas_Process Boiler_E2_Baseline Forecast | Industrial | WA - Industrial | New | Process | Natural Gas | Process Boiler | E2 |  | Baseline Forecast | 0 | 0 | 0 | 0 | 0 | 0 | 0 | 0 | 0 | 0 | 0 | 0 | 0 | 0 | 0 | 0 | 0 | 0 | 0 | 0 | 0 | 0 | 0 | 0 | 0 | 0 | 0 | 0
Industrial_WA - Industrial_New_Process_Natural Gas_Process Boiler_E3_Baseline Forecast | Industrial | WA - Industrial | New | Process | Natural Gas | Process Boiler | E3 |  | Baseline Forecast | 0 | 0 | 0 | 0 | 0 | 0 | 0 | 0 | 0 | 0 | 0 | 0 | 0 | 0 | 0 | 0 | 0 | 0 | 0 | 0 | 0 | 0 | 0 | 0 | 0 | 0 | 0 | 0
Industrial_WA - Industrial_New_Process_Natural Gas_Process Boiler_E4_Baseline Forecast | Industrial | WA - Industrial | New | Process | Natural Gas | Process Boiler | E4 |  | Baseline Forecast | 0 | 0 | 0 | 0 | 0 | 0 | 0 | 0 | 0 | 0 | 0 | 0 | 0 | 0 | 0 | 0 | 0 | 0 | 0 | 0 | 0 | 0 | 0 | 0 | 0 | 0 | 0 | 0
Industrial_WA - Industrial_New_Process_Natural Gas_Process Boiler_E5_Baseline Forecast | Industrial | WA - Industrial | New | Process | Natural Gas | Process Boiler | E5 |  | Baseline Forecast | 0 | 0 | 0 | 0 | 0 | 0 | 0 | 0 | 0 | 0 | 0 | 0 | 0 | 0 | 0 | 0 | 0 | 0 | 0 | 0 | 0 | 0 | 0 | 0 | 0 | 0 | 0 | 0
Industrial_WA - Industrial_New_Process_Natural Gas_Process Boiler_E6_Baseline Forecast | Industrial | WA - Industrial | New | Process | Natural Gas | Process Boiler | E6 |  | Baseline Forecast | 0 | 0 | 0 | 0 | 0 | 0 | 0 | 0 | 0 | 0 | 0 | 0 | 0 | 0 | 0 | 0 | 0 | 0 | 0 | 0 | 0 | 0 | 0 | 0 | 0 | 0 | 0 | 0
Industrial_WA - Industrial_New_Process_Natural Gas_Process Boiler_E7_Baseline Forecast | Industrial | WA - Industrial | New | Process | Natural Gas | Process Boiler | E7 |  | Baseline Forecast | 0 | 0 | 0 | 0 | 0 | 0 | 0 | 0 | 0 | 0 | 0 | 0 | 0 | 0 | 0 | 0 | 0 | 0 | 0 | 0 | 0 | 0 | 0 | 0 | 0 | 0 | 0 | 0
Industrial_WA - Industrial_New_Process_Natural Gas_Process Boiler_E8_Baseline Forecast | Industrial | WA - Industrial | New | Process | Natural Gas | Process Boiler | E8 |  | Baseline Forecast | 0 | 0 | 0 | 0 | 0 | 0 | 0 | 0 | 0 | 0 | 0 | 0 | 0 | 0 | 0 | 0 | 0 | 0 | 0 | 0 | 0 | 0 | 0 | 0 | 0 | 0 | 0 | 0
Industrial_WA - Industrial_New_Process_Natural Gas_Process Boiler_E9_Baseline Forecast | Industrial | WA - Industrial | New | Process | Natural Gas | Process Boiler | E9 |  | Baseline Forecast | 0 | 0 | 0 | 0 | 0 | 0 | 0 | 0 | 0 | 0 | 0 | 0 | 0 | 0 | 0 | 0 | 0 | 0 | 0 | 0 | 0 | 0 | 0 | 0 | 0 | 0 | 0 | 0
Industrial_WA - Industrial_New_Process_Natural Gas_Process Boiler_E10_Baseline Forecast | Industrial | WA - Industrial | New | Process | Natural Gas | Process Boiler | E10 |  | Baseline Forecast | 0 | 0 | 0 | 0 | 0 | 0 | 0 | 0 | 0 | 0 | 0 | 0 | 0 | 0 | 0 | 0 | 0 | 0 | 0 | 0 | 0 | 0 | 0 | 0 | 0 | 0 | 0 | 0
Industrial_WA - Industrial_New_Process_Natural Gas_Process Boiler_Vintage_Baseline Forecast | Industrial | WA - Industrial | New | Process | Natural Gas | Process Boiler | Vintage |  | Baseline Forecast | 0 | 0 | 0 | 0 | 0 | 0 | 0 | 0 | 0 | 0 | 0 | 0 | 0 | 0 | 0 | 0 | 0 | 0 | 0 | 0 | 0 | 0 | 0 | 0 | 0 | 0 | 0 | Vintage
Industrial_WA - Industrial_New_Process_Natural Gas_Process Heating_E1_Baseline Forecast | Industrial | WA - Industrial | New | Process | Natural Gas | Process Heating | E1 |  | Baseline Forecast | 0 | 0 | 0 | 0 | 0 | 0 | 0 | 0 | 0 | 0 | 0 | 0 | 0 | 0 | 0 | 0 | 0 | 0 | 0 | 0 | 0 | 0 | 0 | 0 | 0 | 0 | 0 | 1
Industrial_WA - Industrial_New_Process_Natural Gas_Process Heating_E2_Baseline Forecast | Industrial | WA - Industrial | New | Process | Natural Gas | Process Heating | E2 |  | Baseline Forecast | 0 | 0 | 0 | 0 | 0 | 0 | 0 | 0 | 0 | 0 | 0 | 0 | 0 | 0 | 0 | 0 | 0 | 0 | 0 | 0 | 0 | 0 | 0 | 0 | 0 | 0 | 0 | 0
Industrial_WA - Industrial_New_Process_Natural Gas_Process Heating_E3_Baseline Forecast | Industrial | WA - Industrial | New | Process | Natural Gas | Process Heating | E3 |  | Baseline Forecast | 0 | 0 | 0 | 0 | 0 | 0 | 0 | 0 | 0 | 0 | 0 | 0 | 0 | 0 | 0 | 0 | 0 | 0 | 0 | 0 | 0 | 0 | 0 | 0 | 0 | 0 | 0 | 0
Industrial_WA - Industrial_New_Process_Natural Gas_Process Heating_E4_Baseline Forecast | Industrial | WA - Industrial | New | Process | Natural Gas | Process Heating | E4 |  | Baseline Forecast | 0 | 0 | 0 | 0 | 0 | 0 | 0 | 0 | 0 | 0 | 0 | 0 | 0 | 0 | 0 | 0 | 0 | 0 | 0 | 0 | 0 | 0 | 0 | 0 | 0 | 0 | 0 | 0
Industrial_WA - Industrial_New_Process_Natural Gas_Process Heating_E5_Baseline Forecast | Industrial | WA - Industrial | New | Process | Natural Gas | Process Heating | E5 |  | Baseline Forecast | 0 | 0 | 0 | 0 | 0 | 0 | 0 | 0 | 0 | 0 | 0 | 0 | 0 | 0 | 0 | 0 | 0 | 0 | 0 | 0 | 0 | 0 | 0 | 0 | 0 | 0 | 0 | 0
Industrial_WA - Industrial_New_Process_Natural Gas_Process Heating_E6_Baseline Forecast | Industrial | WA - Industrial | New | Process | Natural Gas | Process Heating | E6 |  | Baseline Forecast | 0 | 0 | 0 | 0 | 0 | 0 | 0 | 0 | 0 | 0 | 0 | 0 | 0 | 0 | 0 | 0 | 0 | 0 | 0 | 0 | 0 | 0 | 0 | 0 | 0 | 0 | 0 | 0
Industrial_WA - Industrial_New_Process_Natural Gas_Process Heating_E7_Baseline Forecast | Industrial | WA - Industrial | New | Process | Natural Gas | Process Heating | E7 |  | Baseline Forecast | 0 | 0 | 0 | 0 | 0 | 0 | 0 | 0 | 0 | 0 | 0 | 0 | 0 | 0 | 0 | 0 | 0 | 0 | 0 | 0 | 0 | 0 | 0 | 0 | 0 | 0 | 0 | 0
Industrial_WA - Industrial_New_Process_Natural Gas_Process Heating_E8_Baseline Forecast | Industrial | WA - Industrial | New | Process | Natural Gas | Process Heating | E8 |  | Baseline Forecast | 0 | 0 | 0 | 0 | 0 | 0 | 0 | 0 | 0 | 0 | 0 | 0 | 0 | 0 | 0 | 0 | 0 | 0 | 0 | 0 | 0 | 0 | 0 | 0 | 0 | 0 | 0 | 0
Industrial_WA - Industrial_New_Process_Natural Gas_Process Heating_E9_Baseline Forecast | Industrial | WA - Industrial | New | Process | Natural Gas | Process Heating | E9 |  | Baseline Forecast | 0 | 0 | 0 | 0 | 0 | 0 | 0 | 0 | 0 | 0 | 0 | 0 | 0 | 0 | 0 | 0 | 0 | 0 | 0 | 0 | 0 | 0 | 0 | 0 | 0 | 0 | 0 | 0
Industrial_WA - Industrial_New_Process_Natural Gas_Process Heating_E10_Baseline Forecast | Industrial | WA - Industrial | New | Process | Natural Gas | Process Heating | E10 |  | Baseline Forecast | 0 | 0 | 0 | 0 | 0 | 0 | 0 | 0 | 0 | 0 | 0 | 0 | 0 | 0 | 0 | 0 | 0 | 0 | 0 | 0 | 0 | 0 | 0 | 0 | 0 | 0 | 0 | 0
Industrial_WA - Industrial_New_Process_Natural Gas_Process Heating_Vintage_Baseline Forecast | Industrial | WA - Industrial | New | Process | Natural Gas | Process Heating | Vintage |  | Baseline Forecast | 0 | 0 | 0 | 0 | 0 | 0 | 0 | 0 | 0 | 0 | 0 | 0 | 0 | 0 | 0 | 0 | 0 | 0 | 0 | 0 | 0 | 0 | 0 | 0 | 0 | 0 | 0 | Vintage
Industrial_WA - Industrial_New_Process_Natural Gas_Process Cooling_E1_Baseline Forecast | Industrial | WA - Industrial | New | Process | Natural Gas | Process Cooling | E1 |  | Baseline Forecast | 0 | 0 | 0 | 0 | 0 | 0 | 0 | 0 | 0 | 0 | 0 | 0 | 0 | 0 | 0 | 0 | 0 | 0 | 0 | 0 | 0 | 0 | 0 | 0 | 0 | 0 | 0 | 1
Industrial_WA - Industrial_New_Process_Natural Gas_Process Cooling_E2_Baseline Forecast | Industrial | WA - Industrial | New | Process | Natural Gas | Process Cooling | E2 |  | Baseline Forecast | 0 | 0 | 0 | 0 | 0 | 0 | 0 | 0 | 0 | 0 | 0 | 0 | 0 | 0 | 0 | 0 | 0 | 0 | 0 | 0 | 0 | 0 | 0 | 0 | 0 | 0 | 0 | 0
Industrial_WA - Industrial_New_Process_Natural Gas_Process Cooling_E3_Baseline Forecast | Industrial | WA - Industrial | New | Process | Natural Gas | Process Cooling | E3 |  | Baseline Forecast | 0 | 0 | 0 | 0 | 0 | 0 | 0 | 0 | 0 | 0 | 0 | 0 | 0 | 0 | 0 | 0 | 0 | 0 | 0 | 0 | 0 | 0 | 0 | 0 | 0 | 0 | 0 | 0
Industrial_WA - Industrial_New_Process_Natural Gas_Process Cooling_E4_Baseline Forecast | Industrial | WA - Industrial | New | Process | Natural Gas | Process Cooling | E4 |  | Baseline Forecast | 0 | 0 | 0 | 0 | 0 | 0 | 0 | 0 | 0 | 0 | 0 | 0 | 0 | 0 | 0 | 0 | 0 | 0 | 0 | 0 | 0 | 0 | 0 | 0 | 0 | 0 | 0 | 0
Industrial_WA - Industrial_New_Process_Natural Gas_Process Cooling_E5_Baseline Forecast | Industrial | WA - Industrial | New | Process | Natural Gas | Process Cooling | E5 |  | Baseline Forecast | 0 | 0 | 0 | 0 | 0 | 0 | 0 | 0 | 0 | 0 | 0 | 0 | 0 | 0 | 0 | 0 | 0 | 0 | 0 | 0 | 0 | 0 | 0 | 0 | 0 | 0 | 0 | 0
Industrial_WA - Industrial_New_Process_Natural Gas_Process Cooling_E6_Baseline Forecast | Industrial | WA - Industrial | New | Process | Natural Gas | Process Cooling | E6 |  | Baseline Forecast | 0 | 0 | 0 | 0 | 0 | 0 | 0 | 0 | 0 | 0 | 0 | 0 | 0 | 0 | 0 | 0 | 0 | 0 | 0 | 0 | 0 | 0 | 0 | 0 | 0 | 0 | 0 | 0
Industrial_WA - Industrial_New_Process_Natural Gas_Process Cooling_E7_Baseline Forecast | Industrial | WA - Industrial | New | Process | Natural Gas | Process Cooling | E7 |  | Baseline Forecast | 0 | 0 | 0 | 0 | 0 | 0 | 0 | 0 | 0 | 0 | 0 | 0 | 0 | 0 | 0 | 0 | 0 | 0 | 0 | 0 | 0 | 0 | 0 | 0 | 0 | 0 | 0 | 0
Industrial_WA - Industrial_New_Process_Natural Gas_Process Cooling_E8_Baseline Forecast | Industrial | WA - Industrial | New | Process | Natural Gas | Process Cooling | E8 |  | Baseline Forecast | 0 | 0 | 0 | 0 | 0 | 0 | 0 | 0 | 0 | 0 | 0 | 0 | 0 | 0 | 0 | 0 | 0 | 0 | 0 | 0 | 0 | 0 | 0 | 0 | 0 | 0 | 0 | 0
Industrial_WA - Industrial_New_Process_Natural Gas_Process Cooling_E9_Baseline Forecast | Industrial | WA - Industrial | New | Process | Natural Gas | Process Cooling | E9 |  | Baseline Forecast | 0 | 0 | 0 | 0 | 0 | 0 | 0 | 0 | 0 | 0 | 0 | 0 | 0 | 0 | 0 | 0 | 0 | 0 | 0 | 0 | 0 | 0 | 0 | 0 | 0 | 0 | 0 | 0
Industrial_WA - Industrial_New_Process_Natural Gas_Process Cooling_E10_Baseline Forecast | Industrial | WA - Industrial | New | Process | Natural Gas | Process Cooling | E10 |  | Baseline Forecast | 0 | 0 | 0 | 0 | 0 | 0 | 0 | 0 | 0 | 0 | 0 | 0 | 0 | 0 | 0 | 0 | 0 | 0 | 0 | 0 | 0 | 0 | 0 | 0 | 0 | 0 | 0 | 0
Industrial_WA - Industrial_New_Process_Natural Gas_Process Cooling_Vintage_Baseline Forecast | Industrial | WA - Industrial | New | Process | Natural Gas | Process Cooling | Vintage |  | Baseline Forecast | 0 | 0 | 0 | 0 | 0 | 0 | 0 | 0 | 0 | 0 | 0 | 0 | 0 | 0 | 0 | 0 | 0 | 0 | 0 | 0 | 0 | 0 | 0 | 0 | 0 | 0 | 0 | Vintage
Industrial_WA - Industrial_New_Process_Natural Gas_Other Process_E1_Baseline Forecast | Industrial | WA - Industrial | New | Process | Natural Gas | Other Process | E1 |  | Baseline Forecast | 0 | 0 | 0 | 0 | 0 | 0 | 0 | 0 | 0 | 0 | 0 | 0 | 0 | 0 | 0 | 0 | 0 | 0 | 0 | 0 | 0 | 0 | 0 | 0 | 0 | 0 | 0 | 1
Industrial_WA - Industrial_New_Process_Natural Gas_Other Process_E2_Baseline Forecast | Industrial | WA - Industrial | New | Process | Natural Gas | Other Process | E2 |  | Baseline Forecast | 0 | 0 | 0 | 0 | 0 | 0 | 0 | 0 | 0 | 0 | 0 | 0 | 0 | 0 | 0 | 0 | 0 | 0 | 0 | 0 | 0 | 0 | 0 | 0 | 0 | 0 | 0 | 0
Industrial_WA - Industrial_New_Process_Natural Gas_Other Process_E3_Baseline Forecast | Industrial | WA - Industrial | New | Process | Natural Gas | Other Process | E3 |  | Baseline Forecast | 0 | 0 | 0 | 0 | 0 | 0 | 0 | 0 | 0 | 0 | 0 | 0 | 0 | 0 | 0 | 0 | 0 | 0 | 0 | 0 | 0 | 0 | 0 | 0 | 0 | 0 | 0 | 0
Industrial_WA - Industrial_New_Process_Natural Gas_Other Process_E4_Baseline Forecast | Industrial | WA - Industrial | New | Process | Natural Gas | Other Process | E4 |  | Baseline Forecast | 0 | 0 | 0 | 0 | 0 | 0 | 0 | 0 | 0 | 0 | 0 | 0 | 0 | 0 | 0 | 0 | 0 | 0 | 0 | 0 | 0 | 0 | 0 | 0 | 0 | 0 | 0 | 0
Industrial_WA - Industrial_New_Process_Natural Gas_Other Process_E5_Baseline Forecast | Industrial | WA - Industrial | New | Process | Natural Gas | Other Process | E5 |  | Baseline Forecast | 0 | 0 | 0 | 0 | 0 | 0 | 0 | 0 | 0 | 0 | 0 | 0 | 0 | 0 | 0 | 0 | 0 | 0 | 0 | 0 | 0 | 0 | 0 | 0 | 0 | 0 | 0 | 0
Industrial_WA - Industrial_New_Process_Natural Gas_Other Process_E6_Baseline Forecast | Industrial | WA - Industrial | New | Process | Natural Gas | Other Process | E6 |  | Baseline Forecast | 0 | 0 | 0 | 0 | 0 | 0 | 0 | 0 | 0 | 0 | 0 | 0 | 0 | 0 | 0 | 0 | 0 | 0 | 0 | 0 | 0 | 0 | 0 | 0 | 0 | 0 | 0 | 0
Industrial_WA - Industrial_New_Process_Natural Gas_Other Process_E7_Baseline Forecast | Industrial | WA - Industrial | New | Process | Natural Gas | Other Process | E7 |  | Baseline Forecast | 0 | 0 | 0 | 0 | 0 | 0 | 0 | 0 | 0 | 0 | 0 | 0 | 0 | 0 | 0 | 0 | 0 | 0 | 0 | 0 | 0 | 0 | 0 | 0 | 0 | 0 | 0 | 0
Industrial_WA - Industrial_New_Process_Natural Gas_Other Process_E8_Baseline Forecast | Industrial | WA - Industrial | New | Process | Natural Gas | Other Process | E8 |  | Baseline Forecast | 0 | 0 | 0 | 0 | 0 | 0 | 0 | 0 | 0 | 0 | 0 | 0 | 0 | 0 | 0 | 0 | 0 | 0 | 0 | 0 | 0 | 0 | 0 | 0 | 0 | 0 | 0 | 0
Industrial_WA - Industrial_New_Process_Natural Gas_Other Process_E9_Baseline Forecast | Industrial | WA - Industrial | New | Process | Natural Gas | Other Process | E9 |  | Baseline Forecast | 0 | 0 | 0 | 0 | 0 | 0 | 0 | 0 | 0 | 0 | 0 | 0 | 0 | 0 | 0 | 0 | 0 | 0 | 0 | 0 | 0 | 0 | 0 | 0 | 0 | 0 | 0 | 0
Industrial_WA - Industrial_New_Process_Natural Gas_Other Process_E10_Baseline Forecast | Industrial | WA - Industrial | New | Process | Natural Gas | Other Process | E10 |  | Baseline Forecast | 0 | 0 | 0 | 0 | 0 | 0 | 0 | 0 | 0 | 0 | 0 | 0 | 0 | 0 | 0 | 0 | 0 | 0 | 0 | 0 | 0 | 0 | 0 | 0 | 0 | 0 | 0 | 0
Industrial_WA - Industrial_New_Process_Natural Gas_Other Process_Vintage_Baseline Forecast | Industrial | WA - Industrial | New | Process | Natural Gas | Other Process | Vintage |  | Baseline Forecast | 0 | 0 | 0 | 0 | 0 | 0 | 0 | 0 | 0 | 0 | 0 | 0 | 0 | 0 | 0 | 0 | 0 | 0 | 0 | 0 | 0 | 0 | 0 | 0 | 0 | 0 | 0 | Vintage
Industrial_WA - Industrial_New_Miscellaneous_Natural Gas_Miscellaneous_E1_Baseline Forecast | Industrial | WA - Industrial | New | Miscellaneous | Natural Gas | Miscellaneous | E1 |  | Baseline Forecast | 0 | 0 | 0 | 0 | 0 | 0 | 0 | 0 | 0 | 0 | 0 | 0 | 0 | 0 | 0 | 0 | 0 | 0 | 0 | 0 | 0 | 0 | 0 | 0 | 0 | 0 | 0 | 1
Industrial_WA - Industrial_New_Miscellaneous_Natural Gas_Miscellaneous_E2_Baseline Forecast | Industrial | WA - Industrial | New | Miscellaneous | Natural Gas | Miscellaneous | E2 |  | Baseline Forecast | 0 | 0 | 0 | 0 | 0 | 0 | 0 | 0 | 0 | 0 | 0 | 0 | 0 | 0 | 0 | 0 | 0 | 0 | 0 | 0 | 0 | 0 | 0 | 0 | 0 | 0 | 0 | 0
Industrial_WA - Industrial_New_Miscellaneous_Natural Gas_Miscellaneous_E3_Baseline Forecast | Industrial | WA - Industrial | New | Miscellaneous | Natural Gas | Miscellaneous | E3 |  | Baseline Forecast | 0 | 0 | 0 | 0 | 0 | 0 | 0 | 0 | 0 | 0 | 0 | 0 | 0 | 0 | 0 | 0 | 0 | 0 | 0 | 0 | 0 | 0 | 0 | 0 | 0 | 0 | 0 | 0
Industrial_WA - Industrial_New_Miscellaneous_Natural Gas_Miscellaneous_E4_Baseline Forecast | Industrial | WA - Industrial | New | Miscellaneous | Natural Gas | Miscellaneous | E4 |  | Baseline Forecast | 0 | 0 | 0 | 0 | 0 | 0 | 0 | 0 | 0 | 0 | 0 | 0 | 0 | 0 | 0 | 0 | 0 | 0 | 0 | 0 | 0 | 0 | 0 | 0 | 0 | 0 | 0 | 0
Industrial_WA - Industrial_New_Miscellaneous_Natural Gas_Miscellaneous_E5_Baseline Forecast | Industrial | WA - Industrial | New | Miscellaneous | Natural Gas | Miscellaneous | E5 |  | Baseline Forecast | 0 | 0 | 0 | 0 | 0 | 0 | 0 | 0 | 0 | 0 | 0 | 0 | 0 | 0 | 0 | 0 | 0 | 0 | 0 | 0 | 0 | 0 | 0 | 0 | 0 | 0 | 0 | 0
Industrial_WA - Industrial_New_Miscellaneous_Natural Gas_Miscellaneous_E6_Baseline Forecast | Industrial | WA - Industrial | New | Miscellaneous | Natural Gas | Miscellaneous | E6 |  | Baseline Forecast | 0 | 0 | 0 | 0 | 0 | 0 | 0 | 0 | 0 | 0 | 0 | 0 | 0 | 0 | 0 | 0 | 0 | 0 | 0 | 0 | 0 | 0 | 0 | 0 | 0 | 0 | 0 | 0
Industrial_WA - Industrial_New_Miscellaneous_Natural Gas_Miscellaneous_E7_Baseline Forecast | Industrial | WA - Industrial | New | Miscellaneous | Natural Gas | Miscellaneous | E7 |  | Baseline Forecast | 0 | 0 | 0 | 0 | 0 | 0 | 0 | 0 | 0 | 0 | 0 | 0 | 0 | 0 | 0 | 0 | 0 | 0 | 0 | 0 | 0 | 0 | 0 | 0 | 0 | 0 | 0 | 0
Industrial_WA - Industrial_New_Miscellaneous_Natural Gas_Miscellaneous_E8_Baseline Forecast | Industrial | WA - Industrial | New | Miscellaneous | Natural Gas | Miscellaneous | E8 |  | Baseline Forecast | 0 | 0 | 0 | 0 | 0 | 0 | 0 | 0 | 0 | 0 | 0 | 0 | 0 | 0 | 0 | 0 | 0 | 0 | 0 | 0 | 0 | 0 | 0 | 0 | 0 | 0 | 0 | 0
Industrial_WA - Industrial_New_Miscellaneous_Natural Gas_Miscellaneous_E9_Baseline Forecast | Industrial | WA - Industrial | New | Miscellaneous | Natural Gas | Miscellaneous | E9 |  | Baseline Forecast | 0 | 0 | 0 | 0 | 0 | 0 | 0 | 0 | 0 | 0 | 0 | 0 | 0 | 0 | 0 | 0 | 0 | 0 | 0 | 0 | 0 | 0 | 0 | 0 | 0 | 0 | 0 | 0
Industrial_WA - Industrial_New_Miscellaneous_Natural Gas_Miscellaneous_E10_Baseline Forecast | Industrial | WA - Industrial | New | Miscellaneous | Natural Gas | Miscellaneous | E10 |  | Baseline Forecast | 0 | 0 | 0 | 0 | 0 | 0 | 0 | 0 | 0 | 0 | 0 | 0 | 0 | 0 | 0 | 0 | 0 | 0 | 0 | 0 | 0 | 0 | 0 | 0 | 0 | 0 | 0 | 0
Industrial_WA - Industrial_New_Miscellaneous_Natural Gas_Miscellaneous_Vintage_Baseline Forecast | Industrial | WA - Industrial | New | Miscellaneous | Natural Gas | Miscellaneous | Vintage |  | Baseline Forecast | 0 | 0 | 0 | 0 | 0 | 0 | 0 | 0 | 0 | 0 | 0 | 0 | 0 | 0 | 0 | 0 | 0 | 0 | 0 | 0 | 0 | 0 | 0 | 0 | 0 | 0 | 0 | Vintage
Industrial_OR - Industrial_Existing_Space Heating_Natural Gas_Furnace_E1_Baseline Forecast | Industrial | OR - Industrial | Existing | Space Heating | Natural Gas | Furnace | E1 |  | Baseline Forecast | 0 | 1.865 | 5.4515 | 5.4515 | 5.4515 | 5.4515 | 5.4515 | 5.4515 | 5.4515 | 5.4515 | 5.4515 | 5.4515 | 5.4515 | 5.4515 | 5.4515 | 5.4515 | 5.4515 | 5.4515 | 5.4515 | 5.3081 | 4.8998 | 4.5228 | 4.1749 | 3.8538 | 3.5573 | 3.2837 | 3.0311 | 400
Industrial_OR - Industrial_Existing_Space Heating_Natural Gas_Furnace_E2_Baseline Forecast | Industrial | OR - Industrial | Existing | Space Heating | Natural Gas | Furnace | E2 |  | Baseline Forecast | 0 | 0 | 0 | 5.1756 | 11.8181 | 19.8147 | 29.0611 | 39.4612 | 50.9264 | 63.3746 | 76.7302 | 90.9235 | 105.89 | 121.5702 | 137.9092 | 154.8564 | 172.3649 | 190.3917 | 208.8967 | 226.1218 | 242.2977 | 257.2293 | 271.0124 | 283.7352 | 295.4793 | 306.32 | 316.3269 | 400
Industrial_OR - Industrial_Existing_Space Heating_Natural Gas_Furnace_E3_Baseline Forecast | Industrial | OR - Industrial | Existing | Space Heating | Natural Gas | Furnace | E3 |  | Baseline Forecast | 0 | 0 | 0 | 0 | 0 | 0 | 0 | 0 | 0 | 0 | 0 | 0 | 0 | 0 | 0 | 0 | 0 | 0 | 0 | 0 | 0 | 0 | 0 | 0 | 0 | 0 | 0 | 400
Industrial_OR - Industrial_Existing_Space Heating_Natural Gas_Furnace_E4_Baseline Forecast | Industrial | OR - Industrial | Existing | Space Heating | Natural Gas | Furnace | E4 |  | Baseline Forecast | 0 | 0 | 0 | 0 | 0 | 0 | 0 | 0 | 0 | 0 | 0 | 0 | 0 | 0 | 0 | 0 | 0 | 0 | 0 | 0 | 0 | 0 | 0 | 0 | 0 | 0 | 0 | 0
Industrial_OR - Industrial_Existing_Space Heating_Natural Gas_Furnace_E5_Baseline Forecast | Industrial | OR - Industrial | Existing | Space Heating | Natural Gas | Furnace | E5 |  | Baseline Forecast | 0 | 0 | 0 | 0 | 0 | 0 | 0 | 0 | 0 | 0 | 0 | 0 | 0 | 0 | 0 | 0 | 0 | 0 | 0 | 0 | 0 | 0 | 0 | 0 | 0 | 0 | 0 | 0
Industrial_OR - Industrial_Existing_Space Heating_Natural Gas_Furnace_E6_Baseline Forecast | Industrial | OR - Industrial | Existing | Space Heating | Natural Gas | Furnace | E6 |  | Baseline Forecast | 0 | 0 | 0 | 0 | 0 | 0 | 0 | 0 | 0 | 0 | 0 | 0 | 0 | 0 | 0 | 0 | 0 | 0 | 0 | 0 | 0 | 0 | 0 | 0 | 0 | 0 | 0 | 0
Industrial_OR - Industrial_Existing_Space Heating_Natural Gas_Furnace_E7_Baseline Forecast | Industrial | OR - Industrial | Existing | Space Heating | Natural Gas | Furnace | E7 |  | Baseline Forecast | 0 | 0 | 0 | 0 | 0 | 0 | 0 | 0 | 0 | 0 | 0 | 0 | 0 | 0 | 0 | 0 | 0 | 0 | 0 | 0 | 0 | 0 | 0 | 0 | 0 | 0 | 0 | 0
Industrial_OR - Industrial_Existing_Space Heating_Natural Gas_Furnace_E8_Baseline Forecast | Industrial | OR - Industrial | Existing | Space Heating | Natural Gas | Furnace | E8 |  | Baseline Forecast | 0 | 0 | 0 | 0 | 0 | 0 | 0 | 0 | 0 | 0 | 0 | 0 | 0 | 0 | 0 | 0 | 0 | 0 | 0 | 0 | 0 | 0 | 0 | 0 | 0 | 0 | 0 | 0
Industrial_OR - Industrial_Existing_Space Heating_Natural Gas_Furnace_E9_Baseline Forecast | Industrial | OR - Industrial | Existing | Space Heating | Natural Gas | Furnace | E9 |  | Baseline Forecast | 0 | 0 | 0 | 0 | 0 | 0 | 0 | 0 | 0 | 0 | 0 | 0 | 0 | 0 | 0 | 0 | 0 | 0 | 0 | 0 | 0 | 0 | 0 | 0 | 0 | 0 | 0 | 0
Industrial_OR - Industrial_Existing_Space Heating_Natural Gas_Furnace_E10_Baseline Forecast | Industrial | OR - Industrial | Existing | Space Heating | Natural Gas | Furnace | E10 |  | Baseline Forecast | 0 | 0 | 0 | 0 | 0 | 0 | 0 | 0 | 0 | 0 | 0 | 0 | 0 | 0 | 0 | 0 | 0 | 0 | 0 | 0 | 0 | 0 | 0 | 0 | 0 | 0 | 0 | 0
Industrial_OR - Industrial_Existing_Space Heating_Natural Gas_Furnace_Vintage_Baseline Forecast | Industrial | OR - Industrial | Existing | Space Heating | Natural Gas | Furnace | Vintage |  | Baseline Forecast | 436.4089 | 434.5439 | 430.9573 | 425.7817 | 419.1392 | 411.1426 | 401.8962 | 391.4961 | 380.0309 | 367.5828 | 354.2271 | 340.0338 | 325.0674 | 309.3872 | 293.0481 | 276.1009 | 258.5924 | 240.5657 | 222.0606 | 204.979 | 189.2114 | 174.6567 | 161.2216 | 148.8199 | 137.3722 | 126.8051 | 117.0509 | Vintage
Industrial_OR - Industrial_Existing_Space Heating_Natural Gas_Boiler_E1_Baseline Forecast | Industrial | OR - Industrial | Existing | Space Heating | Natural Gas | Boiler | E1 |  | Baseline Forecast | 0 | 21.1048 | 42.4014 | 63.8725 | 85.5021 | 107.2759 | 129.1807 | 151.2046 | 173.3369 | 195.5676 | 217.8878 | 240.2893 | 262.7649 | 285.3077 | 307.9116 | 330.5711 | 353.2811 | 376.0371 | 398.8348 | 421.6704 | 444.5406 | 467.4422 | 488.2617 | 507.1886 | 524.3949 | 540.037 | 554.257 | 800
Industrial_OR - Industrial_Existing_Space Heating_Natural Gas_Boiler_E2_Baseline Forecast | Industrial | OR - Industrial | Existing | Space Heating | Natural Gas | Boiler | E2 |  | Baseline Forecast | 0 | 0 | 0 | 0 | 0 | 0 | 0 | 0 | 0 | 0 | 0 | 0 | 0 | 0 | 0 | 0 | 0 | 0 | 0 | 0 | 0 | 0 | 0 | 0 | 0 | 0 | 0 | 800
Industrial_OR - Industrial_Existing_Space Heating_Natural Gas_Boiler_E3_Baseline Forecast | Industrial | OR - Industrial | Existing | Space Heating | Natural Gas | Boiler | E3 |  | Baseline Forecast | 0 | 0 | 0 | 0 | 0 | 0 | 0 | 0 | 0 | 0 | 0 | 0 | 0 | 0 | 0 | 0 | 0 | 0 | 0 | 0 | 0 | 0 | 0 | 0 | 0 | 0 | 0 | 800
Industrial_OR - Industrial_Existing_Space Heating_Natural Gas_Boiler_E4_Baseline Forecast | Industrial | OR - Industrial | Existing | Space Heating | Natural Gas | Boiler | E4 |  | Baseline Forecast | 0 | 0 | 0 | 0 | 0 | 0 | 0 | 0 | 0 | 0 | 0 | 0 | 0 | 0 | 0 | 0 | 0 | 0 | 0 | 0 | 0 | 0 | 0 | 0 | 0 | 0 | 0 | 800
Industrial_OR - Industrial_Existing_Space Heating_Natural Gas_Boiler_E5_Baseline Forecast | Industrial | OR - Industrial | Existing | Space Heating | Natural Gas | Boiler | E5 |  | Baseline Forecast | 0 | 0 | 0 | 0 | 0 | 0 | 0 | 0 | 0 | 0 | 0 | 0 | 0 | 0 | 0 | 0 | 0 | 0 | 0 | 0 | 0 | 0 | 0 | 0 | 0 | 0 | 0 | 0
Industrial_OR - Industrial_Existing_Space Heating_Natural Gas_Boiler_E6_Baseline Forecast | Industrial | OR - Industrial | Existing | Space Heating | Natural Gas | Boiler | E6 |  | Baseline Forecast | 0 | 0 | 0 | 0 | 0 | 0 | 0 | 0 | 0 | 0 | 0 | 0 | 0 | 0 | 0 | 0 | 0 | 0 | 0 | 0 | 0 | 0 | 0 | 0 | 0 | 0 | 0 | 0
Industrial_OR - Industrial_Existing_Space Heating_Natural Gas_Boiler_E7_Baseline Forecast | Industrial | OR - Industrial | Existing | Space Heating | Natural Gas | Boiler | E7 |  | Baseline Forecast | 0 | 0 | 0 | 0 | 0 | 0 | 0 | 0 | 0 | 0 | 0 | 0 | 0 | 0 | 0 | 0 | 0 | 0 | 0 | 0 | 0 | 0 | 0 | 0 | 0 | 0 | 0 | 0
Industrial_OR - Industrial_Existing_Space Heating_Natural Gas_Boiler_E8_Baseline Forecast | Industrial | OR - Industrial | Existing | Space Heating | Natural Gas | Boiler | E8 |  | Baseline Forecast | 0 | 0 | 0 | 0 | 0 | 0 | 0 | 0 | 0 | 0 | 0 | 0 | 0 | 0 | 0 | 0 | 0 | 0 | 0 | 0 | 0 | 0 | 0 | 0 | 0 | 0 | 0 | 0
Industrial_OR - Industrial_Existing_Space Heating_Natural Gas_Boiler_E9_Baseline Forecast | Industrial | OR - Industrial | Existing | Space Heating | Natural Gas | Boiler | E9 |  | Baseline Forecast | 0 | 0 | 0 | 0 | 0 | 0 | 0 | 0 | 0 | 0 | 0 | 0 | 0 | 0 | 0 | 0 | 0 | 0 | 0 | 0 | 0 | 0 | 0 | 0 | 0 | 0 | 0 | 0
Industrial_OR - Industrial_Existing_Space Heating_Natural Gas_Boiler_E10_Baseline Forecast | Industrial | OR - Industrial | Existing | Space Heating | Natural Gas | Boiler | E10 |  | Baseline Forecast | 0 | 0 | 0 | 0 | 0 | 0 | 0 | 0 | 0 | 0 | 0 | 0 | 0 | 0 | 0 | 0 | 0 | 0 | 0 | 0 | 0 | 0 | 0 | 0 | 0 | 0 | 0 | 0
Industrial_OR - Industrial_Existing_Space Heating_Natural Gas_Boiler_Vintage_Baseline Forecast | Industrial | OR - Industrial | Existing | Space Heating | Natural Gas | Boiler | Vintage |  | Baseline Forecast | 696.4576 | 675.3528 | 654.0562 | 632.5851 | 610.9555 | 589.1817 | 567.2769 | 545.253 | 523.1207 | 500.89 | 478.5698 | 456.1683 | 433.6927 | 411.1499 | 388.546 | 365.8865 | 343.1765 | 320.4205 | 297.6228 | 274.7872 | 251.917 | 229.0154 | 208.1959 | 189.269 | 172.0627 | 156.4206 | 142.2006 | Vintage
Industrial_OR - Industrial_Existing_Space Heating_Natural Gas_Unit Heater_E1_Baseline Forecast | Industrial | OR - Industrial | Existing | Space Heating | Natural Gas | Unit Heater | E1 |  | Baseline Forecast | 0 | 4.9592 | 10.4594 | 16.4514 | 22.8905 | 29.7361 | 36.9512 | 44.5022 | 52.3586 | 60.4927 | 68.8791 | 77.4949 | 86.3193 | 95.3334 | 104.5198 | 113.8629 | 123.3485 | 131.9718 | 139.8111 | 146.9378 | 153.4166 | 159.3064 | 164.6607 | 169.5283 | 173.9534 | 177.9763 | 181.6334 | 120
Industrial_OR - Industrial_Existing_Space Heating_Natural Gas_Unit Heater_E2_Baseline Forecast | Industrial | OR - Industrial | Existing | Space Heating | Natural Gas | Unit Heater | E2 |  | Baseline Forecast | 0 | 0 | 0 | 0 | 0 | 0 | 0 | 0 | 0 | 0 | 0 | 0 | 0 | 0 | 0 | 0 | 0 | 0 | 0 | 0 | 0 | 0 | 0 | 0 | 0 | 0 | 0 | 120
Industrial_OR - Industrial_Existing_Space Heating_Natural Gas_Unit Heater_E3_Baseline Forecast | Industrial | OR - Industrial | Existing | Space Heating | Natural Gas | Unit Heater | E3 |  | Baseline Forecast | 0 | 0 | 0 | 0 | 0 | 0 | 0 | 0 | 0 | 0 | 0 | 0 | 0 | 0 | 0 | 0 | 0 | 0 | 0 | 0 | 0 | 0 | 0 | 0 | 0 | 0 | 0 | 120
Industrial_OR - Industrial_Existing_Space Heating_Natural Gas_Unit Heater_E4_Baseline Forecast | Industrial | OR - Industrial | Existing | Space Heating | Natural Gas | Unit Heater | E4 |  | Baseline Forecast | 0 | 0 | 0 | 0 | 0 | 0 | 0 | 0 | 0 | 0 | 0 | 0 | 0 | 0 | 0 | 0 | 0 | 0 | 0 | 0 | 0 | 0 | 0 | 0 | 0 | 0 | 0 | 0
Industrial_OR - Industrial_Existing_Space Heating_Natural Gas_Unit Heater_E5_Baseline Forecast | Industrial | OR - Industrial | Existing | Space Heating | Natural Gas | Unit Heater | E5 |  | Baseline Forecast | 0 | 0 | 0 | 0 | 0 | 0 | 0 | 0 | 0 | 0 | 0 | 0 | 0 | 0 | 0 | 0 | 0 | 0 | 0 | 0 | 0 | 0 | 0 | 0 | 0 | 0 | 0 | 0
Industrial_OR - Industrial_Existing_Space Heating_Natural Gas_Unit Heater_E6_Baseline Forecast | Industrial | OR - Industrial | Existing | Space Heating | Natural Gas | Unit Heater | E6 |  | Baseline Forecast | 0 | 0 | 0 | 0 | 0 | 0 | 0 | 0 | 0 | 0 | 0 | 0 | 0 | 0 | 0 | 0 | 0 | 0 | 0 | 0 | 0 | 0 | 0 | 0 | 0 | 0 | 0 | 0
Industrial_OR - Industrial_Existing_Space Heating_Natural Gas_Unit Heater_E7_Baseline Forecast | Industrial | OR - Industrial | Existing | Space Heating | Natural Gas | Unit Heater | E7 |  | Baseline Forecast | 0 | 0 | 0 | 0 | 0 | 0 | 0 | 0 | 0 | 0 | 0 | 0 | 0 | 0 | 0 | 0 | 0 | 0 | 0 | 0 | 0 | 0 | 0 | 0 | 0 | 0 | 0 | 0
Industrial_OR - Industrial_Existing_Space Heating_Natural Gas_Unit Heater_E8_Baseline Forecast | Industrial | OR - Industrial | Existing | Space Heating | Natural Gas | Unit Heater | E8 |  | Baseline Forecast | 0 | 0 | 0 | 0 | 0 | 0 | 0 | 0 | 0 | 0 | 0 | 0 | 0 | 0 | 0 | 0 | 0 | 0 | 0 | 0 | 0 | 0 | 0 | 0 | 0 | 0 | 0 | 0
Industrial_OR - Industrial_Existing_Space Heating_Natural Gas_Unit Heater_E9_Baseline Forecast | Industrial | OR - Industrial | Existing | Space Heating | Natural Gas | Unit Heater | E9 |  | Baseline Forecast | 0 | 0 | 0 | 0 | 0 | 0 | 0 | 0 | 0 | 0 | 0 | 0 | 0 | 0 | 0 | 0 | 0 | 0 | 0 | 0 | 0 | 0 | 0 | 0 | 0 | 0 | 0 | 0
Industrial_OR - Industrial_Existing_Space Heating_Natural Gas_Unit Heater_E10_Baseline Forecast | Industrial | OR - Industrial | Existing | Space Heating | Natural Gas | Unit Heater | E10 |  | Baseline Forecast | 0 | 0 | 0 | 0 | 0 | 0 | 0 | 0 | 0 | 0 | 0 | 0 | 0 | 0 | 0 | 0 | 0 | 0 | 0 | 0 | 0 | 0 | 0 | 0 | 0 | 0 | 0 | 0
Industrial_OR - Industrial_Existing_Space Heating_Natural Gas_Unit Heater_Vintage_Baseline Forecast | Industrial | OR - Industrial | Existing | Space Heating | Natural Gas | Unit Heater | Vintage |  | Baseline Forecast | 218.2044 | 213.2452 | 207.745 | 201.753 | 195.3139 | 188.4683 | 181.2532 | 173.7022 | 165.8458 | 157.7118 | 149.3254 | 140.7095 | 131.8851 | 122.8711 | 113.6846 | 104.3415 | 94.8559 | 86.2327 | 78.3933 | 71.2667 | 64.7879 | 58.8981 | 53.5437 | 48.6761 | 44.251 | 40.2282 | 36.5711 | Vintage
Industrial_OR - Industrial_Existing_Process_Natural Gas_Process Boiler_E1_Baseline Forecast | Industrial | OR - Industrial | Existing | Process | Natural Gas | Process Boiler | E1 |  | Baseline Forecast | 0 | 115.8061 | 253.6704 | 410.4419 | 544.8175 | 659.9966 | 758.7215 | 843.3428 | 915.8754 | 978.0462 | 1031.3354 | 1077.0119 | 1116.1632 | 1149.7214 | 1178.4856 | 1203.1407 | 1224.2736 | 1242.3875 | 1257.9137 | 1271.2218 | 1282.6288 | 1292.4063 | 1300.7869 | 1307.9703 | 1314.1276 | 1319.4052 | 1323.9288 | 1
Industrial_OR - Industrial_Existing_Process_Natural Gas_Process Boiler_E2_Baseline Forecast | Industrial | OR - Industrial | Existing | Process | Natural Gas | Process Boiler | E2 |  | Baseline Forecast | 0 | 0 | 0 | 0 | 0 | 0 | 0 | 0 | 0 | 0 | 0 | 0 | 0 | 0 | 0 | 0 | 0 | 0 | 0 | 0 | 0 | 0 | 0 | 0 | 0 | 0 | 0 | 0
Industrial_OR - Industrial_Existing_Process_Natural Gas_Process Boiler_E3_Baseline Forecast | Industrial | OR - Industrial | Existing | Process | Natural Gas | Process Boiler | E3 |  | Baseline Forecast | 0 | 0 | 0 | 0 | 0 | 0 | 0 | 0 | 0 | 0 | 0 | 0 | 0 | 0 | 0 | 0 | 0 | 0 | 0 | 0 | 0 | 0 | 0 | 0 | 0 | 0 | 0 | 0
Industrial_OR - Industrial_Existing_Process_Natural Gas_Process Boiler_E4_Baseline Forecast | Industrial | OR - Industrial | Existing | Process | Natural Gas | Process Boiler | E4 |  | Baseline Forecast | 0 | 0 | 0 | 0 | 0 | 0 | 0 | 0 | 0 | 0 | 0 | 0 | 0 | 0 | 0 | 0 | 0 | 0 | 0 | 0 | 0 | 0 | 0 | 0 | 0 | 0 | 0 | 0
Industrial_OR - Industrial_Existing_Process_Natural Gas_Process Boiler_E5_Baseline Forecast | Industrial | OR - Industrial | Existing | Process | Natural Gas | Process Boiler | E5 |  | Baseline Forecast | 0 | 0 | 0 | 0 | 0 | 0 | 0 | 0 | 0 | 0 | 0 | 0 | 0 | 0 | 0 | 0 | 0 | 0 | 0 | 0 | 0 | 0 | 0 | 0 | 0 | 0 | 0 | 0
Industrial_OR - Industrial_Existing_Process_Natural Gas_Process Boiler_E6_Baseline Forecast | Industrial | OR - Industrial | Existing | Process | Natural Gas | Process Boiler | E6 |  | Baseline Forecast | 0 | 0 | 0 | 0 | 0 | 0 | 0 | 0 | 0 | 0 | 0 | 0 | 0 | 0 | 0 | 0 | 0 | 0 | 0 | 0 | 0 | 0 | 0 | 0 | 0 | 0 | 0 | 0
Industrial_OR - Industrial_Existing_Process_Natural Gas_Process Boiler_E7_Baseline Forecast | Industrial | OR - Industrial | Existing | Process | Natural Gas | Process Boiler | E7 |  | Baseline Forecast | 0 | 0 | 0 | 0 | 0 | 0 | 0 | 0 | 0 | 0 | 0 | 0 | 0 | 0 | 0 | 0 | 0 | 0 | 0 | 0 | 0 | 0 | 0 | 0 | 0 | 0 | 0 | 0
Industrial_OR - Industrial_Existing_Process_Natural Gas_Process Boiler_E8_Baseline Forecast | Industrial | OR - Industrial | Existing | Process | Natural Gas | Process Boiler | E8 |  | Baseline Forecast | 0 | 0 | 0 | 0 | 0 | 0 | 0 | 0 | 0 | 0 | 0 | 0 | 0 | 0 | 0 | 0 | 0 | 0 | 0 | 0 | 0 | 0 | 0 | 0 | 0 | 0 | 0 | 0
Industrial_OR - Industrial_Existing_Process_Natural Gas_Process Boiler_E9_Baseline Forecast | Industrial | OR - Industrial | Existing | Process | Natural Gas | Process Boiler | E9 |  | Baseline Forecast | 0 | 0 | 0 | 0 | 0 | 0 | 0 | 0 | 0 | 0 | 0 | 0 | 0 | 0 | 0 | 0 | 0 | 0 | 0 | 0 | 0 | 0 | 0 | 0 | 0 | 0 | 0 | 0
Industrial_OR - Industrial_Existing_Process_Natural Gas_Process Boiler_E10_Baseline Forecast | Industrial | OR - Industrial | Existing | Process | Natural Gas | Process Boiler | E10 |  | Baseline Forecast | 0 | 0 | 0 | 0 | 0 | 0 | 0 | 0 | 0 | 0 | 0 | 0 | 0 | 0 | 0 | 0 | 0 | 0 | 0 | 0 | 0 | 0 | 0 | 0 | 0 | 0 | 0 | 0
Industrial_OR - Industrial_Existing_Process_Natural Gas_Process Boiler_Vintage_Baseline Forecast | Industrial | OR - Industrial | Existing | Process | Natural Gas | Process Boiler | Vintage |  | Baseline Forecast | 1351.0709 | 1235.2648 | 1097.4004 | 940.6289 | 806.2534 | 691.0743 | 592.3494 | 507.7281 | 435.1955 | 373.0247 | 319.7355 | 274.059 | 234.9077 | 201.3494 | 172.5852 | 147.9302 | 126.7973 | 108.6834 | 93.1572 | 79.849 | 68.442 | 58.6646 | 50.2839 | 43.1005 | 36.9433 | 31.6657 | 27.142 | Vintage
Industrial_OR - Industrial_Existing_Process_Natural Gas_Process Heating_E1_Baseline Forecast | Industrial | OR - Industrial | Existing | Process | Natural Gas | Process Heating | E1 |  | Baseline Forecast | 0 | 115.8061 | 253.6704 | 410.4419 | 544.8175 | 659.9966 | 758.7215 | 843.3428 | 915.8754 | 978.0462 | 1031.3354 | 1077.0119 | 1116.1632 | 1149.7214 | 1178.4856 | 1203.1407 | 1224.2736 | 1242.3875 | 1257.9137 | 1271.2218 | 1282.6288 | 1292.4063 | 1300.7869 | 1307.9703 | 1314.1276 | 1319.4052 | 1323.9288 | 1
Industrial_OR - Industrial_Existing_Process_Natural Gas_Process Heating_E2_Baseline Forecast | Industrial | OR - Industrial | Existing | Process | Natural Gas | Process Heating | E2 |  | Baseline Forecast | 0 | 0 | 0 | 0 | 0 | 0 | 0 | 0 | 0 | 0 | 0 | 0 | 0 | 0 | 0 | 0 | 0 | 0 | 0 | 0 | 0 | 0 | 0 | 0 | 0 | 0 | 0 | 0
Industrial_OR - Industrial_Existing_Process_Natural Gas_Process Heating_E3_Baseline Forecast | Industrial | OR - Industrial | Existing | Process | Natural Gas | Process Heating | E3 |  | Baseline Forecast | 0 | 0 | 0 | 0 | 0 | 0 | 0 | 0 | 0 | 0 | 0 | 0 | 0 | 0 | 0 | 0 | 0 | 0 | 0 | 0 | 0 | 0 | 0 | 0 | 0 | 0 | 0 | 0
Industrial_OR - Industrial_Existing_Process_Natural Gas_Process Heating_E4_Baseline Forecast | Industrial | OR - Industrial | Existing | Process | Natural Gas | Process Heating | E4 |  | Baseline Forecast | 0 | 0 | 0 | 0 | 0 | 0 | 0 | 0 | 0 | 0 | 0 | 0 | 0 | 0 | 0 | 0 | 0 | 0 | 0 | 0 | 0 | 0 | 0 | 0 | 0 | 0 | 0 | 0
Industrial_OR - Industrial_Existing_Process_Natural Gas_Process Heating_E5_Baseline Forecast | Industrial | OR - Industrial | Existing | Process | Natural Gas | Process Heating | E5 |  | Baseline Forecast | 0 | 0 | 0 | 0 | 0 | 0 | 0 | 0 | 0 | 0 | 0 | 0 | 0 | 0 | 0 | 0 | 0 | 0 | 0 | 0 | 0 | 0 | 0 | 0 | 0 | 0 | 0 | 0
Industrial_OR - Industrial_Existing_Process_Natural Gas_Process Heating_E6_Baseline Forecast | Industrial | OR - Industrial | Existing | Process | Natural Gas | Process Heating | E6 |  | Baseline Forecast | 0 | 0 | 0 | 0 | 0 | 0 | 0 | 0 | 0 | 0 | 0 | 0 | 0 | 0 | 0 | 0 | 0 | 0 | 0 | 0 | 0 | 0 | 0 | 0 | 0 | 0 | 0 | 0
Industrial_OR - Industrial_Existing_Process_Natural Gas_Process Heating_E7_Baseline Forecast | Industrial | OR - Industrial | Existing | Process | Natural Gas | Process Heating | E7 |  | Baseline Forecast | 0 | 0 | 0 | 0 | 0 | 0 | 0 | 0 | 0 | 0 | 0 | 0 | 0 | 0 | 0 | 0 | 0 | 0 | 0 | 0 | 0 | 0 | 0 | 0 | 0 | 0 | 0 | 0
Industrial_OR - Industrial_Existing_Process_Natural Gas_Process Heating_E8_Baseline Forecast | Industrial | OR - Industrial | Existing | Process | Natural Gas | Process Heating | E8 |  | Baseline Forecast | 0 | 0 | 0 | 0 | 0 | 0 | 0 | 0 | 0 | 0 | 0 | 0 | 0 | 0 | 0 | 0 | 0 | 0 | 0 | 0 | 0 | 0 | 0 | 0 | 0 | 0 | 0 | 0
Industrial_OR - Industrial_Existing_Process_Natural Gas_Process Heating_E9_Baseline Forecast | Industrial | OR - Industrial | Existing | Process | Natural Gas | Process Heating | E9 |  | Baseline Forecast | 0 | 0 | 0 | 0 | 0 | 0 | 0 | 0 | 0 | 0 | 0 | 0 | 0 | 0 | 0 | 0 | 0 | 0 | 0 | 0 | 0 | 0 | 0 | 0 | 0 | 0 | 0 | 0
Industrial_OR - Industrial_Existing_Process_Natural Gas_Process Heating_E10_Baseline Forecast | Industrial | OR - Industrial | Existing | Process | Natural Gas | Process Heating | E10 |  | Baseline Forecast | 0 | 0 | 0 | 0 | 0 | 0 | 0 | 0 | 0 | 0 | 0 | 0 | 0 | 0 | 0 | 0 | 0 | 0 | 0 | 0 | 0 | 0 | 0 | 0 | 0 | 0 | 0 | 0
Industrial_OR - Industrial_Existing_Process_Natural Gas_Process Heating_Vintage_Baseline Forecast | Industrial | OR - Industrial | Existing | Process | Natural Gas | Process Heating | Vintage |  | Baseline Forecast | 1351.0709 | 1235.2648 | 1097.4004 | 940.6289 | 806.2534 | 691.0743 | 592.3494 | 507.7281 | 435.1955 | 373.0247 | 319.7355 | 274.059 | 234.9077 | 201.3494 | 172.5852 | 147.9302 | 126.7973 | 108.6834 | 93.1572 | 79.849 | 68.442 | 58.6646 | 50.2839 | 43.1005 | 36.9433 | 31.6657 | 27.142 | Vintage
Industrial_OR - Industrial_Existing_Process_Natural Gas_Process Cooling_E1_Baseline Forecast | Industrial | OR - Industrial | Existing | Process | Natural Gas | Process Cooling | E1 |  | Baseline Forecast | 0 | 115.8061 | 253.6704 | 410.4419 | 544.8175 | 659.9966 | 758.7215 | 843.3428 | 915.8754 | 978.0462 | 1031.3354 | 1077.0119 | 1116.1632 | 1149.7214 | 1178.4856 | 1203.1407 | 1224.2736 | 1242.3875 | 1257.9137 | 1271.2218 | 1282.6288 | 1292.4063 | 1300.7869 | 1307.9703 | 1314.1276 | 1319.4052 | 1323.9288 | 1
Industrial_OR - Industrial_Existing_Process_Natural Gas_Process Cooling_E2_Baseline Forecast | Industrial | OR - Industrial | Existing | Process | Natural Gas | Process Cooling | E2 |  | Baseline Forecast | 0 | 0 | 0 | 0 | 0 | 0 | 0 | 0 | 0 | 0 | 0 | 0 | 0 | 0 | 0 | 0 | 0 | 0 | 0 | 0 | 0 | 0 | 0 | 0 | 0 | 0 | 0 | 0
Industrial_OR - Industrial_Existing_Process_Natural Gas_Process Cooling_E3_Baseline Forecast | Industrial | OR - Industrial | Existing | Process | Natural Gas | Process Cooling | E3 |  | Baseline Forecast | 0 | 0 | 0 | 0 | 0 | 0 | 0 | 0 | 0 | 0 | 0 | 0 | 0 | 0 | 0 | 0 | 0 | 0 | 0 | 0 | 0 | 0 | 0 | 0 | 0 | 0 | 0 | 0
Industrial_OR - Industrial_Existing_Process_Natural Gas_Process Cooling_E4_Baseline Forecast | Industrial | OR - Industrial | Existing | Process | Natural Gas | Process Cooling | E4 |  | Baseline Forecast | 0 | 0 | 0 | 0 | 0 | 0 | 0 | 0 | 0 | 0 | 0 | 0 | 0 | 0 | 0 | 0 | 0 | 0 | 0 | 0 | 0 | 0 | 0 | 0 | 0 | 0 | 0 | 0
Industrial_OR - Industrial_Existing_Process_Natural Gas_Process Cooling_E5_Baseline Forecast | Industrial | OR - Industrial | Existing | Process | Natural Gas | Process Cooling | E5 |  | Baseline Forecast | 0 | 0 | 0 | 0 | 0 | 0 | 0 | 0 | 0 | 0 | 0 | 0 | 0 | 0 | 0 | 0 | 0 | 0 | 0 | 0 | 0 | 0 | 0 | 0 | 0 | 0 | 0 | 0
Industrial_OR - Industrial_Existing_Process_Natural Gas_Process Cooling_E6_Baseline Forecast | Industrial | OR - Industrial | Existing | Process | Natural Gas | Process Cooling | E6 |  | Baseline Forecast | 0 | 0 | 0 | 0 | 0 | 0 | 0 | 0 | 0 | 0 | 0 | 0 | 0 | 0 | 0 | 0 | 0 | 0 | 0 | 0 | 0 | 0 | 0 | 0 | 0 | 0 | 0 | 0
Industrial_OR - Industrial_Existing_Process_Natural Gas_Process Cooling_E7_Baseline Forecast | Industrial | OR - Industrial | Existing | Process | Natural Gas | Process Cooling | E7 |  | Baseline Forecast | 0 | 0 | 0 | 0 | 0 | 0 | 0 | 0 | 0 | 0 | 0 | 0 | 0 | 0 | 0 | 0 | 0 | 0 | 0 | 0 | 0 | 0 | 0 | 0 | 0 | 0 | 0 | 0
Industrial_OR - Industrial_Existing_Process_Natural Gas_Process Cooling_E8_Baseline Forecast | Industrial | OR - Industrial | Existing | Process | Natural Gas | Process Cooling | E8 |  | Baseline Forecast | 0 | 0 | 0 | 0 | 0 | 0 | 0 | 0 | 0 | 0 | 0 | 0 | 0 | 0 | 0 | 0 | 0 | 0 | 0 | 0 | 0 | 0 | 0 | 0 | 0 | 0 | 0 | 0
Industrial_OR - Industrial_Existing_Process_Natural Gas_Process Cooling_E9_Baseline Forecast | Industrial | OR - Industrial | Existing | Process | Natural Gas | Process Cooling | E9 |  | Baseline Forecast | 0 | 0 | 0 | 0 | 0 | 0 | 0 | 0 | 0 | 0 | 0 | 0 | 0 | 0 | 0 | 0 | 0 | 0 | 0 | 0 | 0 | 0 | 0 | 0 | 0 | 0 | 0 | 0
Industrial_OR - Industrial_Existing_Process_Natural Gas_Process Cooling_E10_Baseline Forecast | Industrial | OR - Industrial | Existing | Process | Natural Gas | Process Cooling | E10 |  | Baseline Forecast | 0 | 0 | 0 | 0 | 0 | 0 | 0 | 0 | 0 | 0 | 0 | 0 | 0 | 0 | 0 | 0 | 0 | 0 | 0 | 0 | 0 | 0 | 0 | 0 | 0 | 0 | 0 | 0
Industrial_OR - Industrial_Existing_Process_Natural Gas_Process Cooling_Vintage_Baseline Forecast | Industrial | OR - Industrial | Existing | Process | Natural Gas | Process Cooling | Vintage |  | Baseline Forecast | 1351.0709 | 1235.2648 | 1097.4004 | 940.6289 | 806.2534 | 691.0743 | 592.3494 | 507.7281 | 435.1955 | 373.0247 | 319.7355 | 274.059 | 234.9077 | 201.3494 | 172.5852 | 147.9302 | 126.7973 | 108.6834 | 93.1572 | 79.849 | 68.442 | 58.6646 | 50.2839 | 43.1005 | 36.9433 | 31.6657 | 27.142 | Vintage
Industrial_OR - Industrial_Existing_Process_Natural Gas_Other Process_E1_Baseline Forecast | Industrial | OR - Industrial | Existing | Process | Natural Gas | Other Process | E1 |  | Baseline Forecast | 0 | 115.8061 | 253.6704 | 410.4419 | 544.8175 | 659.9966 | 758.7215 | 843.3428 | 915.8754 | 978.0462 | 1031.3354 | 1077.0119 | 1116.1632 | 1149.7214 | 1178.4856 | 1203.1407 | 1224.2736 | 1242.3875 | 1257.9137 | 1271.2218 | 1282.6288 | 1292.4063 | 1300.7869 | 1307.9703 | 1314.1276 | 1319.4052 | 1323.9288 | 1
Industrial_OR - Industrial_Existing_Process_Natural Gas_Other Process_E2_Baseline Forecast | Industrial | OR - Industrial | Existing | Process | Natural Gas | Other Process | E2 |  | Baseline Forecast | 0 | 0 | 0 | 0 | 0 | 0 | 0 | 0 | 0 | 0 | 0 | 0 | 0 | 0 | 0 | 0 | 0 | 0 | 0 | 0 | 0 | 0 | 0 | 0 | 0 | 0 | 0 | 0
Industrial_OR - Industrial_Existing_Process_Natural Gas_Other Process_E3_Baseline Forecast | Industrial | OR - Industrial | Existing | Process | Natural Gas | Other Process | E3 |  | Baseline Forecast | 0 | 0 | 0 | 0 | 0 | 0 | 0 | 0 | 0 | 0 | 0 | 0 | 0 | 0 | 0 | 0 | 0 | 0 | 0 | 0 | 0 | 0 | 0 | 0 | 0 | 0 | 0 | 0
Industrial_OR - Industrial_Existing_Process_Natural Gas_Other Process_E4_Baseline Forecast | Industrial | OR - Industrial | Existing | Process | Natural Gas | Other Process | E4 |  | Baseline Forecast | 0 | 0 | 0 | 0 | 0 | 0 | 0 | 0 | 0 | 0 | 0 | 0 | 0 | 0 | 0 | 0 | 0 | 0 | 0 | 0 | 0 | 0 | 0 | 0 | 0 | 0 | 0 | 0
Industrial_OR - Industrial_Existing_Process_Natural Gas_Other Process_E5_Baseline Forecast | Industrial | OR - Industrial | Existing | Process | Natural Gas | Other Process | E5 |  | Baseline Forecast | 0 | 0 | 0 | 0 | 0 | 0 | 0 | 0 | 0 | 0 | 0 | 0 | 0 | 0 | 0 | 0 | 0 | 0 | 0 | 0 | 0 | 0 | 0 | 0 | 0 | 0 | 0 | 0
Industrial_OR - Industrial_Existing_Process_Natural Gas_Other Process_E6_Baseline Forecast | Industrial | OR - Industrial | Existing | Process | Natural Gas | Other Process | E6 |  | Baseline Forecast | 0 | 0 | 0 | 0 | 0 | 0 | 0 | 0 | 0 | 0 | 0 | 0 | 0 | 0 | 0 | 0 | 0 | 0 | 0 | 0 | 0 | 0 | 0 | 0 | 0 | 0 | 0 | 0
Industrial_OR - Industrial_Existing_Process_Natural Gas_Other Process_E7_Baseline Forecast | Industrial | OR - Industrial | Existing | Process | Natural Gas | Other Process | E7 |  | Baseline Forecast | 0 | 0 | 0 | 0 | 0 | 0 | 0 | 0 | 0 | 0 | 0 | 0 | 0 | 0 | 0 | 0 | 0 | 0 | 0 | 0 | 0 | 0 | 0 | 0 | 0 | 0 | 0 | 0
Industrial_OR - Industrial_Existing_Process_Natural Gas_Other Process_E8_Baseline Forecast | Industrial | OR - Industrial | Existing | Process | Natural Gas | Other Process | E8 |  | Baseline Forecast | 0 | 0 | 0 | 0 | 0 | 0 | 0 | 0 | 0 | 0 | 0 | 0 | 0 | 0 | 0 | 0 | 0 | 0 | 0 | 0 | 0 | 0 | 0 | 0 | 0 | 0 | 0 | 0
Industrial_OR - Industrial_Existing_Process_Natural Gas_Other Process_E9_Baseline Forecast | Industrial | OR - Industrial | Existing | Process | Natural Gas | Other Process | E9 |  | Baseline Forecast | 0 | 0 | 0 | 0 | 0 | 0 | 0 | 0 | 0 | 0 | 0 | 0 | 0 | 0 | 0 | 0 | 0 | 0 | 0 | 0 | 0 | 0 | 0 | 0 | 0 | 0 | 0 | 0
Industrial_OR - Industrial_Existing_Process_Natural Gas_Other Process_E10_Baseline Forecast | Industrial | OR - Industrial | Existing | Process | Natural Gas | Other Process | E10 |  | Baseline Forecast | 0 | 0 | 0 | 0 | 0 | 0 | 0 | 0 | 0 | 0 | 0 | 0 | 0 | 0 | 0 | 0 | 0 | 0 | 0 | 0 | 0 | 0 | 0 | 0 | 0 | 0 | 0 | 0
Industrial_OR - Industrial_Existing_Process_Natural Gas_Other Process_Vintage_Baseline Forecast | Industrial | OR - Industrial | Existing | Process | Natural Gas | Other Process | Vintage |  | Baseline Forecast | 1351.0709 | 1235.2648 | 1097.4004 | 940.6289 | 806.2534 | 691.0743 | 592.3494 | 507.7281 | 435.1955 | 373.0247 | 319.7355 | 274.059 | 234.9077 | 201.3494 | 172.5852 | 147.9302 | 126.7973 | 108.6834 | 93.1572 | 79.849 | 68.442 | 58.6646 | 50.2839 | 43.1005 | 36.9433 | 31.6657 | 27.142 | Vintage
Industrial_OR - Industrial_Existing_Miscellaneous_Natural Gas_Miscellaneous_E1_Baseline Forecast | Industrial | OR - Industrial | Existing | Miscellaneous | Natural Gas | Miscellaneous | E1 |  | Baseline Forecast | 0 | 115.8061 | 253.6704 | 410.4419 | 544.8175 | 659.9966 | 758.7215 | 843.3428 | 915.8754 | 978.0462 | 1031.3354 | 1077.0119 | 1116.1632 | 1149.7214 | 1178.4856 | 1203.1407 | 1224.2736 | 1242.3875 | 1257.9137 | 1271.2218 | 1282.6288 | 1292.4063 | 1300.7869 | 1307.9703 | 1314.1276 | 1319.4052 | 1323.9288 | 1
Industrial_OR - Industrial_Existing_Miscellaneous_Natural Gas_Miscellaneous_E2_Baseline Forecast | Industrial | OR - Industrial | Existing | Miscellaneous | Natural Gas | Miscellaneous | E2 |  | Baseline Forecast | 0 | 0 | 0 | 0 | 0 | 0 | 0 | 0 | 0 | 0 | 0 | 0 | 0 | 0 | 0 | 0 | 0 | 0 | 0 | 0 | 0 | 0 | 0 | 0 | 0 | 0 | 0 | 0
Industrial_OR - Industrial_Existing_Miscellaneous_Natural Gas_Miscellaneous_E3_Baseline Forecast | Industrial | OR - Industrial | Existing | Miscellaneous | Natural Gas | Miscellaneous | E3 |  | Baseline Forecast | 0 | 0 | 0 | 0 | 0 | 0 | 0 | 0 | 0 | 0 | 0 | 0 | 0 | 0 | 0 | 0 | 0 | 0 | 0 | 0 | 0 | 0 | 0 | 0 | 0 | 0 | 0 | 0
Industrial_OR - Industrial_Existing_Miscellaneous_Natural Gas_Miscellaneous_E4_Baseline Forecast | Industrial | OR - Industrial | Existing | Miscellaneous | Natural Gas | Miscellaneous | E4 |  | Baseline Forecast | 0 | 0 | 0 | 0 | 0 | 0 | 0 | 0 | 0 | 0 | 0 | 0 | 0 | 0 | 0 | 0 | 0 | 0 | 0 | 0 | 0 | 0 | 0 | 0 | 0 | 0 | 0 | 0
Industrial_OR - Industrial_Existing_Miscellaneous_Natural Gas_Miscellaneous_E5_Baseline Forecast | Industrial | OR - Industrial | Existing | Miscellaneous | Natural Gas | Miscellaneous | E5 |  | Baseline Forecast | 0 | 0 | 0 | 0 | 0 | 0 | 0 | 0 | 0 | 0 | 0 | 0 | 0 | 0 | 0 | 0 | 0 | 0 | 0 | 0 | 0 | 0 | 0 | 0 | 0 | 0 | 0 | 0
Industrial_OR - Industrial_Existing_Miscellaneous_Natural Gas_Miscellaneous_E6_Baseline Forecast | Industrial | OR - Industrial | Existing | Miscellaneous | Natural Gas | Miscellaneous | E6 |  | Baseline Forecast | 0 | 0 | 0 | 0 | 0 | 0 | 0 | 0 | 0 | 0 | 0 | 0 | 0 | 0 | 0 | 0 | 0 | 0 | 0 | 0 | 0 | 0 | 0 | 0 | 0 | 0 | 0 | 0
Industrial_OR - Industrial_Existing_Miscellaneous_Natural Gas_Miscellaneous_E7_Baseline Forecast | Industrial | OR - Industrial | Existing | Miscellaneous | Natural Gas | Miscellaneous | E7 |  | Baseline Forecast | 0 | 0 | 0 | 0 | 0 | 0 | 0 | 0 | 0 | 0 | 0 | 0 | 0 | 0 | 0 | 0 | 0 | 0 | 0 | 0 | 0 | 0 | 0 | 0 | 0 | 0 | 0 | 0
Industrial_OR - Industrial_Existing_Miscellaneous_Natural Gas_Miscellaneous_E8_Baseline Forecast | Industrial | OR - Industrial | Existing | Miscellaneous | Natural Gas | Miscellaneous | E8 |  | Baseline Forecast | 0 | 0 | 0 | 0 | 0 | 0 | 0 | 0 | 0 | 0 | 0 | 0 | 0 | 0 | 0 | 0 | 0 | 0 | 0 | 0 | 0 | 0 | 0 | 0 | 0 | 0 | 0 | 0
Industrial_OR - Industrial_Existing_Miscellaneous_Natural Gas_Miscellaneous_E9_Baseline Forecast | Industrial | OR - Industrial | Existing | Miscellaneous | Natural Gas | Miscellaneous | E9 |  | Baseline Forecast | 0 | 0 | 0 | 0 | 0 | 0 | 0 | 0 | 0 | 0 | 0 | 0 | 0 | 0 | 0 | 0 | 0 | 0 | 0 | 0 | 0 | 0 | 0 | 0 | 0 | 0 | 0 | 0
Industrial_OR - Industrial_Existing_Miscellaneous_Natural Gas_Miscellaneous_E10_Baseline Forecast | Industrial | OR - Industrial | Existing | Miscellaneous | Natural Gas | Miscellaneous | E10 |  | Baseline Forecast | 0 | 0 | 0 | 0 | 0 | 0 | 0 | 0 | 0 | 0 | 0 | 0 | 0 | 0 | 0 | 0 | 0 | 0 | 0 | 0 | 0 | 0 | 0 | 0 | 0 | 0 | 0 | 0
Industrial_OR - Industrial_Existing_Miscellaneous_Natural Gas_Miscellaneous_Vintage_Baseline Forecast | Industrial | OR - Industrial | Existing | Miscellaneous | Natural Gas | Miscellaneous | Vintage |  | Baseline Forecast | 1351.0709 | 1235.2648 | 1097.4004 | 940.6289 | 806.2534 | 691.0743 | 592.3494 | 507.7281 | 435.1955 | 373.0247 | 319.7355 | 274.059 | 234.9077 | 201.3494 | 172.5852 | 147.9302 | 126.7973 | 108.6834 | 93.1572 | 79.849 | 68.442 | 58.6646 | 50.2839 | 43.1005 | 36.9433 | 31.6657 | 27.142 | Vintage
Industrial_OR - Industrial_New_Space Heating_Natural Gas_Furnace_E1_Baseline Forecast | Industrial | OR - Industrial | New | Space Heating | Natural Gas | Furnace | E1 |  | Baseline Forecast | 0 | 0 | 0 | 0 | 0 | 0 | 0 | 0 | 0 | 0 | 0 | 0 | 0 | 0 | 0 | 0 | 0 | 0 | 0 | 0 | 0 | 0 | 0 | 0 | 0 | 0 | 0 | 400
Industrial_OR - Industrial_New_Space Heating_Natural Gas_Furnace_E2_Baseline Forecast | Industrial | OR - Industrial | New | Space Heating | Natural Gas | Furnace | E2 |  | Baseline Forecast | 0 | 0 | 0 | 0 | 0 | 0 | 0 | 0 | 0 | 0 | 0 | 0 | 0 | 0 | 0 | 0 | 0 | 0 | 0 | 0 | 0 | 0 | 0 | 0 | 0 | 0 | 0 | 400
Industrial_OR - Industrial_New_Space Heating_Natural Gas_Furnace_E3_Baseline Forecast | Industrial | OR - Industrial | New | Space Heating | Natural Gas | Furnace | E3 |  | Baseline Forecast | 0 | 0 | 0 | 0 | 0 | 0 | 0 | 0 | 0 | 0 | 0 | 0 | 0 | 0 | 0 | 0 | 0 | 0 | 0 | 0 | 0 | 0 | 0 | 0 | 0 | 0 | 0 | 400
Industrial_OR - Industrial_New_Space Heating_Natural Gas_Furnace_E4_Baseline Forecast | Industrial | OR - Industrial | New | Space Heating | Natural Gas | Furnace | E4 |  | Baseline Forecast | 0 | 0 | 0 | 0 | 0 | 0 | 0 | 0 | 0 | 0 | 0 | 0 | 0 | 0 | 0 | 0 | 0 | 0 | 0 | 0 | 0 | 0 | 0 | 0 | 0 | 0 | 0 | 0
Industrial_OR - Industrial_New_Space Heating_Natural Gas_Furnace_E5_Baseline Forecast | Industrial | OR - Industrial | New | Space Heating | Natural Gas | Furnace | E5 |  | Baseline Forecast | 0 | 0 | 0 | 0 | 0 | 0 | 0 | 0 | 0 | 0 | 0 | 0 | 0 | 0 | 0 | 0 | 0 | 0 | 0 | 0 | 0 | 0 | 0 | 0 | 0 | 0 | 0 | 0
Industrial_OR - Industrial_New_Space Heating_Natural Gas_Furnace_E6_Baseline Forecast | Industrial | OR - Industrial | New | Space Heating | Natural Gas | Furnace | E6 |  | Baseline Forecast | 0 | 0 | 0 | 0 | 0 | 0 | 0 | 0 | 0 | 0 | 0 | 0 | 0 | 0 | 0 | 0 | 0 | 0 | 0 | 0 | 0 | 0 | 0 | 0 | 0 | 0 | 0 | 0
Industrial_OR - Industrial_New_Space Heating_Natural Gas_Furnace_E7_Baseline Forecast | Industrial | OR - Industrial | New | Space Heating | Natural Gas | Furnace | E7 |  | Baseline Forecast | 0 | 0 | 0 | 0 | 0 | 0 | 0 | 0 | 0 | 0 | 0 | 0 | 0 | 0 | 0 | 0 | 0 | 0 | 0 | 0 | 0 | 0 | 0 | 0 | 0 | 0 | 0 | 0
Industrial_OR - Industrial_New_Space Heating_Natural Gas_Furnace_E8_Baseline Forecast | Industrial | OR - Industrial | New | Space Heating | Natural Gas | Furnace | E8 |  | Baseline Forecast | 0 | 0 | 0 | 0 | 0 | 0 | 0 | 0 | 0 | 0 | 0 | 0 | 0 | 0 | 0 | 0 | 0 | 0 | 0 | 0 | 0 | 0 | 0 | 0 | 0 | 0 | 0 | 0
Industrial_OR - Industrial_New_Space Heating_Natural Gas_Furnace_E9_Baseline Forecast | Industrial | OR - Industrial | New | Space Heating | Natural Gas | Furnace | E9 |  | Baseline Forecast | 0 | 0 | 0 | 0 | 0 | 0 | 0 | 0 | 0 | 0 | 0 | 0 | 0 | 0 | 0 | 0 | 0 | 0 | 0 | 0 | 0 | 0 | 0 | 0 | 0 | 0 | 0 | 0
Industrial_OR - Industrial_New_Space Heating_Natural Gas_Furnace_E10_Baseline Forecast | Industrial | OR - Industrial | New | Space Heating | Natural Gas | Furnace | E10 |  | Baseline Forecast | 0 | 0 | 0 | 0 | 0 | 0 | 0 | 0 | 0 | 0 | 0 | 0 | 0 | 0 | 0 | 0 | 0 | 0 | 0 | 0 | 0 | 0 | 0 | 0 | 0 | 0 | 0 | 0
Industrial_OR - Industrial_New_Space Heating_Natural Gas_Furnace_Vintage_Baseline Forecast | Industrial | OR - Industrial | New | Space Heating | Natural Gas | Furnace | Vintage |  | Baseline Forecast | 0 | 0 | 0 | 0 | 0 | 0 | 0 | 0 | 0 | 0 | 0 | 0 | 0 | 0 | 0 | 0 | 0 | 0 | 0 | 0 | 0 | 0 | 0 | 0 | 0 | 0 | 0 | Vintage
Industrial_OR - Industrial_New_Space Heating_Natural Gas_Boiler_E1_Baseline Forecast | Industrial | OR - Industrial | New | Space Heating | Natural Gas | Boiler | E1 |  | Baseline Forecast | 0 | 0 | 0 | 0 | 0 | 0 | 0 | 0 | 0 | 0 | 0 | 0 | 0 | 0 | 0 | 0 | 0 | 0 | 0 | 0 | 0 | 0 | 0 | 0 | 0 | 0 | 0 | 800
Industrial_OR - Industrial_New_Space Heating_Natural Gas_Boiler_E2_Baseline Forecast | Industrial | OR - Industrial | New | Space Heating | Natural Gas | Boiler | E2 |  | Baseline Forecast | 0 | 0 | 0 | 0 | 0 | 0 | 0 | 0 | 0 | 0 | 0 | 0 | 0 | 0 | 0 | 0 | 0 | 0 | 0 | 0 | 0 | 0 | 0 | 0 | 0 | 0 | 0 | 800
Industrial_OR - Industrial_New_Space Heating_Natural Gas_Boiler_E3_Baseline Forecast | Industrial | OR - Industrial | New | Space Heating | Natural Gas | Boiler | E3 |  | Baseline Forecast | 0 | 0 | 0 | 0 | 0 | 0 | 0 | 0 | 0 | 0 | 0 | 0 | 0 | 0 | 0 | 0 | 0 | 0 | 0 | 0 | 0 | 0 | 0 | 0 | 0 | 0 | 0 | 800
Industrial_OR - Industrial_New_Space Heating_Natural Gas_Boiler_E4_Baseline Forecast | Industrial | OR - Industrial | New | Space Heating | Natural Gas | Boiler | E4 |  | Baseline Forecast | 0 | 0 | 0 | 0 | 0 | 0 | 0 | 0 | 0 | 0 | 0 | 0 | 0 | 0 | 0 | 0 | 0 | 0 | 0 | 0 | 0 | 0 | 0 | 0 | 0 | 0 | 0 | 800
Industrial_OR - Industrial_New_Space Heating_Natural Gas_Boiler_E5_Baseline Forecast | Industrial | OR - Industrial | New | Space Heating | Natural Gas | Boiler | E5 |  | Baseline Forecast | 0 | 0 | 0 | 0 | 0 | 0 | 0 | 0 | 0 | 0 | 0 | 0 | 0 | 0 | 0 | 0 | 0 | 0 | 0 | 0 | 0 | 0 | 0 | 0 | 0 | 0 | 0 | 0
Industrial_OR - Industrial_New_Space Heating_Natural Gas_Boiler_E6_Baseline Forecast | Industrial | OR - Industrial | New | Space Heating | Natural Gas | Boiler | E6 |  | Baseline Forecast | 0 | 0 | 0 | 0 | 0 | 0 | 0 | 0 | 0 | 0 | 0 | 0 | 0 | 0 | 0 | 0 | 0 | 0 | 0 | 0 | 0 | 0 | 0 | 0 | 0 | 0 | 0 | 0
Industrial_OR - Industrial_New_Space Heating_Natural Gas_Boiler_E7_Baseline Forecast | Industrial | OR - Industrial | New | Space Heating | Natural Gas | Boiler | E7 |  | Baseline Forecast | 0 | 0 | 0 | 0 | 0 | 0 | 0 | 0 | 0 | 0 | 0 | 0 | 0 | 0 | 0 | 0 | 0 | 0 | 0 | 0 | 0 | 0 | 0 | 0 | 0 | 0 | 0 | 0
Industrial_OR - Industrial_New_Space Heating_Natural Gas_Boiler_E8_Baseline Forecast | Industrial | OR - Industrial | New | Space Heating | Natural Gas | Boiler | E8 |  | Baseline Forecast | 0 | 0 | 0 | 0 | 0 | 0 | 0 | 0 | 0 | 0 | 0 | 0 | 0 | 0 | 0 | 0 | 0 | 0 | 0 | 0 | 0 | 0 | 0 | 0 | 0 | 0 | 0 | 0
Industrial_OR - Industrial_New_Space Heating_Natural Gas_Boiler_E9_Baseline Forecast | Industrial | OR - Industrial | New | Space Heating | Natural Gas | Boiler | E9 |  | Baseline Forecast | 0 | 0 | 0 | 0 | 0 | 0 | 0 | 0 | 0 | 0 | 0 | 0 | 0 | 0 | 0 | 0 | 0 | 0 | 0 | 0 | 0 | 0 | 0 | 0 | 0 | 0 | 0 | 0
Industrial_OR - Industrial_New_Space Heating_Natural Gas_Boiler_E10_Baseline Forecast | Industrial | OR - Industrial | New | Space Heating | Natural Gas | Boiler | E10 |  | Baseline Forecast | 0 | 0 | 0 | 0 | 0 | 0 | 0 | 0 | 0 | 0 | 0 | 0 | 0 | 0 | 0 | 0 | 0 | 0 | 0 | 0 | 0 | 0 | 0 | 0 | 0 | 0 | 0 | 0
Industrial_OR - Industrial_New_Space Heating_Natural Gas_Boiler_Vintage_Baseline Forecast | Industrial | OR - Industrial | New | Space Heating | Natural Gas | Boiler | Vintage |  | Baseline Forecast | 0 | 0 | 0 | 0 | 0 | 0 | 0 | 0 | 0 | 0 | 0 | 0 | 0 | 0 | 0 | 0 | 0 | 0 | 0 | 0 | 0 | 0 | 0 | 0 | 0 | 0 | 0 | Vintage
Industrial_OR - Industrial_New_Space Heating_Natural Gas_Unit Heater_E1_Baseline Forecast | Industrial | OR - Industrial | New | Space Heating | Natural Gas | Unit Heater | E1 |  | Baseline Forecast | 0 | 0 | 0 | 0 | 0 | 0 | 0 | 0 | 0 | 0 | 0 | 0 | 0 | 0 | 0 | 0 | 0 | 0 | 0 | 0 | 0 | 0 | 0 | 0 | 0 | 0 | 0 | 120
Industrial_OR - Industrial_New_Space Heating_Natural Gas_Unit Heater_E2_Baseline Forecast | Industrial | OR - Industrial | New | Space Heating | Natural Gas | Unit Heater | E2 |  | Baseline Forecast | 0 | 0 | 0 | 0 | 0 | 0 | 0 | 0 | 0 | 0 | 0 | 0 | 0 | 0 | 0 | 0 | 0 | 0 | 0 | 0 | 0 | 0 | 0 | 0 | 0 | 0 | 0 | 120
Industrial_OR - Industrial_New_Space Heating_Natural Gas_Unit Heater_E3_Baseline Forecast | Industrial | OR - Industrial | New | Space Heating | Natural Gas | Unit Heater | E3 |  | Baseline Forecast | 0 | 0 | 0 | 0 | 0 | 0 | 0 | 0 | 0 | 0 | 0 | 0 | 0 | 0 | 0 | 0 | 0 | 0 | 0 | 0 | 0 | 0 | 0 | 0 | 0 | 0 | 0 | 120
Industrial_OR - Industrial_New_Space Heating_Natural Gas_Unit Heater_E4_Baseline Forecast | Industrial | OR - Industrial | New | Space Heating | Natural Gas | Unit Heater | E4 |  | Baseline Forecast | 0 | 0 | 0 | 0 | 0 | 0 | 0 | 0 | 0 | 0 | 0 | 0 | 0 | 0 | 0 | 0 | 0 | 0 | 0 | 0 | 0 | 0 | 0 | 0 | 0 | 0 | 0 | 0
Industrial_OR - Industrial_New_Space Heating_Natural Gas_Unit Heater_E5_Baseline Forecast | Industrial | OR - Industrial | New | Space Heating | Natural Gas | Unit Heater | E5 |  | Baseline Forecast | 0 | 0 | 0 | 0 | 0 | 0 | 0 | 0 | 0 | 0 | 0 | 0 | 0 | 0 | 0 | 0 | 0 | 0 | 0 | 0 | 0 | 0 | 0 | 0 | 0 | 0 | 0 | 0
Industrial_OR - Industrial_New_Space Heating_Natural Gas_Unit Heater_E6_Baseline Forecast | Industrial | OR - Industrial | New | Space Heating | Natural Gas | Unit Heater | E6 |  | Baseline Forecast | 0 | 0 | 0 | 0 | 0 | 0 | 0 | 0 | 0 | 0 | 0 | 0 | 0 | 0 | 0 | 0 | 0 | 0 | 0 | 0 | 0 | 0 | 0 | 0 | 0 | 0 | 0 | 0
Industrial_OR - Industrial_New_Space Heating_Natural Gas_Unit Heater_E7_Baseline Forecast | Industrial | OR - Industrial | New | Space Heating | Natural Gas | Unit Heater | E7 |  | Baseline Forecast | 0 | 0 | 0 | 0 | 0 | 0 | 0 | 0 | 0 | 0 | 0 | 0 | 0 | 0 | 0 | 0 | 0 | 0 | 0 | 0 | 0 | 0 | 0 | 0 | 0 | 0 | 0 | 0
Industrial_OR - Industrial_New_Space Heating_Natural Gas_Unit Heater_E8_Baseline Forecast | Industrial | OR - Industrial | New | Space Heating | Natural Gas | Unit Heater | E8 |  | Baseline Forecast | 0 | 0 | 0 | 0 | 0 | 0 | 0 | 0 | 0 | 0 | 0 | 0 | 0 | 0 | 0 | 0 | 0 | 0 | 0 | 0 | 0 | 0 | 0 | 0 | 0 | 0 | 0 | 0
Industrial_OR - Industrial_New_Space Heating_Natural Gas_Unit Heater_E9_Baseline Forecast | Industrial | OR - Industrial | New | Space Heating | Natural Gas | Unit Heater | E9 |  | Baseline Forecast | 0 | 0 | 0 | 0 | 0 | 0 | 0 | 0 | 0 | 0 | 0 | 0 | 0 | 0 | 0 | 0 | 0 | 0 | 0 | 0 | 0 | 0 | 0 | 0 | 0 | 0 | 0 | 0
Industrial_OR - Industrial_New_Space Heating_Natural Gas_Unit Heater_E10_Baseline Forecast | Industrial | OR - Industrial | New | Space Heating | Natural Gas | Unit Heater | E10 |  | Baseline Forecast | 0 | 0 | 0 | 0 | 0 | 0 | 0 | 0 | 0 | 0 | 0 | 0 | 0 | 0 | 0 | 0 | 0 | 0 | 0 | 0 | 0 | 0 | 0 | 0 | 0 | 0 | 0 | 0
Industrial_OR - Industrial_New_Space Heating_Natural Gas_Unit Heater_Vintage_Baseline Forecast | Industrial | OR - Industrial | New | Space Heating | Natural Gas | Unit Heater | Vintage |  | Baseline Forecast | 0 | 0 | 0 | 0 | 0 | 0 | 0 | 0 | 0 | 0 | 0 | 0 | 0 | 0 | 0 | 0 | 0 | 0 | 0 | 0 | 0 | 0 | 0 | 0 | 0 | 0 | 0 | Vintage
Industrial_OR - Industrial_New_Process_Natural Gas_Process Boiler_E1_Baseline Forecast | Industrial | OR - Industrial | New | Process | Natural Gas | Process Boiler | E1 |  | Baseline Forecast | 0 | 0 | 0 | 0 | 0 | 0 | 0 | 0 | 0 | 0 | 0 | 0 | 0 | 0 | 0 | 0 | 0 | 0 | 0 | 0 | 0 | 0 | 0 | 0 | 0 | 0 | 0 | 1
Industrial_OR - Industrial_New_Process_Natural Gas_Process Boiler_E2_Baseline Forecast | Industrial | OR - Industrial | New | Process | Natural Gas | Process Boiler | E2 |  | Baseline Forecast | 0 | 0 | 0 | 0 | 0 | 0 | 0 | 0 | 0 | 0 | 0 | 0 | 0 | 0 | 0 | 0 | 0 | 0 | 0 | 0 | 0 | 0 | 0 | 0 | 0 | 0 | 0 | 0
Industrial_OR - Industrial_New_Process_Natural Gas_Process Boiler_E3_Baseline Forecast | Industrial | OR - Industrial | New | Process | Natural Gas | Process Boiler | E3 |  | Baseline Forecast | 0 | 0 | 0 | 0 | 0 | 0 | 0 | 0 | 0 | 0 | 0 | 0 | 0 | 0 | 0 | 0 | 0 | 0 | 0 | 0 | 0 | 0 | 0 | 0 | 0 | 0 | 0 | 0
Industrial_OR - Industrial_New_Process_Natural Gas_Process Boiler_E4_Baseline Forecast | Industrial | OR - Industrial | New | Process | Natural Gas | Process Boiler | E4 |  | Baseline Forecast | 0 | 0 | 0 | 0 | 0 | 0 | 0 | 0 | 0 | 0 | 0 | 0 | 0 | 0 | 0 | 0 | 0 | 0 | 0 | 0 | 0 | 0 | 0 | 0 | 0 | 0 | 0 | 0
Industrial_OR - Industrial_New_Process_Natural Gas_Process Boiler_E5_Baseline Forecast | Industrial | OR - Industrial | New | Process | Natural Gas | Process Boiler | E5 |  | Baseline Forecast | 0 | 0 | 0 | 0 | 0 | 0 | 0 | 0 | 0 | 0 | 0 | 0 | 0 | 0 | 0 | 0 | 0 | 0 | 0 | 0 | 0 | 0 | 0 | 0 | 0 | 0 | 0 | 0
Industrial_OR - Industrial_New_Process_Natural Gas_Process Boiler_E6_Baseline Forecast | Industrial | OR - Industrial | New | Process | Natural Gas | Process Boiler | E6 |  | Baseline Forecast | 0 | 0 | 0 | 0 | 0 | 0 | 0 | 0 | 0 | 0 | 0 | 0 | 0 | 0 | 0 | 0 | 0 | 0 | 0 | 0 | 0 | 0 | 0 | 0 | 0 | 0 | 0 | 0
Industrial_OR - Industrial_New_Process_Natural Gas_Process Boiler_E7_Baseline Forecast | Industrial | OR - Industrial | New | Process | Natural Gas | Process Boiler | E7 |  | Baseline Forecast | 0 | 0 | 0 | 0 | 0 | 0 | 0 | 0 | 0 | 0 | 0 | 0 | 0 | 0 | 0 | 0 | 0 | 0 | 0 | 0 | 0 | 0 | 0 | 0 | 0 | 0 | 0 | 0
Industrial_OR - Industrial_New_Process_Natural Gas_Process Boiler_E8_Baseline Forecast | Industrial | OR - Industrial | New | Process | Natural Gas | Process Boiler | E8 |  | Baseline Forecast | 0 | 0 | 0 | 0 | 0 | 0 | 0 | 0 | 0 | 0 | 0 | 0 | 0 | 0 | 0 | 0 | 0 | 0 | 0 | 0 | 0 | 0 | 0 | 0 | 0 | 0 | 0 | 0
Industrial_OR - Industrial_New_Process_Natural Gas_Process Boiler_E9_Baseline Forecast | Industrial | OR - Industrial | New | Process | Natural Gas | Process Boiler | E9 |  | Baseline Forecast | 0 | 0 | 0 | 0 | 0 | 0 | 0 | 0 | 0 | 0 | 0 | 0 | 0 | 0 | 0 | 0 | 0 | 0 | 0 | 0 | 0 | 0 | 0 | 0 | 0 | 0 | 0 | 0
Industrial_OR - Industrial_New_Process_Natural Gas_Process Boiler_E10_Baseline Forecast | Industrial | OR - Industrial | New | Process | Natural Gas | Process Boiler | E10 |  | Baseline Forecast | 0 | 0 | 0 | 0 | 0 | 0 | 0 | 0 | 0 | 0 | 0 | 0 | 0 | 0 | 0 | 0 | 0 | 0 | 0 | 0 | 0 | 0 | 0 | 0 | 0 | 0 | 0 | 0
Industrial_OR - Industrial_New_Process_Natural Gas_Process Boiler_Vintage_Baseline Forecast | Industrial | OR - Industrial | New | Process | Natural Gas | Process Boiler | Vintage |  | Baseline Forecast | 0 | 0 | 0 | 0 | 0 | 0 | 0 | 0 | 0 | 0 | 0 | 0 | 0 | 0 | 0 | 0 | 0 | 0 | 0 | 0 | 0 | 0 | 0 | 0 | 0 | 0 | 0 | Vintage
Industrial_OR - Industrial_New_Process_Natural Gas_Process Heating_E1_Baseline Forecast | Industrial | OR - Industrial | New | Process | Natural Gas | Process Heating | E1 |  | Baseline Forecast | 0 | 0 | 0 | 0 | 0 | 0 | 0 | 0 | 0 | 0 | 0 | 0 | 0 | 0 | 0 | 0 | 0 | 0 | 0 | 0 | 0 | 0 | 0 | 0 | 0 | 0 | 0 | 1
Industrial_OR - Industrial_New_Process_Natural Gas_Process Heating_E2_Baseline Forecast | Industrial | OR - Industrial | New | Process | Natural Gas | Process Heating | E2 |  | Baseline Forecast | 0 | 0 | 0 | 0 | 0 | 0 | 0 | 0 | 0 | 0 | 0 | 0 | 0 | 0 | 0 | 0 | 0 | 0 | 0 | 0 | 0 | 0 | 0 | 0 | 0 | 0 | 0 | 0
Industrial_OR - Industrial_New_Process_Natural Gas_Process Heating_E3_Baseline Forecast | Industrial | OR - Industrial | New | Process | Natural Gas | Process Heating | E3 |  | Baseline Forecast | 0 | 0 | 0 | 0 | 0 | 0 | 0 | 0 | 0 | 0 | 0 | 0 | 0 | 0 | 0 | 0 | 0 | 0 | 0 | 0 | 0 | 0 | 0 | 0 | 0 | 0 | 0 | 0
Industrial_OR - Industrial_New_Process_Natural Gas_Process Heating_E4_Baseline Forecast | Industrial | OR - Industrial | New | Process | Natural Gas | Process Heating | E4 |  | Baseline Forecast | 0 | 0 | 0 | 0 | 0 | 0 | 0 | 0 | 0 | 0 | 0 | 0 | 0 | 0 | 0 | 0 | 0 | 0 | 0 | 0 | 0 | 0 | 0 | 0 | 0 | 0 | 0 | 0
Industrial_OR - Industrial_New_Process_Natural Gas_Process Heating_E5_Baseline Forecast | Industrial | OR - Industrial | New | Process | Natural Gas | Process Heating | E5 |  | Baseline Forecast | 0 | 0 | 0 | 0 | 0 | 0 | 0 | 0 | 0 | 0 | 0 | 0 | 0 | 0 | 0 | 0 | 0 | 0 | 0 | 0 | 0 | 0 | 0 | 0 | 0 | 0 | 0 | 0
Industrial_OR - Industrial_New_Process_Natural Gas_Process Heating_E6_Baseline Forecast | Industrial | OR - Industrial | New | Process | Natural Gas | Process Heating | E6 |  | Baseline Forecast | 0 | 0 | 0 | 0 | 0 | 0 | 0 | 0 | 0 | 0 | 0 | 0 | 0 | 0 | 0 | 0 | 0 | 0 | 0 | 0 | 0 | 0 | 0 | 0 | 0 | 0 | 0 | 0
Industrial_OR - Industrial_New_Process_Natural Gas_Process Heating_E7_Baseline Forecast | Industrial | OR - Industrial | New | Process | Natural Gas | Process Heating | E7 |  | Baseline Forecast | 0 | 0 | 0 | 0 | 0 | 0 | 0 | 0 | 0 | 0 | 0 | 0 | 0 | 0 | 0 | 0 | 0 | 0 | 0 | 0 | 0 | 0 | 0 | 0 | 0 | 0 | 0 | 0
Industrial_OR - Industrial_New_Process_Natural Gas_Process Heating_E8_Baseline Forecast | Industrial | OR - Industrial | New | Process | Natural Gas | Process Heating | E8 |  | Baseline Forecast | 0 | 0 | 0 | 0 | 0 | 0 | 0 | 0 | 0 | 0 | 0 | 0 | 0 | 0 | 0 | 0 | 0 | 0 | 0 | 0 | 0 | 0 | 0 | 0 | 0 | 0 | 0 | 0
Industrial_OR - Industrial_New_Process_Natural Gas_Process Heating_E9_Baseline Forecast | Industrial | OR - Industrial | New | Process | Natural Gas | Process Heating | E9 |  | Baseline Forecast | 0 | 0 | 0 | 0 | 0 | 0 | 0 | 0 | 0 | 0 | 0 | 0 | 0 | 0 | 0 | 0 | 0 | 0 | 0 | 0 | 0 | 0 | 0 | 0 | 0 | 0 | 0 | 0
Industrial_OR - Industrial_New_Process_Natural Gas_Process Heating_E10_Baseline Forecast | Industrial | OR - Industrial | New | Process | Natural Gas | Process Heating | E10 |  | Baseline Forecast | 0 | 0 | 0 | 0 | 0 | 0 | 0 | 0 | 0 | 0 | 0 | 0 | 0 | 0 | 0 | 0 | 0 | 0 | 0 | 0 | 0 | 0 | 0 | 0 | 0 | 0 | 0 | 0
Industrial_OR - Industrial_New_Process_Natural Gas_Process Heating_Vintage_Baseline Forecast | Industrial | OR - Industrial | New | Process | Natural Gas | Process Heating | Vintage |  | Baseline Forecast | 0 | 0 | 0 | 0 | 0 | 0 | 0 | 0 | 0 | 0 | 0 | 0 | 0 | 0 | 0 | 0 | 0 | 0 | 0 | 0 | 0 | 0 | 0 | 0 | 0 | 0 | 0 | Vintage
Industrial_OR - Industrial_New_Process_Natural Gas_Process Cooling_E1_Baseline Forecast | Industrial | OR - Industrial | New | Process | Natural Gas | Process Cooling | E1 |  | Baseline Forecast | 0 | 0 | 0 | 0 | 0 | 0 | 0 | 0 | 0 | 0 | 0 | 0 | 0 | 0 | 0 | 0 | 0 | 0 | 0 | 0 | 0 | 0 | 0 | 0 | 0 | 0 | 0 | 1
Industrial_OR - Industrial_New_Process_Natural Gas_Process Cooling_E2_Baseline Forecast | Industrial | OR - Industrial | New | Process | Natural Gas | Process Cooling | E2 |  | Baseline Forecast | 0 | 0 | 0 | 0 | 0 | 0 | 0 | 0 | 0 | 0 | 0 | 0 | 0 | 0 | 0 | 0 | 0 | 0 | 0 | 0 | 0 | 0 | 0 | 0 | 0 | 0 | 0 | 0
Industrial_OR - Industrial_New_Process_Natural Gas_Process Cooling_E3_Baseline Forecast | Industrial | OR - Industrial | New | Process | Natural Gas | Process Cooling | E3 |  | Baseline Forecast | 0 | 0 | 0 | 0 | 0 | 0 | 0 | 0 | 0 | 0 | 0 | 0 | 0 | 0 | 0 | 0 | 0 | 0 | 0 | 0 | 0 | 0 | 0 | 0 | 0 | 0 | 0 | 0
Industrial_OR - Industrial_New_Process_Natural Gas_Process Cooling_E4_Baseline Forecast | Industrial | OR - Industrial | New | Process | Natural Gas | Process Cooling | E4 |  | Baseline Forecast | 0 | 0 | 0 | 0 | 0 | 0 | 0 | 0 | 0 | 0 | 0 | 0 | 0 | 0 | 0 | 0 | 0 | 0 | 0 | 0 | 0 | 0 | 0 | 0 | 0 | 0 | 0 | 0
Industrial_OR - Industrial_New_Process_Natural Gas_Process Cooling_E5_Baseline Forecast | Industrial | OR - Industrial | New | Process | Natural Gas | Process Cooling | E5 |  | Baseline Forecast | 0 | 0 | 0 | 0 | 0 | 0 | 0 | 0 | 0 | 0 | 0 | 0 | 0 | 0 | 0 | 0 | 0 | 0 | 0 | 0 | 0 | 0 | 0 | 0 | 0 | 0 | 0 | 0
Industrial_OR - Industrial_New_Process_Natural Gas_Process Cooling_E6_Baseline Forecast | Industrial | OR - Industrial | New | Process | Natural Gas | Process Cooling | E6 |  | Baseline Forecast | 0 | 0 | 0 | 0 | 0 | 0 | 0 | 0 | 0 | 0 | 0 | 0 | 0 | 0 | 0 | 0 | 0 | 0 | 0 | 0 | 0 | 0 | 0 | 0 | 0 | 0 | 0 | 0
Industrial_OR - Industrial_New_Process_Natural Gas_Process Cooling_E7_Baseline Forecast | Industrial | OR - Industrial | New | Process | Natural Gas | Process Cooling | E7 |  | Baseline Forecast | 0 | 0 | 0 | 0 | 0 | 0 | 0 | 0 | 0 | 0 | 0 | 0 | 0 | 0 | 0 | 0 | 0 | 0 | 0 | 0 | 0 | 0 | 0 | 0 | 0 | 0 | 0 | 0
Industrial_OR - Industrial_New_Process_Natural Gas_Process Cooling_E8_Baseline Forecast | Industrial | OR - Industrial | New | Process | Natural Gas | Process Cooling | E8 |  | Baseline Forecast | 0 | 0 | 0 | 0 | 0 | 0 | 0 | 0 | 0 | 0 | 0 | 0 | 0 | 0 | 0 | 0 | 0 | 0 | 0 | 0 | 0 | 0 | 0 | 0 | 0 | 0 | 0 | 0
Industrial_OR - Industrial_New_Process_Natural Gas_Process Cooling_E9_Baseline Forecast | Industrial | OR - Industrial | New | Process | Natural Gas | Process Cooling | E9 |  | Baseline Forecast | 0 | 0 | 0 | 0 | 0 | 0 | 0 | 0 | 0 | 0 | 0 | 0 | 0 | 0 | 0 | 0 | 0 | 0 | 0 | 0 | 0 | 0 | 0 | 0 | 0 | 0 | 0 | 0
Industrial_OR - Industrial_New_Process_Natural Gas_Process Cooling_E10_Baseline Forecast | Industrial | OR - Industrial | New | Process | Natural Gas | Process Cooling | E10 |  | Baseline Forecast | 0 | 0 | 0 | 0 | 0 | 0 | 0 | 0 | 0 | 0 | 0 | 0 | 0 | 0 | 0 | 0 | 0 | 0 | 0 | 0 | 0 | 0 | 0 | 0 | 0 | 0 | 0 | 0
Industrial_OR - Industrial_New_Process_Natural Gas_Process Cooling_Vintage_Baseline Forecast | Industrial | OR - Industrial | New | Process | Natural Gas | Process Cooling | Vintage |  | Baseline Forecast | 0 | 0 | 0 | 0 | 0 | 0 | 0 | 0 | 0 | 0 | 0 | 0 | 0 | 0 | 0 | 0 | 0 | 0 | 0 | 0 | 0 | 0 | 0 | 0 | 0 | 0 | 0 | Vintage
Industrial_OR - Industrial_New_Process_Natural Gas_Other Process_E1_Baseline Forecast | Industrial | OR - Industrial | New | Process | Natural Gas | Other Process | E1 |  | Baseline Forecast | 0 | 0 | 0 | 0 | 0 | 0 | 0 | 0 | 0 | 0 | 0 | 0 | 0 | 0 | 0 | 0 | 0 | 0 | 0 | 0 | 0 | 0 | 0 | 0 | 0 | 0 | 0 | 1
Industrial_OR - Industrial_New_Process_Natural Gas_Other Process_E2_Baseline Forecast | Industrial | OR - Industrial | New | Process | Natural Gas | Other Process | E2 |  | Baseline Forecast | 0 | 0 | 0 | 0 | 0 | 0 | 0 | 0 | 0 | 0 | 0 | 0 | 0 | 0 | 0 | 0 | 0 | 0 | 0 | 0 | 0 | 0 | 0 | 0 | 0 | 0 | 0 | 0
Industrial_OR - Industrial_New_Process_Natural Gas_Other Process_E3_Baseline Forecast | Industrial | OR - Industrial | New | Process | Natural Gas | Other Process | E3 |  | Baseline Forecast | 0 | 0 | 0 | 0 | 0 | 0 | 0 | 0 | 0 | 0 | 0 | 0 | 0 | 0 | 0 | 0 | 0 | 0 | 0 | 0 | 0 | 0 | 0 | 0 | 0 | 0 | 0 | 0
Industrial_OR - Industrial_New_Process_Natural Gas_Other Process_E4_Baseline Forecast | Industrial | OR - Industrial | New | Process | Natural Gas | Other Process | E4 |  | Baseline Forecast | 0 | 0 | 0 | 0 | 0 | 0 | 0 | 0 | 0 | 0 | 0 | 0 | 0 | 0 | 0 | 0 | 0 | 0 | 0 | 0 | 0 | 0 | 0 | 0 | 0 | 0 | 0 | 0
Industrial_OR - Industrial_New_Process_Natural Gas_Other Process_E5_Baseline Forecast | Industrial | OR - Industrial | New | Process | Natural Gas | Other Process | E5 |  | Baseline Forecast | 0 | 0 | 0 | 0 | 0 | 0 | 0 | 0 | 0 | 0 | 0 | 0 | 0 | 0 | 0 | 0 | 0 | 0 | 0 | 0 | 0 | 0 | 0 | 0 | 0 | 0 | 0 | 0
Industrial_OR - Industrial_New_Process_Natural Gas_Other Process_E6_Baseline Forecast | Industrial | OR - Industrial | New | Process | Natural Gas | Other Process | E6 |  | Baseline Forecast | 0 | 0 | 0 | 0 | 0 | 0 | 0 | 0 | 0 | 0 | 0 | 0 | 0 | 0 | 0 | 0 | 0 | 0 | 0 | 0 | 0 | 0 | 0 | 0 | 0 | 0 | 0 | 0
Industrial_OR - Industrial_New_Process_Natural Gas_Other Process_E7_Baseline Forecast | Industrial | OR - Industrial | New | Process | Natural Gas | Other Process | E7 |  | Baseline Forecast | 0 | 0 | 0 | 0 | 0 | 0 | 0 | 0 | 0 | 0 | 0 | 0 | 0 | 0 | 0 | 0 | 0 | 0 | 0 | 0 | 0 | 0 | 0 | 0 | 0 | 0 | 0 | 0
Industrial_OR - Industrial_New_Process_Natural Gas_Other Process_E8_Baseline Forecast | Industrial | OR - Industrial | New | Process | Natural Gas | Other Process | E8 |  | Baseline Forecast | 0 | 0 | 0 | 0 | 0 | 0 | 0 | 0 | 0 | 0 | 0 | 0 | 0 | 0 | 0 | 0 | 0 | 0 | 0 | 0 | 0 | 0 | 0 | 0 | 0 | 0 | 0 | 0
Industrial_OR - Industrial_New_Process_Natural Gas_Other Process_E9_Baseline Forecast | Industrial | OR - Industrial | New | Process | Natural Gas | Other Process | E9 |  | Baseline Forecast | 0 | 0 | 0 | 0 | 0 | 0 | 0 | 0 | 0 | 0 | 0 | 0 | 0 | 0 | 0 | 0 | 0 | 0 | 0 | 0 | 0 | 0 | 0 | 0 | 0 | 0 | 0 | 0
Industrial_OR - Industrial_New_Process_Natural Gas_Other Process_E10_Baseline Forecast | Industrial | OR - Industrial | New | Process | Natural Gas | Other Process | E10 |  | Baseline Forecast | 0 | 0 | 0 | 0 | 0 | 0 | 0 | 0 | 0 | 0 | 0 | 0 | 0 | 0 | 0 | 0 | 0 | 0 | 0 | 0 | 0 | 0 | 0 | 0 | 0 | 0 | 0 | 0
Industrial_OR - Industrial_New_Process_Natural Gas_Other Process_Vintage_Baseline Forecast | Industrial | OR - Industrial | New | Process | Natural Gas | Other Process | Vintage |  | Baseline Forecast | 0 | 0 | 0 | 0 | 0 | 0 | 0 | 0 | 0 | 0 | 0 | 0 | 0 | 0 | 0 | 0 | 0 | 0 | 0 | 0 | 0 | 0 | 0 | 0 | 0 | 0 | 0 | Vintage
Industrial_OR - Industrial_New_Miscellaneous_Natural Gas_Miscellaneous_E1_Baseline Forecast | Industrial | OR - Industrial | New | Miscellaneous | Natural Gas | Miscellaneous | E1 |  | Baseline Forecast | 0 | 0 | 0 | 0 | 0 | 0 | 0 | 0 | 0 | 0 | 0 | 0 | 0 | 0 | 0 | 0 | 0 | 0 | 0 | 0 | 0 | 0 | 0 | 0 | 0 | 0 | 0 | 1
Industrial_OR - Industrial_New_Miscellaneous_Natural Gas_Miscellaneous_E2_Baseline Forecast | Industrial | OR - Industrial | New | Miscellaneous | Natural Gas | Miscellaneous | E2 |  | Baseline Forecast | 0 | 0 | 0 | 0 | 0 | 0 | 0 | 0 | 0 | 0 | 0 | 0 | 0 | 0 | 0 | 0 | 0 | 0 | 0 | 0 | 0 | 0 | 0 | 0 | 0 | 0 | 0 | 0
Industrial_OR - Industrial_New_Miscellaneous_Natural Gas_Miscellaneous_E3_Baseline Forecast | Industrial | OR - Industrial | New | Miscellaneous | Natural Gas | Miscellaneous | E3 |  | Baseline Forecast | 0 | 0 | 0 | 0 | 0 | 0 | 0 | 0 | 0 | 0 | 0 | 0 | 0 | 0 | 0 | 0 | 0 | 0 | 0 | 0 | 0 | 0 | 0 | 0 | 0 | 0 | 0 | 0
Industrial_OR - Industrial_New_Miscellaneous_Natural Gas_Miscellaneous_E4_Baseline Forecast | Industrial | OR - Industrial | New | Miscellaneous | Natural Gas | Miscellaneous | E4 |  | Baseline Forecast | 0 | 0 | 0 | 0 | 0 | 0 | 0 | 0 | 0 | 0 | 0 | 0 | 0 | 0 | 0 | 0 | 0 | 0 | 0 | 0 | 0 | 0 | 0 | 0 | 0 | 0 | 0 | 0
Industrial_OR - Industrial_New_Miscellaneous_Natural Gas_Miscellaneous_E5_Baseline Forecast | Industrial | OR - Industrial | New | Miscellaneous | Natural Gas | Miscellaneous | E5 |  | Baseline Forecast | 0 | 0 | 0 | 0 | 0 | 0 | 0 | 0 | 0 | 0 | 0 | 0 | 0 | 0 | 0 | 0 | 0 | 0 | 0 | 0 | 0 | 0 | 0 | 0 | 0 | 0 | 0 | 0
Industrial_OR - Industrial_New_Miscellaneous_Natural Gas_Miscellaneous_E6_Baseline Forecast | Industrial | OR - Industrial | New | Miscellaneous | Natural Gas | Miscellaneous | E6 |  | Baseline Forecast | 0 | 0 | 0 | 0 | 0 | 0 | 0 | 0 | 0 | 0 | 0 | 0 | 0 | 0 | 0 | 0 | 0 | 0 | 0 | 0 | 0 | 0 | 0 | 0 | 0 | 0 | 0 | 0
Industrial_OR - Industrial_New_Miscellaneous_Natural Gas_Miscellaneous_E7_Baseline Forecast | Industrial | OR - Industrial | New | Miscellaneous | Natural Gas | Miscellaneous | E7 |  | Baseline Forecast | 0 | 0 | 0 | 0 | 0 | 0 | 0 | 0 | 0 | 0 | 0 | 0 | 0 | 0 | 0 | 0 | 0 | 0 | 0 | 0 | 0 | 0 | 0 | 0 | 0 | 0 | 0 | 0
Industrial_OR - Industrial_New_Miscellaneous_Natural Gas_Miscellaneous_E8_Baseline Forecast | Industrial | OR - Industrial | New | Miscellaneous | Natural Gas | Miscellaneous | E8 |  | Baseline Forecast | 0 | 0 | 0 | 0 | 0 | 0 | 0 | 0 | 0 | 0 | 0 | 0 | 0 | 0 | 0 | 0 | 0 | 0 | 0 | 0 | 0 | 0 | 0 | 0 | 0 | 0 | 0 | 0
Industrial_OR - Industrial_New_Miscellaneous_Natural Gas_Miscellaneous_E9_Baseline Forecast | Industrial | OR - Industrial | New | Miscellaneous | Natural Gas | Miscellaneous | E9 |  | Baseline Forecast | 0 | 0 | 0 | 0 | 0 | 0 | 0 | 0 | 0 | 0 | 0 | 0 | 0 | 0 | 0 | 0 | 0 | 0 | 0 | 0 | 0 | 0 | 0 | 0 | 0 | 0 | 0 | 0
Industrial_OR - Industrial_New_Miscellaneous_Natural Gas_Miscellaneous_E10_Baseline Forecast | Industrial | OR - Industrial | New | Miscellaneous | Natural Gas | Miscellaneous | E10 |  | Baseline Forecast | 0 | 0 | 0 | 0 | 0 | 0 | 0 | 0 | 0 | 0 | 0 | 0 | 0 | 0 | 0 | 0 | 0 | 0 | 0 | 0 | 0 | 0 | 0 | 0 | 0 | 0 | 0 | 0
Industrial_OR - Industrial_New_Miscellaneous_Natural Gas_Miscellaneous_Vintage_Baseline Forecast | Industrial | OR - Industrial | New | Miscellaneous | Natural Gas | Miscellaneous | Vintage |  | Baseline Forecast | 0 | 0 | 0 | 0 | 0 | 0 | 0 | 0 | 0 | 0 | 0 | 0 | 0 | 0 | 0 | 0 | 0 | 0 | 0 | 0 | 0 | 0 | 0 | 0 | 0 | 0 | 0 | Vintage
Industrial_Interruptible - Industrial_Existing_Space Heating_Natural Gas_Furnace_E1_Baseline Forecast | Industrial | Interruptible - Industrial | Existing | Space Heating | Natural Gas | Furnace | E1 |  | Baseline Forecast | 0 | 1.6737 | 4.8924 | 4.8924 | 4.8924 | 4.8924 | 4.8924 | 4.8924 | 4.8924 | 4.8924 | 4.8924 | 4.8924 | 4.8924 | 4.8924 | 4.8924 | 4.8924 | 4.8924 | 4.8924 | 4.8924 | 4.7637 | 4.3972 | 4.059 | 3.7468 | 3.4585 | 3.1925 | 2.9469 | 2.7202
Industrial_Interruptible - Industrial_Existing_Space Heating_Natural Gas_Furnace_E2_Baseline Forecast | Industrial | Interruptible - Industrial | Existing | Space Heating | Natural Gas | Furnace | E2 |  | Baseline Forecast | 0 | 0 | 0 | 4.6448 | 10.6061 | 17.7825 | 26.0806 | 35.4142 | 45.7035 | 56.875 | 68.8609 | 81.5985 | 95.0301 | 109.1021 | 123.7655 | 138.9746 | 154.6875 | 170.8654 | 187.4726 | 202.9311 | 217.448 | 230.8483 | 243.2178 | 254.6358 | 265.1754 | 274.9044 | 283.8849
Industrial_Interruptible - Industrial_Existing_Space Heating_Natural Gas_Furnace_E3_Baseline Forecast | Industrial | Interruptible - Industrial | Existing | Space Heating | Natural Gas | Furnace | E3 |  | Baseline Forecast | 0 | 0 | 0 | 0 | 0 | 0 | 0 | 0 | 0 | 0 | 0 | 0 | 0 | 0 | 0 | 0 | 0 | 0 | 0 | 0 | 0 | 0 | 0 | 0 | 0 | 0 | 0
Industrial_Interruptible - Industrial_Existing_Space Heating_Natural Gas_Furnace_E4_Baseline Forecast | Industrial | Interruptible - Industrial | Existing | Space Heating | Natural Gas | Furnace | E4 |  | Baseline Forecast | 0 | 0 | 0 | 0 | 0 | 0 | 0 | 0 | 0 | 0 | 0 | 0 | 0 | 0 | 0 | 0 | 0 | 0 | 0 | 0 | 0 | 0 | 0 | 0 | 0 | 0 | 0
Industrial_Interruptible - Industrial_Existing_Space Heating_Natural Gas_Furnace_E5_Baseline Forecast | Industrial | Interruptible - Industrial | Existing | Space Heating | Natural Gas | Furnace | E5 |  | Baseline Forecast | 0 | 0 | 0 | 0 | 0 | 0 | 0 | 0 | 0 | 0 | 0 | 0 | 0 | 0 | 0 | 0 | 0 | 0 | 0 | 0 | 0 | 0 | 0 | 0 | 0 | 0 | 0
Industrial_Interruptible - Industrial_Existing_Space Heating_Natural Gas_Furnace_E6_Baseline Forecast | Industrial | Interruptible - Industrial | Existing | Space Heating | Natural Gas | Furnace | E6 |  | Baseline Forecast | 0 | 0 | 0 | 0 | 0 | 0 | 0 | 0 | 0 | 0 | 0 | 0 | 0 | 0 | 0 | 0 | 0 | 0 | 0 | 0 | 0 | 0 | 0 | 0 | 0 | 0 | 0
Industrial_Interruptible - Industrial_Existing_Space Heating_Natural Gas_Furnace_E7_Baseline Forecast | Industrial | Interruptible - Industrial | Existing | Space Heating | Natural Gas | Furnace | E7 |  | Baseline Forecast | 0 | 0 | 0 | 0 | 0 | 0 | 0 | 0 | 0 | 0 | 0 | 0 | 0 | 0 | 0 | 0 | 0 | 0 | 0 | 0 | 0 | 0 | 0 | 0 | 0 | 0 | 0
Industrial_Interruptible - Industrial_Existing_Space Heating_Natural Gas_Furnace_E8_Baseline Forecast | Industrial | Interruptible - Industrial | Existing | Space Heating | Natural Gas | Furnace | E8 |  | Baseline Forecast | 0 | 0 | 0 | 0 | 0 | 0 | 0 | 0 | 0 | 0 | 0 | 0 | 0 | 0 | 0 | 0 | 0 | 0 | 0 | 0 | 0 | 0 | 0 | 0 | 0 | 0 | 0
Industrial_Interruptible - Industrial_Existing_Space Heating_Natural Gas_Furnace_E9_Baseline Forecast | Industrial | Interruptible - Industrial | Existing | Space Heating | Natural Gas | Furnace | E9 |  | Baseline Forecast | 0 | 0 | 0 | 0 | 0 | 0 | 0 | 0 | 0 | 0 | 0 | 0 | 0 | 0 | 0 | 0 | 0 | 0 | 0 | 0 | 0 | 0 | 0 | 0 | 0 | 0 | 0
Industrial_Interruptible - Industrial_Existing_Space Heating_Natural Gas_Furnace_E10_Baseline Forecast | Industrial | Interruptible - Industrial | Existing | Space Heating | Natural Gas | Furnace | E10 |  | Baseline Forecast | 0 | 0 | 0 | 0 | 0 | 0 | 0 | 0 | 0 | 0 | 0 | 0 | 0 | 0 | 0 | 0 | 0 | 0 | 0 | 0 | 0 | 0 | 0 | 0 | 0 | 0 | 0
Industrial_Interruptible - Industrial_Existing_Space Heating_Natural Gas_Furnace_Vintage_Baseline Forecast | Industrial | Interruptible - Industrial | Existing | Space Heating | Natural Gas | Furnace | Vintage |  | Baseline Forecast | 391.6515 | 389.9778 | 386.7591 | 382.1142 | 376.153 | 368.9765 | 360.6784 | 351.3449 | 341.0556 | 329.8841 | 317.8982 | 305.1605 | 291.729 | 277.6569 | 262.9936 | 247.7845 | 232.0716 | 215.8937 | 199.2865 | 183.9567 | 169.8062 | 156.7442 | 144.6869 | 133.5572 | 123.2836 | 113.8002 | 105.0463
Industrial_Interruptible - Industrial_Existing_Space Heating_Natural Gas_Boiler_E1_Baseline Forecast | Industrial | Interruptible - Industrial | Existing | Space Heating | Natural Gas | Boiler | E1 |  | Baseline Forecast | 0 | 18.9403 | 38.0528 | 57.3218 | 76.7331 | 96.2738 | 115.9321 | 135.6973 | 155.5597 | 175.5105 | 195.5416 | 215.6457 | 235.8161 | 256.047 | 276.3327 | 296.6683 | 317.0492 | 337.4713 | 357.9309 | 378.4246 | 398.9493 | 419.5021 | 438.1864 | 455.1722 | 470.6138 | 484.6517 | 497.4133
Industrial_Interruptible - Industrial_Existing_Space Heating_Natural Gas_Boiler_E2_Baseline Forecast | Industrial | Interruptible - Industrial | Existing | Space Heating | Natural Gas | Boiler | E2 |  | Baseline Forecast | 0 | 0 | 0 | 0 | 0 | 0 | 0 | 0 | 0 | 0 | 0 | 0 | 0 | 0 | 0 | 0 | 0 | 0 | 0 | 0 | 0 | 0 | 0 | 0 | 0 | 0 | 0
Industrial_Interruptible - Industrial_Existing_Space Heating_Natural Gas_Boiler_E3_Baseline Forecast | Industrial | Interruptible - Industrial | Existing | Space Heating | Natural Gas | Boiler | E3 |  | Baseline Forecast | 0 | 0 | 0 | 0 | 0 | 0 | 0 | 0 | 0 | 0 | 0 | 0 | 0 | 0 | 0 | 0 | 0 | 0 | 0 | 0 | 0 | 0 | 0 | 0 | 0 | 0 | 0
Industrial_Interruptible - Industrial_Existing_Space Heating_Natural Gas_Boiler_E4_Baseline Forecast | Industrial | Interruptible - Industrial | Existing | Space Heating | Natural Gas | Boiler | E4 |  | Baseline Forecast | 0 | 0 | 0 | 0 | 0 | 0 | 0 | 0 | 0 | 0 | 0 | 0 | 0 | 0 | 0 | 0 | 0 | 0 | 0 | 0 | 0 | 0 | 0 | 0 | 0 | 0 | 0
Industrial_Interruptible - Industrial_Existing_Space Heating_Natural Gas_Boiler_E5_Baseline Forecast | Industrial | Interruptible - Industrial | Existing | Space Heating | Natural Gas | Boiler | E5 |  | Baseline Forecast | 0 | 0 | 0 | 0 | 0 | 0 | 0 | 0 | 0 | 0 | 0 | 0 | 0 | 0 | 0 | 0 | 0 | 0 | 0 | 0 | 0 | 0 | 0 | 0 | 0 | 0 | 0
Industrial_Interruptible - Industrial_Existing_Space Heating_Natural Gas_Boiler_E6_Baseline Forecast | Industrial | Interruptible - Industrial | Existing | Space Heating | Natural Gas | Boiler | E6 |  | Baseline Forecast | 0 | 0 | 0 | 0 | 0 | 0 | 0 | 0 | 0 | 0 | 0 | 0 | 0 | 0 | 0 | 0 | 0 | 0 | 0 | 0 | 0 | 0 | 0 | 0 | 0 | 0 | 0
Industrial_Interruptible - Industrial_Existing_Space Heating_Natural Gas_Boiler_E7_Baseline Forecast | Industrial | Interruptible - Industrial | Existing | Space Heating | Natural Gas | Boiler | E7 |  | Baseline Forecast | 0 | 0 | 0 | 0 | 0 | 0 | 0 | 0 | 0 | 0 | 0 | 0 | 0 | 0 | 0 | 0 | 0 | 0 | 0 | 0 | 0 | 0 | 0 | 0 | 0 | 0 | 0
Industrial_Interruptible - Industrial_Existing_Space Heating_Natural Gas_Boiler_E8_Baseline Forecast | Industrial | Interruptible - Industrial | Existing | Space Heating | Natural Gas | Boiler | E8 |  | Baseline Forecast | 0 | 0 | 0 | 0 | 0 | 0 | 0 | 0 | 0 | 0 | 0 | 0 | 0 | 0 | 0 | 0 | 0 | 0 | 0 | 0 | 0 | 0 | 0 | 0 | 0 | 0 | 0
Industrial_Interruptible - Industrial_Existing_Space Heating_Natural Gas_Boiler_E9_Baseline Forecast | Industrial | Interruptible - Industrial | Existing | Space Heating | Natural Gas | Boiler | E9 |  | Baseline Forecast | 0 | 0 | 0 | 0 | 0 | 0 | 0 | 0 | 0 | 0 | 0 | 0 | 0 | 0 | 0 | 0 | 0 | 0 | 0 | 0 | 0 | 0 | 0 | 0 | 0 | 0 | 0
Industrial_Interruptible - Industrial_Existing_Space Heating_Natural Gas_Boiler_E10_Baseline Forecast | Industrial | Interruptible - Industrial | Existing | Space Heating | Natural Gas | Boiler | E10 |  | Baseline Forecast | 0 | 0 | 0 | 0 | 0 | 0 | 0 | 0 | 0 | 0 | 0 | 0 | 0 | 0 | 0 | 0 | 0 | 0 | 0 | 0 | 0 | 0 | 0 | 0 | 0 | 0 | 0
Industrial_Interruptible - Industrial_Existing_Space Heating_Natural Gas_Boiler_Vintage_Baseline Forecast | Industrial | Interruptible - Industrial | Existing | Space Heating | Natural Gas | Boiler | Vintage |  | Baseline Forecast | 625.03 | 606.0897 | 586.9773 | 567.7082 | 548.2969 | 528.7562 | 509.0979 | 489.3327 | 469.4703 | 449.5196 | 429.4885 | 409.3844 | 389.2139 | 368.9831 | 348.6974 | 328.3618 | 307.9809 | 287.5587 | 267.0991 | 246.6054 | 226.0808 | 205.528 | 186.8436 | 169.8578 | 154.4162 | 140.3784 | 127.6167
Industrial_Interruptible - Industrial_Existing_Space Heating_Natural Gas_Unit Heater_E1_Baseline Forecast | Industrial | Interruptible - Industrial | Existing | Space Heating | Natural Gas | Unit Heater | E1 |  | Baseline Forecast | 0 | 4.4506 | 9.3867 | 14.7642 | 20.5429 | 26.6864 | 33.1616 | 39.9382 | 46.9888 | 54.2886 | 61.8149 | 69.5472 | 77.4666 | 85.5561 | 93.8004 | 102.1853 | 110.6981 | 118.437 | 125.4723 | 131.8681 | 137.6824 | 142.9682 | 147.7734 | 152.1418 | 156.1131 | 159.7233 | 163.0053
Industrial_Interruptible - Industrial_Existing_Space Heating_Natural Gas_Unit Heater_E2_Baseline Forecast | Industrial | Interruptible - Industrial | Existing | Space Heating | Natural Gas | Unit Heater | E2 |  | Baseline Forecast | 0 | 0 | 0 | 0 | 0 | 0 | 0 | 0 | 0 | 0 | 0 | 0 | 0 | 0 | 0 | 0 | 0 | 0 | 0 | 0 | 0 | 0 | 0 | 0 | 0 | 0 | 0
Industrial_Interruptible - Industrial_Existing_Space Heating_Natural Gas_Unit Heater_E3_Baseline Forecast | Industrial | Interruptible - Industrial | Existing | Space Heating | Natural Gas | Unit Heater | E3 |  | Baseline Forecast | 0 | 0 | 0 | 0 | 0 | 0 | 0 | 0 | 0 | 0 | 0 | 0 | 0 | 0 | 0 | 0 | 0 | 0 | 0 | 0 | 0 | 0 | 0 | 0 | 0 | 0 | 0
Industrial_Interruptible - Industrial_Existing_Space Heating_Natural Gas_Unit Heater_E4_Baseline Forecast | Industrial | Interruptible - Industrial | Existing | Space Heating | Natural Gas | Unit Heater | E4 |  | Baseline Forecast | 0 | 0 | 0 | 0 | 0 | 0 | 0 | 0 | 0 | 0 | 0 | 0 | 0 | 0 | 0 | 0 | 0 | 0 | 0 | 0 | 0 | 0 | 0 | 0 | 0 | 0 | 0
Industrial_Interruptible - Industrial_Existing_Space Heating_Natural Gas_Unit Heater_E5_Baseline Forecast | Industrial | Interruptible - Industrial | Existing | Space Heating | Natural Gas | Unit Heater | E5 |  | Baseline Forecast | 0 | 0 | 0 | 0 | 0 | 0 | 0 | 0 | 0 | 0 | 0 | 0 | 0 | 0 | 0 | 0 | 0 | 0 | 0 | 0 | 0 | 0 | 0 | 0 | 0 | 0 | 0
Industrial_Interruptible - Industrial_Existing_Space Heating_Natural Gas_Unit Heater_E6_Baseline Forecast | Industrial | Interruptible - Industrial | Existing | Space Heating | Natural Gas | Unit Heater | E6 |  | Baseline Forecast | 0 | 0 | 0 | 0 | 0 | 0 | 0 | 0 | 0 | 0 | 0 | 0 | 0 | 0 | 0 | 0 | 0 | 0 | 0 | 0 | 0 | 0 | 0 | 0 | 0 | 0 | 0
Industrial_Interruptible - Industrial_Existing_Space Heating_Natural Gas_Unit Heater_E7_Baseline Forecast | Industrial | Interruptible - Industrial | Existing | Space Heating | Natural Gas | Unit Heater | E7 |  | Baseline Forecast | 0 | 0 | 0 | 0 | 0 | 0 | 0 | 0 | 0 | 0 | 0 | 0 | 0 | 0 | 0 | 0 | 0 | 0 | 0 | 0 | 0 | 0 | 0 | 0 | 0 | 0 | 0
Industrial_Interruptible - Industrial_Existing_Space Heating_Natural Gas_Unit Heater_E8_Baseline Forecast | Industrial | Interruptible - Industrial | Existing | Space Heating | Natural Gas | Unit Heater | E8 |  | Baseline Forecast | 0 | 0 | 0 | 0 | 0 | 0 | 0 | 0 | 0 | 0 | 0 | 0 | 0 | 0 | 0 | 0 | 0 | 0 | 0 | 0 | 0 | 0 | 0 | 0 | 0 | 0 | 0
Industrial_Interruptible - Industrial_Existing_Space Heating_Natural Gas_Unit Heater_E9_Baseline Forecast | Industrial | Interruptible - Industrial | Existing | Space Heating | Natural Gas | Unit Heater | E9 |  | Baseline Forecast | 0 | 0 | 0 | 0 | 0 | 0 | 0 | 0 | 0 | 0 | 0 | 0 | 0 | 0 | 0 | 0 | 0 | 0 | 0 | 0 | 0 | 0 | 0 | 0 | 0 | 0 | 0
Industrial_Interruptible - Industrial_Existing_Space Heating_Natural Gas_Unit Heater_E10_Baseline Forecast | Industrial | Interruptible - Industrial | Existing | Space Heating | Natural Gas | Unit Heater | E10 |  | Baseline Forecast | 0 | 0 | 0 | 0 | 0 | 0 | 0 | 0 | 0 | 0 | 0 | 0 | 0 | 0 | 0 | 0 | 0 | 0 | 0 | 0 | 0 | 0 | 0 | 0 | 0 | 0 | 0
Industrial_Interruptible - Industrial_Existing_Space Heating_Natural Gas_Unit Heater_Vintage_Baseline Forecast | Industrial | Interruptible - Industrial | Existing | Space Heating | Natural Gas | Unit Heater | Vintage |  | Baseline Forecast | 195.8257 | 191.3752 | 186.4391 | 181.0616 | 175.2828 | 169.1393 | 162.6642 | 155.8876 | 148.8369 | 141.5371 | 134.0108 | 126.2786 | 118.3592 | 110.2696 | 102.0253 | 93.6404 | 85.1277 | 77.3888 | 70.3534 | 63.9577 | 58.1433 | 52.8576 | 48.0523 | 43.6839 | 39.7127 | 36.1024 | 32.8204
Industrial_Interruptible - Industrial_Existing_Process_Natural Gas_Process Boiler_E1_Baseline Forecast | Industrial | Interruptible - Industrial | Existing | Process | Natural Gas | Process Boiler | E1 |  | Baseline Forecast | 0 | 103.9292 | 227.6544 | 368.3477 | 488.9419 | 592.3084 | 680.9082 | 756.851 | 821.9447 | 877.7394 | 925.5634 | 966.5553 | 1001.6913 | 1031.8079 | 1057.6221 | 1079.7485 | 1098.7141 | 1114.9702 | 1128.9041 | 1140.8474 | 1151.0845 | 1159.8592 | 1167.3804 | 1173.8271 | 1179.3528 | 1184.0892 | 1188.1489
Industrial_Interruptible - Industrial_Existing_Process_Natural Gas_Process Boiler_E2_Baseline Forecast | Industrial | Interruptible - Industrial | Existing | Process | Natural Gas | Process Boiler | E2 |  | Baseline Forecast | 0 | 0 | 0 | 0 | 0 | 0 | 0 | 0 | 0 | 0 | 0 | 0 | 0 | 0 | 0 | 0 | 0 | 0 | 0 | 0 | 0 | 0 | 0 | 0 | 0 | 0 | 0
Industrial_Interruptible - Industrial_Existing_Process_Natural Gas_Process Boiler_E3_Baseline Forecast | Industrial | Interruptible - Industrial | Existing | Process | Natural Gas | Process Boiler | E3 |  | Baseline Forecast | 0 | 0 | 0 | 0 | 0 | 0 | 0 | 0 | 0 | 0 | 0 | 0 | 0 | 0 | 0 | 0 | 0 | 0 | 0 | 0 | 0 | 0 | 0 | 0 | 0 | 0 | 0
Industrial_Interruptible - Industrial_Existing_Process_Natural Gas_Process Boiler_E4_Baseline Forecast | Industrial | Interruptible - Industrial | Existing | Process | Natural Gas | Process Boiler | E4 |  | Baseline Forecast | 0 | 0 | 0 | 0 | 0 | 0 | 0 | 0 | 0 | 0 | 0 | 0 | 0 | 0 | 0 | 0 | 0 | 0 | 0 | 0 | 0 | 0 | 0 | 0 | 0 | 0 | 0
Industrial_Interruptible - Industrial_Existing_Process_Natural Gas_Process Boiler_E5_Baseline Forecast | Industrial | Interruptible - Industrial | Existing | Process | Natural Gas | Process Boiler | E5 |  | Baseline Forecast | 0 | 0 | 0 | 0 | 0 | 0 | 0 | 0 | 0 | 0 | 0 | 0 | 0 | 0 | 0 | 0 | 0 | 0 | 0 | 0 | 0 | 0 | 0 | 0 | 0 | 0 | 0
Industrial_Interruptible - Industrial_Existing_Process_Natural Gas_Process Boiler_E6_Baseline Forecast | Industrial | Interruptible - Industrial | Existing | Process | Natural Gas | Process Boiler | E6 |  | Baseline Forecast | 0 | 0 | 0 | 0 | 0 | 0 | 0 | 0 | 0 | 0 | 0 | 0 | 0 | 0 | 0 | 0 | 0 | 0 | 0 | 0 | 0 | 0 | 0 | 0 | 0 | 0 | 0
Industrial_Interruptible - Industrial_Existing_Process_Natural Gas_Process Boiler_E7_Baseline Forecast | Industrial | Interruptible - Industrial | Existing | Process | Natural Gas | Process Boiler | E7 |  | Baseline Forecast | 0 | 0 | 0 | 0 | 0 | 0 | 0 | 0 | 0 | 0 | 0 | 0 | 0 | 0 | 0 | 0 | 0 | 0 | 0 | 0 | 0 | 0 | 0 | 0 | 0 | 0 | 0
Industrial_Interruptible - Industrial_Existing_Process_Natural Gas_Process Boiler_E8_Baseline Forecast | Industrial | Interruptible - Industrial | Existing | Process | Natural Gas | Process Boiler | E8 |  | Baseline Forecast | 0 | 0 | 0 | 0 | 0 | 0 | 0 | 0 | 0 | 0 | 0 | 0 | 0 | 0 | 0 | 0 | 0 | 0 | 0 | 0 | 0 | 0 | 0 | 0 | 0 | 0 | 0
Industrial_Interruptible - Industrial_Existing_Process_Natural Gas_Process Boiler_E9_Baseline Forecast | Industrial | Interruptible - Industrial | Existing | Process | Natural Gas | Process Boiler | E9 |  | Baseline Forecast | 0 | 0 | 0 | 0 | 0 | 0 | 0 | 0 | 0 | 0 | 0 | 0 | 0 | 0 | 0 | 0 | 0 | 0 | 0 | 0 | 0 | 0 | 0 | 0 | 0 | 0 | 0
Industrial_Interruptible - Industrial_Existing_Process_Natural Gas_Process Boiler_E10_Baseline Forecast | Industrial | Interruptible - Industrial | Existing | Process | Natural Gas | Process Boiler | E10 |  | Baseline Forecast | 0 | 0 | 0 | 0 | 0 | 0 | 0 | 0 | 0 | 0 | 0 | 0 | 0 | 0 | 0 | 0 | 0 | 0 | 0 | 0 | 0 | 0 | 0 | 0 | 0 | 0 | 0
Industrial_Interruptible - Industrial_Existing_Process_Natural Gas_Process Boiler_Vintage_Baseline Forecast | Industrial | Interruptible - Industrial | Existing | Process | Natural Gas | Process Boiler | Vintage |  | Baseline Forecast | 1212.5073 | 1108.5781 | 984.8528 | 844.1596 | 723.5654 | 620.1989 | 531.599 | 455.6563 | 390.5626 | 334.7679 | 286.9439 | 245.9519 | 210.8159 | 180.6994 | 154.8852 | 132.7587 | 113.7932 | 97.537 | 83.6032 | 71.6599 | 61.4227 | 52.6481 | 45.1269 | 38.6802 | 33.1545 | 28.4181 | 24.3584
Industrial_Interruptible - Industrial_Existing_Process_Natural Gas_Process Heating_E1_Baseline Forecast | Industrial | Interruptible - Industrial | Existing | Process | Natural Gas | Process Heating | E1 |  | Baseline Forecast | 0 | 103.9292 | 227.6544 | 368.3477 | 488.9419 | 592.3084 | 680.9082 | 756.851 | 821.9447 | 877.7394 | 925.5634 | 966.5553 | 1001.6913 | 1031.8079 | 1057.6221 | 1079.7485 | 1098.7141 | 1114.9702 | 1128.9041 | 1140.8474 | 1151.0845 | 1159.8592 | 1167.3804 | 1173.8271 | 1179.3528 | 1184.0892 | 1188.1489
Industrial_Interruptible - Industrial_Existing_Process_Natural Gas_Process Heating_E2_Baseline Forecast | Industrial | Interruptible - Industrial | Existing | Process | Natural Gas | Process Heating | E2 |  | Baseline Forecast | 0 | 0 | 0 | 0 | 0 | 0 | 0 | 0 | 0 | 0 | 0 | 0 | 0 | 0 | 0 | 0 | 0 | 0 | 0 | 0 | 0 | 0 | 0 | 0 | 0 | 0 | 0
Industrial_Interruptible - Industrial_Existing_Process_Natural Gas_Process Heating_E3_Baseline Forecast | Industrial | Interruptible - Industrial | Existing | Process | Natural Gas | Process Heating | E3 |  | Baseline Forecast | 0 | 0 | 0 | 0 | 0 | 0 | 0 | 0 | 0 | 0 | 0 | 0 | 0 | 0 | 0 | 0 | 0 | 0 | 0 | 0 | 0 | 0 | 0 | 0 | 0 | 0 | 0
Industrial_Interruptible - Industrial_Existing_Process_Natural Gas_Process Heating_E4_Baseline Forecast | Industrial | Interruptible - Industrial | Existing | Process | Natural Gas | Process Heating | E4 |  | Baseline Forecast | 0 | 0 | 0 | 0 | 0 | 0 | 0 | 0 | 0 | 0 | 0 | 0 | 0 | 0 | 0 | 0 | 0 | 0 | 0 | 0 | 0 | 0 | 0 | 0 | 0 | 0 | 0
Industrial_Interruptible - Industrial_Existing_Process_Natural Gas_Process Heating_E5_Baseline Forecast | Industrial | Interruptible - Industrial | Existing | Process | Natural Gas | Process Heating | E5 |  | Baseline Forecast | 0 | 0 | 0 | 0 | 0 | 0 | 0 | 0 | 0 | 0 | 0 | 0 | 0 | 0 | 0 | 0 | 0 | 0 | 0 | 0 | 0 | 0 | 0 | 0 | 0 | 0 | 0
Industrial_Interruptible - Industrial_Existing_Process_Natural Gas_Process Heating_E6_Baseline Forecast | Industrial | Interruptible - Industrial | Existing | Process | Natural Gas | Process Heating | E6 |  | Baseline Forecast | 0 | 0 | 0 | 0 | 0 | 0 | 0 | 0 | 0 | 0 | 0 | 0 | 0 | 0 | 0 | 0 | 0 | 0 | 0 | 0 | 0 | 0 | 0 | 0 | 0 | 0 | 0
Industrial_Interruptible - Industrial_Existing_Process_Natural Gas_Process Heating_E7_Baseline Forecast | Industrial | Interruptible - Industrial | Existing | Process | Natural Gas | Process Heating | E7 |  | Baseline Forecast | 0 | 0 | 0 | 0 | 0 | 0 | 0 | 0 | 0 | 0 | 0 | 0 | 0 | 0 | 0 | 0 | 0 | 0 | 0 | 0 | 0 | 0 | 0 | 0 | 0 | 0 | 0
Industrial_Interruptible - Industrial_Existing_Process_Natural Gas_Process Heating_E8_Baseline Forecast | Industrial | Interruptible - Industrial | Existing | Process | Natural Gas | Process Heating | E8 |  | Baseline Forecast | 0 | 0 | 0 | 0 | 0 | 0 | 0 | 0 | 0 | 0 | 0 | 0 | 0 | 0 | 0 | 0 | 0 | 0 | 0 | 0 | 0 | 0 | 0 | 0 | 0 | 0 | 0
Industrial_Interruptible - Industrial_Existing_Process_Natural Gas_Process Heating_E9_Baseline Forecast | Industrial | Interruptible - Industrial | Existing | Process | Natural Gas | Process Heating | E9 |  | Baseline Forecast | 0 | 0 | 0 | 0 | 0 | 0 | 0 | 0 | 0 | 0 | 0 | 0 | 0 | 0 | 0 | 0 | 0 | 0 | 0 | 0 | 0 | 0 | 0 | 0 | 0 | 0 | 0
Industrial_Interruptible - Industrial_Existing_Process_Natural Gas_Process Heating_E10_Baseline Forecast | Industrial | Interruptible - Industrial | Existing | Process | Natural Gas | Process Heating | E10 |  | Baseline Forecast | 0 | 0 | 0 | 0 | 0 | 0 | 0 | 0 | 0 | 0 | 0 | 0 | 0 | 0 | 0 | 0 | 0 | 0 | 0 | 0 | 0 | 0 | 0 | 0 | 0 | 0 | 0
Industrial_Interruptible - Industrial_Existing_Process_Natural Gas_Process Heating_Vintage_Baseline Forecast | Industrial | Interruptible - Industrial | Existing | Process | Natural Gas | Process Heating | Vintage |  | Baseline Forecast | 1212.5073 | 1108.5781 | 984.8528 | 844.1596 | 723.5654 | 620.1989 | 531.599 | 455.6563 | 390.5626 | 334.7679 | 286.9439 | 245.9519 | 210.8159 | 180.6994 | 154.8852 | 132.7587 | 113.7932 | 97.537 | 83.6032 | 71.6599 | 61.4227 | 52.6481 | 45.1269 | 38.6802 | 33.1545 | 28.4181 | 24.3584
Industrial_Interruptible - Industrial_Existing_Process_Natural Gas_Process Cooling_E1_Baseline Forecast | Industrial | Interruptible - Industrial | Existing | Process | Natural Gas | Process Cooling | E1 |  | Baseline Forecast | 0 | 103.9292 | 227.6544 | 368.3477 | 488.9419 | 592.3084 | 680.9082 | 756.851 | 821.9447 | 877.7394 | 925.5634 | 966.5553 | 1001.6913 | 1031.8079 | 1057.6221 | 1079.7485 | 1098.7141 | 1114.9702 | 1128.9041 | 1140.8474 | 1151.0845 | 1159.8592 | 1167.3804 | 1173.8271 | 1179.3528 | 1184.0892 | 1188.1489
Industrial_Interruptible - Industrial_Existing_Process_Natural Gas_Process Cooling_E2_Baseline Forecast | Industrial | Interruptible - Industrial | Existing | Process | Natural Gas | Process Cooling | E2 |  | Baseline Forecast | 0 | 0 | 0 | 0 | 0 | 0 | 0 | 0 | 0 | 0 | 0 | 0 | 0 | 0 | 0 | 0 | 0 | 0 | 0 | 0 | 0 | 0 | 0 | 0 | 0 | 0 | 0
Industrial_Interruptible - Industrial_Existing_Process_Natural Gas_Process Cooling_E3_Baseline Forecast | Industrial | Interruptible - Industrial | Existing | Process | Natural Gas | Process Cooling | E3 |  | Baseline Forecast | 0 | 0 | 0 | 0 | 0 | 0 | 0 | 0 | 0 | 0 | 0 | 0 | 0 | 0 | 0 | 0 | 0 | 0 | 0 | 0 | 0 | 0 | 0 | 0 | 0 | 0 | 0
Industrial_Interruptible - Industrial_Existing_Process_Natural Gas_Process Cooling_E4_Baseline Forecast | Industrial | Interruptible - Industrial | Existing | Process | Natural Gas | Process Cooling | E4 |  | Baseline Forecast | 0 | 0 | 0 | 0 | 0 | 0 | 0 | 0 | 0 | 0 | 0 | 0 | 0 | 0 | 0 | 0 | 0 | 0 | 0 | 0 | 0 | 0 | 0 | 0 | 0 | 0 | 0
Industrial_Interruptible - Industrial_Existing_Process_Natural Gas_Process Cooling_E5_Baseline Forecast | Industrial | Interruptible - Industrial | Existing | Process | Natural Gas | Process Cooling | E5 |  | Baseline Forecast | 0 | 0 | 0 | 0 | 0 | 0 | 0 | 0 | 0 | 0 | 0 | 0 | 0 | 0 | 0 | 0 | 0 | 0 | 0 | 0 | 0 | 0 | 0 | 0 | 0 | 0 | 0
Industrial_Interruptible - Industrial_Existing_Process_Natural Gas_Process Cooling_E6_Baseline Forecast | Industrial | Interruptible - Industrial | Existing | Process | Natural Gas | Process Cooling | E6 |  | Baseline Forecast | 0 | 0 | 0 | 0 | 0 | 0 | 0 | 0 | 0 | 0 | 0 | 0 | 0 | 0 | 0 | 0 | 0 | 0 | 0 | 0 | 0 | 0 | 0 | 0 | 0 | 0 | 0
Industrial_Interruptible - Industrial_Existing_Process_Natural Gas_Process Cooling_E7_Baseline Forecast | Industrial | Interruptible - Industrial | Existing | Process | Natural Gas | Process Cooling | E7 |  | Baseline Forecast | 0 | 0 | 0 | 0 | 0 | 0 | 0 | 0 | 0 | 0 | 0 | 0 | 0 | 0 | 0 | 0 | 0 | 0 | 0 | 0 | 0 | 0 | 0 | 0 | 0 | 0 | 0
Industrial_Interruptible - Industrial_Existing_Process_Natural Gas_Process Cooling_E8_Baseline Forecast | Industrial | Interruptible - Industrial | Existing | Process | Natural Gas | Process Cooling | E8 |  | Baseline Forecast | 0 | 0 | 0 | 0 | 0 | 0 | 0 | 0 | 0 | 0 | 0 | 0 | 0 | 0 | 0 | 0 | 0 | 0 | 0 | 0 | 0 | 0 | 0 | 0 | 0 | 0 | 0
Industrial_Interruptible - Industrial_Existing_Process_Natural Gas_Process Cooling_E9_Baseline Forecast | Industrial | Interruptible - Industrial | Existing | Process | Natural Gas | Process Cooling | E9 |  | Baseline Forecast | 0 | 0 | 0 | 0 | 0 | 0 | 0 | 0 | 0 | 0 | 0 | 0 | 0 | 0 | 0 | 0 | 0 | 0 | 0 | 0 | 0 | 0 | 0 | 0 | 0 | 0 | 0
Industrial_Interruptible - Industrial_Existing_Process_Natural Gas_Process Cooling_E10_Baseline Forecast | Industrial | Interruptible - Industrial | Existing | Process | Natural Gas | Process Cooling | E10 |  | Baseline Forecast | 0 | 0 | 0 | 0 | 0 | 0 | 0 | 0 | 0 | 0 | 0 | 0 | 0 | 0 | 0 | 0 | 0 | 0 | 0 | 0 | 0 | 0 | 0 | 0 | 0 | 0 | 0
Industrial_Interruptible - Industrial_Existing_Process_Natural Gas_Process Cooling_Vintage_Baseline Forecast | Industrial | Interruptible - Industrial | Existing | Process | Natural Gas | Process Cooling | Vintage |  | Baseline Forecast | 1212.5073 | 1108.5781 | 984.8528 | 844.1596 | 723.5654 | 620.1989 | 531.599 | 455.6563 | 390.5626 | 334.7679 | 286.9439 | 245.9519 | 210.8159 | 180.6994 | 154.8852 | 132.7587 | 113.7932 | 97.537 | 83.6032 | 71.6599 | 61.4227 | 52.6481 | 45.1269 | 38.6802 | 33.1545 | 28.4181 | 24.3584
Industrial_Interruptible - Industrial_Existing_Process_Natural Gas_Other Process_E1_Baseline Forecast | Industrial | Interruptible - Industrial | Existing | Process | Natural Gas | Other Process | E1 |  | Baseline Forecast | 0 | 103.9292 | 227.6544 | 368.3477 | 488.9419 | 592.3084 | 680.9082 | 756.851 | 821.9447 | 877.7394 | 925.5634 | 966.5553 | 1001.6913 | 1031.8079 | 1057.6221 | 1079.7485 | 1098.7141 | 1114.9702 | 1128.9041 | 1140.8474 | 1151.0845 | 1159.8592 | 1167.3804 | 1173.8271 | 1179.3528 | 1184.0892 | 1188.1489
Industrial_Interruptible - Industrial_Existing_Process_Natural Gas_Other Process_E2_Baseline Forecast | Industrial | Interruptible - Industrial | Existing | Process | Natural Gas | Other Process | E2 |  | Baseline Forecast | 0 | 0 | 0 | 0 | 0 | 0 | 0 | 0 | 0 | 0 | 0 | 0 | 0 | 0 | 0 | 0 | 0 | 0 | 0 | 0 | 0 | 0 | 0 | 0 | 0 | 0 | 0
Industrial_Interruptible - Industrial_Existing_Process_Natural Gas_Other Process_E3_Baseline Forecast | Industrial | Interruptible - Industrial | Existing | Process | Natural Gas | Other Process | E3 |  | Baseline Forecast | 0 | 0 | 0 | 0 | 0 | 0 | 0 | 0 | 0 | 0 | 0 | 0 | 0 | 0 | 0 | 0 | 0 | 0 | 0 | 0 | 0 | 0 | 0 | 0 | 0 | 0 | 0
Industrial_Interruptible - Industrial_Existing_Process_Natural Gas_Other Process_E4_Baseline Forecast | Industrial | Interruptible - Industrial | Existing | Process | Natural Gas | Other Process | E4 |  | Baseline Forecast | 0 | 0 | 0 | 0 | 0 | 0 | 0 | 0 | 0 | 0 | 0 | 0 | 0 | 0 | 0 | 0 | 0 | 0 | 0 | 0 | 0 | 0 | 0 | 0 | 0 | 0 | 0
Industrial_Interruptible - Industrial_Existing_Process_Natural Gas_Other Process_E5_Baseline Forecast | Industrial | Interruptible - Industrial | Existing | Process | Natural Gas | Other Process | E5 |  | Baseline Forecast | 0 | 0 | 0 | 0 | 0 | 0 | 0 | 0 | 0 | 0 | 0 | 0 | 0 | 0 | 0 | 0 | 0 | 0 | 0 | 0 | 0 | 0 | 0 | 0 | 0 | 0 | 0
Industrial_Interruptible - Industrial_Existing_Process_Natural Gas_Other Process_E6_Baseline Forecast | Industrial | Interruptible - Industrial | Existing | Process | Natural Gas | Other Process | E6 |  | Baseline Forecast | 0 | 0 | 0 | 0 | 0 | 0 | 0 | 0 | 0 | 0 | 0 | 0 | 0 | 0 | 0 | 0 | 0 | 0 | 0 | 0 | 0 | 0 | 0 | 0 | 0 | 0 | 0
Industrial_Interruptible - Industrial_Existing_Process_Natural Gas_Other Process_E7_Baseline Forecast | Industrial | Interruptible - Industrial | Existing | Process | Natural Gas | Other Process | E7 |  | Baseline Forecast | 0 | 0 | 0 | 0 | 0 | 0 | 0 | 0 | 0 | 0 | 0 | 0 | 0 | 0 | 0 | 0 | 0 | 0 | 0 | 0 | 0 | 0 | 0 | 0 | 0 | 0 | 0
Industrial_Interruptible - Industrial_Existing_Process_Natural Gas_Other Process_E8_Baseline Forecast | Industrial | Interruptible - Industrial | Existing | Process | Natural Gas | Other Process | E8 |  | Baseline Forecast | 0 | 0 | 0 | 0 | 0 | 0 | 0 | 0 | 0 | 0 | 0 | 0 | 0 | 0 | 0 | 0 | 0 | 0 | 0 | 0 | 0 | 0 | 0 | 0 | 0 | 0 | 0
Industrial_Interruptible - Industrial_Existing_Process_Natural Gas_Other Process_E9_Baseline Forecast | Industrial | Interruptible - Industrial | Existing | Process | Natural Gas | Other Process | E9 |  | Baseline Forecast | 0 | 0 | 0 | 0 | 0 | 0 | 0 | 0 | 0 | 0 | 0 | 0 | 0 | 0 | 0 | 0 | 0 | 0 | 0 | 0 | 0 | 0 | 0 | 0 | 0 | 0 | 0
Industrial_Interruptible - Industrial_Existing_Process_Natural Gas_Other Process_E10_Baseline Forecast | Industrial | Interruptible - Industrial | Existing | Process | Natural Gas | Other Process | E10 |  | Baseline Forecast | 0 | 0 | 0 | 0 | 0 | 0 | 0 | 0 | 0 | 0 | 0 | 0 | 0 | 0 | 0 | 0 | 0 | 0 | 0 | 0 | 0 | 0 | 0 | 0 | 0 | 0 | 0
Industrial_Interruptible - Industrial_Existing_Process_Natural Gas_Other Process_Vintage_Baseline Forecast | Industrial | Interruptible - Industrial | Existing | Process | Natural Gas | Other Process | Vintage |  | Baseline Forecast | 1212.5073 | 1108.5781 | 984.8528 | 844.1596 | 723.5654 | 620.1989 | 531.599 | 455.6563 | 390.5626 | 334.7679 | 286.9439 | 245.9519 | 210.8159 | 180.6994 | 154.8852 | 132.7587 | 113.7932 | 97.537 | 83.6032 | 71.6599 | 61.4227 | 52.6481 | 45.1269 | 38.6802 | 33.1545 | 28.4181 | 24.3584
Industrial_Interruptible - Industrial_Existing_Miscellaneous_Natural Gas_Miscellaneous_E1_Baseline Forecast | Industrial | Interruptible - Industrial | Existing | Miscellaneous | Natural Gas | Miscellaneous | E1 |  | Baseline Forecast | 0 | 103.9292 | 227.6544 | 368.3477 | 488.9419 | 592.3084 | 680.9082 | 756.851 | 821.9447 | 877.7394 | 925.5634 | 966.5553 | 1001.6913 | 1031.8079 | 1057.6221 | 1079.7485 | 1098.7141 | 1114.9702 | 1128.9041 | 1140.8474 | 1151.0845 | 1159.8592 | 1167.3804 | 1173.8271 | 1179.3528 | 1184.0892 | 1188.1489
Industrial_Interruptible - Industrial_Existing_Miscellaneous_Natural Gas_Miscellaneous_E2_Baseline Forecast | Industrial | Interruptible - Industrial | Existing | Miscellaneous | Natural Gas | Miscellaneous | E2 |  | Baseline Forecast | 0 | 0 | 0 | 0 | 0 | 0 | 0 | 0 | 0 | 0 | 0 | 0 | 0 | 0 | 0 | 0 | 0 | 0 | 0 | 0 | 0 | 0 | 0 | 0 | 0 | 0 | 0
Industrial_Interruptible - Industrial_Existing_Miscellaneous_Natural Gas_Miscellaneous_E3_Baseline Forecast | Industrial | Interruptible - Industrial | Existing | Miscellaneous | Natural Gas | Miscellaneous | E3 |  | Baseline Forecast | 0 | 0 | 0 | 0 | 0 | 0 | 0 | 0 | 0 | 0 | 0 | 0 | 0 | 0 | 0 | 0 | 0 | 0 | 0 | 0 | 0 | 0 | 0 | 0 | 0 | 0 | 0
Industrial_Interruptible - Industrial_Existing_Miscellaneous_Natural Gas_Miscellaneous_E4_Baseline Forecast | Industrial | Interruptible - Industrial | Existing | Miscellaneous | Natural Gas | Miscellaneous | E4 |  | Baseline Forecast | 0 | 0 | 0 | 0 | 0 | 0 | 0 | 0 | 0 | 0 | 0 | 0 | 0 | 0 | 0 | 0 | 0 | 0 | 0 | 0 | 0 | 0 | 0 | 0 | 0 | 0 | 0
Industrial_Interruptible - Industrial_Existing_Miscellaneous_Natural Gas_Miscellaneous_E5_Baseline Forecast | Industrial | Interruptible - Industrial | Existing | Miscellaneous | Natural Gas | Miscellaneous | E5 |  | Baseline Forecast | 0 | 0 | 0 | 0 | 0 | 0 | 0 | 0 | 0 | 0 | 0 | 0 | 0 | 0 | 0 | 0 | 0 | 0 | 0 | 0 | 0 | 0 | 0 | 0 | 0 | 0 | 0
Industrial_Interruptible - Industrial_Existing_Miscellaneous_Natural Gas_Miscellaneous_E6_Baseline Forecast | Industrial | Interruptible - Industrial | Existing | Miscellaneous | Natural Gas | Miscellaneous | E6 |  | Baseline Forecast | 0 | 0 | 0 | 0 | 0 | 0 | 0 | 0 | 0 | 0 | 0 | 0 | 0 | 0 | 0 | 0 | 0 | 0 | 0 | 0 | 0 | 0 | 0 | 0 | 0 | 0 | 0
Industrial_Interruptible - Industrial_Existing_Miscellaneous_Natural Gas_Miscellaneous_E7_Baseline Forecast | Industrial | Interruptible - Industrial | Existing | Miscellaneous | Natural Gas | Miscellaneous | E7 |  | Baseline Forecast | 0 | 0 | 0 | 0 | 0 | 0 | 0 | 0 | 0 | 0 | 0 | 0 | 0 | 0 | 0 | 0 | 0 | 0 | 0 | 0 | 0 | 0 | 0 | 0 | 0 | 0 | 0
Industrial_Interruptible - Industrial_Existing_Miscellaneous_Natural Gas_Miscellaneous_E8_Baseline Forecast | Industrial | Interruptible - Industrial | Existing | Miscellaneous | Natural Gas | Miscellaneous | E8 |  | Baseline Forecast | 0 | 0 | 0 | 0 | 0 | 0 | 0 | 0 | 0 | 0 | 0 | 0 | 0 | 0 | 0 | 0 | 0 | 0 | 0 | 0 | 0 | 0 | 0 | 0 | 0 | 0 | 0
Industrial_Interruptible - Industrial_Existing_Miscellaneous_Natural Gas_Miscellaneous_E9_Baseline Forecast | Industrial | Interruptible - Industrial | Existing | Miscellaneous | Natural Gas | Miscellaneous | E9 |  | Baseline Forecast | 0 | 0 | 0 | 0 | 0 | 0 | 0 | 0 | 0 | 0 | 0 | 0 | 0 | 0 | 0 | 0 | 0 | 0 | 0 | 0 | 0 | 0 | 0 | 0 | 0 | 0 | 0
Industrial_Interruptible - Industrial_Existing_Miscellaneous_Natural Gas_Miscellaneous_E10_Baseline Forecast | Industrial | Interruptible - Industrial | Existing | Miscellaneous | Natural Gas | Miscellaneous | E10 |  | Baseline Forecast | 0 | 0 | 0 | 0 | 0 | 0 | 0 | 0 | 0 | 0 | 0 | 0 | 0 | 0 | 0 | 0 | 0 | 0 | 0 | 0 | 0 | 0 | 0 | 0 | 0 | 0 | 0
Industrial_Interruptible - Industrial_Existing_Miscellaneous_Natural Gas_Miscellaneous_Vintage_Baseline Forecast | Industrial | Interruptible - Industrial | Existing | Miscellaneous | Natural Gas | Miscellaneous | Vintage |  | Baseline Forecast | 1212.5073 | 1108.5781 | 984.8528 | 844.1596 | 723.5654 | 620.1989 | 531.599 | 455.6563 | 390.5626 | 334.7679 | 286.9439 | 245.9519 | 210.8159 | 180.6994 | 154.8852 | 132.7587 | 113.7932 | 97.537 | 83.6032 | 71.6599 | 61.4227 | 52.6481 | 45.1269 | 38.6802 | 33.1545 | 28.4181 | 24.3584
Industrial_Interruptible - Industrial_New_Space Heating_Natural Gas_Furnace_E1_Baseline Forecast | Industrial | Interruptible - Industrial | New | Space Heating | Natural Gas | Furnace | E1 |  | Baseline Forecast | 0 | 0 | 0 | 0 | 0 | 0 | 0 | 0 | 0 | 0 | 0 | 0 | 0 | 0 | 0 | 0 | 0 | 0 | 0 | 0 | 0 | 0 | 0 | 0 | 0 | 0 | 0
Industrial_Interruptible - Industrial_New_Space Heating_Natural Gas_Furnace_E2_Baseline Forecast | Industrial | Interruptible - Industrial | New | Space Heating | Natural Gas | Furnace | E2 |  | Baseline Forecast | 0 | 0 | 0 | 0 | 0 | 0 | 0 | 0 | 0 | 0 | 0 | 0 | 0 | 0 | 0 | 0 | 0 | 0 | 0 | 0 | 0 | 0 | 0 | 0 | 0 | 0 | 0
Industrial_Interruptible - Industrial_New_Space Heating_Natural Gas_Furnace_E3_Baseline Forecast | Industrial | Interruptible - Industrial | New | Space Heating | Natural Gas | Furnace | E3 |  | Baseline Forecast | 0 | 0 | 0 | 0 | 0 | 0 | 0 | 0 | 0 | 0 | 0 | 0 | 0 | 0 | 0 | 0 | 0 | 0 | 0 | 0 | 0 | 0 | 0 | 0 | 0 | 0 | 0
Industrial_Interruptible - Industrial_New_Space Heating_Natural Gas_Furnace_E4_Baseline Forecast | Industrial | Interruptible - Industrial | New | Space Heating | Natural Gas | Furnace | E4 |  | Baseline Forecast | 0 | 0 | 0 | 0 | 0 | 0 | 0 | 0 | 0 | 0 | 0 | 0 | 0 | 0 | 0 | 0 | 0 | 0 | 0 | 0 | 0 | 0 | 0 | 0 | 0 | 0 | 0
Industrial_Interruptible - Industrial_New_Space Heating_Natural Gas_Furnace_E5_Baseline Forecast | Industrial | Interruptible - Industrial | New | Space Heating | Natural Gas | Furnace | E5 |  | Baseline Forecast | 0 | 0 | 0 | 0 | 0 | 0 | 0 | 0 | 0 | 0 | 0 | 0 | 0 | 0 | 0 | 0 | 0 | 0 | 0 | 0 | 0 | 0 | 0 | 0 | 0 | 0 | 0
Industrial_Interruptible - Industrial_New_Space Heating_Natural Gas_Furnace_E6_Baseline Forecast | Industrial | Interruptible - Industrial | New | Space Heating | Natural Gas | Furnace | E6 |  | Baseline Forecast | 0 | 0 | 0 | 0 | 0 | 0 | 0 | 0 | 0 | 0 | 0 | 0 | 0 | 0 | 0 | 0 | 0 | 0 | 0 | 0 | 0 | 0 | 0 | 0 | 0 | 0 | 0
Industrial_Interruptible - Industrial_New_Space Heating_Natural Gas_Furnace_E7_Baseline Forecast | Industrial | Interruptible - Industrial | New | Space Heating | Natural Gas | Furnace | E7 |  | Baseline Forecast | 0 | 0 | 0 | 0 | 0 | 0 | 0 | 0 | 0 | 0 | 0 | 0 | 0 | 0 | 0 | 0 | 0 | 0 | 0 | 0 | 0 | 0 | 0 | 0 | 0 | 0 | 0
Industrial_Interruptible - Industrial_New_Space Heating_Natural Gas_Furnace_E8_Baseline Forecast | Industrial | Interruptible - Industrial | New | Space Heating | Natural Gas | Furnace | E8 |  | Baseline Forecast | 0 | 0 | 0 | 0 | 0 | 0 | 0 | 0 | 0 | 0 | 0 | 0 | 0 | 0 | 0 | 0 | 0 | 0 | 0 | 0 | 0 | 0 | 0 | 0 | 0 | 0 | 0
Industrial_Interruptible - Industrial_New_Space Heating_Natural Gas_Furnace_E9_Baseline Forecast | Industrial | Interruptible - Industrial | New | Space Heating | Natural Gas | Furnace | E9 |  | Baseline Forecast | 0 | 0 | 0 | 0 | 0 | 0 | 0 | 0 | 0 | 0 | 0 | 0 | 0 | 0 | 0 | 0 | 0 | 0 | 0 | 0 | 0 | 0 | 0 | 0 | 0 | 0 | 0
Industrial_Interruptible - Industrial_New_Space Heating_Natural Gas_Furnace_E10_Baseline Forecast | Industrial | Interruptible - Industrial | New | Space Heating | Natural Gas | Furnace | E10 |  | Baseline Forecast | 0 | 0 | 0 | 0 | 0 | 0 | 0 | 0 | 0 | 0 | 0 | 0 | 0 | 0 | 0 | 0 | 0 | 0 | 0 | 0 | 0 | 0 | 0 | 0 | 0 | 0 | 0
Industrial_Interruptible - Industrial_New_Space Heating_Natural Gas_Furnace_Vintage_Baseline Forecast | Industrial | Interruptible - Industrial | New | Space Heating | Natural Gas | Furnace | Vintage |  | Baseline Forecast | 0 | 0 | 0 | 0 | 0 | 0 | 0 | 0 | 0 | 0 | 0 | 0 | 0 | 0 | 0 | 0 | 0 | 0 | 0 | 0 | 0 | 0 | 0 | 0 | 0 | 0 | 0
Industrial_Interruptible - Industrial_New_Space Heating_Natural Gas_Boiler_E1_Baseline Forecast | Industrial | Interruptible - Industrial | New | Space Heating | Natural Gas | Boiler | E1 |  | Baseline Forecast | 0 | 0 | 0 | 0 | 0 | 0 | 0 | 0 | 0 | 0 | 0 | 0 | 0 | 0 | 0 | 0 | 0 | 0 | 0 | 0 | 0 | 0 | 0 | 0 | 0 | 0 | 0
Industrial_Interruptible - Industrial_New_Space Heating_Natural Gas_Boiler_E2_Baseline Forecast | Industrial | Interruptible - Industrial | New | Space Heating | Natural Gas | Boiler | E2 |  | Baseline Forecast | 0 | 0 | 0 | 0 | 0 | 0 | 0 | 0 | 0 | 0 | 0 | 0 | 0 | 0 | 0 | 0 | 0 | 0 | 0 | 0 | 0 | 0 | 0 | 0 | 0 | 0 | 0
Industrial_Interruptible - Industrial_New_Space Heating_Natural Gas_Boiler_E3_Baseline Forecast | Industrial | Interruptible - Industrial | New | Space Heating | Natural Gas | Boiler | E3 |  | Baseline Forecast | 0 | 0 | 0 | 0 | 0 | 0 | 0 | 0 | 0 | 0 | 0 | 0 | 0 | 0 | 0 | 0 | 0 | 0 | 0 | 0 | 0 | 0 | 0 | 0 | 0 | 0 | 0
Industrial_Interruptible - Industrial_New_Space Heating_Natural Gas_Boiler_E4_Baseline Forecast | Industrial | Interruptible - Industrial | New | Space Heating | Natural Gas | Boiler | E4 |  | Baseline Forecast | 0 | 0 | 0 | 0 | 0 | 0 | 0 | 0 | 0 | 0 | 0 | 0 | 0 | 0 | 0 | 0 | 0 | 0 | 0 | 0 | 0 | 0 | 0 | 0 | 0 | 0 | 0
Industrial_Interruptible - Industrial_New_Space Heating_Natural Gas_Boiler_E5_Baseline Forecast | Industrial | Interruptible - Industrial | New | Space Heating | Natural Gas | Boiler | E5 |  | Baseline Forecast | 0 | 0 | 0 | 0 | 0 | 0 | 0 | 0 | 0 | 0 | 0 | 0 | 0 | 0 | 0 | 0 | 0 | 0 | 0 | 0 | 0 | 0 | 0 | 0 | 0 | 0 | 0
Industrial_Interruptible - Industrial_New_Space Heating_Natural Gas_Boiler_E6_Baseline Forecast | Industrial | Interruptible - Industrial | New | Space Heating | Natural Gas | Boiler | E6 |  | Baseline Forecast | 0 | 0 | 0 | 0 | 0 | 0 | 0 | 0 | 0 | 0 | 0 | 0 | 0 | 0 | 0 | 0 | 0 | 0 | 0 | 0 | 0 | 0 | 0 | 0 | 0 | 0 | 0
Industrial_Interruptible - Industrial_New_Space Heating_Natural Gas_Boiler_E7_Baseline Forecast | Industrial | Interruptible - Industrial | New | Space Heating | Natural Gas | Boiler | E7 |  | Baseline Forecast | 0 | 0 | 0 | 0 | 0 | 0 | 0 | 0 | 0 | 0 | 0 | 0 | 0 | 0 | 0 | 0 | 0 | 0 | 0 | 0 | 0 | 0 | 0 | 0 | 0 | 0 | 0
Industrial_Interruptible - Industrial_New_Space Heating_Natural Gas_Boiler_E8_Baseline Forecast | Industrial | Interruptible - Industrial | New | Space Heating | Natural Gas | Boiler | E8 |  | Baseline Forecast | 0 | 0 | 0 | 0 | 0 | 0 | 0 | 0 | 0 | 0 | 0 | 0 | 0 | 0 | 0 | 0 | 0 | 0 | 0 | 0 | 0 | 0 | 0 | 0 | 0 | 0 | 0
Industrial_Interruptible - Industrial_New_Space Heating_Natural Gas_Boiler_E9_Baseline Forecast | Industrial | Interruptible - Industrial | New | Space Heating | Natural Gas | Boiler | E9 |  | Baseline Forecast | 0 | 0 | 0 | 0 | 0 | 0 | 0 | 0 | 0 | 0 | 0 | 0 | 0 | 0 | 0 | 0 | 0 | 0 | 0 | 0 | 0 | 0 | 0 | 0 | 0 | 0 | 0
Industrial_Interruptible - Industrial_New_Space Heating_Natural Gas_Boiler_E10_Baseline Forecast | Industrial | Interruptible - Industrial | New | Space Heating | Natural Gas | Boiler | E10 |  | Baseline Forecast | 0 | 0 | 0 | 0 | 0 | 0 | 0 | 0 | 0 | 0 | 0 | 0 | 0 | 0 | 0 | 0 | 0 | 0 | 0 | 0 | 0 | 0 | 0 | 0 | 0 | 0 | 0
Industrial_Interruptible - Industrial_New_Space Heating_Natural Gas_Boiler_Vintage_Baseline Forecast | Industrial | Interruptible - Industrial | New | Space Heating | Natural Gas | Boiler | Vintage |  | Baseline Forecast | 0 | 0 | 0 | 0 | 0 | 0 | 0 | 0 | 0 | 0 | 0 | 0 | 0 | 0 | 0 | 0 | 0 | 0 | 0 | 0 | 0 | 0 | 0 | 0 | 0 | 0 | 0
Industrial_Interruptible - Industrial_New_Space Heating_Natural Gas_Unit Heater_E1_Baseline Forecast | Industrial | Interruptible - Industrial | New | Space Heating | Natural Gas | Unit Heater | E1 |  | Baseline Forecast | 0 | 0 | 0 | 0 | 0 | 0 | 0 | 0 | 0 | 0 | 0 | 0 | 0 | 0 | 0 | 0 | 0 | 0 | 0 | 0 | 0 | 0 | 0 | 0 | 0 | 0 | 0
Industrial_Interruptible - Industrial_New_Space Heating_Natural Gas_Unit Heater_E2_Baseline Forecast | Industrial | Interruptible - Industrial | New | Space Heating | Natural Gas | Unit Heater | E2 |  | Baseline Forecast | 0 | 0 | 0 | 0 | 0 | 0 | 0 | 0 | 0 | 0 | 0 | 0 | 0 | 0 | 0 | 0 | 0 | 0 | 0 | 0 | 0 | 0 | 0 | 0 | 0 | 0 | 0
Industrial_Interruptible - Industrial_New_Space Heating_Natural Gas_Unit Heater_E3_Baseline Forecast | Industrial | Interruptible - Industrial | New | Space Heating | Natural Gas | Unit Heater | E3 |  | Baseline Forecast | 0 | 0 | 0 | 0 | 0 | 0 | 0 | 0 | 0 | 0 | 0 | 0 | 0 | 0 | 0 | 0 | 0 | 0 | 0 | 0 | 0 | 0 | 0 | 0 | 0 | 0 | 0
Industrial_Interruptible - Industrial_New_Space Heating_Natural Gas_Unit Heater_E4_Baseline Forecast | Industrial | Interruptible - Industrial | New | Space Heating | Natural Gas | Unit Heater | E4 |  | Baseline Forecast | 0 | 0 | 0 | 0 | 0 | 0 | 0 | 0 | 0 | 0 | 0 | 0 | 0 | 0 | 0 | 0 | 0 | 0 | 0 | 0 | 0 | 0 | 0 | 0 | 0 | 0 | 0
Industrial_Interruptible - Industrial_New_Space Heating_Natural Gas_Unit Heater_E5_Baseline Forecast | Industrial | Interruptible - Industrial | New | Space Heating | Natural Gas | Unit Heater | E5 |  | Baseline Forecast | 0 | 0 | 0 | 0 | 0 | 0 | 0 | 0 | 0 | 0 | 0 | 0 | 0 | 0 | 0 | 0 | 0 | 0 | 0 | 0 | 0 | 0 | 0 | 0 | 0 | 0 | 0
Industrial_Interruptible - Industrial_New_Space Heating_Natural Gas_Unit Heater_E6_Baseline Forecast | Industrial | Interruptible - Industrial | New | Space Heating | Natural Gas | Unit Heater | E6 |  | Baseline Forecast | 0 | 0 | 0 | 0 | 0 | 0 | 0 | 0 | 0 | 0 | 0 | 0 | 0 | 0 | 0 | 0 | 0 | 0 | 0 | 0 | 0 | 0 | 0 | 0 | 0 | 0 | 0
Industrial_Interruptible - Industrial_New_Space Heating_Natural Gas_Unit Heater_E7_Baseline Forecast | Industrial | Interruptible - Industrial | New | Space Heating | Natural Gas | Unit Heater | E7 |  | Baseline Forecast | 0 | 0 | 0 | 0 | 0 | 0 | 0 | 0 | 0 | 0 | 0 | 0 | 0 | 0 | 0 | 0 | 0 | 0 | 0 | 0 | 0 | 0 | 0 | 0 | 0 | 0 | 0
Industrial_Interruptible - Industrial_New_Space Heating_Natural Gas_Unit Heater_E8_Baseline Forecast | Industrial | Interruptible - Industrial | New | Space Heating | Natural Gas | Unit Heater | E8 |  | Baseline Forecast | 0 | 0 | 0 | 0 | 0 | 0 | 0 | 0 | 0 | 0 | 0 | 0 | 0 | 0 | 0 | 0 | 0 | 0 | 0 | 0 | 0 | 0 | 0 | 0 | 0 | 0 | 0
Industrial_Interruptible - Industrial_New_Space Heating_Natural Gas_Unit Heater_E9_Baseline Forecast | Industrial | Interruptible - Industrial | New | Space Heating | Natural Gas | Unit Heater | E9 |  | Baseline Forecast | 0 | 0 | 0 | 0 | 0 | 0 | 0 | 0 | 0 | 0 | 0 | 0 | 0 | 0 | 0 | 0 | 0 | 0 | 0 | 0 | 0 | 0 | 0 | 0 | 0 | 0 | 0
Industrial_Interruptible - Industrial_New_Space Heating_Natural Gas_Unit Heater_E10_Baseline Forecast | Industrial | Interruptible - Industrial | New | Space Heating | Natural Gas | Unit Heater | E10 |  | Baseline Forecast | 0 | 0 | 0 | 0 | 0 | 0 | 0 | 0 | 0 | 0 | 0 | 0 | 0 | 0 | 0 | 0 | 0 | 0 | 0 | 0 | 0 | 0 | 0 | 0 | 0 | 0 | 0
Industrial_Interruptible - Industrial_New_Space Heating_Natural Gas_Unit Heater_Vintage_Baseline Forecast | Industrial | Interruptible - Industrial | New | Space Heating | Natural Gas | Unit Heater | Vintage |  | Baseline Forecast | 0 | 0 | 0 | 0 | 0 | 0 | 0 | 0 | 0 | 0 | 0 | 0 | 0 | 0 | 0 | 0 | 0 | 0 | 0 | 0 | 0 | 0 | 0 | 0 | 0 | 0 | 0
Industrial_Interruptible - Industrial_New_Process_Natural Gas_Process Boiler_E1_Baseline Forecast | Industrial | Interruptible - Industrial | New | Process | Natural Gas | Process Boiler | E1 |  | Baseline Forecast | 0 | 0 | 0 | 0 | 0 | 0 | 0 | 0 | 0 | 0 | 0 | 0 | 0 | 0 | 0 | 0 | 0 | 0 | 0 | 0 | 0 | 0 | 0 | 0 | 0 | 0 | 0
Industrial_Interruptible - Industrial_New_Process_Natural Gas_Process Boiler_E2_Baseline Forecast | Industrial | Interruptible - Industrial | New | Process | Natural Gas | Process Boiler | E2 |  | Baseline Forecast | 0 | 0 | 0 | 0 | 0 | 0 | 0 | 0 | 0 | 0 | 0 | 0 | 0 | 0 | 0 | 0 | 0 | 0 | 0 | 0 | 0 | 0 | 0 | 0 | 0 | 0 | 0
Industrial_Interruptible - Industrial_New_Process_Natural Gas_Process Boiler_E3_Baseline Forecast | Industrial | Interruptible - Industrial | New | Process | Natural Gas | Process Boiler | E3 |  | Baseline Forecast | 0 | 0 | 0 | 0 | 0 | 0 | 0 | 0 | 0 | 0 | 0 | 0 | 0 | 0 | 0 | 0 | 0 | 0 | 0 | 0 | 0 | 0 | 0 | 0 | 0 | 0 | 0
Industrial_Interruptible - Industrial_New_Process_Natural Gas_Process Boiler_E4_Baseline Forecast | Industrial | Interruptible - Industrial | New | Process | Natural Gas | Process Boiler | E4 |  | Baseline Forecast | 0 | 0 | 0 | 0 | 0 | 0 | 0 | 0 | 0 | 0 | 0 | 0 | 0 | 0 | 0 | 0 | 0 | 0 | 0 | 0 | 0 | 0 | 0 | 0 | 0 | 0 | 0
Industrial_Interruptible - Industrial_New_Process_Natural Gas_Process Boiler_E5_Baseline Forecast | Industrial | Interruptible - Industrial | New | Process | Natural Gas | Process Boiler | E5 |  | Baseline Forecast | 0 | 0 | 0 | 0 | 0 | 0 | 0 | 0 | 0 | 0 | 0 | 0 | 0 | 0 | 0 | 0 | 0 | 0 | 0 | 0 | 0 | 0 | 0 | 0 | 0 | 0 | 0
Industrial_Interruptible - Industrial_New_Process_Natural Gas_Process Boiler_E6_Baseline Forecast | Industrial | Interruptible - Industrial | New | Process | Natural Gas | Process Boiler | E6 |  | Baseline Forecast | 0 | 0 | 0 | 0 | 0 | 0 | 0 | 0 | 0 | 0 | 0 | 0 | 0 | 0 | 0 | 0 | 0 | 0 | 0 | 0 | 0 | 0 | 0 | 0 | 0 | 0 | 0
Industrial_Interruptible - Industrial_New_Process_Natural Gas_Process Boiler_E7_Baseline Forecast | Industrial | Interruptible - Industrial | New | Process | Natural Gas | Process Boiler | E7 |  | Baseline Forecast | 0 | 0 | 0 | 0 | 0 | 0 | 0 | 0 | 0 | 0 | 0 | 0 | 0 | 0 | 0 | 0 | 0 | 0 | 0 | 0 | 0 | 0 | 0 | 0 | 0 | 0 | 0
Industrial_Interruptible - Industrial_New_Process_Natural Gas_Process Boiler_E8_Baseline Forecast | Industrial | Interruptible - Industrial | New | Process | Natural Gas | Process Boiler | E8 |  | Baseline Forecast | 0 | 0 | 0 | 0 | 0 | 0 | 0 | 0 | 0 | 0 | 0 | 0 | 0 | 0 | 0 | 0 | 0 | 0 | 0 | 0 | 0 | 0 | 0 | 0 | 0 | 0 | 0
Industrial_Interruptible - Industrial_New_Process_Natural Gas_Process Boiler_E9_Baseline Forecast | Industrial | Interruptible - Industrial | New | Process | Natural Gas | Process Boiler | E9 |  | Baseline Forecast | 0 | 0 | 0 | 0 | 0 | 0 | 0 | 0 | 0 | 0 | 0 | 0 | 0 | 0 | 0 | 0 | 0 | 0 | 0 | 0 | 0 | 0 | 0 | 0 | 0 | 0 | 0
Industrial_Interruptible - Industrial_New_Process_Natural Gas_Process Boiler_E10_Baseline Forecast | Industrial | Interruptible - Industrial | New | Process | Natural Gas | Process Boiler | E10 |  | Baseline Forecast | 0 | 0 | 0 | 0 | 0 | 0 | 0 | 0 | 0 | 0 | 0 | 0 | 0 | 0 | 0 | 0 | 0 | 0 | 0 | 0 | 0 | 0 | 0 | 0 | 0 | 0 | 0
Industrial_Interruptible - Industrial_New_Process_Natural Gas_Process Boiler_Vintage_Baseline Forecast | Industrial | Interruptible - Industrial | New | Process | Natural Gas | Process Boiler | Vintage |  | Baseline Forecast | 0 | 0 | 0 | 0 | 0 | 0 | 0 | 0 | 0 | 0 | 0 | 0 | 0 | 0 | 0 | 0 | 0 | 0 | 0 | 0 | 0 | 0 | 0 | 0 | 0 | 0 | 0
Industrial_Interruptible - Industrial_New_Process_Natural Gas_Process Heating_E1_Baseline Forecast | Industrial | Interruptible - Industrial | New | Process | Natural Gas | Process Heating | E1 |  | Baseline Forecast | 0 | 0 | 0 | 0 | 0 | 0 | 0 | 0 | 0 | 0 | 0 | 0 | 0 | 0 | 0 | 0 | 0 | 0 | 0 | 0 | 0 | 0 | 0 | 0 | 0 | 0 | 0
Industrial_Interruptible - Industrial_New_Process_Natural Gas_Process Heating_E2_Baseline Forecast | Industrial | Interruptible - Industrial | New | Process | Natural Gas | Process Heating | E2 |  | Baseline Forecast | 0 | 0 | 0 | 0 | 0 | 0 | 0 | 0 | 0 | 0 | 0 | 0 | 0 | 0 | 0 | 0 | 0 | 0 | 0 | 0 | 0 | 0 | 0 | 0 | 0 | 0 | 0
Industrial_Interruptible - Industrial_New_Process_Natural Gas_Process Heating_E3_Baseline Forecast | Industrial | Interruptible - Industrial | New | Process | Natural Gas | Process Heating | E3 |  | Baseline Forecast | 0 | 0 | 0 | 0 | 0 | 0 | 0 | 0 | 0 | 0 | 0 | 0 | 0 | 0 | 0 | 0 | 0 | 0 | 0 | 0 | 0 | 0 | 0 | 0 | 0 | 0 | 0
Industrial_Interruptible - Industrial_New_Process_Natural Gas_Process Heating_E4_Baseline Forecast | Industrial | Interruptible - Industrial | New | Process | Natural Gas | Process Heating | E4 |  | Baseline Forecast | 0 | 0 | 0 | 0 | 0 | 0 | 0 | 0 | 0 | 0 | 0 | 0 | 0 | 0 | 0 | 0 | 0 | 0 | 0 | 0 | 0 | 0 | 0 | 0 | 0 | 0 | 0
Industrial_Interruptible - Industrial_New_Process_Natural Gas_Process Heating_E5_Baseline Forecast | Industrial | Interruptible - Industrial | New | Process | Natural Gas | Process Heating | E5 |  | Baseline Forecast | 0 | 0 | 0 | 0 | 0 | 0 | 0 | 0 | 0 | 0 | 0 | 0 | 0 | 0 | 0 | 0 | 0 | 0 | 0 | 0 | 0 | 0 | 0 | 0 | 0 | 0 | 0
Industrial_Interruptible - Industrial_New_Process_Natural Gas_Process Heating_E6_Baseline Forecast | Industrial | Interruptible - Industrial | New | Process | Natural Gas | Process Heating | E6 |  | Baseline Forecast | 0 | 0 | 0 | 0 | 0 | 0 | 0 | 0 | 0 | 0 | 0 | 0 | 0 | 0 | 0 | 0 | 0 | 0 | 0 | 0 | 0 | 0 | 0 | 0 | 0 | 0 | 0
Industrial_Interruptible - Industrial_New_Process_Natural Gas_Process Heating_E7_Baseline Forecast | Industrial | Interruptible - Industrial | New | Process | Natural Gas | Process Heating | E7 |  | Baseline Forecast | 0 | 0 | 0 | 0 | 0 | 0 | 0 | 0 | 0 | 0 | 0 | 0 | 0 | 0 | 0 | 0 | 0 | 0 | 0 | 0 | 0 | 0 | 0 | 0 | 0 | 0 | 0
Industrial_Interruptible - Industrial_New_Process_Natural Gas_Process Heating_E8_Baseline Forecast | Industrial | Interruptible - Industrial | New | Process | Natural Gas | Process Heating | E8 |  | Baseline Forecast | 0 | 0 | 0 | 0 | 0 | 0 | 0 | 0 | 0 | 0 | 0 | 0 | 0 | 0 | 0 | 0 | 0 | 0 | 0 | 0 | 0 | 0 | 0 | 0 | 0 | 0 | 0
Industrial_Interruptible - Industrial_New_Process_Natural Gas_Process Heating_E9_Baseline Forecast | Industrial | Interruptible - Industrial | New | Process | Natural Gas | Process Heating | E9 |  | Baseline Forecast | 0 | 0 | 0 | 0 | 0 | 0 | 0 | 0 | 0 | 0 | 0 | 0 | 0 | 0 | 0 | 0 | 0 | 0 | 0 | 0 | 0 | 0 | 0 | 0 | 0 | 0 | 0
Industrial_Interruptible - Industrial_New_Process_Natural Gas_Process Heating_E10_Baseline Forecast | Industrial | Interruptible - Industrial | New | Process | Natural Gas | Process Heating | E10 |  | Baseline Forecast | 0 | 0 | 0 | 0 | 0 | 0 | 0 | 0 | 0 | 0 | 0 | 0 | 0 | 0 | 0 | 0 | 0 | 0 | 0 | 0 | 0 | 0 | 0 | 0 | 0 | 0 | 0
Industrial_Interruptible - Industrial_New_Process_Natural Gas_Process Heating_Vintage_Baseline Forecast | Industrial | Interruptible - Industrial | New | Process | Natural Gas | Process Heating | Vintage |  | Baseline Forecast | 0 | 0 | 0 | 0 | 0 | 0 | 0 | 0 | 0 | 0 | 0 | 0 | 0 | 0 | 0 | 0 | 0 | 0 | 0 | 0 | 0 | 0 | 0 | 0 | 0 | 0 | 0
Industrial_Interruptible - Industrial_New_Process_Natural Gas_Process Cooling_E1_Baseline Forecast | Industrial | Interruptible - Industrial | New | Process | Natural Gas | Process Cooling | E1 |  | Baseline Forecast | 0 | 0 | 0 | 0 | 0 | 0 | 0 | 0 | 0 | 0 | 0 | 0 | 0 | 0 | 0 | 0 | 0 | 0 | 0 | 0 | 0 | 0 | 0 | 0 | 0 | 0 | 0
Industrial_Interruptible - Industrial_New_Process_Natural Gas_Process Cooling_E2_Baseline Forecast | Industrial | Interruptible - Industrial | New | Process | Natural Gas | Process Cooling | E2 |  | Baseline Forecast | 0 | 0 | 0 | 0 | 0 | 0 | 0 | 0 | 0 | 0 | 0 | 0 | 0 | 0 | 0 | 0 | 0 | 0 | 0 | 0 | 0 | 0 | 0 | 0 | 0 | 0 | 0
Industrial_Interruptible - Industrial_New_Process_Natural Gas_Process Cooling_E3_Baseline Forecast | Industrial | Interruptible - Industrial | New | Process | Natural Gas | Process Cooling | E3 |  | Baseline Forecast | 0 | 0 | 0 | 0 | 0 | 0 | 0 | 0 | 0 | 0 | 0 | 0 | 0 | 0 | 0 | 0 | 0 | 0 | 0 | 0 | 0 | 0 | 0 | 0 | 0 | 0 | 0
Industrial_Interruptible - Industrial_New_Process_Natural Gas_Process Cooling_E4_Baseline Forecast | Industrial | Interruptible - Industrial | New | Process | Natural Gas | Process Cooling | E4 |  | Baseline Forecast | 0 | 0 | 0 | 0 | 0 | 0 | 0 | 0 | 0 | 0 | 0 | 0 | 0 | 0 | 0 | 0 | 0 | 0 | 0 | 0 | 0 | 0 | 0 | 0 | 0 | 0 | 0
Industrial_Interruptible - Industrial_New_Process_Natural Gas_Process Cooling_E5_Baseline Forecast | Industrial | Interruptible - Industrial | New | Process | Natural Gas | Process Cooling | E5 |  | Baseline Forecast | 0 | 0 | 0 | 0 | 0 | 0 | 0 | 0 | 0 | 0 | 0 | 0 | 0 | 0 | 0 | 0 | 0 | 0 | 0 | 0 | 0 | 0 | 0 | 0 | 0 | 0 | 0
Industrial_Interruptible - Industrial_New_Process_Natural Gas_Process Cooling_E6_Baseline Forecast | Industrial | Interruptible - Industrial | New | Process | Natural Gas | Process Cooling | E6 |  | Baseline Forecast | 0 | 0 | 0 | 0 | 0 | 0 | 0 | 0 | 0 | 0 | 0 | 0 | 0 | 0 | 0 | 0 | 0 | 0 | 0 | 0 | 0 | 0 | 0 | 0 | 0 | 0 | 0
Industrial_Interruptible - Industrial_New_Process_Natural Gas_Process Cooling_E7_Baseline Forecast | Industrial | Interruptible - Industrial | New | Process | Natural Gas | Process Cooling | E7 |  | Baseline Forecast | 0 | 0 | 0 | 0 | 0 | 0 | 0 | 0 | 0 | 0 | 0 | 0 | 0 | 0 | 0 | 0 | 0 | 0 | 0 | 0 | 0 | 0 | 0 | 0 | 0 | 0 | 0
Industrial_Interruptible - Industrial_New_Process_Natural Gas_Process Cooling_E8_Baseline Forecast | Industrial | Interruptible - Industrial | New | Process | Natural Gas | Process Cooling | E8 |  | Baseline Forecast | 0 | 0 | 0 | 0 | 0 | 0 | 0 | 0 | 0 | 0 | 0 | 0 | 0 | 0 | 0 | 0 | 0 | 0 | 0 | 0 | 0 | 0 | 0 | 0 | 0 | 0 | 0
Industrial_Interruptible - Industrial_New_Process_Natural Gas_Process Cooling_E9_Baseline Forecast | Industrial | Interruptible - Industrial | New | Process | Natural Gas | Process Cooling | E9 |  | Baseline Forecast | 0 | 0 | 0 | 0 | 0 | 0 | 0 | 0 | 0 | 0 | 0 | 0 | 0 | 0 | 0 | 0 | 0 | 0 | 0 | 0 | 0 | 0 | 0 | 0 | 0 | 0 | 0
Industrial_Interruptible - Industrial_New_Process_Natural Gas_Process Cooling_E10_Baseline Forecast | Industrial | Interruptible - Industrial | New | Process | Natural Gas | Process Cooling | E10 |  | Baseline Forecast | 0 | 0 | 0 | 0 | 0 | 0 | 0 | 0 | 0 | 0 | 0 | 0 | 0 | 0 | 0 | 0 | 0 | 0 | 0 | 0 | 0 | 0 | 0 | 0 | 0 | 0 | 0
Industrial_Interruptible - Industrial_New_Process_Natural Gas_Process Cooling_Vintage_Baseline Forecast | Industrial | Interruptible - Industrial | New | Process | Natural Gas | Process Cooling | Vintage |  | Baseline Forecast | 0 | 0 | 0 | 0 | 0 | 0 | 0 | 0 | 0 | 0 | 0 | 0 | 0 | 0 | 0 | 0 | 0 | 0 | 0 | 0 | 0 | 0 | 0 | 0 | 0 | 0 | 0
Industrial_Interruptible - Industrial_New_Process_Natural Gas_Other Process_E1_Baseline Forecast | Industrial | Interruptible - Industrial | New | Process | Natural Gas | Other Process | E1 |  | Baseline Forecast | 0 | 0 | 0 | 0 | 0 | 0 | 0 | 0 | 0 | 0 | 0 | 0 | 0 | 0 | 0 | 0 | 0 | 0 | 0 | 0 | 0 | 0 | 0 | 0 | 0 | 0 | 0
Industrial_Interruptible - Industrial_New_Process_Natural Gas_Other Process_E2_Baseline Forecast | Industrial | Interruptible - Industrial | New | Process | Natural Gas | Other Process | E2 |  | Baseline Forecast | 0 | 0 | 0 | 0 | 0 | 0 | 0 | 0 | 0 | 0 | 0 | 0 | 0 | 0 | 0 | 0 | 0 | 0 | 0 | 0 | 0 | 0 | 0 | 0 | 0 | 0 | 0
Industrial_Interruptible - Industrial_New_Process_Natural Gas_Other Process_E3_Baseline Forecast | Industrial | Interruptible - Industrial | New | Process | Natural Gas | Other Process | E3 |  | Baseline Forecast | 0 | 0 | 0 | 0 | 0 | 0 | 0 | 0 | 0 | 0 | 0 | 0 | 0 | 0 | 0 | 0 | 0 | 0 | 0 | 0 | 0 | 0 | 0 | 0 | 0 | 0 | 0
Industrial_Interruptible - Industrial_New_Process_Natural Gas_Other Process_E4_Baseline Forecast | Industrial | Interruptible - Industrial | New | Process | Natural Gas | Other Process | E4 |  | Baseline Forecast | 0 | 0 | 0 | 0 | 0 | 0 | 0 | 0 | 0 | 0 | 0 | 0 | 0 | 0 | 0 | 0 | 0 | 0 | 0 | 0 | 0 | 0 | 0 | 0 | 0 | 0 | 0
Industrial_Interruptible - Industrial_New_Process_Natural Gas_Other Process_E5_Baseline Forecast | Industrial | Interruptible - Industrial | New | Process | Natural Gas | Other Process | E5 |  | Baseline Forecast | 0 | 0 | 0 | 0 | 0 | 0 | 0 | 0 | 0 | 0 | 0 | 0 | 0 | 0 | 0 | 0 | 0 | 0 | 0 | 0 | 0 | 0 | 0 | 0 | 0 | 0 | 0
Industrial_Interruptible - Industrial_New_Process_Natural Gas_Other Process_E6_Baseline Forecast | Industrial | Interruptible - Industrial | New | Process | Natural Gas | Other Process | E6 |  | Baseline Forecast | 0 | 0 | 0 | 0 | 0 | 0 | 0 | 0 | 0 | 0 | 0 | 0 | 0 | 0 | 0 | 0 | 0 | 0 | 0 | 0 | 0 | 0 | 0 | 0 | 0 | 0 | 0
Industrial_Interruptible - Industrial_New_Process_Natural Gas_Other Process_E7_Baseline Forecast | Industrial | Interruptible - Industrial | New | Process | Natural Gas | Other Process | E7 |  | Baseline Forecast | 0 | 0 | 0 | 0 | 0 | 0 | 0 | 0 | 0 | 0 | 0 | 0 | 0 | 0 | 0 | 0 | 0 | 0 | 0 | 0 | 0 | 0 | 0 | 0 | 0 | 0 | 0
Industrial_Interruptible - Industrial_New_Process_Natural Gas_Other Process_E8_Baseline Forecast | Industrial | Interruptible - Industrial | New | Process | Natural Gas | Other Process | E8 |  | Baseline Forecast | 0 | 0 | 0 | 0 | 0 | 0 | 0 | 0 | 0 | 0 | 0 | 0 | 0 | 0 | 0 | 0 | 0 | 0 | 0 | 0 | 0 | 0 | 0 | 0 | 0 | 0 | 0
Industrial_Interruptible - Industrial_New_Process_Natural Gas_Other Process_E9_Baseline Forecast | Industrial | Interruptible - Industrial | New | Process | Natural Gas | Other Process | E9 |  | Baseline Forecast | 0 | 0 | 0 | 0 | 0 | 0 | 0 | 0 | 0 | 0 | 0 | 0 | 0 | 0 | 0 | 0 | 0 | 0 | 0 | 0 | 0 | 0 | 0 | 0 | 0 | 0 | 0
Industrial_Interruptible - Industrial_New_Process_Natural Gas_Other Process_E10_Baseline Forecast | Industrial | Interruptible - Industrial | New | Process | Natural Gas | Other Process | E10 |  | Baseline Forecast | 0 | 0 | 0 | 0 | 0 | 0 | 0 | 0 | 0 | 0 | 0 | 0 | 0 | 0 | 0 | 0 | 0 | 0 | 0 | 0 | 0 | 0 | 0 | 0 | 0 | 0 | 0
Industrial_Interruptible - Industrial_New_Process_Natural Gas_Other Process_Vintage_Baseline Forecast | Industrial | Interruptible - Industrial | New | Process | Natural Gas | Other Process | Vintage |  | Baseline Forecast | 0 | 0 | 0 | 0 | 0 | 0 | 0 | 0 | 0 | 0 | 0 | 0 | 0 | 0 | 0 | 0 | 0 | 0 | 0 | 0 | 0 | 0 | 0 | 0 | 0 | 0 | 0
Industrial_Interruptible - Industrial_New_Miscellaneous_Natural Gas_Miscellaneous_E1_Baseline Forecast | Industrial | Interruptible - Industrial | New | Miscellaneous | Natural Gas | Miscellaneous | E1 |  | Baseline Forecast | 0 | 0 | 0 | 0 | 0 | 0 | 0 | 0 | 0 | 0 | 0 | 0 | 0 | 0 | 0 | 0 | 0 | 0 | 0 | 0 | 0 | 0 | 0 | 0 | 0 | 0 | 0
Industrial_Interruptible - Industrial_New_Miscellaneous_Natural Gas_Miscellaneous_E2_Baseline Forecast | Industrial | Interruptible - Industrial | New | Miscellaneous | Natural Gas | Miscellaneous | E2 |  | Baseline Forecast | 0 | 0 | 0 | 0 | 0 | 0 | 0 | 0 | 0 | 0 | 0 | 0 | 0 | 0 | 0 | 0 | 0 | 0 | 0 | 0 | 0 | 0 | 0 | 0 | 0 | 0 | 0
Industrial_Interruptible - Industrial_New_Miscellaneous_Natural Gas_Miscellaneous_E3_Baseline Forecast | Industrial | Interruptible - Industrial | New | Miscellaneous | Natural Gas | Miscellaneous | E3 |  | Baseline Forecast | 0 | 0 | 0 | 0 | 0 | 0 | 0 | 0 | 0 | 0 | 0 | 0 | 0 | 0 | 0 | 0 | 0 | 0 | 0 | 0 | 0 | 0 | 0 | 0 | 0 | 0 | 0
Industrial_Interruptible - Industrial_New_Miscellaneous_Natural Gas_Miscellaneous_E4_Baseline Forecast | Industrial | Interruptible - Industrial | New | Miscellaneous | Natural Gas | Miscellaneous | E4 |  | Baseline Forecast | 0 | 0 | 0 | 0 | 0 | 0 | 0 | 0 | 0 | 0 | 0 | 0 | 0 | 0 | 0 | 0 | 0 | 0 | 0 | 0 | 0 | 0 | 0 | 0 | 0 | 0 | 0
Industrial_Interruptible - Industrial_New_Miscellaneous_Natural Gas_Miscellaneous_E5_Baseline Forecast | Industrial | Interruptible - Industrial | New | Miscellaneous | Natural Gas | Miscellaneous | E5 |  | Baseline Forecast | 0 | 0 | 0 | 0 | 0 | 0 | 0 | 0 | 0 | 0 | 0 | 0 | 0 | 0 | 0 | 0 | 0 | 0 | 0 | 0 | 0 | 0 | 0 | 0 | 0 | 0 | 0
Industrial_Interruptible - Industrial_New_Miscellaneous_Natural Gas_Miscellaneous_E6_Baseline Forecast | Industrial | Interruptible - Industrial | New | Miscellaneous | Natural Gas | Miscellaneous | E6 |  | Baseline Forecast | 0 | 0 | 0 | 0 | 0 | 0 | 0 | 0 | 0 | 0 | 0 | 0 | 0 | 0 | 0 | 0 | 0 | 0 | 0 | 0 | 0 | 0 | 0 | 0 | 0 | 0 | 0
Industrial_Interruptible - Industrial_New_Miscellaneous_Natural Gas_Miscellaneous_E7_Baseline Forecast | Industrial | Interruptible - Industrial | New | Miscellaneous | Natural Gas | Miscellaneous | E7 |  | Baseline Forecast | 0 | 0 | 0 | 0 | 0 | 0 | 0 | 0 | 0 | 0 | 0 | 0 | 0 | 0 | 0 | 0 | 0 | 0 | 0 | 0 | 0 | 0 | 0 | 0 | 0 | 0 | 0
Industrial_Interruptible - Industrial_New_Miscellaneous_Natural Gas_Miscellaneous_E8_Baseline Forecast | Industrial | Interruptible - Industrial | New | Miscellaneous | Natural Gas | Miscellaneous | E8 |  | Baseline Forecast | 0 | 0 | 0 | 0 | 0 | 0 | 0 | 0 | 0 | 0 | 0 | 0 | 0 | 0 | 0 | 0 | 0 | 0 | 0 | 0 | 0 | 0 | 0 | 0 | 0 | 0 | 0
Industrial_Interruptible - Industrial_New_Miscellaneous_Natural Gas_Miscellaneous_E9_Baseline Forecast | Industrial | Interruptible - Industrial | New | Miscellaneous | Natural Gas | Miscellaneous | E9 |  | Baseline Forecast | 0 | 0 | 0 | 0 | 0 | 0 | 0 | 0 | 0 | 0 | 0 | 0 | 0 | 0 | 0 | 0 | 0 | 0 | 0 | 0 | 0 | 0 | 0 | 0 | 0 | 0 | 0
Industrial_Interruptible - Industrial_New_Miscellaneous_Natural Gas_Miscellaneous_E10_Baseline Forecast | Industrial | Interruptible - Industrial | New | Miscellaneous | Natural Gas | Miscellaneous | E10 |  | Baseline Forecast | 0 | 0 | 0 | 0 | 0 | 0 | 0 | 0 | 0 | 0 | 0 | 0 | 0 | 0 | 0 | 0 | 0 | 0 | 0 | 0 | 0 | 0 | 0 | 0 | 0 | 0 | 0
Industrial_Interruptible - Industrial_New_Miscellaneous_Natural Gas_Miscellaneous_Vintage_Baseline Forecast | Industrial | Interruptible - Industrial | New | Miscellaneous | Natural Gas | Miscellaneous | Vintage |  | Baseline Forecast | 0 | 0 | 0 | 0 | 0 | 0 | 0 | 0 | 0 | 0 | 0 | 0 | 0 | 0 | 0 | 0 | 0 | 0 | 0 | 0 | 0 | 0 | 0 | 0 | 0 | 0 | 0

## Equipment Savings
Key | Field | Sector | Segment | Vintage | End Use | Fuel | Technology | Case | Label | 2021 | 2022 | 2023 | 2024 | 2025 | 2026 | 2027 | 2028 | 2029 | 2030 | 2031 | 2032 | 2033 | 2034 | 2035 | 2036 | 2037 | 2038 | 2039 | 2040 | 2041 | 2042 | 2043 | 2044 | 2045 | 2046 | 2047
F1_Industrial_WA - Industrial_Existing_Space Heating_Natural Gas_Furnace_Baseline Forecast | F1 | Industrial | WA - Industrial | Existing | Space Heating | Natural Gas | Furnace | Baseline Forecast | Consumption Savings (MMtherm)
F2_Industrial_WA - Industrial_Existing_Space Heating_Natural Gas_Furnace_Baseline Forecast | F2 | Industrial | WA - Industrial | Existing | Space Heating | Natural Gas | Furnace | Baseline Forecast | Summer Demand Savings (MW)
F3_Industrial_WA - Industrial_Existing_Space Heating_Natural Gas_Furnace_Baseline Forecast | F3 | Industrial | WA - Industrial | Existing | Space Heating | Natural Gas | Furnace | Baseline Forecast | Winter Demand Savings (MW)
F4_Industrial_WA - Industrial_Existing_Space Heating_Natural Gas_Furnace_Baseline Forecast | F4 | Industrial | WA - Industrial | Existing | Space Heating | Natural Gas | Furnace | Baseline Forecast | Incremental Savings (MMtherm)
F1_Industrial_WA - Industrial_Existing_Space Heating_Natural Gas_Boiler_Baseline Forecast | F1 | Industrial | WA - Industrial | Existing | Space Heating | Natural Gas | Boiler | Baseline Forecast | Consumption Savings (MMtherm)
F2_Industrial_WA - Industrial_Existing_Space Heating_Natural Gas_Boiler_Baseline Forecast | F2 | Industrial | WA - Industrial | Existing | Space Heating | Natural Gas | Boiler | Baseline Forecast | Summer Demand Savings (MW)
F3_Industrial_WA - Industrial_Existing_Space Heating_Natural Gas_Boiler_Baseline Forecast | F3 | Industrial | WA - Industrial | Existing | Space Heating | Natural Gas | Boiler | Baseline Forecast | Winter Demand Savings (MW)
F4_Industrial_WA - Industrial_Existing_Space Heating_Natural Gas_Boiler_Baseline Forecast | F4 | Industrial | WA - Industrial | Existing | Space Heating | Natural Gas | Boiler | Baseline Forecast | Incremental Savings (MMtherm)
F1_Industrial_WA - Industrial_Existing_Space Heating_Natural Gas_Unit Heater_Baseline Forecast | F1 | Industrial | WA - Industrial | Existing | Space Heating | Natural Gas | Unit Heater | Baseline Forecast | Consumption Savings (MMtherm)
F2_Industrial_WA - Industrial_Existing_Space Heating_Natural Gas_Unit Heater_Baseline Forecast | F2 | Industrial | WA - Industrial | Existing | Space Heating | Natural Gas | Unit Heater | Baseline Forecast | Summer Demand Savings (MW)
F3_Industrial_WA - Industrial_Existing_Space Heating_Natural Gas_Unit Heater_Baseline Forecast | F3 | Industrial | WA - Industrial | Existing | Space Heating | Natural Gas | Unit Heater | Baseline Forecast | Winter Demand Savings (MW)
F4_Industrial_WA - Industrial_Existing_Space Heating_Natural Gas_Unit Heater_Baseline Forecast | F4 | Industrial | WA - Industrial | Existing | Space Heating | Natural Gas | Unit Heater | Baseline Forecast | Incremental Savings (MMtherm)
F1_Industrial_WA - Industrial_Existing_Process_Natural Gas_Process Boiler_Baseline Forecast | F1 | Industrial | WA - Industrial | Existing | Process | Natural Gas | Process Boiler | Baseline Forecast | Consumption Savings (MMtherm)
F2_Industrial_WA - Industrial_Existing_Process_Natural Gas_Process Boiler_Baseline Forecast | F2 | Industrial | WA - Industrial | Existing | Process | Natural Gas | Process Boiler | Baseline Forecast | Summer Demand Savings (MW)
F3_Industrial_WA - Industrial_Existing_Process_Natural Gas_Process Boiler_Baseline Forecast | F3 | Industrial | WA - Industrial | Existing | Process | Natural Gas | Process Boiler | Baseline Forecast | Winter Demand Savings (MW)
F4_Industrial_WA - Industrial_Existing_Process_Natural Gas_Process Boiler_Baseline Forecast | F4 | Industrial | WA - Industrial | Existing | Process | Natural Gas | Process Boiler | Baseline Forecast | Incremental Savings (MMtherm)
F1_Industrial_WA - Industrial_Existing_Process_Natural Gas_Process Heating_Baseline Forecast | F1 | Industrial | WA - Industrial | Existing | Process | Natural Gas | Process Heating | Baseline Forecast | Consumption Savings (MMtherm)
F2_Industrial_WA - Industrial_Existing_Process_Natural Gas_Process Heating_Baseline Forecast | F2 | Industrial | WA - Industrial | Existing | Process | Natural Gas | Process Heating | Baseline Forecast | Summer Demand Savings (MW)
F3_Industrial_WA - Industrial_Existing_Process_Natural Gas_Process Heating_Baseline Forecast | F3 | Industrial | WA - Industrial | Existing | Process | Natural Gas | Process Heating | Baseline Forecast | Winter Demand Savings (MW)
F4_Industrial_WA - Industrial_Existing_Process_Natural Gas_Process Heating_Baseline Forecast | F4 | Industrial | WA - Industrial | Existing | Process | Natural Gas | Process Heating | Baseline Forecast | Incremental Savings (MMtherm)
F1_Industrial_WA - Industrial_Existing_Process_Natural Gas_Process Cooling_Baseline Forecast | F1 | Industrial | WA - Industrial | Existing | Process | Natural Gas | Process Cooling | Baseline Forecast | Consumption Savings (MMtherm)
F2_Industrial_WA - Industrial_Existing_Process_Natural Gas_Process Cooling_Baseline Forecast | F2 | Industrial | WA - Industrial | Existing | Process | Natural Gas | Process Cooling | Baseline Forecast | Summer Demand Savings (MW)
F3_Industrial_WA - Industrial_Existing_Process_Natural Gas_Process Cooling_Baseline Forecast | F3 | Industrial | WA - Industrial | Existing | Process | Natural Gas | Process Cooling | Baseline Forecast | Winter Demand Savings (MW)
F4_Industrial_WA - Industrial_Existing_Process_Natural Gas_Process Cooling_Baseline Forecast | F4 | Industrial | WA - Industrial | Existing | Process | Natural Gas | Process Cooling | Baseline Forecast | Incremental Savings (MMtherm)
F1_Industrial_WA - Industrial_Existing_Process_Natural Gas_Other Process_Baseline Forecast | F1 | Industrial | WA - Industrial | Existing | Process | Natural Gas | Other Process | Baseline Forecast | Consumption Savings (MMtherm)
F2_Industrial_WA - Industrial_Existing_Process_Natural Gas_Other Process_Baseline Forecast | F2 | Industrial | WA - Industrial | Existing | Process | Natural Gas | Other Process | Baseline Forecast | Summer Demand Savings (MW)
F3_Industrial_WA - Industrial_Existing_Process_Natural Gas_Other Process_Baseline Forecast | F3 | Industrial | WA - Industrial | Existing | Process | Natural Gas | Other Process | Baseline Forecast | Winter Demand Savings (MW)
F4_Industrial_WA - Industrial_Existing_Process_Natural Gas_Other Process_Baseline Forecast | F4 | Industrial | WA - Industrial | Existing | Process | Natural Gas | Other Process | Baseline Forecast | Incremental Savings (MMtherm)
F1_Industrial_WA - Industrial_Existing_Miscellaneous_Natural Gas_Miscellaneous_Baseline Forecast | F1 | Industrial | WA - Industrial | Existing | Miscellaneous | Natural Gas | Miscellaneous | Baseline Forecast | Consumption Savings (MMtherm)
F2_Industrial_WA - Industrial_Existing_Miscellaneous_Natural Gas_Miscellaneous_Baseline Forecast | F2 | Industrial | WA - Industrial | Existing | Miscellaneous | Natural Gas | Miscellaneous | Baseline Forecast | Summer Demand Savings (MW)
F3_Industrial_WA - Industrial_Existing_Miscellaneous_Natural Gas_Miscellaneous_Baseline Forecast | F3 | Industrial | WA - Industrial | Existing | Miscellaneous | Natural Gas | Miscellaneous | Baseline Forecast | Winter Demand Savings (MW)
F4_Industrial_WA - Industrial_Existing_Miscellaneous_Natural Gas_Miscellaneous_Baseline Forecast | F4 | Industrial | WA - Industrial | Existing | Miscellaneous | Natural Gas | Miscellaneous | Baseline Forecast | Incremental Savings (MMtherm)
F1_Industrial_WA - Industrial_New_Space Heating_Natural Gas_Furnace_Baseline Forecast | F1 | Industrial | WA - Industrial | New | Space Heating | Natural Gas | Furnace | Baseline Forecast | Consumption Savings (MMtherm)
F2_Industrial_WA - Industrial_New_Space Heating_Natural Gas_Furnace_Baseline Forecast | F2 | Industrial | WA - Industrial | New | Space Heating | Natural Gas | Furnace | Baseline Forecast | Summer Demand Savings (MW)
F3_Industrial_WA - Industrial_New_Space Heating_Natural Gas_Furnace_Baseline Forecast | F3 | Industrial | WA - Industrial | New | Space Heating | Natural Gas | Furnace | Baseline Forecast | Winter Demand Savings (MW)
F4_Industrial_WA - Industrial_New_Space Heating_Natural Gas_Furnace_Baseline Forecast | F4 | Industrial | WA - Industrial | New | Space Heating | Natural Gas | Furnace | Baseline Forecast | Incremental Savings (MMtherm)
F1_Industrial_WA - Industrial_New_Space Heating_Natural Gas_Boiler_Baseline Forecast | F1 | Industrial | WA - Industrial | New | Space Heating | Natural Gas | Boiler | Baseline Forecast | Consumption Savings (MMtherm)
F2_Industrial_WA - Industrial_New_Space Heating_Natural Gas_Boiler_Baseline Forecast | F2 | Industrial | WA - Industrial | New | Space Heating | Natural Gas | Boiler | Baseline Forecast | Summer Demand Savings (MW)
F3_Industrial_WA - Industrial_New_Space Heating_Natural Gas_Boiler_Baseline Forecast | F3 | Industrial | WA - Industrial | New | Space Heating | Natural Gas | Boiler | Baseline Forecast | Winter Demand Savings (MW)
F4_Industrial_WA - Industrial_New_Space Heating_Natural Gas_Boiler_Baseline Forecast | F4 | Industrial | WA - Industrial | New | Space Heating | Natural Gas | Boiler | Baseline Forecast | Incremental Savings (MMtherm)
F1_Industrial_WA - Industrial_New_Space Heating_Natural Gas_Unit Heater_Baseline Forecast | F1 | Industrial | WA - Industrial | New | Space Heating | Natural Gas | Unit Heater | Baseline Forecast | Consumption Savings (MMtherm)
F2_Industrial_WA - Industrial_New_Space Heating_Natural Gas_Unit Heater_Baseline Forecast | F2 | Industrial | WA - Industrial | New | Space Heating | Natural Gas | Unit Heater | Baseline Forecast | Summer Demand Savings (MW)
F3_Industrial_WA - Industrial_New_Space Heating_Natural Gas_Unit Heater_Baseline Forecast | F3 | Industrial | WA - Industrial | New | Space Heating | Natural Gas | Unit Heater | Baseline Forecast | Winter Demand Savings (MW)
F4_Industrial_WA - Industrial_New_Space Heating_Natural Gas_Unit Heater_Baseline Forecast | F4 | Industrial | WA - Industrial | New | Space Heating | Natural Gas | Unit Heater | Baseline Forecast | Incremental Savings (MMtherm)
F1_Industrial_WA - Industrial_New_Process_Natural Gas_Process Boiler_Baseline Forecast | F1 | Industrial | WA - Industrial | New | Process | Natural Gas | Process Boiler | Baseline Forecast | Consumption Savings (MMtherm)
F2_Industrial_WA - Industrial_New_Process_Natural Gas_Process Boiler_Baseline Forecast | F2 | Industrial | WA - Industrial | New | Process | Natural Gas | Process Boiler | Baseline Forecast | Summer Demand Savings (MW)
F3_Industrial_WA - Industrial_New_Process_Natural Gas_Process Boiler_Baseline Forecast | F3 | Industrial | WA - Industrial | New | Process | Natural Gas | Process Boiler | Baseline Forecast | Winter Demand Savings (MW)
F4_Industrial_WA - Industrial_New_Process_Natural Gas_Process Boiler_Baseline Forecast | F4 | Industrial | WA - Industrial | New | Process | Natural Gas | Process Boiler | Baseline Forecast | Incremental Savings (MMtherm)
F1_Industrial_WA - Industrial_New_Process_Natural Gas_Process Heating_Baseline Forecast | F1 | Industrial | WA - Industrial | New | Process | Natural Gas | Process Heating | Baseline Forecast | Consumption Savings (MMtherm)
F2_Industrial_WA - Industrial_New_Process_Natural Gas_Process Heating_Baseline Forecast | F2 | Industrial | WA - Industrial | New | Process | Natural Gas | Process Heating | Baseline Forecast | Summer Demand Savings (MW)
F3_Industrial_WA - Industrial_New_Process_Natural Gas_Process Heating_Baseline Forecast | F3 | Industrial | WA - Industrial | New | Process | Natural Gas | Process Heating | Baseline Forecast | Winter Demand Savings (MW)
F4_Industrial_WA - Industrial_New_Process_Natural Gas_Process Heating_Baseline Forecast | F4 | Industrial | WA - Industrial | New | Process | Natural Gas | Process Heating | Baseline Forecast | Incremental Savings (MMtherm)
F1_Industrial_WA - Industrial_New_Process_Natural Gas_Process Cooling_Baseline Forecast | F1 | Industrial | WA - Industrial | New | Process | Natural Gas | Process Cooling | Baseline Forecast | Consumption Savings (MMtherm)
F2_Industrial_WA - Industrial_New_Process_Natural Gas_Process Cooling_Baseline Forecast | F2 | Industrial | WA - Industrial | New | Process | Natural Gas | Process Cooling | Baseline Forecast | Summer Demand Savings (MW)
F3_Industrial_WA - Industrial_New_Process_Natural Gas_Process Cooling_Baseline Forecast | F3 | Industrial | WA - Industrial | New | Process | Natural Gas | Process Cooling | Baseline Forecast | Winter Demand Savings (MW)
F4_Industrial_WA - Industrial_New_Process_Natural Gas_Process Cooling_Baseline Forecast | F4 | Industrial | WA - Industrial | New | Process | Natural Gas | Process Cooling | Baseline Forecast | Incremental Savings (MMtherm)
F1_Industrial_WA - Industrial_New_Process_Natural Gas_Other Process_Baseline Forecast | F1 | Industrial | WA - Industrial | New | Process | Natural Gas | Other Process | Baseline Forecast | Consumption Savings (MMtherm)
F2_Industrial_WA - Industrial_New_Process_Natural Gas_Other Process_Baseline Forecast | F2 | Industrial | WA - Industrial | New | Process | Natural Gas | Other Process | Baseline Forecast | Summer Demand Savings (MW)
F3_Industrial_WA - Industrial_New_Process_Natural Gas_Other Process_Baseline Forecast | F3 | Industrial | WA - Industrial | New | Process | Natural Gas | Other Process | Baseline Forecast | Winter Demand Savings (MW)
F4_Industrial_WA - Industrial_New_Process_Natural Gas_Other Process_Baseline Forecast | F4 | Industrial | WA - Industrial | New | Process | Natural Gas | Other Process | Baseline Forecast | Incremental Savings (MMtherm)
F1_Industrial_WA - Industrial_New_Miscellaneous_Natural Gas_Miscellaneous_Baseline Forecast | F1 | Industrial | WA - Industrial | New | Miscellaneous | Natural Gas | Miscellaneous | Baseline Forecast | Consumption Savings (MMtherm)
F2_Industrial_WA - Industrial_New_Miscellaneous_Natural Gas_Miscellaneous_Baseline Forecast | F2 | Industrial | WA - Industrial | New | Miscellaneous | Natural Gas | Miscellaneous | Baseline Forecast | Summer Demand Savings (MW)
F3_Industrial_WA - Industrial_New_Miscellaneous_Natural Gas_Miscellaneous_Baseline Forecast | F3 | Industrial | WA - Industrial | New | Miscellaneous | Natural Gas | Miscellaneous | Baseline Forecast | Winter Demand Savings (MW)
F4_Industrial_WA - Industrial_New_Miscellaneous_Natural Gas_Miscellaneous_Baseline Forecast | F4 | Industrial | WA - Industrial | New | Miscellaneous | Natural Gas | Miscellaneous | Baseline Forecast | Incremental Savings (MMtherm)
F1_Industrial_OR - Industrial_Existing_Space Heating_Natural Gas_Furnace_Baseline Forecast | F1 | Industrial | OR - Industrial | Existing | Space Heating | Natural Gas | Furnace | Baseline Forecast | Consumption Savings (MMtherm)
F2_Industrial_OR - Industrial_Existing_Space Heating_Natural Gas_Furnace_Baseline Forecast | F2 | Industrial | OR - Industrial | Existing | Space Heating | Natural Gas | Furnace | Baseline Forecast | Summer Demand Savings (MW)
F3_Industrial_OR - Industrial_Existing_Space Heating_Natural Gas_Furnace_Baseline Forecast | F3 | Industrial | OR - Industrial | Existing | Space Heating | Natural Gas | Furnace | Baseline Forecast | Winter Demand Savings (MW)
F4_Industrial_OR - Industrial_Existing_Space Heating_Natural Gas_Furnace_Baseline Forecast | F4 | Industrial | OR - Industrial | Existing | Space Heating | Natural Gas | Furnace | Baseline Forecast | Incremental Savings (MMtherm)
F1_Industrial_OR - Industrial_Existing_Space Heating_Natural Gas_Boiler_Baseline Forecast | F1 | Industrial | OR - Industrial | Existing | Space Heating | Natural Gas | Boiler | Baseline Forecast | Consumption Savings (MMtherm)
F2_Industrial_OR - Industrial_Existing_Space Heating_Natural Gas_Boiler_Baseline Forecast | F2 | Industrial | OR - Industrial | Existing | Space Heating | Natural Gas | Boiler | Baseline Forecast | Summer Demand Savings (MW)
F3_Industrial_OR - Industrial_Existing_Space Heating_Natural Gas_Boiler_Baseline Forecast | F3 | Industrial | OR - Industrial | Existing | Space Heating | Natural Gas | Boiler | Baseline Forecast | Winter Demand Savings (MW)
F4_Industrial_OR - Industrial_Existing_Space Heating_Natural Gas_Boiler_Baseline Forecast | F4 | Industrial | OR - Industrial | Existing | Space Heating | Natural Gas | Boiler | Baseline Forecast | Incremental Savings (MMtherm)
F1_Industrial_OR - Industrial_Existing_Space Heating_Natural Gas_Unit Heater_Baseline Forecast | F1 | Industrial | OR - Industrial | Existing | Space Heating | Natural Gas | Unit Heater | Baseline Forecast | Consumption Savings (MMtherm)
F2_Industrial_OR - Industrial_Existing_Space Heating_Natural Gas_Unit Heater_Baseline Forecast | F2 | Industrial | OR - Industrial | Existing | Space Heating | Natural Gas | Unit Heater | Baseline Forecast | Summer Demand Savings (MW)
F3_Industrial_OR - Industrial_Existing_Space Heating_Natural Gas_Unit Heater_Baseline Forecast | F3 | Industrial | OR - Industrial | Existing | Space Heating | Natural Gas | Unit Heater | Baseline Forecast | Winter Demand Savings (MW)
F4_Industrial_OR - Industrial_Existing_Space Heating_Natural Gas_Unit Heater_Baseline Forecast | F4 | Industrial | OR - Industrial | Existing | Space Heating | Natural Gas | Unit Heater | Baseline Forecast | Incremental Savings (MMtherm)
F1_Industrial_OR - Industrial_Existing_Process_Natural Gas_Process Boiler_Baseline Forecast | F1 | Industrial | OR - Industrial | Existing | Process | Natural Gas | Process Boiler | Baseline Forecast | Consumption Savings (MMtherm)
F2_Industrial_OR - Industrial_Existing_Process_Natural Gas_Process Boiler_Baseline Forecast | F2 | Industrial | OR - Industrial | Existing | Process | Natural Gas | Process Boiler | Baseline Forecast | Summer Demand Savings (MW)
F3_Industrial_OR - Industrial_Existing_Process_Natural Gas_Process Boiler_Baseline Forecast | F3 | Industrial | OR - Industrial | Existing | Process | Natural Gas | Process Boiler | Baseline Forecast | Winter Demand Savings (MW)
F4_Industrial_OR - Industrial_Existing_Process_Natural Gas_Process Boiler_Baseline Forecast | F4 | Industrial | OR - Industrial | Existing | Process | Natural Gas | Process Boiler | Baseline Forecast | Incremental Savings (MMtherm)
F1_Industrial_OR - Industrial_Existing_Process_Natural Gas_Process Heating_Baseline Forecast | F1 | Industrial | OR - Industrial | Existing | Process | Natural Gas | Process Heating | Baseline Forecast | Consumption Savings (MMtherm)
F2_Industrial_OR - Industrial_Existing_Process_Natural Gas_Process Heating_Baseline Forecast | F2 | Industrial | OR - Industrial | Existing | Process | Natural Gas | Process Heating | Baseline Forecast | Summer Demand Savings (MW)
F3_Industrial_OR - Industrial_Existing_Process_Natural Gas_Process Heating_Baseline Forecast | F3 | Industrial | OR - Industrial | Existing | Process | Natural Gas | Process Heating | Baseline Forecast | Winter Demand Savings (MW)
F4_Industrial_OR - Industrial_Existing_Process_Natural Gas_Process Heating_Baseline Forecast | F4 | Industrial | OR - Industrial | Existing | Process | Natural Gas | Process Heating | Baseline Forecast | Incremental Savings (MMtherm)
F1_Industrial_OR - Industrial_Existing_Process_Natural Gas_Process Cooling_Baseline Forecast | F1 | Industrial | OR - Industrial | Existing | Process | Natural Gas | Process Cooling | Baseline Forecast | Consumption Savings (MMtherm)
F2_Industrial_OR - Industrial_Existing_Process_Natural Gas_Process Cooling_Baseline Forecast | F2 | Industrial | OR - Industrial | Existing | Process | Natural Gas | Process Cooling | Baseline Forecast | Summer Demand Savings (MW)
F3_Industrial_OR - Industrial_Existing_Process_Natural Gas_Process Cooling_Baseline Forecast | F3 | Industrial | OR - Industrial | Existing | Process | Natural Gas | Process Cooling | Baseline Forecast | Winter Demand Savings (MW)
F4_Industrial_OR - Industrial_Existing_Process_Natural Gas_Process Cooling_Baseline Forecast | F4 | Industrial | OR - Industrial | Existing | Process | Natural Gas | Process Cooling | Baseline Forecast | Incremental Savings (MMtherm)
F1_Industrial_OR - Industrial_Existing_Process_Natural Gas_Other Process_Baseline Forecast | F1 | Industrial | OR - Industrial | Existing | Process | Natural Gas | Other Process | Baseline Forecast | Consumption Savings (MMtherm)
F2_Industrial_OR - Industrial_Existing_Process_Natural Gas_Other Process_Baseline Forecast | F2 | Industrial | OR - Industrial | Existing | Process | Natural Gas | Other Process | Baseline Forecast | Summer Demand Savings (MW)
F3_Industrial_OR - Industrial_Existing_Process_Natural Gas_Other Process_Baseline Forecast | F3 | Industrial | OR - Industrial | Existing | Process | Natural Gas | Other Process | Baseline Forecast | Winter Demand Savings (MW)
F4_Industrial_OR - Industrial_Existing_Process_Natural Gas_Other Process_Baseline Forecast | F4 | Industrial | OR - Industrial | Existing | Process | Natural Gas | Other Process | Baseline Forecast | Incremental Savings (MMtherm)
F1_Industrial_OR - Industrial_Existing_Miscellaneous_Natural Gas_Miscellaneous_Baseline Forecast | F1 | Industrial | OR - Industrial | Existing | Miscellaneous | Natural Gas | Miscellaneous | Baseline Forecast | Consumption Savings (MMtherm)
F2_Industrial_OR - Industrial_Existing_Miscellaneous_Natural Gas_Miscellaneous_Baseline Forecast | F2 | Industrial | OR - Industrial | Existing | Miscellaneous | Natural Gas | Miscellaneous | Baseline Forecast | Summer Demand Savings (MW)
F3_Industrial_OR - Industrial_Existing_Miscellaneous_Natural Gas_Miscellaneous_Baseline Forecast | F3 | Industrial | OR - Industrial | Existing | Miscellaneous | Natural Gas | Miscellaneous | Baseline Forecast | Winter Demand Savings (MW)
F4_Industrial_OR - Industrial_Existing_Miscellaneous_Natural Gas_Miscellaneous_Baseline Forecast | F4 | Industrial | OR - Industrial | Existing | Miscellaneous | Natural Gas | Miscellaneous | Baseline Forecast | Incremental Savings (MMtherm)
F1_Industrial_OR - Industrial_New_Space Heating_Natural Gas_Furnace_Baseline Forecast | F1 | Industrial | OR - Industrial | New | Space Heating | Natural Gas | Furnace | Baseline Forecast | Consumption Savings (MMtherm)
F2_Industrial_OR - Industrial_New_Space Heating_Natural Gas_Furnace_Baseline Forecast | F2 | Industrial | OR - Industrial | New | Space Heating | Natural Gas | Furnace | Baseline Forecast | Summer Demand Savings (MW)
F3_Industrial_OR - Industrial_New_Space Heating_Natural Gas_Furnace_Baseline Forecast | F3 | Industrial | OR - Industrial | New | Space Heating | Natural Gas | Furnace | Baseline Forecast | Winter Demand Savings (MW)
F4_Industrial_OR - Industrial_New_Space Heating_Natural Gas_Furnace_Baseline Forecast | F4 | Industrial | OR - Industrial | New | Space Heating | Natural Gas | Furnace | Baseline Forecast | Incremental Savings (MMtherm)
F1_Industrial_OR - Industrial_New_Space Heating_Natural Gas_Boiler_Baseline Forecast | F1 | Industrial | OR - Industrial | New | Space Heating | Natural Gas | Boiler | Baseline Forecast | Consumption Savings (MMtherm)
F2_Industrial_OR - Industrial_New_Space Heating_Natural Gas_Boiler_Baseline Forecast | F2 | Industrial | OR - Industrial | New | Space Heating | Natural Gas | Boiler | Baseline Forecast | Summer Demand Savings (MW)
F3_Industrial_OR - Industrial_New_Space Heating_Natural Gas_Boiler_Baseline Forecast | F3 | Industrial | OR - Industrial | New | Space Heating | Natural Gas | Boiler | Baseline Forecast | Winter Demand Savings (MW)
F4_Industrial_OR - Industrial_New_Space Heating_Natural Gas_Boiler_Baseline Forecast | F4 | Industrial | OR - Industrial | New | Space Heating | Natural Gas | Boiler | Baseline Forecast | Incremental Savings (MMtherm)
F1_Industrial_OR - Industrial_New_Space Heating_Natural Gas_Unit Heater_Baseline Forecast | F1 | Industrial | OR - Industrial | New | Space Heating | Natural Gas | Unit Heater | Baseline Forecast | Consumption Savings (MMtherm)
F2_Industrial_OR - Industrial_New_Space Heating_Natural Gas_Unit Heater_Baseline Forecast | F2 | Industrial | OR - Industrial | New | Space Heating | Natural Gas | Unit Heater | Baseline Forecast | Summer Demand Savings (MW)
F3_Industrial_OR - Industrial_New_Space Heating_Natural Gas_Unit Heater_Baseline Forecast | F3 | Industrial | OR - Industrial | New | Space Heating | Natural Gas | Unit Heater | Baseline Forecast | Winter Demand Savings (MW)
F4_Industrial_OR - Industrial_New_Space Heating_Natural Gas_Unit Heater_Baseline Forecast | F4 | Industrial | OR - Industrial | New | Space Heating | Natural Gas | Unit Heater | Baseline Forecast | Incremental Savings (MMtherm)
F1_Industrial_OR - Industrial_New_Process_Natural Gas_Process Boiler_Baseline Forecast | F1 | Industrial | OR - Industrial | New | Process | Natural Gas | Process Boiler | Baseline Forecast | Consumption Savings (MMtherm)
F2_Industrial_OR - Industrial_New_Process_Natural Gas_Process Boiler_Baseline Forecast | F2 | Industrial | OR - Industrial | New | Process | Natural Gas | Process Boiler | Baseline Forecast | Summer Demand Savings (MW)
F3_Industrial_OR - Industrial_New_Process_Natural Gas_Process Boiler_Baseline Forecast | F3 | Industrial | OR - Industrial | New | Process | Natural Gas | Process Boiler | Baseline Forecast | Winter Demand Savings (MW)
F4_Industrial_OR - Industrial_New_Process_Natural Gas_Process Boiler_Baseline Forecast | F4 | Industrial | OR - Industrial | New | Process | Natural Gas | Process Boiler | Baseline Forecast | Incremental Savings (MMtherm)
F1_Industrial_OR - Industrial_New_Process_Natural Gas_Process Heating_Baseline Forecast | F1 | Industrial | OR - Industrial | New | Process | Natural Gas | Process Heating | Baseline Forecast | Consumption Savings (MMtherm)
F2_Industrial_OR - Industrial_New_Process_Natural Gas_Process Heating_Baseline Forecast | F2 | Industrial | OR - Industrial | New | Process | Natural Gas | Process Heating | Baseline Forecast | Summer Demand Savings (MW)
F3_Industrial_OR - Industrial_New_Process_Natural Gas_Process Heating_Baseline Forecast | F3 | Industrial | OR - Industrial | New | Process | Natural Gas | Process Heating | Baseline Forecast | Winter Demand Savings (MW)
F4_Industrial_OR - Industrial_New_Process_Natural Gas_Process Heating_Baseline Forecast | F4 | Industrial | OR - Industrial | New | Process | Natural Gas | Process Heating | Baseline Forecast | Incremental Savings (MMtherm)
F1_Industrial_OR - Industrial_New_Process_Natural Gas_Process Cooling_Baseline Forecast | F1 | Industrial | OR - Industrial | New | Process | Natural Gas | Process Cooling | Baseline Forecast | Consumption Savings (MMtherm)
F2_Industrial_OR - Industrial_New_Process_Natural Gas_Process Cooling_Baseline Forecast | F2 | Industrial | OR - Industrial | New | Process | Natural Gas | Process Cooling | Baseline Forecast | Summer Demand Savings (MW)
F3_Industrial_OR - Industrial_New_Process_Natural Gas_Process Cooling_Baseline Forecast | F3 | Industrial | OR - Industrial | New | Process | Natural Gas | Process Cooling | Baseline Forecast | Winter Demand Savings (MW)
F4_Industrial_OR - Industrial_New_Process_Natural Gas_Process Cooling_Baseline Forecast | F4 | Industrial | OR - Industrial | New | Process | Natural Gas | Process Cooling | Baseline Forecast | Incremental Savings (MMtherm)
F1_Industrial_OR - Industrial_New_Process_Natural Gas_Other Process_Baseline Forecast | F1 | Industrial | OR - Industrial | New | Process | Natural Gas | Other Process | Baseline Forecast | Consumption Savings (MMtherm)
F2_Industrial_OR - Industrial_New_Process_Natural Gas_Other Process_Baseline Forecast | F2 | Industrial | OR - Industrial | New | Process | Natural Gas | Other Process | Baseline Forecast | Summer Demand Savings (MW)
F3_Industrial_OR - Industrial_New_Process_Natural Gas_Other Process_Baseline Forecast | F3 | Industrial | OR - Industrial | New | Process | Natural Gas | Other Process | Baseline Forecast | Winter Demand Savings (MW)
F4_Industrial_OR - Industrial_New_Process_Natural Gas_Other Process_Baseline Forecast | F4 | Industrial | OR - Industrial | New | Process | Natural Gas | Other Process | Baseline Forecast | Incremental Savings (MMtherm)
F1_Industrial_OR - Industrial_New_Miscellaneous_Natural Gas_Miscellaneous_Baseline Forecast | F1 | Industrial | OR - Industrial | New | Miscellaneous | Natural Gas | Miscellaneous | Baseline Forecast | Consumption Savings (MMtherm)
F2_Industrial_OR - Industrial_New_Miscellaneous_Natural Gas_Miscellaneous_Baseline Forecast | F2 | Industrial | OR - Industrial | New | Miscellaneous | Natural Gas | Miscellaneous | Baseline Forecast | Summer Demand Savings (MW)
F3_Industrial_OR - Industrial_New_Miscellaneous_Natural Gas_Miscellaneous_Baseline Forecast | F3 | Industrial | OR - Industrial | New | Miscellaneous | Natural Gas | Miscellaneous | Baseline Forecast | Winter Demand Savings (MW)
F4_Industrial_OR - Industrial_New_Miscellaneous_Natural Gas_Miscellaneous_Baseline Forecast | F4 | Industrial | OR - Industrial | New | Miscellaneous | Natural Gas | Miscellaneous | Baseline Forecast | Incremental Savings (MMtherm)
F1_Industrial_Interruptible - Industrial_Existing_Space Heating_Natural Gas_Furnace_Baseline Forecast | F1 | Industrial | Interruptible - Industrial | Existing | Space Heating | Natural Gas | Furnace | Baseline Forecast | Consumption Savings (MMtherm)
F2_Industrial_Interruptible - Industrial_Existing_Space Heating_Natural Gas_Furnace_Baseline Forecast | F2 | Industrial | Interruptible - Industrial | Existing | Space Heating | Natural Gas | Furnace | Baseline Forecast | Summer Demand Savings (MW)
F3_Industrial_Interruptible - Industrial_Existing_Space Heating_Natural Gas_Furnace_Baseline Forecast | F3 | Industrial | Interruptible - Industrial | Existing | Space Heating | Natural Gas | Furnace | Baseline Forecast | Winter Demand Savings (MW)
F4_Industrial_Interruptible - Industrial_Existing_Space Heating_Natural Gas_Furnace_Baseline Forecast | F4 | Industrial | Interruptible - Industrial | Existing | Space Heating | Natural Gas | Furnace | Baseline Forecast | Incremental Savings (MMtherm)
F1_Industrial_Interruptible - Industrial_Existing_Space Heating_Natural Gas_Boiler_Baseline Forecast | F1 | Industrial | Interruptible - Industrial | Existing | Space Heating | Natural Gas | Boiler | Baseline Forecast | Consumption Savings (MMtherm)
F2_Industrial_Interruptible - Industrial_Existing_Space Heating_Natural Gas_Boiler_Baseline Forecast | F2 | Industrial | Interruptible - Industrial | Existing | Space Heating | Natural Gas | Boiler | Baseline Forecast | Summer Demand Savings (MW)
F3_Industrial_Interruptible - Industrial_Existing_Space Heating_Natural Gas_Boiler_Baseline Forecast | F3 | Industrial | Interruptible - Industrial | Existing | Space Heating | Natural Gas | Boiler | Baseline Forecast | Winter Demand Savings (MW)
F4_Industrial_Interruptible - Industrial_Existing_Space Heating_Natural Gas_Boiler_Baseline Forecast | F4 | Industrial | Interruptible - Industrial | Existing | Space Heating | Natural Gas | Boiler | Baseline Forecast | Incremental Savings (MMtherm)
F1_Industrial_Interruptible - Industrial_Existing_Space Heating_Natural Gas_Unit Heater_Baseline Forecast | F1 | Industrial | Interruptible - Industrial | Existing | Space Heating | Natural Gas | Unit Heater | Baseline Forecast | Consumption Savings (MMtherm)
F2_Industrial_Interruptible - Industrial_Existing_Space Heating_Natural Gas_Unit Heater_Baseline Forecast | F2 | Industrial | Interruptible - Industrial | Existing | Space Heating | Natural Gas | Unit Heater | Baseline Forecast | Summer Demand Savings (MW)
F3_Industrial_Interruptible - Industrial_Existing_Space Heating_Natural Gas_Unit Heater_Baseline Forecast | F3 | Industrial | Interruptible - Industrial | Existing | Space Heating | Natural Gas | Unit Heater | Baseline Forecast | Winter Demand Savings (MW)
F4_Industrial_Interruptible - Industrial_Existing_Space Heating_Natural Gas_Unit Heater_Baseline Forecast | F4 | Industrial | Interruptible - Industrial | Existing | Space Heating | Natural Gas | Unit Heater | Baseline Forecast | Incremental Savings (MMtherm)
F1_Industrial_Interruptible - Industrial_Existing_Process_Natural Gas_Process Boiler_Baseline Forecast | F1 | Industrial | Interruptible - Industrial | Existing | Process | Natural Gas | Process Boiler | Baseline Forecast | Consumption Savings (MMtherm)
F2_Industrial_Interruptible - Industrial_Existing_Process_Natural Gas_Process Boiler_Baseline Forecast | F2 | Industrial | Interruptible - Industrial | Existing | Process | Natural Gas | Process Boiler | Baseline Forecast | Summer Demand Savings (MW)
F3_Industrial_Interruptible - Industrial_Existing_Process_Natural Gas_Process Boiler_Baseline Forecast | F3 | Industrial | Interruptible - Industrial | Existing | Process | Natural Gas | Process Boiler | Baseline Forecast | Winter Demand Savings (MW)
F4_Industrial_Interruptible - Industrial_Existing_Process_Natural Gas_Process Boiler_Baseline Forecast | F4 | Industrial | Interruptible - Industrial | Existing | Process | Natural Gas | Process Boiler | Baseline Forecast | Incremental Savings (MMtherm)
F1_Industrial_Interruptible - Industrial_Existing_Process_Natural Gas_Process Heating_Baseline Forecast | F1 | Industrial | Interruptible - Industrial | Existing | Process | Natural Gas | Process Heating | Baseline Forecast | Consumption Savings (MMtherm)
F2_Industrial_Interruptible - Industrial_Existing_Process_Natural Gas_Process Heating_Baseline Forecast | F2 | Industrial | Interruptible - Industrial | Existing | Process | Natural Gas | Process Heating | Baseline Forecast | Summer Demand Savings (MW)
F3_Industrial_Interruptible - Industrial_Existing_Process_Natural Gas_Process Heating_Baseline Forecast | F3 | Industrial | Interruptible - Industrial | Existing | Process | Natural Gas | Process Heating | Baseline Forecast | Winter Demand Savings (MW)
F4_Industrial_Interruptible - Industrial_Existing_Process_Natural Gas_Process Heating_Baseline Forecast | F4 | Industrial | Interruptible - Industrial | Existing | Process | Natural Gas | Process Heating | Baseline Forecast | Incremental Savings (MMtherm)
F1_Industrial_Interruptible - Industrial_Existing_Process_Natural Gas_Process Cooling_Baseline Forecast | F1 | Industrial | Interruptible - Industrial | Existing | Process | Natural Gas | Process Cooling | Baseline Forecast | Consumption Savings (MMtherm)
F2_Industrial_Interruptible - Industrial_Existing_Process_Natural Gas_Process Cooling_Baseline Forecast | F2 | Industrial | Interruptible - Industrial | Existing | Process | Natural Gas | Process Cooling | Baseline Forecast | Summer Demand Savings (MW)
F3_Industrial_Interruptible - Industrial_Existing_Process_Natural Gas_Process Cooling_Baseline Forecast | F3 | Industrial | Interruptible - Industrial | Existing | Process | Natural Gas | Process Cooling | Baseline Forecast | Winter Demand Savings (MW)
F4_Industrial_Interruptible - Industrial_Existing_Process_Natural Gas_Process Cooling_Baseline Forecast | F4 | Industrial | Interruptible - Industrial | Existing | Process | Natural Gas | Process Cooling | Baseline Forecast | Incremental Savings (MMtherm)
F1_Industrial_Interruptible - Industrial_Existing_Process_Natural Gas_Other Process_Baseline Forecast | F1 | Industrial | Interruptible - Industrial | Existing | Process | Natural Gas | Other Process | Baseline Forecast | Consumption Savings (MMtherm)
F2_Industrial_Interruptible - Industrial_Existing_Process_Natural Gas_Other Process_Baseline Forecast | F2 | Industrial | Interruptible - Industrial | Existing | Process | Natural Gas | Other Process | Baseline Forecast | Summer Demand Savings (MW)
F3_Industrial_Interruptible - Industrial_Existing_Process_Natural Gas_Other Process_Baseline Forecast | F3 | Industrial | Interruptible - Industrial | Existing | Process | Natural Gas | Other Process | Baseline Forecast | Winter Demand Savings (MW)
F4_Industrial_Interruptible - Industrial_Existing_Process_Natural Gas_Other Process_Baseline Forecast | F4 | Industrial | Interruptible - Industrial | Existing | Process | Natural Gas | Other Process | Baseline Forecast | Incremental Savings (MMtherm)
F1_Industrial_Interruptible - Industrial_Existing_Miscellaneous_Natural Gas_Miscellaneous_Baseline Forecast | F1 | Industrial | Interruptible - Industrial | Existing | Miscellaneous | Natural Gas | Miscellaneous | Baseline Forecast | Consumption Savings (MMtherm)
F2_Industrial_Interruptible - Industrial_Existing_Miscellaneous_Natural Gas_Miscellaneous_Baseline Forecast | F2 | Industrial | Interruptible - Industrial | Existing | Miscellaneous | Natural Gas | Miscellaneous | Baseline Forecast | Summer Demand Savings (MW)
F3_Industrial_Interruptible - Industrial_Existing_Miscellaneous_Natural Gas_Miscellaneous_Baseline Forecast | F3 | Industrial | Interruptible - Industrial | Existing | Miscellaneous | Natural Gas | Miscellaneous | Baseline Forecast | Winter Demand Savings (MW)
F4_Industrial_Interruptible - Industrial_Existing_Miscellaneous_Natural Gas_Miscellaneous_Baseline Forecast | F4 | Industrial | Interruptible - Industrial | Existing | Miscellaneous | Natural Gas | Miscellaneous | Baseline Forecast | Incremental Savings (MMtherm)
F1_Industrial_Interruptible - Industrial_New_Space Heating_Natural Gas_Furnace_Baseline Forecast | F1 | Industrial | Interruptible - Industrial | New | Space Heating | Natural Gas | Furnace | Baseline Forecast | Consumption Savings (MMtherm)
F2_Industrial_Interruptible - Industrial_New_Space Heating_Natural Gas_Furnace_Baseline Forecast | F2 | Industrial | Interruptible - Industrial | New | Space Heating | Natural Gas | Furnace | Baseline Forecast | Summer Demand Savings (MW)
F3_Industrial_Interruptible - Industrial_New_Space Heating_Natural Gas_Furnace_Baseline Forecast | F3 | Industrial | Interruptible - Industrial | New | Space Heating | Natural Gas | Furnace | Baseline Forecast | Winter Demand Savings (MW)
F4_Industrial_Interruptible - Industrial_New_Space Heating_Natural Gas_Furnace_Baseline Forecast | F4 | Industrial | Interruptible - Industrial | New | Space Heating | Natural Gas | Furnace | Baseline Forecast | Incremental Savings (MMtherm)
F1_Industrial_Interruptible - Industrial_New_Space Heating_Natural Gas_Boiler_Baseline Forecast | F1 | Industrial | Interruptible - Industrial | New | Space Heating | Natural Gas | Boiler | Baseline Forecast | Consumption Savings (MMtherm)
F2_Industrial_Interruptible - Industrial_New_Space Heating_Natural Gas_Boiler_Baseline Forecast | F2 | Industrial | Interruptible - Industrial | New | Space Heating | Natural Gas | Boiler | Baseline Forecast | Summer Demand Savings (MW)
F3_Industrial_Interruptible - Industrial_New_Space Heating_Natural Gas_Boiler_Baseline Forecast | F3 | Industrial | Interruptible - Industrial | New | Space Heating | Natural Gas | Boiler | Baseline Forecast | Winter Demand Savings (MW)
F4_Industrial_Interruptible - Industrial_New_Space Heating_Natural Gas_Boiler_Baseline Forecast | F4 | Industrial | Interruptible - Industrial | New | Space Heating | Natural Gas | Boiler | Baseline Forecast | Incremental Savings (MMtherm)
F1_Industrial_Interruptible - Industrial_New_Space Heating_Natural Gas_Unit Heater_Baseline Forecast | F1 | Industrial | Interruptible - Industrial | New | Space Heating | Natural Gas | Unit Heater | Baseline Forecast | Consumption Savings (MMtherm)
F2_Industrial_Interruptible - Industrial_New_Space Heating_Natural Gas_Unit Heater_Baseline Forecast | F2 | Industrial | Interruptible - Industrial | New | Space Heating | Natural Gas | Unit Heater | Baseline Forecast | Summer Demand Savings (MW)
F3_Industrial_Interruptible - Industrial_New_Space Heating_Natural Gas_Unit Heater_Baseline Forecast | F3 | Industrial | Interruptible - Industrial | New | Space Heating | Natural Gas | Unit Heater | Baseline Forecast | Winter Demand Savings (MW)
F4_Industrial_Interruptible - Industrial_New_Space Heating_Natural Gas_Unit Heater_Baseline Forecast | F4 | Industrial | Interruptible - Industrial | New | Space Heating | Natural Gas | Unit Heater | Baseline Forecast | Incremental Savings (MMtherm)
F1_Industrial_Interruptible - Industrial_New_Process_Natural Gas_Process Boiler_Baseline Forecast | F1 | Industrial | Interruptible - Industrial | New | Process | Natural Gas | Process Boiler | Baseline Forecast | Consumption Savings (MMtherm)
F2_Industrial_Interruptible - Industrial_New_Process_Natural Gas_Process Boiler_Baseline Forecast | F2 | Industrial | Interruptible - Industrial | New | Process | Natural Gas | Process Boiler | Baseline Forecast | Summer Demand Savings (MW)
F3_Industrial_Interruptible - Industrial_New_Process_Natural Gas_Process Boiler_Baseline Forecast | F3 | Industrial | Interruptible - Industrial | New | Process | Natural Gas | Process Boiler | Baseline Forecast | Winter Demand Savings (MW)
F4_Industrial_Interruptible - Industrial_New_Process_Natural Gas_Process Boiler_Baseline Forecast | F4 | Industrial | Interruptible - Industrial | New | Process | Natural Gas | Process Boiler | Baseline Forecast | Incremental Savings (MMtherm)
F1_Industrial_Interruptible - Industrial_New_Process_Natural Gas_Process Heating_Baseline Forecast | F1 | Industrial | Interruptible - Industrial | New | Process | Natural Gas | Process Heating | Baseline Forecast | Consumption Savings (MMtherm)
F2_Industrial_Interruptible - Industrial_New_Process_Natural Gas_Process Heating_Baseline Forecast | F2 | Industrial | Interruptible - Industrial | New | Process | Natural Gas | Process Heating | Baseline Forecast | Summer Demand Savings (MW)
F3_Industrial_Interruptible - Industrial_New_Process_Natural Gas_Process Heating_Baseline Forecast | F3 | Industrial | Interruptible - Industrial | New | Process | Natural Gas | Process Heating | Baseline Forecast | Winter Demand Savings (MW)
F4_Industrial_Interruptible - Industrial_New_Process_Natural Gas_Process Heating_Baseline Forecast | F4 | Industrial | Interruptible - Industrial | New | Process | Natural Gas | Process Heating | Baseline Forecast | Incremental Savings (MMtherm)
F1_Industrial_Interruptible - Industrial_New_Process_Natural Gas_Process Cooling_Baseline Forecast | F1 | Industrial | Interruptible - Industrial | New | Process | Natural Gas | Process Cooling | Baseline Forecast | Consumption Savings (MMtherm)
F2_Industrial_Interruptible - Industrial_New_Process_Natural Gas_Process Cooling_Baseline Forecast | F2 | Industrial | Interruptible - Industrial | New | Process | Natural Gas | Process Cooling | Baseline Forecast | Summer Demand Savings (MW)
F3_Industrial_Interruptible - Industrial_New_Process_Natural Gas_Process Cooling_Baseline Forecast | F3 | Industrial | Interruptible - Industrial | New | Process | Natural Gas | Process Cooling | Baseline Forecast | Winter Demand Savings (MW)
F4_Industrial_Interruptible - Industrial_New_Process_Natural Gas_Process Cooling_Baseline Forecast | F4 | Industrial | Interruptible - Industrial | New | Process | Natural Gas | Process Cooling | Baseline Forecast | Incremental Savings (MMtherm)
F1_Industrial_Interruptible - Industrial_New_Process_Natural Gas_Other Process_Baseline Forecast | F1 | Industrial | Interruptible - Industrial | New | Process | Natural Gas | Other Process | Baseline Forecast | Consumption Savings (MMtherm)
F2_Industrial_Interruptible - Industrial_New_Process_Natural Gas_Other Process_Baseline Forecast | F2 | Industrial | Interruptible - Industrial | New | Process | Natural Gas | Other Process | Baseline Forecast | Summer Demand Savings (MW)
F3_Industrial_Interruptible - Industrial_New_Process_Natural Gas_Other Process_Baseline Forecast | F3 | Industrial | Interruptible - Industrial | New | Process | Natural Gas | Other Process | Baseline Forecast | Winter Demand Savings (MW)
F4_Industrial_Interruptible - Industrial_New_Process_Natural Gas_Other Process_Baseline Forecast | F4 | Industrial | Interruptible - Industrial | New | Process | Natural Gas | Other Process | Baseline Forecast | Incremental Savings (MMtherm)
F1_Industrial_Interruptible - Industrial_New_Miscellaneous_Natural Gas_Miscellaneous_Baseline Forecast | F1 | Industrial | Interruptible - Industrial | New | Miscellaneous | Natural Gas | Miscellaneous | Baseline Forecast | Consumption Savings (MMtherm)
F2_Industrial_Interruptible - Industrial_New_Miscellaneous_Natural Gas_Miscellaneous_Baseline Forecast | F2 | Industrial | Interruptible - Industrial | New | Miscellaneous | Natural Gas | Miscellaneous | Baseline Forecast | Summer Demand Savings (MW)
F3_Industrial_Interruptible - Industrial_New_Miscellaneous_Natural Gas_Miscellaneous_Baseline Forecast | F3 | Industrial | Interruptible - Industrial | New | Miscellaneous | Natural Gas | Miscellaneous | Baseline Forecast | Winter Demand Savings (MW)
F4_Industrial_Interruptible - Industrial_New_Miscellaneous_Natural Gas_Miscellaneous_Baseline Forecast | F4 | Industrial | Interruptible - Industrial | New | Miscellaneous | Natural Gas | Miscellaneous | Baseline Forecast | Incremental Savings (MMtherm)

## Special Markets
Key | Field | Sector | Market | Segment | Vintage | End Use | Fuel | Label | 2021 | 2022 | 2023 | 2024 | 2025 | 2026 | 2027 | 2028 | 2029 | 2030 | 2031 | 2032 | 2033 | 2034 | 2035 | 2036 | 2037 | 2038 | 2039 | 2040 | 2041 | 2042 | 2043 | 2044 | 2045 | 2046 | 2047
F1_Industrial_WA - Industrial_Existing_Space Heating_Natural Gas_All | F1 | Industrial | All | WA - Industrial | Existing | Space Heating | Natural Gas | Units | 1133.7395 | 1133.7395 | 1133.7395 | 1133.7395 | 1133.7395 | 1133.7395 | 1133.7395 | 1133.7395 | 1133.7395 | 1133.7395 | 1133.7395 | 1133.7395 | 1133.7395 | 1133.7395 | 1133.7395 | 1133.7395 | 1133.7395 | 1133.7395 | 1133.7395 | 1133.7395 | 1133.7395 | 1133.7395 | 1133.7395 | 1133.7395 | 1133.7395 | 1133.7395 | 1133.7395
F2_Industrial_WA - Industrial_Existing_Space Heating_Natural Gas_All | F2 | Industrial | All | WA - Industrial | Existing | Space Heating | Natural Gas | Usage (GWh) | 2.8196 | 3.0291 | 3.013 | 3.0073 | 3.0013 | 2.9948 | 2.9881 | 2.9811 | 2.974 | 2.9666 | 2.9592 | 2.9517 | 2.9441 | 2.9365 | 2.9289 | 2.9213 | 2.9138 | 2.9064 | 2.8991 | 2.8923 | 2.886 | 2.8802 | 2.8748 | 2.8699 | 2.8654 | 2.8612 | 2.8574
F3_Industrial_WA - Industrial_Existing_Space Heating_Natural Gas_All | F3 | Industrial | All | WA - Industrial | Existing | Space Heating | Natural Gas | Summer Peak Demand (MW) | 0 | 0 | 0 | 0 | 0 | 0 | 0 | 0 | 0 | 0 | 0 | 0 | 0 | 0 | 0 | 0 | 0 | 0 | 0 | 0 | 0 | 0 | 0 | 0 | 0 | 0 | 0
F4_Industrial_WA - Industrial_Existing_Space Heating_Natural Gas_All | F4 | Industrial | All | WA - Industrial | Existing | Space Heating | Natural Gas | Winter Peak Demand (MW) | 0 | 0 | 0 | 0 | 0 | 0 | 0 | 0 | 0 | 0 | 0 | 0 | 0 | 0 | 0 | 0 | 0 | 0 | 0 | 0 | 0 | 0 | 0 | 0 | 0 | 0 | 0
F1_Industrial_WA - Industrial_Existing_Process_Natural Gas_All | F1 | Industrial | All | WA - Industrial | Existing | Process | Natural Gas | Units | 4534.958 | 4534.958 | 4534.958 | 4534.958 | 4534.958 | 4534.958 | 4534.958 | 4534.958 | 4534.958 | 4534.958 | 4534.958 | 4534.958 | 4534.958 | 4534.958 | 4534.958 | 4534.958 | 4534.958 | 4534.958 | 4534.958 | 4534.958 | 4534.958 | 4534.958 | 4534.958 | 4534.958 | 4534.958 | 4534.958 | 4534.958
F2_Industrial_WA - Industrial_Existing_Process_Natural Gas_All | F2 | Industrial | All | WA - Industrial | Existing | Process | Natural Gas | Usage (GWh) | 41.3762 | 41.3762 | 41.3762 | 41.3762 | 41.3762 | 41.3762 | 41.3762 | 41.3762 | 41.3762 | 41.3762 | 41.3762 | 41.3762 | 41.3762 | 41.3762 | 41.3762 | 41.3762 | 41.3762 | 41.3762 | 41.3762 | 41.3762 | 41.3762 | 41.3762 | 41.3762 | 41.3762 | 41.3762 | 41.3762 | 41.3762
F3_Industrial_WA - Industrial_Existing_Process_Natural Gas_All | F3 | Industrial | All | WA - Industrial | Existing | Process | Natural Gas | Summer Peak Demand (MW) | 0 | 0 | 0 | 0 | 0 | 0 | 0 | 0 | 0 | 0 | 0 | 0 | 0 | 0 | 0 | 0 | 0 | 0 | 0 | 0 | 0 | 0 | 0 | 0 | 0 | 0 | 0
F4_Industrial_WA - Industrial_Existing_Process_Natural Gas_All | F4 | Industrial | All | WA - Industrial | Existing | Process | Natural Gas | Winter Peak Demand (MW) | 0 | 0 | 0 | 0 | 0 | 0 | 0 | 0 | 0 | 0 | 0 | 0 | 0 | 0 | 0 | 0 | 0 | 0 | 0 | 0 | 0 | 0 | 0 | 0 | 0 | 0 | 0
F1_Industrial_WA - Industrial_Existing_Miscellaneous_Natural Gas_All | F1 | Industrial | All | WA - Industrial | Existing | Miscellaneous | Natural Gas | Units | 1133.7395 | 1133.7395 | 1133.7395 | 1133.7395 | 1133.7395 | 1133.7395 | 1133.7395 | 1133.7395 | 1133.7395 | 1133.7395 | 1133.7395 | 1133.7395 | 1133.7395 | 1133.7395 | 1133.7395 | 1133.7395 | 1133.7395 | 1133.7395 | 1133.7395 | 1133.7395 | 1133.7395 | 1133.7395 | 1133.7395 | 1133.7395 | 1133.7395 | 1133.7395 | 1133.7395
F2_Industrial_WA - Industrial_Existing_Miscellaneous_Natural Gas_All | F2 | Industrial | All | WA - Industrial | Existing | Miscellaneous | Natural Gas | Usage (GWh) | 2.2587 | 2.2587 | 2.2587 | 2.2587 | 2.2587 | 2.2587 | 2.2587 | 2.2587 | 2.2587 | 2.2587 | 2.2587 | 2.2587 | 2.2587 | 2.2587 | 2.2587 | 2.2587 | 2.2587 | 2.2587 | 2.2587 | 2.2587 | 2.2587 | 2.2587 | 2.2587 | 2.2587 | 2.2587 | 2.2587 | 2.2587
F3_Industrial_WA - Industrial_Existing_Miscellaneous_Natural Gas_All | F3 | Industrial | All | WA - Industrial | Existing | Miscellaneous | Natural Gas | Summer Peak Demand (MW) | 0 | 0 | 0 | 0 | 0 | 0 | 0 | 0 | 0 | 0 | 0 | 0 | 0 | 0 | 0 | 0 | 0 | 0 | 0 | 0 | 0 | 0 | 0 | 0 | 0 | 0 | 0
F4_Industrial_WA - Industrial_Existing_Miscellaneous_Natural Gas_All | F4 | Industrial | All | WA - Industrial | Existing | Miscellaneous | Natural Gas | Winter Peak Demand (MW) | 0 | 0 | 0 | 0 | 0 | 0 | 0 | 0 | 0 | 0 | 0 | 0 | 0 | 0 | 0 | 0 | 0 | 0 | 0 | 0 | 0 | 0 | 0 | 0 | 0 | 0 | 0
F1_Industrial_WA - Industrial_Existing_Space Heating_Natural Gas_Market | F1 | Industrial | Market | WA - Industrial | Existing | Space Heating | Natural Gas | Units | 1133.7395 | 1133.7395 | 1133.7395 | 1133.7395 | 1133.7395 | 1133.7395 | 1133.7395 | 1133.7395 | 1133.7395 | 1133.7395 | 1133.7395 | 1133.7395 | 1133.7395 | 1133.7395 | 1133.7395 | 1133.7395 | 1133.7395 | 1133.7395 | 1133.7395 | 1133.7395 | 1133.7395 | 1133.7395 | 1133.7395 | 1133.7395 | 1133.7395 | 1133.7395 | 1133.7395
F2_Industrial_WA - Industrial_Existing_Space Heating_Natural Gas_Market | F2 | Industrial | Market | WA - Industrial | Existing | Space Heating | Natural Gas | Usage (GWh) | 2.8196 | 3.0291 | 3.013 | 3.0073 | 3.0013 | 2.9948 | 2.9881 | 2.9811 | 2.974 | 2.9666 | 2.9592 | 2.9517 | 2.9441 | 2.9365 | 2.9289 | 2.9213 | 2.9138 | 2.9064 | 2.8991 | 2.8923 | 2.886 | 2.8802 | 2.8748 | 2.8699 | 2.8654 | 2.8612 | 2.8574
F3_Industrial_WA - Industrial_Existing_Space Heating_Natural Gas_Market | F3 | Industrial | Market | WA - Industrial | Existing | Space Heating | Natural Gas | Summer Peak Demand (MW) | 0 | 0 | 0 | 0 | 0 | 0 | 0 | 0 | 0 | 0 | 0 | 0 | 0 | 0 | 0 | 0 | 0 | 0 | 0 | 0 | 0 | 0 | 0 | 0 | 0 | 0 | 0
F4_Industrial_WA - Industrial_Existing_Space Heating_Natural Gas_Market | F4 | Industrial | Market | WA - Industrial | Existing | Space Heating | Natural Gas | Winter Peak Demand (MW) | 0 | 0 | 0 | 0 | 0 | 0 | 0 | 0 | 0 | 0 | 0 | 0 | 0 | 0 | 0 | 0 | 0 | 0 | 0 | 0 | 0 | 0 | 0 | 0 | 0 | 0 | 0
F1_Industrial_WA - Industrial_Existing_Process_Natural Gas_Market | F1 | Industrial | Market | WA - Industrial | Existing | Process | Natural Gas | Units | 1133.7395 | 1133.7395 | 1133.7395 | 1133.7395 | 1133.7395 | 1133.7395 | 1133.7395 | 1133.7395 | 1133.7395 | 1133.7395 | 1133.7395 | 1133.7395 | 1133.7395 | 1133.7395 | 1133.7395 | 1133.7395 | 1133.7395 | 1133.7395 | 1133.7395 | 1133.7395 | 1133.7395 | 1133.7395 | 1133.7395 | 1133.7395 | 1133.7395 | 1133.7395 | 1133.7395
F2_Industrial_WA - Industrial_Existing_Process_Natural Gas_Market | F2 | Industrial | Market | WA - Industrial | Existing | Process | Natural Gas | Usage (GWh) | 41.3762 | 41.3762 | 41.3762 | 41.3762 | 41.3762 | 41.3762 | 41.3762 | 41.3762 | 41.3762 | 41.3762 | 41.3762 | 41.3762 | 41.3762 | 41.3762 | 41.3762 | 41.3762 | 41.3762 | 41.3762 | 41.3762 | 41.3762 | 41.3762 | 41.3762 | 41.3762 | 41.3762 | 41.3762 | 41.3762 | 41.3762
F3_Industrial_WA - Industrial_Existing_Process_Natural Gas_Market | F3 | Industrial | Market | WA - Industrial | Existing | Process | Natural Gas | Summer Peak Demand (MW) | 0 | 0 | 0 | 0 | 0 | 0 | 0 | 0 | 0 | 0 | 0 | 0 | 0 | 0 | 0 | 0 | 0 | 0 | 0 | 0 | 0 | 0 | 0 | 0 | 0 | 0 | 0
F4_Industrial_WA - Industrial_Existing_Process_Natural Gas_Market | F4 | Industrial | Market | WA - Industrial | Existing | Process | Natural Gas | Winter Peak Demand (MW) | 0 | 0 | 0 | 0 | 0 | 0 | 0 | 0 | 0 | 0 | 0 | 0 | 0 | 0 | 0 | 0 | 0 | 0 | 0 | 0 | 0 | 0 | 0 | 0 | 0 | 0 | 0
F1_Industrial_WA - Industrial_Existing_Miscellaneous_Natural Gas_Market | F1 | Industrial | Market | WA - Industrial | Existing | Miscellaneous | Natural Gas | Units | 1133.7395 | 1133.7395 | 1133.7395 | 1133.7395 | 1133.7395 | 1133.7395 | 1133.7395 | 1133.7395 | 1133.7395 | 1133.7395 | 1133.7395 | 1133.7395 | 1133.7395 | 1133.7395 | 1133.7395 | 1133.7395 | 1133.7395 | 1133.7395 | 1133.7395 | 1133.7395 | 1133.7395 | 1133.7395 | 1133.7395 | 1133.7395 | 1133.7395 | 1133.7395 | 1133.7395
F2_Industrial_WA - Industrial_Existing_Miscellaneous_Natural Gas_Market | F2 | Industrial | Market | WA - Industrial | Existing | Miscellaneous | Natural Gas | Usage (GWh) | 2.2587 | 2.2587 | 2.2587 | 2.2587 | 2.2587 | 2.2587 | 2.2587 | 2.2587 | 2.2587 | 2.2587 | 2.2587 | 2.2587 | 2.2587 | 2.2587 | 2.2587 | 2.2587 | 2.2587 | 2.2587 | 2.2587 | 2.2587 | 2.2587 | 2.2587 | 2.2587 | 2.2587 | 2.2587 | 2.2587 | 2.2587
F3_Industrial_WA - Industrial_Existing_Miscellaneous_Natural Gas_Market | F3 | Industrial | Market | WA - Industrial | Existing | Miscellaneous | Natural Gas | Summer Peak Demand (MW) | 0 | 0 | 0 | 0 | 0 | 0 | 0 | 0 | 0 | 0 | 0 | 0 | 0 | 0 | 0 | 0 | 0 | 0 | 0 | 0 | 0 | 0 | 0 | 0 | 0 | 0 | 0
F4_Industrial_WA - Industrial_Existing_Miscellaneous_Natural Gas_Market | F4 | Industrial | Market | WA - Industrial | Existing | Miscellaneous | Natural Gas | Winter Peak Demand (MW) | 0 | 0 | 0 | 0 | 0 | 0 | 0 | 0 | 0 | 0 | 0 | 0 | 0 | 0 | 0 | 0 | 0 | 0 | 0 | 0 | 0 | 0 | 0 | 0 | 0 | 0 | 0
F1_Industrial_WA - Industrial_New_Space Heating_Natural Gas_All | F1 | Industrial | All | WA - Industrial | New | Space Heating | Natural Gas | Units | 0 | 0 | 0 | 0 | 0 | 0 | 0 | 0 | 0 | 0 | 0 | 0 | 0 | 0 | 0 | 0 | 0 | 0 | 0 | 0 | 0 | 0 | 0 | 0 | 0 | 0 | 0
F2_Industrial_WA - Industrial_New_Space Heating_Natural Gas_All | F2 | Industrial | All | WA - Industrial | New | Space Heating | Natural Gas | Usage (GWh) | 0 | 0 | 0 | 0 | 0 | 0 | 0 | 0 | 0 | 0 | 0 | 0 | 0 | 0 | 0 | 0 | 0 | 0 | 0 | 0 | 0 | 0 | 0 | 0 | 0 | 0 | 0
F3_Industrial_WA - Industrial_New_Space Heating_Natural Gas_All | F3 | Industrial | All | WA - Industrial | New | Space Heating | Natural Gas | Summer Peak Demand (MW) | 0 | 0 | 0 | 0 | 0 | 0 | 0 | 0 | 0 | 0 | 0 | 0 | 0 | 0 | 0 | 0 | 0 | 0 | 0 | 0 | 0 | 0 | 0 | 0 | 0 | 0 | 0
F4_Industrial_WA - Industrial_New_Space Heating_Natural Gas_All | F4 | Industrial | All | WA - Industrial | New | Space Heating | Natural Gas | Winter Peak Demand (MW) | 0 | 0 | 0 | 0 | 0 | 0 | 0 | 0 | 0 | 0 | 0 | 0 | 0 | 0 | 0 | 0 | 0 | 0 | 0 | 0 | 0 | 0 | 0 | 0 | 0 | 0 | 0
F1_Industrial_WA - Industrial_New_Process_Natural Gas_All | F1 | Industrial | All | WA - Industrial | New | Process | Natural Gas | Units | 0 | 0 | 0 | 0 | 0 | 0 | 0 | 0 | 0 | 0 | 0 | 0 | 0 | 0 | 0 | 0 | 0 | 0 | 0 | 0 | 0 | 0 | 0 | 0 | 0 | 0 | 0
F2_Industrial_WA - Industrial_New_Process_Natural Gas_All | F2 | Industrial | All | WA - Industrial | New | Process | Natural Gas | Usage (GWh) | 0 | 0 | 0 | 0 | 0 | 0 | 0 | 0 | 0 | 0 | 0 | 0 | 0 | 0 | 0 | 0 | 0 | 0 | 0 | 0 | 0 | 0 | 0 | 0 | 0 | 0 | 0
F3_Industrial_WA - Industrial_New_Process_Natural Gas_All | F3 | Industrial | All | WA - Industrial | New | Process | Natural Gas | Summer Peak Demand (MW) | 0 | 0 | 0 | 0 | 0 | 0 | 0 | 0 | 0 | 0 | 0 | 0 | 0 | 0 | 0 | 0 | 0 | 0 | 0 | 0 | 0 | 0 | 0 | 0 | 0 | 0 | 0
F4_Industrial_WA - Industrial_New_Process_Natural Gas_All | F4 | Industrial | All | WA - Industrial | New | Process | Natural Gas | Winter Peak Demand (MW) | 0 | 0 | 0 | 0 | 0 | 0 | 0 | 0 | 0 | 0 | 0 | 0 | 0 | 0 | 0 | 0 | 0 | 0 | 0 | 0 | 0 | 0 | 0 | 0 | 0 | 0 | 0
F1_Industrial_WA - Industrial_New_Miscellaneous_Natural Gas_All | F1 | Industrial | All | WA - Industrial | New | Miscellaneous | Natural Gas | Units | 0 | 0 | 0 | 0 | 0 | 0 | 0 | 0 | 0 | 0 | 0 | 0 | 0 | 0 | 0 | 0 | 0 | 0 | 0 | 0 | 0 | 0 | 0 | 0 | 0 | 0 | 0
F2_Industrial_WA - Industrial_New_Miscellaneous_Natural Gas_All | F2 | Industrial | All | WA - Industrial | New | Miscellaneous | Natural Gas | Usage (GWh) | 0 | 0 | 0 | 0 | 0 | 0 | 0 | 0 | 0 | 0 | 0 | 0 | 0 | 0 | 0 | 0 | 0 | 0 | 0 | 0 | 0 | 0 | 0 | 0 | 0 | 0 | 0
F3_Industrial_WA - Industrial_New_Miscellaneous_Natural Gas_All | F3 | Industrial | All | WA - Industrial | New | Miscellaneous | Natural Gas | Summer Peak Demand (MW) | 0 | 0 | 0 | 0 | 0 | 0 | 0 | 0 | 0 | 0 | 0 | 0 | 0 | 0 | 0 | 0 | 0 | 0 | 0 | 0 | 0 | 0 | 0 | 0 | 0 | 0 | 0
F4_Industrial_WA - Industrial_New_Miscellaneous_Natural Gas_All | F4 | Industrial | All | WA - Industrial | New | Miscellaneous | Natural Gas | Winter Peak Demand (MW) | 0 | 0 | 0 | 0 | 0 | 0 | 0 | 0 | 0 | 0 | 0 | 0 | 0 | 0 | 0 | 0 | 0 | 0 | 0 | 0 | 0 | 0 | 0 | 0 | 0 | 0 | 0
F1_Industrial_WA - Industrial_New_Space Heating_Natural Gas_Market | F1 | Industrial | Market | WA - Industrial | New | Space Heating | Natural Gas | Units | 0 | 0 | 0 | 0 | 0 | 0 | 0 | 0 | 0 | 0 | 0 | 0 | 0 | 0 | 0 | 0 | 0 | 0 | 0 | 0 | 0 | 0 | 0 | 0 | 0 | 0 | 0
F2_Industrial_WA - Industrial_New_Space Heating_Natural Gas_Market | F2 | Industrial | Market | WA - Industrial | New | Space Heating | Natural Gas | Usage (GWh) | 0 | 0 | 0 | 0 | 0 | 0 | 0 | 0 | 0 | 0 | 0 | 0 | 0 | 0 | 0 | 0 | 0 | 0 | 0 | 0 | 0 | 0 | 0 | 0 | 0 | 0 | 0
F3_Industrial_WA - Industrial_New_Space Heating_Natural Gas_Market | F3 | Industrial | Market | WA - Industrial | New | Space Heating | Natural Gas | Summer Peak Demand (MW) | 0 | 0 | 0 | 0 | 0 | 0 | 0 | 0 | 0 | 0 | 0 | 0 | 0 | 0 | 0 | 0 | 0 | 0 | 0 | 0 | 0 | 0 | 0 | 0 | 0 | 0 | 0
F4_Industrial_WA - Industrial_New_Space Heating_Natural Gas_Market | F4 | Industrial | Market | WA - Industrial | New | Space Heating | Natural Gas | Winter Peak Demand (MW) | 0 | 0 | 0 | 0 | 0 | 0 | 0 | 0 | 0 | 0 | 0 | 0 | 0 | 0 | 0 | 0 | 0 | 0 | 0 | 0 | 0 | 0 | 0 | 0 | 0 | 0 | 0
F1_Industrial_WA - Industrial_New_Process_Natural Gas_Market | F1 | Industrial | Market | WA - Industrial | New | Process | Natural Gas | Units | 0 | 0 | 0 | 0 | 0 | 0 | 0 | 0 | 0 | 0 | 0 | 0 | 0 | 0 | 0 | 0 | 0 | 0 | 0 | 0 | 0 | 0 | 0 | 0 | 0 | 0 | 0
F2_Industrial_WA - Industrial_New_Process_Natural Gas_Market | F2 | Industrial | Market | WA - Industrial | New | Process | Natural Gas | Usage (GWh) | 0 | 0 | 0 | 0 | 0 | 0 | 0 | 0 | 0 | 0 | 0 | 0 | 0 | 0 | 0 | 0 | 0 | 0 | 0 | 0 | 0 | 0 | 0 | 0 | 0 | 0 | 0
F3_Industrial_WA - Industrial_New_Process_Natural Gas_Market | F3 | Industrial | Market | WA - Industrial | New | Process | Natural Gas | Summer Peak Demand (MW) | 0 | 0 | 0 | 0 | 0 | 0 | 0 | 0 | 0 | 0 | 0 | 0 | 0 | 0 | 0 | 0 | 0 | 0 | 0 | 0 | 0 | 0 | 0 | 0 | 0 | 0 | 0
F4_Industrial_WA - Industrial_New_Process_Natural Gas_Market | F4 | Industrial | Market | WA - Industrial | New | Process | Natural Gas | Winter Peak Demand (MW) | 0 | 0 | 0 | 0 | 0 | 0 | 0 | 0 | 0 | 0 | 0 | 0 | 0 | 0 | 0 | 0 | 0 | 0 | 0 | 0 | 0 | 0 | 0 | 0 | 0 | 0 | 0
F1_Industrial_WA - Industrial_New_Miscellaneous_Natural Gas_Market | F1 | Industrial | Market | WA - Industrial | New | Miscellaneous | Natural Gas | Units | 0 | 0 | 0 | 0 | 0 | 0 | 0 | 0 | 0 | 0 | 0 | 0 | 0 | 0 | 0 | 0 | 0 | 0 | 0 | 0 | 0 | 0 | 0 | 0 | 0 | 0 | 0
F2_Industrial_WA - Industrial_New_Miscellaneous_Natural Gas_Market | F2 | Industrial | Market | WA - Industrial | New | Miscellaneous | Natural Gas | Usage (GWh) | 0 | 0 | 0 | 0 | 0 | 0 | 0 | 0 | 0 | 0 | 0 | 0 | 0 | 0 | 0 | 0 | 0 | 0 | 0 | 0 | 0 | 0 | 0 | 0 | 0 | 0 | 0
F3_Industrial_WA - Industrial_New_Miscellaneous_Natural Gas_Market | F3 | Industrial | Market | WA - Industrial | New | Miscellaneous | Natural Gas | Summer Peak Demand (MW) | 0 | 0 | 0 | 0 | 0 | 0 | 0 | 0 | 0 | 0 | 0 | 0 | 0 | 0 | 0 | 0 | 0 | 0 | 0 | 0 | 0 | 0 | 0 | 0 | 0 | 0 | 0
F4_Industrial_WA - Industrial_New_Miscellaneous_Natural Gas_Market | F4 | Industrial | Market | WA - Industrial | New | Miscellaneous | Natural Gas | Winter Peak Demand (MW) | 0 | 0 | 0 | 0 | 0 | 0 | 0 | 0 | 0 | 0 | 0 | 0 | 0 | 0 | 0 | 0 | 0 | 0 | 0 | 0 | 0 | 0 | 0 | 0 | 0 | 0 | 0
F1_Industrial_OR - Industrial_Existing_Space Heating_Natural Gas_All | F1 | Industrial | All | OR - Industrial | Existing | Space Heating | Natural Gas | Units | 1351.0709 | 1351.0709 | 1351.0709 | 1351.0709 | 1351.0709 | 1351.0709 | 1351.0709 | 1351.0709 | 1351.0709 | 1351.0709 | 1351.0709 | 1351.0709 | 1351.0709 | 1351.0709 | 1351.0709 | 1351.0709 | 1351.0709 | 1351.0709 | 1351.0709 | 1351.0709 | 1351.0709 | 1351.0709 | 1351.0709 | 1351.0709 | 1351.0709 | 1351.0709 | 1351.0709
F2_Industrial_OR - Industrial_Existing_Space Heating_Natural Gas_All | F2 | Industrial | All | OR - Industrial | Existing | Space Heating | Natural Gas | Usage (GWh) | 1.6821 | 1.8071 | 1.7975 | 1.7942 | 1.7905 | 1.7867 | 1.7827 | 1.7785 | 1.7742 | 1.7699 | 1.7654 | 1.7609 | 1.7564 | 1.7519 | 1.7473 | 1.7428 | 1.7384 | 1.7339 | 1.7296 | 1.7255 | 1.7217 | 1.7183 | 1.7151 | 1.7122 | 1.7095 | 1.707 | 1.7047
F3_Industrial_OR - Industrial_Existing_Space Heating_Natural Gas_All | F3 | Industrial | All | OR - Industrial | Existing | Space Heating | Natural Gas | Summer Peak Demand (MW) | 0 | 0 | 0 | 0 | 0 | 0 | 0 | 0 | 0 | 0 | 0 | 0 | 0 | 0 | 0 | 0 | 0 | 0 | 0 | 0 | 0 | 0 | 0 | 0 | 0 | 0 | 0
F4_Industrial_OR - Industrial_Existing_Space Heating_Natural Gas_All | F4 | Industrial | All | OR - Industrial | Existing | Space Heating | Natural Gas | Winter Peak Demand (MW) | 0 | 0 | 0 | 0 | 0 | 0 | 0 | 0 | 0 | 0 | 0 | 0 | 0 | 0 | 0 | 0 | 0 | 0 | 0 | 0 | 0 | 0 | 0 | 0 | 0 | 0 | 0
F1_Industrial_OR - Industrial_Existing_Process_Natural Gas_All | F1 | Industrial | All | OR - Industrial | Existing | Process | Natural Gas | Units | 5404.2835 | 5404.2835 | 5404.2835 | 5404.2835 | 5404.2835 | 5404.2835 | 5404.2835 | 5404.2835 | 5404.2835 | 5404.2835 | 5404.2835 | 5404.2835 | 5404.2835 | 5404.2835 | 5404.2835 | 5404.2835 | 5404.2835 | 5404.2835 | 5404.2835 | 5404.2835 | 5404.2835 | 5404.2835 | 5404.2835 | 5404.2835 | 5404.2835 | 5404.2835 | 5404.2835
F2_Industrial_OR - Industrial_Existing_Process_Natural Gas_All | F2 | Industrial | All | OR - Industrial | Existing | Process | Natural Gas | Usage (GWh) | 24.6846 | 24.6846 | 24.6846 | 24.6846 | 24.6846 | 24.6846 | 24.6846 | 24.6846 | 24.6846 | 24.6846 | 24.6846 | 24.6846 | 24.6846 | 24.6846 | 24.6846 | 24.6846 | 24.6846 | 24.6846 | 24.6846 | 24.6846 | 24.6846 | 24.6846 | 24.6846 | 24.6846 | 24.6846 | 24.6846 | 24.6846
F3_Industrial_OR - Industrial_Existing_Process_Natural Gas_All | F3 | Industrial | All | OR - Industrial | Existing | Process | Natural Gas | Summer Peak Demand (MW) | 0 | 0 | 0 | 0 | 0 | 0 | 0 | 0 | 0 | 0 | 0 | 0 | 0 | 0 | 0 | 0 | 0 | 0 | 0 | 0 | 0 | 0 | 0 | 0 | 0 | 0 | 0
F4_Industrial_OR - Industrial_Existing_Process_Natural Gas_All | F4 | Industrial | All | OR - Industrial | Existing | Process | Natural Gas | Winter Peak Demand (MW) | 0 | 0 | 0 | 0 | 0 | 0 | 0 | 0 | 0 | 0 | 0 | 0 | 0 | 0 | 0 | 0 | 0 | 0 | 0 | 0 | 0 | 0 | 0 | 0 | 0 | 0 | 0
F1_Industrial_OR - Industrial_Existing_Miscellaneous_Natural Gas_All | F1 | Industrial | All | OR - Industrial | Existing | Miscellaneous | Natural Gas | Units | 1351.0709 | 1351.0709 | 1351.0709 | 1351.0709 | 1351.0709 | 1351.0709 | 1351.0709 | 1351.0709 | 1351.0709 | 1351.0709 | 1351.0709 | 1351.0709 | 1351.0709 | 1351.0709 | 1351.0709 | 1351.0709 | 1351.0709 | 1351.0709 | 1351.0709 | 1351.0709 | 1351.0709 | 1351.0709 | 1351.0709 | 1351.0709 | 1351.0709 | 1351.0709 | 1351.0709
F2_Industrial_OR - Industrial_Existing_Miscellaneous_Natural Gas_All | F2 | Industrial | All | OR - Industrial | Existing | Miscellaneous | Natural Gas | Usage (GWh) | 1.3475 | 1.3475 | 1.3475 | 1.3475 | 1.3475 | 1.3475 | 1.3475 | 1.3475 | 1.3475 | 1.3475 | 1.3475 | 1.3475 | 1.3475 | 1.3475 | 1.3475 | 1.3475 | 1.3475 | 1.3475 | 1.3475 | 1.3475 | 1.3475 | 1.3475 | 1.3475 | 1.3475 | 1.3475 | 1.3475 | 1.3475
F3_Industrial_OR - Industrial_Existing_Miscellaneous_Natural Gas_All | F3 | Industrial | All | OR - Industrial | Existing | Miscellaneous | Natural Gas | Summer Peak Demand (MW) | 0 | 0 | 0 | 0 | 0 | 0 | 0 | 0 | 0 | 0 | 0 | 0 | 0 | 0 | 0 | 0 | 0 | 0 | 0 | 0 | 0 | 0 | 0 | 0 | 0 | 0 | 0
F4_Industrial_OR - Industrial_Existing_Miscellaneous_Natural Gas_All | F4 | Industrial | All | OR - Industrial | Existing | Miscellaneous | Natural Gas | Winter Peak Demand (MW) | 0 | 0 | 0 | 0 | 0 | 0 | 0 | 0 | 0 | 0 | 0 | 0 | 0 | 0 | 0 | 0 | 0 | 0 | 0 | 0 | 0 | 0 | 0 | 0 | 0 | 0 | 0
F1_Industrial_OR - Industrial_Existing_Space Heating_Natural Gas_Market | F1 | Industrial | Market | OR - Industrial | Existing | Space Heating | Natural Gas | Units | 1351.0709 | 1351.0709 | 1351.0709 | 1351.0709 | 1351.0709 | 1351.0709 | 1351.0709 | 1351.0709 | 1351.0709 | 1351.0709 | 1351.0709 | 1351.0709 | 1351.0709 | 1351.0709 | 1351.0709 | 1351.0709 | 1351.0709 | 1351.0709 | 1351.0709 | 1351.0709 | 1351.0709 | 1351.0709 | 1351.0709 | 1351.0709 | 1351.0709 | 1351.0709 | 1351.0709
F2_Industrial_OR - Industrial_Existing_Space Heating_Natural Gas_Market | F2 | Industrial | Market | OR - Industrial | Existing | Space Heating | Natural Gas | Usage (GWh) | 1.6821 | 1.8071 | 1.7975 | 1.7942 | 1.7905 | 1.7867 | 1.7827 | 1.7785 | 1.7742 | 1.7699 | 1.7654 | 1.7609 | 1.7564 | 1.7519 | 1.7473 | 1.7428 | 1.7384 | 1.7339 | 1.7296 | 1.7255 | 1.7217 | 1.7183 | 1.7151 | 1.7122 | 1.7095 | 1.707 | 1.7047
F3_Industrial_OR - Industrial_Existing_Space Heating_Natural Gas_Market | F3 | Industrial | Market | OR - Industrial | Existing | Space Heating | Natural Gas | Summer Peak Demand (MW) | 0 | 0 | 0 | 0 | 0 | 0 | 0 | 0 | 0 | 0 | 0 | 0 | 0 | 0 | 0 | 0 | 0 | 0 | 0 | 0 | 0 | 0 | 0 | 0 | 0 | 0 | 0
F4_Industrial_OR - Industrial_Existing_Space Heating_Natural Gas_Market | F4 | Industrial | Market | OR - Industrial | Existing | Space Heating | Natural Gas | Winter Peak Demand (MW) | 0 | 0 | 0 | 0 | 0 | 0 | 0 | 0 | 0 | 0 | 0 | 0 | 0 | 0 | 0 | 0 | 0 | 0 | 0 | 0 | 0 | 0 | 0 | 0 | 0 | 0 | 0
F1_Industrial_OR - Industrial_Existing_Process_Natural Gas_Market | F1 | Industrial | Market | OR - Industrial | Existing | Process | Natural Gas | Units | 1351.0709 | 1351.0709 | 1351.0709 | 1351.0709 | 1351.0709 | 1351.0709 | 1351.0709 | 1351.0709 | 1351.0709 | 1351.0709 | 1351.0709 | 1351.0709 | 1351.0709 | 1351.0709 | 1351.0709 | 1351.0709 | 1351.0709 | 1351.0709 | 1351.0709 | 1351.0709 | 1351.0709 | 1351.0709 | 1351.0709 | 1351.0709 | 1351.0709 | 1351.0709 | 1351.0709
F2_Industrial_OR - Industrial_Existing_Process_Natural Gas_Market | F2 | Industrial | Market | OR - Industrial | Existing | Process | Natural Gas | Usage (GWh) | 24.6846 | 24.6846 | 24.6846 | 24.6846 | 24.6846 | 24.6846 | 24.6846 | 24.6846 | 24.6846 | 24.6846 | 24.6846 | 24.6846 | 24.6846 | 24.6846 | 24.6846 | 24.6846 | 24.6846 | 24.6846 | 24.6846 | 24.6846 | 24.6846 | 24.6846 | 24.6846 | 24.6846 | 24.6846 | 24.6846 | 24.6846
F3_Industrial_OR - Industrial_Existing_Process_Natural Gas_Market | F3 | Industrial | Market | OR - Industrial | Existing | Process | Natural Gas | Summer Peak Demand (MW) | 0 | 0 | 0 | 0 | 0 | 0 | 0 | 0 | 0 | 0 | 0 | 0 | 0 | 0 | 0 | 0 | 0 | 0 | 0 | 0 | 0 | 0 | 0 | 0 | 0 | 0 | 0
F4_Industrial_OR - Industrial_Existing_Process_Natural Gas_Market | F4 | Industrial | Market | OR - Industrial | Existing | Process | Natural Gas | Winter Peak Demand (MW) | 0 | 0 | 0 | 0 | 0 | 0 | 0 | 0 | 0 | 0 | 0 | 0 | 0 | 0 | 0 | 0 | 0 | 0 | 0 | 0 | 0 | 0 | 0 | 0 | 0 | 0 | 0
F1_Industrial_OR - Industrial_Existing_Miscellaneous_Natural Gas_Market | F1 | Industrial | Market | OR - Industrial | Existing | Miscellaneous | Natural Gas | Units | 1351.0709 | 1351.0709 | 1351.0709 | 1351.0709 | 1351.0709 | 1351.0709 | 1351.0709 | 1351.0709 | 1351.0709 | 1351.0709 | 1351.0709 | 1351.0709 | 1351.0709 | 1351.0709 | 1351.0709 | 1351.0709 | 1351.0709 | 1351.0709 | 1351.0709 | 1351.0709 | 1351.0709 | 1351.0709 | 1351.0709 | 1351.0709 | 1351.0709 | 1351.0709 | 1351.0709
F2_Industrial_OR - Industrial_Existing_Miscellaneous_Natural Gas_Market | F2 | Industrial | Market | OR - Industrial | Existing | Miscellaneous | Natural Gas | Usage (GWh) | 1.3475 | 1.3475 | 1.3475 | 1.3475 | 1.3475 | 1.3475 | 1.3475 | 1.3475 | 1.3475 | 1.3475 | 1.3475 | 1.3475 | 1.3475 | 1.3475 | 1.3475 | 1.3475 | 1.3475 | 1.3475 | 1.3475 | 1.3475 | 1.3475 | 1.3475 | 1.3475 | 1.3475 | 1.3475 | 1.3475 | 1.3475
F3_Industrial_OR - Industrial_Existing_Miscellaneous_Natural Gas_Market | F3 | Industrial | Market | OR - Industrial | Existing | Miscellaneous | Natural Gas | Summer Peak Demand (MW) | 0 | 0 | 0 | 0 | 0 | 0 | 0 | 0 | 0 | 0 | 0 | 0 | 0 | 0 | 0 | 0 | 0 | 0 | 0 | 0 | 0 | 0 | 0 | 0 | 0 | 0 | 0
F4_Industrial_OR - Industrial_Existing_Miscellaneous_Natural Gas_Market | F4 | Industrial | Market | OR - Industrial | Existing | Miscellaneous | Natural Gas | Winter Peak Demand (MW) | 0 | 0 | 0 | 0 | 0 | 0 | 0 | 0 | 0 | 0 | 0 | 0 | 0 | 0 | 0 | 0 | 0 | 0 | 0 | 0 | 0 | 0 | 0 | 0 | 0 | 0 | 0
F1_Industrial_OR - Industrial_New_Space Heating_Natural Gas_All | F1 | Industrial | All | OR - Industrial | New | Space Heating | Natural Gas | Units | 0 | 0 | 0 | 0 | 0 | 0 | 0 | 0 | 0 | 0 | 0 | 0 | 0 | 0 | 0 | 0 | 0 | 0 | 0 | 0 | 0 | 0 | 0 | 0 | 0 | 0 | 0
F2_Industrial_OR - Industrial_New_Space Heating_Natural Gas_All | F2 | Industrial | All | OR - Industrial | New | Space Heating | Natural Gas | Usage (GWh) | 0 | 0 | 0 | 0 | 0 | 0 | 0 | 0 | 0 | 0 | 0 | 0 | 0 | 0 | 0 | 0 | 0 | 0 | 0 | 0 | 0 | 0 | 0 | 0 | 0 | 0 | 0
F3_Industrial_OR - Industrial_New_Space Heating_Natural Gas_All | F3 | Industrial | All | OR - Industrial | New | Space Heating | Natural Gas | Summer Peak Demand (MW) | 0 | 0 | 0 | 0 | 0 | 0 | 0 | 0 | 0 | 0 | 0 | 0 | 0 | 0 | 0 | 0 | 0 | 0 | 0 | 0 | 0 | 0 | 0 | 0 | 0 | 0 | 0
F4_Industrial_OR - Industrial_New_Space Heating_Natural Gas_All | F4 | Industrial | All | OR - Industrial | New | Space Heating | Natural Gas | Winter Peak Demand (MW) | 0 | 0 | 0 | 0 | 0 | 0 | 0 | 0 | 0 | 0 | 0 | 0 | 0 | 0 | 0 | 0 | 0 | 0 | 0 | 0 | 0 | 0 | 0 | 0 | 0 | 0 | 0
F1_Industrial_OR - Industrial_New_Process_Natural Gas_All | F1 | Industrial | All | OR - Industrial | New | Process | Natural Gas | Units | 0 | 0 | 0 | 0 | 0 | 0 | 0 | 0 | 0 | 0 | 0 | 0 | 0 | 0 | 0 | 0 | 0 | 0 | 0 | 0 | 0 | 0 | 0 | 0 | 0 | 0 | 0
F2_Industrial_OR - Industrial_New_Process_Natural Gas_All | F2 | Industrial | All | OR - Industrial | New | Process | Natural Gas | Usage (GWh) | 0 | 0 | 0 | 0 | 0 | 0 | 0 | 0 | 0 | 0 | 0 | 0 | 0 | 0 | 0 | 0 | 0 | 0 | 0 | 0 | 0 | 0 | 0 | 0 | 0 | 0 | 0
F3_Industrial_OR - Industrial_New_Process_Natural Gas_All | F3 | Industrial | All | OR - Industrial | New | Process | Natural Gas | Summer Peak Demand (MW) | 0 | 0 | 0 | 0 | 0 | 0 | 0 | 0 | 0 | 0 | 0 | 0 | 0 | 0 | 0 | 0 | 0 | 0 | 0 | 0 | 0 | 0 | 0 | 0 | 0 | 0 | 0
F4_Industrial_OR - Industrial_New_Process_Natural Gas_All | F4 | Industrial | All | OR - Industrial | New | Process | Natural Gas | Winter Peak Demand (MW) | 0 | 0 | 0 | 0 | 0 | 0 | 0 | 0 | 0 | 0 | 0 | 0 | 0 | 0 | 0 | 0 | 0 | 0 | 0 | 0 | 0 | 0 | 0 | 0 | 0 | 0 | 0
F1_Industrial_OR - Industrial_New_Miscellaneous_Natural Gas_All | F1 | Industrial | All | OR - Industrial | New | Miscellaneous | Natural Gas | Units | 0 | 0 | 0 | 0 | 0 | 0 | 0 | 0 | 0 | 0 | 0 | 0 | 0 | 0 | 0 | 0 | 0 | 0 | 0 | 0 | 0 | 0 | 0 | 0 | 0 | 0 | 0
F2_Industrial_OR - Industrial_New_Miscellaneous_Natural Gas_All | F2 | Industrial | All | OR - Industrial | New | Miscellaneous | Natural Gas | Usage (GWh) | 0 | 0 | 0 | 0 | 0 | 0 | 0 | 0 | 0 | 0 | 0 | 0 | 0 | 0 | 0 | 0 | 0 | 0 | 0 | 0 | 0 | 0 | 0 | 0 | 0 | 0 | 0
F3_Industrial_OR - Industrial_New_Miscellaneous_Natural Gas_All | F3 | Industrial | All | OR - Industrial | New | Miscellaneous | Natural Gas | Summer Peak Demand (MW) | 0 | 0 | 0 | 0 | 0 | 0 | 0 | 0 | 0 | 0 | 0 | 0 | 0 | 0 | 0 | 0 | 0 | 0 | 0 | 0 | 0 | 0 | 0 | 0 | 0 | 0 | 0
F4_Industrial_OR - Industrial_New_Miscellaneous_Natural Gas_All | F4 | Industrial | All | OR - Industrial | New | Miscellaneous | Natural Gas | Winter Peak Demand (MW) | 0 | 0 | 0 | 0 | 0 | 0 | 0 | 0 | 0 | 0 | 0 | 0 | 0 | 0 | 0 | 0 | 0 | 0 | 0 | 0 | 0 | 0 | 0 | 0 | 0 | 0 | 0
F1_Industrial_OR - Industrial_New_Space Heating_Natural Gas_Market | F1 | Industrial | Market | OR - Industrial | New | Space Heating | Natural Gas | Units | 0 | 0 | 0 | 0 | 0 | 0 | 0 | 0 | 0 | 0 | 0 | 0 | 0 | 0 | 0 | 0 | 0 | 0 | 0 | 0 | 0 | 0 | 0 | 0 | 0 | 0 | 0
F2_Industrial_OR - Industrial_New_Space Heating_Natural Gas_Market | F2 | Industrial | Market | OR - Industrial | New | Space Heating | Natural Gas | Usage (GWh) | 0 | 0 | 0 | 0 | 0 | 0 | 0 | 0 | 0 | 0 | 0 | 0 | 0 | 0 | 0 | 0 | 0 | 0 | 0 | 0 | 0 | 0 | 0 | 0 | 0 | 0 | 0
F3_Industrial_OR - Industrial_New_Space Heating_Natural Gas_Market | F3 | Industrial | Market | OR - Industrial | New | Space Heating | Natural Gas | Summer Peak Demand (MW) | 0 | 0 | 0 | 0 | 0 | 0 | 0 | 0 | 0 | 0 | 0 | 0 | 0 | 0 | 0 | 0 | 0 | 0 | 0 | 0 | 0 | 0 | 0 | 0 | 0 | 0 | 0
F4_Industrial_OR - Industrial_New_Space Heating_Natural Gas_Market | F4 | Industrial | Market | OR - Industrial | New | Space Heating | Natural Gas | Winter Peak Demand (MW) | 0 | 0 | 0 | 0 | 0 | 0 | 0 | 0 | 0 | 0 | 0 | 0 | 0 | 0 | 0 | 0 | 0 | 0 | 0 | 0 | 0 | 0 | 0 | 0 | 0 | 0 | 0
F1_Industrial_OR - Industrial_New_Process_Natural Gas_Market | F1 | Industrial | Market | OR - Industrial | New | Process | Natural Gas | Units | 0 | 0 | 0 | 0 | 0 | 0 | 0 | 0 | 0 | 0 | 0 | 0 | 0 | 0 | 0 | 0 | 0 | 0 | 0 | 0 | 0 | 0 | 0 | 0 | 0 | 0 | 0
F2_Industrial_OR - Industrial_New_Process_Natural Gas_Market | F2 | Industrial | Market | OR - Industrial | New | Process | Natural Gas | Usage (GWh) | 0 | 0 | 0 | 0 | 0 | 0 | 0 | 0 | 0 | 0 | 0 | 0 | 0 | 0 | 0 | 0 | 0 | 0 | 0 | 0 | 0 | 0 | 0 | 0 | 0 | 0 | 0
F3_Industrial_OR - Industrial_New_Process_Natural Gas_Market | F3 | Industrial | Market | OR - Industrial | New | Process | Natural Gas | Summer Peak Demand (MW) | 0 | 0 | 0 | 0 | 0 | 0 | 0 | 0 | 0 | 0 | 0 | 0 | 0 | 0 | 0 | 0 | 0 | 0 | 0 | 0 | 0 | 0 | 0 | 0 | 0 | 0 | 0
F4_Industrial_OR - Industrial_New_Process_Natural Gas_Market | F4 | Industrial | Market | OR - Industrial | New | Process | Natural Gas | Winter Peak Demand (MW) | 0 | 0 | 0 | 0 | 0 | 0 | 0 | 0 | 0 | 0 | 0 | 0 | 0 | 0 | 0 | 0 | 0 | 0 | 0 | 0 | 0 | 0 | 0 | 0 | 0 | 0 | 0
F1_Industrial_OR - Industrial_New_Miscellaneous_Natural Gas_Market | F1 | Industrial | Market | OR - Industrial | New | Miscellaneous | Natural Gas | Units | 0 | 0 | 0 | 0 | 0 | 0 | 0 | 0 | 0 | 0 | 0 | 0 | 0 | 0 | 0 | 0 | 0 | 0 | 0 | 0 | 0 | 0 | 0 | 0 | 0 | 0 | 0
F2_Industrial_OR - Industrial_New_Miscellaneous_Natural Gas_Market | F2 | Industrial | Market | OR - Industrial | New | Miscellaneous | Natural Gas | Usage (GWh) | 0 | 0 | 0 | 0 | 0 | 0 | 0 | 0 | 0 | 0 | 0 | 0 | 0 | 0 | 0 | 0 | 0 | 0 | 0 | 0 | 0 | 0 | 0 | 0 | 0 | 0 | 0
F3_Industrial_OR - Industrial_New_Miscellaneous_Natural Gas_Market | F3 | Industrial | Market | OR - Industrial | New | Miscellaneous | Natural Gas | Summer Peak Demand (MW) | 0 | 0 | 0 | 0 | 0 | 0 | 0 | 0 | 0 | 0 | 0 | 0 | 0 | 0 | 0 | 0 | 0 | 0 | 0 | 0 | 0 | 0 | 0 | 0 | 0 | 0 | 0
F4_Industrial_OR - Industrial_New_Miscellaneous_Natural Gas_Market | F4 | Industrial | Market | OR - Industrial | New | Miscellaneous | Natural Gas | Winter Peak Demand (MW) | 0 | 0 | 0 | 0 | 0 | 0 | 0 | 0 | 0 | 0 | 0 | 0 | 0 | 0 | 0 | 0 | 0 | 0 | 0 | 0 | 0 | 0 | 0 | 0 | 0 | 0 | 0
F1_Industrial_Interruptible - Industrial_Existing_Space Heating_Natural Gas_All | F1 | Industrial | All | Interruptible - Industrial | Existing | Space Heating | Natural Gas | Units | 1212.5073 | 1212.5073 | 1212.5073 | 1212.5073 | 1212.5073 | 1212.5073 | 1212.5073 | 1212.5073 | 1212.5073 | 1212.5073 | 1212.5073 | 1212.5073 | 1212.5073 | 1212.5073 | 1212.5073 | 1212.5073 | 1212.5073 | 1212.5073 | 1212.5073 | 1212.5073 | 1212.5073 | 1212.5073 | 1212.5073 | 1212.5073 | 1212.5073 | 1212.5073 | 1212.5073
F2_Industrial_Interruptible - Industrial_Existing_Space Heating_Natural Gas_All | F2 | Industrial | All | Interruptible - Industrial | Existing | Space Heating | Natural Gas | Usage (GWh) | 0.7913 | 0.8501 | 0.8456 | 0.84401 | 0.8423 | 0.8405 | 0.83861 | 0.83665 | 0.83464 | 0.83258 | 0.83049 | 0.82838 | 0.82625 | 0.82412 | 0.82199 | 0.81987 | 0.81776 | 0.81568 | 0.81363 | 0.81172 | 0.80994 | 0.80831 | 0.80681 | 0.80543 | 0.80416 | 0.803 | 0.80193
F3_Industrial_Interruptible - Industrial_Existing_Space Heating_Natural Gas_All | F3 | Industrial | All | Interruptible - Industrial | Existing | Space Heating | Natural Gas | Summer Peak Demand (MW) | 0 | 0 | 0 | 0 | 0 | 0 | 0 | 0 | 0 | 0 | 0 | 0 | 0 | 0 | 0 | 0 | 0 | 0 | 0 | 0 | 0 | 0 | 0 | 0 | 0 | 0 | 0
F4_Industrial_Interruptible - Industrial_Existing_Space Heating_Natural Gas_All | F4 | Industrial | All | Interruptible - Industrial | Existing | Space Heating | Natural Gas | Winter Peak Demand (MW) | 0 | 0 | 0 | 0 | 0 | 0 | 0 | 0 | 0 | 0 | 0 | 0 | 0 | 0 | 0 | 0 | 0 | 0 | 0 | 0 | 0 | 0 | 0 | 0 | 0 | 0 | 0
F1_Industrial_Interruptible - Industrial_Existing_Process_Natural Gas_All | F1 | Industrial | All | Interruptible - Industrial | Existing | Process | Natural Gas | Units | 4850.0291 | 4850.0291 | 4850.0291 | 4850.0291 | 4850.0291 | 4850.0291 | 4850.0291 | 4850.0291 | 4850.0291 | 4850.0291 | 4850.0291 | 4850.0291 | 4850.0291 | 4850.0291 | 4850.0291 | 4850.0291 | 4850.0291 | 4850.0291 | 4850.0291 | 4850.0291 | 4850.0291 | 4850.0291 | 4850.0291 | 4850.0291 | 4850.0291 | 4850.0291 | 4850.0291
F2_Industrial_Interruptible - Industrial_Existing_Process_Natural Gas_All | F2 | Industrial | All | Interruptible - Industrial | Existing | Process | Natural Gas | Usage (GWh) | 11.6121 | 11.6121 | 11.6121 | 11.6121 | 11.6121 | 11.6121 | 11.6121 | 11.6121 | 11.6121 | 11.6121 | 11.6121 | 11.6121 | 11.6121 | 11.6121 | 11.6121 | 11.6121 | 11.6121 | 11.6121 | 11.6121 | 11.6121 | 11.6121 | 11.6121 | 11.6121 | 11.6121 | 11.6121 | 11.6121 | 11.6121
F3_Industrial_Interruptible - Industrial_Existing_Process_Natural Gas_All | F3 | Industrial | All | Interruptible - Industrial | Existing | Process | Natural Gas | Summer Peak Demand (MW) | 0 | 0 | 0 | 0 | 0 | 0 | 0 | 0 | 0 | 0 | 0 | 0 | 0 | 0 | 0 | 0 | 0 | 0 | 0 | 0 | 0 | 0 | 0 | 0 | 0 | 0 | 0
F4_Industrial_Interruptible - Industrial_Existing_Process_Natural Gas_All | F4 | Industrial | All | Interruptible - Industrial | Existing | Process | Natural Gas | Winter Peak Demand (MW) | 0 | 0 | 0 | 0 | 0 | 0 | 0 | 0 | 0 | 0 | 0 | 0 | 0 | 0 | 0 | 0 | 0 | 0 | 0 | 0 | 0 | 0 | 0 | 0 | 0 | 0 | 0
F1_Industrial_Interruptible - Industrial_Existing_Miscellaneous_Natural Gas_All | F1 | Industrial | All | Interruptible - Industrial | Existing | Miscellaneous | Natural Gas | Units | 1212.5073 | 1212.5073 | 1212.5073 | 1212.5073 | 1212.5073 | 1212.5073 | 1212.5073 | 1212.5073 | 1212.5073 | 1212.5073 | 1212.5073 | 1212.5073 | 1212.5073 | 1212.5073 | 1212.5073 | 1212.5073 | 1212.5073 | 1212.5073 | 1212.5073 | 1212.5073 | 1212.5073 | 1212.5073 | 1212.5073 | 1212.5073 | 1212.5073 | 1212.5073 | 1212.5073
F2_Industrial_Interruptible - Industrial_Existing_Miscellaneous_Natural Gas_All | F2 | Industrial | All | Interruptible - Industrial | Existing | Miscellaneous | Natural Gas | Usage (GWh) | 0.63389 | 0.63389 | 0.63389 | 0.63389 | 0.63389 | 0.63389 | 0.63389 | 0.63389 | 0.63389 | 0.63389 | 0.63389 | 0.63389 | 0.63389 | 0.63389 | 0.63389 | 0.63389 | 0.63389 | 0.63389 | 0.63389 | 0.63389 | 0.63389 | 0.63389 | 0.63389 | 0.63389 | 0.63389 | 0.63389 | 0.63389
F3_Industrial_Interruptible - Industrial_Existing_Miscellaneous_Natural Gas_All | F3 | Industrial | All | Interruptible - Industrial | Existing | Miscellaneous | Natural Gas | Summer Peak Demand (MW) | 0 | 0 | 0 | 0 | 0 | 0 | 0 | 0 | 0 | 0 | 0 | 0 | 0 | 0 | 0 | 0 | 0 | 0 | 0 | 0 | 0 | 0 | 0 | 0 | 0 | 0 | 0
F4_Industrial_Interruptible - Industrial_Existing_Miscellaneous_Natural Gas_All | F4 | Industrial | All | Interruptible - Industrial | Existing | Miscellaneous | Natural Gas | Winter Peak Demand (MW) | 0 | 0 | 0 | 0 | 0 | 0 | 0 | 0 | 0 | 0 | 0 | 0 | 0 | 0 | 0 | 0 | 0 | 0 | 0 | 0 | 0 | 0 | 0 | 0 | 0 | 0 | 0
F1_Industrial_Interruptible - Industrial_Existing_Space Heating_Natural Gas_Market | F1 | Industrial | Market | Interruptible - Industrial | Existing | Space Heating | Natural Gas | Units | 1212.5073 | 1212.5073 | 1212.5073 | 1212.5073 | 1212.5073 | 1212.5073 | 1212.5073 | 1212.5073 | 1212.5073 | 1212.5073 | 1212.5073 | 1212.5073 | 1212.5073 | 1212.5073 | 1212.5073 | 1212.5073 | 1212.5073 | 1212.5073 | 1212.5073 | 1212.5073 | 1212.5073 | 1212.5073 | 1212.5073 | 1212.5073 | 1212.5073 | 1212.5073 | 1212.5073
F2_Industrial_Interruptible - Industrial_Existing_Space Heating_Natural Gas_Market | F2 | Industrial | Market | Interruptible - Industrial | Existing | Space Heating | Natural Gas | Usage (GWh) | 0.7913 | 0.8501 | 0.8456 | 0.84401 | 0.8423 | 0.8405 | 0.83861 | 0.83665 | 0.83464 | 0.83258 | 0.83049 | 0.82838 | 0.82625 | 0.82412 | 0.82199 | 0.81987 | 0.81776 | 0.81568 | 0.81363 | 0.81172 | 0.80994 | 0.80831 | 0.80681 | 0.80543 | 0.80416 | 0.803 | 0.80193
F3_Industrial_Interruptible - Industrial_Existing_Space Heating_Natural Gas_Market | F3 | Industrial | Market | Interruptible - Industrial | Existing | Space Heating | Natural Gas | Summer Peak Demand (MW) | 0 | 0 | 0 | 0 | 0 | 0 | 0 | 0 | 0 | 0 | 0 | 0 | 0 | 0 | 0 | 0 | 0 | 0 | 0 | 0 | 0 | 0 | 0 | 0 | 0 | 0 | 0
F4_Industrial_Interruptible - Industrial_Existing_Space Heating_Natural Gas_Market | F4 | Industrial | Market | Interruptible - Industrial | Existing | Space Heating | Natural Gas | Winter Peak Demand (MW) | 0 | 0 | 0 | 0 | 0 | 0 | 0 | 0 | 0 | 0 | 0 | 0 | 0 | 0 | 0 | 0 | 0 | 0 | 0 | 0 | 0 | 0 | 0 | 0 | 0 | 0 | 0
F1_Industrial_Interruptible - Industrial_Existing_Process_Natural Gas_Market | F1 | Industrial | Market | Interruptible - Industrial | Existing | Process | Natural Gas | Units | 1212.5073 | 1212.5073 | 1212.5073 | 1212.5073 | 1212.5073 | 1212.5073 | 1212.5073 | 1212.5073 | 1212.5073 | 1212.5073 | 1212.5073 | 1212.5073 | 1212.5073 | 1212.5073 | 1212.5073 | 1212.5073 | 1212.5073 | 1212.5073 | 1212.5073 | 1212.5073 | 1212.5073 | 1212.5073 | 1212.5073 | 1212.5073 | 1212.5073 | 1212.5073 | 1212.5073
F2_Industrial_Interruptible - Industrial_Existing_Process_Natural Gas_Market | F2 | Industrial | Market | Interruptible - Industrial | Existing | Process | Natural Gas | Usage (GWh) | 11.6121 | 11.6121 | 11.6121 | 11.6121 | 11.6121 | 11.6121 | 11.6121 | 11.6121 | 11.6121 | 11.6121 | 11.6121 | 11.6121 | 11.6121 | 11.6121 | 11.6121 | 11.6121 | 11.6121 | 11.6121 | 11.6121 | 11.6121 | 11.6121 | 11.6121 | 11.6121 | 11.6121 | 11.6121 | 11.6121 | 11.6121
F3_Industrial_Interruptible - Industrial_Existing_Process_Natural Gas_Market | F3 | Industrial | Market | Interruptible - Industrial | Existing | Process | Natural Gas | Summer Peak Demand (MW) | 0 | 0 | 0 | 0 | 0 | 0 | 0 | 0 | 0 | 0 | 0 | 0 | 0 | 0 | 0 | 0 | 0 | 0 | 0 | 0 | 0 | 0 | 0 | 0 | 0 | 0 | 0
F4_Industrial_Interruptible - Industrial_Existing_Process_Natural Gas_Market | F4 | Industrial | Market | Interruptible - Industrial | Existing | Process | Natural Gas | Winter Peak Demand (MW) | 0 | 0 | 0 | 0 | 0 | 0 | 0 | 0 | 0 | 0 | 0 | 0 | 0 | 0 | 0 | 0 | 0 | 0 | 0 | 0 | 0 | 0 | 0 | 0 | 0 | 0 | 0
F1_Industrial_Interruptible - Industrial_Existing_Miscellaneous_Natural Gas_Market | F1 | Industrial | Market | Interruptible - Industrial | Existing | Miscellaneous | Natural Gas | Units | 1212.5073 | 1212.5073 | 1212.5073 | 1212.5073 | 1212.5073 | 1212.5073 | 1212.5073 | 1212.5073 | 1212.5073 | 1212.5073 | 1212.5073 | 1212.5073 | 1212.5073 | 1212.5073 | 1212.5073 | 1212.5073 | 1212.5073 | 1212.5073 | 1212.5073 | 1212.5073 | 1212.5073 | 1212.5073 | 1212.5073 | 1212.5073 | 1212.5073 | 1212.5073 | 1212.5073
F2_Industrial_Interruptible - Industrial_Existing_Miscellaneous_Natural Gas_Market | F2 | Industrial | Market | Interruptible - Industrial | Existing | Miscellaneous | Natural Gas | Usage (GWh) | 0.63389 | 0.63389 | 0.63389 | 0.63389 | 0.63389 | 0.63389 | 0.63389 | 0.63389 | 0.63389 | 0.63389 | 0.63389 | 0.63389 | 0.63389 | 0.63389 | 0.63389 | 0.63389 | 0.63389 | 0.63389 | 0.63389 | 0.63389 | 0.63389 | 0.63389 | 0.63389 | 0.63389 | 0.63389 | 0.63389 | 0.63389
F3_Industrial_Interruptible - Industrial_Existing_Miscellaneous_Natural Gas_Market | F3 | Industrial | Market | Interruptible - Industrial | Existing | Miscellaneous | Natural Gas | Summer Peak Demand (MW) | 0 | 0 | 0 | 0 | 0 | 0 | 0 | 0 | 0 | 0 | 0 | 0 | 0 | 0 | 0 | 0 | 0 | 0 | 0 | 0 | 0 | 0 | 0 | 0 | 0 | 0 | 0
F4_Industrial_Interruptible - Industrial_Existing_Miscellaneous_Natural Gas_Market | F4 | Industrial | Market | Interruptible - Industrial | Existing | Miscellaneous | Natural Gas | Winter Peak Demand (MW) | 0 | 0 | 0 | 0 | 0 | 0 | 0 | 0 | 0 | 0 | 0 | 0 | 0 | 0 | 0 | 0 | 0 | 0 | 0 | 0 | 0 | 0 | 0 | 0 | 0 | 0 | 0
F1_Industrial_Interruptible - Industrial_New_Space Heating_Natural Gas_All | F1 | Industrial | All | Interruptible - Industrial | New | Space Heating | Natural Gas | Units | 0 | 0 | 0 | 0 | 0 | 0 | 0 | 0 | 0 | 0 | 0 | 0 | 0 | 0 | 0 | 0 | 0 | 0 | 0 | 0 | 0 | 0 | 0 | 0 | 0 | 0 | 0
F2_Industrial_Interruptible - Industrial_New_Space Heating_Natural Gas_All | F2 | Industrial | All | Interruptible - Industrial | New | Space Heating | Natural Gas | Usage (GWh) | 0 | 0 | 0 | 0 | 0 | 0 | 0 | 0 | 0 | 0 | 0 | 0 | 0 | 0 | 0 | 0 | 0 | 0 | 0 | 0 | 0 | 0 | 0 | 0 | 0 | 0 | 0
F3_Industrial_Interruptible - Industrial_New_Space Heating_Natural Gas_All | F3 | Industrial | All | Interruptible - Industrial | New | Space Heating | Natural Gas | Summer Peak Demand (MW) | 0 | 0 | 0 | 0 | 0 | 0 | 0 | 0 | 0 | 0 | 0 | 0 | 0 | 0 | 0 | 0 | 0 | 0 | 0 | 0 | 0 | 0 | 0 | 0 | 0 | 0 | 0
F4_Industrial_Interruptible - Industrial_New_Space Heating_Natural Gas_All | F4 | Industrial | All | Interruptible - Industrial | New | Space Heating | Natural Gas | Winter Peak Demand (MW) | 0 | 0 | 0 | 0 | 0 | 0 | 0 | 0 | 0 | 0 | 0 | 0 | 0 | 0 | 0 | 0 | 0 | 0 | 0 | 0 | 0 | 0 | 0 | 0 | 0 | 0 | 0
F1_Industrial_Interruptible - Industrial_New_Process_Natural Gas_All | F1 | Industrial | All | Interruptible - Industrial | New | Process | Natural Gas | Units | 0 | 0 | 0 | 0 | 0 | 0 | 0 | 0 | 0 | 0 | 0 | 0 | 0 | 0 | 0 | 0 | 0 | 0 | 0 | 0 | 0 | 0 | 0 | 0 | 0 | 0 | 0
F2_Industrial_Interruptible - Industrial_New_Process_Natural Gas_All | F2 | Industrial | All | Interruptible - Industrial | New | Process | Natural Gas | Usage (GWh) | 0 | 0 | 0 | 0 | 0 | 0 | 0 | 0 | 0 | 0 | 0 | 0 | 0 | 0 | 0 | 0 | 0 | 0 | 0 | 0 | 0 | 0 | 0 | 0 | 0 | 0 | 0
F3_Industrial_Interruptible - Industrial_New_Process_Natural Gas_All | F3 | Industrial | All | Interruptible - Industrial | New | Process | Natural Gas | Summer Peak Demand (MW) | 0 | 0 | 0 | 0 | 0 | 0 | 0 | 0 | 0 | 0 | 0 | 0 | 0 | 0 | 0 | 0 | 0 | 0 | 0 | 0 | 0 | 0 | 0 | 0 | 0 | 0 | 0
F4_Industrial_Interruptible - Industrial_New_Process_Natural Gas_All | F4 | Industrial | All | Interruptible - Industrial | New | Process | Natural Gas | Winter Peak Demand (MW) | 0 | 0 | 0 | 0 | 0 | 0 | 0 | 0 | 0 | 0 | 0 | 0 | 0 | 0 | 0 | 0 | 0 | 0 | 0 | 0 | 0 | 0 | 0 | 0 | 0 | 0 | 0
F1_Industrial_Interruptible - Industrial_New_Miscellaneous_Natural Gas_All | F1 | Industrial | All | Interruptible - Industrial | New | Miscellaneous | Natural Gas | Units | 0 | 0 | 0 | 0 | 0 | 0 | 0 | 0 | 0 | 0 | 0 | 0 | 0 | 0 | 0 | 0 | 0 | 0 | 0 | 0 | 0 | 0 | 0 | 0 | 0 | 0 | 0
F2_Industrial_Interruptible - Industrial_New_Miscellaneous_Natural Gas_All | F2 | Industrial | All | Interruptible - Industrial | New | Miscellaneous | Natural Gas | Usage (GWh) | 0 | 0 | 0 | 0 | 0 | 0 | 0 | 0 | 0 | 0 | 0 | 0 | 0 | 0 | 0 | 0 | 0 | 0 | 0 | 0 | 0 | 0 | 0 | 0 | 0 | 0 | 0
F3_Industrial_Interruptible - Industrial_New_Miscellaneous_Natural Gas_All | F3 | Industrial | All | Interruptible - Industrial | New | Miscellaneous | Natural Gas | Summer Peak Demand (MW) | 0 | 0 | 0 | 0 | 0 | 0 | 0 | 0 | 0 | 0 | 0 | 0 | 0 | 0 | 0 | 0 | 0 | 0 | 0 | 0 | 0 | 0 | 0 | 0 | 0 | 0 | 0
F4_Industrial_Interruptible - Industrial_New_Miscellaneous_Natural Gas_All | F4 | Industrial | All | Interruptible - Industrial | New | Miscellaneous | Natural Gas | Winter Peak Demand (MW) | 0 | 0 | 0 | 0 | 0 | 0 | 0 | 0 | 0 | 0 | 0 | 0 | 0 | 0 | 0 | 0 | 0 | 0 | 0 | 0 | 0 | 0 | 0 | 0 | 0 | 0 | 0
F1_Industrial_Interruptible - Industrial_New_Space Heating_Natural Gas_Market | F1 | Industrial | Market | Interruptible - Industrial | New | Space Heating | Natural Gas | Units | 0 | 0 | 0 | 0 | 0 | 0 | 0 | 0 | 0 | 0 | 0 | 0 | 0 | 0 | 0 | 0 | 0 | 0 | 0 | 0 | 0 | 0 | 0 | 0 | 0 | 0 | 0
F2_Industrial_Interruptible - Industrial_New_Space Heating_Natural Gas_Market | F2 | Industrial | Market | Interruptible - Industrial | New | Space Heating | Natural Gas | Usage (GWh) | 0 | 0 | 0 | 0 | 0 | 0 | 0 | 0 | 0 | 0 | 0 | 0 | 0 | 0 | 0 | 0 | 0 | 0 | 0 | 0 | 0 | 0 | 0 | 0 | 0 | 0 | 0
F3_Industrial_Interruptible - Industrial_New_Space Heating_Natural Gas_Market | F3 | Industrial | Market | Interruptible - Industrial | New | Space Heating | Natural Gas | Summer Peak Demand (MW) | 0 | 0 | 0 | 0 | 0 | 0 | 0 | 0 | 0 | 0 | 0 | 0 | 0 | 0 | 0 | 0 | 0 | 0 | 0 | 0 | 0 | 0 | 0 | 0 | 0 | 0 | 0
F4_Industrial_Interruptible - Industrial_New_Space Heating_Natural Gas_Market | F4 | Industrial | Market | Interruptible - Industrial | New | Space Heating | Natural Gas | Winter Peak Demand (MW) | 0 | 0 | 0 | 0 | 0 | 0 | 0 | 0 | 0 | 0 | 0 | 0 | 0 | 0 | 0 | 0 | 0 | 0 | 0 | 0 | 0 | 0 | 0 | 0 | 0 | 0 | 0
F1_Industrial_Interruptible - Industrial_New_Process_Natural Gas_Market | F1 | Industrial | Market | Interruptible - Industrial | New | Process | Natural Gas | Units | 0 | 0 | 0 | 0 | 0 | 0 | 0 | 0 | 0 | 0 | 0 | 0 | 0 | 0 | 0 | 0 | 0 | 0 | 0 | 0 | 0 | 0 | 0 | 0 | 0 | 0 | 0
F2_Industrial_Interruptible - Industrial_New_Process_Natural Gas_Market | F2 | Industrial | Market | Interruptible - Industrial | New | Process | Natural Gas | Usage (GWh) | 0 | 0 | 0 | 0 | 0 | 0 | 0 | 0 | 0 | 0 | 0 | 0 | 0 | 0 | 0 | 0 | 0 | 0 | 0 | 0 | 0 | 0 | 0 | 0 | 0 | 0 | 0
F3_Industrial_Interruptible - Industrial_New_Process_Natural Gas_Market | F3 | Industrial | Market | Interruptible - Industrial | New | Process | Natural Gas | Summer Peak Demand (MW) | 0 | 0 | 0 | 0 | 0 | 0 | 0 | 0 | 0 | 0 | 0 | 0 | 0 | 0 | 0 | 0 | 0 | 0 | 0 | 0 | 0 | 0 | 0 | 0 | 0 | 0 | 0
F4_Industrial_Interruptible - Industrial_New_Process_Natural Gas_Market | F4 | Industrial | Market | Interruptible - Industrial | New | Process | Natural Gas | Winter Peak Demand (MW) | 0 | 0 | 0 | 0 | 0 | 0 | 0 | 0 | 0 | 0 | 0 | 0 | 0 | 0 | 0 | 0 | 0 | 0 | 0 | 0 | 0 | 0 | 0 | 0 | 0 | 0 | 0
F1_Industrial_Interruptible - Industrial_New_Miscellaneous_Natural Gas_Market | F1 | Industrial | Market | Interruptible - Industrial | New | Miscellaneous | Natural Gas | Units | 0 | 0 | 0 | 0 | 0 | 0 | 0 | 0 | 0 | 0 | 0 | 0 | 0 | 0 | 0 | 0 | 0 | 0 | 0 | 0 | 0 | 0 | 0 | 0 | 0 | 0 | 0
F2_Industrial_Interruptible - Industrial_New_Miscellaneous_Natural Gas_Market | F2 | Industrial | Market | Interruptible - Industrial | New | Miscellaneous | Natural Gas | Usage (GWh) | 0 | 0 | 0 | 0 | 0 | 0 | 0 | 0 | 0 | 0 | 0 | 0 | 0 | 0 | 0 | 0 | 0 | 0 | 0 | 0 | 0 | 0 | 0 | 0 | 0 | 0 | 0
F3_Industrial_Interruptible - Industrial_New_Miscellaneous_Natural Gas_Market | F3 | Industrial | Market | Interruptible - Industrial | New | Miscellaneous | Natural Gas | Summer Peak Demand (MW) | 0 | 0 | 0 | 0 | 0 | 0 | 0 | 0 | 0 | 0 | 0 | 0 | 0 | 0 | 0 | 0 | 0 | 0 | 0 | 0 | 0 | 0 | 0 | 0 | 0 | 0 | 0
F4_Industrial_Interruptible - Industrial_New_Miscellaneous_Natural Gas_Market | F4 | Industrial | Market | Interruptible - Industrial | New | Miscellaneous | Natural Gas | Winter Peak Demand (MW) | 0 | 0 | 0 | 0 | 0 | 0 | 0 | 0 | 0 | 0 | 0 | 0 | 0 | 0 | 0 | 0 | 0 | 0 | 0 | 0 | 0 | 0 | 0 | 0 | 0 | 0 | 0

## Raw Equipment Results (hidden)
Key | Field | Sector | Segment | Vintage | End Use | Fuel | Technology | Case | Label | 2013 | 2014 | 2015 | 2016 | 2017 | 2018 | 2019 | 2020 | 2021 | 2022 | 2023 | 2024 | 2025 | 2026 | 2027 | 2028 | 2029 | 2030 | 2031 | 2032 | 2033 | 2034 | 2035 | 2036 | 2037 | 2038 | 2039 | 2040
[10 empty] | 5345.0347 | 5482.6426 | 5623.7933 | 5768.5779 | 5917.0899 | 6069.4254 | 6225.6828 | 6385.9631 | 6550.3697 | 6719.009 | 6891.9899 | 7069.4243 | 7251.4266 | 7438.1146 | 7629.6089 | 7826.0333 | 8027.5145 | 8234.1829 | 8446.172 | 8663.6188 | 8886.6637 | 9115.4509 | 9350.1282 | 9590.8473 | 9837.7637 | 10091.037 | 10350.8308 | 10617.313
[10 empty] | 25.0977 | 25.4622 | 25.9035 | 26.3679 | 26.857 | 27.262 | 27.6926 | 28.1502 | 28.6361 | 29.1459 | 29.6825 | 30.2437 | 30.8336 | 31.4558 | 32.1107 | 32.7888 | 33.4897 | 34.2133 | 34.9753 | 35.7739 | 36.6076 | 37.4621 | 38.3346 | 39.2428 | 40.1856 | 41.1947 | 42.2333 | 43.3019
[10 empty] | 5.8302 | 5.9149 | 6.0174 | 6.1253 | 6.2389 | 6.333 | 6.4331 | 6.5394 | 6.6522 | 6.7707 | 6.8953 | 7.0257 | 7.1627 | 7.3073 | 7.4594 | 7.6169 | 7.7797 | 7.9478 | 8.1248 | 8.3104 | 8.504 | 8.7025 | 8.9052 | 9.1162 | 9.3352 | 9.5696 | 9.8109 | 10.0591
[10 empty] | 5.8302 | 5.9149 | 6.0174 | 6.1253 | 6.2389 | 6.333 | 6.4331 | 6.5394 | 6.6522 | 6.7707 | 6.8953 | 7.0257 | 7.1627 | 7.3073 | 7.4594 | 7.6169 | 7.7797 | 7.9478 | 8.1248 | 8.3104 | 8.504 | 8.7025 | 8.9052 | 9.1162 | 9.3352 | 9.5696 | 9.8109 | 10.0591
[10 empty] | 0 | 345.2994 | 354.686 | 363.329 | 371.7453 | 379.5877 | 386.9544 | 393.9299 | 400.5873 | 421.274 | 439.7191 | 474.3741 | 504.8293 | 531.7039 | 536.5507 | 542.8564 | 550.3272 | 558.7856 | 568.0307 | 577.9044 | 588.2844 | 699.6818 | 701.2181 | 705.9464 | 715.9026 | 729.6648 | 746.2334 | 762.1129
[10 empty] | 4191.3515 | 4199.1457 | 4360.1143 | 4360.1143 | 4360.1143 | 4069.44 | 4069.44 | 4069.44 | 4069.44 | 4069.44 | 4069.44 | 4069.44 | 4069.44 | 4069.44 | 4069.44 | 4069.44 | 4069.44 | 4069.44 | 4069.44 | 4069.44 | 4069.44 | 4069.44 | 4069.44 | 4069.44 | 4069.44 | 4069.44 | 4069.44 | 4069.44
[10 empty] | 0.97366 | 0.97547 | 1.0129 | 1.0129 | 1.0129 | 0.94534 | 0.94534 | 0.94534 | 0.94534 | 0.94534 | 0.94534 | 0.94534 | 0.94534 | 0.94534 | 0.94534 | 0.94534 | 0.94534 | 0.94534 | 0.94534 | 0.94534 | 0.94534 | 0.94534 | 0.94534 | 0.94534 | 0.94534 | 0.94534 | 0.94534 | 0.94534
[10 empty] | 0.97366 | 0.97547 | 1.0129 | 1.0129 | 1.0129 | 0.94534 | 0.94534 | 0.94534 | 0.94534 | 0.94534 | 0.94534 | 0.94534 | 0.94534 | 0.94534 | 0.94534 | 0.94534 | 0.94534 | 0.94534 | 0.94534 | 0.94534 | 0.94534 | 0.94534 | 0.94534 | 0.94534 | 0.94534 | 0.94534 | 0.94534 | 0.94534
[10 empty] | 18074.695 | 18045.7754 | 18016.9022 | 17988.0752 | 17959.2942 | 17930.5594 | 17901.8705 | 17873.2275 | 17844.6303 | 17816.0789 | 17787.5732 | 17759.1131 | 17730.6985 | 17702.3294 | 17674.0056 | 17645.7272 | 17617.4941 | 17589.3061 | 17561.1632 | 17533.0653 | 17505.0124 | 17477.0044 | 17449.0412 | 17421.1227 | 17393.2489 | 17365.4197 | 17337.6351 | 17309.8948
[10 empty] | 50.8745 | 48.4936 | 47.1049 | 46.1095 | 45.39 | 44.8522 | 44.4613 | 44.2034 | 44.0747 | 44.0725 | 44.1861 | 44.238 | 44.2488 | 44.3141 | 44.2521 | 44.1873 | 44.1205 | 44.0526 | 43.9838 | 43.9146 | 43.8451 | 43.7755 | 43.7058 | 43.6361 | 43.5664 | 43.4968 | 43.4273 | 43.3579
[10 empty] | 11.8183 | 11.2652 | 10.9426 | 10.7114 | 10.5442 | 10.4193 | 10.3285 | 10.2686 | 10.2387 | 10.2382 | 10.2646 | 10.2766 | 10.2791 | 10.2943 | 10.2799 | 10.2648 | 10.2493 | 10.2335 | 10.2176 | 10.2015 | 10.1854 | 10.1692 | 10.153 | 10.1368 | 10.1206 | 10.1044 | 10.0883 | 10.0722
[10 empty] | 11.8183 | 11.2652 | 10.9426 | 10.7114 | 10.5442 | 10.4193 | 10.3285 | 10.2686 | 10.2387 | 10.2382 | 10.2646 | 10.2766 | 10.2791 | 10.2943 | 10.2799 | 10.2648 | 10.2493 | 10.2335 | 10.2176 | 10.2015 | 10.1854 | 10.1692 | 10.153 | 10.1368 | 10.1206 | 10.1044 | 10.0883 | 10.0722
[10 empty] | 0 | 2557.1648 | 1925.5408 | 1504.7743 | 1224.3551 | 1224.7048 | 1224.2819 | 1462.5393 | 1620.0872 | 1723.9164 | 1987.6309 | 1955.6304 | 1796.0822 | 2093.2568 | 1674.0677 | 1435.5788 | 1382.1882 | 1452.734 | 1533.6543 | 1720.4112 | 1818.637 | 1821.2341 | 1951.6169 | 1843.4499 | 1668.3701 | 1622.7452 | 1476.8373 | 1441.1931
[10 empty] | 2339.186 | 2339.7702 | 2504.8073 | 2504.8073 | 2504.8073 | 2504.8073 | 2504.8073 | 2504.8073 | 2504.8073 | 2504.8073 | 2504.8073 | 2504.8073 | 2504.8073 | 2504.8073 | 2504.8073 | 2504.8073 | 2504.8073 | 2504.8073 | 2504.8073 | 2504.8073 | 2504.8073 | 2504.8073 | 2504.8073 | 2504.8073 | 2504.8073 | 2504.8073 | 2504.8073 | 2504.8073
[10 empty] | 0.5434 | 0.54354 | 0.58187 | 0.58187 | 0.58187 | 0.58187 | 0.58187 | 0.58187 | 0.58187 | 0.58187 | 0.58187 | 0.58187 | 0.58187 | 0.58187 | 0.58187 | 0.58187 | 0.58187 | 0.58187 | 0.58187 | 0.58187 | 0.58187 | 0.58187 | 0.58187 | 0.58187 | 0.58187 | 0.58187 | 0.58187 | 0.58187
[10 empty] | 0.5434 | 0.54354 | 0.58187 | 0.58187 | 0.58187 | 0.58187 | 0.58187 | 0.58187 | 0.58187 | 0.58187 | 0.58187 | 0.58187 | 0.58187 | 0.58187 | 0.58187 | 0.58187 | 0.58187 | 0.58187 | 0.58187 | 0.58187 | 0.58187 | 0.58187 | 0.58187 | 0.58187 | 0.58187 | 0.58187 | 0.58187 | 0.58187
[10 empty] | 29119.3007 | 29591.6009 | 30071.5615 | 30559.3069 | 31054.9633 | 31558.6589 | 32070.5243 | 32590.6918 | 33119.2962 | 33656.4743 | 34202.3651 | 34757.11 | 35320.8526 | 35893.7388 | 36475.9169 | 37067.5377 | 37668.7542 | 38279.7222 | 38900.5997 | 39531.5476 | 40172.7291 | 40824.3103 | 41486.4598 | 42159.349 | 42843.1521 | 43538.0462 | 44244.2111 | 44961.8296
[10 empty] | 99.3783 | 100.6612 | 103.1733 | 105.7282 | 108.3275 | 110.9725 | 113.6646 | 116.4049 | 119.1945 | 122.0344 | 124.9256 | 127.8689 | 130.8652 | 133.9154 | 137.055 | 140.1074 | 143.0907 | 146.0209 | 148.9115 | 151.7745 | 154.6199 | 157.8028 | 160.5891 | 163.3882 | 166.205 | 169.0436 | 171.9078 | 174.801
[10 empty] | 23.0859 | 23.3839 | 23.9675 | 24.561 | 25.1648 | 25.7793 | 26.4046 | 27.0412 | 27.6892 | 28.349 | 29.0206 | 29.7043 | 30.4004 | 31.109 | 31.8383 | 32.5474 | 33.2404 | 33.9211 | 34.5926 | 35.2577 | 35.9187 | 36.6581 | 37.3053 | 37.9556 | 38.6099 | 39.2693 | 39.9347 | 40.6068
[10 empty] | 23.0859 | 23.3839 | 23.9675 | 24.561 | 25.1648 | 25.7793 | 26.4046 | 27.0412 | 27.6892 | 28.349 | 29.0206 | 29.7043 | 30.4004 | 31.109 | 31.8383 | 32.5474 | 33.2404 | 33.9211 | 34.5926 | 35.2577 | 35.9187 | 36.6581 | 37.3053 | 37.9556 | 38.6099 | 39.2693 | 39.9347 | 40.6068
[10 empty] | 0 | 2004.895 | 2012.5554 | 2020.3402 | 2028.2511 | 2036.2904 | 2044.4601 | 2052.7623 | 2061.1992 | 2069.7729 | 2078.4856 | 2087.3397 | 2096.3374 | 2105.481 | 2182.2444 | 2250.614 | 2311.8308 | 2366.9589 | 2416.9113 | 2462.4711 | 2504.3103 | 3127.1462 | 3081.9761 | 3046.221 | 3018.5838 | 2997.9537 | 2983.3793 | 2983.6847
[10 empty] | 3296.894 | 3307.7529 | 3900.3429 | 3900.3429 | 3900.3429 | 3900.3429 | 3900.3429 | 3900.3429 | 3900.3429 | 3900.3429 | 3900.3429 | 3900.3429 | 3900.3429 | 3900.3429 | 3900.3429 | 3900.3429 | 3900.3429 | 3900.3429 | 3900.3429 | 3900.3429 | 3900.3429 | 3900.3429 | 3900.3429 | 3900.3429 | 3900.3429 | 3900.3429 | 3900.3429 | 3900.3429
[10 empty] | 0.76588 | 0.7684 | 0.90606 | 0.90606 | 0.90606 | 0.90606 | 0.90606 | 0.90606 | 0.90606 | 0.90606 | 0.90606 | 0.90606 | 0.90606 | 0.90606 | 0.90606 | 0.90606 | 0.90606 | 0.90606 | 0.90606 | 0.90606 | 0.90606 | 0.90606 | 0.90606 | 0.90606 | 0.90606 | 0.90606 | 0.90606 | 0.90606
[10 empty] | 0.76588 | 0.7684 | 0.90606 | 0.90606 | 0.90606 | 0.90606 | 0.90606 | 0.90606 | 0.90606 | 0.90606 | 0.90606 | 0.90606 | 0.90606 | 0.90606 | 0.90606 | 0.90606 | 0.90606 | 0.90606 | 0.90606 | 0.90606 | 0.90606 | 0.90606 | 0.90606 | 0.90606 | 0.90606 | 0.90606 | 0.90606 | 0.90606
[10 empty] | 2777.3088 | 2772.8651 | 2768.4285 | 2763.999 | 2759.5766 | 2755.1613 | 2750.753 | 2746.3518 | 2741.9577 | 2737.5705 | 2733.1904 | 2728.8173 | 2724.4512 | 2720.0921 | 2715.7399 | 2711.3948 | 2707.0565 | 2702.7252 | 2698.4009 | 2694.0834 | 2689.7729 | 2685.4693 | 2681.1725 | 2676.8826 | 2672.5996 | 2668.3235 | 2664.0542 | 2659.7917
[10 empty] | 1.2422 | 1.2336 | 1.2252 | 1.2171 | 1.2092 | 1.2016 | 1.1943 | 1.1872 | 1.1804 | 1.1738 | 1.1676 | 1.1616 | 1.156 | 1.1507 | 1.1456 | 1.1408 | 1.1363 | 1.1319 | 1.1278 | 1.1239 | 1.1201 | 1.1165 | 1.1131 | 1.1097 | 1.1065 | 1.1035 | 1.1005 | 1.0976
[10 empty] | 0 | 0 | 0 | 0 | 0 | 0 | 0 | 0 | 0 | 0 | 0 | 0 | 0 | 0 | 0 | 0 | 0 | 0 | 0 | 0 | 0 | 0 | 0 | 0 | 0 | 0 | 0 | 0
[10 empty] | 0 | 0 | 0 | 0 | 0 | 0 | 0 | 0 | 0 | 0 | 0 | 0 | 0 | 0 | 0 | 0 | 0 | 0 | 0 | 0 | 0 | 0 | 0 | 0 | 0 | 0 | 0 | 0
[10 empty] | 0 | 110.9146 | 110.7371 | 110.56 | 110.3831 | 110.2065 | 110.0301 | 109.8541 | 109.6783 | 109.5028 | 109.3276 | 109.1527 | 108.978 | 108.8037 | 108.6296 | 108.4558 | 108.2823 | 108.109 | 107.936 | 107.7633 | 107.5909 | 107.4188 | 107.2469 | 107.0753 | 106.904 | 106.7329 | 106.5622 | 141.0844
[10 empty] | 407.6562 | 407.6562 | 407.6562 | 407.6562 | 407.6562 | 407.6562 | 407.6562 | 407.6562 | 407.6562 | 407.6562 | 407.6562 | 407.6562 | 407.6562 | 407.6562 | 407.6562 | 407.6562 | 407.6562 | 407.6562 | 407.6562 | 407.6562 | 407.6562 | 407.6562 | 407.6562 | 407.6562 | 407.6562 | 407.6562 | 407.6562 | 407.6562
[10 empty] | 0 | 0 | 0 | 0 | 0 | 0 | 0 | 0 | 0 | 0 | 0 | 0 | 0 | 0 | 0 | 0 | 0 | 0 | 0 | 0 | 0 | 0 | 0 | 0 | 0 | 0 | 0 | 0
[10 empty] | 0 | 0 | 0 | 0 | 0 | 0 | 0 | 0 | 0 | 0 | 0 | 0 | 0 | 0 | 0 | 0 | 0 | 0 | 0 | 0 | 0 | 0 | 0 | 0 | 0 | 0 | 0 | 0
[10 empty] | 52076.3602 | 51993.038 | 51909.8492 | 51826.7934 | 51743.8705 | 51661.0803 | 51578.4226 | 51495.8971 | 51413.5037 | 51331.2421 | 51249.1121 | 51167.1135 | 51085.2462 | 51003.5098 | 50921.9041 | 50840.4291 | 50759.0844 | 50677.8699 | 50596.7853 | 50515.8304 | 50435.0051 | 50354.3091 | 50273.7422 | 50193.3042 | 50112.9949 | 50032.8141 | 49952.7616 | 49872.8372
[10 empty] | 99.0873 | 98.7726 | 99.1629 | 99.5753 | 100.0076 | 100.4586 | 100.9273 | 101.4128 | 101.9144 | 102.421 | 102.933 | 103.4841 | 104.0713 | 104.6918 | 105.1713 | 105.5126 | 105.8546 | 106.1351 | 106.3615 | 106.5404 | 106.6775 | 106.7776 | 106.8463 | 106.7478 | 106.6018 | 106.7839 | 106.7519 | 106.7072
[10 empty] | 18.6101 | 18.551 | 18.6243 | 18.7018 | 18.783 | 18.8677 | 18.9557 | 19.0469 | 19.1411 | 19.2362 | 19.3324 | 19.4359 | 19.5462 | 19.6627 | 19.7528 | 19.8169 | 19.8811 | 19.9338 | 19.9763 | 20.0099 | 20.0357 | 20.0545 | 20.0674 | 20.0489 | 20.0215 | 20.0556 | 20.0496 | 20.0412
[10 empty] | 18.6101 | 18.551 | 18.6243 | 18.7018 | 18.783 | 18.8677 | 18.9557 | 19.0469 | 19.1411 | 19.2362 | 19.3324 | 19.4359 | 19.5462 | 19.6627 | 19.7528 | 19.8169 | 19.8811 | 19.9338 | 19.9763 | 20.0099 | 20.0357 | 20.0545 | 20.0674 | 20.0489 | 20.0215 | 20.0556 | 20.0496 | 20.0412
[10 empty] | 0 | 2067.7888 | 2133.6678 | 2191.6555 | 2239.6883 | 2281.8443 | 2318.7857 | 2351.1 | 2379.3086 | 2370.7405 | 2362.7218 | 2459.5258 | 2544.8558 | 2620.0039 | 2481.2437 | 2398.6412 | 2399.4009 | 2371.2346 | 2351.0863 | 2337.4078 | 2328.9469 | 2324.6514 | 2320.5867 | 2743.0913 | 2811.8851 | 2972.4277 | 2842.6333 | 2807.9832
[10 empty] | 1860.1303 | 1860.1303 | 2189.1664 | 2189.1664 | 2189.1664 | 2189.1664 | 2189.1664 | 2189.1664 | 2189.1664 | 2189.1664 | 2189.1664 | 2189.1664 | 2189.1664 | 2189.1664 | 2189.1664 | 2189.1664 | 2189.1664 | 2189.1664 | 2189.1664 | 2189.1664 | 2189.1664 | 2189.1664 | 2189.1664 | 2189.1664 | 2189.1664 | 2189.1664 | 2189.1664 | 2189.1664
[10 empty] | 0.34936 | 0.34936 | 0.41116 | 0.41116 | 0.41116 | 0.41116 | 0.41116 | 0.41116 | 0.41116 | 0.41116 | 0.41116 | 0.41116 | 0.41116 | 0.41116 | 0.41116 | 0.41116 | 0.41116 | 0.41116 | 0.41116 | 0.41116 | 0.41116 | 0.41116 | 0.41116 | 0.41116 | 0.41116 | 0.41116 | 0.41116 | 0.41116
[10 empty] | 0.34936 | 0.34936 | 0.41116 | 0.41116 | 0.41116 | 0.41116 | 0.41116 | 0.41116 | 0.41116 | 0.41116 | 0.41116 | 0.41116 | 0.41116 | 0.41116 | 0.41116 | 0.41116 | 0.41116 | 0.41116 | 0.41116 | 0.41116 | 0.41116 | 0.41116 | 0.41116 | 0.41116 | 0.41116 | 0.41116 | 0.41116 | 0.41116
[10 empty] | 13207.3978 | 13186.266 | 13165.168 | 13144.1037 | 13123.0731 | 13102.0762 | 13081.1129 | 13060.1831 | 13039.2868 | 13018.424 | 12997.5945 | 12976.7983 | 12956.0354 | 12935.3058 | 12914.6093 | 12893.9459 | 12873.3156 | 12852.7183 | 12832.154 | 12811.6225 | 12791.1239 | 12770.6581 | 12750.2251 | 12729.8247 | 12709.457 | 12689.1219 | 12668.8193 | 12648.5492
[10 empty] | 26.2068 | 24.9111 | 23.7631 | 22.6792 | 21.6624 | 20.7141 | 19.8356 | 19.0276 | 18.2912 | 17.6302 | 17.0436 | 16.5267 | 16.083 | 15.7151 | 15.3889 | 15.0965 | 14.8488 | 14.6319 | 14.4417 | 14.2745 | 14.1271 | 13.9802 | 13.8468 | 13.7291 | 13.6243 | 13.5733 | 13.5053 | 13.4443
[10 empty] | 4.922 | 4.6787 | 4.4631 | 4.2595 | 4.0685 | 3.8904 | 3.7254 | 3.5737 | 3.4354 | 3.3112 | 3.201 | 3.104 | 3.0206 | 2.9515 | 2.8903 | 2.8354 | 2.7888 | 2.7481 | 2.7124 | 2.681 | 2.6533 | 2.6257 | 2.6006 | 2.5785 | 2.5589 | 2.5493 | 2.5365 | 2.525
[10 empty] | 4.922 | 4.6787 | 4.4631 | 4.2595 | 4.0685 | 3.8904 | 3.7254 | 3.5737 | 3.4354 | 3.3112 | 3.201 | 3.104 | 3.0206 | 2.9515 | 2.8903 | 2.8354 | 2.7888 | 2.7481 | 2.7124 | 2.681 | 2.6533 | 2.6257 | 2.6006 | 2.5785 | 2.5589 | 2.5493 | 2.5365 | 2.525
[10 empty] | 0 | 674.2598 | 674.3707 | 674.3098 | 673.1394 | 671.9841 | 670.8419 | 669.7113 | 668.5907 | 656.6747 | 646.3422 | 671.3859 | 692.6284 | 710.6183 | 673.1917 | 655.8129 | 663.6291 | 659.553 | 656.206 | 653.4344 | 651.1283 | 780.4175 | 788.3379 | 764.5144 | 746.756 | 796.0125 | 749.8775 | 736.1719
[10 empty] | 935.558 | 935.558 | 1062.7044 | 1062.7044 | 1062.7044 | 1062.7044 | 1062.7044 | 1062.7044 | 1062.7044 | 1062.7044 | 1062.7044 | 1062.7044 | 1062.7044 | 1062.7044 | 1062.7044 | 1062.7044 | 1062.7044 | 1062.7044 | 1062.7044 | 1062.7044 | 1062.7044 | 1062.7044 | 1062.7044 | 1062.7044 | 1062.7044 | 1062.7044 | 1062.7044 | 1062.7044
[10 empty] | 0.17571 | 0.17571 | 0.19959 | 0.19959 | 0.19959 | 0.19959 | 0.19959 | 0.19959 | 0.19959 | 0.19959 | 0.19959 | 0.19959 | 0.19959 | 0.19959 | 0.19959 | 0.19959 | 0.19959 | 0.19959 | 0.19959 | 0.19959 | 0.19959 | 0.19959 | 0.19959 | 0.19959 | 0.19959 | 0.19959 | 0.19959 | 0.19959
[10 empty] | 0.17571 | 0.17571 | 0.19959 | 0.19959 | 0.19959 | 0.19959 | 0.19959 | 0.19959 | 0.19959 | 0.19959 | 0.19959 | 0.19959 | 0.19959 | 0.19959 | 0.19959 | 0.19959 | 0.19959 | 0.19959 | 0.19959 | 0.19959 | 0.19959 | 0.19959 | 0.19959 | 0.19959 | 0.19959 | 0.19959 | 0.19959 | 0.19959
[10 empty] | 77801.7951 | 77677.3122 | 77553.0285 | 77428.9437 | 77305.0574 | 77181.3693 | 77057.8791 | 76934.5865 | 76811.4911 | 76688.5928 | 76565.891 | 76443.3856 | 76321.0762 | 76198.9625 | 76077.0441 | 75955.3208 | 75833.7923 | 75712.4583 | 75591.3183 | 75470.3722 | 75349.6196 | 75229.0602 | 75108.6937 | 74988.5198 | 74868.5382 | 74748.7485 | 74629.1505 | 74509.7439
[10 empty] | 42.2552 | 41.713 | 40.8572 | 40.0373 | 38.8574 | 37.7104 | 36.6012 | 35.2233 | 34.1279 | 33.0729 | 32.0333 | 31.0056 | 29.9621 | 28.957 | 28.0018 | 27.1041 | 26.284 | 25.5215 | 24.9455 | 24.4558 | 24.0447 | 23.7293 | 23.4466 | 23.3864 | 23.2572 | 23.1699 | 23.0936 | 23.0354
[10 empty] | 14.1174 | 13.9362 | 13.6503 | 13.3764 | 12.9822 | 12.599 | 12.2284 | 11.768 | 11.4021 | 11.0496 | 10.7023 | 10.3589 | 10.0103 | 9.6745 | 9.3553 | 9.0554 | 8.7814 | 8.5267 | 8.3343 | 8.1707 | 8.0333 | 7.9279 | 7.8335 | 7.8133 | 7.7702 | 7.741 | 7.7155 | 7.6961
[10 empty] | 14.1174 | 13.9362 | 13.6503 | 13.3764 | 12.9822 | 12.599 | 12.2284 | 11.768 | 11.4021 | 11.0496 | 10.7023 | 10.3589 | 10.0103 | 9.6745 | 9.3553 | 9.0554 | 8.7814 | 8.5267 | 8.3343 | 8.1707 | 8.0333 | 7.9279 | 7.8335 | 7.8133 | 7.7702 | 7.741 | 7.7155 | 7.6961
[10 empty] | 0 | 5975.1779 | 5965.6176 | 5956.0726 | 6391.2163 | 7444.4888 | 8140.4421 | 8951.1228 | 9047.7716 | 8638.4636 | 8445.0065 | 8291.1078 | 7961.2289 | 7629.1908 | 7217.0704 | 6751.4379 | 6638.5539 | 6329.9098 | 6589.9832 | 6501.3975 | 6399.1965 | 6802.7831 | 6655.8535 | 7513.9353 | 7210.1466 | 7293.4031 | 7522.6088 | 7705.435
[10 empty] | 490.1603 | 490.1603 | 432.281 | 432.281 | 432.281 | 432.281 | 432.281 | 425.0779 | 425.0779 | 425.0779 | 425.0779 | 425.0779 | 418.6894 | 418.6894 | 418.6894 | 418.6894 | 418.6894 | 418.6894 | 418.6894 | 418.6894 | 418.6894 | 418.6894 | 418.6894 | 418.6894 | 418.6894 | 418.6894 | 418.6894 | 418.6894
[10 empty] | 0.16376 | 0.16376 | 0.14442 | 0.14442 | 0.14442 | 0.14442 | 0.14442 | 0.14202 | 0.14202 | 0.14202 | 0.14202 | 0.14202 | 0.13988 | 0.13988 | 0.13988 | 0.13988 | 0.13988 | 0.13988 | 0.13988 | 0.13988 | 0.13988 | 0.13988 | 0.13988 | 0.13988 | 0.13988 | 0.13988 | 0.13988 | 0.13988
[10 empty] | 0.16376 | 0.16376 | 0.14442 | 0.14442 | 0.14442 | 0.14442 | 0.14442 | 0.14202 | 0.14202 | 0.14202 | 0.14202 | 0.14202 | 0.13988 | 0.13988 | 0.13988 | 0.13988 | 0.13988 | 0.13988 | 0.13988 | 0.13988 | 0.13988 | 0.13988 | 0.13988 | 0.13988 | 0.13988 | 0.13988 | 0.13988 | 0.13988
[10 empty] | 77801.7951 | 77677.3122 | 76720.4191 | 75766.3892 | 74815.2158 | 73866.8922 | 72921.4117 | 71978.7676 | 71038.9533 | 70101.9622 | 69167.7875 | 68236.4228 | 67307.8613 | 66382.0966 | 65459.122 | 64538.931 | 63621.517 | 62706.8736 | 61794.9941 | 60885.8721 | 59979.5011 | 59115.7613 | 58286.4903 | 57485.1676 | 56706.584 | 55736.2067 | 54875.6258 | 54051.2077
[10 empty] | 14.8849 | 14.7553 | 14.502 | 14.253 | 14.0088 | 13.7694 | 13.5352 | 13.3063 | 13.0827 | 12.8646 | 12.652 | 12.445 | 12.2436 | 12.0478 | 11.8576 | 11.6731 | 11.4942 | 11.321 | 11.1533 | 10.9913 | 10.8338 | 10.6827 | 10.5368 | 10.3951 | 10.2568 | 10.0892 | 9.9339 | 9.7851
[10 empty] | 4.973 | 4.9297 | 4.8451 | 4.7619 | 4.6803 | 4.6003 | 4.5221 | 4.4456 | 4.3709 | 4.298 | 4.227 | 4.1578 | 4.0906 | 4.0251 | 3.9616 | 3.9 | 3.8402 | 3.7823 | 3.7263 | 3.6722 | 3.6196 | 3.5691 | 3.5203 | 3.473 | 3.4268 | 3.3708 | 3.3189 | 3.2692
[10 empty] | 4.973 | 4.9297 | 4.8451 | 4.7619 | 4.6803 | 4.6003 | 4.5221 | 4.4456 | 4.3709 | 4.298 | 4.227 | 4.1578 | 4.0906 | 4.0251 | 3.9616 | 3.9 | 3.8402 | 3.7823 | 3.7263 | 3.6722 | 3.6196 | 3.5691 | 3.5203 | 3.473 | 3.4268 | 3.3708 | 3.3189 | 3.2692
[10 empty] | 0 | 3377.2744 | 2539.2614 | 2535.1986 | 2531.1423 | 2527.0924 | 2523.0491 | 2519.0122 | 2514.9818 | 2510.9578 | 2506.9403 | 2502.9292 | 2498.9245 | 2494.9262 | 2490.9343 | 2486.9488 | 2482.9697 | 2478.997 | 2475.0306 | 2471.0705 | 2467.1168 | 2341.5243 | 2240.6175 | 2159.4286 | 2093.9896 | 2682.714 | 2352.5965 | 2246.5073
[10 empty] | 174.0897 | 174.0897 | 136.3543 | 136.3543 | 136.3543 | 136.3543 | 136.3543 | 136.3543 | 136.3543 | 136.3543 | 136.3543 | 136.3543 | 136.3543 | 136.3543 | 136.3543 | 136.3543 | 136.3543 | 136.3543 | 136.3543 | 136.3543 | 136.3543 | 136.3543 | 136.3543 | 136.3543 | 136.3543 | 136.3543 | 136.3543 | 136.3543
[10 empty] | 0.058163 | 0.058163 | 0.045556 | 0.045556 | 0.045556 | 0.045556 | 0.045556 | 0.045556 | 0.045556 | 0.045556 | 0.045556 | 0.045556 | 0.045556 | 0.045556 | 0.045556 | 0.045556 | 0.045556 | 0.045556 | 0.045556 | 0.045556 | 0.045556 | 0.045556 | 0.045556 | 0.045556 | 0.045556 | 0.045556 | 0.045556 | 0.045556
[10 empty] | 0.058163 | 0.058163 | 0.045556 | 0.045556 | 0.045556 | 0.045556 | 0.045556 | 0.045556 | 0.045556 | 0.045556 | 0.045556 | 0.045556 | 0.045556 | 0.045556 | 0.045556 | 0.045556 | 0.045556 | 0.045556 | 0.045556 | 0.045556 | 0.045556 | 0.045556 | 0.045556 | 0.045556 | 0.045556 | 0.045556 | 0.045556 | 0.045556
[10 empty] | 77801.7951 | 77677.3122 | 77553.0285 | 77428.9437 | 77305.0574 | 77181.3693 | 77057.8791 | 76934.5865 | 76811.4911 | 76688.5928 | 76565.891 | 76443.3856 | 76321.0762 | 76198.9625 | 76077.0441 | 75955.3208 | 75833.7923 | 75712.4583 | 75591.3183 | 75470.3722 | 75349.6196 | 75229.0602 | 75108.6937 | 74988.5198 | 74868.5382 | 74748.7485 | 74629.1505 | 74509.7439
[10 empty] | 11.861 | 11.5672 | 11.8874 | 12.1571 | 12.3767 | 12.5508 | 12.4964 | 12.2501 | 11.8985 | 11.5335 | 11.2243 | 10.9517 | 10.7101 | 10.516 | 10.3604 | 10.3845 | 10.335 | 10.2964 | 10.2817 | 10.277 | 10.262 | 10.2519 | 10.2297 | 10.2089 | 10.1894 | 10.1668 | 10.1467 | 10.1255
[10 empty] | 3.9628 | 3.8646 | 3.9716 | 4.0616 | 4.135 | 4.1932 | 4.175 | 4.0928 | 3.9753 | 3.8533 | 3.75 | 3.6589 | 3.5782 | 3.5134 | 3.4614 | 3.4694 | 3.4529 | 3.44 | 3.4351 | 3.4335 | 3.4285 | 3.4251 | 3.4177 | 3.4108 | 3.4042 | 3.3967 | 3.39 | 3.3829
[10 empty] | 3.9628 | 3.8646 | 3.9716 | 4.0616 | 4.135 | 4.1932 | 4.175 | 4.0928 | 3.9753 | 3.8533 | 3.75 | 3.6589 | 3.5782 | 3.5134 | 3.4614 | 3.4694 | 3.4529 | 3.44 | 3.4351 | 3.4335 | 3.4285 | 3.4251 | 3.4177 | 3.4108 | 3.4042 | 3.3967 | 3.39 | 3.3829
[10 empty] | 0 | 11096.7589 | 11079.0041 | 12832.1358 | 15268.9842 | 17154.8864 | 16917.8858 | 16711.6577 | 15991.9684 | 16027.881 | 16026.7012 | 15647.182 | 15461.4992 | 15243.3019 | 15208.9883 | 15987.3434 | 15306.2202 | 15476.336 | 15465.8717 | 15505.808 | 15591.3955 | 15428.4873 | 15429.2132 | 15403.3548 | 15389.9852 | 15362.9943 | 15308.243 | 15284.6186
[10 empty] | 137.5879 | 137.5879 | 189.6345 | 189.6345 | 189.6345 | 189.6345 | 189.6345 | 188.8672 | 188.8672 | 188.8672 | 188.8672 | 188.8672 | 188.4548 | 188.4548 | 188.4548 | 188.4548 | 188.4548 | 188.4548 | 188.4548 | 188.4548 | 188.4548 | 188.4548 | 188.4548 | 188.4548 | 188.4548 | 188.4548 | 188.4548 | 188.4548
[10 empty] | 0.045968 | 0.045968 | 0.063357 | 0.063357 | 0.063357 | 0.063357 | 0.063357 | 0.0631 | 0.0631 | 0.0631 | 0.0631 | 0.0631 | 0.062962 | 0.062962 | 0.062962 | 0.062962 | 0.062962 | 0.062962 | 0.062962 | 0.062962 | 0.062962 | 0.062962 | 0.062962 | 0.062962 | 0.062962 | 0.062962 | 0.062962 | 0.062962
[10 empty] | 0.045968 | 0.045968 | 0.063357 | 0.063357 | 0.063357 | 0.063357 | 0.063357 | 0.0631 | 0.0631 | 0.0631 | 0.0631 | 0.0631 | 0.062962 | 0.062962 | 0.062962 | 0.062962 | 0.062962 | 0.062962 | 0.062962 | 0.062962 | 0.062962 | 0.062962 | 0.062962 | 0.062962 | 0.062962 | 0.062962 | 0.062962 | 0.062962
[10 empty] | 77801.7951 | 77677.3122 | 77553.0285 | 77428.9437 | 77305.0574 | 77181.3693 | 77057.8791 | 76934.5865 | 76811.4911 | 76688.5928 | 76565.891 | 76443.3856 | 76321.0762 | 76198.9625 | 76077.0441 | 75955.3208 | 75833.7923 | 75712.4583 | 75591.3183 | 75470.3722 | 75349.6196 | 75229.0602 | 75108.6937 | 74988.5198 | 74868.5382 | 74748.7485 | 74629.1505 | 74509.7439
[10 empty] | 24.1563 | 23.797 | 22.9878 | 21.9335 | 20.9552 | 20.0308 | 18.981 | 18.1603 | 17.4044 | 16.7141 | 16.1018 | 15.5441 | 15.0095 | 14.5303 | 14.1005 | 13.7185 | 13.3833 | 13.0903 | 12.834 | 12.6924 | 12.5271 | 12.3791 | 12.2595 | 12.159 | 12.0708 | 12.0124 | 11.9533 | 11.8996
[10 empty] | 8.0706 | 7.9505 | 7.6802 | 7.3279 | 7.0011 | 6.6922 | 6.3415 | 6.0673 | 5.8148 | 5.5841 | 5.3796 | 5.1932 | 5.0147 | 4.8545 | 4.7109 | 4.5833 | 4.4713 | 4.3735 | 4.2878 | 4.2405 | 4.1853 | 4.1358 | 4.0959 | 4.0623 | 4.0328 | 4.0133 | 3.9936 | 3.9756
[10 empty] | 8.0706 | 7.9505 | 7.6802 | 7.3279 | 7.0011 | 6.6922 | 6.3415 | 6.0673 | 5.8148 | 5.5841 | 5.3796 | 5.1932 | 5.0147 | 4.8545 | 4.7109 | 4.5833 | 4.4713 | 4.3735 | 4.2878 | 4.2405 | 4.1853 | 4.1358 | 4.0959 | 4.0623 | 4.0328 | 4.0133 | 3.9936 | 3.9756
[10 empty] | 0 | 7061.5738 | 7050.2753 | 7812.7342 | 9335.9633 | 10427.8594 | 11965.7798 | 12102.4715 | 12004.1279 | 12248.3104 | 12182.1506 | 12178.7882 | 11968.3593 | 11793.4323 | 11695.199 | 11552.8821 | 11442.0872 | 11316.7822 | 11216.7863 | 12199.0282 | 11469.3558 | 11649.0638 | 11684.5628 | 11725.6029 | 11946.2354 | 11788.9361 | 11823.5303 | 11832.0724
[10 empty] | 280.2126 | 280.2126 | 212.718 | 212.718 | 212.718 | 212.718 | 212.718 | 208.1322 | 208.1322 | 208.1322 | 208.1322 | 208.1322 | 205.109 | 205.109 | 205.109 | 205.109 | 205.109 | 205.109 | 205.109 | 205.109 | 205.109 | 205.109 | 205.109 | 205.109 | 205.109 | 205.109 | 205.109 | 205.109
[10 empty] | 0.093619 | 0.093619 | 0.071069 | 0.071069 | 0.071069 | 0.071069 | 0.071069 | 0.069537 | 0.069537 | 0.069537 | 0.069537 | 0.069537 | 0.068527 | 0.068527 | 0.068527 | 0.068527 | 0.068527 | 0.068527 | 0.068527 | 0.068527 | 0.068527 | 0.068527 | 0.068527 | 0.068527 | 0.068527 | 0.068527 | 0.068527 | 0.068527
[10 empty] | 0.093619 | 0.093619 | 0.071069 | 0.071069 | 0.071069 | 0.071069 | 0.071069 | 0.069537 | 0.069537 | 0.069537 | 0.069537 | 0.069537 | 0.068527 | 0.068527 | 0.068527 | 0.068527 | 0.068527 | 0.068527 | 0.068527 | 0.068527 | 0.068527 | 0.068527 | 0.068527 | 0.068527 | 0.068527 | 0.068527 | 0.068527 | 0.068527
[10 empty] | 77468.432 | 77344.4825 | 77220.7313 | 77097.1782 | 76973.8227 | 76850.6646 | 76727.7035 | 76604.9392 | 76482.3713 | 76359.9995 | 76237.8235 | 76115.843 | 75994.0576 | 75872.4671 | 75751.0712 | 75629.8695 | 75508.8617 | 75388.0475 | 75267.4266 | 75146.9987 | 75026.7635 | 74906.7207 | 74786.87 | 74667.211 | 74547.7434 | 74428.4671 | 74309.3815 | 74190.4865
[10 empty] | 41.3315 | 40.84 | 40.4567 | 40.0882 | 39.7374 | 39.4072 | 39.0999 | 38.8177 | 38.5622 | 38.3382 | 38.1494 | 37.9988 | 37.869 | 37.7472 | 37.6325 | 37.5241 | 37.4212 | 37.3234 | 37.23 | 37.1405 | 37.0546 | 37.0006 | 36.9173 | 36.8368 | 36.7589 | 36.6832 | 36.6096 | 36.5378
[10 empty] | 5.2365 | 5.1742 | 5.1257 | 5.079 | 5.0345 | 4.9927 | 4.9537 | 4.918 | 4.8856 | 4.8573 | 4.8333 | 4.8142 | 4.7978 | 4.7824 | 4.7678 | 4.7541 | 4.7411 | 4.7287 | 4.7168 | 4.7055 | 4.6946 | 4.6878 | 4.6772 | 4.667 | 4.6572 | 4.6476 | 4.6382 | 4.6291
[10 empty] | 5.2365 | 5.1742 | 5.1257 | 5.079 | 5.0345 | 4.9927 | 4.9537 | 4.918 | 4.8856 | 4.8573 | 4.8333 | 4.8142 | 4.7978 | 4.7824 | 4.7678 | 4.7541 | 4.7411 | 4.7287 | 4.7168 | 4.7055 | 4.6946 | 4.6878 | 4.6772 | 4.667 | 4.6572 | 4.6476 | 4.6382 | 4.6291
[10 empty] | 0 | 3033.7261 | 3178.2847 | 3305.7982 | 3418.1858 | 3517.151 | 3604.2056 | 3639.8357 | 3670.7503 | 3993.3424 | 4278.455 | 4530.3077 | 4351.6924 | 4208.9589 | 4096.2084 | 4008.4156 | 3941.3066 | 3891.2534 | 3850.7226 | 3818.1279 | 3824.4189 | 4765.9072 | 4768.7234 | 4746.7085 | 4707.1383 | 4655.7626 | 4597.0788 | 4522.3773
[10 empty] | 459.0264 | 459.1252 | 491.0547 | 491.0547 | 491.0547 | 491.0547 | 491.0547 | 491.0547 | 491.0547 | 491.0547 | 491.0547 | 491.0547 | 491.0547 | 491.0547 | 491.0547 | 491.0547 | 491.0547 | 491.0547 | 491.0547 | 491.0547 | 491.0547 | 491.0547 | 491.0547 | 491.0547 | 491.0547 | 491.0547 | 491.0547 | 491.0547
[10 empty] | 0.058156 | 0.058169 | 0.062214 | 0.062214 | 0.062214 | 0.062214 | 0.062214 | 0.062214 | 0.062214 | 0.062214 | 0.062214 | 0.062214 | 0.062214 | 0.062214 | 0.062214 | 0.062214 | 0.062214 | 0.062214 | 0.062214 | 0.062214 | 0.062214 | 0.062214 | 0.062214 | 0.062214 | 0.062214 | 0.062214 | 0.062214 | 0.062214
[10 empty] | 0.058156 | 0.058169 | 0.062214 | 0.062214 | 0.062214 | 0.062214 | 0.062214 | 0.062214 | 0.062214 | 0.062214 | 0.062214 | 0.062214 | 0.062214 | 0.062214 | 0.062214 | 0.062214 | 0.062214 | 0.062214 | 0.062214 | 0.062214 | 0.062214 | 0.062214 | 0.062214 | 0.062214 | 0.062214 | 0.062214 | 0.062214 | 0.062214
[10 empty] | 32482.3361 | 32393.1686 | 32304.246 | 32215.5674 | 32127.1323 | 32038.9399 | 31950.9897 | 31863.2808 | 31775.8128 | 31688.5848 | 31601.5963 | 31514.8466 | 31428.335 | 31342.0609 | 31256.0237 | 31170.2226 | 31084.6571 | 30999.3264 | 30914.23 | 30829.3672 | 30744.7373 | 30660.3398 | 30576.1739 | 30492.2391 | 30408.5347 | 30325.06 | 30241.8146 | 30158.7976
[10 empty] | 23.7337 | 22.3271 | 21.263 | 20.3811 | 19.6533 | 19.0562 | 18.5726 | 18.1889 | 17.8736 | 17.6127 | 17.3954 | 17.2129 | 17.0737 | 16.9548 | 16.852 | 16.762 | 16.682 | 16.6099 | 16.5442 | 16.4833 | 16.4263 | 16.4145 | 16.3582 | 16.3043 | 16.2524 | 16.2021 | 16.153 | 16.1051
[10 empty] | 3.0069 | 2.8287 | 2.6939 | 2.5822 | 2.49 | 2.4143 | 2.3531 | 2.3044 | 2.2645 | 2.2314 | 2.2039 | 2.1808 | 2.1631 | 2.1481 | 2.1351 | 2.1237 | 2.1135 | 2.1044 | 2.0961 | 2.0884 | 2.0811 | 2.0796 | 2.0725 | 2.0657 | 2.0591 | 2.0527 | 2.0465 | 2.0404
[10 empty] | 3.0069 | 2.8287 | 2.6939 | 2.5822 | 2.49 | 2.4143 | 2.3531 | 2.3044 | 2.2645 | 2.2314 | 2.2039 | 2.1808 | 2.1631 | 2.1481 | 2.1351 | 2.1237 | 2.1135 | 2.1044 | 2.0961 | 2.0884 | 2.0811 | 2.0796 | 2.0725 | 2.0657 | 2.0591 | 2.0527 | 2.0465 | 2.0404
[10 empty] | 0 | 4342.8703 | 3932.9778 | 3450.8119 | 3065.2787 | 2787.2693 | 2564.5342 | 2385.8995 | 2329.4903 | 2630.0809 | 2775.298 | 2815.5156 | 3027.1434 | 3489.7071 | 3718.8876 | 3320.7103 | 3084.3378 | 2949.6111 | 2862.3871 | 2844.0591 | 2949.92 | 3801.7494 | 3155.1395 | 3134.4268 | 3134.9745 | 3182.0933 | 3157.2164 | 2999.1761
[10 empty] | 500.294 | 500.3224 | 533.5273 | 533.5273 | 533.5273 | 533.5273 | 533.5273 | 533.5273 | 533.5273 | 533.5273 | 533.5273 | 533.5273 | 533.5273 | 533.5273 | 533.5273 | 533.5273 | 533.5273 | 533.5273 | 533.5273 | 533.5273 | 533.5273 | 533.5273 | 533.5273 | 533.5273 | 533.5273 | 533.5273 | 533.5273 | 533.5273
[10 empty] | 0.063385 | 0.063388 | 0.067595 | 0.067595 | 0.067595 | 0.067595 | 0.067595 | 0.067595 | 0.067595 | 0.067595 | 0.067595 | 0.067595 | 0.067595 | 0.067595 | 0.067595 | 0.067595 | 0.067595 | 0.067595 | 0.067595 | 0.067595 | 0.067595 | 0.067595 | 0.067595 | 0.067595 | 0.067595 | 0.067595 | 0.067595 | 0.067595
[10 empty] | 0.063385 | 0.063388 | 0.067595 | 0.067595 | 0.067595 | 0.067595 | 0.067595 | 0.067595 | 0.067595 | 0.067595 | 0.067595 | 0.067595 | 0.067595 | 0.067595 | 0.067595 | 0.067595 | 0.067595 | 0.067595 | 0.067595 | 0.067595 | 0.067595 | 0.067595 | 0.067595 | 0.067595 | 0.067595 | 0.067595 | 0.067595 | 0.067595
[10 empty] | 21405.5949 | 21623.1417 | 21842.8995 | 22064.8908 | 22289.1381 | 22515.6645 | 22744.4931 | 22975.6473 | 23209.1507 | 23445.0273 | 23683.301 | 23923.9964 | 24167.138 | 24412.7507 | 24660.8595 | 24911.4899 | 25164.6675 | 25420.4181 | 25678.7679 | 25939.7434 | 26203.3712 | 26469.6783 | 26738.6918 | 27010.4394 | 27284.9488 | 27562.248 | 27842.3655 | 28125.3298
[10 empty] | 9.4417 | 9.4761 | 9.5158 | 9.5553 | 9.5955 | 9.6372 | 9.6797 | 9.7238 | 9.7707 | 9.8209 | 9.8752 | 9.9339 | 9.9977 | 10.0669 | 10.1423 | 10.2244 | 10.3113 | 10.4016 | 10.4948 | 10.5907 | 10.6892 | 10.79 | 10.8929 | 10.9998 | 11.1063 | 11.2147 | 11.3248 | 11.4366
[10 empty] | 1.1848 | 1.1891 | 1.1941 | 1.1991 | 1.2041 | 1.2093 | 1.2147 | 1.2202 | 1.2261 | 1.2324 | 1.2392 | 1.2466 | 1.2546 | 1.2633 | 1.2727 | 1.283 | 1.2939 | 1.3053 | 1.317 | 1.329 | 1.3414 | 1.354 | 1.3669 | 1.3803 | 1.3937 | 1.4073 | 1.4211 | 1.4351
[10 empty] | 1.1848 | 1.1891 | 1.1941 | 1.1991 | 1.2041 | 1.2093 | 1.2147 | 1.2202 | 1.2261 | 1.2324 | 1.2392 | 1.2466 | 1.2546 | 1.2633 | 1.2727 | 1.283 | 1.2939 | 1.3053 | 1.317 | 1.329 | 1.3414 | 1.354 | 1.3669 | 1.3803 | 1.3937 | 1.4073 | 1.4211 | 1.4351
[10 empty] | 0 | 748.7709 | 813.8067 | 869.8899 | 918.303 | 960.1452 | 1033.1718 | 1096.1184 | 1150.4284 | 1197.3394 | 1237.9119 | 1285.533 | 1326.7216 | 1413.8011 | 1488.8188 | 1553.5017 | 1476.8917 | 1420.9066 | 1381.3249 | 1354.7117 | 1338.2796 | 1335.0331 | 1341.6528 | 1573.6593 | 1580.4308 | 1589.8453 | 1602.91 | 1618.5092
[10 empty] | 397.0412 | 397.0756 | 405.972 | 405.972 | 405.972 | 405.972 | 405.972 | 405.972 | 405.972 | 405.972 | 405.972 | 405.972 | 405.972 | 405.972 | 405.972 | 405.972 | 405.972 | 405.972 | 405.972 | 405.972 | 405.972 | 405.972 | 405.972 | 405.972 | 405.972 | 405.972 | 405.972 | 405.972
[10 empty] | 0.049823 | 0.049828 | 0.050944 | 0.050944 | 0.050944 | 0.050944 | 0.050944 | 0.050944 | 0.050944 | 0.050944 | 0.050944 | 0.050944 | 0.050944 | 0.050944 | 0.050944 | 0.050944 | 0.050944 | 0.050944 | 0.050944 | 0.050944 | 0.050944 | 0.050944 | 0.050944 | 0.050944 | 0.050944 | 0.050944 | 0.050944 | 0.050944
[10 empty] | 0.049823 | 0.049828 | 0.050944 | 0.050944 | 0.050944 | 0.050944 | 0.050944 | 0.050944 | 0.050944 | 0.050944 | 0.050944 | 0.050944 | 0.050944 | 0.050944 | 0.050944 | 0.050944 | 0.050944 | 0.050944 | 0.050944 | 0.050944 | 0.050944 | 0.050944 | 0.050944 | 0.050944 | 0.050944 | 0.050944 | 0.050944 | 0.050944
[10 empty] | 75743.979 | 75633.8039 | 75523.789 | 75413.9342 | 75304.2392 | 75194.7037 | 75085.3276 | 74976.1105 | 74867.0523 | 74758.1528 | 74649.4116 | 74540.8286 | 74432.4036 | 74324.1363 | 74216.0264 | 74108.0739 | 74000.2783 | 73892.6395 | 73785.1573 | 73677.8315 | 73570.6617 | 73463.6479 | 73356.7897 | 73250.0869 | 73143.5393 | 73037.1467 | 72930.9089 | 72824.8256
[10 empty] | 4.5651 | 4.4477 | 4.3403 | 4.2425 | 4.1536 | 4.0694 | 3.9909 | 3.9193 | 3.8555 | 3.8001 | 3.752 | 3.71 | 3.6734 | 3.6414 | 3.6132 | 3.5884 | 3.5664 | 3.5469 | 3.5295 | 3.5138 | 3.4997 | 3.487 | 3.4753 | 3.4646 | 3.4548 | 3.4456 | 3.4371 | 3.429
[10 empty] | 0.38572 | 0.3758 | 0.36673 | 0.35846 | 0.35095 | 0.34384 | 0.33721 | 0.33116 | 0.32576 | 0.32108 | 0.31702 | 0.31347 | 0.31038 | 0.30767 | 0.30529 | 0.3032 | 0.30134 | 0.29969 | 0.29822 | 0.2969 | 0.29571 | 0.29463 | 0.29364 | 0.29274 | 0.2919 | 0.29113 | 0.29041 | 0.28973
[10 empty] | 0.38572 | 0.3758 | 0.36673 | 0.35846 | 0.35095 | 0.34384 | 0.33721 | 0.33116 | 0.32576 | 0.32108 | 0.31702 | 0.31347 | 0.31038 | 0.30767 | 0.30529 | 0.3032 | 0.30134 | 0.29969 | 0.29822 | 0.2969 | 0.29571 | 0.29463 | 0.29364 | 0.29274 | 0.2919 | 0.29113 | 0.29041 | 0.28973
[10 empty] | 0 | 4429.9503 | 4252.4788 | 4099.9112 | 3968.6598 | 4388.9981 | 4747.3207 | 5052.5665 | 5312.386 | 5533.3275 | 5360.5667 | 5187.6783 | 5018.1921 | 4854.6233 | 4773.8922 | 4755.3175 | 4782.4585 | 6103.3069 | 5955.3006 | 5811.279 | 5669.6392 | 5681.4685 | 5651.0516 | 5598.6751 | 5538.4231 | 5479.7214 | 5503.7397 | 5503.3205
[10 empty] | 46.8369 | 46.8369 | 46.8369 | 46.8369 | 46.8369 | 46.8369 | 46.8369 | 46.8369 | 46.8369 | 46.8369 | 46.8369 | 46.8369 | 46.8369 | 46.8369 | 46.8369 | 46.8369 | 46.8369 | 46.8369 | 46.8369 | 46.8369 | 46.8369 | 46.8369 | 46.8369 | 46.8369 | 46.8369 | 46.8369 | 46.8369 | 46.8369
[10 empty] | 0.0039574 | 0.0039574 | 0.0039574 | 0.0039574 | 0.0039574 | 0.0039574 | 0.0039574 | 0.0039574 | 0.0039574 | 0.0039574 | 0.0039574 | 0.0039574 | 0.0039574 | 0.0039574 | 0.0039574 | 0.0039574 | 0.0039574 | 0.0039574 | 0.0039574 | 0.0039574 | 0.0039574 | 0.0039574 | 0.0039574 | 0.0039574 | 0.0039574 | 0.0039574 | 0.0039574 | 0.0039574
[10 empty] | 0.0039574 | 0.0039574 | 0.0039574 | 0.0039574 | 0.0039574 | 0.0039574 | 0.0039574 | 0.0039574 | 0.0039574 | 0.0039574 | 0.0039574 | 0.0039574 | 0.0039574 | 0.0039574 | 0.0039574 | 0.0039574 | 0.0039574 | 0.0039574 | 0.0039574 | 0.0039574 | 0.0039574 | 0.0039574 | 0.0039574 | 0.0039574 | 0.0039574 | 0.0039574 | 0.0039574 | 0.0039574
[10 empty] | 63548.7579 | 63679.3818 | 63810.2741 | 63941.4355 | 64072.8665 | 64204.5676 | 64336.5395 | 64468.7826 | 64601.2975 | 64734.0848 | 64867.1451 | 65000.4789 | 65134.0867 | 65267.9692 | 65402.1269 | 65536.5603 | 65671.27 | 65806.2567 | 65941.5208 | 66077.0629 | 66212.8837 | 66348.9836 | 66485.3633 | 66622.0233 | 66758.9642 | 66896.1866 | 67033.691 | 67171.4781
[10 empty] | 47.7151 | 47.2223 | 46.7499 | 46.2975 | 45.8683 | 45.4649 | 45.0899 | 44.7374 | 44.4122 | 44.1187 | 43.8606 | 43.6415 | 43.4568 | 43.3021 | 43.1743 | 43.0702 | 42.9874 | 42.9235 | 42.8763 | 42.8441 | 42.8252 | 42.8193 | 42.8226 | 42.8354 | 42.8566 | 42.8852 | 42.9205 | 42.9617
[10 empty] | 6.1772 | 6.1134 | 6.0523 | 5.9937 | 5.9382 | 5.8859 | 5.8374 | 5.7917 | 5.7496 | 5.7116 | 5.6782 | 5.6499 | 5.626 | 5.6059 | 5.5894 | 5.5759 | 5.5652 | 5.5569 | 5.5508 | 5.5466 | 5.5442 | 5.5434 | 5.5439 | 5.5455 | 5.5483 | 5.552 | 5.5565 | 5.5619
[10 empty] | 6.1772 | 6.1134 | 6.0523 | 5.9937 | 5.9382 | 5.8859 | 5.8374 | 5.7917 | 5.7496 | 5.7116 | 5.6782 | 5.6499 | 5.626 | 5.6059 | 5.5894 | 5.5759 | 5.5652 | 5.5569 | 5.5508 | 5.5466 | 5.5442 | 5.5434 | 5.5439 | 5.5455 | 5.5483 | 5.552 | 5.5565 | 5.5619
[10 empty] | 0 | 2813.4948 | 2882.6742 | 2944.1974 | 2998.9151 | 3047.5836 | 3090.875 | 3270.992 | 3431.1267 | 3573.4994 | 3700.0838 | 3812.6341 | 3716.7076 | 3639.1571 | 3577.0904 | 3528.0309 | 3489.8612 | 3460.7741 | 3454.9632 | 3467.622 | 3494.725 | 4399.3179 | 4370.8363 | 4332.5348 | 4287.8083 | 4239.3241 | 4189.1519 | 4182.4802
[10 empty] | 632.7283 | 632.7432 | 634.0898 | 634.0898 | 634.0898 | 634.0898 | 634.0898 | 634.0898 | 634.0898 | 634.0898 | 634.0898 | 634.0898 | 634.0898 | 634.0898 | 634.0898 | 634.0898 | 634.0898 | 634.0898 | 634.0898 | 634.0898 | 634.0898 | 634.0898 | 634.0898 | 634.0898 | 634.0898 | 634.0898 | 634.0898 | 634.0898
[10 empty] | 0.081914 | 0.081916 | 0.08209 | 0.08209 | 0.08209 | 0.08209 | 0.08209 | 0.08209 | 0.08209 | 0.08209 | 0.08209 | 0.08209 | 0.08209 | 0.08209 | 0.08209 | 0.08209 | 0.08209 | 0.08209 | 0.08209 | 0.08209 | 0.08209 | 0.08209 | 0.08209 | 0.08209 | 0.08209 | 0.08209 | 0.08209 | 0.08209
[10 empty] | 0.081914 | 0.081916 | 0.08209 | 0.08209 | 0.08209 | 0.08209 | 0.08209 | 0.08209 | 0.08209 | 0.08209 | 0.08209 | 0.08209 | 0.08209 | 0.08209 | 0.08209 | 0.08209 | 0.08209 | 0.08209 | 0.08209 | 0.08209 | 0.08209 | 0.08209 | 0.08209 | 0.08209 | 0.08209 | 0.08209 | 0.08209 | 0.08209
[10 empty] | 35641.0964 | 36459.6106 | 37296.9223 | 38153.4633 | 39029.6751 | 39926.0095 | 40842.9287 | 41780.9053 | 42740.423 | 43721.9765 | 44726.0718 | 45753.2266 | 46803.9705 | 47878.8452 | 48978.4049 | 50103.2165 | 51253.8599 | 52430.9283 | 53635.0287 | 54866.7818 | 56126.8226 | 57415.8009 | 58734.3812 | 60083.2433 | 61463.0826 | 62874.6105 | 64318.5549 | 65795.66
[10 empty] | 3.9482 | 4.028 | 4.1527 | 4.2802 | 4.4106 | 4.5441 | 4.6808 | 4.8206 | 4.9637 | 5.1102 | 5.2616 | 5.4116 | 5.5609 | 5.71 | 5.8595 | 6.0098 | 6.1613 | 6.3266 | 6.4798 | 6.6354 | 6.7935 | 6.9545 | 7.1185 | 7.2856 | 7.456 | 7.63 | 7.8075 | 7.9887
[10 empty] | 0.75415 | 0.76939 | 0.7932 | 0.81756 | 0.84248 | 0.86798 | 0.89407 | 0.92078 | 0.94812 | 0.9761 | 1.005 | 1.0337 | 1.0622 | 1.0907 | 1.1192 | 1.1479 | 1.1769 | 1.2084 | 1.2377 | 1.2674 | 1.2976 | 1.3284 | 1.3597 | 1.3916 | 1.4242 | 1.4574 | 1.4913 | 1.5259
[10 empty] | 0.75415 | 0.76939 | 0.7932 | 0.81756 | 0.84248 | 0.86798 | 0.89407 | 0.92078 | 0.94812 | 0.9761 | 1.005 | 1.0337 | 1.0622 | 1.0907 | 1.1192 | 1.1479 | 1.1769 | 1.2084 | 1.2377 | 1.2674 | 1.2976 | 1.3284 | 1.3597 | 1.3916 | 1.4242 | 1.4574 | 1.4913 | 1.5259
[10 empty] | 0 | 3194.5873 | 3213.3848 | 3232.6141 | 3252.2849 | 3272.4075 | 3292.9923 | 3314.0497 | 3335.5908 | 3357.6266 | 3497.099 | 3623.0701 | 3737.6161 | 3842.5202 | 3939.314 | 4029.3142 | 4113.6528 | 5124.0696 | 5072.3819 | 5052.6111 | 5058.3747 | 5084.5011 | 5126.8145 | 5181.9572 | 5247.2419 | 5320.5294 | 5567.1632 | 5772.6214
[10 empty] | 108.3852 | 108.3852 | 121.572 | 121.572 | 121.572 | 121.572 | 121.572 | 121.572 | 121.572 | 121.572 | 121.572 | 121.572 | 121.572 | 121.572 | 121.572 | 121.572 | 121.572 | 121.572 | 121.572 | 121.572 | 121.572 | 121.572 | 121.572 | 121.572 | 121.572 | 121.572 | 121.572 | 121.572
[10 empty] | 0.020703 | 0.020703 | 0.023221 | 0.023221 | 0.023221 | 0.023221 | 0.023221 | 0.023221 | 0.023221 | 0.023221 | 0.023221 | 0.023221 | 0.023221 | 0.023221 | 0.023221 | 0.023221 | 0.023221 | 0.023221 | 0.023221 | 0.023221 | 0.023221 | 0.023221 | 0.023221 | 0.023221 | 0.023221 | 0.023221 | 0.023221 | 0.023221
[10 empty] | 0.020703 | 0.020703 | 0.023221 | 0.023221 | 0.023221 | 0.023221 | 0.023221 | 0.023221 | 0.023221 | 0.023221 | 0.023221 | 0.023221 | 0.023221 | 0.023221 | 0.023221 | 0.023221 | 0.023221 | 0.023221 | 0.023221 | 0.023221 | 0.023221 | 0.023221 | 0.023221 | 0.023221 | 0.023221 | 0.023221 | 0.023221 | 0.023221
[10 empty] | 66061.086 | 65738.1401 | 65416.7729 | 65096.9768 | 64778.744 | 64462.067 | 64146.938 | 63833.3496 | 63521.2942 | 63210.7643 | 62901.7525 | 62594.2513 | 62288.2533 | 61983.7513 | 61680.7378 | 61379.2056 | 61079.1475 | 60780.5563 | 60483.4248 | 60187.7458 | 59893.5123 | 59600.7171 | 59309.3534 | 59019.4139 | 58730.8919 | 58443.7804 | 58158.0724 | 57873.7611
[10 empty] | 17.7889 | 17.6985 | 17.6105 | 17.523 | 17.4361 | 17.3497 | 17.2639 | 17.1787 | 17.0941 | 17.0101 | 16.9267 | 16.8439 | 16.7618 | 16.6803 | 16.5992 | 16.5188 | 16.4388 | 16.3594 | 16.2805 | 16.2019 | 16.1234 | 16.0453 | 15.9674 | 15.8898 | 15.8126 | 15.7361 | 15.6594 | 15.583
[10 empty] | 4.4738 | 4.451 | 4.4289 | 4.4069 | 4.3851 | 4.3633 | 4.3417 | 4.3203 | 4.299 | 4.2779 | 4.2569 | 4.2361 | 4.2155 | 4.195 | 4.1746 | 4.1543 | 4.1342 | 4.1143 | 4.0944 | 4.0747 | 4.0549 | 4.0353 | 4.0157 | 3.9962 | 3.9767 | 3.9575 | 3.9382 | 3.919
[10 empty] | 4.4738 | 4.451 | 4.4289 | 4.4069 | 4.3851 | 4.3633 | 4.3417 | 4.3203 | 4.299 | 4.2779 | 4.2569 | 4.2361 | 4.2155 | 4.195 | 4.1746 | 4.1543 | 4.1342 | 4.1143 | 4.0944 | 4.0747 | 4.0549 | 4.0353 | 4.0157 | 3.9962 | 3.9767 | 3.9575 | 3.9382 | 3.919
[10 empty] | 0 | 2164.0297 | 2060.9954 | 2249.1612 | 2407.2562 | 2539.7141 | 2650.3164 | 2742.2886 | 2868.8795 | 2974.2653 | 3061.577 | 3133.4848 | 3192.2663 | 3060.2015 | 2945.9073 | 2846.7787 | 2760.5936 | 2685.4567 | 2575.0031 | 2467.2488 | 2400.0716 | 2363.5523 | 2349.8131 | 2352.6315 | 2367.1242 | 2956.6687 | 2888.8813 | 2917.8364
[10 empty] | 268.443 | 268.443 | 269.28 | 269.28 | 269.28 | 269.28 | 269.28 | 269.28 | 269.28 | 269.28 | 269.28 | 269.28 | 269.28 | 269.28 | 269.28 | 269.28 | 269.28 | 269.28 | 269.28 | 269.28 | 269.28 | 269.28 | 269.28 | 269.28 | 269.28 | 269.28 | 269.28 | 269.28
[10 empty] | 0.067511 | 0.067511 | 0.067722 | 0.067722 | 0.067722 | 0.067722 | 0.067722 | 0.067722 | 0.067722 | 0.067722 | 0.067722 | 0.067722 | 0.067722 | 0.067722 | 0.067722 | 0.067722 | 0.067722 | 0.067722 | 0.067722 | 0.067722 | 0.067722 | 0.067722 | 0.067722 | 0.067722 | 0.067722 | 0.067722 | 0.067722 | 0.067722
[10 empty] | 0.067511 | 0.067511 | 0.067722 | 0.067722 | 0.067722 | 0.067722 | 0.067722 | 0.067722 | 0.067722 | 0.067722 | 0.067722 | 0.067722 | 0.067722 | 0.067722 | 0.067722 | 0.067722 | 0.067722 | 0.067722 | 0.067722 | 0.067722 | 0.067722 | 0.067722 | 0.067722 | 0.067722 | 0.067722 | 0.067722 | 0.067722 | 0.067722
[10 empty] | 76248.697 | 76703.0181 | 77160.0463 | 77619.7976 | 78082.2883 | 78547.5348 | 79015.5533 | 79486.3605 | 79959.973 | 80436.4075 | 80915.6807 | 81397.8097 | 81882.8113 | 82370.7029 | 82861.5014 | 83355.2244 | 83851.8892 | 84351.5132 | 84854.1143 | 85359.7101 | 85868.3184 | 86379.9572 | 86894.6445 | 87412.3986 | 87933.2377 | 88457.1802 | 88984.2445 | 89514.4492
[10 empty] | 9.2124 | 9.235 | 9.26 | 9.2874 | 9.3174 | 9.3486 | 9.3815 | 9.4166 | 9.4543 | 9.4948 | 9.5379 | 9.5831 | 9.6302 | 9.6791 | 9.7294 | 9.7812 | 9.8341 | 9.8881 | 9.943 | 9.9989 | 10.0556 | 10.113 | 10.1711 | 10.2299 | 10.2893 | 10.3493 | 10.4098 | 10.4708
[10 empty] | 2.3169 | 2.3225 | 2.3288 | 2.3357 | 2.3433 | 2.3511 | 2.3594 | 2.3682 | 2.3777 | 2.3879 | 2.3987 | 2.4101 | 2.4219 | 2.4342 | 2.4469 | 2.4599 | 2.4732 | 2.4868 | 2.5006 | 2.5146 | 2.5289 | 2.5433 | 2.558 | 2.5727 | 2.5877 | 2.6028 | 2.618 | 2.6333
[10 empty] | 2.3169 | 2.3225 | 2.3288 | 2.3357 | 2.3433 | 2.3511 | 2.3594 | 2.3682 | 2.3777 | 2.3879 | 2.3987 | 2.4101 | 2.4219 | 2.4342 | 2.4469 | 2.4599 | 2.4732 | 2.4868 | 2.5006 | 2.5146 | 2.5289 | 2.5433 | 2.558 | 2.5727 | 2.5877 | 2.6028 | 2.618 | 2.6333
[10 empty] | 0 | 4413.8477 | 4394.9376 | 4379.1318 | 4365.9893 | 4871.3135 | 5304.8586 | 5676.8813 | 5996.1728 | 6270.2688 | 6075.9666 | 5907.1429 | 5760.6039 | 5633.5491 | 5597.2641 | 5628.5304 | 5708.9113 | 7109.8662 | 7058.766 | 6988.5558 | 6905.4796 | 6964.8446 | 6977.1158 | 6964.9791 | 6944.1356 | 6925.0437 | 6972.8064 | 7014.3337
[10 empty] | 116.91 | 116.91 | 116.91 | 116.91 | 116.91 | 116.91 | 116.91 | 116.91 | 116.91 | 116.91 | 116.91 | 116.91 | 116.91 | 116.91 | 116.91 | 116.91 | 116.91 | 116.91 | 116.91 | 116.91 | 116.91 | 116.91 | 116.91 | 116.91 | 116.91 | 116.91 | 116.91 | 116.91
[10 empty] | 0.029402 | 0.029402 | 0.029402 | 0.029402 | 0.029402 | 0.029402 | 0.029402 | 0.029402 | 0.029402 | 0.029402 | 0.029402 | 0.029402 | 0.029402 | 0.029402 | 0.029402 | 0.029402 | 0.029402 | 0.029402 | 0.029402 | 0.029402 | 0.029402 | 0.029402 | 0.029402 | 0.029402 | 0.029402 | 0.029402 | 0.029402 | 0.029402
[10 empty] | 0.029402 | 0.029402 | 0.029402 | 0.029402 | 0.029402 | 0.029402 | 0.029402 | 0.029402 | 0.029402 | 0.029402 | 0.029402 | 0.029402 | 0.029402 | 0.029402 | 0.029402 | 0.029402 | 0.029402 | 0.029402 | 0.029402 | 0.029402 | 0.029402 | 0.029402 | 0.029402 | 0.029402 | 0.029402 | 0.029402 | 0.029402 | 0.029402
[10 empty] | 50369.7541 | 49315.2781 | 48282.8773 | 47272.0895 | 46282.4622 | 45313.5525 | 44364.9267 | 43436.16 | 42526.8368 | 41636.55 | 40764.9011 | 39911.4999 | 39075.9644 | 38257.9206 | 37457.0023 | 36672.851 | 35905.1156 | 35153.4526 | 34417.5254 | 33697.0047 | 32991.5678 | 32300.8991 | 31624.6892 | 30962.6357 | 30314.442 | 29679.8181 | 29058.4799 | 28450.1492
[10 empty] | 10.1266 | 9.6171 | 9.7578 | 9.0827 | 8.498 | 7.9485 | 7.2632 | 6.7725 | 6.3462 | 5.936 | 5.7812 | 5.6403 | 5.5092 | 5.3854 | 5.2671 | 5.1532 | 5.043 | 4.9359 | 4.8315 | 4.7297 | 4.6303 | 4.5331 | 4.438 | 4.345 | 4.2539 | 4.1648 | 4.0776 | 3.9922
[10 empty] | 1.265 | 1.2014 | 1.219 | 1.1346 | 1.0616 | 0.99296 | 0.90735 | 0.84604 | 0.79279 | 0.74155 | 0.72221 | 0.7046 | 0.68823 | 0.67276 | 0.65799 | 0.64376 | 0.62999 | 0.61661 | 0.60357 | 0.59086 | 0.57843 | 0.56629 | 0.55441 | 0.54279 | 0.53142 | 0.52028 | 0.50939 | 0.49872
[10 empty] | 1.265 | 1.2014 | 1.219 | 1.1346 | 1.0616 | 0.99296 | 0.90735 | 0.84604 | 0.79279 | 0.74155 | 0.72221 | 0.7046 | 0.68823 | 0.67276 | 0.65799 | 0.64376 | 0.62999 | 0.61661 | 0.60357 | 0.59086 | 0.57843 | 0.56629 | 0.55441 | 0.54279 | 0.53142 | 0.52028 | 0.50939 | 0.49872
[10 empty] | 0 | 9393.3863 | 8430.3437 | 7753.6231 | 7264.7957 | 7618.8572 | 7554.9914 | 7306.0364 | 8593.8897 | 7812.3115 | 7327.9442 | 6965.1341 | 7264.6086 | 7150.7661 | 6896.3497 | 6880.0584 | 6613.2351 | 6452.0483 | 6287.8949 | 6287.2804 | 6135.8188 | 5963.2379 | 5839.97 | 5716.5897 | 5606.7105 | 5481.0522 | 5388.5504 | 5264.6866
[10 empty] | 179.9321 | 179.9321 | 247.3768 | 140.3218 | 140.3218 | 140.3218 | 140.3218 | 140.3218 | 140.3218 | 140.3218 | 140.3218 | 140.3218 | 140.3218 | 140.3218 | 140.3218 | 140.3218 | 140.3218 | 140.3218 | 140.3218 | 140.3218 | 140.3218 | 140.3218 | 140.3218 | 140.3218 | 140.3218 | 140.3218 | 140.3218 | 140.3218
[10 empty] | 0.022478 | 0.022478 | 0.030903 | 0.017529 | 0.017529 | 0.017529 | 0.017529 | 0.017529 | 0.017529 | 0.017529 | 0.017529 | 0.017529 | 0.017529 | 0.017529 | 0.017529 | 0.017529 | 0.017529 | 0.017529 | 0.017529 | 0.017529 | 0.017529 | 0.017529 | 0.017529 | 0.017529 | 0.017529 | 0.017529 | 0.017529 | 0.017529
[10 empty] | 0.022478 | 0.022478 | 0.030903 | 0.017529 | 0.017529 | 0.017529 | 0.017529 | 0.017529 | 0.017529 | 0.017529 | 0.017529 | 0.017529 | 0.017529 | 0.017529 | 0.017529 | 0.017529 | 0.017529 | 0.017529 | 0.017529 | 0.017529 | 0.017529 | 0.017529 | 0.017529 | 0.017529 | 0.017529 | 0.017529 | 0.017529 | 0.017529
[10 empty] | 57446.7906 | 56244.1589 | 55066.704 | 53913.8988 | 52785.2272 | 51680.184 | 50598.2746 | 49539.0146 | 48501.93 | 47486.5563 | 46492.4393 | 45519.1338 | 44566.2041 | 43633.2237 | 42719.7751 | 41825.4491 | 40949.8457 | 40092.5727 | 39253.2465 | 38431.4914 | 37626.9394 | 36839.2305 | 36068.0121 | 35312.9389 | 34573.6729 | 33849.8833 | 33141.2459 | 32447.4437
[10 empty] | 1.8478 | 1.809 | 1.7903 | 1.7473 | 1.7046 | 1.6625 | 1.6212 | 1.5807 | 1.5425 | 1.5001 | 1.4622 | 1.4268 | 1.3905 | 1.3609 | 1.3321 | 1.304 | 1.2765 | 1.2497 | 1.2235 | 1.1978 | 1.1727 | 1.1482 | 1.1241 | 1.1006 | 1.0775 | 1.055 | 1.0329 | 1.0113
[10 empty] | 0.23084 | 0.22599 | 0.22365 | 0.21828 | 0.21295 | 0.20769 | 0.20252 | 0.19746 | 0.1927 | 0.1874 | 0.18266 | 0.17825 | 0.17371 | 0.17001 | 0.16641 | 0.1629 | 0.15947 | 0.15612 | 0.15284 | 0.14964 | 0.1465 | 0.14343 | 0.14043 | 0.13749 | 0.13461 | 0.13179 | 0.12903 | 0.12633
[10 empty] | 0.23084 | 0.22599 | 0.22365 | 0.21828 | 0.21295 | 0.20769 | 0.20252 | 0.19746 | 0.1927 | 0.1874 | 0.18266 | 0.17825 | 0.17371 | 0.17001 | 0.16641 | 0.1629 | 0.15947 | 0.15612 | 0.15284 | 0.14964 | 0.1465 | 0.14343 | 0.14043 | 0.13749 | 0.13461 | 0.13179 | 0.12903 | 0.12633
[10 empty] | 0 | 2678.2933 | 4370.3733 | 5419.9158 | 6051.2165 | 6410.6519 | 6593.7395 | 6662.8017 | 5118.7505 | 4597.3188 | 4558.6645 | 5143.0646 | 5479.1309 | 5654.0572 | 5724.7358 | 5285.6841 | 4822.237 | 4491.0133 | 4185.1572 | 4240.4364 | 4402.2339 | 4627.632 | 4610.803 | 4441.9654 | 4220.4735 | 3906.7344 | 3712.4743 | 3651.774
[10 empty] | 32.1395 | 32.1395 | 36.5735 | 31.1662 | 31.1662 | 31.1662 | 31.1662 | 31.1662 | 31.1662 | 31.1662 | 31.1662 | 31.1662 | 31.1662 | 31.1662 | 31.1662 | 31.1662 | 31.1662 | 31.1662 | 31.1662 | 31.1662 | 31.1662 | 31.1662 | 31.1662 | 31.1662 | 31.1662 | 31.1662 | 31.1662 | 31.1662
[10 empty] | 0.004015 | 0.004015 | 0.0045689 | 0.0038934 | 0.0038934 | 0.0038934 | 0.0038934 | 0.0038934 | 0.0038934 | 0.0038934 | 0.0038934 | 0.0038934 | 0.0038934 | 0.0038934 | 0.0038934 | 0.0038934 | 0.0038934 | 0.0038934 | 0.0038934 | 0.0038934 | 0.0038934 | 0.0038934 | 0.0038934 | 0.0038934 | 0.0038934 | 0.0038934 | 0.0038934 | 0.0038934
[10 empty] | 0.004015 | 0.004015 | 0.0045689 | 0.0038934 | 0.0038934 | 0.0038934 | 0.0038934 | 0.0038934 | 0.0038934 | 0.0038934 | 0.0038934 | 0.0038934 | 0.0038934 | 0.0038934 | 0.0038934 | 0.0038934 | 0.0038934 | 0.0038934 | 0.0038934 | 0.0038934 | 0.0038934 | 0.0038934 | 0.0038934 | 0.0038934 | 0.0038934 | 0.0038934 | 0.0038934 | 0.0038934
[10 empty] | 109199.2648 | 109255.5659 | 109311.8959 | 109368.255 | 109424.6432 | 109481.0604 | 109537.5067 | 109593.9821 | 109650.4867 | 109707.0204 | 109763.5832 | 109820.1752 | 109876.7963 | 109933.4467 | 109990.1262 | 110046.835 | 110103.573 | 110160.3403 | 110217.1368 | 110273.9627 | 110330.8178 | 110387.7022 | 110444.616 | 110501.5591 | 110558.5316 | 110615.5334 | 110672.5646 | 110729.6253
[10 empty] | 3.3533 | 3.3533 | 3.6611 | 3.6158 | 3.5709 | 3.5261 | 3.379 | 3.2815 | 3.2079 | 3.0987 | 3.0962 | 3.0951 | 3.0948 | 3.0952 | 3.096 | 3.0971 | 3.0983 | 3.0997 | 3.1011 | 3.1026 | 3.1041 | 3.1057 | 3.1073 | 3.1088 | 3.1104 | 3.112 | 3.1136 | 3.1152
[10 empty] | 0.4189 | 0.41891 | 0.45736 | 0.4517 | 0.44608 | 0.4405 | 0.42212 | 0.40994 | 0.40075 | 0.3871 | 0.38679 | 0.38665 | 0.38662 | 0.38667 | 0.38677 | 0.3869 | 0.38705 | 0.38722 | 0.3874 | 0.38759 | 0.38778 | 0.38797 | 0.38817 | 0.38837 | 0.38857 | 0.38876 | 0.38896 | 0.38916
[10 empty] | 0.4189 | 0.41891 | 0.45736 | 0.4517 | 0.44608 | 0.4405 | 0.42212 | 0.40994 | 0.40075 | 0.3871 | 0.38679 | 0.38665 | 0.38662 | 0.38667 | 0.38677 | 0.3869 | 0.38705 | 0.38722 | 0.3874 | 0.38759 | 0.38778 | 0.38797 | 0.38817 | 0.38837 | 0.38857 | 0.38876 | 0.38896 | 0.38916
[10 empty] | 0 | 18256.1785 | 18256.2075 | 18256.2366 | 18256.2656 | 18275.0617 | 18287.6118 | 18295.9979 | 21907.7668 | 20715.7348 | 19925.2399 | 19401.0484 | 20259.2272 | 20432.7784 | 20284.1681 | 20722.1531 | 20351.3135 | 20241.2633 | 20170.9726 | 20543.1777 | 20532.4759 | 20425.0309 | 20445.8512 | 20424.0417 | 20457.4585 | 20451.7849 | 20542.359 | 20519.8458
[10 empty] | 30.6499 | 30.6499 | 47.4906 | 28.1335 | 28.1335 | 28.1335 | 28.1335 | 28.1335 | 28.1335 | 28.1335 | 28.1335 | 28.1335 | 28.1335 | 28.1335 | 28.1335 | 28.1335 | 28.1335 | 28.1335 | 28.1335 | 28.1335 | 28.1335 | 28.1335 | 28.1335 | 28.1335 | 28.1335 | 28.1335 | 28.1335 | 28.1335
[10 empty] | 0.0038289 | 0.0038289 | 0.0059327 | 0.0035145 | 0.0035145 | 0.0035145 | 0.0035145 | 0.0035145 | 0.0035145 | 0.0035145 | 0.0035145 | 0.0035145 | 0.0035145 | 0.0035145 | 0.0035145 | 0.0035145 | 0.0035145 | 0.0035145 | 0.0035145 | 0.0035145 | 0.0035145 | 0.0035145 | 0.0035145 | 0.0035145 | 0.0035145 | 0.0035145 | 0.0035145 | 0.0035145
[10 empty] | 0.0038289 | 0.0038289 | 0.0059327 | 0.0035145 | 0.0035145 | 0.0035145 | 0.0035145 | 0.0035145 | 0.0035145 | 0.0035145 | 0.0035145 | 0.0035145 | 0.0035145 | 0.0035145 | 0.0035145 | 0.0035145 | 0.0035145 | 0.0035145 | 0.0035145 | 0.0035145 | 0.0035145 | 0.0035145 | 0.0035145 | 0.0035145 | 0.0035145 | 0.0035145 | 0.0035145 | 0.0035145
[10 empty] | 67790.5696 | 66929.5851 | 66079.5357 | 65240.2825 | 64411.6883 | 63593.6178 | 62785.9374 | 61988.515 | 61201.2204 | 60423.925 | 59656.5017 | 58898.8252 | 58150.7717 | 57412.2189 | 56683.0463 | 55963.1346 | 55252.3663 | 54550.6252 | 53857.7966 | 53173.7675 | 52498.4259 | 51831.6616 | 51173.3657 | 50523.4306 | 49881.75 | 49248.2193 | 48622.7347 | 48005.1943
[10 empty] | 1.2392 | 1.2199 | 1.3588 | 1.4943 | 1.6266 | 1.7558 | 1.8818 | 1.9751 | 2.0425 | 2.0896 | 2.1208 | 2.1763 | 2.1774 | 2.1724 | 2.1627 | 2.1494 | 2.1333 | 2.1151 | 2.0952 | 2.0741 | 2.0521 | 2.0295 | 2.0064 | 1.9831 | 1.9596 | 1.936 | 1.9125 | 1.889
[10 empty] | 0.15481 | 0.15239 | 0.16974 | 0.18668 | 0.20321 | 0.21934 | 0.23508 | 0.24673 | 0.25516 | 0.26104 | 0.26494 | 0.27187 | 0.272 | 0.27138 | 0.27018 | 0.26851 | 0.2665 | 0.26422 | 0.26174 | 0.2591 | 0.25635 | 0.25353 | 0.25065 | 0.24773 | 0.2448 | 0.24185 | 0.23891 | 0.23598
[10 empty] | 0.15481 | 0.15239 | 0.16974 | 0.18668 | 0.20321 | 0.21934 | 0.23508 | 0.24673 | 0.25516 | 0.26104 | 0.26494 | 0.27187 | 0.272 | 0.27138 | 0.27018 | 0.26851 | 0.2665 | 0.26422 | 0.26174 | 0.2591 | 0.25635 | 0.25353 | 0.25065 | 0.24773 | 0.2448 | 0.24185 | 0.23891 | 0.23598
[10 empty] | 0 | 7436.6206 | 7342.1706 | 7248.9203 | 7156.8543 | 7065.9575 | 6976.2153 | 6887.6128 | 6800.1356 | 6713.7694 | 6628.5002 | 8259.8665 | 7816.208 | 7449.3768 | 7143.4351 | 6885.7923 | 6988.3693 | 6986.1504 | 6915.5737 | 6802.4294 | 6664.7251 | 6970.9666 | 6738.5246 | 6558.1146 | 6407.3637 | 6272.7045 | 6306.1459 | 6265.0742
[10 empty] | 17.9558 | 17.9558 | 39.42 | 39.42 | 39.42 | 39.42 | 39.42 | 39.42 | 39.42 | 39.42 | 39.42 | 39.42 | 39.42 | 39.42 | 39.42 | 39.42 | 39.42 | 39.42 | 39.42 | 39.42 | 39.42 | 39.42 | 39.42 | 39.42 | 39.42 | 39.42 | 39.42 | 39.42
[10 empty] | 0.0022431 | 0.0022431 | 0.0049245 | 0.0049245 | 0.0049245 | 0.0049245 | 0.0049245 | 0.0049245 | 0.0049245 | 0.0049245 | 0.0049245 | 0.0049245 | 0.0049245 | 0.0049245 | 0.0049245 | 0.0049245 | 0.0049245 | 0.0049245 | 0.0049245 | 0.0049245 | 0.0049245 | 0.0049245 | 0.0049245 | 0.0049245 | 0.0049245 | 0.0049245 | 0.0049245 | 0.0049245
[10 empty] | 0.0022431 | 0.0022431 | 0.0049245 | 0.0049245 | 0.0049245 | 0.0049245 | 0.0049245 | 0.0049245 | 0.0049245 | 0.0049245 | 0.0049245 | 0.0049245 | 0.0049245 | 0.0049245 | 0.0049245 | 0.0049245 | 0.0049245 | 0.0049245 | 0.0049245 | 0.0049245 | 0.0049245 | 0.0049245 | 0.0049245 | 0.0049245 | 0.0049245 | 0.0049245 | 0.0049245 | 0.0049245
[10 empty] | 121542.3313 | 121347.8636 | 121153.707 | 120959.8611 | 120766.3253 | 120573.0992 | 120380.1822 | 120187.5739 | 119995.2738 | 119803.2813 | 119611.5961 | 119420.2175 | 119229.1452 | 119038.3786 | 118847.9172 | 118657.7605 | 118467.9081 | 118278.3594 | 118089.114 | 117900.1715 | 117711.5312 | 117523.1927 | 117335.1556 | 117147.4194 | 116959.9835 | 116772.8475 | 116586.011 | 116399.4734
[10 empty] | 15.3929 | 15.3683 | 15.5005 | 15.6878 | 15.919 | 16.1849 | 16.4782 | 16.7932 | 17.1253 | 17.4707 | 17.7577 | 17.9808 | 18.153 | 18.2844 | 18.3834 | 18.4787 | 18.5264 | 18.5586 | 18.5782 | 18.5878 | 18.5896 | 18.585 | 18.5753 | 18.5616 | 18.5447 | 18.5253 | 18.5038 | 18.4807
[10 empty] | 2.3503 | 2.3465 | 2.3667 | 2.3953 | 2.4306 | 2.4712 | 2.516 | 2.5641 | 2.6148 | 2.6675 | 2.7114 | 2.7454 | 2.7717 | 2.7918 | 2.8069 | 2.8215 | 2.8287 | 2.8336 | 2.8366 | 2.8381 | 2.8384 | 2.8377 | 2.8362 | 2.8341 | 2.8315 | 2.8286 | 2.8253 | 2.8218
[10 empty] | 2.3503 | 2.3465 | 2.3667 | 2.3953 | 2.4306 | 2.4712 | 2.516 | 2.5641 | 2.6148 | 2.6675 | 2.7114 | 2.7454 | 2.7717 | 2.7918 | 2.8069 | 2.8215 | 2.8287 | 2.8336 | 2.8366 | 2.8381 | 2.8384 | 2.8377 | 2.8362 | 2.8341 | 2.8315 | 2.8286 | 2.8253 | 2.8218
[10 empty] | 0 | 2696.6192 | 4846.1483 | 6558.7125 | 7922.2709 | 9007.0784 | 9869.2489 | 10553.6014 | 11095.9342 | 11524.8397 | 9736.727 | 8732.2804 | 8267.6208 | 8165.2976 | 8297.4272 | 9264.1602 | 10032.0902 | 10641.2391 | 11123.573 | 11085.4234 | 10800.3134 | 10435.7612 | 10088.2905 | 9807.9539 | 9206.5054 | 9077.6507 | 9232.7716 | 9544.4443
[10 empty] | 126.6466 | 126.6466 | 158.994 | 158.994 | 158.994 | 158.994 | 158.994 | 158.994 | 158.994 | 158.994 | 158.994 | 158.994 | 158.994 | 158.994 | 158.994 | 158.994 | 158.994 | 158.994 | 158.994 | 158.994 | 158.994 | 158.994 | 158.994 | 158.994 | 158.994 | 158.994 | 158.994 | 158.994
[10 empty] | 0.019337 | 0.019337 | 0.024276 | 0.024276 | 0.024276 | 0.024276 | 0.024276 | 0.024276 | 0.024276 | 0.024276 | 0.024276 | 0.024276 | 0.024276 | 0.024276 | 0.024276 | 0.024276 | 0.024276 | 0.024276 | 0.024276 | 0.024276 | 0.024276 | 0.024276 | 0.024276 | 0.024276 | 0.024276 | 0.024276 | 0.024276 | 0.024276
[10 empty] | 0.019337 | 0.019337 | 0.024276 | 0.024276 | 0.024276 | 0.024276 | 0.024276 | 0.024276 | 0.024276 | 0.024276 | 0.024276 | 0.024276 | 0.024276 | 0.024276 | 0.024276 | 0.024276 | 0.024276 | 0.024276 | 0.024276 | 0.024276 | 0.024276 | 0.024276 | 0.024276 | 0.024276 | 0.024276 | 0.024276 | 0.024276 | 0.024276
[10 empty] | 121425.3841 | 118883.3795 | 116394.5909 | 113957.9044 | 111572.2293 | 109236.4975 | 106949.6636 | 104710.7039 | 102518.6162 | 100372.4192 | 98271.1521 | 96213.8745 | 94199.6654 | 92227.6231 | 90296.865 | 88406.5267 | 86555.7621 | 84743.7428 | 82969.6575 | 81232.7121 | 79532.1292 | 77867.1475 | 76237.0217 | 74641.0221 | 73078.4343 | 71548.5588 | 70050.7108 | 68584.2198
[10 empty] | 8.6314 | 8.4507 | 8.3489 | 8.2476 | 8.147 | 8.0469 | 7.9474 | 7.8261 | 7.6916 | 7.5626 | 7.4126 | 7.2629 | 7.1144 | 6.9678 | 6.8234 | 6.6816 | 6.5423 | 6.4058 | 6.272 | 6.1408 | 6.0124 | 5.8866 | 5.7634 | 5.6428 | 5.5247 | 5.409 | 5.2958 | 5.185
[10 empty] | 1.0783 | 1.0557 | 1.043 | 1.0303 | 1.0177 | 1.0052 | 0.99282 | 0.97766 | 0.96086 | 0.94474 | 0.92601 | 0.9073 | 0.88875 | 0.87044 | 0.85241 | 0.83468 | 0.81729 | 0.80023 | 0.78352 | 0.76713 | 0.75109 | 0.73538 | 0.71999 | 0.70492 | 0.69016 | 0.67572 | 0.66157 | 0.64772
[10 empty] | 1.0783 | 1.0557 | 1.043 | 1.0303 | 1.0177 | 1.0052 | 0.99282 | 0.97766 | 0.96086 | 0.94474 | 0.92601 | 0.9073 | 0.88875 | 0.87044 | 0.85241 | 0.83468 | 0.81729 | 0.80023 | 0.78352 | 0.76713 | 0.75109 | 0.73538 | 0.71999 | 0.70492 | 0.69016 | 0.67572 | 0.66157 | 0.64772
[10 empty] | 0 | 16983.3399 | 16627.7987 | 16279.7006 | 15938.8899 | 15605.2139 | 15278.5234 | 14958.672 | 14645.5166 | 17171.2957 | 15887.4585 | 14951.5192 | 14244.7074 | 13689.4573 | 14084.4523 | 13957.2818 | 13593.6135 | 13616.657 | 12838.6669 | 12502.8511 | 12280.4705 | 12049.075 | 12061.4884 | 11750.5883 | 11407.0729 | 11179.3947 | 10827.8866 | 10673.203
[10 empty] | 71.0842 | 71.0842 | 75.6 | 75.6 | 75.6 | 75.6 | 75.6 | 75.6 | 75.6 | 75.6 | 75.6 | 75.6 | 75.6 | 75.6 | 75.6 | 75.6 | 75.6 | 75.6 | 75.6 | 75.6 | 75.6 | 75.6 | 75.6 | 75.6 | 75.6 | 75.6 | 75.6 | 75.6
[10 empty] | 0.0088801 | 0.0088801 | 0.0094442 | 0.0094442 | 0.0094442 | 0.0094442 | 0.0094442 | 0.0094442 | 0.0094442 | 0.0094442 | 0.0094442 | 0.0094442 | 0.0094442 | 0.0094442 | 0.0094442 | 0.0094442 | 0.0094442 | 0.0094442 | 0.0094442 | 0.0094442 | 0.0094442 | 0.0094442 | 0.0094442 | 0.0094442 | 0.0094442 | 0.0094442 | 0.0094442 | 0.0094442
[10 empty] | 0.0088801 | 0.0088801 | 0.0094442 | 0.0094442 | 0.0094442 | 0.0094442 | 0.0094442 | 0.0094442 | 0.0094442 | 0.0094442 | 0.0094442 | 0.0094442 | 0.0094442 | 0.0094442 | 0.0094442 | 0.0094442 | 0.0094442 | 0.0094442 | 0.0094442 | 0.0094442 | 0.0094442 | 0.0094442 | 0.0094442 | 0.0094442 | 0.0094442 | 0.0094442 | 0.0094442 | 0.0094442
[10 empty] | 77801.7951 | 77677.3122 | 77553.0285 | 77428.9437 | 77305.0574 | 77181.3693 | 77057.8791 | 76934.5865 | 76811.4911 | 76688.5928 | 76565.891 | 76443.3856 | 76321.0762 | 76198.9625 | 76077.0441 | 75955.3208 | 75833.7923 | 75712.4583 | 75591.3183 | 75470.3722 | 75349.6196 | 75229.0602 | 75108.6937 | 74988.5198 | 74868.5382 | 74748.7485 | 74629.1505 | 74509.7439
[10 empty] | 7.5422 | 7.5302 | 7.5181 | 7.5061 | 7.4941 | 7.4821 | 7.4701 | 7.4582 | 7.4462 | 7.4343 | 7.4224 | 7.4105 | 7.3987 | 7.3868 | 7.375 | 7.3632 | 7.3514 | 7.3397 | 7.3279 | 7.3162 | 7.3045 | 7.2928 | 7.2812 | 7.2695 | 7.2579 | 7.2463 | 7.2347 | 7.2231
[10 empty] | 0.9422 | 0.94069 | 0.93919 | 0.93769 | 0.93619 | 0.93469 | 0.93319 | 0.9317 | 0.93021 | 0.92872 | 0.92723 | 0.92575 | 0.92427 | 0.92279 | 0.92131 | 0.91984 | 0.91837 | 0.9169 | 0.91543 | 0.91397 | 0.91251 | 0.91105 | 0.90959 | 0.90813 | 0.90668 | 0.90523 | 0.90378 | 0.90233
[10 empty] | 0.9422 | 0.94069 | 0.93919 | 0.93769 | 0.93619 | 0.93469 | 0.93319 | 0.9317 | 0.93021 | 0.92872 | 0.92723 | 0.92575 | 0.92427 | 0.92279 | 0.92131 | 0.91984 | 0.91837 | 0.9169 | 0.91543 | 0.91397 | 0.91251 | 0.91105 | 0.90959 | 0.90813 | 0.90668 | 0.90523 | 0.90378 | 0.90233
[10 empty] | 0 | 11096.7589 | 11079.0041 | 11061.2777 | 11043.5796 | 11025.9099 | 11008.2684 | 10990.6552 | 10973.0702 | 13119.5653 | 12378.3774 | 11879.2092 | 11541.1386 | 11310.3039 | 11866.453 | 11991.5334 | 11909.7243 | 12165.5067 | 11696.9479 | 11615.9463 | 11634.6537 | 11640.8603 | 11882.9752 | 11805.2941 | 11686.4966 | 11679.4213 | 11535.5857 | 11595.344
[10 empty] | 96.9416 | 96.9416 | 96.9416 | 96.9416 | 96.9416 | 96.9416 | 96.9416 | 96.9416 | 96.9416 | 96.9416 | 96.9416 | 96.9416 | 96.9416 | 96.9416 | 96.9416 | 96.9416 | 96.9416 | 96.9416 | 96.9416 | 96.9416 | 96.9416 | 96.9416 | 96.9416 | 96.9416 | 96.9416 | 96.9416 | 96.9416 | 96.9416
[10 empty] | 0.01211 | 0.01211 | 0.01211 | 0.01211 | 0.01211 | 0.01211 | 0.01211 | 0.01211 | 0.01211 | 0.01211 | 0.01211 | 0.01211 | 0.01211 | 0.01211 | 0.01211 | 0.01211 | 0.01211 | 0.01211 | 0.01211 | 0.01211 | 0.01211 | 0.01211 | 0.01211 | 0.01211 | 0.01211 | 0.01211 | 0.01211 | 0.01211
[10 empty] | 0.01211 | 0.01211 | 0.01211 | 0.01211 | 0.01211 | 0.01211 | 0.01211 | 0.01211 | 0.01211 | 0.01211 | 0.01211 | 0.01211 | 0.01211 | 0.01211 | 0.01211 | 0.01211 | 0.01211 | 0.01211 | 0.01211 | 0.01211 | 0.01211 | 0.01211 | 0.01211 | 0.01211 | 0.01211 | 0.01211 | 0.01211 | 0.01211
[10 empty] | 1260.7676 | 1525.7581 | 1843.2134 | 2228.0885 | 2672.4652 | 3183.6349 | 3829.3852 | 4480.6168 | 5363.6111 | 6394.4021 | 7579.7933 | 8889.004 | 10381.3957 | 11831.571 | 13635.7172 | 15583.2533 | 17688.3725 | 19980.0468 | 22464.7883 | 25030.472 | 28061.4999 | 31659.0552 | 35901.537 | 40756.3631 | 46316.1497 | 52634.3755 | 59814.5033 | 67974.1095
[10 empty] | 3.8124 | 4.6137 | 5.5907 | 6.7743 | 8.1402 | 9.7109 | 11.694 | 13.694 | 16.4043 | 19.5675 | 23.2068 | 27.2243 | 31.8023 | 36.2501 | 41.7822 | 47.7571 | 54.21 | 61.2344 | 68.8505 | 76.7145 | 86.0047 | 97.0312 | 110.0342 | 124.914 | 141.9544 | 161.3194 | 183.3259 | 208.3345
[10 empty] | 0.47167 | 0.5708 | 0.69167 | 0.8381 | 1.0071 | 1.2014 | 1.4468 | 1.6942 | 2.0295 | 2.4209 | 2.8711 | 3.3682 | 3.9345 | 4.4848 | 5.1692 | 5.9084 | 6.7068 | 7.5758 | 8.5181 | 9.491 | 10.6404 | 12.0045 | 13.6133 | 15.4542 | 17.5624 | 19.9582 | 22.6808 | 25.7748
[10 empty] | 0.47167 | 0.5708 | 0.69167 | 0.8381 | 1.0071 | 1.2014 | 1.4468 | 1.6942 | 2.0295 | 2.4209 | 2.8711 | 3.3682 | 3.9345 | 4.4848 | 5.1692 | 5.9084 | 6.7068 | 7.5758 | 8.5181 | 9.491 | 10.6404 | 12.0045 | 13.6133 | 15.4542 | 17.5624 | 19.9582 | 22.6808 | 25.7748
[10 empty] | 0 | 361.9726 | 414.4374 | 481.8573 | 541.3588 | 608.1518 | 742.7324 | 748.2137 | 979.9764 | 1127.7731 | 1335.3713 | 1512.0824 | 1751.0605 | 1765.3821 | 2177.942 | 2490.0081 | 2702.493 | 2983.2422 | 3279.1485 | 3485.793 | 4104.8112 | 4808.231 | 5624.854 | 6435.0562 | 7376.3929 | 8358.3333 | 9471.5088 | 10652.295
[10 empty] | 3023.8925 | 3023.8925 | 3064.9133 | 3064.9133 | 3064.9133 | 3064.9133 | 3064.9133 | 3064.9133 | 3064.9133 | 3064.9133 | 3064.9133 | 3064.9133 | 3064.9133 | 3064.9133 | 3064.9133 | 3064.9133 | 3064.9133 | 3064.9133 | 3064.9133 | 3064.9133 | 3064.9133 | 3064.9133 | 3064.9133 | 3064.9133 | 3064.9133 | 3064.9133 | 3064.9133 | 3064.9133
[10 empty] | 0.37411 | 0.37411 | 0.37919 | 0.37919 | 0.37919 | 0.37919 | 0.37919 | 0.37919 | 0.37919 | 0.37919 | 0.37919 | 0.37919 | 0.37919 | 0.37919 | 0.37919 | 0.37919 | 0.37919 | 0.37919 | 0.37919 | 0.37919 | 0.37919 | 0.37919 | 0.37919 | 0.37919 | 0.37919 | 0.37919 | 0.37919 | 0.37919
[10 empty] | 0.37411 | 0.37411 | 0.37919 | 0.37919 | 0.37919 | 0.37919 | 0.37919 | 0.37919 | 0.37919 | 0.37919 | 0.37919 | 0.37919 | 0.37919 | 0.37919 | 0.37919 | 0.37919 | 0.37919 | 0.37919 | 0.37919 | 0.37919 | 0.37919 | 0.37919 | 0.37919 | 0.37919 | 0.37919 | 0.37919 | 0.37919 | 0.37919
[10 empty] | 3470.7148 | 3465.1617 | 3459.6174 | 3454.082 | 3448.5555 | 3443.0378 | 3437.5289 | 3432.0289 | 3426.5376 | 3421.0552 | 3415.5815 | 3410.1166 | 3404.6604 | 3399.2129 | 3393.7742 | 3388.3441 | 3382.9228 | 3377.5101 | 3372.1061 | 3366.7107 | 3361.324 | 3355.9459 | 3350.5764 | 3345.2154 | 3339.8631 | 3334.5193 | 3329.1841 | 3323.8574
[10 empty] | 5.8036 | 5.7881 | 5.846 | 5.9039 | 5.9621 | 6.0203 | 6.0788 | 6.1375 | 6.1964 | 6.2555 | 6.3149 | 6.3744 | 6.4238 | 6.4645 | 6.4978 | 6.5248 | 6.5463 | 6.5632 | 6.5968 | 6.6033 | 6.6074 | 6.6093 | 6.6094 | 6.608 | 6.6053 | 6.6014 | 6.5966 | 6.591
[10 empty] | 1.3482 | 1.3446 | 1.358 | 1.3715 | 1.385 | 1.3985 | 1.4121 | 1.4258 | 1.4394 | 1.4532 | 1.467 | 1.4808 | 1.4923 | 1.5017 | 1.5095 | 1.5157 | 1.5207 | 1.5246 | 1.5325 | 1.534 | 1.5349 | 1.5354 | 1.5354 | 1.5351 | 1.5344 | 1.5335 | 1.5324 | 1.5311
[10 empty] | 1.3482 | 1.3446 | 1.358 | 1.3715 | 1.385 | 1.3985 | 1.4121 | 1.4258 | 1.4394 | 1.4532 | 1.467 | 1.4808 | 1.4923 | 1.5017 | 1.5095 | 1.5157 | 1.5207 | 1.5246 | 1.5325 | 1.534 | 1.5349 | 1.5354 | 1.5354 | 1.5351 | 1.5344 | 1.5335 | 1.5324 | 1.5311
[10 empty] | 0 | 216.5726 | 216.2261 | 215.8801 | 215.5347 | 215.1899 | 214.8456 | 214.5018 | 214.1586 | 213.8159 | 213.4738 | 213.1323 | 212.7913 | 212.4508 | 212.1109 | 211.7715 | 211.4327 | 211.0944 | 272.1621 | 262.9685 | 255.0527 | 248.2306 | 242.3445 | 237.2595 | 232.8601 | 229.0475 | 225.7372 | 222.8567
[10 empty] | 1654.4236 | 1654.4236 | 1991.7897 | 1991.7897 | 1991.7897 | 1991.7897 | 1991.7897 | 1991.7897 | 1991.7897 | 1991.7897 | 1991.7897 | 1991.7897 | 1991.7897 | 1991.7897 | 1991.7897 | 1991.7897 | 1991.7897 | 1991.7897 | 1991.7897 | 1991.7897 | 1991.7897 | 1991.7897 | 1991.7897 | 1991.7897 | 1991.7897 | 1991.7897 | 1991.7897 | 1991.7897
[10 empty] | 0.38433 | 0.38433 | 0.4627 | 0.4627 | 0.4627 | 0.4627 | 0.4627 | 0.4627 | 0.4627 | 0.4627 | 0.4627 | 0.4627 | 0.4627 | 0.4627 | 0.4627 | 0.4627 | 0.4627 | 0.4627 | 0.4627 | 0.4627 | 0.4627 | 0.4627 | 0.4627 | 0.4627 | 0.4627 | 0.4627 | 0.4627 | 0.4627
[10 empty] | 0.38433 | 0.38433 | 0.4627 | 0.4627 | 0.4627 | 0.4627 | 0.4627 | 0.4627 | 0.4627 | 0.4627 | 0.4627 | 0.4627 | 0.4627 | 0.4627 | 0.4627 | 0.4627 | 0.4627 | 0.4627 | 0.4627 | 0.4627 | 0.4627 | 0.4627 | 0.4627 | 0.4627 | 0.4627 | 0.4627 | 0.4627 | 0.4627
[10 empty] | 7726.5893 | 7714.2268 | 7701.884 | 7689.561 | 7677.2577 | 7664.9741 | 7652.7101 | 7640.4658 | 7628.241 | 7616.0359 | 7603.8502 | 7591.684 | 7579.5373 | 7567.4101 | 7555.3022 | 7543.2137 | 7531.1446 | 7519.0948 | 7507.0642 | 7495.0529 | 7483.0608 | 7471.0879 | 7459.1342 | 7447.1996 | 7435.2841 | 7423.3876 | 7411.5102 | 7399.6518
[10 empty] | 3.3646 | 3.3323 | 3.3746 | 3.4188 | 3.4648 | 3.5128 | 3.563 | 3.6153 | 3.6695 | 3.715 | 3.753 | 3.7846 | 3.8107 | 3.8321 | 3.8495 | 3.8843 | 3.8924 | 3.8984 | 3.9027 | 3.9054 | 3.9068 | 3.9071 | 3.9064 | 3.905 | 3.9029 | 3.9001 | 3.8969 | 3.8932
[10 empty] | 0.42031 | 0.41628 | 0.42157 | 0.42709 | 0.43283 | 0.43883 | 0.4451 | 0.45164 | 0.45841 | 0.46409 | 0.46883 | 0.47278 | 0.47604 | 0.47872 | 0.4809 | 0.48525 | 0.48626 | 0.48701 | 0.48753 | 0.48787 | 0.48805 | 0.48809 | 0.48801 | 0.48783 | 0.48756 | 0.48722 | 0.48682 | 0.48636
[10 empty] | 0.42031 | 0.41628 | 0.42157 | 0.42709 | 0.43283 | 0.43883 | 0.4451 | 0.45164 | 0.45841 | 0.46409 | 0.46883 | 0.47278 | 0.47604 | 0.47872 | 0.4809 | 0.48525 | 0.48626 | 0.48701 | 0.48753 | 0.48787 | 0.48805 | 0.48809 | 0.48801 | 0.48783 | 0.48756 | 0.48722 | 0.48682 | 0.48636
[10 empty] | 0 | 593.4021 | 592.4526 | 591.5047 | 590.5583 | 589.6134 | 588.67 | 587.7281 | 586.7878 | 585.8489 | 584.9116 | 583.9757 | 583.0413 | 582.1085 | 581.1771 | 749.3064 | 723.9948 | 702.2015 | 683.4192 | 667.2138 | 653.214 | 641.1017 | 654.4872 | 662.3664 | 666.0306 | 666.513 | 664.6366 | 661.0532
[10 empty] | 405.2201 | 405.2201 | 528.228 | 528.228 | 528.228 | 528.228 | 528.228 | 528.228 | 528.228 | 528.228 | 528.228 | 528.228 | 528.228 | 528.228 | 528.228 | 528.228 | 528.228 | 528.228 | 528.228 | 528.228 | 528.228 | 528.228 | 528.228 | 528.228 | 528.228 | 528.228 | 528.228 | 528.228
[10 empty] | 0.050622 | 0.050622 | 0.065988 | 0.065988 | 0.065988 | 0.065988 | 0.065988 | 0.065988 | 0.065988 | 0.065988 | 0.065988 | 0.065988 | 0.065988 | 0.065988 | 0.065988 | 0.065988 | 0.065988 | 0.065988 | 0.065988 | 0.065988 | 0.065988 | 0.065988 | 0.065988 | 0.065988 | 0.065988 | 0.065988 | 0.065988 | 0.065988
[10 empty] | 0.050622 | 0.050622 | 0.065988 | 0.065988 | 0.065988 | 0.065988 | 0.065988 | 0.065988 | 0.065988 | 0.065988 | 0.065988 | 0.065988 | 0.065988 | 0.065988 | 0.065988 | 0.065988 | 0.065988 | 0.065988 | 0.065988 | 0.065988 | 0.065988 | 0.065988 | 0.065988 | 0.065988 | 0.065988 | 0.065988 | 0.065988 | 0.065988
[10 empty] | 74639.519 | 74520.0958 | 74400.8637 | 74281.8223 | 74162.9714 | 74044.3106 | 73925.8397 | 73807.5584 | 73689.4663 | 73571.5631 | 73453.8486 | 73336.3225 | 73218.9844 | 73101.834 | 72984.871 | 72868.0952 | 72751.5063 | 72635.1039 | 72518.8877 | 72402.8575 | 72287.0129 | 72171.3537 | 72055.8795 | 71940.5901 | 71825.4852 | 71710.5644 | 71595.8275 | 71481.2742
[10 empty] | 2.3144 | 2.3073 | 2.3097 | 2.3126 | 2.316 | 2.3198 | 2.322 | 2.3231 | 2.3232 | 2.3225 | 2.3236 | 2.3213 | 2.3188 | 2.316 | 2.313 | 2.3099 | 2.3067 | 2.3034 | 2.3 | 2.2966 | 2.2931 | 2.2896 | 2.2861 | 2.2825 | 2.2789 | 2.2753 | 2.2718 | 2.2682
[10 empty] | 0.28912 | 0.28823 | 0.28854 | 0.2889 | 0.28932 | 0.28979 | 0.29008 | 0.29021 | 0.29022 | 0.29013 | 0.29027 | 0.28999 | 0.28967 | 0.28932 | 0.28895 | 0.28857 | 0.28816 | 0.28775 | 0.28733 | 0.2869 | 0.28646 | 0.28603 | 0.28558 | 0.28514 | 0.28469 | 0.28424 | 0.2838 | 0.28335
[10 empty] | 0.28912 | 0.28823 | 0.28854 | 0.2889 | 0.28932 | 0.28979 | 0.29008 | 0.29021 | 0.29022 | 0.29013 | 0.29027 | 0.28999 | 0.28967 | 0.28932 | 0.28895 | 0.28857 | 0.28816 | 0.28775 | 0.28733 | 0.2869 | 0.28646 | 0.28603 | 0.28558 | 0.28514 | 0.28469 | 0.28424 | 0.2838 | 0.28335
[10 empty] | 0 | 9315.012 | 9300.108 | 9285.2278 | 9270.3714 | 9255.5388 | 9240.73 | 9225.9448 | 9211.1833 | 9196.4454 | 11588.6668 | 11089.508 | 10687.8864 | 10364.1745 | 10581.0089 | 10655.0045 | 10634.2948 | 10553.4245 | 10531.9218 | 11151.3875 | 10895.9278 | 10700.8128 | 10560.6627 | 10711.3639 | 10744.1472 | 10707.1175 | 10634.1364 | 10621.0994
[10 empty] | 30.753 | 30.753 | 31.7331 | 31.7331 | 31.7331 | 31.7331 | 31.7331 | 31.7331 | 31.7331 | 31.7331 | 31.7331 | 31.7331 | 31.7331 | 31.7331 | 31.7331 | 31.7331 | 31.7331 | 31.7331 | 31.7331 | 31.7331 | 31.7331 | 31.7331 | 31.7331 | 31.7331 | 31.7331 | 31.7331 | 31.7331 | 31.7331
[10 empty] | 0.0038418 | 0.0038418 | 0.0039642 | 0.0039642 | 0.0039642 | 0.0039642 | 0.0039642 | 0.0039642 | 0.0039642 | 0.0039642 | 0.0039642 | 0.0039642 | 0.0039642 | 0.0039642 | 0.0039642 | 0.0039642 | 0.0039642 | 0.0039642 | 0.0039642 | 0.0039642 | 0.0039642 | 0.0039642 | 0.0039642 | 0.0039642 | 0.0039642 | 0.0039642 | 0.0039642 | 0.0039642
[10 empty] | 0.0038418 | 0.0038418 | 0.0039642 | 0.0039642 | 0.0039642 | 0.0039642 | 0.0039642 | 0.0039642 | 0.0039642 | 0.0039642 | 0.0039642 | 0.0039642 | 0.0039642 | 0.0039642 | 0.0039642 | 0.0039642 | 0.0039642 | 0.0039642 | 0.0039642 | 0.0039642 | 0.0039642 | 0.0039642 | 0.0039642 | 0.0039642 | 0.0039642 | 0.0039642 | 0.0039642 | 0.0039642
[10 empty] | 6730.7842 | 6921.6154 | 7117.857 | 7319.6625 | 7527.1896 | 7740.6005 | 7960.062 | 8185.7457 | 8417.8279 | 8656.4902 | 8901.919 | 9154.3062 | 9413.8491 | 9680.7505 | 9955.2192 | 10237.4695 | 10527.7223 | 10826.2043 | 11133.1488 | 11448.7958 | 11773.3921 | 12107.1913 | 12450.4544 | 12803.4497 | 13166.4531 | 13539.7484 | 13923.6273 | 14318.39
[10 empty] | 13.0558 | 13.2916 | 13.7419 | 13.1772 | 12.6232 | 12.0802 | 11.549 | 11.0299 | 10.5234 | 9.995 | 9.4191 | 8.9496 | 8.5721 | 8.274 | 8.0448 | 7.8753 | 7.519 | 7.1824 | 7.2219 | 7.2859 | 7.3718 | 7.4775 | 7.6008 | 7.7404 | 7.8947 | 8.0628 | 8.2435 | 8.4362
[10 empty] | 1.1914 | 1.2129 | 1.254 | 1.2025 | 1.1519 | 1.1024 | 1.0539 | 1.0065 | 0.96032 | 0.9121 | 0.85954 | 0.8167 | 0.78225 | 0.75505 | 0.73413 | 0.71867 | 0.68615 | 0.65543 | 0.65904 | 0.66488 | 0.67272 | 0.68236 | 0.69362 | 0.70635 | 0.72044 | 0.73577 | 0.75227 | 0.76985
[10 empty] | 1.1914 | 1.2129 | 1.254 | 1.2025 | 1.1519 | 1.1024 | 1.0539 | 1.0065 | 0.96032 | 0.9121 | 0.85954 | 0.8167 | 0.78225 | 0.75505 | 0.73413 | 0.71867 | 0.68615 | 0.65543 | 0.65904 | 0.66488 | 0.67272 | 0.68236 | 0.69362 | 0.70635 | 0.72044 | 0.73577 | 0.75227 | 0.76985
[10 empty] | 0 | 671.6015 | 677.0119 | 682.5758 | 688.2974 | 694.1812 | 700.2318 | 706.454 | 712.8526 | 746.6942 | 777.6007 | 806.0454 | 832.4352 | 857.1208 | 880.404 | 902.5456 | 1119.4463 | 1117.4663 | 1121.638 | 1130.7721 | 1143.9085 | 1160.2755 | 1179.2562 | 1200.3602 | 1259.0971 | 1310.0185 | 1355.3061 | 1396.6423
[10 empty] | 1795.3821 | 1795.3821 | 2088.7442 | 574.8529 | 574.8529 | 574.8529 | 574.8529 | 574.8529 | 574.8529 | 574.8529 | 574.8529 | 574.8529 | 574.8529 | 574.8529 | 574.8529 | 574.8529 | 574.8529 | 574.8529 | 574.8529 | 574.8529 | 574.8529 | 574.8529 | 574.8529 | 574.8529 | 574.8529 | 574.8529 | 574.8529 | 574.8529
[10 empty] | 0.16384 | 0.16384 | 0.19061 | 0.052459 | 0.052459 | 0.052459 | 0.052459 | 0.052459 | 0.052459 | 0.052459 | 0.052459 | 0.052459 | 0.052459 | 0.052459 | 0.052459 | 0.052459 | 0.052459 | 0.052459 | 0.052459 | 0.052459 | 0.052459 | 0.052459 | 0.052459 | 0.052459 | 0.052459 | 0.052459 | 0.052459 | 0.052459
[10 empty] | 0.16384 | 0.16384 | 0.19061 | 0.052459 | 0.052459 | 0.052459 | 0.052459 | 0.052459 | 0.052459 | 0.052459 | 0.052459 | 0.052459 | 0.052459 | 0.052459 | 0.052459 | 0.052459 | 0.052459 | 0.052459 | 0.052459 | 0.052459 | 0.052459 | 0.052459 | 0.052459 | 0.052459 | 0.052459 | 0.052459 | 0.052459 | 0.052459
[10 empty] | 4004.4639 | 4019.3758 | 4034.3433 | 4049.3665 | 4064.4456 | 4079.5809 | 4094.7726 | 4110.0208 | 4125.3258 | 4140.6878 | 4156.107 | 4171.5836 | 4187.1179 | 4202.71 | 4218.3601 | 4234.0686 | 4249.8355 | 4265.6611 | 4281.5457 | 4297.4895 | 4313.4926 | 4329.5553 | 4345.6778 | 4361.8603 | 4378.1031 | 4394.4064 | 4410.7704 | 4427.1954
[10 empty] | 3.3845 | 3.3971 | 3.4325 | 3.4678 | 3.5032 | 3.5387 | 3.5742 | 3.6098 | 3.6455 | 3.6789 | 3.7103 | 3.7398 | 3.7676 | 3.794 | 3.8192 | 3.8432 | 3.8662 | 3.8953 | 3.9159 | 3.9358 | 3.9553 | 3.9743 | 3.9929 | 4.0111 | 4.029 | 4.0467 | 4.0641 | 4.0814
[10 empty] | 0.42281 | 0.42438 | 0.42879 | 0.43321 | 0.43764 | 0.44207 | 0.4465 | 0.45095 | 0.45541 | 0.45959 | 0.4635 | 0.46718 | 0.47066 | 0.47396 | 0.4771 | 0.4801 | 0.48298 | 0.48661 | 0.48918 | 0.49168 | 0.49411 | 0.49648 | 0.4988 | 0.50108 | 0.50332 | 0.50553 | 0.50771 | 0.50986
[10 empty] | 0.42281 | 0.42438 | 0.42879 | 0.43321 | 0.43764 | 0.44207 | 0.4465 | 0.45095 | 0.45541 | 0.45959 | 0.4635 | 0.46718 | 0.47066 | 0.47396 | 0.4771 | 0.4801 | 0.48298 | 0.48661 | 0.48918 | 0.49168 | 0.49411 | 0.49648 | 0.4988 | 0.50108 | 0.50332 | 0.50553 | 0.50771 | 0.50986
[10 empty] | 0 | 281.8762 | 281.9317 | 281.9875 | 282.0434 | 282.0995 | 282.1559 | 282.2125 | 283.9261 | 285.4621 | 286.8401 | 288.0778 | 289.1908 | 290.193 | 291.0968 | 292.0973 | 293.1639 | 381.0745 | 372.576 | 365.1523 | 358.6716 | 353.0183 | 348.1112 | 343.8748 | 350.3941 | 355.197 | 358.5997 | 360.868
[10 empty] | 845.1927 | 845.1927 | 925.5627 | 925.5627 | 925.5627 | 925.5627 | 925.5627 | 925.5627 | 925.5627 | 925.5627 | 925.5627 | 925.5627 | 925.5627 | 925.5627 | 925.5627 | 925.5627 | 925.5627 | 925.5627 | 925.5627 | 925.5627 | 925.5627 | 925.5627 | 925.5627 | 925.5627 | 925.5627 | 925.5627 | 925.5627 | 925.5627
[10 empty] | 0.10558 | 0.10558 | 0.11562 | 0.11562 | 0.11562 | 0.11562 | 0.11562 | 0.11562 | 0.11562 | 0.11562 | 0.11562 | 0.11562 | 0.11562 | 0.11562 | 0.11562 | 0.11562 | 0.11562 | 0.11562 | 0.11562 | 0.11562 | 0.11562 | 0.11562 | 0.11562 | 0.11562 | 0.11562 | 0.11562 | 0.11562 | 0.11562
[10 empty] | 0.10558 | 0.10558 | 0.11562 | 0.11562 | 0.11562 | 0.11562 | 0.11562 | 0.11562 | 0.11562 | 0.11562 | 0.11562 | 0.11562 | 0.11562 | 0.11562 | 0.11562 | 0.11562 | 0.11562 | 0.11562 | 0.11562 | 0.11562 | 0.11562 | 0.11562 | 0.11562 | 0.11562 | 0.11562 | 0.11562 | 0.11562 | 0.11562
[10 empty] | 4667.2166 | 4659.7491 | 4652.2935 | 4644.8498 | 4637.4181 | 4629.9982 | 4622.5902 | 4615.1941 | 4607.8097 | 4600.4372 | 4593.0765 | 4585.7276 | 4578.3905 | 4571.065 | 4563.7513 | 4556.4493 | 4549.159 | 4541.8804 | 4534.6133 | 4527.358 | 4520.1142 | 4512.882 | 4505.6614 | 4498.4523 | 4491.2548 | 4484.0688 | 4476.8943 | 4469.7313
[10 empty] | 2.3565 | 2.3527 | 2.3521 | 2.3514 | 2.3507 | 2.3501 | 2.3494 | 2.3488 | 2.3481 | 2.3474 | 2.3467 | 2.346 | 2.3454 | 2.3447 | 2.344 | 2.3433 | 2.3426 | 2.3419 | 2.3409 | 2.3396 | 2.3382 | 2.3365 | 2.3346 | 2.3326 | 2.3304 | 2.3281 | 2.3256 | 2.323
[10 empty] | 0.29438 | 0.29391 | 0.29383 | 0.29375 | 0.29366 | 0.29358 | 0.2935 | 0.29341 | 0.29333 | 0.29325 | 0.29316 | 0.29308 | 0.29299 | 0.2929 | 0.29282 | 0.29273 | 0.29264 | 0.29255 | 0.29243 | 0.29228 | 0.29209 | 0.29188 | 0.29165 | 0.29139 | 0.29112 | 0.29083 | 0.29052 | 0.2902
[10 empty] | 0.29438 | 0.29391 | 0.29383 | 0.29375 | 0.29366 | 0.29358 | 0.2935 | 0.29341 | 0.29333 | 0.29325 | 0.29316 | 0.29308 | 0.29299 | 0.2929 | 0.29282 | 0.29273 | 0.29264 | 0.29255 | 0.29243 | 0.29228 | 0.29209 | 0.29188 | 0.29165 | 0.29139 | 0.29112 | 0.29083 | 0.29052 | 0.2902
[10 empty] | 0 | 179.2211 | 178.9344 | 178.6481 | 178.3622 | 178.0769 | 177.7919 | 177.5075 | 177.2235 | 176.9399 | 176.6568 | 176.3741 | 176.0919 | 175.8102 | 175.5289 | 175.2481 | 174.9677 | 174.6877 | 174.4082 | 174.1292 | 173.8505 | 173.5724 | 173.2947 | 173.0174 | 172.7406 | 172.4642 | 172.1882 | 171.9127
[10 empty] | 504.9 | 504.9 | 522.3103 | 522.3103 | 522.3103 | 522.3103 | 522.3103 | 522.3103 | 522.3103 | 522.3103 | 522.3103 | 522.3103 | 522.3103 | 522.3103 | 522.3103 | 522.3103 | 522.3103 | 522.3103 | 522.3103 | 522.3103 | 522.3103 | 522.3103 | 522.3103 | 522.3103 | 522.3103 | 522.3103 | 522.3103 | 522.3103
[10 empty] | 0.063074 | 0.063074 | 0.065249 | 0.065249 | 0.065249 | 0.065249 | 0.065249 | 0.065249 | 0.065249 | 0.065249 | 0.065249 | 0.065249 | 0.065249 | 0.065249 | 0.065249 | 0.065249 | 0.065249 | 0.065249 | 0.065249 | 0.065249 | 0.065249 | 0.065249 | 0.065249 | 0.065249 | 0.065249 | 0.065249 | 0.065249 | 0.065249
[10 empty] | 0.063074 | 0.063074 | 0.065249 | 0.065249 | 0.065249 | 0.065249 | 0.065249 | 0.065249 | 0.065249 | 0.065249 | 0.065249 | 0.065249 | 0.065249 | 0.065249 | 0.065249 | 0.065249 | 0.065249 | 0.065249 | 0.065249 | 0.065249 | 0.065249 | 0.065249 | 0.065249 | 0.065249 | 0.065249 | 0.065249 | 0.065249 | 0.065249
[10 empty] | 77801.7951 | 77677.3122 | 77553.0285 | 77428.9437 | 77305.0574 | 77181.3693 | 77057.8791 | 76934.5865 | 76811.4911 | 76688.5928 | 76565.891 | 76443.3856 | 76321.0762 | 76198.9625 | 76077.0441 | 75955.3208 | 75833.7923 | 75712.4583 | 75591.3183 | 75470.3722 | 75349.6196 | 75229.0602 | 75108.6937 | 74988.5198 | 74868.5382 | 74748.7485 | 74629.1505 | 74509.7439
[10 empty] | 16.4544 | 16.4281 | 16.4018 | 16.3756 | 16.3494 | 16.3232 | 16.2971 | 16.271 | 16.245 | 16.219 | 16.193 | 16.1671 | 16.1413 | 16.1154 | 16.0896 | 16.0639 | 16.0382 | 16.0125 | 15.9869 | 15.9613 | 15.9358 | 15.9103 | 15.8848 | 15.8594 | 15.8341 | 15.8087 | 15.7834 | 15.7582
[10 empty] | 2.0555 | 2.0523 | 2.049 | 2.0457 | 2.0424 | 2.0392 | 2.0359 | 2.0326 | 2.0294 | 2.0261 | 2.0229 | 2.0197 | 2.0164 | 2.0132 | 2.01 | 2.0068 | 2.0035 | 2.0003 | 1.9971 | 1.9939 | 1.9908 | 1.9876 | 1.9844 | 1.9812 | 1.978 | 1.9749 | 1.9717 | 1.9686
[10 empty] | 2.0555 | 2.0523 | 2.049 | 2.0457 | 2.0424 | 2.0392 | 2.0359 | 2.0326 | 2.0294 | 2.0261 | 2.0229 | 2.0197 | 2.0164 | 2.0132 | 2.01 | 2.0068 | 2.0035 | 2.0003 | 1.9971 | 1.9939 | 1.9908 | 1.9876 | 1.9844 | 1.9812 | 1.978 | 1.9749 | 1.9717 | 1.9686
[10 empty] | 0 | 8630.8125 | 8617.0032 | 8603.216 | 8589.4508 | 8575.7077 | 8561.9866 | 8548.2874 | 8534.6101 | 8520.9548 | 8507.3212 | 10968.4125 | 10597.8997 | 10278.8871 | 10355.7848 | 10368.9149 | 10334.7965 | 10316.5316 | 10302.7678 | 10286.1384 | 10269.3107 | 10962.522 | 10742.6146 | 10566.6283 | 10627.9525 | 10630.9184 | 10594.8946 | 10577.3151
[10 empty] | 211.4914 | 211.4914 | 211.4914 | 211.4914 | 211.4914 | 211.4914 | 211.4914 | 211.4914 | 211.4914 | 211.4914 | 211.4914 | 211.4914 | 211.4914 | 211.4914 | 211.4914 | 211.4914 | 211.4914 | 211.4914 | 211.4914 | 211.4914 | 211.4914 | 211.4914 | 211.4914 | 211.4914 | 211.4914 | 211.4914 | 211.4914 | 211.4914
[10 empty] | 0.02642 | 0.02642 | 0.02642 | 0.02642 | 0.02642 | 0.02642 | 0.02642 | 0.02642 | 0.02642 | 0.02642 | 0.02642 | 0.02642 | 0.02642 | 0.02642 | 0.02642 | 0.02642 | 0.02642 | 0.02642 | 0.02642 | 0.02642 | 0.02642 | 0.02642 | 0.02642 | 0.02642 | 0.02642 | 0.02642 | 0.02642 | 0.02642
[10 empty] | 0.02642 | 0.02642 | 0.02642 | 0.02642 | 0.02642 | 0.02642 | 0.02642 | 0.02642 | 0.02642 | 0.02642 | 0.02642 | 0.02642 | 0.02642 | 0.02642 | 0.02642 | 0.02642 | 0.02642 | 0.02642 | 0.02642 | 0.02642 | 0.02642 | 0.02642 | 0.02642 | 0.02642 | 0.02642 | 0.02642 | 0.02642 | 0.02642
[10 empty] | 3543.64 | 5597.2213 | 7270.6433 | 8551.0346 | 9418.7205 | 9972.1295 | 10630.4981 | 11429.7932 | 12368.8728 | 13445.8069 | 14622.9572 | 15896.9098 | 17266.5313 | 18700.7427 | 20183.7493 | 21699.4169 | 23252.8063 | 24816.766 | 26373.3064 | 27933.0479 | 29488.852 | 31032.9866 | 32565.03 | 34088.4905 | 35619.163 | 37154.1247 | 38690.5209 | 40224.2217
[10 empty] | 0 | 0 | 0 | 0 | 0 | 0 | 0 | 0 | 0 | 0 | 0 | 0 | 0 | 0 | 0 | 0 | 0 | 0 | 0 | 0 | 0 | 0 | 0 | 0 | 0 | 0 | 0 | 0
[10 empty] | 0 | 0 | 0 | 0 | 0 | 0 | 0 | 0 | 0 | 0 | 0 | 0 | 0 | 0 | 0 | 0 | 0 | 0 | 0 | 0 | 0 | 0 | 0 | 0 | 0 | 0 | 0 | 0
[10 empty] | 0 | 0 | 0 | 0 | 0 | 0 | 0 | 0 | 0 | 0 | 0 | 0 | 0 | 0 | 0 | 0 | 0 | 0 | 0 | 0 | 0 | 0 | 0 | 0 | 0 | 0 | 0 | 0
[10 empty] | 0 | 2074.5968 | 1694.4375 | 1301.4068 | 888.7013 | 574.4245 | 679.384 | 821.4886 | 962.2547 | 1100.9273 | 1201.8253 | 1299.1956 | 1412.3244 | 1491.4644 | 1552.3845 | 1595.1496 | 1641.2916 | 1691.4102 | 1716.948 | 1747.6132 | 1766.5626 | 1773.9654 | 1753.4383 | 1737.8254 | 1739.1792 | 1738.5864 | 1735.9528 | 2045.764
[10 empty] | 0 | 0 | 0 | 0 | 0 | 0 | 0 | 0 | 0 | 0 | 0 | 0 | 0 | 0 | 0 | 0 | 0 | 0 | 0 | 0 | 0 | 0 | 0 | 0 | 0 | 0 | 0 | 0
[10 empty] | 0 | 0 | 0 | 0 | 0 | 0 | 0 | 0 | 0 | 0 | 0 | 0 | 0 | 0 | 0 | 0 | 0 | 0 | 0 | 0 | 0 | 0 | 0 | 0 | 0 | 0 | 0 | 0
[10 empty] | 0 | 0 | 0 | 0 | 0 | 0 | 0 | 0 | 0 | 0 | 0 | 0 | 0 | 0 | 0 | 0 | 0 | 0 | 0 | 0 | 0 | 0 | 0 | 0 | 0 | 0 | 0 | 0
[10 empty] | 3543.64 | 5597.2213 | 7270.6433 | 8551.0346 | 9418.7205 | 9972.1295 | 10630.4981 | 11429.7932 | 12368.8728 | 13445.8069 | 14622.9572 | 15896.9098 | 17266.5313 | 18700.7427 | 20183.7493 | 21699.4169 | 23252.8063 | 24816.766 | 26373.3064 | 27933.0479 | 29488.852 | 31032.9866 | 32565.03 | 34088.4905 | 35619.163 | 37154.1247 | 38690.5209 | 40224.2217
[10 empty] | 0 | 0 | 0 | 0 | 0 | 0 | 0 | 0 | 0 | 0 | 0 | 0 | 0 | 0 | 0 | 0 | 0 | 0 | 0 | 0 | 0 | 0 | 0 | 0 | 0 | 0 | 0 | 0
[10 empty] | 0 | 0 | 0 | 0 | 0 | 0 | 0 | 0 | 0 | 0 | 0 | 0 | 0 | 0 | 0 | 0 | 0 | 0 | 0 | 0 | 0 | 0 | 0 | 0 | 0 | 0 | 0 | 0
[10 empty] | 0 | 0 | 0 | 0 | 0 | 0 | 0 | 0 | 0 | 0 | 0 | 0 | 0 | 0 | 0 | 0 | 0 | 0 | 0 | 0 | 0 | 0 | 0 | 0 | 0 | 0 | 0 | 0
[10 empty] | 0 | 2074.5968 | 1694.4375 | 1301.4068 | 888.7013 | 574.4245 | 679.384 | 821.4886 | 962.2547 | 1100.9273 | 1201.8253 | 1299.1956 | 1412.3244 | 1491.4644 | 1552.3845 | 1595.1496 | 1641.2916 | 1691.4102 | 1716.948 | 1747.6132 | 1766.5626 | 1773.9654 | 1753.4383 | 1737.8254 | 1739.1792 | 1738.5864 | 1735.9528 | 2045.764
[10 empty] | 0 | 0 | 0 | 0 | 0 | 0 | 0 | 0 | 0 | 0 | 0 | 0 | 0 | 0 | 0 | 0 | 0 | 0 | 0 | 0 | 0 | 0 | 0 | 0 | 0 | 0 | 0 | 0
[10 empty] | 0 | 0 | 0 | 0 | 0 | 0 | 0 | 0 | 0 | 0 | 0 | 0 | 0 | 0 | 0 | 0 | 0 | 0 | 0 | 0 | 0 | 0 | 0 | 0 | 0 | 0 | 0 | 0
[10 empty] | 0 | 0 | 0 | 0 | 0 | 0 | 0 | 0 | 0 | 0 | 0 | 0 | 0 | 0 | 0 | 0 | 0 | 0 | 0 | 0 | 0 | 0 | 0 | 0 | 0 | 0 | 0 | 0
[10 empty] | 3543.64 | 5597.2213 | 7270.6433 | 8551.0346 | 9418.7205 | 9972.1295 | 10630.4981 | 11429.7932 | 12368.8728 | 13445.8069 | 14622.9572 | 15896.9098 | 17266.5313 | 18700.7427 | 20183.7493 | 21699.4169 | 23252.8063 | 24816.766 | 26373.3064 | 27933.0479 | 29488.852 | 31032.9866 | 32565.03 | 34088.4905 | 35619.163 | 37154.1247 | 38690.5209 | 40224.2217
[10 empty] | 0 | 0 | 0 | 0 | 0 | 0 | 0 | 0 | 0 | 0 | 0 | 0 | 0 | 0 | 0 | 0 | 0 | 0 | 0 | 0 | 0 | 0 | 0 | 0 | 0 | 0 | 0 | 0
[10 empty] | 0 | 0 | 0 | 0 | 0 | 0 | 0 | 0 | 0 | 0 | 0 | 0 | 0 | 0 | 0 | 0 | 0 | 0 | 0 | 0 | 0 | 0 | 0 | 0 | 0 | 0 | 0 | 0
[10 empty] | 0 | 0 | 0 | 0 | 0 | 0 | 0 | 0 | 0 | 0 | 0 | 0 | 0 | 0 | 0 | 0 | 0 | 0 | 0 | 0 | 0 | 0 | 0 | 0 | 0 | 0 | 0 | 0
[10 empty] | 0 | 2074.5968 | 1694.4375 | 1301.4068 | 888.7013 | 574.4245 | 679.384 | 821.4886 | 962.2547 | 1100.9273 | 1201.8253 | 1299.1956 | 1412.3244 | 1491.4644 | 1552.3845 | 1595.1496 | 1641.2916 | 1691.4102 | 1716.948 | 1747.6132 | 1766.5626 | 1773.9654 | 1753.4383 | 1737.8254 | 1739.1792 | 1738.5864 | 1735.9528 | 2045.764
[10 empty] | 0 | 0 | 0 | 0 | 0 | 0 | 0 | 0 | 0 | 0 | 0 | 0 | 0 | 0 | 0 | 0 | 0 | 0 | 0 | 0 | 0 | 0 | 0 | 0 | 0 | 0 | 0 | 0
[10 empty] | 0 | 0 | 0 | 0 | 0 | 0 | 0 | 0 | 0 | 0 | 0 | 0 | 0 | 0 | 0 | 0 | 0 | 0 | 0 | 0 | 0 | 0 | 0 | 0 | 0 | 0 | 0 | 0
[10 empty] | 0 | 0 | 0 | 0 | 0 | 0 | 0 | 0 | 0 | 0 | 0 | 0 | 0 | 0 | 0 | 0 | 0 | 0 | 0 | 0 | 0 | 0 | 0 | 0 | 0 | 0 | 0 | 0
[10 empty] | 3543.64 | 5597.2213 | 7270.6433 | 8551.0346 | 9418.7205 | 9972.1295 | 10630.4981 | 11429.7932 | 12368.8728 | 13445.8069 | 14622.9572 | 15896.9098 | 17266.5313 | 18700.7427 | 20183.7493 | 21699.4169 | 23252.8063 | 24816.766 | 26373.3064 | 27933.0479 | 29488.852 | 31032.9866 | 32565.03 | 34088.4905 | 35619.163 | 37154.1247 | 38690.5209 | 40224.2217
[10 empty] | 0 | 0 | 0 | 0 | 0 | 0 | 0 | 0 | 0 | 0 | 0 | 0 | 0 | 0 | 0 | 0 | 0 | 0 | 0 | 0 | 0 | 0 | 0 | 0 | 0 | 0 | 0 | 0
[10 empty] | 0 | 0 | 0 | 0 | 0 | 0 | 0 | 0 | 0 | 0 | 0 | 0 | 0 | 0 | 0 | 0 | 0 | 0 | 0 | 0 | 0 | 0 | 0 | 0 | 0 | 0 | 0 | 0
[10 empty] | 0 | 0 | 0 | 0 | 0 | 0 | 0 | 0 | 0 | 0 | 0 | 0 | 0 | 0 | 0 | 0 | 0 | 0 | 0 | 0 | 0 | 0 | 0 | 0 | 0 | 0 | 0 | 0
[10 empty] | 0 | 2074.5968 | 1694.4375 | 1301.4068 | 888.7013 | 574.4245 | 679.384 | 821.4886 | 962.2547 | 1100.9273 | 1201.8253 | 1299.1956 | 1412.3244 | 1491.4644 | 1552.3845 | 1595.1496 | 1641.2916 | 1691.4102 | 1716.948 | 1747.6132 | 1766.5626 | 1773.9654 | 1753.4383 | 1737.8254 | 1739.1792 | 1738.5864 | 1735.9528 | 2045.764
[10 empty] | 0 | 0 | 0 | 0 | 0 | 0 | 0 | 0 | 0 | 0 | 0 | 0 | 0 | 0 | 0 | 0 | 0 | 0 | 0 | 0 | 0 | 0 | 0 | 0 | 0 | 0 | 0 | 0
[10 empty] | 0 | 0 | 0 | 0 | 0 | 0 | 0 | 0 | 0 | 0 | 0 | 0 | 0 | 0 | 0 | 0 | 0 | 0 | 0 | 0 | 0 | 0 | 0 | 0 | 0 | 0 | 0 | 0
[10 empty] | 0 | 0 | 0 | 0 | 0 | 0 | 0 | 0 | 0 | 0 | 0 | 0 | 0 | 0 | 0 | 0 | 0 | 0 | 0 | 0 | 0 | 0 | 0 | 0 | 0 | 0 | 0 | 0
[10 empty] | 3543.64 | 5597.2213 | 7270.6433 | 8551.0346 | 9418.7205 | 9972.1295 | 10630.4981 | 11429.7932 | 12368.8728 | 13445.8069 | 14622.9572 | 15896.9098 | 17266.5313 | 18700.7427 | 20183.7493 | 21699.4169 | 23252.8063 | 24816.766 | 26373.3064 | 27933.0479 | 29488.852 | 31032.9866 | 32565.03 | 34088.4905 | 35619.163 | 37154.1247 | 38690.5209 | 40224.2217
[10 empty] | 0 | 0 | 0 | 0 | 0 | 0 | 0 | 0 | 0 | 0 | 0 | 0 | 0 | 0 | 0 | 0 | 0 | 0 | 0 | 0 | 0 | 0 | 0 | 0 | 0 | 0 | 0 | 0
[10 empty] | 0 | 0 | 0 | 0 | 0 | 0 | 0 | 0 | 0 | 0 | 0 | 0 | 0 | 0 | 0 | 0 | 0 | 0 | 0 | 0 | 0 | 0 | 0 | 0 | 0 | 0 | 0 | 0
[10 empty] | 0 | 0 | 0 | 0 | 0 | 0 | 0 | 0 | 0 | 0 | 0 | 0 | 0 | 0 | 0 | 0 | 0 | 0 | 0 | 0 | 0 | 0 | 0 | 0 | 0 | 0 | 0 | 0
[10 empty] | 0 | 2074.5968 | 1694.4375 | 1301.4068 | 888.7013 | 574.4245 | 679.384 | 821.4886 | 962.2547 | 1100.9273 | 1201.8253 | 1299.1956 | 1412.3244 | 1491.4644 | 1552.3845 | 1595.1496 | 1641.2916 | 1691.4102 | 1716.948 | 1747.6132 | 1766.5626 | 1773.9654 | 1753.4383 | 1737.8254 | 1739.1792 | 1738.5864 | 1735.9528 | 2045.764
[10 empty] | 0 | 0 | 0 | 0 | 0 | 0 | 0 | 0 | 0 | 0 | 0 | 0 | 0 | 0 | 0 | 0 | 0 | 0 | 0 | 0 | 0 | 0 | 0 | 0 | 0 | 0 | 0 | 0
[10 empty] | 0 | 0 | 0 | 0 | 0 | 0 | 0 | 0 | 0 | 0 | 0 | 0 | 0 | 0 | 0 | 0 | 0 | 0 | 0 | 0 | 0 | 0 | 0 | 0 | 0 | 0 | 0 | 0
[10 empty] | 0 | 0 | 0 | 0 | 0 | 0 | 0 | 0 | 0 | 0 | 0 | 0 | 0 | 0 | 0 | 0 | 0 | 0 | 0 | 0 | 0 | 0 | 0 | 0 | 0 | 0 | 0 | 0
[10 empty] | 3543.64 | 5597.2213 | 7270.6433 | 8551.0346 | 9418.7205 | 9972.1295 | 10630.4981 | 11429.7932 | 12368.8728 | 13445.8069 | 14622.9572 | 15896.9098 | 17266.5313 | 18700.7427 | 20183.7493 | 21699.4169 | 23252.8063 | 24816.766 | 26373.3064 | 27933.0479 | 29488.852 | 31032.9866 | 32565.03 | 34088.4905 | 35619.163 | 37154.1247 | 38690.5209 | 40224.2217
[10 empty] | 0 | 0 | 0 | 0 | 0 | 0 | 0 | 0 | 0 | 0 | 0 | 0 | 0 | 0 | 0 | 0 | 0 | 0 | 0 | 0 | 0 | 0 | 0 | 0 | 0 | 0 | 0 | 0
[10 empty] | 0 | 0 | 0 | 0 | 0 | 0 | 0 | 0 | 0 | 0 | 0 | 0 | 0 | 0 | 0 | 0 | 0 | 0 | 0 | 0 | 0 | 0 | 0 | 0 | 0 | 0 | 0 | 0
[10 empty] | 0 | 0 | 0 | 0 | 0 | 0 | 0 | 0 | 0 | 0 | 0 | 0 | 0 | 0 | 0 | 0 | 0 | 0 | 0 | 0 | 0 | 0 | 0 | 0 | 0 | 0 | 0 | 0
[10 empty] | 0 | 2074.5968 | 1694.4375 | 1301.4068 | 888.7013 | 574.4245 | 679.384 | 821.4886 | 962.2547 | 1100.9273 | 1201.8253 | 1299.1956 | 1412.3244 | 1491.4644 | 1552.3845 | 1595.1496 | 1641.2916 | 1691.4102 | 1716.948 | 1747.6132 | 1766.5626 | 1773.9654 | 1753.4383 | 1737.8254 | 1739.1792 | 1738.5864 | 1735.9528 | 2045.764
[10 empty] | 0 | 0 | 0 | 0 | 0 | 0 | 0 | 0 | 0 | 0 | 0 | 0 | 0 | 0 | 0 | 0 | 0 | 0 | 0 | 0 | 0 | 0 | 0 | 0 | 0 | 0 | 0 | 0
[10 empty] | 0 | 0 | 0 | 0 | 0 | 0 | 0 | 0 | 0 | 0 | 0 | 0 | 0 | 0 | 0 | 0 | 0 | 0 | 0 | 0 | 0 | 0 | 0 | 0 | 0 | 0 | 0 | 0
[10 empty] | 0 | 0 | 0 | 0 | 0 | 0 | 0 | 0 | 0 | 0 | 0 | 0 | 0 | 0 | 0 | 0 | 0 | 0 | 0 | 0 | 0 | 0 | 0 | 0 | 0 | 0 | 0 | 0
[10 empty] | 3543.64 | 5597.2213 | 7270.6433 | 8551.0346 | 9418.7205 | 9972.1295 | 10630.4981 | 11429.7932 | 12368.8728 | 13445.8069 | 14622.9572 | 15896.9098 | 17266.5313 | 18700.7427 | 20183.7493 | 21699.4169 | 23252.8063 | 24816.766 | 26373.3064 | 27933.0479 | 29488.852 | 31032.9866 | 32565.03 | 34088.4905 | 35619.163 | 37154.1247 | 38690.5209 | 40224.2217
[10 empty] | 0 | 0 | 0 | 0 | 0 | 0 | 0 | 0 | 0 | 0 | 0 | 0 | 0 | 0 | 0 | 0 | 0 | 0 | 0 | 0 | 0 | 0 | 0 | 0 | 0 | 0 | 0 | 0
[10 empty] | 0 | 0 | 0 | 0 | 0 | 0 | 0 | 0 | 0 | 0 | 0 | 0 | 0 | 0 | 0 | 0 | 0 | 0 | 0 | 0 | 0 | 0 | 0 | 0 | 0 | 0 | 0 | 0
[10 empty] | 0 | 0 | 0 | 0 | 0 | 0 | 0 | 0 | 0 | 0 | 0 | 0 | 0 | 0 | 0 | 0 | 0 | 0 | 0 | 0 | 0 | 0 | 0 | 0 | 0 | 0 | 0 | 0
[10 empty] | 0 | 2074.5968 | 1694.4375 | 1301.4068 | 888.7013 | 574.4245 | 679.384 | 821.4886 | 962.2547 | 1100.9273 | 1201.8253 | 1299.1956 | 1412.3244 | 1491.4644 | 1552.3845 | 1595.1496 | 1641.2916 | 1691.4102 | 1716.948 | 1747.6132 | 1766.5626 | 1773.9654 | 1753.4383 | 1737.8254 | 1739.1792 | 1738.5864 | 1735.9528 | 2045.764
[10 empty] | 0 | 0 | 0 | 0 | 0 | 0 | 0 | 0 | 0 | 0 | 0 | 0 | 0 | 0 | 0 | 0 | 0 | 0 | 0 | 0 | 0 | 0 | 0 | 0 | 0 | 0 | 0 | 0
[10 empty] | 0 | 0 | 0 | 0 | 0 | 0 | 0 | 0 | 0 | 0 | 0 | 0 | 0 | 0 | 0 | 0 | 0 | 0 | 0 | 0 | 0 | 0 | 0 | 0 | 0 | 0 | 0 | 0
[10 empty] | 0 | 0 | 0 | 0 | 0 | 0 | 0 | 0 | 0 | 0 | 0 | 0 | 0 | 0 | 0 | 0 | 0 | 0 | 0 | 0 | 0 | 0 | 0 | 0 | 0 | 0 | 0 | 0
[10 empty] | 3543.64 | 5597.2213 | 7270.6433 | 8551.0346 | 9418.7205 | 9972.1295 | 10630.4981 | 11429.7932 | 12368.8728 | 13445.8069 | 14622.9572 | 15896.9098 | 17266.5313 | 18700.7427 | 20183.7493 | 21699.4169 | 23252.8063 | 24816.766 | 26373.3064 | 27933.0479 | 29488.852 | 31032.9866 | 32565.03 | 34088.4905 | 35619.163 | 37154.1247 | 38690.5209 | 40224.2217
[10 empty] | 0 | 0 | 0 | 0 | 0 | 0 | 0 | 0 | 0 | 0 | 0 | 0 | 0 | 0 | 0 | 0 | 0 | 0 | 0 | 0 | 0 | 0 | 0 | 0 | 0 | 0 | 0 | 0
[10 empty] | 0 | 0 | 0 | 0 | 0 | 0 | 0 | 0 | 0 | 0 | 0 | 0 | 0 | 0 | 0 | 0 | 0 | 0 | 0 | 0 | 0 | 0 | 0 | 0 | 0 | 0 | 0 | 0
[10 empty] | 0 | 0 | 0 | 0 | 0 | 0 | 0 | 0 | 0 | 0 | 0 | 0 | 0 | 0 | 0 | 0 | 0 | 0 | 0 | 0 | 0 | 0 | 0 | 0 | 0 | 0 | 0 | 0
[10 empty] | 0 | 2074.5968 | 1694.4375 | 1301.4068 | 888.7013 | 574.4245 | 679.384 | 821.4886 | 962.2547 | 1100.9273 | 1201.8253 | 1299.1956 | 1412.3244 | 1491.4644 | 1552.3845 | 1595.1496 | 1641.2916 | 1691.4102 | 1716.948 | 1747.6132 | 1766.5626 | 1773.9654 | 1753.4383 | 1737.8254 | 1739.1792 | 1738.5864 | 1735.9528 | 2045.764
[10 empty] | 0 | 0 | 0 | 0 | 0 | 0 | 0 | 0 | 0 | 0 | 0 | 0 | 0 | 0 | 0 | 0 | 0 | 0 | 0 | 0 | 0 | 0 | 0 | 0 | 0 | 0 | 0 | 0
[10 empty] | 0 | 0 | 0 | 0 | 0 | 0 | 0 | 0 | 0 | 0 | 0 | 0 | 0 | 0 | 0 | 0 | 0 | 0 | 0 | 0 | 0 | 0 | 0 | 0 | 0 | 0 | 0 | 0
[10 empty] | 0 | 0 | 0 | 0 | 0 | 0 | 0 | 0 | 0 | 0 | 0 | 0 | 0 | 0 | 0 | 0 | 0 | 0 | 0 | 0 | 0 | 0 | 0 | 0 | 0 | 0 | 0 | 0
[10 empty] | 3543.64 | 5597.2213 | 7270.6433 | 8551.0346 | 9418.7205 | 9972.1295 | 10630.4981 | 11429.7932 | 12368.8728 | 13445.8069 | 14622.9572 | 15896.9098 | 17266.5313 | 18700.7427 | 20183.7493 | 21699.4169 | 23252.8063 | 24816.766 | 26373.3064 | 27933.0479 | 29488.852 | 31032.9866 | 32565.03 | 34088.4905 | 35619.163 | 37154.1247 | 38690.5209 | 40224.2217
[10 empty] | -30.7677 | -50.3919 | -66.6074 | -79.5048 | -88.5197 | -94.4994 | -101.6141 | -110.2529 | -120.4031 | -132.0436 | -144.7667 | -158.5354 | -173.3371 | -188.8354 | -204.8591 | -221.2335 | -238.0134 | -254.9048 | -271.713 | -288.5529 | -305.3473 | -322.0124 | -338.5439 | -354.9796 | -371.8536 | -389.0581 | -406.72 | -424.6147
[10 empty] | 0 | 0 | 0 | 0 | 0 | 0 | 0 | 0 | 0 | 0 | 0 | 0 | 0 | 0 | 0 | 0 | 0 | 0 | 0 | 0 | 0 | 0 | 0 | 0 | 0 | 0 | 0 | 0
[10 empty] | 0 | 0 | 0 | 0 | 0 | 0 | 0 | 0 | 0 | 0 | 0 | 0 | 0 | 0 | 0 | 0 | 0 | 0 | 0 | 0 | 0 | 0 | 0 | 0 | 0 | 0 | 0 | 0
[10 empty] | 0 | 2053.5813 | 1673.422 | 1280.3913 | 867.6858 | 553.4091 | 658.3686 | 799.2951 | 939.0796 | 1076.9341 | 1177.1503 | 1273.9526 | 1369.6214 | 1434.2114 | 1483.0066 | 1515.6676 | 1553.3894 | 1563.9597 | 1556.5404 | 1559.7415 | 1555.8041 | 1544.1346 | 1532.0434 | 1523.4605 | 1649.7677 | 1780.5433 | 2066.2235 | 2317.487
[10 empty] | -9120.9919 | -9556.0761 | -9692.0547 | -10077.8202 | -10399.2553 | -10823.2749 | -10823.2749 | -10823.2749 | -10823.2749 | -10823.2749 | -10823.2749 | -10823.2749 | -10823.2749 | -10823.2749 | -10823.2749 | -10823.2749 | -10823.2749 | -10823.2749 | -10823.2749 | -10823.2749 | -10823.2749 | -10823.2749 | -10823.2749 | -10823.2749 | -10823.2749 | -10823.2749 | -10823.2749 | -10823.2749
[10 empty] | 0 | 0 | 0 | 0 | 0 | 0 | 0 | 0 | 0 | 0 | 0 | 0 | 0 | 0 | 0 | 0 | 0 | 0 | 0 | 0 | 0 | 0 | 0 | 0 | 0 | 0 | 0 | 0
[10 empty] | 0 | 0 | 0 | 0 | 0 | 0 | 0 | 0 | 0 | 0 | 0 | 0 | 0 | 0 | 0 | 0 | 0 | 0 | 0 | 0 | 0 | 0 | 0 | 0 | 0 | 0 | 0 | 0
[10 empty] | 0 | 36.0003 | 82.6804 | 131.5023 | 181.5882 | 232.9997 | 285.8014 | 345.4514 | 406.6594 | 469.4565 | 533.8747 | 599.9461 | 667.7038 | 737.1812 | 808.4125 | 881.4323 | 956.2761 | 1032.9798 | 1111.5799 | 1192.1138 | 1274.6194 | 1359.1352 | 1445.7005 | 1534.3553 | 1625.1403 | 1718.0968 | 1813.267 | 1910.6938
[10 empty] | 0 | 0 | 0 | 0 | 0 | 0 | 0 | 0 | 0 | 0 | 0 | 0 | 0 | 0 | 0 | 0 | 0 | 0 | 0 | 0 | 0 | 0 | 0 | 0 | 0 | 0 | 0 | 0
[10 empty] | 0 | 0 | 0 | 0 | 0 | 0 | 0 | 0 | 0 | 0 | 0 | 0 | 0 | 0 | 0 | 0 | 0 | 0 | 0 | 0 | 0 | 0 | 0 | 0 | 0 | 0 | 0 | 0
[10 empty] | 0 | 0 | 0 | 0 | 0 | 0 | 0 | 0 | 0 | 0 | 0 | 0 | 0 | 0 | 0 | 0 | 0 | 0 | 0 | 0 | 0 | 0 | 0 | 0 | 0 | 0 | 0 | 0
[10 empty] | 0 | 36.0003 | 46.68 | 48.8219 | 50.0858 | 51.4116 | 52.8016 | 59.65 | 61.208 | 62.7972 | 64.4181 | 66.0714 | 67.7577 | 69.4774 | 76.3742 | 84.0966 | 91.3127 | 97.975 | 104.1773 | 110.0002 | 116.2838 | 132.7016 | 139.95 | 144.2398 | 148.2363 | 152.2664 | 156.3376 | 162.7619
[10 empty] | 0 | 0 | 0 | 0 | 0 | 0 | 0 | 0 | 0 | 0 | 0 | 0 | 0 | 0 | 0 | 0 | 0 | 0 | 0 | 0 | 0 | 0 | 0 | 0 | 0 | 0 | 0 | 0
[10 empty] | 0 | 0 | 0 | 0 | 0 | 0 | 0 | 0 | 0 | 0 | 0 | 0 | 0 | 0 | 0 | 0 | 0 | 0 | 0 | 0 | 0 | 0 | 0 | 0 | 0 | 0 | 0 | 0
[10 empty] | 0 | 0 | 0 | 0 | 0 | 0 | 0 | 0 | 0 | 0 | 0 | 0 | 0 | 0 | 0 | 0 | 0 | 0 | 0 | 0 | 0 | 0 | 0 | 0 | 0 | 0 | 0 | 0
[10 empty] | 110360.6814 | 110184.1043 | 110007.8097 | 109831.7972 | 109656.0663 | 109480.6166 | 109305.4476 | 109130.5589 | 108955.95 | 108781.6205 | 108607.5699 | 108433.7978 | 108260.3037 | 108087.0872 | 107914.1479 | 107741.4853 | 107569.0989 | 107396.9883 | 107225.1531 | 107053.5929 | 106882.3071 | 106711.2955 | 106540.5574
[10 empty] | 89.7294 | 87.1253 | 86.8852 | 86.5002 | 83.137 | 78.4215 | 69.4326 | 58.4111 | 49.896 | 44.517 | 40.5761 | 37.835 | 36.5471 | 35.2813 | 34.1514 | 33.1704 | 32.2941 | 31.4662 | 30.6489 | 29.889 | 29.2567 | 28.646 | 28.1362
[10 empty] | 5.9784 | 5.8049 | 5.7889 | 5.7633 | 5.5392 | 5.225 | 4.6261 | 3.8918 | 3.3244 | 2.9661 | 2.7035 | 2.5208 | 2.435 | 2.3507 | 2.2754 | 2.2101 | 2.1517 | 2.0965 | 2.0421 | 1.9914 | 1.9493 | 1.9086 | 1.8746
[10 empty] | 32.547 | 31.6024 | 31.5153 | 31.3757 | 30.1558 | 28.4453 | 25.1849 | 21.1871 | 18.0985 | 16.1474 | 14.7179 | 13.7236 | 13.2565 | 12.7974 | 12.3875 | 12.0317 | 11.7138 | 11.4135 | 11.1171 | 10.8414 | 10.6121 | 10.3906 | 10.2057
[10 empty] | 0 | 31830.9635 | 23631.3073 | 18169.7047 | 16564.996 | 14288.2559 | 16518.3535 | 19269.6155 | 16627.0924 | 17758.4123 | 16321.388 | 15283.9047 | 15565.1552 | 15131.9392 | 14757.8575 | 15897.3297 | 14705.2816 | 14164.8526 | 13969.284 | 13587.9864 | 13610.4685 | 13619.985 | 13082.498
[10 empty] | 793.5276 | 777.0043 | 774.1577 | 766.8278 | 765.1979 | 752.2569 | 385.4962 | 382.076 | 378.3328 | 374.6824 | 363.0987 | 358.8558 | 354.2958 | 349.8671 | 345.606 | 341.3851 | 337.4464 | 333.5025 | 329.633 | 325.6885 | 321.6033 | 317.3265 | 318.2488
[10 empty] | 0.052871 | 0.05177 | 0.05158 | 0.051092 | 0.050983 | 0.050121 | 0.025685 | 0.025457 | 0.025207 | 0.024964 | 0.024192 | 0.02391 | 0.023606 | 0.023311 | 0.023027 | 0.022746 | 0.022483 | 0.02222 | 0.021963 | 0.0217 | 0.021428 | 0.021143 | 0.021204
[10 empty] | 0.28783 | 0.28184 | 0.28081 | 0.27815 | 0.27756 | 0.27286 | 0.13983 | 0.13859 | 0.13723 | 0.13591 | 0.1317 | 0.13017 | 0.12851 | 0.12691 | 0.12536 | 0.12383 | 0.1224 | 0.12097 | 0.11957 | 0.11813 | 0.11665 | 0.1151 | 0.11544
[10 empty] | 176634.54 | 176351.9247 | #DIV/0! | #DIV/0! | #DIV/0! | #DIV/0! | #DIV/0! | #DIV/0! | #DIV/0! | #DIV/0! | #DIV/0! | #DIV/0! | #DIV/0! | #DIV/0! | #DIV/0! | #DIV/0! | #DIV/0! | #DIV/0! | #DIV/0! | #DIV/0! | #DIV/0! | #DIV/0!
[10 empty] | 43.4244 | 43.6223 | #DIV/0! | #DIV/0! | #DIV/0! | #DIV/0! | #DIV/0! | #DIV/0! | #DIV/0! | #DIV/0! | #DIV/0! | #DIV/0! | #DIV/0! | #DIV/0! | #DIV/0! | #DIV/0! | #DIV/0! | #DIV/0! | #DIV/0! | #DIV/0! | #DIV/0! | #DIV/0!
[10 empty] | 0 | 0 | #DIV/0! | #DIV/0! | #DIV/0! | #DIV/0! | #DIV/0! | #DIV/0! | #DIV/0! | #DIV/0! | #DIV/0! | #DIV/0! | #DIV/0! | #DIV/0! | #DIV/0! | #DIV/0! | #DIV/0! | #DIV/0! | #DIV/0! | #DIV/0! | #DIV/0! | #DIV/0!
[10 empty] | 0 | 0 | #DIV/0! | #DIV/0! | #DIV/0! | #DIV/0! | #DIV/0! | #DIV/0! | #DIV/0! | #DIV/0! | #DIV/0! | #DIV/0! | #DIV/0! | #DIV/0! | #DIV/0! | #DIV/0! | #DIV/0! | #DIV/0! | #DIV/0! | #DIV/0! | #DIV/0! | #DIV/0!
[10 empty] | 0 | 9447.4245 | #DIV/0! | #DIV/0! | #DIV/0! | #DIV/0! | #DIV/0! | #DIV/0! | #DIV/0! | #DIV/0! | #DIV/0! | #DIV/0! | #DIV/0! | #DIV/0! | #DIV/0! | #DIV/0! | #DIV/0! | #DIV/0! | #DIV/0! | #DIV/0! | #DIV/0! | #DIV/0!
[10 empty] | 245.1732 | 230.4661 | #DIV/0! | #DIV/0! | #DIV/0! | #DIV/0! | #DIV/0! | #DIV/0! | #DIV/0! | #DIV/0! | #DIV/0! | #DIV/0! | #DIV/0! | #DIV/0! | #DIV/0! | #DIV/0! | #DIV/0! | #DIV/0! | #DIV/0! | #DIV/0! | #DIV/0! | #DIV/0!
[10 empty] | 0 | 0 | #DIV/0! | #DIV/0! | #DIV/0! | #DIV/0! | #DIV/0! | #DIV/0! | #DIV/0! | #DIV/0! | #DIV/0! | #DIV/0! | #DIV/0! | #DIV/0! | #DIV/0! | #DIV/0! | #DIV/0! | #DIV/0! | #DIV/0! | #DIV/0! | #DIV/0! | #DIV/0!
[10 empty] | 0 | 0 | #DIV/0! | #DIV/0! | #DIV/0! | #DIV/0! | #DIV/0! | #DIV/0! | #DIV/0! | #DIV/0! | #DIV/0! | #DIV/0! | #DIV/0! | #DIV/0! | #DIV/0! | #DIV/0! | #DIV/0! | #DIV/0! | #DIV/0! | #DIV/0! | #DIV/0! | #DIV/0!
[10 empty] | 5345.0347 | 5482.6426 | 5623.7933 | 5768.5779 | 5917.0899 | 6069.4254 | 6225.6828 | 6385.9631 | 6550.3697 | 6719.009 | 6891.9899 | 7069.4243 | 7251.4266 | 7438.1146 | 7629.6089 | 7826.0333 | 8027.5145 | 8234.1829 | 8446.172 | 8663.6188 | 8886.6637 | 9115.4509 | 9350.1282 | 9590.8473 | 9837.7637 | 10091.037 | 10350.8308 | 10617.313
[10 empty] | 25.0977 | 25.5178 | 25.9591 | 26.4235 | 26.9126 | 27.3176 | 27.7482 | 28.2058 | 28.6917 | 29.2015 | 29.7381 | 30.2993 | 30.8892 | 31.5113 | 32.1584 | 32.8297 | 33.5247 | 34.2433 | 35.001 | 35.7959 | 36.6264 | 37.4621 | 38.3346 | 39.2428 | 40.1856 | 41.1947 | 42.2333 | 43.3019
[10 empty] | 5.8302 | 5.9278 | 6.0304 | 6.1382 | 6.2519 | 6.3459 | 6.446 | 6.5523 | 6.6651 | 6.7836 | 6.9082 | 7.0386 | 7.1756 | 7.3202 | 7.4705 | 7.6264 | 7.7879 | 7.9548 | 8.1308 | 8.3155 | 8.5084 | 8.7025 | 8.9052 | 9.1162 | 9.3352 | 9.5696 | 9.8109 | 10.0591
[10 empty] | 5.8302 | 5.9278 | 6.0304 | 6.1382 | 6.2519 | 6.3459 | 6.446 | 6.5523 | 6.6651 | 6.7836 | 6.9082 | 7.0386 | 7.1756 | 7.3202 | 7.4705 | 7.6264 | 7.7879 | 7.9548 | 8.1308 | 8.3155 | 8.5084 | 8.7025 | 8.9052 | 9.1162 | 9.3352 | 9.5696 | 9.8109 | 10.0591
[10 empty] | 0 | 345.2994 | 354.686 | 363.329 | 371.7453 | 379.5877 | 386.9544 | 393.9299 | 400.5873 | 421.274 | 439.7191 | 474.3741 | 504.8293 | 531.7039 | 536.5507 | 542.8564 | 550.3272 | 558.7856 | 568.0307 | 577.9044 | 588.2844 | 699.6818 | 701.2181 | 705.9464 | 715.9026 | 729.6648 | 746.2334 | 762.1129
[10 empty] | 4360.1143 | 4360.1143 | 4360.1143 | 4360.1143 | 4360.1143 | 4069.44 | 4069.44 | 4069.44 | 4069.44 | 4069.44 | 4069.44 | 4069.44 | 4069.44 | 4069.44 | 4069.44 | 4069.44 | 4069.44 | 4069.44 | 4069.44 | 4069.44 | 4069.44 | 4069.44 | 4069.44 | 4069.44 | 4069.44 | 4069.44 | 4069.44 | 4069.44
[10 empty] | 1.0129 | 1.0129 | 1.0129 | 1.0129 | 1.0129 | 0.94534 | 0.94534 | 0.94534 | 0.94534 | 0.94534 | 0.94534 | 0.94534 | 0.94534 | 0.94534 | 0.94534 | 0.94534 | 0.94534 | 0.94534 | 0.94534 | 0.94534 | 0.94534 | 0.94534 | 0.94534 | 0.94534 | 0.94534 | 0.94534 | 0.94534 | 0.94534
[10 empty] | 1.0129 | 1.0129 | 1.0129 | 1.0129 | 1.0129 | 0.94534 | 0.94534 | 0.94534 | 0.94534 | 0.94534 | 0.94534 | 0.94534 | 0.94534 | 0.94534 | 0.94534 | 0.94534 | 0.94534 | 0.94534 | 0.94534 | 0.94534 | 0.94534 | 0.94534 | 0.94534 | 0.94534 | 0.94534 | 0.94534 | 0.94534 | 0.94534
[10 empty] | 18074.695 | 18045.7754 | 18016.9022 | 17988.0752 | 17959.2942 | 17930.5594 | 17901.8705 | 17873.2275 | 17844.6303 | 17816.0789 | 17787.5732 | 17759.1131 | 17730.6985 | 17702.3294 | 17674.0056 | 17645.7272 | 17617.4941 | 17589.3061 | 17561.1632 | 17533.0653 | 17505.0124 | 17477.0044 | 17449.0412 | 17421.1227 | 17393.2489 | 17365.4197 | 17337.6351 | 17309.8948
[10 empty] | 50.8745 | 48.9157 | 47.5263 | 46.5301 | 45.81 | 45.2715 | 44.8799 | 44.6214 | 44.492 | 44.4892 | 44.4635 | 44.4226 | 44.3717 | 44.3141 | 44.2521 | 44.1873 | 44.1205 | 44.0526 | 43.9838 | 43.9146 | 43.8451 | 43.7755 | 43.7058 | 43.6361 | 43.5664 | 43.4968 | 43.4273 | 43.3579
[10 empty] | 11.8183 | 11.3633 | 11.0405 | 10.8091 | 10.6418 | 10.5167 | 10.4257 | 10.3657 | 10.3356 | 10.335 | 10.329 | 10.3195 | 10.3077 | 10.2943 | 10.2799 | 10.2648 | 10.2493 | 10.2335 | 10.2176 | 10.2015 | 10.1854 | 10.1692 | 10.153 | 10.1368 | 10.1206 | 10.1044 | 10.0883 | 10.0722
[10 empty] | 11.8183 | 11.3633 | 11.0405 | 10.8091 | 10.6418 | 10.5167 | 10.4257 | 10.3657 | 10.3356 | 10.335 | 10.329 | 10.3195 | 10.3077 | 10.2943 | 10.2799 | 10.2648 | 10.2493 | 10.2335 | 10.2176 | 10.2015 | 10.1854 | 10.1692 | 10.153 | 10.1368 | 10.1206 | 10.1044 | 10.0883 | 10.0722
[10 empty] | 0 | 2557.1648 | 1925.5408 | 1504.7743 | 1224.3551 | 1224.7048 | 1224.2819 | 1462.5393 | 1620.0872 | 1723.9164 | 1987.6309 | 1955.6304 | 1796.0822 | 2093.2568 | 1674.0677 | 1435.5788 | 1382.1882 | 1452.734 | 1533.6543 | 1720.4112 | 1818.637 | 1821.2341 | 1951.6169 | 1843.4499 | 1668.3701 | 1622.7452 | 1476.8373 | 1441.1931
[10 empty] | 2504.8073 | 2504.8073 | 2504.8073 | 2504.8073 | 2504.8073 | 2504.8073 | 2504.8073 | 2504.8073 | 2504.8073 | 2504.8073 | 2504.8073 | 2504.8073 | 2504.8073 | 2504.8073 | 2504.8073 | 2504.8073 | 2504.8073 | 2504.8073 | 2504.8073 | 2504.8073 | 2504.8073 | 2504.8073 | 2504.8073 | 2504.8073 | 2504.8073 | 2504.8073 | 2504.8073 | 2504.8073
[10 empty] | 0.58187 | 0.58187 | 0.58187 | 0.58187 | 0.58187 | 0.58187 | 0.58187 | 0.58187 | 0.58187 | 0.58187 | 0.58187 | 0.58187 | 0.58187 | 0.58187 | 0.58187 | 0.58187 | 0.58187 | 0.58187 | 0.58187 | 0.58187 | 0.58187 | 0.58187 | 0.58187 | 0.58187 | 0.58187 | 0.58187 | 0.58187 | 0.58187
[10 empty] | 0.58187 | 0.58187 | 0.58187 | 0.58187 | 0.58187 | 0.58187 | 0.58187 | 0.58187 | 0.58187 | 0.58187 | 0.58187 | 0.58187 | 0.58187 | 0.58187 | 0.58187 | 0.58187 | 0.58187 | 0.58187 | 0.58187 | 0.58187 | 0.58187 | 0.58187 | 0.58187 | 0.58187 | 0.58187 | 0.58187 | 0.58187 | 0.58187
[10 empty] | 29119.3007 | 29591.6009 | 30071.5615 | 30559.3069 | 31054.9633 | 31558.6589 | 32070.5243 | 32590.6918 | 33119.2962 | 33656.4743 | 34202.3651 | 34757.11 | 35320.8526 | 35893.7388 | 36475.9169 | 37067.5377 | 37668.7542 | 38279.7222 | 38900.5997 | 39531.5476 | 40172.7291 | 40824.3103 | 41486.4598 | 42159.349 | 42843.1521 | 43538.0462 | 44244.2111 | 44961.8296
[10 empty] | 99.3783 | 101.8493 | 104.3613 | 106.9163 | 109.5156 | 112.1606 | 114.8527 | 117.593 | 120.3826 | 123.2225 | 126.1137 | 129.057 | 132.0533 | 135.1035 | 138.0734 | 140.9802 | 143.8389 | 146.6622 | 149.4612 | 152.2456 | 155.0237 | 157.8028 | 160.5891 | 163.3882 | 166.205 | 169.0436 | 171.9078 | 174.801
[10 empty] | 23.0859 | 23.6599 | 24.2434 | 24.837 | 25.4408 | 26.0552 | 26.6806 | 27.3172 | 27.9652 | 28.625 | 29.2966 | 29.9803 | 30.6764 | 31.3849 | 32.0749 | 32.7501 | 33.4142 | 34.0701 | 34.7203 | 35.3671 | 36.0125 | 36.6581 | 37.3053 | 37.9556 | 38.6099 | 39.2693 | 39.9347 | 40.6068
[10 empty] | 23.0859 | 23.6599 | 24.2434 | 24.837 | 25.4408 | 26.0552 | 26.6806 | 27.3172 | 27.9652 | 28.625 | 29.2966 | 29.9803 | 30.6764 | 31.3849 | 32.0749 | 32.7501 | 33.4142 | 34.0701 | 34.7203 | 35.3671 | 36.0125 | 36.6581 | 37.3053 | 37.9556 | 38.6099 | 39.2693 | 39.9347 | 40.6068
[10 empty] | 0 | 2004.895 | 2012.5554 | 2020.3402 | 2028.2511 | 2036.2904 | 2044.4601 | 2052.7623 | 2061.1992 | 2069.7729 | 2078.4856 | 2087.3397 | 2096.3374 | 2105.481 | 2182.2444 | 2250.614 | 2311.8308 | 2366.9589 | 2416.9113 | 2462.4711 | 2504.3103 | 3127.1462 | 3081.9761 | 3046.221 | 3018.5838 | 2997.9537 | 2983.3793 | 2983.6847
[10 empty] | 3900.3429 | 3900.3429 | 3900.3429 | 3900.3429 | 3900.3429 | 3900.3429 | 3900.3429 | 3900.3429 | 3900.3429 | 3900.3429 | 3900.3429 | 3900.3429 | 3900.3429 | 3900.3429 | 3900.3429 | 3900.3429 | 3900.3429 | 3900.3429 | 3900.3429 | 3900.3429 | 3900.3429 | 3900.3429 | 3900.3429 | 3900.3429 | 3900.3429 | 3900.3429 | 3900.3429 | 3900.3429
[10 empty] | 0.90606 | 0.90606 | 0.90606 | 0.90606 | 0.90606 | 0.90606 | 0.90606 | 0.90606 | 0.90606 | 0.90606 | 0.90606 | 0.90606 | 0.90606 | 0.90606 | 0.90606 | 0.90606 | 0.90606 | 0.90606 | 0.90606 | 0.90606 | 0.90606 | 0.90606 | 0.90606 | 0.90606 | 0.90606 | 0.90606 | 0.90606 | 0.90606
[10 empty] | 0.90606 | 0.90606 | 0.90606 | 0.90606 | 0.90606 | 0.90606 | 0.90606 | 0.90606 | 0.90606 | 0.90606 | 0.90606 | 0.90606 | 0.90606 | 0.90606 | 0.90606 | 0.90606 | 0.90606 | 0.90606 | 0.90606 | 0.90606 | 0.90606 | 0.90606 | 0.90606 | 0.90606 | 0.90606 | 0.90606 | 0.90606 | 0.90606
[10 empty] | 2777.3088 | 2772.8651 | 2768.4285 | 2763.999 | 2759.5766 | 2755.1613 | 2750.753 | 2746.3518 | 2741.9577 | 2737.5705 | 2733.1904 | 2728.8173 | 2724.4512 | 2720.0921 | 2715.7399 | 2711.3948 | 2707.0565 | 2702.7252 | 2698.4009 | 2694.0834 | 2689.7729 | 2685.4693 | 2681.1725 | 2676.8826 | 2672.5996 | 2668.3235 | 2664.0542 | 2659.7917
[10 empty] | 1.2422 | 1.2336 | 1.2252 | 1.2171 | 1.2092 | 1.2016 | 1.1943 | 1.1872 | 1.1804 | 1.1738 | 1.1676 | 1.1616 | 1.156 | 1.1507 | 1.1456 | 1.1408 | 1.1363 | 1.1319 | 1.1278 | 1.1239 | 1.1201 | 1.1165 | 1.1131 | 1.1097 | 1.1065 | 1.1035 | 1.1005 | 1.0976
[10 empty] | 0 | 0 | 0 | 0 | 0 | 0 | 0 | 0 | 0 | 0 | 0 | 0 | 0 | 0 | 0 | 0 | 0 | 0 | 0 | 0 | 0 | 0 | 0 | 0 | 0 | 0 | 0 | 0
[10 empty] | 0 | 0 | 0 | 0 | 0 | 0 | 0 | 0 | 0 | 0 | 0 | 0 | 0 | 0 | 0 | 0 | 0 | 0 | 0 | 0 | 0 | 0 | 0 | 0 | 0 | 0 | 0 | 0
[10 empty] | 0 | 110.9146 | 110.7371 | 110.56 | 110.3831 | 110.2065 | 110.0301 | 109.8541 | 109.6783 | 109.5028 | 109.3276 | 109.1527 | 108.978 | 108.8037 | 108.6296 | 108.4558 | 108.2823 | 108.109 | 107.936 | 107.7633 | 107.5909 | 107.4188 | 107.2469 | 107.0753 | 106.904 | 106.7329 | 106.5622 | 141.0844
[10 empty] | 407.6562 | 407.6562 | 407.6562 | 407.6562 | 407.6562 | 407.6562 | 407.6562 | 407.6562 | 407.6562 | 407.6562 | 407.6562 | 407.6562 | 407.6562 | 407.6562 | 407.6562 | 407.6562 | 407.6562 | 407.6562 | 407.6562 | 407.6562 | 407.6562 | 407.6562 | 407.6562 | 407.6562 | 407.6562 | 407.6562 | 407.6562 | 407.6562
[10 empty] | 0 | 0 | 0 | 0 | 0 | 0 | 0 | 0 | 0 | 0 | 0 | 0 | 0 | 0 | 0 | 0 | 0 | 0 | 0 | 0 | 0 | 0 | 0 | 0 | 0 | 0 | 0 | 0
[10 empty] | 0 | 0 | 0 | 0 | 0 | 0 | 0 | 0 | 0 | 0 | 0 | 0 | 0 | 0 | 0 | 0 | 0 | 0 | 0 | 0 | 0 | 0 | 0 | 0 | 0 | 0 | 0 | 0
[10 empty] | 52076.3602 | 51993.038 | 51909.8492 | 51826.7934 | 51743.8705 | 51661.0803 | 51578.4226 | 51495.8971 | 51413.5037 | 51331.2421 | 51249.1121 | 51167.1135 | 51085.2462 | 51003.5098 | 50921.9041 | 50840.4291 | 50759.0844 | 50677.8699 | 50596.7853 | 50515.8304 | 50435.0051 | 50354.3091 | 50273.7422 | 50193.3042 | 50112.9949 | 50032.8141 | 49952.7616 | 49872.8372
[10 empty] | 99.0873 | 100.1334 | 101.2236 | 102.3538 | 103.5185 | 104.7147 | 105.9396 | 107.1907 | 108.4659 | 109.7421 | 111.0198 | 112.3672 | 113.7775 | 115.2446 | 116.5237 | 117.636 | 118.6005 | 119.4337 | 120.1504 | 120.7638 | 121.2856 | 121.7261 | 122.0944 | 122.3988 | 122.6465 | 122.8439 | 122.9967 | 123.1099
[10 empty] | 18.6101 | 18.8066 | 19.0113 | 19.2236 | 19.4424 | 19.667 | 19.8971 | 20.1321 | 20.3716 | 20.6112 | 20.8512 | 21.1043 | 21.3692 | 21.6447 | 21.8849 | 22.0938 | 22.275 | 22.4315 | 22.5661 | 22.6813 | 22.7793 | 22.862 | 22.9312 | 22.9884 | 23.0349 | 23.072 | 23.1007 | 23.1219
[10 empty] | 18.6101 | 18.8066 | 19.0113 | 19.2236 | 19.4424 | 19.667 | 19.8971 | 20.1321 | 20.3716 | 20.6112 | 20.8512 | 21.1043 | 21.3692 | 21.6447 | 21.8849 | 22.0938 | 22.275 | 22.4315 | 22.5661 | 22.6813 | 22.7793 | 22.862 | 22.9312 | 22.9884 | 23.0349 | 23.072 | 23.1007 | 23.1219
[10 empty] | 0 | 2067.7888 | 2133.6678 | 2191.6555 | 2239.6883 | 2281.8443 | 2318.7857 | 2351.1 | 2379.3086 | 2370.7405 | 2362.7218 | 2459.5258 | 2544.8558 | 2620.0039 | 2550.1872 | 2495.3962 | 2453.0814 | 2420.7555 | 2396.6548 | 2379.2863 | 2367.3888 | 2359.8999 | 2352.3214 | 2959.449 | 2914.6315 | 2881.8286 | 2857.963 | 2827.4613
[10 empty] | 2518.2025 | 2518.2025 | 2518.2025 | 2518.2025 | 2518.2025 | 2518.2025 | 2518.2025 | 2518.2025 | 2518.2025 | 2518.2025 | 2518.2025 | 2518.2025 | 2518.2025 | 2518.2025 | 2518.2025 | 2518.2025 | 2518.2025 | 2518.2025 | 2518.2025 | 2518.2025 | 2518.2025 | 2518.2025 | 2518.2025 | 2518.2025 | 2518.2025 | 2518.2025 | 2518.2025 | 2518.2025
[10 empty] | 0.47296 | 0.47296 | 0.47296 | 0.47296 | 0.47296 | 0.47296 | 0.47296 | 0.47296 | 0.47296 | 0.47296 | 0.47296 | 0.47296 | 0.47296 | 0.47296 | 0.47296 | 0.47296 | 0.47296 | 0.47296 | 0.47296 | 0.47296 | 0.47296 | 0.47296 | 0.47296 | 0.47296 | 0.47296 | 0.47296 | 0.47296 | 0.47296
[10 empty] | 0.47296 | 0.47296 | 0.47296 | 0.47296 | 0.47296 | 0.47296 | 0.47296 | 0.47296 | 0.47296 | 0.47296 | 0.47296 | 0.47296 | 0.47296 | 0.47296 | 0.47296 | 0.47296 | 0.47296 | 0.47296 | 0.47296 | 0.47296 | 0.47296 | 0.47296 | 0.47296 | 0.47296 | 0.47296 | 0.47296 | 0.47296 | 0.47296
[10 empty] | 13207.3978 | 13186.266 | 13165.168 | 13144.1037 | 13123.0731 | 13102.0762 | 13081.1129 | 13060.1831 | 13039.2868 | 13018.424 | 12997.5945 | 12976.7983 | 12956.0354 | 12935.3058 | 12914.6093 | 12893.9459 | 12873.3156 | 12852.7183 | 12832.154 | 12811.6225 | 12791.1239 | 12770.6581 | 12750.2251 | 12729.8247 | 12709.457 | 12689.1219 | 12668.8193 | 12648.5492
[10 empty] | 26.2068 | 25.0826 | 24.02 | 23.0215 | 22.0897 | 21.2262 | 20.4321 | 19.7084 | 19.0558 | 18.4771 | 17.9713 | 17.5383 | 17.181 | 16.9018 | 16.6592 | 16.4482 | 16.2641 | 16.103 | 15.9617 | 15.8373 | 15.7273 | 15.6297 | 15.5427 | 15.4648 | 15.3947 | 15.3312 | 15.2734 | 15.2206
[10 empty] | 4.922 | 4.7109 | 4.5113 | 4.3238 | 4.1488 | 3.9866 | 3.8375 | 3.7015 | 3.579 | 3.4703 | 3.3753 | 3.294 | 3.2269 | 3.1744 | 3.1289 | 3.0892 | 3.0546 | 3.0244 | 2.9979 | 2.9745 | 2.9538 | 2.9355 | 2.9192 | 2.9045 | 2.8914 | 2.8794 | 2.8686 | 2.8587
[10 empty] | 4.922 | 4.7109 | 4.5113 | 4.3238 | 4.1488 | 3.9866 | 3.8375 | 3.7015 | 3.579 | 3.4703 | 3.3753 | 3.294 | 3.2269 | 3.1744 | 3.1289 | 3.0892 | 3.0546 | 3.0244 | 2.9979 | 2.9745 | 2.9538 | 2.9355 | 2.9192 | 2.9045 | 2.8914 | 2.8794 | 2.8686 | 2.8587
[10 empty] | 0 | 674.2598 | 674.3707 | 674.3098 | 673.1394 | 671.9841 | 670.8419 | 669.7113 | 668.5907 | 656.6747 | 646.3422 | 671.3859 | 692.6284 | 710.6183 | 702.4652 | 695.5036 | 689.5376 | 684.2682 | 679.5972 | 675.4401 | 671.7244 | 858.6464 | 827.0188 | 798.4587 | 777.2087 | 761.9994 | 751.5039 | 741.3841
[10 empty] | 1189.8507 | 1189.8507 | 1189.8507 | 1189.8507 | 1189.8507 | 1189.8507 | 1189.8507 | 1189.8507 | 1189.8507 | 1189.8507 | 1189.8507 | 1189.8507 | 1189.8507 | 1189.8507 | 1189.8507 | 1189.8507 | 1189.8507 | 1189.8507 | 1189.8507 | 1189.8507 | 1189.8507 | 1189.8507 | 1189.8507 | 1189.8507 | 1189.8507 | 1189.8507 | 1189.8507 | 1189.8507
[10 empty] | 0.22347 | 0.22347 | 0.22347 | 0.22347 | 0.22347 | 0.22347 | 0.22347 | 0.22347 | 0.22347 | 0.22347 | 0.22347 | 0.22347 | 0.22347 | 0.22347 | 0.22347 | 0.22347 | 0.22347 | 0.22347 | 0.22347 | 0.22347 | 0.22347 | 0.22347 | 0.22347 | 0.22347 | 0.22347 | 0.22347 | 0.22347 | 0.22347
[10 empty] | 0.22347 | 0.22347 | 0.22347 | 0.22347 | 0.22347 | 0.22347 | 0.22347 | 0.22347 | 0.22347 | 0.22347 | 0.22347 | 0.22347 | 0.22347 | 0.22347 | 0.22347 | 0.22347 | 0.22347 | 0.22347 | 0.22347 | 0.22347 | 0.22347 | 0.22347 | 0.22347 | 0.22347 | 0.22347 | 0.22347 | 0.22347 | 0.22347
[10 empty] | 77801.7951 | 77677.3122 | 77553.0285 | 77428.9437 | 77305.0574 | 77181.3693 | 77057.8791 | 76934.5865 | 76811.4911 | 76688.5928 | 76565.891 | 76443.3856 | 76321.0762 | 76198.9625 | 76077.0441 | 75955.3208 | 75833.7923 | 75712.4583 | 75591.3183 | 75470.3722 | 75349.6196 | 75229.0602 | 75108.6937 | 74988.5198 | 74868.5382 | 74748.7485 | 74629.1505 | 74509.7439
[10 empty] | 42.2552 | 46.7215 | 46.5552 | 46.4225 | 44.7817 | 43.6982 | 43.0004 | 41.6635 | 41.6808 | 41.686 | 41.6808 | 41.6667 | 41.6451 | 41.617 | 41.5834 | 41.5451 | 41.5028 | 41.4571 | 41.4085 | 41.3573 | 41.3041 | 41.2491 | 41.1926 | 41.1348 | 41.076 | 41.0162 | 40.9557 | 40.8945
[10 empty] | 14.1174 | 15.6096 | 15.554 | 15.5097 | 14.9615 | 14.5995 | 14.3664 | 13.9197 | 13.9255 | 13.9272 | 13.9255 | 13.9208 | 13.9136 | 13.9042 | 13.893 | 13.8802 | 13.866 | 13.8507 | 13.8345 | 13.8174 | 13.7996 | 13.7813 | 13.7624 | 13.7431 | 13.7234 | 13.7034 | 13.6832 | 13.6628
[10 empty] | 14.1174 | 15.6096 | 15.554 | 15.5097 | 14.9615 | 14.5995 | 14.3664 | 13.9197 | 13.9255 | 13.9272 | 13.9255 | 13.9208 | 13.9136 | 13.9042 | 13.893 | 13.8802 | 13.866 | 13.8507 | 13.8345 | 13.8174 | 13.7996 | 13.7813 | 13.7624 | 13.7431 | 13.7234 | 13.7034 | 13.6832 | 13.6628
[10 empty] | 0 | 5975.1779 | 5965.6176 | 5956.0726 | 7928.7238 | 9235.3775 | 10098.7534 | 12493.6508 | 12504.9233 | 12636.5179 | 13767.4692 | 14275.4151 | 14469.1141 | 15186.0601 | 15291.6742 | 15386.0154 | 15827.6425 | 15988.402 | 16025.4217 | 16264.8012 | 16328.8215 | 16356.4999 | 16500.8765 | 16545.0608 | 16543.7991 | 16617.0251 | 16634.6956 | 16629.1125
[10 empty] | 1328.3731 | 1328.3731 | 549.1982 | 549.1982 | 549.1982 | 549.1982 | 549.1982 | 549.1982 | 549.1982 | 549.1982 | 549.1982 | 549.1982 | 549.1982 | 549.1982 | 549.1982 | 549.1982 | 549.1982 | 549.1982 | 549.1982 | 549.1982 | 549.1982 | 549.1982 | 549.1982 | 549.1982 | 549.1982 | 549.1982 | 549.1982 | 549.1982
[10 empty] | 0.44381 | 0.44381 | 0.18349 | 0.18349 | 0.18349 | 0.18349 | 0.18349 | 0.18349 | 0.18349 | 0.18349 | 0.18349 | 0.18349 | 0.18349 | 0.18349 | 0.18349 | 0.18349 | 0.18349 | 0.18349 | 0.18349 | 0.18349 | 0.18349 | 0.18349 | 0.18349 | 0.18349 | 0.18349 | 0.18349 | 0.18349 | 0.18349
[10 empty] | 0.44381 | 0.44381 | 0.18349 | 0.18349 | 0.18349 | 0.18349 | 0.18349 | 0.18349 | 0.18349 | 0.18349 | 0.18349 | 0.18349 | 0.18349 | 0.18349 | 0.18349 | 0.18349 | 0.18349 | 0.18349 | 0.18349 | 0.18349 | 0.18349 | 0.18349 | 0.18349 | 0.18349 | 0.18349 | 0.18349 | 0.18349 | 0.18349
[10 empty] | 77801.7951 | 77677.3122 | 77553.0285 | 77428.9437 | 77305.0574 | 77181.3693 | 77057.8791 | 76934.5865 | 76811.4911 | 76688.5928 | 76565.891 | 76443.3856 | 76321.0762 | 76198.9625 | 76077.0441 | 75955.3208 | 75833.7923 | 75712.4583 | 75591.3183 | 75470.3722 | 75349.6196 | 75229.0602 | 75108.6937 | 74988.5198 | 74868.5382 | 74748.7485 | 74629.1505 | 74509.7439
[10 empty] | 14.8849 | 14.8171 | 14.7144 | 14.6156 | 14.5211 | 14.4309 | 14.3455 | 14.2648 | 14.189 | 14.1182 | 14.0524 | 13.9918 | 13.9362 | 13.8859 | 13.8407 | 13.8006 | 13.7658 | 13.736 | 13.7115 | 13.6921 | 13.6647 | 13.6386 | 13.6133 | 13.5888 | 13.5648 | 13.5317 | 13.5106 | 13.4894
[10 empty] | 4.973 | 4.9504 | 4.9161 | 4.8831 | 4.8515 | 4.8214 | 4.7928 | 4.7658 | 4.7405 | 4.7169 | 4.6949 | 4.6746 | 4.6561 | 4.6392 | 4.6241 | 4.6108 | 4.5991 | 4.5892 | 4.581 | 4.5745 | 4.5654 | 4.5566 | 4.5482 | 4.54 | 4.532 | 4.5209 | 4.5139 | 4.5068
[10 empty] | 4.973 | 4.9504 | 4.9161 | 4.8831 | 4.8515 | 4.8214 | 4.7928 | 4.7658 | 4.7405 | 4.7169 | 4.6949 | 4.6746 | 4.6561 | 4.6392 | 4.6241 | 4.6108 | 4.5991 | 4.5892 | 4.581 | 4.5745 | 4.5654 | 4.5566 | 4.5482 | 4.54 | 4.532 | 4.5209 | 4.5139 | 4.5068
[10 empty] | 0 | 3377.2744 | 3371.8708 | 3366.4758 | 3361.0895 | 3355.7117 | 3350.3426 | 3344.982 | 3339.63 | 3334.2866 | 3328.9518 | 3323.6255 | 3318.3077 | 3312.9984 | 3307.6976 | 3302.4053 | 3297.1214 | 3291.846 | 3286.5791 | 3281.3205 | 3276.0704 | 3270.8287 | 3265.5954 | 3260.3704 | 3255.1538 | 4101.8993 | 3925.2182 | 3783.0611
[10 empty] | 192.3807 | 192.3807 | 181.0642 | 181.0642 | 181.0642 | 181.0642 | 181.0642 | 181.0642 | 181.0642 | 181.0642 | 181.0642 | 181.0642 | 181.0642 | 181.0642 | 181.0642 | 181.0642 | 181.0642 | 181.0642 | 181.0642 | 181.0642 | 181.0642 | 181.0642 | 181.0642 | 181.0642 | 181.0642 | 181.0642 | 181.0642 | 181.0642
[10 empty] | 0.064274 | 0.064274 | 0.060493 | 0.060493 | 0.060493 | 0.060493 | 0.060493 | 0.060493 | 0.060493 | 0.060493 | 0.060493 | 0.060493 | 0.060493 | 0.060493 | 0.060493 | 0.060493 | 0.060493 | 0.060493 | 0.060493 | 0.060493 | 0.060493 | 0.060493 | 0.060493 | 0.060493 | 0.060493 | 0.060493 | 0.060493 | 0.060493
[10 empty] | 0.064274 | 0.064274 | 0.060493 | 0.060493 | 0.060493 | 0.060493 | 0.060493 | 0.060493 | 0.060493 | 0.060493 | 0.060493 | 0.060493 | 0.060493 | 0.060493 | 0.060493 | 0.060493 | 0.060493 | 0.060493 | 0.060493 | 0.060493 | 0.060493 | 0.060493 | 0.060493 | 0.060493 | 0.060493 | 0.060493 | 0.060493 | 0.060493
[10 empty] | 77801.7951 | 77677.3122 | 77553.0285 | 77428.9437 | 77305.0574 | 77181.3693 | 77057.8791 | 76934.5865 | 76811.4911 | 76688.5928 | 76565.891 | 76443.3856 | 76321.0762 | 76198.9625 | 76077.0441 | 75955.3208 | 75833.7923 | 75712.4583 | 75591.3183 | 75470.3722 | 75349.6196 | 75229.0602 | 75108.6937 | 74988.5198 | 74868.5382 | 74748.7485 | 74629.1505 | 74509.7439
[10 empty] | 11.861 | 12.7222 | 13.6173 | 14.552 | 15.5304 | 16.5548 | 17.2267 | 17.6639 | 17.9451 | 18.1223 | 18.2304 | 18.2924 | 18.3239 | 18.335 | 18.3326 | 18.3211 | 18.3038 | 18.2824 | 18.2584 | 18.2327 | 18.2059 | 18.1783 | 18.1503 | 18.1219 | 18.0934 | 18.0647 | 18.036 | 18.0073
[10 empty] | 3.9628 | 4.2505 | 4.5495 | 4.8618 | 5.1887 | 5.5309 | 5.7554 | 5.9015 | 5.9954 | 6.0546 | 6.0907 | 6.1115 | 6.122 | 6.1257 | 6.1249 | 6.1211 | 6.1153 | 6.1081 | 6.1001 | 6.0915 | 6.0826 | 6.0733 | 6.064 | 6.0545 | 6.045 | 6.0354 | 6.0258 | 6.0162
[10 empty] | 3.9628 | 4.2505 | 4.5495 | 4.8618 | 5.1887 | 5.5309 | 5.7554 | 5.9015 | 5.9954 | 6.0546 | 6.0907 | 6.1115 | 6.122 | 6.1257 | 6.1249 | 6.1211 | 6.1153 | 6.1081 | 6.1001 | 6.0915 | 6.0826 | 6.0733 | 6.064 | 6.0545 | 6.045 | 6.0354 | 6.0258 | 6.0162
[10 empty] | 0 | 11096.7589 | 11079.0041 | 14748.3702 | 17178.9016 | 20009.9846 | 21201.1096 | 20760.1265 | 21584.887 | 21745.717 | 22206.0589 | 22245.4297 | 22105.1441 | 22272.7431 | 22207.8423 | 22279.0734 | 22222.5731 | 22173.442 | 22182.2548 | 22126.2889 | 22118.6216 | 22069.9153 | 22036.375 | 22009.2062 | 21967.2873 | 21939.8055 | 21899.5412 | 21866.5665
[10 empty] | 241.681 | 241.681 | 241.681 | 241.681 | 241.681 | 241.681 | 241.681 | 241.681 | 241.681 | 241.681 | 241.681 | 241.681 | 241.681 | 241.681 | 241.681 | 241.681 | 241.681 | 241.681 | 241.681 | 241.681 | 241.681 | 241.681 | 241.681 | 241.681 | 241.681 | 241.681 | 241.681 | 241.681
[10 empty] | 0.080745 | 0.080745 | 0.080745 | 0.080745 | 0.080745 | 0.080745 | 0.080745 | 0.080745 | 0.080745 | 0.080745 | 0.080745 | 0.080745 | 0.080745 | 0.080745 | 0.080745 | 0.080745 | 0.080745 | 0.080745 | 0.080745 | 0.080745 | 0.080745 | 0.080745 | 0.080745 | 0.080745 | 0.080745 | 0.080745 | 0.080745 | 0.080745
[10 empty] | 0.080745 | 0.080745 | 0.080745 | 0.080745 | 0.080745 | 0.080745 | 0.080745 | 0.080745 | 0.080745 | 0.080745 | 0.080745 | 0.080745 | 0.080745 | 0.080745 | 0.080745 | 0.080745 | 0.080745 | 0.080745 | 0.080745 | 0.080745 | 0.080745 | 0.080745 | 0.080745 | 0.080745 | 0.080745 | 0.080745 | 0.080745 | 0.080745
[10 empty] | 77801.7951 | 77677.3122 | 77553.0285 | 77428.9437 | 77305.0574 | 77181.3693 | 77057.8791 | 76934.5865 | 76811.4911 | 76688.5928 | 76565.891 | 76443.3856 | 76321.0762 | 76198.9625 | 76077.0441 | 75955.3208 | 75833.7923 | 75712.4583 | 75591.3183 | 75470.3722 | 75349.6196 | 75229.0602 | 75108.6937 | 74988.5198 | 74868.5382 | 74748.7485 | 74629.1505 | 74509.7439
[10 empty] | 24.1563 | 25.8346 | 25.2868 | 24.0212 | 23.0386 | 22.2568 | 21.1807 | 20.8313 | 20.5354 | 20.2841 | 20.0699 | 19.8865 | 19.7289 | 19.5927 | 19.4742 | 19.3706 | 19.2793 | 19.1983 | 19.1259 | 19.0605 | 19.0012 | 18.9467 | 18.8964 | 18.8495 | 18.8055 | 18.7639 | 18.7243 | 18.6864
[10 empty] | 8.0706 | 8.6313 | 8.4483 | 8.0255 | 7.6971 | 7.4359 | 7.0765 | 6.9597 | 6.8608 | 6.7769 | 6.7053 | 6.6441 | 6.5914 | 6.5459 | 6.5063 | 6.4717 | 6.4412 | 6.4141 | 6.3899 | 6.3681 | 6.3483 | 6.3301 | 6.3133 | 6.2976 | 6.2829 | 6.269 | 6.2558 | 6.2431
[10 empty] | 8.0706 | 8.6313 | 8.4483 | 8.0255 | 7.6971 | 7.4359 | 7.0765 | 6.9597 | 6.8608 | 6.7769 | 6.7053 | 6.6441 | 6.5914 | 6.5459 | 6.5063 | 6.4717 | 6.4412 | 6.4141 | 6.3899 | 6.3681 | 6.3483 | 6.3301 | 6.3133 | 6.2976 | 6.2829 | 6.269 | 6.2558 | 6.2431
[10 empty] | 0 | 7061.5738 | 7050.2753 | 9385.3265 | 10932.0283 | 12733.6266 | 15826.7024 | 15930.8992 | 17291.9247 | 17915.7616 | 18698.0847 | 19566.9305 | 19726.6184 | 20289.8378 | 20508.789 | 20818.87 | 21070.2453 | 21164.4886 | 21358.7394 | 21426.1653 | 21531.9673 | 21595.4598 | 21627.2482 | 21676.7206 | 21685.0962 | 21706.0604 | 21707.3929 | 21703.1067
[10 empty] | 568.7646 | 568.7646 | 250.2564 | 250.2564 | 250.2564 | 250.2564 | 250.2564 | 250.2564 | 250.2564 | 250.2564 | 250.2564 | 250.2564 | 250.2564 | 250.2564 | 250.2564 | 250.2564 | 250.2564 | 250.2564 | 250.2564 | 250.2564 | 250.2564 | 250.2564 | 250.2564 | 250.2564 | 250.2564 | 250.2564 | 250.2564 | 250.2564
[10 empty] | 0.19002 | 0.19002 | 0.08361 | 0.08361 | 0.08361 | 0.08361 | 0.08361 | 0.08361 | 0.08361 | 0.08361 | 0.08361 | 0.08361 | 0.08361 | 0.08361 | 0.08361 | 0.08361 | 0.08361 | 0.08361 | 0.08361 | 0.08361 | 0.08361 | 0.08361 | 0.08361 | 0.08361 | 0.08361 | 0.08361 | 0.08361 | 0.08361
[10 empty] | 0.19002 | 0.19002 | 0.08361 | 0.08361 | 0.08361 | 0.08361 | 0.08361 | 0.08361 | 0.08361 | 0.08361 | 0.08361 | 0.08361 | 0.08361 | 0.08361 | 0.08361 | 0.08361 | 0.08361 | 0.08361 | 0.08361 | 0.08361 | 0.08361 | 0.08361 | 0.08361 | 0.08361 | 0.08361 | 0.08361 | 0.08361 | 0.08361
[10 empty] | 77468.432 | 77344.4825 | 77220.7313 | 77097.1782 | 76973.8227 | 76850.6646 | 76727.7035 | 76604.9392 | 76482.3713 | 76359.9995 | 76237.8235 | 76115.843 | 75994.0576 | 75872.4671 | 75751.0712 | 75629.8695 | 75508.8617 | 75388.0475 | 75267.4266 | 75146.9987 | 75026.7635 | 74906.7207 | 74786.87 | 74667.211 | 74547.7434 | 74428.4671 | 74309.3815 | 74190.4865
[10 empty] | 41.3315 | 40.9368 | 40.5534 | 40.1847 | 39.8338 | 39.5035 | 39.1959 | 38.9136 | 38.6579 | 38.4339 | 38.2449 | 38.0941 | 37.9536 | 37.8223 | 37.6991 | 37.5832 | 37.4737 | 37.37 | 37.2713 | 37.1772 | 37.0871 | 37.0006 | 36.9173 | 36.8368 | 36.7589 | 36.6832 | 36.6096 | 36.5378
[10 empty] | 5.2365 | 5.1865 | 5.1379 | 5.0912 | 5.0467 | 5.0049 | 4.9659 | 4.9302 | 4.8978 | 4.8694 | 4.8454 | 4.8263 | 4.8085 | 4.7919 | 4.7763 | 4.7616 | 4.7477 | 4.7346 | 4.7221 | 4.7102 | 4.6987 | 4.6878 | 4.6772 | 4.667 | 4.6572 | 4.6476 | 4.6382 | 4.6291
[10 empty] | 5.2365 | 5.1865 | 5.1379 | 5.0912 | 5.0467 | 5.0049 | 4.9659 | 4.9302 | 4.8978 | 4.8694 | 4.8454 | 4.8263 | 4.8085 | 4.7919 | 4.7763 | 4.7616 | 4.7477 | 4.7346 | 4.7221 | 4.7102 | 4.6987 | 4.6878 | 4.6772 | 4.667 | 4.6572 | 4.6476 | 4.6382 | 4.6291
[10 empty] | 0 | 3033.7261 | 3178.2847 | 3305.7982 | 3418.1858 | 3517.151 | 3604.2056 | 3639.8357 | 3670.7503 | 3993.3424 | 4278.455 | 4530.3077 | 4351.6924 | 4208.9589 | 4096.2084 | 4008.4156 | 3941.3066 | 3891.2534 | 3850.7226 | 3818.1279 | 3824.4189 | 4765.9072 | 4768.7234 | 4746.7085 | 4707.1383 | 4655.7626 | 4597.0788 | 4522.3773
[10 empty] | 491.0547 | 491.0547 | 491.0547 | 491.0547 | 491.0547 | 491.0547 | 491.0547 | 491.0547 | 491.0547 | 491.0547 | 491.0547 | 491.0547 | 491.0547 | 491.0547 | 491.0547 | 491.0547 | 491.0547 | 491.0547 | 491.0547 | 491.0547 | 491.0547 | 491.0547 | 491.0547 | 491.0547 | 491.0547 | 491.0547 | 491.0547 | 491.0547
[10 empty] | 0.062214 | 0.062214 | 0.062214 | 0.062214 | 0.062214 | 0.062214 | 0.062214 | 0.062214 | 0.062214 | 0.062214 | 0.062214 | 0.062214 | 0.062214 | 0.062214 | 0.062214 | 0.062214 | 0.062214 | 0.062214 | 0.062214 | 0.062214 | 0.062214 | 0.062214 | 0.062214 | 0.062214 | 0.062214 | 0.062214 | 0.062214 | 0.062214
[10 empty] | 0.062214 | 0.062214 | 0.062214 | 0.062214 | 0.062214 | 0.062214 | 0.062214 | 0.062214 | 0.062214 | 0.062214 | 0.062214 | 0.062214 | 0.062214 | 0.062214 | 0.062214 | 0.062214 | 0.062214 | 0.062214 | 0.062214 | 0.062214 | 0.062214 | 0.062214 | 0.062214 | 0.062214 | 0.062214 | 0.062214 | 0.062214 | 0.062214
[10 empty] | 32482.3361 | 32393.1686 | 32304.246 | 32215.5674 | 32127.1323 | 32038.9399 | 31950.9897 | 31863.2808 | 31775.8128 | 31688.5848 | 31601.5963 | 31514.8466 | 31428.335 | 31342.0609 | 31256.0237 | 31170.2226 | 31084.6571 | 30999.3264 | 30914.23 | 30829.3672 | 30744.7373 | 30660.3398 | 30576.1739 | 30492.2391 | 30408.5347 | 30325.06 | 30241.8146 | 30158.7976
[10 empty] | 23.7337 | 22.4713 | 21.4068 | 20.5245 | 19.7963 | 19.1988 | 18.7149 | 18.3308 | 18.015 | 17.7538 | 17.5361 | 17.3532 | 17.198 | 17.065 | 16.9497 | 16.8486 | 16.7588 | 16.678 | 16.6045 | 16.5368 | 16.4738 | 16.4145 | 16.3582 | 16.3043 | 16.2524 | 16.2021 | 16.153 | 16.1051
[10 empty] | 3.0069 | 2.847 | 2.7121 | 2.6003 | 2.5081 | 2.4324 | 2.3711 | 2.3224 | 2.2824 | 2.2493 | 2.2217 | 2.1986 | 2.1789 | 2.162 | 2.1474 | 2.1346 | 2.1233 | 2.113 | 2.1037 | 2.0951 | 2.0871 | 2.0796 | 2.0725 | 2.0657 | 2.0591 | 2.0527 | 2.0465 | 2.0404
[10 empty] | 3.0069 | 2.847 | 2.7121 | 2.6003 | 2.5081 | 2.4324 | 2.3711 | 2.3224 | 2.2824 | 2.2493 | 2.2217 | 2.1986 | 2.1789 | 2.162 | 2.1474 | 2.1346 | 2.1233 | 2.113 | 2.1037 | 2.0951 | 2.0871 | 2.0796 | 2.0725 | 2.0657 | 2.0591 | 2.0527 | 2.0465 | 2.0404
[10 empty] | 0 | 4342.8703 | 3932.9778 | 3450.8119 | 3065.2787 | 2787.2693 | 2564.5342 | 2385.8995 | 2755.5006 | 2969.9536 | 3046.4497 | 3031.8415 | 2965.6448 | 3970.651 | 3534.9462 | 3241.2339 | 3073.1563 | 2981.0746 | 2918.5716 | 2866.7499 | 3161.5059 | 3272.089 | 3267.8479 | 3208.4353 | 3129.8754 | 3326.589 | 3108.6421 | 3028.3022
[10 empty] | 533.5273 | 533.5273 | 533.5273 | 533.5273 | 533.5273 | 533.5273 | 533.5273 | 533.5273 | 533.5273 | 533.5273 | 533.5273 | 533.5273 | 533.5273 | 533.5273 | 533.5273 | 533.5273 | 533.5273 | 533.5273 | 533.5273 | 533.5273 | 533.5273 | 533.5273 | 533.5273 | 533.5273 | 533.5273 | 533.5273 | 533.5273 | 533.5273
[10 empty] | 0.067595 | 0.067595 | 0.067595 | 0.067595 | 0.067595 | 0.067595 | 0.067595 | 0.067595 | 0.067595 | 0.067595 | 0.067595 | 0.067595 | 0.067595 | 0.067595 | 0.067595 | 0.067595 | 0.067595 | 0.067595 | 0.067595 | 0.067595 | 0.067595 | 0.067595 | 0.067595 | 0.067595 | 0.067595 | 0.067595 | 0.067595 | 0.067595
[10 empty] | 0.067595 | 0.067595 | 0.067595 | 0.067595 | 0.067595 | 0.067595 | 0.067595 | 0.067595 | 0.067595 | 0.067595 | 0.067595 | 0.067595 | 0.067595 | 0.067595 | 0.067595 | 0.067595 | 0.067595 | 0.067595 | 0.067595 | 0.067595 | 0.067595 | 0.067595 | 0.067595 | 0.067595 | 0.067595 | 0.067595 | 0.067595 | 0.067595
[10 empty] | 21405.5949 | 21623.1417 | 21842.8995 | 22064.8908 | 22289.1381 | 22515.6645 | 22744.4931 | 22975.6473 | 23209.1507 | 23445.0273 | 23683.301 | 23923.9964 | 24167.138 | 24412.7507 | 24660.8595 | 24911.4899 | 25164.6675 | 25420.4181 | 25678.7679 | 25939.7434 | 26203.3712 | 26469.6783 | 26738.6918 | 27010.4394 | 27284.9488 | 27562.248 | 27842.3655 | 28125.3298
[10 empty] | 9.4417 | 9.4828 | 9.5225 | 9.5619 | 9.6021 | 9.6439 | 9.6863 | 9.7305 | 9.7773 | 9.8276 | 9.8819 | 9.9406 | 10.0044 | 10.0736 | 10.1489 | 10.2311 | 10.317 | 10.4064 | 10.499 | 10.5943 | 10.6923 | 10.7926 | 10.8952 | 10.9998 | 11.1063 | 11.2147 | 11.3248 | 11.4366
[10 empty] | 1.1848 | 1.19 | 1.1949 | 1.1999 | 1.2049 | 1.2102 | 1.2155 | 1.221 | 1.2269 | 1.2332 | 1.24 | 1.2474 | 1.2554 | 1.2641 | 1.2736 | 1.2839 | 1.2946 | 1.3059 | 1.3175 | 1.3294 | 1.3417 | 1.3543 | 1.3672 | 1.3803 | 1.3937 | 1.4073 | 1.4211 | 1.4351
[10 empty] | 1.1848 | 1.19 | 1.1949 | 1.1999 | 1.2049 | 1.2102 | 1.2155 | 1.221 | 1.2269 | 1.2332 | 1.24 | 1.2474 | 1.2554 | 1.2641 | 1.2736 | 1.2839 | 1.2946 | 1.3059 | 1.3175 | 1.3294 | 1.3417 | 1.3543 | 1.3672 | 1.3803 | 1.3937 | 1.4073 | 1.4211 | 1.4351
[10 empty] | 0 | 748.7709 | 813.8067 | 869.8899 | 918.303 | 960.1452 | 1033.1718 | 1096.1184 | 1150.4284 | 1197.3394 | 1237.9119 | 1285.533 | 1326.7216 | 1413.8011 | 1488.8188 | 1553.5017 | 1476.8917 | 1420.9066 | 1381.3249 | 1354.7117 | 1338.2796 | 1335.0331 | 1341.6528 | 1573.6593 | 1580.4308 | 1589.8453 | 1602.91 | 1618.5092
[10 empty] | 405.972 | 405.972 | 405.972 | 405.972 | 405.972 | 405.972 | 405.972 | 405.972 | 405.972 | 405.972 | 405.972 | 405.972 | 405.972 | 405.972 | 405.972 | 405.972 | 405.972 | 405.972 | 405.972 | 405.972 | 405.972 | 405.972 | 405.972 | 405.972 | 405.972 | 405.972 | 405.972 | 405.972
[10 empty] | 0.050944 | 0.050944 | 0.050944 | 0.050944 | 0.050944 | 0.050944 | 0.050944 | 0.050944 | 0.050944 | 0.050944 | 0.050944 | 0.050944 | 0.050944 | 0.050944 | 0.050944 | 0.050944 | 0.050944 | 0.050944 | 0.050944 | 0.050944 | 0.050944 | 0.050944 | 0.050944 | 0.050944 | 0.050944 | 0.050944 | 0.050944 | 0.050944
[10 empty] | 0.050944 | 0.050944 | 0.050944 | 0.050944 | 0.050944 | 0.050944 | 0.050944 | 0.050944 | 0.050944 | 0.050944 | 0.050944 | 0.050944 | 0.050944 | 0.050944 | 0.050944 | 0.050944 | 0.050944 | 0.050944 | 0.050944 | 0.050944 | 0.050944 | 0.050944 | 0.050944 | 0.050944 | 0.050944 | 0.050944 | 0.050944 | 0.050944
[10 empty] | 75743.979 | 75633.8039 | 75523.789 | 75413.9342 | 75304.2392 | 75194.7037 | 75085.3276 | 74976.1105 | 74867.0523 | 74758.1528 | 74649.4116 | 74540.8286 | 74432.4036 | 74324.1363 | 74216.0264 | 74108.0739 | 74000.2783 | 73892.6395 | 73785.1573 | 73677.8315 | 73570.6617 | 73463.6479 | 73356.7897 | 73250.0869 | 73143.5393 | 73037.1467 | 72930.9089 | 72824.8256
[10 empty] | 4.5651 | 4.4477 | 4.3403 | 4.2425 | 4.1536 | 4.0694 | 3.9909 | 3.9193 | 3.8555 | 3.8001 | 3.752 | 3.71 | 3.6734 | 3.6414 | 3.6132 | 3.5884 | 3.5664 | 3.5469 | 3.5295 | 3.5138 | 3.4997 | 3.487 | 3.4753 | 3.4646 | 3.4548 | 3.4456 | 3.4371 | 3.429
[10 empty] | 0.38572 | 0.3758 | 0.36673 | 0.35846 | 0.35095 | 0.34384 | 0.33721 | 0.33116 | 0.32576 | 0.32108 | 0.31702 | 0.31347 | 0.31038 | 0.30767 | 0.30529 | 0.3032 | 0.30134 | 0.29969 | 0.29822 | 0.2969 | 0.29571 | 0.29463 | 0.29364 | 0.29274 | 0.2919 | 0.29113 | 0.29041 | 0.28973
[10 empty] | 0.38572 | 0.3758 | 0.36673 | 0.35846 | 0.35095 | 0.34384 | 0.33721 | 0.33116 | 0.32576 | 0.32108 | 0.31702 | 0.31347 | 0.31038 | 0.30767 | 0.30529 | 0.3032 | 0.30134 | 0.29969 | 0.29822 | 0.2969 | 0.29571 | 0.29463 | 0.29364 | 0.29274 | 0.2919 | 0.29113 | 0.29041 | 0.28973
[10 empty] | 0 | 4429.9503 | 4252.4788 | 4099.9112 | 3968.6598 | 4388.9981 | 4747.3207 | 5052.5665 | 5312.386 | 5533.3275 | 5360.5667 | 5187.6783 | 5018.1921 | 4854.6233 | 4773.8922 | 4755.3175 | 4782.4585 | 6103.3069 | 5955.3006 | 5811.279 | 5669.6392 | 5681.4685 | 5651.0516 | 5598.6751 | 5538.4231 | 5479.7214 | 5503.7397 | 5503.3205
[10 empty] | 46.8369 | 46.8369 | 46.8369 | 46.8369 | 46.8369 | 46.8369 | 46.8369 | 46.8369 | 46.8369 | 46.8369 | 46.8369 | 46.8369 | 46.8369 | 46.8369 | 46.8369 | 46.8369 | 46.8369 | 46.8369 | 46.8369 | 46.8369 | 46.8369 | 46.8369 | 46.8369 | 46.8369 | 46.8369 | 46.8369 | 46.8369 | 46.8369
[10 empty] | 0.0039574 | 0.0039574 | 0.0039574 | 0.0039574 | 0.0039574 | 0.0039574 | 0.0039574 | 0.0039574 | 0.0039574 | 0.0039574 | 0.0039574 | 0.0039574 | 0.0039574 | 0.0039574 | 0.0039574 | 0.0039574 | 0.0039574 | 0.0039574 | 0.0039574 | 0.0039574 | 0.0039574 | 0.0039574 | 0.0039574 | 0.0039574 | 0.0039574 | 0.0039574 | 0.0039574 | 0.0039574
[10 empty] | 0.0039574 | 0.0039574 | 0.0039574 | 0.0039574 | 0.0039574 | 0.0039574 | 0.0039574 | 0.0039574 | 0.0039574 | 0.0039574 | 0.0039574 | 0.0039574 | 0.0039574 | 0.0039574 | 0.0039574 | 0.0039574 | 0.0039574 | 0.0039574 | 0.0039574 | 0.0039574 | 0.0039574 | 0.0039574 | 0.0039574 | 0.0039574 | 0.0039574 | 0.0039574 | 0.0039574 | 0.0039574
[10 empty] | 63548.7579 | 63679.3818 | 63810.2741 | 63941.4355 | 64072.8665 | 64204.5676 | 64336.5395 | 64468.7826 | 64601.2975 | 64734.0848 | 64867.1451 | 65000.4789 | 65134.0867 | 65267.9692 | 65402.1269 | 65536.5603 | 65671.27 | 65806.2567 | 65941.5208 | 66077.0629 | 66212.8837 | 66348.9836 | 66485.3633 | 66622.0233 | 66758.9642 | 66896.1866 | 67033.691 | 67171.4781
[10 empty] | 47.7151 | 47.2261 | 46.7537 | 46.3013 | 45.8721 | 45.4687 | 45.0937 | 44.7411 | 44.416 | 44.1224 | 43.8644 | 43.6453 | 43.4601 | 43.3051 | 43.1769 | 43.0726 | 42.9895 | 42.9253 | 42.878 | 42.8456 | 42.8265 | 42.8193 | 42.8226 | 42.8354 | 42.8566 | 42.8852 | 42.9205 | 42.9617
[10 empty] | 6.1772 | 6.1139 | 6.0528 | 5.9942 | 5.9386 | 5.8864 | 5.8379 | 5.7922 | 5.7501 | 5.7121 | 5.6787 | 5.6504 | 5.6264 | 5.6063 | 5.5897 | 5.5762 | 5.5655 | 5.5572 | 5.551 | 5.5468 | 5.5444 | 5.5434 | 5.5439 | 5.5455 | 5.5483 | 5.552 | 5.5565 | 5.5619
[10 empty] | 6.1772 | 6.1139 | 6.0528 | 5.9942 | 5.9386 | 5.8864 | 5.8379 | 5.7922 | 5.7501 | 5.7121 | 5.6787 | 5.6504 | 5.6264 | 5.6063 | 5.5897 | 5.5762 | 5.5655 | 5.5572 | 5.551 | 5.5468 | 5.5444 | 5.5434 | 5.5439 | 5.5455 | 5.5483 | 5.552 | 5.5565 | 5.5619
[10 empty] | 0 | 2813.4948 | 2882.6742 | 2944.1974 | 2998.9151 | 3047.5836 | 3090.875 | 3270.992 | 3431.1267 | 3573.4994 | 3700.0838 | 3812.6341 | 3716.7076 | 3639.1571 | 3577.0904 | 3528.0309 | 3489.8612 | 3460.7741 | 3454.9632 | 3467.622 | 3494.725 | 4399.3179 | 4370.8363 | 4332.5348 | 4287.8083 | 4239.3241 | 4189.1519 | 4182.4802
[10 empty] | 634.0898 | 634.0898 | 634.0898 | 634.0898 | 634.0898 | 634.0898 | 634.0898 | 634.0898 | 634.0898 | 634.0898 | 634.0898 | 634.0898 | 634.0898 | 634.0898 | 634.0898 | 634.0898 | 634.0898 | 634.0898 | 634.0898 | 634.0898 | 634.0898 | 634.0898 | 634.0898 | 634.0898 | 634.0898 | 634.0898 | 634.0898 | 634.0898
[10 empty] | 0.08209 | 0.08209 | 0.08209 | 0.08209 | 0.08209 | 0.08209 | 0.08209 | 0.08209 | 0.08209 | 0.08209 | 0.08209 | 0.08209 | 0.08209 | 0.08209 | 0.08209 | 0.08209 | 0.08209 | 0.08209 | 0.08209 | 0.08209 | 0.08209 | 0.08209 | 0.08209 | 0.08209 | 0.08209 | 0.08209 | 0.08209 | 0.08209
[10 empty] | 0.08209 | 0.08209 | 0.08209 | 0.08209 | 0.08209 | 0.08209 | 0.08209 | 0.08209 | 0.08209 | 0.08209 | 0.08209 | 0.08209 | 0.08209 | 0.08209 | 0.08209 | 0.08209 | 0.08209 | 0.08209 | 0.08209 | 0.08209 | 0.08209 | 0.08209 | 0.08209 | 0.08209 | 0.08209 | 0.08209 | 0.08209 | 0.08209
[10 empty] | 35641.0964 | 36459.6106 | 37296.9223 | 38153.4633 | 39029.6751 | 39926.0095 | 40842.9287 | 41780.9053 | 42740.423 | 43721.9765 | 44726.0718 | 45753.2266 | 46803.9705 | 47878.8452 | 48978.4049 | 50103.2165 | 51253.8599 | 52430.9283 | 53635.0287 | 54866.7818 | 56126.8226 | 57415.8009 | 58734.3812 | 60083.2433 | 61463.0826 | 62874.6105 | 64318.5549 | 65795.66
[10 empty] | 3.9482 | 4.0702 | 4.1948 | 4.3223 | 4.4528 | 4.5863 | 4.7229 | 4.8627 | 5.0059 | 5.1524 | 5.2977 | 5.4425 | 5.5874 | 5.7327 | 5.879 | 6.0265 | 6.1756 | 6.3266 | 6.4798 | 6.6354 | 6.7935 | 6.9545 | 7.1185 | 7.2856 | 7.456 | 7.63 | 7.8075 | 7.9887
[10 empty] | 0.75415 | 0.77744 | 0.80125 | 0.8256 | 0.85052 | 0.87602 | 0.90212 | 0.92883 | 0.95617 | 0.98415 | 1.0119 | 1.0396 | 1.0672 | 1.095 | 1.1229 | 1.1511 | 1.1796 | 1.2084 | 1.2377 | 1.2674 | 1.2976 | 1.3284 | 1.3597 | 1.3916 | 1.4242 | 1.4574 | 1.4913 | 1.5259
[10 empty] | 0.75415 | 0.77744 | 0.80125 | 0.8256 | 0.85052 | 0.87602 | 0.90212 | 0.92883 | 0.95617 | 0.98415 | 1.0119 | 1.0396 | 1.0672 | 1.095 | 1.1229 | 1.1511 | 1.1796 | 1.2084 | 1.2377 | 1.2674 | 1.2976 | 1.3284 | 1.3597 | 1.3916 | 1.4242 | 1.4574 | 1.4913 | 1.5259
[10 empty] | 0 | 3194.5873 | 3213.3848 | 3232.6141 | 3252.2849 | 3272.4075 | 3292.9923 | 3314.0497 | 3335.5908 | 3357.6266 | 3497.099 | 3623.0701 | 3737.6161 | 3842.5202 | 3939.314 | 4029.3142 | 4113.6528 | 5124.0696 | 5072.3819 | 5052.6111 | 5058.3747 | 5084.5011 | 5126.8145 | 5181.9572 | 5247.2419 | 5320.5294 | 5567.1632 | 5772.6214
[10 empty] | 121.572 | 121.572 | 121.572 | 121.572 | 121.572 | 121.572 | 121.572 | 121.572 | 121.572 | 121.572 | 121.572 | 121.572 | 121.572 | 121.572 | 121.572 | 121.572 | 121.572 | 121.572 | 121.572 | 121.572 | 121.572 | 121.572 | 121.572 | 121.572 | 121.572 | 121.572 | 121.572 | 121.572
[10 empty] | 0.023221 | 0.023221 | 0.023221 | 0.023221 | 0.023221 | 0.023221 | 0.023221 | 0.023221 | 0.023221 | 0.023221 | 0.023221 | 0.023221 | 0.023221 | 0.023221 | 0.023221 | 0.023221 | 0.023221 | 0.023221 | 0.023221 | 0.023221 | 0.023221 | 0.023221 | 0.023221 | 0.023221 | 0.023221 | 0.023221 | 0.023221 | 0.023221
[10 empty] | 0.023221 | 0.023221 | 0.023221 | 0.023221 | 0.023221 | 0.023221 | 0.023221 | 0.023221 | 0.023221 | 0.023221 | 0.023221 | 0.023221 | 0.023221 | 0.023221 | 0.023221 | 0.023221 | 0.023221 | 0.023221 | 0.023221 | 0.023221 | 0.023221 | 0.023221 | 0.023221 | 0.023221 | 0.023221 | 0.023221 | 0.023221 | 0.023221
[10 empty] | 66061.086 | 65738.1401 | 65416.7729 | 65096.9768 | 64778.744 | 64462.067 | 64146.938 | 63833.3496 | 63521.2942 | 63210.7643 | 62901.7525 | 62594.2513 | 62288.2533 | 61983.7513 | 61680.7378 | 61379.2056 | 61079.1475 | 60780.5563 | 60483.4248 | 60187.7458 | 59893.5123 | 59600.7171 | 59309.3534 | 59019.4139 | 58730.8919 | 58443.7804 | 58158.0724 | 57873.7611
[10 empty] | 17.7889 | 17.7003 | 17.6123 | 17.5248 | 17.4379 | 17.3515 | 17.2657 | 17.1804 | 17.0958 | 17.0118 | 16.9284 | 16.8457 | 16.7635 | 16.682 | 16.6009 | 16.5204 | 16.4405 | 16.3611 | 16.282 | 16.2031 | 16.1245 | 16.0462 | 15.9682 | 15.8905 | 15.8131 | 15.7361 | 15.6594 | 15.583
[10 empty] | 4.4738 | 4.4515 | 4.4294 | 4.4074 | 4.3855 | 4.3638 | 4.3422 | 4.3208 | 4.2995 | 4.2783 | 4.2574 | 4.2366 | 4.2159 | 4.1954 | 4.175 | 4.1548 | 4.1347 | 4.1147 | 4.0948 | 4.075 | 4.0552 | 4.0355 | 4.0159 | 3.9963 | 3.9769 | 3.9575 | 3.9382 | 3.919
[10 empty] | 4.4738 | 4.4515 | 4.4294 | 4.4074 | 4.3855 | 4.3638 | 4.3422 | 4.3208 | 4.2995 | 4.2783 | 4.2574 | 4.2366 | 4.2159 | 4.1954 | 4.175 | 4.1548 | 4.1347 | 4.1147 | 4.0948 | 4.075 | 4.0552 | 4.0355 | 4.0159 | 3.9963 | 3.9769 | 3.9575 | 3.9382 | 3.919
[10 empty] | 0 | 2164.0297 | 2060.9954 | 2249.1612 | 2407.2562 | 2539.7141 | 2650.3164 | 2742.2886 | 2868.8795 | 2974.2653 | 3061.577 | 3133.4848 | 3192.2663 | 3060.2015 | 2945.9073 | 2846.7787 | 2760.5936 | 2685.4567 | 2575.0031 | 2467.2488 | 2400.0716 | 2363.5523 | 2349.8131 | 2352.6315 | 2367.1242 | 2956.6687 | 2888.8813 | 2917.8364
[10 empty] | 269.28 | 269.28 | 269.28 | 269.28 | 269.28 | 269.28 | 269.28 | 269.28 | 269.28 | 269.28 | 269.28 | 269.28 | 269.28 | 269.28 | 269.28 | 269.28 | 269.28 | 269.28 | 269.28 | 269.28 | 269.28 | 269.28 | 269.28 | 269.28 | 269.28 | 269.28 | 269.28 | 269.28
[10 empty] | 0.067722 | 0.067722 | 0.067722 | 0.067722 | 0.067722 | 0.067722 | 0.067722 | 0.067722 | 0.067722 | 0.067722 | 0.067722 | 0.067722 | 0.067722 | 0.067722 | 0.067722 | 0.067722 | 0.067722 | 0.067722 | 0.067722 | 0.067722 | 0.067722 | 0.067722 | 0.067722 | 0.067722 | 0.067722 | 0.067722 | 0.067722 | 0.067722
[10 empty] | 0.067722 | 0.067722 | 0.067722 | 0.067722 | 0.067722 | 0.067722 | 0.067722 | 0.067722 | 0.067722 | 0.067722 | 0.067722 | 0.067722 | 0.067722 | 0.067722 | 0.067722 | 0.067722 | 0.067722 | 0.067722 | 0.067722 | 0.067722 | 0.067722 | 0.067722 | 0.067722 | 0.067722 | 0.067722 | 0.067722 | 0.067722 | 0.067722
[10 empty] | 76248.697 | 76703.0181 | 77160.0463 | 77619.7976 | 78082.2883 | 78547.5348 | 79015.5533 | 79486.3605 | 79959.973 | 80436.4075 | 80915.6807 | 81397.8097 | 81882.8113 | 82370.7029 | 82861.5014 | 83355.2244 | 83851.8892 | 84351.5132 | 84854.1143 | 85359.7101 | 85868.3184 | 86379.9572 | 86894.6445 | 87412.3986 | 87933.2377 | 88457.1802 | 88984.2445 | 89514.4492
[10 empty] | 9.2124 | 9.235 | 9.26 | 9.2874 | 9.3174 | 9.3486 | 9.3815 | 9.4166 | 9.4543 | 9.4948 | 9.5379 | 9.5831 | 9.6302 | 9.6791 | 9.7294 | 9.7812 | 9.8341 | 9.8881 | 9.943 | 9.9989 | 10.0556 | 10.113 | 10.1711 | 10.2299 | 10.2893 | 10.3493 | 10.4098 | 10.4708
[10 empty] | 2.3169 | 2.3225 | 2.3288 | 2.3357 | 2.3433 | 2.3511 | 2.3594 | 2.3682 | 2.3777 | 2.3879 | 2.3987 | 2.4101 | 2.4219 | 2.4342 | 2.4469 | 2.4599 | 2.4732 | 2.4868 | 2.5006 | 2.5146 | 2.5289 | 2.5433 | 2.558 | 2.5727 | 2.5877 | 2.6028 | 2.618 | 2.6333
[10 empty] | 2.3169 | 2.3225 | 2.3288 | 2.3357 | 2.3433 | 2.3511 | 2.3594 | 2.3682 | 2.3777 | 2.3879 | 2.3987 | 2.4101 | 2.4219 | 2.4342 | 2.4469 | 2.4599 | 2.4732 | 2.4868 | 2.5006 | 2.5146 | 2.5289 | 2.5433 | 2.558 | 2.5727 | 2.5877 | 2.6028 | 2.618 | 2.6333
[10 empty] | 0 | 4413.8477 | 4394.9376 | 4379.1318 | 4365.9893 | 4871.3135 | 5304.8586 | 5676.8813 | 5996.1728 | 6270.2688 | 6075.9666 | 5907.1429 | 5760.6039 | 5633.5491 | 5597.2641 | 5628.5304 | 5708.9113 | 7109.8662 | 7058.766 | 6988.5558 | 6905.4796 | 6964.8446 | 6977.1158 | 6964.9791 | 6944.1356 | 6925.0437 | 6972.8064 | 7014.3337
[10 empty] | 116.91 | 116.91 | 116.91 | 116.91 | 116.91 | 116.91 | 116.91 | 116.91 | 116.91 | 116.91 | 116.91 | 116.91 | 116.91 | 116.91 | 116.91 | 116.91 | 116.91 | 116.91 | 116.91 | 116.91 | 116.91 | 116.91 | 116.91 | 116.91 | 116.91 | 116.91 | 116.91 | 116.91
[10 empty] | 0.029402 | 0.029402 | 0.029402 | 0.029402 | 0.029402 | 0.029402 | 0.029402 | 0.029402 | 0.029402 | 0.029402 | 0.029402 | 0.029402 | 0.029402 | 0.029402 | 0.029402 | 0.029402 | 0.029402 | 0.029402 | 0.029402 | 0.029402 | 0.029402 | 0.029402 | 0.029402 | 0.029402 | 0.029402 | 0.029402 | 0.029402 | 0.029402
[10 empty] | 0.029402 | 0.029402 | 0.029402 | 0.029402 | 0.029402 | 0.029402 | 0.029402 | 0.029402 | 0.029402 | 0.029402 | 0.029402 | 0.029402 | 0.029402 | 0.029402 | 0.029402 | 0.029402 | 0.029402 | 0.029402 | 0.029402 | 0.029402 | 0.029402 | 0.029402 | 0.029402 | 0.029402 | 0.029402 | 0.029402 | 0.029402 | 0.029402
[10 empty] | 50369.7541 | 49315.2781 | 48282.8773 | 47272.0895 | 46282.4622 | 45313.5525 | 44364.9267 | 43436.16 | 42526.8368 | 41636.55 | 40764.9011 | 39911.4999 | 39075.9644 | 38257.9206 | 37457.0023 | 36672.851 | 35905.1156 | 35153.4526 | 34417.5254 | 33697.0047 | 32991.5678 | 32300.8991 | 31624.6892 | 30962.6357 | 30314.442 | 29679.8181 | 29058.4799 | 28450.1492
[10 empty] | 10.1266 | 10.2506 | 10.3781 | 9.69 | 9.0925 | 8.3366 | 7.5165 | 6.9378 | 6.3462 | 5.936 | 5.7812 | 5.6403 | 5.5092 | 5.3854 | 5.2671 | 5.1532 | 5.043 | 4.9359 | 4.8315 | 4.7297 | 4.6303 | 4.5331 | 4.438 | 4.345 | 4.2539 | 4.1648 | 4.0776 | 3.9922
[10 empty] | 1.265 | 1.2805 | 1.2965 | 1.2105 | 1.1359 | 1.0414 | 0.93899 | 0.86669 | 0.79279 | 0.74155 | 0.72221 | 0.7046 | 0.68823 | 0.67276 | 0.65799 | 0.64376 | 0.62999 | 0.61661 | 0.60357 | 0.59086 | 0.57843 | 0.56629 | 0.55441 | 0.54279 | 0.53142 | 0.52028 | 0.50939 | 0.49872
[10 empty] | 1.265 | 1.2805 | 1.2965 | 1.2105 | 1.1359 | 1.0414 | 0.93899 | 0.86669 | 0.79279 | 0.74155 | 0.72221 | 0.7046 | 0.68823 | 0.67276 | 0.65799 | 0.64376 | 0.62999 | 0.61661 | 0.60357 | 0.59086 | 0.57843 | 0.56629 | 0.55441 | 0.54279 | 0.53142 | 0.52028 | 0.50939 | 0.49872
[10 empty] | 0 | 9393.3863 | 8430.3437 | 7753.6231 | 7264.7957 | 7618.8572 | 7554.9914 | 7306.0364 | 8593.8897 | 7812.3115 | 7327.9442 | 6965.1341 | 7264.6086 | 7150.7661 | 6896.3497 | 6880.0584 | 6613.2351 | 6452.0483 | 6287.8949 | 6287.2804 | 6135.8188 | 5963.2379 | 5839.97 | 5716.5897 | 5606.7105 | 5481.0522 | 5388.5504 | 5264.6866
[10 empty] | 247.3768 | 247.3768 | 247.3768 | 140.3218 | 140.3218 | 140.3218 | 140.3218 | 140.3218 | 140.3218 | 140.3218 | 140.3218 | 140.3218 | 140.3218 | 140.3218 | 140.3218 | 140.3218 | 140.3218 | 140.3218 | 140.3218 | 140.3218 | 140.3218 | 140.3218 | 140.3218 | 140.3218 | 140.3218 | 140.3218 | 140.3218 | 140.3218
[10 empty] | 0.030903 | 0.030903 | 0.030903 | 0.017529 | 0.017529 | 0.017529 | 0.017529 | 0.017529 | 0.017529 | 0.017529 | 0.017529 | 0.017529 | 0.017529 | 0.017529 | 0.017529 | 0.017529 | 0.017529 | 0.017529 | 0.017529 | 0.017529 | 0.017529 | 0.017529 | 0.017529 | 0.017529 | 0.017529 | 0.017529 | 0.017529 | 0.017529
[10 empty] | 0.030903 | 0.030903 | 0.030903 | 0.017529 | 0.017529 | 0.017529 | 0.017529 | 0.017529 | 0.017529 | 0.017529 | 0.017529 | 0.017529 | 0.017529 | 0.017529 | 0.017529 | 0.017529 | 0.017529 | 0.017529 | 0.017529 | 0.017529 | 0.017529 | 0.017529 | 0.017529 | 0.017529 | 0.017529 | 0.017529 | 0.017529 | 0.017529
[10 empty] | 57446.7906 | 56244.1589 | 55066.704 | 53913.8988 | 52785.2272 | 51680.184 | 50598.2746 | 49539.0146 | 48501.93 | 47486.5563 | 46492.4393 | 45519.1338 | 44566.2041 | 43633.2237 | 42719.7751 | 41825.4491 | 40949.8457 | 40092.5727 | 39253.2465 | 38431.4914 | 37626.9394 | 36839.2305 | 36068.0121 | 35312.9389 | 34573.6729 | 33849.8833 | 33141.2459 | 32447.4437
[10 empty] | 1.8478 | 1.8209 | 1.8019 | 1.7587 | 1.7158 | 1.6734 | 1.6319 | 1.5911 | 1.5493 | 1.5046 | 1.4651 | 1.4268 | 1.3905 | 1.3609 | 1.3321 | 1.304 | 1.2765 | 1.2497 | 1.2235 | 1.1978 | 1.1727 | 1.1482 | 1.1241 | 1.1006 | 1.0775 | 1.055 | 1.0329 | 1.0113
[10 empty] | 0.23084 | 0.22747 | 0.22511 | 0.21971 | 0.21434 | 0.20905 | 0.20386 | 0.19877 | 0.19355 | 0.18796 | 0.18302 | 0.17825 | 0.17371 | 0.17001 | 0.16641 | 0.1629 | 0.15947 | 0.15612 | 0.15284 | 0.14964 | 0.1465 | 0.14343 | 0.14043 | 0.13749 | 0.13461 | 0.13179 | 0.12903 | 0.12633
[10 empty] | 0.23084 | 0.22747 | 0.22511 | 0.21971 | 0.21434 | 0.20905 | 0.20386 | 0.19877 | 0.19355 | 0.18796 | 0.18302 | 0.17825 | 0.17371 | 0.17001 | 0.16641 | 0.1629 | 0.15947 | 0.15612 | 0.15284 | 0.14964 | 0.1465 | 0.14343 | 0.14043 | 0.13749 | 0.13461 | 0.13179 | 0.12903 | 0.12633
[10 empty] | 0 | 2678.2933 | 4370.3733 | 5419.9158 | 6051.2165 | 6410.6519 | 6593.7395 | 6662.8017 | 5118.7505 | 4597.3188 | 4558.6645 | 5143.0646 | 5479.1309 | 5654.0572 | 5724.7358 | 5285.6841 | 4822.237 | 4491.0133 | 4185.1572 | 4240.4364 | 4402.2339 | 4627.632 | 4610.803 | 4441.9654 | 4220.4735 | 3906.7344 | 3712.4743 | 3651.774
[10 empty] | 36.5735 | 36.5735 | 36.5735 | 31.1662 | 31.1662 | 31.1662 | 31.1662 | 31.1662 | 31.1662 | 31.1662 | 31.1662 | 31.1662 | 31.1662 | 31.1662 | 31.1662 | 31.1662 | 31.1662 | 31.1662 | 31.1662 | 31.1662 | 31.1662 | 31.1662 | 31.1662 | 31.1662 | 31.1662 | 31.1662 | 31.1662 | 31.1662
[10 empty] | 0.0045689 | 0.0045689 | 0.0045689 | 0.0038934 | 0.0038934 | 0.0038934 | 0.0038934 | 0.0038934 | 0.0038934 | 0.0038934 | 0.0038934 | 0.0038934 | 0.0038934 | 0.0038934 | 0.0038934 | 0.0038934 | 0.0038934 | 0.0038934 | 0.0038934 | 0.0038934 | 0.0038934 | 0.0038934 | 0.0038934 | 0.0038934 | 0.0038934 | 0.0038934 | 0.0038934 | 0.0038934
[10 empty] | 0.0045689 | 0.0045689 | 0.0045689 | 0.0038934 | 0.0038934 | 0.0038934 | 0.0038934 | 0.0038934 | 0.0038934 | 0.0038934 | 0.0038934 | 0.0038934 | 0.0038934 | 0.0038934 | 0.0038934 | 0.0038934 | 0.0038934 | 0.0038934 | 0.0038934 | 0.0038934 | 0.0038934 | 0.0038934 | 0.0038934 | 0.0038934 | 0.0038934 | 0.0038934 | 0.0038934 | 0.0038934
[10 empty] | 109199.2648 | 109255.5659 | 109311.8959 | 109368.255 | 109424.6432 | 109481.0604 | 109537.5067 | 109593.9821 | 109650.4867 | 109707.0204 | 109763.5832 | 109820.1752 | 109876.7963 | 109933.4467 | 109990.1262 | 110046.835 | 110103.573 | 110160.3403 | 110217.1368 | 110273.9627 | 110330.8178 | 110387.7022 | 110444.616 | 110501.5591 | 110558.5316 | 110615.5334 | 110672.5646 | 110729.6253
[10 empty] | 3.3533 | 3.6608 | 3.9685 | 3.9232 | 3.8783 | 3.7311 | 3.5157 | 3.3726 | 3.2079 | 3.0987 | 3.0962 | 3.0951 | 3.0948 | 3.0952 | 3.096 | 3.0971 | 3.0983 | 3.0997 | 3.1011 | 3.1026 | 3.1041 | 3.1057 | 3.1073 | 3.1088 | 3.1104 | 3.112 | 3.1136 | 3.1152
[10 empty] | 0.4189 | 0.45732 | 0.49576 | 0.4901 | 0.48449 | 0.4661 | 0.43919 | 0.42132 | 0.40075 | 0.3871 | 0.38679 | 0.38665 | 0.38662 | 0.38667 | 0.38677 | 0.3869 | 0.38705 | 0.38722 | 0.3874 | 0.38759 | 0.38778 | 0.38797 | 0.38817 | 0.38837 | 0.38857 | 0.38876 | 0.38896 | 0.38916
[10 empty] | 0.4189 | 0.45732 | 0.49576 | 0.4901 | 0.48449 | 0.4661 | 0.43919 | 0.42132 | 0.40075 | 0.3871 | 0.38679 | 0.38665 | 0.38662 | 0.38667 | 0.38677 | 0.3869 | 0.38705 | 0.38722 | 0.3874 | 0.38759 | 0.38778 | 0.38797 | 0.38817 | 0.38837 | 0.38857 | 0.38876 | 0.38896 | 0.38916
[10 empty] | 0 | 18256.1785 | 18256.2075 | 18256.2366 | 18256.2656 | 18275.0617 | 18287.6118 | 18295.9979 | 21907.7668 | 20715.7348 | 19925.2399 | 19401.0484 | 20259.2272 | 20432.7784 | 20284.1681 | 20722.1531 | 20351.3135 | 20241.2633 | 20170.9726 | 20543.1777 | 20532.4759 | 20425.0309 | 20445.8512 | 20424.0417 | 20457.4585 | 20451.7849 | 20542.359 | 20519.8458
[10 empty] | 47.4906 | 47.4906 | 47.4906 | 28.1335 | 28.1335 | 28.1335 | 28.1335 | 28.1335 | 28.1335 | 28.1335 | 28.1335 | 28.1335 | 28.1335 | 28.1335 | 28.1335 | 28.1335 | 28.1335 | 28.1335 | 28.1335 | 28.1335 | 28.1335 | 28.1335 | 28.1335 | 28.1335 | 28.1335 | 28.1335 | 28.1335 | 28.1335
[10 empty] | 0.0059327 | 0.0059327 | 0.0059327 | 0.0035145 | 0.0035145 | 0.0035145 | 0.0035145 | 0.0035145 | 0.0035145 | 0.0035145 | 0.0035145 | 0.0035145 | 0.0035145 | 0.0035145 | 0.0035145 | 0.0035145 | 0.0035145 | 0.0035145 | 0.0035145 | 0.0035145 | 0.0035145 | 0.0035145 | 0.0035145 | 0.0035145 | 0.0035145 | 0.0035145 | 0.0035145 | 0.0035145
[10 empty] | 0.0059327 | 0.0059327 | 0.0059327 | 0.0035145 | 0.0035145 | 0.0035145 | 0.0035145 | 0.0035145 | 0.0035145 | 0.0035145 | 0.0035145 | 0.0035145 | 0.0035145 | 0.0035145 | 0.0035145 | 0.0035145 | 0.0035145 | 0.0035145 | 0.0035145 | 0.0035145 | 0.0035145 | 0.0035145 | 0.0035145 | 0.0035145 | 0.0035145 | 0.0035145 | 0.0035145 | 0.0035145
[10 empty] | 67790.5696 | 66929.5851 | 66079.5357 | 65240.2825 | 64411.6883 | 63593.6178 | 62785.9374 | 61988.515 | 61201.2204 | 60423.925 | 59656.5017 | 58898.8252 | 58150.7717 | 57412.2189 | 56683.0463 | 55963.1346 | 55252.3663 | 54550.6252 | 53857.7966 | 53173.7675 | 52498.4259 | 51831.6616 | 51173.3657 | 50523.4306 | 49881.75 | 49248.2193 | 48622.7347 | 48005.1943
[10 empty] | 1.2392 | 1.3795 | 1.5164 | 1.6499 | 1.7803 | 1.9075 | 2.0016 | 2.0697 | 2.1172 | 2.1486 | 2.1674 | 2.1763 | 2.1774 | 2.1724 | 2.1627 | 2.1494 | 2.1333 | 2.1151 | 2.0952 | 2.0741 | 2.0521 | 2.0295 | 2.0064 | 1.9831 | 1.9596 | 1.936 | 1.9125 | 1.889
[10 empty] | 0.15481 | 0.17233 | 0.18943 | 0.20611 | 0.2224 | 0.23829 | 0.25005 | 0.25855 | 0.26449 | 0.26842 | 0.27076 | 0.27187 | 0.272 | 0.27138 | 0.27018 | 0.26851 | 0.2665 | 0.26422 | 0.26174 | 0.2591 | 0.25635 | 0.25353 | 0.25065 | 0.24773 | 0.2448 | 0.24185 | 0.23891 | 0.23598
[10 empty] | 0.15481 | 0.17233 | 0.18943 | 0.20611 | 0.2224 | 0.23829 | 0.25005 | 0.25855 | 0.26449 | 0.26842 | 0.27076 | 0.27187 | 0.272 | 0.27138 | 0.27018 | 0.26851 | 0.2665 | 0.26422 | 0.26174 | 0.2591 | 0.25635 | 0.25353 | 0.25065 | 0.24773 | 0.2448 | 0.24185 | 0.23891 | 0.23598
[10 empty] | 0 | 7436.6206 | 7342.1706 | 7248.9203 | 7156.8543 | 7065.9575 | 6976.2153 | 6887.6128 | 6800.1356 | 6713.7694 | 6628.5002 | 8259.8665 | 7816.208 | 7449.3768 | 7143.4351 | 6885.7923 | 6988.3693 | 6986.1504 | 6915.5737 | 6802.4294 | 6664.7251 | 6970.9666 | 6738.5246 | 6558.1146 | 6407.3637 | 6272.7045 | 6306.1459 | 6265.0742
[10 empty] | 39.42 | 39.42 | 39.42 | 39.42 | 39.42 | 39.42 | 39.42 | 39.42 | 39.42 | 39.42 | 39.42 | 39.42 | 39.42 | 39.42 | 39.42 | 39.42 | 39.42 | 39.42 | 39.42 | 39.42 | 39.42 | 39.42 | 39.42 | 39.42 | 39.42 | 39.42 | 39.42 | 39.42
[10 empty] | 0.0049245 | 0.0049245 | 0.0049245 | 0.0049245 | 0.0049245 | 0.0049245 | 0.0049245 | 0.0049245 | 0.0049245 | 0.0049245 | 0.0049245 | 0.0049245 | 0.0049245 | 0.0049245 | 0.0049245 | 0.0049245 | 0.0049245 | 0.0049245 | 0.0049245 | 0.0049245 | 0.0049245 | 0.0049245 | 0.0049245 | 0.0049245 | 0.0049245 | 0.0049245 | 0.0049245 | 0.0049245
[10 empty] | 0.0049245 | 0.0049245 | 0.0049245 | 0.0049245 | 0.0049245 | 0.0049245 | 0.0049245 | 0.0049245 | 0.0049245 | 0.0049245 | 0.0049245 | 0.0049245 | 0.0049245 | 0.0049245 | 0.0049245 | 0.0049245 | 0.0049245 | 0.0049245 | 0.0049245 | 0.0049245 | 0.0049245 | 0.0049245 | 0.0049245 | 0.0049245 | 0.0049245 | 0.0049245 | 0.0049245 | 0.0049245
[10 empty] | 121542.3313 | 121347.8636 | 121153.707 | 120959.8611 | 120766.3253 | 120573.0992 | 120380.1822 | 120187.5739 | 119995.2738 | 119803.2813 | 119611.5961 | 119420.2175 | 119229.1452 | 119038.3786 | 118847.9172 | 118657.7605 | 118467.9081 | 118278.3594 | 118089.114 | 117900.1715 | 117711.5312 | 117523.1927 | 117335.1556 | 117147.4194 | 116959.9835 | 116772.8475 | 116586.011 | 116399.4734
[10 empty] | 15.3929 | 15.4555 | 15.5876 | 15.7748 | 16.0058 | 16.2715 | 16.5648 | 16.8796 | 17.2115 | 17.5568 | 17.8265 | 18.0358 | 18.1969 | 18.3195 | 18.4114 | 18.4787 | 18.5264 | 18.5586 | 18.5782 | 18.5878 | 18.5896 | 18.585 | 18.5753 | 18.5616 | 18.5447 | 18.5253 | 18.5038 | 18.4807
[10 empty] | 2.3503 | 2.3599 | 2.38 | 2.4086 | 2.4439 | 2.4844 | 2.5292 | 2.5773 | 2.628 | 2.6807 | 2.7219 | 2.7538 | 2.7784 | 2.7971 | 2.8112 | 2.8215 | 2.8287 | 2.8336 | 2.8366 | 2.8381 | 2.8384 | 2.8377 | 2.8362 | 2.8341 | 2.8315 | 2.8286 | 2.8253 | 2.8218
[10 empty] | 2.3503 | 2.3599 | 2.38 | 2.4086 | 2.4439 | 2.4844 | 2.5292 | 2.5773 | 2.628 | 2.6807 | 2.7219 | 2.7538 | 2.7784 | 2.7971 | 2.8112 | 2.8215 | 2.8287 | 2.8336 | 2.8366 | 2.8381 | 2.8384 | 2.8377 | 2.8362 | 2.8341 | 2.8315 | 2.8286 | 2.8253 | 2.8218
[10 empty] | 0 | 2696.6192 | 4846.1483 | 6558.7125 | 7922.2709 | 9007.0784 | 9869.2489 | 10553.6014 | 11095.9342 | 11524.8397 | 9736.727 | 8732.2804 | 8267.6208 | 8165.2976 | 8297.4272 | 9264.1602 | 10032.0902 | 10641.2391 | 11123.573 | 11085.4234 | 10800.3134 | 10435.7612 | 10088.2905 | 9807.9539 | 9206.5054 | 9077.6507 | 9232.7716 | 9544.4443
[10 empty] | 158.994 | 158.994 | 158.994 | 158.994 | 158.994 | 158.994 | 158.994 | 158.994 | 158.994 | 158.994 | 158.994 | 158.994 | 158.994 | 158.994 | 158.994 | 158.994 | 158.994 | 158.994 | 158.994 | 158.994 | 158.994 | 158.994 | 158.994 | 158.994 | 158.994 | 158.994 | 158.994 | 158.994
[10 empty] | 0.024276 | 0.024276 | 0.024276 | 0.024276 | 0.024276 | 0.024276 | 0.024276 | 0.024276 | 0.024276 | 0.024276 | 0.024276 | 0.024276 | 0.024276 | 0.024276 | 0.024276 | 0.024276 | 0.024276 | 0.024276 | 0.024276 | 0.024276 | 0.024276 | 0.024276 | 0.024276 | 0.024276 | 0.024276 | 0.024276 | 0.024276 | 0.024276
[10 empty] | 0.024276 | 0.024276 | 0.024276 | 0.024276 | 0.024276 | 0.024276 | 0.024276 | 0.024276 | 0.024276 | 0.024276 | 0.024276 | 0.024276 | 0.024276 | 0.024276 | 0.024276 | 0.024276 | 0.024276 | 0.024276 | 0.024276 | 0.024276 | 0.024276 | 0.024276 | 0.024276 | 0.024276 | 0.024276 | 0.024276 | 0.024276 | 0.024276
[10 empty] | 121425.3841 | 118883.3795 | 116394.5909 | 113957.9044 | 111572.2293 | 109236.4975 | 106949.6636 | 104710.7039 | 102518.6162 | 100372.4192 | 98271.1521 | 96213.8745 | 94199.6654 | 92227.6231 | 90296.865 | 88406.5267 | 86555.7621 | 84743.7428 | 82969.6575 | 81232.7121 | 79532.1292 | 77867.1475 | 76237.0217 | 74641.0221 | 73078.4343 | 71548.5588 | 70050.7108 | 68584.2198
[10 empty] | 8.6314 | 8.5274 | 8.424 | 8.3212 | 8.2189 | 8.1173 | 7.9934 | 7.8561 | 7.7112 | 7.5626 | 7.4126 | 7.2629 | 7.1144 | 6.9678 | 6.8234 | 6.6816 | 6.5423 | 6.4058 | 6.272 | 6.1408 | 6.0124 | 5.8866 | 5.7634 | 5.6428 | 5.5247 | 5.409 | 5.2958 | 5.185
[10 empty] | 1.0783 | 1.0653 | 1.0524 | 1.0395 | 1.0267 | 1.014 | 0.99856 | 0.98141 | 0.96331 | 0.94474 | 0.92601 | 0.9073 | 0.88875 | 0.87044 | 0.85241 | 0.83468 | 0.81729 | 0.80023 | 0.78352 | 0.76713 | 0.75109 | 0.73538 | 0.71999 | 0.70492 | 0.69016 | 0.67572 | 0.66157 | 0.64772
[10 empty] | 1.0783 | 1.0653 | 1.0524 | 1.0395 | 1.0267 | 1.014 | 0.99856 | 0.98141 | 0.96331 | 0.94474 | 0.92601 | 0.9073 | 0.88875 | 0.87044 | 0.85241 | 0.83468 | 0.81729 | 0.80023 | 0.78352 | 0.76713 | 0.75109 | 0.73538 | 0.71999 | 0.70492 | 0.69016 | 0.67572 | 0.66157 | 0.64772
[10 empty] | 0 | 16983.3399 | 16627.7987 | 16279.7006 | 15938.8899 | 15605.2139 | 15278.5234 | 14958.672 | 14645.5166 | 17171.2957 | 15887.4585 | 14951.5192 | 14244.7074 | 13689.4573 | 14084.4523 | 13957.2818 | 13593.6135 | 13616.657 | 12838.6669 | 12502.8511 | 12280.4705 | 12049.075 | 12061.4884 | 11750.5883 | 11407.0729 | 11179.3947 | 10827.8866 | 10673.203
[10 empty] | 75.6 | 75.6 | 75.6 | 75.6 | 75.6 | 75.6 | 75.6 | 75.6 | 75.6 | 75.6 | 75.6 | 75.6 | 75.6 | 75.6 | 75.6 | 75.6 | 75.6 | 75.6 | 75.6 | 75.6 | 75.6 | 75.6 | 75.6 | 75.6 | 75.6 | 75.6 | 75.6 | 75.6
[10 empty] | 0.0094442 | 0.0094442 | 0.0094442 | 0.0094442 | 0.0094442 | 0.0094442 | 0.0094442 | 0.0094442 | 0.0094442 | 0.0094442 | 0.0094442 | 0.0094442 | 0.0094442 | 0.0094442 | 0.0094442 | 0.0094442 | 0.0094442 | 0.0094442 | 0.0094442 | 0.0094442 | 0.0094442 | 0.0094442 | 0.0094442 | 0.0094442 | 0.0094442 | 0.0094442 | 0.0094442 | 0.0094442
[10 empty] | 0.0094442 | 0.0094442 | 0.0094442 | 0.0094442 | 0.0094442 | 0.0094442 | 0.0094442 | 0.0094442 | 0.0094442 | 0.0094442 | 0.0094442 | 0.0094442 | 0.0094442 | 0.0094442 | 0.0094442 | 0.0094442 | 0.0094442 | 0.0094442 | 0.0094442 | 0.0094442 | 0.0094442 | 0.0094442 | 0.0094442 | 0.0094442 | 0.0094442 | 0.0094442 | 0.0094442 | 0.0094442
[10 empty] | 77801.7951 | 77677.3122 | 77553.0285 | 77428.9437 | 77305.0574 | 77181.3693 | 77057.8791 | 76934.5865 | 76811.4911 | 76688.5928 | 76565.891 | 76443.3856 | 76321.0762 | 76198.9625 | 76077.0441 | 75955.3208 | 75833.7923 | 75712.4583 | 75591.3183 | 75470.3722 | 75349.6196 | 75229.0602 | 75108.6937 | 74988.5198 | 74868.5382 | 74748.7485 | 74629.1505 | 74509.7439
[10 empty] | 7.5422 | 7.5302 | 7.5181 | 7.5061 | 7.4941 | 7.4821 | 7.4701 | 7.4582 | 7.4462 | 7.4343 | 7.4224 | 7.4105 | 7.3987 | 7.3868 | 7.375 | 7.3632 | 7.3514 | 7.3397 | 7.3279 | 7.3162 | 7.3045 | 7.2928 | 7.2812 | 7.2695 | 7.2579 | 7.2463 | 7.2347 | 7.2231
[10 empty] | 0.9422 | 0.94069 | 0.93919 | 0.93769 | 0.93619 | 0.93469 | 0.93319 | 0.9317 | 0.93021 | 0.92872 | 0.92723 | 0.92575 | 0.92427 | 0.92279 | 0.92131 | 0.91984 | 0.91837 | 0.9169 | 0.91543 | 0.91397 | 0.91251 | 0.91105 | 0.90959 | 0.90813 | 0.90668 | 0.90523 | 0.90378 | 0.90233
[10 empty] | 0.9422 | 0.94069 | 0.93919 | 0.93769 | 0.93619 | 0.93469 | 0.93319 | 0.9317 | 0.93021 | 0.92872 | 0.92723 | 0.92575 | 0.92427 | 0.92279 | 0.92131 | 0.91984 | 0.91837 | 0.9169 | 0.91543 | 0.91397 | 0.91251 | 0.91105 | 0.90959 | 0.90813 | 0.90668 | 0.90523 | 0.90378 | 0.90233
[10 empty] | 0 | 11096.7589 | 11079.0041 | 11061.2777 | 11043.5796 | 11025.9099 | 11008.2684 | 10990.6552 | 10973.0702 | 13119.5653 | 12378.3774 | 11879.2092 | 11541.1386 | 11310.3039 | 11866.453 | 11991.5334 | 11909.7243 | 12165.5067 | 11696.9479 | 11615.9463 | 11634.6537 | 11640.8603 | 11882.9752 | 11805.2941 | 11686.4966 | 11679.4213 | 11535.5857 | 11595.344
[10 empty] | 96.9416 | 96.9416 | 96.9416 | 96.9416 | 96.9416 | 96.9416 | 96.9416 | 96.9416 | 96.9416 | 96.9416 | 96.9416 | 96.9416 | 96.9416 | 96.9416 | 96.9416 | 96.9416 | 96.9416 | 96.9416 | 96.9416 | 96.9416 | 96.9416 | 96.9416 | 96.9416 | 96.9416 | 96.9416 | 96.9416 | 96.9416 | 96.9416
[10 empty] | 0.01211 | 0.01211 | 0.01211 | 0.01211 | 0.01211 | 0.01211 | 0.01211 | 0.01211 | 0.01211 | 0.01211 | 0.01211 | 0.01211 | 0.01211 | 0.01211 | 0.01211 | 0.01211 | 0.01211 | 0.01211 | 0.01211 | 0.01211 | 0.01211 | 0.01211 | 0.01211 | 0.01211 | 0.01211 | 0.01211 | 0.01211 | 0.01211
[10 empty] | 0.01211 | 0.01211 | 0.01211 | 0.01211 | 0.01211 | 0.01211 | 0.01211 | 0.01211 | 0.01211 | 0.01211 | 0.01211 | 0.01211 | 0.01211 | 0.01211 | 0.01211 | 0.01211 | 0.01211 | 0.01211 | 0.01211 | 0.01211 | 0.01211 | 0.01211 | 0.01211 | 0.01211 | 0.01211 | 0.01211 | 0.01211 | 0.01211
[10 empty] | 1260.7676 | 1525.7581 | 1843.2134 | 2228.0885 | 2672.4652 | 3183.6349 | 3829.3852 | 4480.6168 | 5363.6111 | 6394.4021 | 7579.7933 | 8889.004 | 10381.3957 | 11831.571 | 13635.7172 | 15583.2533 | 17688.3725 | 19980.0468 | 22464.7883 | 25030.472 | 28061.4999 | 31659.0552 | 35901.537 | 40756.3631 | 46316.1497 | 52634.3755 | 59814.5033 | 67974.1095
[10 empty] | 3.8124 | 4.6286 | 5.6055 | 6.7891 | 8.1551 | 9.7257 | 11.7089 | 13.7088 | 16.4191 | 19.5824 | 23.2187 | 27.2338 | 31.8099 | 36.2562 | 41.7871 | 47.7571 | 54.21 | 61.2344 | 68.8505 | 76.7145 | 86.0047 | 97.0312 | 110.0342 | 124.914 | 141.9544 | 161.3194 | 183.3259 | 208.3345
[10 empty] | 0.47167 | 0.57264 | 0.69351 | 0.83994 | 1.0089 | 1.2033 | 1.4486 | 1.696 | 2.0313 | 2.4227 | 2.8726 | 3.3693 | 3.9355 | 4.4856 | 5.1698 | 5.9084 | 6.7068 | 7.5758 | 8.5181 | 9.491 | 10.6404 | 12.0045 | 13.6133 | 15.4542 | 17.5624 | 19.9582 | 22.6808 | 25.7748
[10 empty] | 0.47167 | 0.57264 | 0.69351 | 0.83994 | 1.0089 | 1.2033 | 1.4486 | 1.696 | 2.0313 | 2.4227 | 2.8726 | 3.3693 | 3.9355 | 4.4856 | 5.1698 | 5.9084 | 6.7068 | 7.5758 | 8.5181 | 9.491 | 10.6404 | 12.0045 | 13.6133 | 15.4542 | 17.5624 | 19.9582 | 22.6808 | 25.7748
[10 empty] | 0 | 361.9726 | 414.4374 | 481.8573 | 541.3588 | 608.1518 | 742.7324 | 748.2137 | 979.9764 | 1127.7731 | 1335.3713 | 1512.0824 | 1751.0605 | 1765.3821 | 2177.942 | 2490.0081 | 2702.493 | 2983.2422 | 3279.1485 | 3485.793 | 4104.8112 | 4808.231 | 5624.854 | 6435.0562 | 7376.3929 | 8358.3333 | 9471.5088 | 10652.295
[10 empty] | 3064.9133 | 3064.9133 | 3064.9133 | 3064.9133 | 3064.9133 | 3064.9133 | 3064.9133 | 3064.9133 | 3064.9133 | 3064.9133 | 3064.9133 | 3064.9133 | 3064.9133 | 3064.9133 | 3064.9133 | 3064.9133 | 3064.9133 | 3064.9133 | 3064.9133 | 3064.9133 | 3064.9133 | 3064.9133 | 3064.9133 | 3064.9133 | 3064.9133 | 3064.9133 | 3064.9133 | 3064.9133
[10 empty] | 0.37919 | 0.37919 | 0.37919 | 0.37919 | 0.37919 | 0.37919 | 0.37919 | 0.37919 | 0.37919 | 0.37919 | 0.37919 | 0.37919 | 0.37919 | 0.37919 | 0.37919 | 0.37919 | 0.37919 | 0.37919 | 0.37919 | 0.37919 | 0.37919 | 0.37919 | 0.37919 | 0.37919 | 0.37919 | 0.37919 | 0.37919 | 0.37919
[10 empty] | 0.37919 | 0.37919 | 0.37919 | 0.37919 | 0.37919 | 0.37919 | 0.37919 | 0.37919 | 0.37919 | 0.37919 | 0.37919 | 0.37919 | 0.37919 | 0.37919 | 0.37919 | 0.37919 | 0.37919 | 0.37919 | 0.37919 | 0.37919 | 0.37919 | 0.37919 | 0.37919 | 0.37919 | 0.37919 | 0.37919 | 0.37919 | 0.37919
[10 empty] | 3470.7148 | 3465.1617 | 3459.6174 | 3454.082 | 3448.5555 | 3443.0378 | 3437.5289 | 3432.0289 | 3426.5376 | 3421.0552 | 3415.5815 | 3410.1166 | 3404.6604 | 3399.2129 | 3393.7742 | 3388.3441 | 3382.9228 | 3377.5101 | 3372.1061 | 3366.7107 | 3361.324 | 3355.9459 | 3350.5764 | 3345.2154 | 3339.8631 | 3334.5193 | 3329.1841 | 3323.8574
[10 empty] | 5.8036 | 5.8612 | 5.9189 | 5.9768 | 6.0348 | 6.0929 | 6.1513 | 6.2099 | 6.2686 | 6.3277 | 6.3869 | 6.436 | 6.4766 | 6.5097 | 6.5365 | 6.5578 | 6.5746 | 6.5874 | 6.5968 | 6.6033 | 6.6074 | 6.6093 | 6.6094 | 6.608 | 6.6053 | 6.6014 | 6.5966 | 6.591
[10 empty] | 1.3482 | 1.3616 | 1.375 | 1.3884 | 1.4019 | 1.4154 | 1.429 | 1.4426 | 1.4562 | 1.4699 | 1.4837 | 1.4951 | 1.5045 | 1.5122 | 1.5184 | 1.5234 | 1.5273 | 1.5303 | 1.5325 | 1.534 | 1.5349 | 1.5354 | 1.5354 | 1.5351 | 1.5344 | 1.5335 | 1.5324 | 1.5311
[10 empty] | 1.3482 | 1.3616 | 1.375 | 1.3884 | 1.4019 | 1.4154 | 1.429 | 1.4426 | 1.4562 | 1.4699 | 1.4837 | 1.4951 | 1.5045 | 1.5122 | 1.5184 | 1.5234 | 1.5273 | 1.5303 | 1.5325 | 1.534 | 1.5349 | 1.5354 | 1.5354 | 1.5351 | 1.5344 | 1.5335 | 1.5324 | 1.5311
[10 empty] | 0 | 216.5726 | 216.2261 | 215.8801 | 215.5347 | 215.1899 | 214.8456 | 214.5018 | 214.1586 | 213.8159 | 213.4738 | 213.1323 | 212.7913 | 212.4508 | 212.1109 | 211.7715 | 211.4327 | 211.0944 | 272.1621 | 262.9685 | 255.0527 | 248.2306 | 242.3445 | 237.2595 | 232.8601 | 229.0475 | 225.7372 | 222.8567
[10 empty] | 1991.7897 | 1991.7897 | 1991.7897 | 1991.7897 | 1991.7897 | 1991.7897 | 1991.7897 | 1991.7897 | 1991.7897 | 1991.7897 | 1991.7897 | 1991.7897 | 1991.7897 | 1991.7897 | 1991.7897 | 1991.7897 | 1991.7897 | 1991.7897 | 1991.7897 | 1991.7897 | 1991.7897 | 1991.7897 | 1991.7897 | 1991.7897 | 1991.7897 | 1991.7897 | 1991.7897 | 1991.7897
[10 empty] | 0.4627 | 0.4627 | 0.4627 | 0.4627 | 0.4627 | 0.4627 | 0.4627 | 0.4627 | 0.4627 | 0.4627 | 0.4627 | 0.4627 | 0.4627 | 0.4627 | 0.4627 | 0.4627 | 0.4627 | 0.4627 | 0.4627 | 0.4627 | 0.4627 | 0.4627 | 0.4627 | 0.4627 | 0.4627 | 0.4627 | 0.4627 | 0.4627
[10 empty] | 0.4627 | 0.4627 | 0.4627 | 0.4627 | 0.4627 | 0.4627 | 0.4627 | 0.4627 | 0.4627 | 0.4627 | 0.4627 | 0.4627 | 0.4627 | 0.4627 | 0.4627 | 0.4627 | 0.4627 | 0.4627 | 0.4627 | 0.4627 | 0.4627 | 0.4627 | 0.4627 | 0.4627 | 0.4627 | 0.4627 | 0.4627 | 0.4627
[10 empty] | 7726.5893 | 7714.2268 | 7701.884 | 7689.561 | 7677.2577 | 7664.9741 | 7652.7101 | 7640.4658 | 7628.241 | 7616.0359 | 7603.8502 | 7591.684 | 7579.5373 | 7567.4101 | 7555.3022 | 7543.2137 | 7531.1446 | 7519.0948 | 7507.0642 | 7495.0529 | 7483.0608 | 7471.0879 | 7459.1342 | 7447.1996 | 7435.2841 | 7423.3876 | 7411.5102 | 7399.6518
[10 empty] | 3.3646 | 3.4053 | 3.4475 | 3.4915 | 3.5374 | 3.5853 | 3.6354 | 3.6876 | 3.7314 | 3.7679 | 3.7983 | 3.8233 | 3.8439 | 3.8605 | 3.8738 | 3.8843 | 3.8924 | 3.8984 | 3.9027 | 3.9054 | 3.9068 | 3.9071 | 3.9064 | 3.905 | 3.9029 | 3.9001 | 3.8969 | 3.8932
[10 empty] | 0.42031 | 0.4254 | 0.43068 | 0.43617 | 0.44191 | 0.44789 | 0.45414 | 0.46067 | 0.46614 | 0.4707 | 0.47449 | 0.47762 | 0.48019 | 0.48227 | 0.48393 | 0.48525 | 0.48626 | 0.48701 | 0.48753 | 0.48787 | 0.48805 | 0.48809 | 0.48801 | 0.48783 | 0.48756 | 0.48722 | 0.48682 | 0.48636
[10 empty] | 0.42031 | 0.4254 | 0.43068 | 0.43617 | 0.44191 | 0.44789 | 0.45414 | 0.46067 | 0.46614 | 0.4707 | 0.47449 | 0.47762 | 0.48019 | 0.48227 | 0.48393 | 0.48525 | 0.48626 | 0.48701 | 0.48753 | 0.48787 | 0.48805 | 0.48809 | 0.48801 | 0.48783 | 0.48756 | 0.48722 | 0.48682 | 0.48636
[10 empty] | 0 | 593.4021 | 592.4526 | 591.5047 | 590.5583 | 589.6134 | 588.67 | 587.7281 | 586.7878 | 585.8489 | 584.9116 | 583.9757 | 583.0413 | 582.1085 | 581.1771 | 749.3064 | 723.9948 | 702.2015 | 683.4192 | 667.2138 | 653.214 | 641.1017 | 654.4872 | 662.3664 | 666.0306 | 666.513 | 664.6366 | 661.0532
[10 empty] | 528.228 | 528.228 | 528.228 | 528.228 | 528.228 | 528.228 | 528.228 | 528.228 | 528.228 | 528.228 | 528.228 | 528.228 | 528.228 | 528.228 | 528.228 | 528.228 | 528.228 | 528.228 | 528.228 | 528.228 | 528.228 | 528.228 | 528.228 | 528.228 | 528.228 | 528.228 | 528.228 | 528.228
[10 empty] | 0.065988 | 0.065988 | 0.065988 | 0.065988 | 0.065988 | 0.065988 | 0.065988 | 0.065988 | 0.065988 | 0.065988 | 0.065988 | 0.065988 | 0.065988 | 0.065988 | 0.065988 | 0.065988 | 0.065988 | 0.065988 | 0.065988 | 0.065988 | 0.065988 | 0.065988 | 0.065988 | 0.065988 | 0.065988 | 0.065988 | 0.065988 | 0.065988
[10 empty] | 0.065988 | 0.065988 | 0.065988 | 0.065988 | 0.065988 | 0.065988 | 0.065988 | 0.065988 | 0.065988 | 0.065988 | 0.065988 | 0.065988 | 0.065988 | 0.065988 | 0.065988 | 0.065988 | 0.065988 | 0.065988 | 0.065988 | 0.065988 | 0.065988 | 0.065988 | 0.065988 | 0.065988 | 0.065988 | 0.065988 | 0.065988 | 0.065988
[10 empty] | 74639.519 | 74520.0958 | 74400.8637 | 74281.8223 | 74162.9714 | 74044.3106 | 73925.8397 | 73807.5584 | 73689.4663 | 73571.5631 | 73453.8486 | 73336.3225 | 73218.9844 | 73101.834 | 72984.871 | 72868.0952 | 72751.5063 | 72635.1039 | 72518.8877 | 72402.8575 | 72287.0129 | 72171.3537 | 72055.8795 | 71940.5901 | 71825.4852 | 71710.5644 | 71595.8275 | 71481.2742
[10 empty] | 2.3144 | 2.3164 | 2.3189 | 2.3217 | 2.3251 | 2.327 | 2.3278 | 2.3277 | 2.3269 | 2.3254 | 2.3236 | 2.3213 | 2.3188 | 2.316 | 2.313 | 2.3099 | 2.3067 | 2.3034 | 2.3 | 2.2966 | 2.2931 | 2.2896 | 2.2861 | 2.2825 | 2.2789 | 2.2753 | 2.2718 | 2.2682
[10 empty] | 0.28912 | 0.28937 | 0.28968 | 0.29004 | 0.29046 | 0.2907 | 0.2908 | 0.29079 | 0.29068 | 0.2905 | 0.29027 | 0.28999 | 0.28967 | 0.28932 | 0.28895 | 0.28857 | 0.28816 | 0.28775 | 0.28733 | 0.2869 | 0.28646 | 0.28603 | 0.28558 | 0.28514 | 0.28469 | 0.28424 | 0.2838 | 0.28335
[10 empty] | 0.28912 | 0.28937 | 0.28968 | 0.29004 | 0.29046 | 0.2907 | 0.2908 | 0.29079 | 0.29068 | 0.2905 | 0.29027 | 0.28999 | 0.28967 | 0.28932 | 0.28895 | 0.28857 | 0.28816 | 0.28775 | 0.28733 | 0.2869 | 0.28646 | 0.28603 | 0.28558 | 0.28514 | 0.28469 | 0.28424 | 0.2838 | 0.28335
[10 empty] | 0 | 9315.012 | 9300.108 | 9285.2278 | 9270.3714 | 9255.5388 | 9240.73 | 9225.9448 | 9211.1833 | 9196.4454 | 11588.6668 | 11089.508 | 10687.8864 | 10364.1745 | 10581.0089 | 10655.0045 | 10634.2948 | 10553.4245 | 10531.9218 | 11151.3875 | 10895.9278 | 10700.8128 | 10560.6627 | 10711.3639 | 10744.1472 | 10707.1175 | 10634.1364 | 10621.0994
[10 empty] | 31.7331 | 31.7331 | 31.7331 | 31.7331 | 31.7331 | 31.7331 | 31.7331 | 31.7331 | 31.7331 | 31.7331 | 31.7331 | 31.7331 | 31.7331 | 31.7331 | 31.7331 | 31.7331 | 31.7331 | 31.7331 | 31.7331 | 31.7331 | 31.7331 | 31.7331 | 31.7331 | 31.7331 | 31.7331 | 31.7331 | 31.7331 | 31.7331
[10 empty] | 0.0039642 | 0.0039642 | 0.0039642 | 0.0039642 | 0.0039642 | 0.0039642 | 0.0039642 | 0.0039642 | 0.0039642 | 0.0039642 | 0.0039642 | 0.0039642 | 0.0039642 | 0.0039642 | 0.0039642 | 0.0039642 | 0.0039642 | 0.0039642 | 0.0039642 | 0.0039642 | 0.0039642 | 0.0039642 | 0.0039642 | 0.0039642 | 0.0039642 | 0.0039642 | 0.0039642 | 0.0039642
[10 empty] | 0.0039642 | 0.0039642 | 0.0039642 | 0.0039642 | 0.0039642 | 0.0039642 | 0.0039642 | 0.0039642 | 0.0039642 | 0.0039642 | 0.0039642 | 0.0039642 | 0.0039642 | 0.0039642 | 0.0039642 | 0.0039642 | 0.0039642 | 0.0039642 | 0.0039642 | 0.0039642 | 0.0039642 | 0.0039642 | 0.0039642 | 0.0039642 | 0.0039642 | 0.0039642 | 0.0039642 | 0.0039642
[10 empty] | 6730.7842 | 6921.6154 | 7117.857 | 7319.6625 | 7527.1896 | 7740.6005 | 7960.062 | 8185.7457 | 8417.8279 | 8656.4902 | 8901.919 | 9154.3062 | 9413.8491 | 9680.7505 | 9955.2192 | 10237.4695 | 10527.7223 | 10826.2043 | 11133.1488 | 11448.7958 | 11773.3921 | 12107.1913 | 12450.4544 | 12803.4497 | 13166.4531 | 13539.7484 | 13923.6273 | 14318.39
[10 empty] | 13.0558 | 13.4887 | 13.9389 | 13.3743 | 12.8202 | 12.2773 | 11.7461 | 11.227 | 10.7204 | 10.1638 | 9.5638 | 9.0737 | 8.6784 | 8.3652 | 8.1229 | 7.9423 | 7.519 | 7.1824 | 7.2219 | 7.2859 | 7.3718 | 7.4775 | 7.6008 | 7.7404 | 7.8947 | 8.0628 | 8.2435 | 8.4362
[10 empty] | 1.1914 | 1.2309 | 1.272 | 1.2205 | 1.1699 | 1.1204 | 1.0719 | 1.0245 | 0.9783 | 0.92751 | 0.87275 | 0.82803 | 0.79196 | 0.76337 | 0.74126 | 0.72478 | 0.68615 | 0.65543 | 0.65904 | 0.66488 | 0.67272 | 0.68236 | 0.69362 | 0.70635 | 0.72044 | 0.73577 | 0.75227 | 0.76985
[10 empty] | 1.1914 | 1.2309 | 1.272 | 1.2205 | 1.1699 | 1.1204 | 1.0719 | 1.0245 | 0.9783 | 0.92751 | 0.87275 | 0.82803 | 0.79196 | 0.76337 | 0.74126 | 0.72478 | 0.68615 | 0.65543 | 0.65904 | 0.66488 | 0.67272 | 0.68236 | 0.69362 | 0.70635 | 0.72044 | 0.73577 | 0.75227 | 0.76985
[10 empty] | 0 | 671.6015 | 677.0119 | 682.5758 | 688.2974 | 694.1812 | 700.2318 | 706.454 | 712.8526 | 746.6942 | 777.6007 | 806.0454 | 832.4352 | 857.1208 | 880.404 | 902.5456 | 1119.4463 | 1117.4663 | 1121.638 | 1130.7721 | 1143.9085 | 1160.2755 | 1179.2562 | 1200.3602 | 1259.0971 | 1310.0185 | 1355.3061 | 1396.6423
[10 empty] | 2088.7442 | 2088.7442 | 2088.7442 | 574.8529 | 574.8529 | 574.8529 | 574.8529 | 574.8529 | 574.8529 | 574.8529 | 574.8529 | 574.8529 | 574.8529 | 574.8529 | 574.8529 | 574.8529 | 574.8529 | 574.8529 | 574.8529 | 574.8529 | 574.8529 | 574.8529 | 574.8529 | 574.8529 | 574.8529 | 574.8529 | 574.8529 | 574.8529
[10 empty] | 0.19061 | 0.19061 | 0.19061 | 0.052459 | 0.052459 | 0.052459 | 0.052459 | 0.052459 | 0.052459 | 0.052459 | 0.052459 | 0.052459 | 0.052459 | 0.052459 | 0.052459 | 0.052459 | 0.052459 | 0.052459 | 0.052459 | 0.052459 | 0.052459 | 0.052459 | 0.052459 | 0.052459 | 0.052459 | 0.052459 | 0.052459 | 0.052459
[10 empty] | 0.19061 | 0.19061 | 0.19061 | 0.052459 | 0.052459 | 0.052459 | 0.052459 | 0.052459 | 0.052459 | 0.052459 | 0.052459 | 0.052459 | 0.052459 | 0.052459 | 0.052459 | 0.052459 | 0.052459 | 0.052459 | 0.052459 | 0.052459 | 0.052459 | 0.052459 | 0.052459 | 0.052459 | 0.052459 | 0.052459 | 0.052459 | 0.052459
[10 empty] | 4004.4639 | 4019.3758 | 4034.3433 | 4049.3665 | 4064.4456 | 4079.5809 | 4094.7726 | 4110.0208 | 4125.3258 | 4140.6878 | 4156.107 | 4171.5836 | 4187.1179 | 4202.71 | 4218.3601 | 4234.0686 | 4249.8355 | 4265.6611 | 4281.5457 | 4297.4895 | 4313.4926 | 4329.5553 | 4345.6778 | 4361.8603 | 4378.1031 | 4394.4064 | 4410.7704 | 4427.1954
[10 empty] | 3.3845 | 3.4198 | 3.4551 | 3.4905 | 3.5259 | 3.5613 | 3.5969 | 3.6324 | 3.6657 | 3.6968 | 3.7262 | 3.7539 | 3.7802 | 3.8052 | 3.8291 | 3.852 | 3.874 | 3.8953 | 3.9159 | 3.9358 | 3.9553 | 3.9743 | 3.9929 | 4.0111 | 4.029 | 4.0467 | 4.0641 | 4.0814
[10 empty] | 0.42281 | 0.42721 | 0.43162 | 0.43604 | 0.44047 | 0.4449 | 0.44933 | 0.45378 | 0.45793 | 0.46182 | 0.46549 | 0.46895 | 0.47223 | 0.47536 | 0.47834 | 0.48121 | 0.48396 | 0.48661 | 0.48918 | 0.49168 | 0.49411 | 0.49648 | 0.4988 | 0.50108 | 0.50332 | 0.50553 | 0.50771 | 0.50986
[10 empty] | 0.42281 | 0.42721 | 0.43162 | 0.43604 | 0.44047 | 0.4449 | 0.44933 | 0.45378 | 0.45793 | 0.46182 | 0.46549 | 0.46895 | 0.47223 | 0.47536 | 0.47834 | 0.48121 | 0.48396 | 0.48661 | 0.48918 | 0.49168 | 0.49411 | 0.49648 | 0.4988 | 0.50108 | 0.50332 | 0.50553 | 0.50771 | 0.50986
[10 empty] | 0 | 281.8762 | 281.9317 | 281.9875 | 282.0434 | 282.0995 | 282.1559 | 282.2125 | 283.9261 | 285.4621 | 286.8401 | 288.0778 | 289.1908 | 290.193 | 291.0968 | 292.0973 | 293.1639 | 381.0745 | 372.576 | 365.1523 | 358.6716 | 353.0183 | 348.1112 | 343.8748 | 350.3941 | 355.197 | 358.5997 | 360.868
[10 empty] | 925.5627 | 925.5627 | 925.5627 | 925.5627 | 925.5627 | 925.5627 | 925.5627 | 925.5627 | 925.5627 | 925.5627 | 925.5627 | 925.5627 | 925.5627 | 925.5627 | 925.5627 | 925.5627 | 925.5627 | 925.5627 | 925.5627 | 925.5627 | 925.5627 | 925.5627 | 925.5627 | 925.5627 | 925.5627 | 925.5627 | 925.5627 | 925.5627
[10 empty] | 0.11562 | 0.11562 | 0.11562 | 0.11562 | 0.11562 | 0.11562 | 0.11562 | 0.11562 | 0.11562 | 0.11562 | 0.11562 | 0.11562 | 0.11562 | 0.11562 | 0.11562 | 0.11562 | 0.11562 | 0.11562 | 0.11562 | 0.11562 | 0.11562 | 0.11562 | 0.11562 | 0.11562 | 0.11562 | 0.11562 | 0.11562 | 0.11562
[10 empty] | 0.11562 | 0.11562 | 0.11562 | 0.11562 | 0.11562 | 0.11562 | 0.11562 | 0.11562 | 0.11562 | 0.11562 | 0.11562 | 0.11562 | 0.11562 | 0.11562 | 0.11562 | 0.11562 | 0.11562 | 0.11562 | 0.11562 | 0.11562 | 0.11562 | 0.11562 | 0.11562 | 0.11562 | 0.11562 | 0.11562 | 0.11562 | 0.11562
[10 empty] | 4667.2166 | 4659.7491 | 4652.2935 | 4644.8498 | 4637.4181 | 4629.9982 | 4622.5902 | 4615.1941 | 4607.8097 | 4600.4372 | 4593.0765 | 4585.7276 | 4578.3905 | 4571.065 | 4563.7513 | 4556.4493 | 4549.159 | 4541.8804 | 4534.6133 | 4527.358 | 4520.1142 | 4512.882 | 4505.6614 | 4498.4523 | 4491.2548 | 4484.0688 | 4476.8943 | 4469.7313
[10 empty] | 2.3565 | 2.3558 | 2.3552 | 2.3545 | 2.3539 | 2.3532 | 2.3525 | 2.3518 | 2.3512 | 2.3505 | 2.3498 | 2.3491 | 2.3484 | 2.3477 | 2.347 | 2.3463 | 2.3456 | 2.3446 | 2.3434 | 2.3419 | 2.3402 | 2.3384 | 2.3363 | 2.3341 | 2.3318 | 2.3293 | 2.3268 | 2.3241
[10 empty] | 0.29438 | 0.2943 | 0.29422 | 0.29413 | 0.29405 | 0.29397 | 0.29388 | 0.2938 | 0.29372 | 0.29363 | 0.29355 | 0.29346 | 0.29337 | 0.29329 | 0.2932 | 0.29311 | 0.29302 | 0.2929 | 0.29274 | 0.29256 | 0.29235 | 0.29212 | 0.29186 | 0.29159 | 0.2913 | 0.29099 | 0.29067 | 0.29033
[10 empty] | 0.29438 | 0.2943 | 0.29422 | 0.29413 | 0.29405 | 0.29397 | 0.29388 | 0.2938 | 0.29372 | 0.29363 | 0.29355 | 0.29346 | 0.29337 | 0.29329 | 0.2932 | 0.29311 | 0.29302 | 0.2929 | 0.29274 | 0.29256 | 0.29235 | 0.29212 | 0.29186 | 0.29159 | 0.2913 | 0.29099 | 0.29067 | 0.29033
[10 empty] | 0 | 179.2211 | 178.9344 | 178.6481 | 178.3622 | 178.0769 | 177.7919 | 177.5075 | 177.2235 | 176.9399 | 176.6568 | 176.3741 | 176.0919 | 175.8102 | 175.5289 | 175.2481 | 174.9677 | 174.6877 | 174.4082 | 174.1292 | 173.8505 | 173.5724 | 173.2947 | 173.0174 | 172.7406 | 172.4642 | 172.1882 | 171.9127
[10 empty] | 522.3103 | 522.3103 | 522.3103 | 522.3103 | 522.3103 | 522.3103 | 522.3103 | 522.3103 | 522.3103 | 522.3103 | 522.3103 | 522.3103 | 522.3103 | 522.3103 | 522.3103 | 522.3103 | 522.3103 | 522.3103 | 522.3103 | 522.3103 | 522.3103 | 522.3103 | 522.3103 | 522.3103 | 522.3103 | 522.3103 | 522.3103 | 522.3103
[10 empty] | 0.065249 | 0.065249 | 0.065249 | 0.065249 | 0.065249 | 0.065249 | 0.065249 | 0.065249 | 0.065249 | 0.065249 | 0.065249 | 0.065249 | 0.065249 | 0.065249 | 0.065249 | 0.065249 | 0.065249 | 0.065249 | 0.065249 | 0.065249 | 0.065249 | 0.065249 | 0.065249 | 0.065249 | 0.065249 | 0.065249 | 0.065249 | 0.065249
[10 empty] | 0.065249 | 0.065249 | 0.065249 | 0.065249 | 0.065249 | 0.065249 | 0.065249 | 0.065249 | 0.065249 | 0.065249 | 0.065249 | 0.065249 | 0.065249 | 0.065249 | 0.065249 | 0.065249 | 0.065249 | 0.065249 | 0.065249 | 0.065249 | 0.065249 | 0.065249 | 0.065249 | 0.065249 | 0.065249 | 0.065249 | 0.065249 | 0.065249
[10 empty] | 77801.7951 | 77677.3122 | 77553.0285 | 77428.9437 | 77305.0574 | 77181.3693 | 77057.8791 | 76934.5865 | 76811.4911 | 76688.5928 | 76565.891 | 76443.3856 | 76321.0762 | 76198.9625 | 76077.0441 | 75955.3208 | 75833.7923 | 75712.4583 | 75591.3183 | 75470.3722 | 75349.6196 | 75229.0602 | 75108.6937 | 74988.5198 | 74868.5382 | 74748.7485 | 74629.1505 | 74509.7439
[10 empty] | 16.4544 | 16.4281 | 16.4018 | 16.3756 | 16.3494 | 16.3232 | 16.2971 | 16.271 | 16.245 | 16.219 | 16.193 | 16.1671 | 16.1413 | 16.1154 | 16.0896 | 16.0639 | 16.0382 | 16.0125 | 15.9869 | 15.9613 | 15.9358 | 15.9103 | 15.8848 | 15.8594 | 15.8341 | 15.8087 | 15.7834 | 15.7582
[10 empty] | 2.0555 | 2.0523 | 2.049 | 2.0457 | 2.0424 | 2.0392 | 2.0359 | 2.0326 | 2.0294 | 2.0261 | 2.0229 | 2.0197 | 2.0164 | 2.0132 | 2.01 | 2.0068 | 2.0035 | 2.0003 | 1.9971 | 1.9939 | 1.9908 | 1.9876 | 1.9844 | 1.9812 | 1.978 | 1.9749 | 1.9717 | 1.9686
[10 empty] | 2.0555 | 2.0523 | 2.049 | 2.0457 | 2.0424 | 2.0392 | 2.0359 | 2.0326 | 2.0294 | 2.0261 | 2.0229 | 2.0197 | 2.0164 | 2.0132 | 2.01 | 2.0068 | 2.0035 | 2.0003 | 1.9971 | 1.9939 | 1.9908 | 1.9876 | 1.9844 | 1.9812 | 1.978 | 1.9749 | 1.9717 | 1.9686
[10 empty] | 0 | 8630.8125 | 8617.0032 | 8603.216 | 8589.4508 | 8575.7077 | 8561.9866 | 8548.2874 | 8534.6101 | 8520.9548 | 8507.3212 | 10968.4125 | 10597.8997 | 10278.8871 | 10355.7848 | 10368.9149 | 10334.7965 | 10316.5316 | 10302.7678 | 10286.1384 | 10269.3107 | 10962.522 | 10742.6146 | 10566.6283 | 10627.9525 | 10630.9184 | 10594.8946 | 10577.3151
[10 empty] | 211.4914 | 211.4914 | 211.4914 | 211.4914 | 211.4914 | 211.4914 | 211.4914 | 211.4914 | 211.4914 | 211.4914 | 211.4914 | 211.4914 | 211.4914 | 211.4914 | 211.4914 | 211.4914 | 211.4914 | 211.4914 | 211.4914 | 211.4914 | 211.4914 | 211.4914 | 211.4914 | 211.4914 | 211.4914 | 211.4914 | 211.4914 | 211.4914
[10 empty] | 0.02642 | 0.02642 | 0.02642 | 0.02642 | 0.02642 | 0.02642 | 0.02642 | 0.02642 | 0.02642 | 0.02642 | 0.02642 | 0.02642 | 0.02642 | 0.02642 | 0.02642 | 0.02642 | 0.02642 | 0.02642 | 0.02642 | 0.02642 | 0.02642 | 0.02642 | 0.02642 | 0.02642 | 0.02642 | 0.02642 | 0.02642 | 0.02642
[10 empty] | 0.02642 | 0.02642 | 0.02642 | 0.02642 | 0.02642 | 0.02642 | 0.02642 | 0.02642 | 0.02642 | 0.02642 | 0.02642 | 0.02642 | 0.02642 | 0.02642 | 0.02642 | 0.02642 | 0.02642 | 0.02642 | 0.02642 | 0.02642 | 0.02642 | 0.02642 | 0.02642 | 0.02642 | 0.02642 | 0.02642 | 0.02642 | 0.02642
[10 empty] | 3543.64 | 5597.2213 | 7270.6433 | 8551.0346 | 9418.7205 | 9972.1295 | 10630.4981 | 11429.7932 | 12368.8728 | 13445.8069 | 14622.9572 | 15896.9098 | 17266.5313 | 18700.7427 | 20183.7493 | 21699.4169 | 23252.8063 | 24816.766 | 26373.3064 | 27933.0479 | 29488.852 | 31032.9866 | 32565.03 | 34088.4905 | 35619.163 | 37154.1247 | 38690.5209 | 40224.2217
[10 empty] | 0 | 0 | 0 | 0 | 0 | 0 | 0 | 0 | 0 | 0 | 0 | 0 | 0 | 0 | 0 | 0 | 0 | 0 | 0 | 0 | 0 | 0 | 0 | 0 | 0 | 0 | 0 | 0
[10 empty] | 0 | 0 | 0 | 0 | 0 | 0 | 0 | 0 | 0 | 0 | 0 | 0 | 0 | 0 | 0 | 0 | 0 | 0 | 0 | 0 | 0 | 0 | 0 | 0 | 0 | 0 | 0 | 0
[10 empty] | 0 | 0 | 0 | 0 | 0 | 0 | 0 | 0 | 0 | 0 | 0 | 0 | 0 | 0 | 0 | 0 | 0 | 0 | 0 | 0 | 0 | 0 | 0 | 0 | 0 | 0 | 0 | 0
[10 empty] | 0 | 2074.5968 | 1694.4375 | 1301.4068 | 888.7013 | 574.4245 | 679.384 | 821.4886 | 962.2547 | 1100.9273 | 1201.8253 | 1299.1956 | 1412.3244 | 1491.4644 | 1552.3845 | 1595.1496 | 1641.2916 | 1691.4102 | 1716.948 | 1747.6132 | 1766.5626 | 1773.9654 | 1753.4383 | 1737.8254 | 1739.1792 | 1738.5864 | 1735.9528 | 2045.764
[10 empty] | 0 | 0 | 0 | 0 | 0 | 0 | 0 | 0 | 0 | 0 | 0 | 0 | 0 | 0 | 0 | 0 | 0 | 0 | 0 | 0 | 0 | 0 | 0 | 0 | 0 | 0 | 0 | 0
[10 empty] | 0 | 0 | 0 | 0 | 0 | 0 | 0 | 0 | 0 | 0 | 0 | 0 | 0 | 0 | 0 | 0 | 0 | 0 | 0 | 0 | 0 | 0 | 0 | 0 | 0 | 0 | 0 | 0
[10 empty] | 0 | 0 | 0 | 0 | 0 | 0 | 0 | 0 | 0 | 0 | 0 | 0 | 0 | 0 | 0 | 0 | 0 | 0 | 0 | 0 | 0 | 0 | 0 | 0 | 0 | 0 | 0 | 0
[10 empty] | 3543.64 | 5597.2213 | 7270.6433 | 8551.0346 | 9418.7205 | 9972.1295 | 10630.4981 | 11429.7932 | 12368.8728 | 13445.8069 | 14622.9572 | 15896.9098 | 17266.5313 | 18700.7427 | 20183.7493 | 21699.4169 | 23252.8063 | 24816.766 | 26373.3064 | 27933.0479 | 29488.852 | 31032.9866 | 32565.03 | 34088.4905 | 35619.163 | 37154.1247 | 38690.5209 | 40224.2217
[10 empty] | 0 | 0 | 0 | 0 | 0 | 0 | 0 | 0 | 0 | 0 | 0 | 0 | 0 | 0 | 0 | 0 | 0 | 0 | 0 | 0 | 0 | 0 | 0 | 0 | 0 | 0 | 0 | 0
[10 empty] | 0 | 0 | 0 | 0 | 0 | 0 | 0 | 0 | 0 | 0 | 0 | 0 | 0 | 0 | 0 | 0 | 0 | 0 | 0 | 0 | 0 | 0 | 0 | 0 | 0 | 0 | 0 | 0
[10 empty] | 0 | 0 | 0 | 0 | 0 | 0 | 0 | 0 | 0 | 0 | 0 | 0 | 0 | 0 | 0 | 0 | 0 | 0 | 0 | 0 | 0 | 0 | 0 | 0 | 0 | 0 | 0 | 0
[10 empty] | 0 | 2074.5968 | 1694.4375 | 1301.4068 | 888.7013 | 574.4245 | 679.384 | 821.4886 | 962.2547 | 1100.9273 | 1201.8253 | 1299.1956 | 1412.3244 | 1491.4644 | 1552.3845 | 1595.1496 | 1641.2916 | 1691.4102 | 1716.948 | 1747.6132 | 1766.5626 | 1773.9654 | 1753.4383 | 1737.8254 | 1739.1792 | 1738.5864 | 1735.9528 | 2045.764
[10 empty] | 0 | 0 | 0 | 0 | 0 | 0 | 0 | 0 | 0 | 0 | 0 | 0 | 0 | 0 | 0 | 0 | 0 | 0 | 0 | 0 | 0 | 0 | 0 | 0 | 0 | 0 | 0 | 0
[10 empty] | 0 | 0 | 0 | 0 | 0 | 0 | 0 | 0 | 0 | 0 | 0 | 0 | 0 | 0 | 0 | 0 | 0 | 0 | 0 | 0 | 0 | 0 | 0 | 0 | 0 | 0 | 0 | 0
[10 empty] | 0 | 0 | 0 | 0 | 0 | 0 | 0 | 0 | 0 | 0 | 0 | 0 | 0 | 0 | 0 | 0 | 0 | 0 | 0 | 0 | 0 | 0 | 0 | 0 | 0 | 0 | 0 | 0
[10 empty] | 3543.64 | 5597.2213 | 7270.6433 | 8551.0346 | 9418.7205 | 9972.1295 | 10630.4981 | 11429.7932 | 12368.8728 | 13445.8069 | 14622.9572 | 15896.9098 | 17266.5313 | 18700.7427 | 20183.7493 | 21699.4169 | 23252.8063 | 24816.766 | 26373.3064 | 27933.0479 | 29488.852 | 31032.9866 | 32565.03 | 34088.4905 | 35619.163 | 37154.1247 | 38690.5209 | 40224.2217
[10 empty] | 0 | 0 | 0 | 0 | 0 | 0 | 0 | 0 | 0 | 0 | 0 | 0 | 0 | 0 | 0 | 0 | 0 | 0 | 0 | 0 | 0 | 0 | 0 | 0 | 0 | 0 | 0 | 0
[10 empty] | 0 | 0 | 0 | 0 | 0 | 0 | 0 | 0 | 0 | 0 | 0 | 0 | 0 | 0 | 0 | 0 | 0 | 0 | 0 | 0 | 0 | 0 | 0 | 0 | 0 | 0 | 0 | 0
[10 empty] | 0 | 0 | 0 | 0 | 0 | 0 | 0 | 0 | 0 | 0 | 0 | 0 | 0 | 0 | 0 | 0 | 0 | 0 | 0 | 0 | 0 | 0 | 0 | 0 | 0 | 0 | 0 | 0
[10 empty] | 0 | 2074.5968 | 1694.4375 | 1301.4068 | 888.7013 | 574.4245 | 679.384 | 821.4886 | 962.2547 | 1100.9273 | 1201.8253 | 1299.1956 | 1412.3244 | 1491.4644 | 1552.3845 | 1595.1496 | 1641.2916 | 1691.4102 | 1716.948 | 1747.6132 | 1766.5626 | 1773.9654 | 1753.4383 | 1737.8254 | 1739.1792 | 1738.5864 | 1735.9528 | 2045.764
[10 empty] | 0 | 0 | 0 | 0 | 0 | 0 | 0 | 0 | 0 | 0 | 0 | 0 | 0 | 0 | 0 | 0 | 0 | 0 | 0 | 0 | 0 | 0 | 0 | 0 | 0 | 0 | 0 | 0
[10 empty] | 0 | 0 | 0 | 0 | 0 | 0 | 0 | 0 | 0 | 0 | 0 | 0 | 0 | 0 | 0 | 0 | 0 | 0 | 0 | 0 | 0 | 0 | 0 | 0 | 0 | 0 | 0 | 0
[10 empty] | 0 | 0 | 0 | 0 | 0 | 0 | 0 | 0 | 0 | 0 | 0 | 0 | 0 | 0 | 0 | 0 | 0 | 0 | 0 | 0 | 0 | 0 | 0 | 0 | 0 | 0 | 0 | 0
[10 empty] | 3543.64 | 5597.2213 | 7270.6433 | 8551.0346 | 9418.7205 | 9972.1295 | 10630.4981 | 11429.7932 | 12368.8728 | 13445.8069 | 14622.9572 | 15896.9098 | 17266.5313 | 18700.7427 | 20183.7493 | 21699.4169 | 23252.8063 | 24816.766 | 26373.3064 | 27933.0479 | 29488.852 | 31032.9866 | 32565.03 | 34088.4905 | 35619.163 | 37154.1247 | 38690.5209 | 40224.2217
[10 empty] | 0 | 0 | 0 | 0 | 0 | 0 | 0 | 0 | 0 | 0 | 0 | 0 | 0 | 0 | 0 | 0 | 0 | 0 | 0 | 0 | 0 | 0 | 0 | 0 | 0 | 0 | 0 | 0
[10 empty] | 0 | 0 | 0 | 0 | 0 | 0 | 0 | 0 | 0 | 0 | 0 | 0 | 0 | 0 | 0 | 0 | 0 | 0 | 0 | 0 | 0 | 0 | 0 | 0 | 0 | 0 | 0 | 0
[10 empty] | 0 | 0 | 0 | 0 | 0 | 0 | 0 | 0 | 0 | 0 | 0 | 0 | 0 | 0 | 0 | 0 | 0 | 0 | 0 | 0 | 0 | 0 | 0 | 0 | 0 | 0 | 0 | 0
[10 empty] | 0 | 2074.5968 | 1694.4375 | 1301.4068 | 888.7013 | 574.4245 | 679.384 | 821.4886 | 962.2547 | 1100.9273 | 1201.8253 | 1299.1956 | 1412.3244 | 1491.4644 | 1552.3845 | 1595.1496 | 1641.2916 | 1691.4102 | 1716.948 | 1747.6132 | 1766.5626 | 1773.9654 | 1753.4383 | 1737.8254 | 1739.1792 | 1738.5864 | 1735.9528 | 2045.764
[10 empty] | 0 | 0 | 0 | 0 | 0 | 0 | 0 | 0 | 0 | 0 | 0 | 0 | 0 | 0 | 0 | 0 | 0 | 0 | 0 | 0 | 0 | 0 | 0 | 0 | 0 | 0 | 0 | 0
[10 empty] | 0 | 0 | 0 | 0 | 0 | 0 | 0 | 0 | 0 | 0 | 0 | 0 | 0 | 0 | 0 | 0 | 0 | 0 | 0 | 0 | 0 | 0 | 0 | 0 | 0 | 0 | 0 | 0
[10 empty] | 0 | 0 | 0 | 0 | 0 | 0 | 0 | 0 | 0 | 0 | 0 | 0 | 0 | 0 | 0 | 0 | 0 | 0 | 0 | 0 | 0 | 0 | 0 | 0 | 0 | 0 | 0 | 0
[10 empty] | 3543.64 | 5597.2213 | 7270.6433 | 8551.0346 | 9418.7205 | 9972.1295 | 10630.4981 | 11429.7932 | 12368.8728 | 13445.8069 | 14622.9572 | 15896.9098 | 17266.5313 | 18700.7427 | 20183.7493 | 21699.4169 | 23252.8063 | 24816.766 | 26373.3064 | 27933.0479 | 29488.852 | 31032.9866 | 32565.03 | 34088.4905 | 35619.163 | 37154.1247 | 38690.5209 | 40224.2217
[10 empty] | 0 | 0 | 0 | 0 | 0 | 0 | 0 | 0 | 0 | 0 | 0 | 0 | 0 | 0 | 0 | 0 | 0 | 0 | 0 | 0 | 0 | 0 | 0 | 0 | 0 | 0 | 0 | 0
[10 empty] | 0 | 0 | 0 | 0 | 0 | 0 | 0 | 0 | 0 | 0 | 0 | 0 | 0 | 0 | 0 | 0 | 0 | 0 | 0 | 0 | 0 | 0 | 0 | 0 | 0 | 0 | 0 | 0
[10 empty] | 0 | 0 | 0 | 0 | 0 | 0 | 0 | 0 | 0 | 0 | 0 | 0 | 0 | 0 | 0 | 0 | 0 | 0 | 0 | 0 | 0 | 0 | 0 | 0 | 0 | 0 | 0 | 0
[10 empty] | 0 | 2074.5968 | 1694.4375 | 1301.4068 | 888.7013 | 574.4245 | 679.384 | 821.4886 | 962.2547 | 1100.9273 | 1201.8253 | 1299.1956 | 1412.3244 | 1491.4644 | 1552.3845 | 1595.1496 | 1641.2916 | 1691.4102 | 1716.948 | 1747.6132 | 1766.5626 | 1773.9654 | 1753.4383 | 1737.8254 | 1739.1792 | 1738.5864 | 1735.9528 | 2045.764
[10 empty] | 0 | 0 | 0 | 0 | 0 | 0 | 0 | 0 | 0 | 0 | 0 | 0 | 0 | 0 | 0 | 0 | 0 | 0 | 0 | 0 | 0 | 0 | 0 | 0 | 0 | 0 | 0 | 0
[10 empty] | 0 | 0 | 0 | 0 | 0 | 0 | 0 | 0 | 0 | 0 | 0 | 0 | 0 | 0 | 0 | 0 | 0 | 0 | 0 | 0 | 0 | 0 | 0 | 0 | 0 | 0 | 0 | 0
[10 empty] | 0 | 0 | 0 | 0 | 0 | 0 | 0 | 0 | 0 | 0 | 0 | 0 | 0 | 0 | 0 | 0 | 0 | 0 | 0 | 0 | 0 | 0 | 0 | 0 | 0 | 0 | 0 | 0
[10 empty] | 3543.64 | 5597.2213 | 7270.6433 | 8551.0346 | 9418.7205 | 9972.1295 | 10630.4981 | 11429.7932 | 12368.8728 | 13445.8069 | 14622.9572 | 15896.9098 | 17266.5313 | 18700.7427 | 20183.7493 | 21699.4169 | 23252.8063 | 24816.766 | 26373.3064 | 27933.0479 | 29488.852 | 31032.9866 | 32565.03 | 34088.4905 | 35619.163 | 37154.1247 | 38690.5209 | 40224.2217
[10 empty] | 0 | 0 | 0 | 0 | 0 | 0 | 0 | 0 | 0 | 0 | 0 | 0 | 0 | 0 | 0 | 0 | 0 | 0 | 0 | 0 | 0 | 0 | 0 | 0 | 0 | 0 | 0 | 0
[10 empty] | 0 | 0 | 0 | 0 | 0 | 0 | 0 | 0 | 0 | 0 | 0 | 0 | 0 | 0 | 0 | 0 | 0 | 0 | 0 | 0 | 0 | 0 | 0 | 0 | 0 | 0 | 0 | 0
[10 empty] | 0 | 0 | 0 | 0 | 0 | 0 | 0 | 0 | 0 | 0 | 0 | 0 | 0 | 0 | 0 | 0 | 0 | 0 | 0 | 0 | 0 | 0 | 0 | 0 | 0 | 0 | 0 | 0
[10 empty] | 0 | 2074.5968 | 1694.4375 | 1301.4068 | 888.7013 | 574.4245 | 679.384 | 821.4886 | 962.2547 | 1100.9273 | 1201.8253 | 1299.1956 | 1412.3244 | 1491.4644 | 1552.3845 | 1595.1496 | 1641.2916 | 1691.4102 | 1716.948 | 1747.6132 | 1766.5626 | 1773.9654 | 1753.4383 | 1737.8254 | 1739.1792 | 1738.5864 | 1735.9528 | 2045.764
[10 empty] | 0 | 0 | 0 | 0 | 0 | 0 | 0 | 0 | 0 | 0 | 0 | 0 | 0 | 0 | 0 | 0 | 0 | 0 | 0 | 0 | 0 | 0 | 0 | 0 | 0 | 0 | 0 | 0
[10 empty] | 0 | 0 | 0 | 0 | 0 | 0 | 0 | 0 | 0 | 0 | 0 | 0 | 0 | 0 | 0 | 0 | 0 | 0 | 0 | 0 | 0 | 0 | 0 | 0 | 0 | 0 | 0 | 0
[10 empty] | 0 | 0 | 0 | 0 | 0 | 0 | 0 | 0 | 0 | 0 | 0 | 0 | 0 | 0 | 0 | 0 | 0 | 0 | 0 | 0 | 0 | 0 | 0 | 0 | 0 | 0 | 0 | 0
[10 empty] | 3543.64 | 5597.2213 | 7270.6433 | 8551.0346 | 9418.7205 | 9972.1295 | 10630.4981 | 11429.7932 | 12368.8728 | 13445.8069 | 14622.9572 | 15896.9098 | 17266.5313 | 18700.7427 | 20183.7493 | 21699.4169 | 23252.8063 | 24816.766 | 26373.3064 | 27933.0479 | 29488.852 | 31032.9866 | 32565.03 | 34088.4905 | 35619.163 | 37154.1247 | 38690.5209 | 40224.2217
[10 empty] | 0 | 0 | 0 | 0 | 0 | 0 | 0 | 0 | 0 | 0 | 0 | 0 | 0 | 0 | 0 | 0 | 0 | 0 | 0 | 0 | 0 | 0 | 0 | 0 | 0 | 0 | 0 | 0
[10 empty] | 0 | 0 | 0 | 0 | 0 | 0 | 0 | 0 | 0 | 0 | 0 | 0 | 0 | 0 | 0 | 0 | 0 | 0 | 0 | 0 | 0 | 0 | 0 | 0 | 0 | 0 | 0 | 0
[10 empty] | 0 | 0 | 0 | 0 | 0 | 0 | 0 | 0 | 0 | 0 | 0 | 0 | 0 | 0 | 0 | 0 | 0 | 0 | 0 | 0 | 0 | 0 | 0 | 0 | 0 | 0 | 0 | 0
[10 empty] | 0 | 2074.5968 | 1694.4375 | 1301.4068 | 888.7013 | 574.4245 | 679.384 | 821.4886 | 962.2547 | 1100.9273 | 1201.8253 | 1299.1956 | 1412.3244 | 1491.4644 | 1552.3845 | 1595.1496 | 1641.2916 | 1691.4102 | 1716.948 | 1747.6132 | 1766.5626 | 1773.9654 | 1753.4383 | 1737.8254 | 1739.1792 | 1738.5864 | 1735.9528 | 2045.764
[10 empty] | 0 | 0 | 0 | 0 | 0 | 0 | 0 | 0 | 0 | 0 | 0 | 0 | 0 | 0 | 0 | 0 | 0 | 0 | 0 | 0 | 0 | 0 | 0 | 0 | 0 | 0 | 0 | 0
[10 empty] | 0 | 0 | 0 | 0 | 0 | 0 | 0 | 0 | 0 | 0 | 0 | 0 | 0 | 0 | 0 | 0 | 0 | 0 | 0 | 0 | 0 | 0 | 0 | 0 | 0 | 0 | 0 | 0
[10 empty] | 0 | 0 | 0 | 0 | 0 | 0 | 0 | 0 | 0 | 0 | 0 | 0 | 0 | 0 | 0 | 0 | 0 | 0 | 0 | 0 | 0 | 0 | 0 | 0 | 0 | 0 | 0 | 0
[10 empty] | 3543.64 | 5597.2213 | 7270.6433 | 8551.0346 | 9418.7205 | 9972.1295 | 10630.4981 | 11429.7932 | 12368.8728 | 13445.8069 | 14622.9572 | 15896.9098 | 17266.5313 | 18700.7427 | 20183.7493 | 21699.4169 | 23252.8063 | 24816.766 | 26373.3064 | 27933.0479 | 29488.852 | 31032.9866 | 32565.03 | 34088.4905 | 35619.163 | 37154.1247 | 38690.5209 | 40224.2217
[10 empty] | 0 | 0 | 0 | 0 | 0 | 0 | 0 | 0 | 0 | 0 | 0 | 0 | 0 | 0 | 0 | 0 | 0 | 0 | 0 | 0 | 0 | 0 | 0 | 0 | 0 | 0 | 0 | 0
[10 empty] | 0 | 0 | 0 | 0 | 0 | 0 | 0 | 0 | 0 | 0 | 0 | 0 | 0 | 0 | 0 | 0 | 0 | 0 | 0 | 0 | 0 | 0 | 0 | 0 | 0 | 0 | 0 | 0
[10 empty] | 0 | 0 | 0 | 0 | 0 | 0 | 0 | 0 | 0 | 0 | 0 | 0 | 0 | 0 | 0 | 0 | 0 | 0 | 0 | 0 | 0 | 0 | 0 | 0 | 0 | 0 | 0 | 0
[10 empty] | 0 | 2074.5968 | 1694.4375 | 1301.4068 | 888.7013 | 574.4245 | 679.384 | 821.4886 | 962.2547 | 1100.9273 | 1201.8253 | 1299.1956 | 1412.3244 | 1491.4644 | 1552.3845 | 1595.1496 | 1641.2916 | 1691.4102 | 1716.948 | 1747.6132 | 1766.5626 | 1773.9654 | 1753.4383 | 1737.8254 | 1739.1792 | 1738.5864 | 1735.9528 | 2045.764
[10 empty] | 0 | 0 | 0 | 0 | 0 | 0 | 0 | 0 | 0 | 0 | 0 | 0 | 0 | 0 | 0 | 0 | 0 | 0 | 0 | 0 | 0 | 0 | 0 | 0 | 0 | 0 | 0 | 0
[10 empty] | 0 | 0 | 0 | 0 | 0 | 0 | 0 | 0 | 0 | 0 | 0 | 0 | 0 | 0 | 0 | 0 | 0 | 0 | 0 | 0 | 0 | 0 | 0 | 0 | 0 | 0 | 0 | 0
[10 empty] | 0 | 0 | 0 | 0 | 0 | 0 | 0 | 0 | 0 | 0 | 0 | 0 | 0 | 0 | 0 | 0 | 0 | 0 | 0 | 0 | 0 | 0 | 0 | 0 | 0 | 0 | 0 | 0
[10 empty] | 3543.64 | 5597.2213 | 7270.6433 | 8551.0346 | 9418.7205 | 9972.1295 | 10630.4981 | 11429.7932 | 12368.8728 | 13445.8069 | 14622.9572 | 15896.9098 | 17266.5313 | 18700.7427 | 20183.7493 | 21699.4169 | 23252.8063 | 24816.766 | 26373.3064 | 27933.0479 | 29488.852 | 31032.9866 | 32565.03 | 34088.4905 | 35619.163 | 37154.1247 | 38690.5209 | 40224.2217
[10 empty] | -30.7677 | -30.7677 | -30.7677 | -30.7677 | -30.7677 | -30.7677 | -30.7677 | -30.7677 | -30.7677 | -30.7677 | -30.7677 | -30.7677 | -30.7677 | -30.7677 | -30.7677 | -30.7677 | -30.7677 | -30.7677 | -30.7677 | -30.2132 | -29.019 | -26.381 | -23.9827 | -21.8024 | -19.8204 | -18.0185 | -16.3805 | -14.8914
[10 empty] | 0 | 0 | 0 | 0 | 0 | 0 | 0 | 0 | 0 | 0 | 0 | 0 | 0 | 0 | 0 | 0 | 0 | 0 | 0 | 0 | 0 | 0 | 0 | 0 | 0 | 0 | 0 | 0
[10 empty] | 0 | 0 | 0 | 0 | 0 | 0 | 0 | 0 | 0 | 0 | 0 | 0 | 0 | 0 | 0 | 0 | 0 | 0 | 0 | 0 | 0 | 0 | 0 | 0 | 0 | 0 | 0 | 0
[10 empty] | 0 | 2053.5813 | 1673.422 | 1280.3913 | 867.6858 | 553.4091 | 658.3686 | 799.2951 | 939.0796 | 1076.9341 | 1177.1503 | 1273.9526 | 1369.6214 | 1434.2114 | 1483.0066 | 1515.6676 | 1553.3894 | 1563.9597 | 1556.5404 | 1624.7025 | 1694.679 | 1847.7531 | 1994.7495 | 2096.2316 | 2167.7728 | 2193.0242 | 2184.9449 | 2183.1422
[10 empty] | 0 | 0 | 0 | 0 | 0 | 0 | 0 | 0 | 0 | 0 | 0 | 0 | 0 | 0 | 0 | 0 | 0 | 0 | 0 | 0 | 0 | 0 | 0 | 0 | 0 | 0 | 0 | 0
[10 empty] | 0 | 0 | 0 | 0 | 0 | 0 | 0 | 0 | 0 | 0 | 0 | 0 | 0 | 0 | 0 | 0 | 0 | 0 | 0 | 0 | 0 | 0 | 0 | 0 | 0 | 0 | 0 | 0
[10 empty] | 0 | 0 | 0 | 0 | 0 | 0 | 0 | 0 | 0 | 0 | 0 | 0 | 0 | 0 | 0 | 0 | 0 | 0 | 0 | 0 | 0 | 0 | 0 | 0 | 0 | 0 | 0 | 0
[10 empty] | 176634.54 | 176351.9247 | #DIV/0! | #DIV/0! | #DIV/0! | #DIV/0! | #DIV/0! | #DIV/0! | #DIV/0! | #DIV/0! | #DIV/0! | #DIV/0! | #DIV/0! | #DIV/0! | #DIV/0! | #DIV/0! | #DIV/0! | #DIV/0! | #DIV/0! | #DIV/0! | #DIV/0! | #DIV/0!
[10 empty] | 43.4244 | 43.6223 | #DIV/0! | #DIV/0! | #DIV/0! | #DIV/0! | #DIV/0! | #DIV/0! | #DIV/0! | #DIV/0! | #DIV/0! | #DIV/0! | #DIV/0! | #DIV/0! | #DIV/0! | #DIV/0! | #DIV/0! | #DIV/0! | #DIV/0! | #DIV/0! | #DIV/0! | #DIV/0!
[10 empty] | 0 | 0 | #DIV/0! | #DIV/0! | #DIV/0! | #DIV/0! | #DIV/0! | #DIV/0! | #DIV/0! | #DIV/0! | #DIV/0! | #DIV/0! | #DIV/0! | #DIV/0! | #DIV/0! | #DIV/0! | #DIV/0! | #DIV/0! | #DIV/0! | #DIV/0! | #DIV/0! | #DIV/0!
[10 empty] | 0 | 0 | #DIV/0! | #DIV/0! | #DIV/0! | #DIV/0! | #DIV/0! | #DIV/0! | #DIV/0! | #DIV/0! | #DIV/0! | #DIV/0! | #DIV/0! | #DIV/0! | #DIV/0! | #DIV/0! | #DIV/0! | #DIV/0! | #DIV/0! | #DIV/0! | #DIV/0! | #DIV/0!
[10 empty] | 0 | 9447.4245 | #DIV/0! | #DIV/0! | #DIV/0! | #DIV/0! | #DIV/0! | #DIV/0! | #DIV/0! | #DIV/0! | #DIV/0! | #DIV/0! | #DIV/0! | #DIV/0! | #DIV/0! | #DIV/0! | #DIV/0! | #DIV/0! | #DIV/0! | #DIV/0! | #DIV/0! | #DIV/0!
[10 empty] | 245.1732 | 230.4661 | #DIV/0! | #DIV/0! | #DIV/0! | #DIV/0! | #DIV/0! | #DIV/0! | #DIV/0! | #DIV/0! | #DIV/0! | #DIV/0! | #DIV/0! | #DIV/0! | #DIV/0! | #DIV/0! | #DIV/0! | #DIV/0! | #DIV/0! | #DIV/0! | #DIV/0! | #DIV/0!
[10 empty] | 0 | 0 | #DIV/0! | #DIV/0! | #DIV/0! | #DIV/0! | #DIV/0! | #DIV/0! | #DIV/0! | #DIV/0! | #DIV/0! | #DIV/0! | #DIV/0! | #DIV/0! | #DIV/0! | #DIV/0! | #DIV/0! | #DIV/0! | #DIV/0! | #DIV/0! | #DIV/0! | #DIV/0!
[10 empty] | 0 | 0 | #DIV/0! | #DIV/0! | #DIV/0! | #DIV/0! | #DIV/0! | #DIV/0! | #DIV/0! | #DIV/0! | #DIV/0! | #DIV/0! | #DIV/0! | #DIV/0! | #DIV/0! | #DIV/0! | #DIV/0! | #DIV/0! | #DIV/0! | #DIV/0! | #DIV/0! | #DIV/0!
[10 empty] | 176634.54 | 176351.9247 | #DIV/0! | #DIV/0! | #DIV/0! | #DIV/0! | #DIV/0! | #DIV/0! | #DIV/0! | #DIV/0! | #DIV/0! | #DIV/0! | #DIV/0! | #DIV/0! | #DIV/0! | #DIV/0! | #DIV/0! | #DIV/0! | #DIV/0! | #DIV/0! | #DIV/0! | #DIV/0!
[10 empty] | 43.4244 | 43.6223 | #DIV/0! | #DIV/0! | #DIV/0! | #DIV/0! | #DIV/0! | #DIV/0! | #DIV/0! | #DIV/0! | #DIV/0! | #DIV/0! | #DIV/0! | #DIV/0! | #DIV/0! | #DIV/0! | #DIV/0! | #DIV/0! | #DIV/0! | #DIV/0! | #DIV/0! | #DIV/0!
[10 empty] | 0 | 0 | #DIV/0! | #DIV/0! | #DIV/0! | #DIV/0! | #DIV/0! | #DIV/0! | #DIV/0! | #DIV/0! | #DIV/0! | #DIV/0! | #DIV/0! | #DIV/0! | #DIV/0! | #DIV/0! | #DIV/0! | #DIV/0! | #DIV/0! | #DIV/0! | #DIV/0! | #DIV/0!
[10 empty] | 0 | 0 | #DIV/0! | #DIV/0! | #DIV/0! | #DIV/0! | #DIV/0! | #DIV/0! | #DIV/0! | #DIV/0! | #DIV/0! | #DIV/0! | #DIV/0! | #DIV/0! | #DIV/0! | #DIV/0! | #DIV/0! | #DIV/0! | #DIV/0! | #DIV/0! | #DIV/0! | #DIV/0!
[10 empty] | 0 | 9447.4245 | #DIV/0! | #DIV/0! | #DIV/0! | #DIV/0! | #DIV/0! | #DIV/0! | #DIV/0! | #DIV/0! | #DIV/0! | #DIV/0! | #DIV/0! | #DIV/0! | #DIV/0! | #DIV/0! | #DIV/0! | #DIV/0! | #DIV/0! | #DIV/0! | #DIV/0! | #DIV/0!
[10 empty] | 245.1732 | 230.4661 | #DIV/0! | #DIV/0! | #DIV/0! | #DIV/0! | #DIV/0! | #DIV/0! | #DIV/0! | #DIV/0! | #DIV/0! | #DIV/0! | #DIV/0! | #DIV/0! | #DIV/0! | #DIV/0! | #DIV/0! | #DIV/0! | #DIV/0! | #DIV/0! | #DIV/0! | #DIV/0!
[10 empty] | 0 | 0 | #DIV/0! | #DIV/0! | #DIV/0! | #DIV/0! | #DIV/0! | #DIV/0! | #DIV/0! | #DIV/0! | #DIV/0! | #DIV/0! | #DIV/0! | #DIV/0! | #DIV/0! | #DIV/0! | #DIV/0! | #DIV/0! | #DIV/0! | #DIV/0! | #DIV/0! | #DIV/0!
[10 empty] | 0 | 0 | #DIV/0! | #DIV/0! | #DIV/0! | #DIV/0! | #DIV/0! | #DIV/0! | #DIV/0! | #DIV/0! | #DIV/0! | #DIV/0! | #DIV/0! | #DIV/0! | #DIV/0! | #DIV/0! | #DIV/0! | #DIV/0! | #DIV/0! | #DIV/0! | #DIV/0! | #DIV/0!
[10 empty] | 110360.6814 | 110184.1043 | 110007.8097 | 109831.7972 | 109656.0663 | 109480.6166 | 109305.4476 | 109130.5589 | 108955.95 | 108781.6205 | 108607.5699 | 108433.7978 | 108260.3037 | 108087.0872 | 107914.1479 | 107741.4853 | 107569.0989 | 107396.9883 | 107225.1531 | 107053.5929 | 106882.3071 | 106711.2955 | 106540.5574
[10 empty] | 89.7294 | 87.1253 | 86.8852 | 82.7961 | 76.0239 | 68.4129 | 59.1009 | 48.194 | 40.3741 | 35.8854 | 32.4116 | 29.9281 | 28.422 | 27.0589 | 25.9072 | 24.9496 | 24.2411 | 23.6157 | 23.0274 | 22.512 | 22.1805 | 21.8328 | 21.5076
[10 empty] | 5.9784 | 5.8049 | 5.7889 | 5.5165 | 5.0653 | 4.5582 | 3.9377 | 3.211 | 2.69 | 2.391 | 2.1595 | 1.994 | 1.8937 | 1.8029 | 1.7261 | 1.6623 | 1.6151 | 1.5735 | 1.5343 | 1.4999 | 1.4778 | 1.4547 | 1.433
[10 empty] | 32.547 | 31.6024 | 31.5153 | 30.0321 | 27.5757 | 24.815 | 21.4373 | 17.4811 | 14.6446 | 13.0165 | 11.7564 | 10.8557 | 10.3093 | 9.8149 | 9.3971 | 9.0498 | 8.7928 | 8.566 | 8.3526 | 8.1657 | 8.0454 | 7.9193 | 7.8013
[10 empty] | 0 | 31830.9635 | 23631.3073 | 18169.7047 | 16564.996 | 14288.2559 | 15528.4037 | 17704.4559 | 13743.8712 | 13327.9856 | 11460.0676 | 9400.2419 | 10398.7041 | 10659.5104 | 10492.7629 | 11883.7175 | 11392.655 | 12589.0588 | 12124.196 | 11400.3489 | 11279.2204 | 11391.805 | 10566.5413
[10 empty] | 793.5276 | 777.0043 | 774.1577 | 562.9654 | 559.8791 | 550.0657 | 297.2844 | 294.4518 | 291.4576 | 288.5505 | 269.0024 | 265.7227 | 262.2668 | 258.9532 | 255.8187 | 252.7627 | 249.9694 | 247.2236 | 244.5871 | 241.9484 | 239.2599 | 236.4834 | 237.1708
[10 empty] | 0.052871 | 0.05177 | 0.05158 | 0.037509 | 0.037303 | 0.036649 | 0.019807 | 0.019619 | 0.019419 | 0.019225 | 0.017923 | 0.017704 | 0.017474 | 0.017253 | 0.017045 | 0.016841 | 0.016655 | 0.016472 | 0.016296 | 0.01612 | 0.015941 | 0.015756 | 0.015802
[10 empty] | 0.28783 | 0.28184 | 0.28081 | 0.2042 | 0.20308 | 0.19952 | 0.10783 | 0.1068 | 0.10572 | 0.10466 | 0.097574 | 0.096384 | 0.09513 | 0.093929 | 0.092792 | 0.091683 | 0.09067 | 0.089674 | 0.088718 | 0.08776 | 0.086785 | 0.085778 | 0.086027
[10 empty] | 5345.0347 | 5482.6426 | 5623.7933 | 5768.5779 | 5917.0899 | 6069.4254 | 6225.6828 | 6385.9631 | 6550.3697 | 6719.009 | 6891.9899 | 7069.4243 | 7251.4266 | 7438.1146 | 7629.6089 | 7826.0333 | 8027.5145 | 8234.1829 | 8446.172 | 8663.6188 | 8886.6637 | 9115.4509 | 9350.1282 | 9590.8473 | 9837.7637 | 10091.037 | 10350.8308 | 10617.313
[10 empty] | 25.0977 | 25.5178 | 25.9591 | 26.4235 | 26.9126 | 27.4279 | 27.971 | 28.5431 | 29.1454 | 29.7777 | 30.4421 | 31.1412 | 31.8778 | 32.6545 | 33.4576 | 34.2866 | 35.1416 | 36.0226 | 36.9297 | 37.863 | 38.8228 | 39.8095 | 40.8234 | 41.865 | 42.9348 | 44.0332 | 45.1609 | 46.3185
[10 empty] | 5.8302 | 5.9278 | 6.0304 | 6.1382 | 6.2519 | 6.3716 | 6.4977 | 6.6306 | 6.7706 | 6.9174 | 7.0718 | 7.2342 | 7.4053 | 7.5857 | 7.7723 | 7.9649 | 8.1635 | 8.3681 | 8.5789 | 8.7957 | 9.0186 | 9.2479 | 9.4834 | 9.7254 | 9.9739 | 10.229 | 10.491 | 10.7599
[10 empty] | 5.8302 | 5.9278 | 6.0304 | 6.1382 | 6.2519 | 6.3716 | 6.4977 | 6.6306 | 6.7706 | 6.9174 | 7.0718 | 7.2342 | 7.4053 | 7.5857 | 7.7723 | 7.9649 | 8.1635 | 8.3681 | 8.5789 | 8.7957 | 9.0186 | 9.2479 | 9.4834 | 9.7254 | 9.9739 | 10.229 | 10.491 | 10.7599
[10 empty] | 0 | 345.2994 | 354.686 | 363.329 | 371.7453 | 379.5877 | 386.9544 | 393.9299 | 400.5873 | 421.274 | 439.7191 | 474.3741 | 504.8293 | 531.7039 | 536.5507 | 542.8564 | 550.3272 | 558.7856 | 568.0307 | 577.9044 | 588.2844 | 699.6818 | 701.2181 | 705.9464 | 715.9026 | 729.6648 | 746.2334 | 762.1129
[10 empty] | 4360.1143 | 4360.1143 | 4360.1143 | 4360.1143 | 4360.1143 | 4360.1143 | 4360.1143 | 4360.1143 | 4360.1143 | 4360.1143 | 4360.1143 | 4360.1143 | 4360.1143 | 4360.1143 | 4360.1143 | 4360.1143 | 4360.1143 | 4360.1143 | 4360.1143 | 4360.1143 | 4360.1143 | 4360.1143 | 4360.1143 | 4360.1143 | 4360.1143 | 4360.1143 | 4360.1143 | 4360.1143
[10 empty] | 1.0129 | 1.0129 | 1.0129 | 1.0129 | 1.0129 | 1.0129 | 1.0129 | 1.0129 | 1.0129 | 1.0129 | 1.0129 | 1.0129 | 1.0129 | 1.0129 | 1.0129 | 1.0129 | 1.0129 | 1.0129 | 1.0129 | 1.0129 | 1.0129 | 1.0129 | 1.0129 | 1.0129 | 1.0129 | 1.0129 | 1.0129 | 1.0129
[10 empty] | 1.0129 | 1.0129 | 1.0129 | 1.0129 | 1.0129 | 1.0129 | 1.0129 | 1.0129 | 1.0129 | 1.0129 | 1.0129 | 1.0129 | 1.0129 | 1.0129 | 1.0129 | 1.0129 | 1.0129 | 1.0129 | 1.0129 | 1.0129 | 1.0129 | 1.0129 | 1.0129 | 1.0129 | 1.0129 | 1.0129 | 1.0129 | 1.0129
[10 empty] | 18074.695 | 18045.7754 | 18016.9022 | 17988.0752 | 17959.2942 | 17930.5594 | 17901.8705 | 17873.2275 | 17844.6303 | 17816.0789 | 17787.5732 | 17759.1131 | 17730.6985 | 17702.3294 | 17674.0056 | 17645.7272 | 17617.4941 | 17589.3061 | 17561.1632 | 17533.0653 | 17505.0124 | 17477.0044 | 17449.0412 | 17421.1227 | 17393.2489 | 17365.4197 | 17337.6351 | 17309.8948
[10 empty] | 50.8745 | 48.9157 | 47.5263 | 46.5301 | 45.81 | 45.2715 | 44.8799 | 44.6214 | 44.492 | 44.4892 | 44.4635 | 44.4226 | 44.3717 | 44.3141 | 44.2521 | 44.1873 | 44.1205 | 44.0526 | 43.9838 | 43.9146 | 43.8451 | 43.7755 | 43.7058 | 43.6361 | 43.5664 | 43.4968 | 43.4273 | 43.3579
[10 empty] | 11.8183 | 11.3633 | 11.0405 | 10.8091 | 10.6418 | 10.5167 | 10.4257 | 10.3657 | 10.3356 | 10.335 | 10.329 | 10.3195 | 10.3077 | 10.2943 | 10.2799 | 10.2648 | 10.2493 | 10.2335 | 10.2176 | 10.2015 | 10.1854 | 10.1692 | 10.153 | 10.1368 | 10.1206 | 10.1044 | 10.0883 | 10.0722
[10 empty] | 11.8183 | 11.3633 | 11.0405 | 10.8091 | 10.6418 | 10.5167 | 10.4257 | 10.3657 | 10.3356 | 10.335 | 10.329 | 10.3195 | 10.3077 | 10.2943 | 10.2799 | 10.2648 | 10.2493 | 10.2335 | 10.2176 | 10.2015 | 10.1854 | 10.1692 | 10.153 | 10.1368 | 10.1206 | 10.1044 | 10.0883 | 10.0722
[10 empty] | 0 | 2557.1648 | 1925.5408 | 1504.7743 | 1224.3551 | 1224.7048 | 1224.2819 | 1462.5393 | 1620.0872 | 1723.9164 | 1987.6309 | 1955.6304 | 1796.0822 | 2093.2568 | 1674.0677 | 1435.5788 | 1382.1882 | 1452.734 | 1533.6543 | 1720.4112 | 1818.637 | 1821.2341 | 1951.6169 | 1843.4499 | 1668.3701 | 1622.7452 | 1476.8373 | 1441.1931
[10 empty] | 2504.8073 | 2504.8073 | 2504.8073 | 2504.8073 | 2504.8073 | 2504.8073 | 2504.8073 | 2504.8073 | 2504.8073 | 2504.8073 | 2504.8073 | 2504.8073 | 2504.8073 | 2504.8073 | 2504.8073 | 2504.8073 | 2504.8073 | 2504.8073 | 2504.8073 | 2504.8073 | 2504.8073 | 2504.8073 | 2504.8073 | 2504.8073 | 2504.8073 | 2504.8073 | 2504.8073 | 2504.8073
[10 empty] | 0.58187 | 0.58187 | 0.58187 | 0.58187 | 0.58187 | 0.58187 | 0.58187 | 0.58187 | 0.58187 | 0.58187 | 0.58187 | 0.58187 | 0.58187 | 0.58187 | 0.58187 | 0.58187 | 0.58187 | 0.58187 | 0.58187 | 0.58187 | 0.58187 | 0.58187 | 0.58187 | 0.58187 | 0.58187 | 0.58187 | 0.58187 | 0.58187
[10 empty] | 0.58187 | 0.58187 | 0.58187 | 0.58187 | 0.58187 | 0.58187 | 0.58187 | 0.58187 | 0.58187 | 0.58187 | 0.58187 | 0.58187 | 0.58187 | 0.58187 | 0.58187 | 0.58187 | 0.58187 | 0.58187 | 0.58187 | 0.58187 | 0.58187 | 0.58187 | 0.58187 | 0.58187 | 0.58187 | 0.58187 | 0.58187 | 0.58187
[10 empty] | 29119.3007 | 29591.6009 | 30071.5615 | 30559.3069 | 31054.9633 | 31558.6589 | 32070.5243 | 32590.6918 | 33119.2962 | 33656.4743 | 34202.3651 | 34757.11 | 35320.8526 | 35893.7388 | 36475.9169 | 37067.5377 | 37668.7542 | 38279.7222 | 38900.5997 | 39531.5476 | 40172.7291 | 40824.3103 | 41486.4598 | 42159.349 | 42843.1521 | 43538.0462 | 44244.2111 | 44961.8296
[10 empty] | 99.3783 | 101.8493 | 104.3613 | 106.9163 | 109.5156 | 112.1606 | 114.8527 | 117.593 | 120.3826 | 123.2225 | 126.1137 | 129.057 | 132.0533 | 135.1035 | 138.0734 | 140.9802 | 143.8389 | 146.6622 | 149.4612 | 152.2456 | 155.0237 | 157.8028 | 160.5891 | 163.3882 | 166.205 | 169.0436 | 171.9078 | 174.801
[10 empty] | 23.0859 | 23.6599 | 24.2434 | 24.837 | 25.4408 | 26.0552 | 26.6806 | 27.3172 | 27.9652 | 28.625 | 29.2966 | 29.9803 | 30.6764 | 31.3849 | 32.0749 | 32.7501 | 33.4142 | 34.0701 | 34.7203 | 35.3671 | 36.0125 | 36.6581 | 37.3053 | 37.9556 | 38.6099 | 39.2693 | 39.9347 | 40.6068
[10 empty] | 23.0859 | 23.6599 | 24.2434 | 24.837 | 25.4408 | 26.0552 | 26.6806 | 27.3172 | 27.9652 | 28.625 | 29.2966 | 29.9803 | 30.6764 | 31.3849 | 32.0749 | 32.7501 | 33.4142 | 34.0701 | 34.7203 | 35.3671 | 36.0125 | 36.6581 | 37.3053 | 37.9556 | 38.6099 | 39.2693 | 39.9347 | 40.6068
[10 empty] | 0 | 2004.895 | 2012.5554 | 2020.3402 | 2028.2511 | 2036.2904 | 2044.4601 | 2052.7623 | 2061.1992 | 2069.7729 | 2078.4856 | 2087.3397 | 2096.3374 | 2105.481 | 2182.2444 | 2250.614 | 2311.8308 | 2366.9589 | 2416.9113 | 2462.4711 | 2504.3103 | 3127.1462 | 3081.9761 | 3046.221 | 3018.5838 | 2997.9537 | 2983.3793 | 2983.6847
[10 empty] | 3900.3429 | 3900.3429 | 3900.3429 | 3900.3429 | 3900.3429 | 3900.3429 | 3900.3429 | 3900.3429 | 3900.3429 | 3900.3429 | 3900.3429 | 3900.3429 | 3900.3429 | 3900.3429 | 3900.3429 | 3900.3429 | 3900.3429 | 3900.3429 | 3900.3429 | 3900.3429 | 3900.3429 | 3900.3429 | 3900.3429 | 3900.3429 | 3900.3429 | 3900.3429 | 3900.3429 | 3900.3429
[10 empty] | 0.90606 | 0.90606 | 0.90606 | 0.90606 | 0.90606 | 0.90606 | 0.90606 | 0.90606 | 0.90606 | 0.90606 | 0.90606 | 0.90606 | 0.90606 | 0.90606 | 0.90606 | 0.90606 | 0.90606 | 0.90606 | 0.90606 | 0.90606 | 0.90606 | 0.90606 | 0.90606 | 0.90606 | 0.90606 | 0.90606 | 0.90606 | 0.90606
[10 empty] | 0.90606 | 0.90606 | 0.90606 | 0.90606 | 0.90606 | 0.90606 | 0.90606 | 0.90606 | 0.90606 | 0.90606 | 0.90606 | 0.90606 | 0.90606 | 0.90606 | 0.90606 | 0.90606 | 0.90606 | 0.90606 | 0.90606 | 0.90606 | 0.90606 | 0.90606 | 0.90606 | 0.90606 | 0.90606 | 0.90606 | 0.90606 | 0.90606
[10 empty] | 2777.3088 | 2772.8651 | 2768.4285 | 2763.999 | 2759.5766 | 2755.1613 | 2750.753 | 2746.3518 | 2741.9577 | 2737.5705 | 2733.1904 | 2728.8173 | 2724.4512 | 2720.0921 | 2715.7399 | 2711.3948 | 2707.0565 | 2702.7252 | 2698.4009 | 2694.0834 | 2689.7729 | 2685.4693 | 2681.1725 | 2676.8826 | 2672.5996 | 2668.3235 | 2664.0542 | 2659.7917
[10 empty] | 1.2422 | 1.2336 | 1.2252 | 1.2171 | 1.2092 | 1.2016 | 1.1943 | 1.1872 | 1.1804 | 1.1738 | 1.1676 | 1.1616 | 1.156 | 1.1507 | 1.1456 | 1.1408 | 1.1363 | 1.1319 | 1.1278 | 1.1239 | 1.1201 | 1.1165 | 1.1131 | 1.1097 | 1.1065 | 1.1035 | 1.1005 | 1.0976
[10 empty] | 0 | 0 | 0 | 0 | 0 | 0 | 0 | 0 | 0 | 0 | 0 | 0 | 0 | 0 | 0 | 0 | 0 | 0 | 0 | 0 | 0 | 0 | 0 | 0 | 0 | 0 | 0 | 0
[10 empty] | 0 | 0 | 0 | 0 | 0 | 0 | 0 | 0 | 0 | 0 | 0 | 0 | 0 | 0 | 0 | 0 | 0 | 0 | 0 | 0 | 0 | 0 | 0 | 0 | 0 | 0 | 0 | 0
[10 empty] | 0 | 110.9146 | 110.7371 | 110.56 | 110.3831 | 110.2065 | 110.0301 | 109.8541 | 109.6783 | 109.5028 | 109.3276 | 109.1527 | 108.978 | 108.8037 | 108.6296 | 108.4558 | 108.2823 | 108.109 | 107.936 | 107.7633 | 107.5909 | 107.4188 | 107.2469 | 107.0753 | 106.904 | 106.7329 | 106.5622 | 141.0844
[10 empty] | 407.6562 | 407.6562 | 407.6562 | 407.6562 | 407.6562 | 407.6562 | 407.6562 | 407.6562 | 407.6562 | 407.6562 | 407.6562 | 407.6562 | 407.6562 | 407.6562 | 407.6562 | 407.6562 | 407.6562 | 407.6562 | 407.6562 | 407.6562 | 407.6562 | 407.6562 | 407.6562 | 407.6562 | 407.6562 | 407.6562 | 407.6562 | 407.6562
[10 empty] | 0 | 0 | 0 | 0 | 0 | 0 | 0 | 0 | 0 | 0 | 0 | 0 | 0 | 0 | 0 | 0 | 0 | 0 | 0 | 0 | 0 | 0 | 0 | 0 | 0 | 0 | 0 | 0
[10 empty] | 0 | 0 | 0 | 0 | 0 | 0 | 0 | 0 | 0 | 0 | 0 | 0 | 0 | 0 | 0 | 0 | 0 | 0 | 0 | 0 | 0 | 0 | 0 | 0 | 0 | 0 | 0 | 0
[10 empty] | 52076.3602 | 51993.038 | 51909.8492 | 51826.7934 | 51743.8705 | 51661.0803 | 51578.4226 | 51495.8971 | 51413.5037 | 51331.2421 | 51249.1121 | 51167.1135 | 51085.2462 | 51003.5098 | 50921.9041 | 50840.4291 | 50759.0844 | 50677.8699 | 50596.7853 | 50515.8304 | 50435.0051 | 50354.3091 | 50273.7422 | 50193.3042 | 50112.9949 | 50032.8141 | 49952.7616 | 49872.8372
[10 empty] | 99.0873 | 100.1334 | 101.2236 | 102.3538 | 103.5185 | 104.7147 | 105.9396 | 107.1907 | 108.4659 | 109.7421 | 111.0198 | 112.3672 | 113.7775 | 115.2446 | 116.5237 | 117.636 | 118.6005 | 119.4337 | 120.1504 | 120.7638 | 121.2856 | 121.7261 | 122.0944 | 122.3988 | 122.6465 | 122.8439 | 122.9967 | 123.1099
[10 empty] | 18.6101 | 18.8066 | 19.0113 | 19.2236 | 19.4424 | 19.667 | 19.8971 | 20.1321 | 20.3716 | 20.6112 | 20.8512 | 21.1043 | 21.3692 | 21.6447 | 21.8849 | 22.0938 | 22.275 | 22.4315 | 22.5661 | 22.6813 | 22.7793 | 22.862 | 22.9312 | 22.9884 | 23.0349 | 23.072 | 23.1007 | 23.1219
[10 empty] | 18.6101 | 18.8066 | 19.0113 | 19.2236 | 19.4424 | 19.667 | 19.8971 | 20.1321 | 20.3716 | 20.6112 | 20.8512 | 21.1043 | 21.3692 | 21.6447 | 21.8849 | 22.0938 | 22.275 | 22.4315 | 22.5661 | 22.6813 | 22.7793 | 22.862 | 22.9312 | 22.9884 | 23.0349 | 23.072 | 23.1007 | 23.1219
[10 empty] | 0 | 2067.7888 | 2133.6678 | 2191.6555 | 2239.6883 | 2281.8443 | 2318.7857 | 2351.1 | 2379.3086 | 2370.7405 | 2362.7218 | 2459.5258 | 2544.8558 | 2620.0039 | 2550.1872 | 2495.3962 | 2453.0814 | 2420.7555 | 2396.6548 | 2379.2863 | 2367.3888 | 2359.8999 | 2352.3214 | 2959.449 | 2914.6315 | 2881.8286 | 2857.963 | 2827.4613
[10 empty] | 2518.2025 | 2518.2025 | 2518.2025 | 2518.2025 | 2518.2025 | 2518.2025 | 2518.2025 | 2518.2025 | 2518.2025 | 2518.2025 | 2518.2025 | 2518.2025 | 2518.2025 | 2518.2025 | 2518.2025 | 2518.2025 | 2518.2025 | 2518.2025 | 2518.2025 | 2518.2025 | 2518.2025 | 2518.2025 | 2518.2025 | 2518.2025 | 2518.2025 | 2518.2025 | 2518.2025 | 2518.2025
[10 empty] | 0.47296 | 0.47296 | 0.47296 | 0.47296 | 0.47296 | 0.47296 | 0.47296 | 0.47296 | 0.47296 | 0.47296 | 0.47296 | 0.47296 | 0.47296 | 0.47296 | 0.47296 | 0.47296 | 0.47296 | 0.47296 | 0.47296 | 0.47296 | 0.47296 | 0.47296 | 0.47296 | 0.47296 | 0.47296 | 0.47296 | 0.47296 | 0.47296
[10 empty] | 0.47296 | 0.47296 | 0.47296 | 0.47296 | 0.47296 | 0.47296 | 0.47296 | 0.47296 | 0.47296 | 0.47296 | 0.47296 | 0.47296 | 0.47296 | 0.47296 | 0.47296 | 0.47296 | 0.47296 | 0.47296 | 0.47296 | 0.47296 | 0.47296 | 0.47296 | 0.47296 | 0.47296 | 0.47296 | 0.47296 | 0.47296 | 0.47296
[10 empty] | 13207.3978 | 13186.266 | 13165.168 | 13144.1037 | 13123.0731 | 13102.0762 | 13081.1129 | 13060.1831 | 13039.2868 | 13018.424 | 12997.5945 | 12976.7983 | 12956.0354 | 12935.3058 | 12914.6093 | 12893.9459 | 12873.3156 | 12852.7183 | 12832.154 | 12811.6225 | 12791.1239 | 12770.6581 | 12750.2251 | 12729.8247 | 12709.457 | 12689.1219 | 12668.8193 | 12648.5492
[10 empty] | 26.2068 | 25.0826 | 24.02 | 23.0215 | 22.0897 | 21.2262 | 20.4321 | 19.7084 | 19.0558 | 18.4771 | 17.9713 | 17.5383 | 17.181 | 16.9018 | 16.6592 | 16.4482 | 16.2641 | 16.103 | 15.9617 | 15.8373 | 15.7273 | 15.6297 | 15.5427 | 15.4648 | 15.3947 | 15.3312 | 15.2734 | 15.2206
[10 empty] | 4.922 | 4.7109 | 4.5113 | 4.3238 | 4.1488 | 3.9866 | 3.8375 | 3.7015 | 3.579 | 3.4703 | 3.3753 | 3.294 | 3.2269 | 3.1744 | 3.1289 | 3.0892 | 3.0546 | 3.0244 | 2.9979 | 2.9745 | 2.9538 | 2.9355 | 2.9192 | 2.9045 | 2.8914 | 2.8794 | 2.8686 | 2.8587
[10 empty] | 4.922 | 4.7109 | 4.5113 | 4.3238 | 4.1488 | 3.9866 | 3.8375 | 3.7015 | 3.579 | 3.4703 | 3.3753 | 3.294 | 3.2269 | 3.1744 | 3.1289 | 3.0892 | 3.0546 | 3.0244 | 2.9979 | 2.9745 | 2.9538 | 2.9355 | 2.9192 | 2.9045 | 2.8914 | 2.8794 | 2.8686 | 2.8587
[10 empty] | 0 | 674.2598 | 674.3707 | 674.3098 | 673.1394 | 671.9841 | 670.8419 | 669.7113 | 668.5907 | 656.6747 | 646.3422 | 671.3859 | 692.6284 | 710.6183 | 702.4652 | 695.5036 | 689.5376 | 684.2682 | 679.5972 | 675.4401 | 671.7244 | 858.6464 | 827.0188 | 798.4587 | 777.2087 | 761.9994 | 751.5039 | 741.3841
[10 empty] | 1189.8507 | 1189.8507 | 1189.8507 | 1189.8507 | 1189.8507 | 1189.8507 | 1189.8507 | 1189.8507 | 1189.8507 | 1189.8507 | 1189.8507 | 1189.8507 | 1189.8507 | 1189.8507 | 1189.8507 | 1189.8507 | 1189.8507 | 1189.8507 | 1189.8507 | 1189.8507 | 1189.8507 | 1189.8507 | 1189.8507 | 1189.8507 | 1189.8507 | 1189.8507 | 1189.8507 | 1189.8507
[10 empty] | 0.22347 | 0.22347 | 0.22347 | 0.22347 | 0.22347 | 0.22347 | 0.22347 | 0.22347 | 0.22347 | 0.22347 | 0.22347 | 0.22347 | 0.22347 | 0.22347 | 0.22347 | 0.22347 | 0.22347 | 0.22347 | 0.22347 | 0.22347 | 0.22347 | 0.22347 | 0.22347 | 0.22347 | 0.22347 | 0.22347 | 0.22347 | 0.22347
[10 empty] | 0.22347 | 0.22347 | 0.22347 | 0.22347 | 0.22347 | 0.22347 | 0.22347 | 0.22347 | 0.22347 | 0.22347 | 0.22347 | 0.22347 | 0.22347 | 0.22347 | 0.22347 | 0.22347 | 0.22347 | 0.22347 | 0.22347 | 0.22347 | 0.22347 | 0.22347 | 0.22347 | 0.22347 | 0.22347 | 0.22347 | 0.22347 | 0.22347
[10 empty] | 77801.7951 | 77677.3122 | 77553.0285 | 77428.9437 | 77305.0574 | 77181.3693 | 77057.8791 | 76934.5865 | 76811.4911 | 76688.5928 | 76565.891 | 76443.3856 | 76321.0762 | 76198.9625 | 76077.0441 | 75955.3208 | 75833.7923 | 75712.4583 | 75591.3183 | 75470.3722 | 75349.6196 | 75229.0602 | 75108.6937 | 74988.5198 | 74868.5382 | 74748.7485 | 74629.1505 | 74509.7439
[10 empty] | 42.2552 | 46.7215 | 51.2034 | 55.7042 | 60.2263 | 64.7721 | 69.3434 | 73.9418 | 77.8536 | 81.1779 | 83.9995 | 86.3908 | 88.4141 | 90.1223 | 91.5611 | 92.7692 | 93.78 | 94.622 | 95.3196 | 95.8936 | 96.3619 | 96.7398 | 97.0404 | 97.2748 | 97.4526 | 97.582 | 97.6701 | 97.7228
[10 empty] | 14.1174 | 15.6096 | 17.107 | 18.6107 | 20.1215 | 21.6402 | 23.1675 | 24.7038 | 26.0108 | 27.1214 | 28.0641 | 28.863 | 29.539 | 30.1097 | 30.5904 | 30.994 | 31.3317 | 31.6131 | 31.8461 | 32.0379 | 32.1944 | 32.3206 | 32.421 | 32.4993 | 32.5587 | 32.602 | 32.6314 | 32.649
[10 empty] | 14.1174 | 15.6096 | 17.107 | 18.6107 | 20.1215 | 21.6402 | 23.1675 | 24.7038 | 26.0108 | 27.1214 | 28.0641 | 28.863 | 29.539 | 30.1097 | 30.5904 | 30.994 | 31.3317 | 31.6131 | 31.8461 | 32.0379 | 32.1944 | 32.3206 | 32.421 | 32.4993 | 32.5587 | 32.602 | 32.6314 | 32.649
[10 empty] | 0 | 5975.1779 | 5965.6176 | 5956.0726 | 7928.7238 | 9235.3775 | 10098.7534 | 12493.6508 | 12504.9233 | 12636.5179 | 13767.4692 | 14275.4151 | 14469.1141 | 15186.0601 | 15291.6742 | 15386.0154 | 15827.6425 | 15988.402 | 16025.4217 | 16264.8012 | 16328.8215 | 16356.4999 | 16500.8765 | 16545.0608 | 16543.7991 | 16617.0251 | 16634.6956 | 16629.1125
[10 empty] | 1328.3731 | 1328.3731 | 1328.3731 | 1328.3731 | 1328.3731 | 1328.3731 | 1328.3731 | 1328.3731 | 1328.3731 | 1328.3731 | 1328.3731 | 1328.3731 | 1328.3731 | 1328.3731 | 1328.3731 | 1328.3731 | 1328.3731 | 1328.3731 | 1328.3731 | 1328.3731 | 1328.3731 | 1328.3731 | 1328.3731 | 1328.3731 | 1328.3731 | 1328.3731 | 1328.3731 | 1328.3731
[10 empty] | 0.44381 | 0.44381 | 0.44381 | 0.44381 | 0.44381 | 0.44381 | 0.44381 | 0.44381 | 0.44381 | 0.44381 | 0.44381 | 0.44381 | 0.44381 | 0.44381 | 0.44381 | 0.44381 | 0.44381 | 0.44381 | 0.44381 | 0.44381 | 0.44381 | 0.44381 | 0.44381 | 0.44381 | 0.44381 | 0.44381 | 0.44381 | 0.44381
[10 empty] | 0.44381 | 0.44381 | 0.44381 | 0.44381 | 0.44381 | 0.44381 | 0.44381 | 0.44381 | 0.44381 | 0.44381 | 0.44381 | 0.44381 | 0.44381 | 0.44381 | 0.44381 | 0.44381 | 0.44381 | 0.44381 | 0.44381 | 0.44381 | 0.44381 | 0.44381 | 0.44381 | 0.44381 | 0.44381 | 0.44381 | 0.44381 | 0.44381
[10 empty] | 77801.7951 | 77677.3122 | 77553.0285 | 77428.9437 | 77305.0574 | 77181.3693 | 77057.8791 | 76934.5865 | 76811.4911 | 76688.5928 | 76565.891 | 76443.3856 | 76321.0762 | 76198.9625 | 76077.0441 | 75955.3208 | 75833.7923 | 75712.4583 | 75591.3183 | 75470.3722 | 75349.6196 | 75229.0602 | 75108.6937 | 74988.5198 | 74868.5382 | 74748.7485 | 74629.1505 | 74509.7439
[10 empty] | 14.8849 | 14.8171 | 14.7526 | 14.6918 | 14.6352 | 14.5828 | 14.535 | 14.4919 | 14.4535 | 14.42 | 14.3915 | 14.3679 | 14.3493 | 14.3358 | 14.3273 | 14.3238 | 14.3254 | 14.3321 | 14.3438 | 14.3605 | 14.3691 | 14.3714 | 14.3687 | 14.3618 | 14.3517 | 14.339 | 14.3243 | 14.308
[10 empty] | 4.973 | 4.9504 | 4.9288 | 4.9085 | 4.8896 | 4.8721 | 4.8561 | 4.8417 | 4.8289 | 4.8177 | 4.8082 | 4.8003 | 4.7941 | 4.7896 | 4.7867 | 4.7856 | 4.7861 | 4.7883 | 4.7922 | 4.7978 | 4.8007 | 4.8015 | 4.8005 | 4.7983 | 4.7949 | 4.7906 | 4.7857 | 4.7803
[10 empty] | 4.973 | 4.9504 | 4.9288 | 4.9085 | 4.8896 | 4.8721 | 4.8561 | 4.8417 | 4.8289 | 4.8177 | 4.8082 | 4.8003 | 4.7941 | 4.7896 | 4.7867 | 4.7856 | 4.7861 | 4.7883 | 4.7922 | 4.7978 | 4.8007 | 4.8015 | 4.8005 | 4.7983 | 4.7949 | 4.7906 | 4.7857 | 4.7803
[10 empty] | 0 | 3377.2744 | 3371.8708 | 3366.4758 | 3361.0895 | 3355.7117 | 3350.3426 | 3344.982 | 3339.63 | 3334.2866 | 3328.9518 | 3323.6255 | 3318.3077 | 3312.9984 | 3307.6976 | 3302.4053 | 3297.1214 | 3291.846 | 3286.5791 | 3281.3205 | 3276.0704 | 3270.8287 | 3265.5954 | 3260.3704 | 3255.1538 | 4101.8993 | 3925.2182 | 3783.0611
[10 empty] | 192.3807 | 192.3807 | 192.3807 | 192.3807 | 192.3807 | 192.3807 | 192.3807 | 192.3807 | 192.3807 | 192.3807 | 192.3807 | 192.3807 | 192.3807 | 192.3807 | 192.3807 | 192.3807 | 192.3807 | 192.3807 | 192.3807 | 192.3807 | 192.3807 | 192.3807 | 192.3807 | 192.3807 | 192.3807 | 192.3807 | 192.3807 | 192.3807
[10 empty] | 0.064274 | 0.064274 | 0.064274 | 0.064274 | 0.064274 | 0.064274 | 0.064274 | 0.064274 | 0.064274 | 0.064274 | 0.064274 | 0.064274 | 0.064274 | 0.064274 | 0.064274 | 0.064274 | 0.064274 | 0.064274 | 0.064274 | 0.064274 | 0.064274 | 0.064274 | 0.064274 | 0.064274 | 0.064274 | 0.064274 | 0.064274 | 0.064274
[10 empty] | 0.064274 | 0.064274 | 0.064274 | 0.064274 | 0.064274 | 0.064274 | 0.064274 | 0.064274 | 0.064274 | 0.064274 | 0.064274 | 0.064274 | 0.064274 | 0.064274 | 0.064274 | 0.064274 | 0.064274 | 0.064274 | 0.064274 | 0.064274 | 0.064274 | 0.064274 | 0.064274 | 0.064274 | 0.064274 | 0.064274 | 0.064274 | 0.064274
[10 empty] | 77801.7951 | 77677.3122 | 77553.0285 | 77428.9437 | 77305.0574 | 77181.3693 | 77057.8791 | 76934.5865 | 76811.4911 | 76688.5928 | 76565.891 | 76443.3856 | 76321.0762 | 76198.9625 | 76077.0441 | 75955.3208 | 75833.7923 | 75712.4583 | 75591.3183 | 75470.3722 | 75349.6196 | 75229.0602 | 75108.6937 | 74988.5198 | 74868.5382 | 74748.7485 | 74629.1505 | 74509.7439
[10 empty] | 11.861 | 12.7222 | 13.6173 | 14.552 | 15.5304 | 16.5548 | 17.2267 | 17.6639 | 17.9451 | 18.1223 | 18.2304 | 18.2924 | 18.3239 | 18.335 | 18.3326 | 18.3211 | 18.3038 | 18.2824 | 18.2584 | 18.2327 | 18.2059 | 18.1783 | 18.1503 | 18.1219 | 18.0934 | 18.0647 | 18.036 | 18.0073
[10 empty] | 3.9628 | 4.2505 | 4.5495 | 4.8618 | 5.1887 | 5.5309 | 5.7554 | 5.9015 | 5.9954 | 6.0546 | 6.0907 | 6.1115 | 6.122 | 6.1257 | 6.1249 | 6.1211 | 6.1153 | 6.1081 | 6.1001 | 6.0915 | 6.0826 | 6.0733 | 6.064 | 6.0545 | 6.045 | 6.0354 | 6.0258 | 6.0162
[10 empty] | 3.9628 | 4.2505 | 4.5495 | 4.8618 | 5.1887 | 5.5309 | 5.7554 | 5.9015 | 5.9954 | 6.0546 | 6.0907 | 6.1115 | 6.122 | 6.1257 | 6.1249 | 6.1211 | 6.1153 | 6.1081 | 6.1001 | 6.0915 | 6.0826 | 6.0733 | 6.064 | 6.0545 | 6.045 | 6.0354 | 6.0258 | 6.0162
[10 empty] | 0 | 11096.7589 | 11079.0041 | 14748.3702 | 17178.9016 | 20009.9846 | 21201.1096 | 20760.1265 | 21584.887 | 21745.717 | 22206.0589 | 22245.4297 | 22105.1441 | 22272.7431 | 22207.8423 | 22279.0734 | 22222.5731 | 22173.442 | 22182.2548 | 22126.2889 | 22118.6216 | 22069.9153 | 22036.375 | 22009.2062 | 21967.2873 | 21939.8055 | 21899.5412 | 21866.5665
[10 empty] | 241.681 | 241.681 | 241.681 | 241.681 | 241.681 | 241.681 | 241.681 | 241.681 | 241.681 | 241.681 | 241.681 | 241.681 | 241.681 | 241.681 | 241.681 | 241.681 | 241.681 | 241.681 | 241.681 | 241.681 | 241.681 | 241.681 | 241.681 | 241.681 | 241.681 | 241.681 | 241.681 | 241.681
[10 empty] | 0.080745 | 0.080745 | 0.080745 | 0.080745 | 0.080745 | 0.080745 | 0.080745 | 0.080745 | 0.080745 | 0.080745 | 0.080745 | 0.080745 | 0.080745 | 0.080745 | 0.080745 | 0.080745 | 0.080745 | 0.080745 | 0.080745 | 0.080745 | 0.080745 | 0.080745 | 0.080745 | 0.080745 | 0.080745 | 0.080745 | 0.080745 | 0.080745
[10 empty] | 0.080745 | 0.080745 | 0.080745 | 0.080745 | 0.080745 | 0.080745 | 0.080745 | 0.080745 | 0.080745 | 0.080745 | 0.080745 | 0.080745 | 0.080745 | 0.080745 | 0.080745 | 0.080745 | 0.080745 | 0.080745 | 0.080745 | 0.080745 | 0.080745 | 0.080745 | 0.080745 | 0.080745 | 0.080745 | 0.080745 | 0.080745 | 0.080745
[10 empty] | 77801.7951 | 77677.3122 | 77553.0285 | 77428.9437 | 77305.0574 | 77181.3693 | 77057.8791 | 76934.5865 | 76811.4911 | 76688.5928 | 76565.891 | 76443.3856 | 76321.0762 | 76198.9625 | 76077.0441 | 75955.3208 | 75833.7923 | 75712.4583 | 75591.3183 | 75470.3722 | 75349.6196 | 75229.0602 | 75108.6937 | 74988.5198 | 74868.5382 | 74748.7485 | 74629.1505 | 74509.7439
[10 empty] | 24.1563 | 25.8346 | 27.5324 | 29.2525 | 30.9973 | 32.7686 | 34.5681 | 36.0536 | 37.2779 | 38.2848 | 39.111 | 39.7867 | 40.3373 | 40.7839 | 41.1438 | 41.4318 | 41.6598 | 41.8381 | 41.9749 | 42.0773 | 42.151 | 42.2009 | 42.231 | 42.2447 | 42.2447 | 42.2333 | 42.2125 | 42.1839
[10 empty] | 8.0706 | 8.6313 | 9.1985 | 9.7732 | 10.3561 | 10.9479 | 11.5492 | 12.0455 | 12.4545 | 12.7909 | 13.0669 | 13.2927 | 13.4766 | 13.6258 | 13.7461 | 13.8423 | 13.9185 | 13.978 | 14.0237 | 14.0579 | 14.0826 | 14.0992 | 14.1093 | 14.1139 | 14.1139 | 14.1101 | 14.1031 | 14.0936
[10 empty] | 8.0706 | 8.6313 | 9.1985 | 9.7732 | 10.3561 | 10.9479 | 11.5492 | 12.0455 | 12.4545 | 12.7909 | 13.0669 | 13.2927 | 13.4766 | 13.6258 | 13.7461 | 13.8423 | 13.9185 | 13.978 | 14.0237 | 14.0579 | 14.0826 | 14.0992 | 14.1093 | 14.1139 | 14.1139 | 14.1101 | 14.1031 | 14.0936
[10 empty] | 0 | 7061.5738 | 7050.2753 | 9385.3265 | 10932.0283 | 12733.6266 | 15826.7024 | 15930.8992 | 17291.9247 | 17915.7616 | 18698.0847 | 19566.9305 | 19726.6184 | 20289.8378 | 20508.789 | 20818.87 | 21070.2453 | 21164.4886 | 21358.7394 | 21426.1653 | 21531.9673 | 21595.4598 | 21627.2482 | 21676.7206 | 21685.0962 | 21706.0604 | 21707.3929 | 21703.1067
[10 empty] | 568.7646 | 568.7646 | 568.7646 | 568.7646 | 568.7646 | 568.7646 | 568.7646 | 568.7646 | 568.7646 | 568.7646 | 568.7646 | 568.7646 | 568.7646 | 568.7646 | 568.7646 | 568.7646 | 568.7646 | 568.7646 | 568.7646 | 568.7646 | 568.7646 | 568.7646 | 568.7646 | 568.7646 | 568.7646 | 568.7646 | 568.7646 | 568.7646
[10 empty] | 0.19002 | 0.19002 | 0.19002 | 0.19002 | 0.19002 | 0.19002 | 0.19002 | 0.19002 | 0.19002 | 0.19002 | 0.19002 | 0.19002 | 0.19002 | 0.19002 | 0.19002 | 0.19002 | 0.19002 | 0.19002 | 0.19002 | 0.19002 | 0.19002 | 0.19002 | 0.19002 | 0.19002 | 0.19002 | 0.19002 | 0.19002 | 0.19002
[10 empty] | 0.19002 | 0.19002 | 0.19002 | 0.19002 | 0.19002 | 0.19002 | 0.19002 | 0.19002 | 0.19002 | 0.19002 | 0.19002 | 0.19002 | 0.19002 | 0.19002 | 0.19002 | 0.19002 | 0.19002 | 0.19002 | 0.19002 | 0.19002 | 0.19002 | 0.19002 | 0.19002 | 0.19002 | 0.19002 | 0.19002 | 0.19002 | 0.19002
[10 empty] | 77468.432 | 77344.4825 | 77220.7313 | 77097.1782 | 76973.8227 | 76850.6646 | 76727.7035 | 76604.9392 | 76482.3713 | 76359.9995 | 76237.8235 | 76115.843 | 75994.0576 | 75872.4671 | 75751.0712 | 75629.8695 | 75508.8617 | 75388.0475 | 75267.4266 | 75146.9987 | 75026.7635 | 74906.7207 | 74786.87 | 74667.211 | 74547.7434 | 74428.4671 | 74309.3815 | 74190.4865
[10 empty] | 41.3315 | 40.9368 | 40.5534 | 40.1847 | 39.8338 | 39.5035 | 39.1959 | 38.9136 | 38.6579 | 38.4339 | 38.2449 | 38.0941 | 37.9536 | 37.8223 | 37.6991 | 37.5832 | 37.4737 | 37.37 | 37.2713 | 37.1772 | 37.0871 | 37.0006 | 36.9173 | 36.8368 | 36.7589 | 36.6832 | 36.6096 | 36.5378
[10 empty] | 5.2365 | 5.1865 | 5.1379 | 5.0912 | 5.0467 | 5.0049 | 4.9659 | 4.9302 | 4.8978 | 4.8694 | 4.8454 | 4.8263 | 4.8085 | 4.7919 | 4.7763 | 4.7616 | 4.7477 | 4.7346 | 4.7221 | 4.7102 | 4.6987 | 4.6878 | 4.6772 | 4.667 | 4.6572 | 4.6476 | 4.6382 | 4.6291
[10 empty] | 5.2365 | 5.1865 | 5.1379 | 5.0912 | 5.0467 | 5.0049 | 4.9659 | 4.9302 | 4.8978 | 4.8694 | 4.8454 | 4.8263 | 4.8085 | 4.7919 | 4.7763 | 4.7616 | 4.7477 | 4.7346 | 4.7221 | 4.7102 | 4.6987 | 4.6878 | 4.6772 | 4.667 | 4.6572 | 4.6476 | 4.6382 | 4.6291
[10 empty] | 0 | 3033.7261 | 3178.2847 | 3305.7982 | 3418.1858 | 3517.151 | 3604.2056 | 3639.8357 | 3670.7503 | 3993.3424 | 4278.455 | 4530.3077 | 4351.6924 | 4208.9589 | 4096.2084 | 4008.4156 | 3941.3066 | 3891.2534 | 3850.7226 | 3818.1279 | 3824.4189 | 4765.9072 | 4768.7234 | 4746.7085 | 4707.1383 | 4655.7626 | 4597.0788 | 4522.3773
[10 empty] | 491.0547 | 491.0547 | 491.0547 | 491.0547 | 491.0547 | 491.0547 | 491.0547 | 491.0547 | 491.0547 | 491.0547 | 491.0547 | 491.0547 | 491.0547 | 491.0547 | 491.0547 | 491.0547 | 491.0547 | 491.0547 | 491.0547 | 491.0547 | 491.0547 | 491.0547 | 491.0547 | 491.0547 | 491.0547 | 491.0547 | 491.0547 | 491.0547
[10 empty] | 0.062214 | 0.062214 | 0.062214 | 0.062214 | 0.062214 | 0.062214 | 0.062214 | 0.062214 | 0.062214 | 0.062214 | 0.062214 | 0.062214 | 0.062214 | 0.062214 | 0.062214 | 0.062214 | 0.062214 | 0.062214 | 0.062214 | 0.062214 | 0.062214 | 0.062214 | 0.062214 | 0.062214 | 0.062214 | 0.062214 | 0.062214 | 0.062214
[10 empty] | 0.062214 | 0.062214 | 0.062214 | 0.062214 | 0.062214 | 0.062214 | 0.062214 | 0.062214 | 0.062214 | 0.062214 | 0.062214 | 0.062214 | 0.062214 | 0.062214 | 0.062214 | 0.062214 | 0.062214 | 0.062214 | 0.062214 | 0.062214 | 0.062214 | 0.062214 | 0.062214 | 0.062214 | 0.062214 | 0.062214 | 0.062214 | 0.062214
[10 empty] | 32482.3361 | 32393.1686 | 32304.246 | 32215.5674 | 32127.1323 | 32038.9399 | 31950.9897 | 31863.2808 | 31775.8128 | 31688.5848 | 31601.5963 | 31514.8466 | 31428.335 | 31342.0609 | 31256.0237 | 31170.2226 | 31084.6571 | 30999.3264 | 30914.23 | 30829.3672 | 30744.7373 | 30660.3398 | 30576.1739 | 30492.2391 | 30408.5347 | 30325.06 | 30241.8146 | 30158.7976
[10 empty] | 23.7337 | 22.4713 | 21.4068 | 20.5245 | 19.7963 | 19.1988 | 18.7149 | 18.3308 | 18.015 | 17.7538 | 17.5361 | 17.3532 | 17.198 | 17.065 | 16.9497 | 16.8486 | 16.7588 | 16.678 | 16.6045 | 16.5368 | 16.4738 | 16.4145 | 16.3582 | 16.3043 | 16.2524 | 16.2021 | 16.153 | 16.1051
[10 empty] | 3.0069 | 2.847 | 2.7121 | 2.6003 | 2.5081 | 2.4324 | 2.3711 | 2.3224 | 2.2824 | 2.2493 | 2.2217 | 2.1986 | 2.1789 | 2.162 | 2.1474 | 2.1346 | 2.1233 | 2.113 | 2.1037 | 2.0951 | 2.0871 | 2.0796 | 2.0725 | 2.0657 | 2.0591 | 2.0527 | 2.0465 | 2.0404
[10 empty] | 3.0069 | 2.847 | 2.7121 | 2.6003 | 2.5081 | 2.4324 | 2.3711 | 2.3224 | 2.2824 | 2.2493 | 2.2217 | 2.1986 | 2.1789 | 2.162 | 2.1474 | 2.1346 | 2.1233 | 2.113 | 2.1037 | 2.0951 | 2.0871 | 2.0796 | 2.0725 | 2.0657 | 2.0591 | 2.0527 | 2.0465 | 2.0404
[10 empty] | 0 | 4342.8703 | 3932.9778 | 3450.8119 | 3065.2787 | 2787.2693 | 2564.5342 | 2385.8995 | 2755.5006 | 2969.9536 | 3046.4497 | 3031.8415 | 2965.6448 | 3970.651 | 3534.9462 | 3241.2339 | 3073.1563 | 2981.0746 | 2918.5716 | 2866.7499 | 3161.5059 | 3272.089 | 3267.8479 | 3208.4353 | 3129.8754 | 3326.589 | 3108.6421 | 3028.3022
[10 empty] | 533.5273 | 533.5273 | 533.5273 | 533.5273 | 533.5273 | 533.5273 | 533.5273 | 533.5273 | 533.5273 | 533.5273 | 533.5273 | 533.5273 | 533.5273 | 533.5273 | 533.5273 | 533.5273 | 533.5273 | 533.5273 | 533.5273 | 533.5273 | 533.5273 | 533.5273 | 533.5273 | 533.5273 | 533.5273 | 533.5273 | 533.5273 | 533.5273
[10 empty] | 0.067595 | 0.067595 | 0.067595 | 0.067595 | 0.067595 | 0.067595 | 0.067595 | 0.067595 | 0.067595 | 0.067595 | 0.067595 | 0.067595 | 0.067595 | 0.067595 | 0.067595 | 0.067595 | 0.067595 | 0.067595 | 0.067595 | 0.067595 | 0.067595 | 0.067595 | 0.067595 | 0.067595 | 0.067595 | 0.067595 | 0.067595 | 0.067595
[10 empty] | 0.067595 | 0.067595 | 0.067595 | 0.067595 | 0.067595 | 0.067595 | 0.067595 | 0.067595 | 0.067595 | 0.067595 | 0.067595 | 0.067595 | 0.067595 | 0.067595 | 0.067595 | 0.067595 | 0.067595 | 0.067595 | 0.067595 | 0.067595 | 0.067595 | 0.067595 | 0.067595 | 0.067595 | 0.067595 | 0.067595 | 0.067595 | 0.067595
[10 empty] | 21405.5949 | 21623.1417 | 21842.8995 | 22064.8908 | 22289.1381 | 22515.6645 | 22744.4931 | 22975.6473 | 23209.1507 | 23445.0273 | 23683.301 | 23923.9964 | 24167.138 | 24412.7507 | 24660.8595 | 24911.4899 | 25164.6675 | 25420.4181 | 25678.7679 | 25939.7434 | 26203.3712 | 26469.6783 | 26738.6918 | 27010.4394 | 27284.9488 | 27562.248 | 27842.3655 | 28125.3298
[10 empty] | 9.4417 | 9.4828 | 9.5225 | 9.5619 | 9.6021 | 9.6439 | 9.6863 | 9.7305 | 9.7773 | 9.8276 | 9.8819 | 9.9406 | 10.0044 | 10.0736 | 10.1489 | 10.2311 | 10.317 | 10.4064 | 10.499 | 10.5943 | 10.6923 | 10.7926 | 10.8952 | 10.9998 | 11.1063 | 11.2147 | 11.3248 | 11.4366
[10 empty] | 1.1848 | 1.19 | 1.1949 | 1.1999 | 1.2049 | 1.2102 | 1.2155 | 1.221 | 1.2269 | 1.2332 | 1.24 | 1.2474 | 1.2554 | 1.2641 | 1.2736 | 1.2839 | 1.2946 | 1.3059 | 1.3175 | 1.3294 | 1.3417 | 1.3543 | 1.3672 | 1.3803 | 1.3937 | 1.4073 | 1.4211 | 1.4351
[10 empty] | 1.1848 | 1.19 | 1.1949 | 1.1999 | 1.2049 | 1.2102 | 1.2155 | 1.221 | 1.2269 | 1.2332 | 1.24 | 1.2474 | 1.2554 | 1.2641 | 1.2736 | 1.2839 | 1.2946 | 1.3059 | 1.3175 | 1.3294 | 1.3417 | 1.3543 | 1.3672 | 1.3803 | 1.3937 | 1.4073 | 1.4211 | 1.4351
[10 empty] | 0 | 748.7709 | 813.8067 | 869.8899 | 918.303 | 960.1452 | 1033.1718 | 1096.1184 | 1150.4284 | 1197.3394 | 1237.9119 | 1285.533 | 1326.7216 | 1413.8011 | 1488.8188 | 1553.5017 | 1476.8917 | 1420.9066 | 1381.3249 | 1354.7117 | 1338.2796 | 1335.0331 | 1341.6528 | 1573.6593 | 1580.4308 | 1589.8453 | 1602.91 | 1618.5092
[10 empty] | 405.972 | 405.972 | 405.972 | 405.972 | 405.972 | 405.972 | 405.972 | 405.972 | 405.972 | 405.972 | 405.972 | 405.972 | 405.972 | 405.972 | 405.972 | 405.972 | 405.972 | 405.972 | 405.972 | 405.972 | 405.972 | 405.972 | 405.972 | 405.972 | 405.972 | 405.972 | 405.972 | 405.972
[10 empty] | 0.050944 | 0.050944 | 0.050944 | 0.050944 | 0.050944 | 0.050944 | 0.050944 | 0.050944 | 0.050944 | 0.050944 | 0.050944 | 0.050944 | 0.050944 | 0.050944 | 0.050944 | 0.050944 | 0.050944 | 0.050944 | 0.050944 | 0.050944 | 0.050944 | 0.050944 | 0.050944 | 0.050944 | 0.050944 | 0.050944 | 0.050944 | 0.050944
[10 empty] | 0.050944 | 0.050944 | 0.050944 | 0.050944 | 0.050944 | 0.050944 | 0.050944 | 0.050944 | 0.050944 | 0.050944 | 0.050944 | 0.050944 | 0.050944 | 0.050944 | 0.050944 | 0.050944 | 0.050944 | 0.050944 | 0.050944 | 0.050944 | 0.050944 | 0.050944 | 0.050944 | 0.050944 | 0.050944 | 0.050944 | 0.050944 | 0.050944
[10 empty] | 75743.979 | 75633.8039 | 75523.789 | 75413.9342 | 75304.2392 | 75194.7037 | 75085.3276 | 74976.1105 | 74867.0523 | 74758.1528 | 74649.4116 | 74540.8286 | 74432.4036 | 74324.1363 | 74216.0264 | 74108.0739 | 74000.2783 | 73892.6395 | 73785.1573 | 73677.8315 | 73570.6617 | 73463.6479 | 73356.7897 | 73250.0869 | 73143.5393 | 73037.1467 | 72930.9089 | 72824.8256
[10 empty] | 4.5651 | 4.4477 | 4.3403 | 4.2425 | 4.1536 | 4.0694 | 3.9909 | 3.9193 | 3.8555 | 3.8001 | 3.752 | 3.71 | 3.6734 | 3.6414 | 3.6132 | 3.5884 | 3.5664 | 3.5469 | 3.5295 | 3.5138 | 3.4997 | 3.487 | 3.4753 | 3.4646 | 3.4548 | 3.4456 | 3.4371 | 3.429
[10 empty] | 0.38572 | 0.3758 | 0.36673 | 0.35846 | 0.35095 | 0.34384 | 0.33721 | 0.33116 | 0.32576 | 0.32108 | 0.31702 | 0.31347 | 0.31038 | 0.30767 | 0.30529 | 0.3032 | 0.30134 | 0.29969 | 0.29822 | 0.2969 | 0.29571 | 0.29463 | 0.29364 | 0.29274 | 0.2919 | 0.29113 | 0.29041 | 0.28973
[10 empty] | 0.38572 | 0.3758 | 0.36673 | 0.35846 | 0.35095 | 0.34384 | 0.33721 | 0.33116 | 0.32576 | 0.32108 | 0.31702 | 0.31347 | 0.31038 | 0.30767 | 0.30529 | 0.3032 | 0.30134 | 0.29969 | 0.29822 | 0.2969 | 0.29571 | 0.29463 | 0.29364 | 0.29274 | 0.2919 | 0.29113 | 0.29041 | 0.28973
[10 empty] | 0 | 4429.9503 | 4252.4788 | 4099.9112 | 3968.6598 | 4388.9981 | 4747.3207 | 5052.5665 | 5312.386 | 5533.3275 | 5360.5667 | 5187.6783 | 5018.1921 | 4854.6233 | 4773.8922 | 4755.3175 | 4782.4585 | 6103.3069 | 5955.3006 | 5811.279 | 5669.6392 | 5681.4685 | 5651.0516 | 5598.6751 | 5538.4231 | 5479.7214 | 5503.7397 | 5503.3205
[10 empty] | 46.8369 | 46.8369 | 46.8369 | 46.8369 | 46.8369 | 46.8369 | 46.8369 | 46.8369 | 46.8369 | 46.8369 | 46.8369 | 46.8369 | 46.8369 | 46.8369 | 46.8369 | 46.8369 | 46.8369 | 46.8369 | 46.8369 | 46.8369 | 46.8369 | 46.8369 | 46.8369 | 46.8369 | 46.8369 | 46.8369 | 46.8369 | 46.8369
[10 empty] | 0.0039574 | 0.0039574 | 0.0039574 | 0.0039574 | 0.0039574 | 0.0039574 | 0.0039574 | 0.0039574 | 0.0039574 | 0.0039574 | 0.0039574 | 0.0039574 | 0.0039574 | 0.0039574 | 0.0039574 | 0.0039574 | 0.0039574 | 0.0039574 | 0.0039574 | 0.0039574 | 0.0039574 | 0.0039574 | 0.0039574 | 0.0039574 | 0.0039574 | 0.0039574 | 0.0039574 | 0.0039574
[10 empty] | 0.0039574 | 0.0039574 | 0.0039574 | 0.0039574 | 0.0039574 | 0.0039574 | 0.0039574 | 0.0039574 | 0.0039574 | 0.0039574 | 0.0039574 | 0.0039574 | 0.0039574 | 0.0039574 | 0.0039574 | 0.0039574 | 0.0039574 | 0.0039574 | 0.0039574 | 0.0039574 | 0.0039574 | 0.0039574 | 0.0039574 | 0.0039574 | 0.0039574 | 0.0039574 | 0.0039574 | 0.0039574
[10 empty] | 63548.7579 | 63679.3818 | 63810.2741 | 63941.4355 | 64072.8665 | 64204.5676 | 64336.5395 | 64468.7826 | 64601.2975 | 64734.0848 | 64867.1451 | 65000.4789 | 65134.0867 | 65267.9692 | 65402.1269 | 65536.5603 | 65671.27 | 65806.2567 | 65941.5208 | 66077.0629 | 66212.8837 | 66348.9836 | 66485.3633 | 66622.0233 | 66758.9642 | 66896.1866 | 67033.691 | 67171.4781
[10 empty] | 47.7151 | 47.2261 | 46.7537 | 46.3013 | 45.8721 | 45.4687 | 45.0937 | 44.7411 | 44.416 | 44.1224 | 43.8644 | 43.6453 | 43.4601 | 43.3051 | 43.1769 | 43.0726 | 42.9895 | 42.9253 | 42.878 | 42.8456 | 42.8265 | 42.8193 | 42.8226 | 42.8354 | 42.8566 | 42.8852 | 42.9205 | 42.9617
[10 empty] | 6.1772 | 6.1139 | 6.0528 | 5.9942 | 5.9386 | 5.8864 | 5.8379 | 5.7922 | 5.7501 | 5.7121 | 5.6787 | 5.6504 | 5.6264 | 5.6063 | 5.5897 | 5.5762 | 5.5655 | 5.5572 | 5.551 | 5.5468 | 5.5444 | 5.5434 | 5.5439 | 5.5455 | 5.5483 | 5.552 | 5.5565 | 5.5619
[10 empty] | 6.1772 | 6.1139 | 6.0528 | 5.9942 | 5.9386 | 5.8864 | 5.8379 | 5.7922 | 5.7501 | 5.7121 | 5.6787 | 5.6504 | 5.6264 | 5.6063 | 5.5897 | 5.5762 | 5.5655 | 5.5572 | 5.551 | 5.5468 | 5.5444 | 5.5434 | 5.5439 | 5.5455 | 5.5483 | 5.552 | 5.5565 | 5.5619
[10 empty] | 0 | 2813.4948 | 2882.6742 | 2944.1974 | 2998.9151 | 3047.5836 | 3090.875 | 3270.992 | 3431.1267 | 3573.4994 | 3700.0838 | 3812.6341 | 3716.7076 | 3639.1571 | 3577.0904 | 3528.0309 | 3489.8612 | 3460.7741 | 3454.9632 | 3467.622 | 3494.725 | 4399.3179 | 4370.8363 | 4332.5348 | 4287.8083 | 4239.3241 | 4189.1519 | 4182.4802
[10 empty] | 634.0898 | 634.0898 | 634.0898 | 634.0898 | 634.0898 | 634.0898 | 634.0898 | 634.0898 | 634.0898 | 634.0898 | 634.0898 | 634.0898 | 634.0898 | 634.0898 | 634.0898 | 634.0898 | 634.0898 | 634.0898 | 634.0898 | 634.0898 | 634.0898 | 634.0898 | 634.0898 | 634.0898 | 634.0898 | 634.0898 | 634.0898 | 634.0898
[10 empty] | 0.08209 | 0.08209 | 0.08209 | 0.08209 | 0.08209 | 0.08209 | 0.08209 | 0.08209 | 0.08209 | 0.08209 | 0.08209 | 0.08209 | 0.08209 | 0.08209 | 0.08209 | 0.08209 | 0.08209 | 0.08209 | 0.08209 | 0.08209 | 0.08209 | 0.08209 | 0.08209 | 0.08209 | 0.08209 | 0.08209 | 0.08209 | 0.08209
[10 empty] | 0.08209 | 0.08209 | 0.08209 | 0.08209 | 0.08209 | 0.08209 | 0.08209 | 0.08209 | 0.08209 | 0.08209 | 0.08209 | 0.08209 | 0.08209 | 0.08209 | 0.08209 | 0.08209 | 0.08209 | 0.08209 | 0.08209 | 0.08209 | 0.08209 | 0.08209 | 0.08209 | 0.08209 | 0.08209 | 0.08209 | 0.08209 | 0.08209
[10 empty] | 35641.0964 | 36459.6106 | 37296.9223 | 38153.4633 | 39029.6751 | 39926.0095 | 40842.9287 | 41780.9053 | 42740.423 | 43721.9765 | 44726.0718 | 45753.2266 | 46803.9705 | 47878.8452 | 48978.4049 | 50103.2165 | 51253.8599 | 52430.9283 | 53635.0287 | 54866.7818 | 56126.8226 | 57415.8009 | 58734.3812 | 60083.2433 | 61463.0826 | 62874.6105 | 64318.5549 | 65795.66
[10 empty] | 3.9482 | 4.0702 | 4.1948 | 4.3223 | 4.4528 | 4.5863 | 4.7229 | 4.8627 | 5.0059 | 5.1524 | 5.2977 | 5.4425 | 5.5874 | 5.7327 | 5.879 | 6.0265 | 6.1756 | 6.3266 | 6.4798 | 6.6354 | 6.7935 | 6.9545 | 7.1185 | 7.2856 | 7.456 | 7.63 | 7.8075 | 7.9887
[10 empty] | 0.75415 | 0.77744 | 0.80125 | 0.8256 | 0.85052 | 0.87602 | 0.90212 | 0.92883 | 0.95617 | 0.98415 | 1.0119 | 1.0396 | 1.0672 | 1.095 | 1.1229 | 1.1511 | 1.1796 | 1.2084 | 1.2377 | 1.2674 | 1.2976 | 1.3284 | 1.3597 | 1.3916 | 1.4242 | 1.4574 | 1.4913 | 1.5259
[10 empty] | 0.75415 | 0.77744 | 0.80125 | 0.8256 | 0.85052 | 0.87602 | 0.90212 | 0.92883 | 0.95617 | 0.98415 | 1.0119 | 1.0396 | 1.0672 | 1.095 | 1.1229 | 1.1511 | 1.1796 | 1.2084 | 1.2377 | 1.2674 | 1.2976 | 1.3284 | 1.3597 | 1.3916 | 1.4242 | 1.4574 | 1.4913 | 1.5259
[10 empty] | 0 | 3194.5873 | 3213.3848 | 3232.6141 | 3252.2849 | 3272.4075 | 3292.9923 | 3314.0497 | 3335.5908 | 3357.6266 | 3497.099 | 3623.0701 | 3737.6161 | 3842.5202 | 3939.314 | 4029.3142 | 4113.6528 | 5124.0696 | 5072.3819 | 5052.6111 | 5058.3747 | 5084.5011 | 5126.8145 | 5181.9572 | 5247.2419 | 5320.5294 | 5567.1632 | 5772.6214
[10 empty] | 121.572 | 121.572 | 121.572 | 121.572 | 121.572 | 121.572 | 121.572 | 121.572 | 121.572 | 121.572 | 121.572 | 121.572 | 121.572 | 121.572 | 121.572 | 121.572 | 121.572 | 121.572 | 121.572 | 121.572 | 121.572 | 121.572 | 121.572 | 121.572 | 121.572 | 121.572 | 121.572 | 121.572
[10 empty] | 0.023221 | 0.023221 | 0.023221 | 0.023221 | 0.023221 | 0.023221 | 0.023221 | 0.023221 | 0.023221 | 0.023221 | 0.023221 | 0.023221 | 0.023221 | 0.023221 | 0.023221 | 0.023221 | 0.023221 | 0.023221 | 0.023221 | 0.023221 | 0.023221 | 0.023221 | 0.023221 | 0.023221 | 0.023221 | 0.023221 | 0.023221 | 0.023221
[10 empty] | 0.023221 | 0.023221 | 0.023221 | 0.023221 | 0.023221 | 0.023221 | 0.023221 | 0.023221 | 0.023221 | 0.023221 | 0.023221 | 0.023221 | 0.023221 | 0.023221 | 0.023221 | 0.023221 | 0.023221 | 0.023221 | 0.023221 | 0.023221 | 0.023221 | 0.023221 | 0.023221 | 0.023221 | 0.023221 | 0.023221 | 0.023221 | 0.023221
[10 empty] | 66061.086 | 65738.1401 | 65416.7729 | 65096.9768 | 64778.744 | 64462.067 | 64146.938 | 63833.3496 | 63521.2942 | 63210.7643 | 62901.7525 | 62594.2513 | 62288.2533 | 61983.7513 | 61680.7378 | 61379.2056 | 61079.1475 | 60780.5563 | 60483.4248 | 60187.7458 | 59893.5123 | 59600.7171 | 59309.3534 | 59019.4139 | 58730.8919 | 58443.7804 | 58158.0724 | 57873.7611
[10 empty] | 17.7889 | 17.7003 | 17.6123 | 17.5248 | 17.4379 | 17.3515 | 17.2657 | 17.1804 | 17.0958 | 17.0118 | 16.9284 | 16.8457 | 16.7635 | 16.682 | 16.6009 | 16.5204 | 16.4405 | 16.3611 | 16.282 | 16.2031 | 16.1245 | 16.0462 | 15.9682 | 15.8905 | 15.8131 | 15.7361 | 15.6594 | 15.583
[10 empty] | 4.4738 | 4.4515 | 4.4294 | 4.4074 | 4.3855 | 4.3638 | 4.3422 | 4.3208 | 4.2995 | 4.2783 | 4.2574 | 4.2366 | 4.2159 | 4.1954 | 4.175 | 4.1548 | 4.1347 | 4.1147 | 4.0948 | 4.075 | 4.0552 | 4.0355 | 4.0159 | 3.9963 | 3.9769 | 3.9575 | 3.9382 | 3.919
[10 empty] | 4.4738 | 4.4515 | 4.4294 | 4.4074 | 4.3855 | 4.3638 | 4.3422 | 4.3208 | 4.2995 | 4.2783 | 4.2574 | 4.2366 | 4.2159 | 4.1954 | 4.175 | 4.1548 | 4.1347 | 4.1147 | 4.0948 | 4.075 | 4.0552 | 4.0355 | 4.0159 | 3.9963 | 3.9769 | 3.9575 | 3.9382 | 3.919
[10 empty] | 0 | 2164.0297 | 2060.9954 | 2249.1612 | 2407.2562 | 2539.7141 | 2650.3164 | 2742.2886 | 2868.8795 | 2974.2653 | 3061.577 | 3133.4848 | 3192.2663 | 3060.2015 | 2945.9073 | 2846.7787 | 2760.5936 | 2685.4567 | 2575.0031 | 2467.2488 | 2400.0716 | 2363.5523 | 2349.8131 | 2352.6315 | 2367.1242 | 2956.6687 | 2888.8813 | 2917.8364
[10 empty] | 269.28 | 269.28 | 269.28 | 269.28 | 269.28 | 269.28 | 269.28 | 269.28 | 269.28 | 269.28 | 269.28 | 269.28 | 269.28 | 269.28 | 269.28 | 269.28 | 269.28 | 269.28 | 269.28 | 269.28 | 269.28 | 269.28 | 269.28 | 269.28 | 269.28 | 269.28 | 269.28 | 269.28
[10 empty] | 0.067722 | 0.067722 | 0.067722 | 0.067722 | 0.067722 | 0.067722 | 0.067722 | 0.067722 | 0.067722 | 0.067722 | 0.067722 | 0.067722 | 0.067722 | 0.067722 | 0.067722 | 0.067722 | 0.067722 | 0.067722 | 0.067722 | 0.067722 | 0.067722 | 0.067722 | 0.067722 | 0.067722 | 0.067722 | 0.067722 | 0.067722 | 0.067722
[10 empty] | 0.067722 | 0.067722 | 0.067722 | 0.067722 | 0.067722 | 0.067722 | 0.067722 | 0.067722 | 0.067722 | 0.067722 | 0.067722 | 0.067722 | 0.067722 | 0.067722 | 0.067722 | 0.067722 | 0.067722 | 0.067722 | 0.067722 | 0.067722 | 0.067722 | 0.067722 | 0.067722 | 0.067722 | 0.067722 | 0.067722 | 0.067722 | 0.067722
[10 empty] | 76248.697 | 76703.0181 | 77160.0463 | 77619.7976 | 78082.2883 | 78547.5348 | 79015.5533 | 79486.3605 | 79959.973 | 80436.4075 | 80915.6807 | 81397.8097 | 81882.8113 | 82370.7029 | 82861.5014 | 83355.2244 | 83851.8892 | 84351.5132 | 84854.1143 | 85359.7101 | 85868.3184 | 86379.9572 | 86894.6445 | 87412.3986 | 87933.2377 | 88457.1802 | 88984.2445 | 89514.4492
[10 empty] | 9.2124 | 9.235 | 9.26 | 9.2874 | 9.3174 | 9.3486 | 9.3815 | 9.4166 | 9.4543 | 9.4948 | 9.5379 | 9.5831 | 9.6302 | 9.6791 | 9.7294 | 9.7812 | 9.8341 | 9.8881 | 9.943 | 9.9989 | 10.0556 | 10.113 | 10.1711 | 10.2299 | 10.2893 | 10.3493 | 10.4098 | 10.4708
[10 empty] | 2.3169 | 2.3225 | 2.3288 | 2.3357 | 2.3433 | 2.3511 | 2.3594 | 2.3682 | 2.3777 | 2.3879 | 2.3987 | 2.4101 | 2.4219 | 2.4342 | 2.4469 | 2.4599 | 2.4732 | 2.4868 | 2.5006 | 2.5146 | 2.5289 | 2.5433 | 2.558 | 2.5727 | 2.5877 | 2.6028 | 2.618 | 2.6333
[10 empty] | 2.3169 | 2.3225 | 2.3288 | 2.3357 | 2.3433 | 2.3511 | 2.3594 | 2.3682 | 2.3777 | 2.3879 | 2.3987 | 2.4101 | 2.4219 | 2.4342 | 2.4469 | 2.4599 | 2.4732 | 2.4868 | 2.5006 | 2.5146 | 2.5289 | 2.5433 | 2.558 | 2.5727 | 2.5877 | 2.6028 | 2.618 | 2.6333
[10 empty] | 0 | 4413.8477 | 4394.9376 | 4379.1318 | 4365.9893 | 4871.3135 | 5304.8586 | 5676.8813 | 5996.1728 | 6270.2688 | 6075.9666 | 5907.1429 | 5760.6039 | 5633.5491 | 5597.2641 | 5628.5304 | 5708.9113 | 7109.8662 | 7058.766 | 6988.5558 | 6905.4796 | 6964.8446 | 6977.1158 | 6964.9791 | 6944.1356 | 6925.0437 | 6972.8064 | 7014.3337
[10 empty] | 116.91 | 116.91 | 116.91 | 116.91 | 116.91 | 116.91 | 116.91 | 116.91 | 116.91 | 116.91 | 116.91 | 116.91 | 116.91 | 116.91 | 116.91 | 116.91 | 116.91 | 116.91 | 116.91 | 116.91 | 116.91 | 116.91 | 116.91 | 116.91 | 116.91 | 116.91 | 116.91 | 116.91
[10 empty] | 0.029402 | 0.029402 | 0.029402 | 0.029402 | 0.029402 | 0.029402 | 0.029402 | 0.029402 | 0.029402 | 0.029402 | 0.029402 | 0.029402 | 0.029402 | 0.029402 | 0.029402 | 0.029402 | 0.029402 | 0.029402 | 0.029402 | 0.029402 | 0.029402 | 0.029402 | 0.029402 | 0.029402 | 0.029402 | 0.029402 | 0.029402 | 0.029402
[10 empty] | 0.029402 | 0.029402 | 0.029402 | 0.029402 | 0.029402 | 0.029402 | 0.029402 | 0.029402 | 0.029402 | 0.029402 | 0.029402 | 0.029402 | 0.029402 | 0.029402 | 0.029402 | 0.029402 | 0.029402 | 0.029402 | 0.029402 | 0.029402 | 0.029402 | 0.029402 | 0.029402 | 0.029402 | 0.029402 | 0.029402 | 0.029402 | 0.029402
[10 empty] | 50369.7541 | 49315.2781 | 48282.8773 | 47272.0895 | 46282.4622 | 45313.5525 | 44364.9267 | 43436.16 | 42526.8368 | 41636.55 | 40764.9011 | 39911.4999 | 39075.9644 | 38257.9206 | 37457.0023 | 36672.851 | 35905.1156 | 35153.4526 | 34417.5254 | 33697.0047 | 32991.5678 | 32300.8991 | 31624.6892 | 30962.6357 | 30314.442 | 29679.8181 | 29058.4799 | 28450.1492
[10 empty] | 10.1266 | 10.2506 | 10.3781 | 10.5201 | 10.683 | 10.7094 | 10.6484 | 10.532 | 10.3811 | 10.2091 | 10.025 | 9.8345 | 9.6412 | 9.4476 | 9.2552 | 9.065 | 8.8775 | 8.6932 | 8.5121 | 8.3346 | 8.1605 | 7.99 | 7.8229 | 7.6592 | 7.4989 | 7.342 | 7.1883 | 7.0379
[10 empty] | 1.265 | 1.2805 | 1.2965 | 1.3142 | 1.3346 | 1.3379 | 1.3302 | 1.3157 | 1.2968 | 1.2754 | 1.2524 | 1.2286 | 1.2044 | 1.1802 | 1.1562 | 1.1324 | 1.109 | 1.086 | 1.0634 | 1.0412 | 1.0194 | 0.99813 | 0.97726 | 0.95682 | 0.93679 | 0.91719 | 0.89799 | 0.8792
[10 empty] | 1.265 | 1.2805 | 1.2965 | 1.3142 | 1.3346 | 1.3379 | 1.3302 | 1.3157 | 1.2968 | 1.2754 | 1.2524 | 1.2286 | 1.2044 | 1.1802 | 1.1562 | 1.1324 | 1.109 | 1.086 | 1.0634 | 1.0412 | 1.0194 | 0.99813 | 0.97726 | 0.95682 | 0.93679 | 0.91719 | 0.89799 | 0.8792
[10 empty] | 0 | 9393.3863 | 8430.3437 | 7753.6231 | 7264.7957 | 7618.8572 | 7554.9914 | 7306.0364 | 8593.8897 | 7812.3115 | 7327.9442 | 6965.1341 | 7264.6086 | 7150.7661 | 6896.3497 | 6880.0584 | 6613.2351 | 6452.0483 | 6287.8949 | 6287.2804 | 6135.8188 | 5963.2379 | 5839.97 | 5716.5897 | 5606.7105 | 5481.0522 | 5388.5504 | 5264.6866
[10 empty] | 247.3768 | 247.3768 | 247.3768 | 247.3768 | 247.3768 | 247.3768 | 247.3768 | 247.3768 | 247.3768 | 247.3768 | 247.3768 | 247.3768 | 247.3768 | 247.3768 | 247.3768 | 247.3768 | 247.3768 | 247.3768 | 247.3768 | 247.3768 | 247.3768 | 247.3768 | 247.3768 | 247.3768 | 247.3768 | 247.3768 | 247.3768 | 247.3768
[10 empty] | 0.030903 | 0.030903 | 0.030903 | 0.030903 | 0.030903 | 0.030903 | 0.030903 | 0.030903 | 0.030903 | 0.030903 | 0.030903 | 0.030903 | 0.030903 | 0.030903 | 0.030903 | 0.030903 | 0.030903 | 0.030903 | 0.030903 | 0.030903 | 0.030903 | 0.030903 | 0.030903 | 0.030903 | 0.030903 | 0.030903 | 0.030903 | 0.030903
[10 empty] | 0.030903 | 0.030903 | 0.030903 | 0.030903 | 0.030903 | 0.030903 | 0.030903 | 0.030903 | 0.030903 | 0.030903 | 0.030903 | 0.030903 | 0.030903 | 0.030903 | 0.030903 | 0.030903 | 0.030903 | 0.030903 | 0.030903 | 0.030903 | 0.030903 | 0.030903 | 0.030903 | 0.030903 | 0.030903 | 0.030903 | 0.030903 | 0.030903
[10 empty] | 57446.7906 | 56244.1589 | 55066.704 | 53913.8988 | 52785.2272 | 51680.184 | 50598.2746 | 49539.0146 | 48501.93 | 47486.5563 | 46492.4393 | 45519.1338 | 44566.2041 | 43633.2237 | 42719.7751 | 41825.4491 | 40949.8457 | 40092.5727 | 39253.2465 | 38431.4914 | 37626.9394 | 36839.2305 | 36068.0121 | 35312.9389 | 34573.6729 | 33849.8833 | 33141.2459 | 32447.4437
[10 empty] | 1.8478 | 1.8209 | 1.8019 | 1.788 | 1.7772 | 1.7682 | 1.7603 | 1.7529 | 1.7354 | 1.7117 | 1.684 | 1.6541 | 1.623 | 1.5913 | 1.5594 | 1.5278 | 1.4964 | 1.4655 | 1.4351 | 1.4052 | 1.3759 | 1.3472 | 1.319 | 1.2915 | 1.2644 | 1.238 | 1.2121 | 1.1867
[10 empty] | 0.23084 | 0.22747 | 0.22511 | 0.22337 | 0.22201 | 0.22089 | 0.21991 | 0.21898 | 0.2168 | 0.21383 | 0.21037 | 0.20664 | 0.20275 | 0.19879 | 0.19481 | 0.19085 | 0.18694 | 0.18308 | 0.17928 | 0.17555 | 0.17188 | 0.1683 | 0.16478 | 0.16133 | 0.15796 | 0.15465 | 0.15142 | 0.14825
[10 empty] | 0.23084 | 0.22747 | 0.22511 | 0.22337 | 0.22201 | 0.22089 | 0.21991 | 0.21898 | 0.2168 | 0.21383 | 0.21037 | 0.20664 | 0.20275 | 0.19879 | 0.19481 | 0.19085 | 0.18694 | 0.18308 | 0.17928 | 0.17555 | 0.17188 | 0.1683 | 0.16478 | 0.16133 | 0.15796 | 0.15465 | 0.15142 | 0.14825
[10 empty] | 0 | 2678.2933 | 4370.3733 | 5419.9158 | 6051.2165 | 6410.6519 | 6593.7395 | 6662.8017 | 5118.7505 | 4597.3188 | 4558.6645 | 5143.0646 | 5479.1309 | 5654.0572 | 5724.7358 | 5285.6841 | 4822.237 | 4491.0133 | 4185.1572 | 4240.4364 | 4402.2339 | 4627.632 | 4610.803 | 4441.9654 | 4220.4735 | 3906.7344 | 3712.4743 | 3651.774
[10 empty] | 36.5735 | 36.5735 | 36.5735 | 36.5735 | 36.5735 | 36.5735 | 36.5735 | 36.5735 | 36.5735 | 36.5735 | 36.5735 | 36.5735 | 36.5735 | 36.5735 | 36.5735 | 36.5735 | 36.5735 | 36.5735 | 36.5735 | 36.5735 | 36.5735 | 36.5735 | 36.5735 | 36.5735 | 36.5735 | 36.5735 | 36.5735 | 36.5735
[10 empty] | 0.0045689 | 0.0045689 | 0.0045689 | 0.0045689 | 0.0045689 | 0.0045689 | 0.0045689 | 0.0045689 | 0.0045689 | 0.0045689 | 0.0045689 | 0.0045689 | 0.0045689 | 0.0045689 | 0.0045689 | 0.0045689 | 0.0045689 | 0.0045689 | 0.0045689 | 0.0045689 | 0.0045689 | 0.0045689 | 0.0045689 | 0.0045689 | 0.0045689 | 0.0045689 | 0.0045689 | 0.0045689
[10 empty] | 0.0045689 | 0.0045689 | 0.0045689 | 0.0045689 | 0.0045689 | 0.0045689 | 0.0045689 | 0.0045689 | 0.0045689 | 0.0045689 | 0.0045689 | 0.0045689 | 0.0045689 | 0.0045689 | 0.0045689 | 0.0045689 | 0.0045689 | 0.0045689 | 0.0045689 | 0.0045689 | 0.0045689 | 0.0045689 | 0.0045689 | 0.0045689 | 0.0045689 | 0.0045689 | 0.0045689 | 0.0045689
[10 empty] | 109199.2648 | 109255.5659 | 109311.8959 | 109368.255 | 109424.6432 | 109481.0604 | 109537.5067 | 109593.9821 | 109650.4867 | 109707.0204 | 109763.5832 | 109820.1752 | 109876.7963 | 109933.4467 | 109990.1262 | 110046.835 | 110103.573 | 110160.3403 | 110217.1368 | 110273.9627 | 110330.8178 | 110387.7022 | 110444.616 | 110501.5591 | 110558.5316 | 110615.5334 | 110672.5646 | 110729.6253
[10 empty] | 3.3533 | 3.6608 | 3.9685 | 4.2766 | 4.5851 | 4.7916 | 4.9302 | 5.0235 | 5.0866 | 5.1295 | 5.159 | 5.1796 | 5.1943 | 5.2049 | 5.2129 | 5.2191 | 5.2242 | 5.2284 | 5.2322 | 5.2356 | 5.2387 | 5.2418 | 5.2447 | 5.2475 | 5.2503 | 5.2531 | 5.2558 | 5.2586
[10 empty] | 0.4189 | 0.45732 | 0.49576 | 0.53425 | 0.57278 | 0.59859 | 0.6159 | 0.62755 | 0.63543 | 0.6408 | 0.64449 | 0.64706 | 0.64888 | 0.65021 | 0.65121 | 0.65199 | 0.65262 | 0.65316 | 0.65362 | 0.65405 | 0.65444 | 0.65482 | 0.65518 | 0.65554 | 0.65589 | 0.65623 | 0.65658 | 0.65692
[10 empty] | 0.4189 | 0.45732 | 0.49576 | 0.53425 | 0.57278 | 0.59859 | 0.6159 | 0.62755 | 0.63543 | 0.6408 | 0.64449 | 0.64706 | 0.64888 | 0.65021 | 0.65121 | 0.65199 | 0.65262 | 0.65316 | 0.65362 | 0.65405 | 0.65444 | 0.65482 | 0.65518 | 0.65554 | 0.65589 | 0.65623 | 0.65658 | 0.65692
[10 empty] | 0 | 18256.1785 | 18256.2075 | 18256.2366 | 18256.2656 | 18275.0617 | 18287.6118 | 18295.9979 | 21907.7668 | 20715.7348 | 19925.2399 | 19401.0484 | 20259.2272 | 20432.7784 | 20284.1681 | 20722.1531 | 20351.3135 | 20241.2633 | 20170.9726 | 20543.1777 | 20532.4759 | 20425.0309 | 20445.8512 | 20424.0417 | 20457.4585 | 20451.7849 | 20542.359 | 20519.8458
[10 empty] | 47.4906 | 47.4906 | 47.4906 | 47.4906 | 47.4906 | 47.4906 | 47.4906 | 47.4906 | 47.4906 | 47.4906 | 47.4906 | 47.4906 | 47.4906 | 47.4906 | 47.4906 | 47.4906 | 47.4906 | 47.4906 | 47.4906 | 47.4906 | 47.4906 | 47.4906 | 47.4906 | 47.4906 | 47.4906 | 47.4906 | 47.4906 | 47.4906
[10 empty] | 0.0059327 | 0.0059327 | 0.0059327 | 0.0059327 | 0.0059327 | 0.0059327 | 0.0059327 | 0.0059327 | 0.0059327 | 0.0059327 | 0.0059327 | 0.0059327 | 0.0059327 | 0.0059327 | 0.0059327 | 0.0059327 | 0.0059327 | 0.0059327 | 0.0059327 | 0.0059327 | 0.0059327 | 0.0059327 | 0.0059327 | 0.0059327 | 0.0059327 | 0.0059327 | 0.0059327 | 0.0059327
[10 empty] | 0.0059327 | 0.0059327 | 0.0059327 | 0.0059327 | 0.0059327 | 0.0059327 | 0.0059327 | 0.0059327 | 0.0059327 | 0.0059327 | 0.0059327 | 0.0059327 | 0.0059327 | 0.0059327 | 0.0059327 | 0.0059327 | 0.0059327 | 0.0059327 | 0.0059327 | 0.0059327 | 0.0059327 | 0.0059327 | 0.0059327 | 0.0059327 | 0.0059327 | 0.0059327 | 0.0059327 | 0.0059327
[10 empty] | 67790.5696 | 66929.5851 | 66079.5357 | 65240.2825 | 64411.6883 | 63593.6178 | 62785.9374 | 61988.515 | 61201.2204 | 60423.925 | 59656.5017 | 58898.8252 | 58150.7717 | 57412.2189 | 56683.0463 | 55963.1346 | 55252.3663 | 54550.6252 | 53857.7966 | 53173.7675 | 52498.4259 | 51831.6616 | 51173.3657 | 50523.4306 | 49881.75 | 49248.2193 | 48622.7347 | 48005.1943
[10 empty] | 1.2392 | 1.3795 | 1.5164 | 1.6499 | 1.7803 | 1.9075 | 2.0016 | 2.0697 | 2.1172 | 2.1486 | 2.1674 | 2.1763 | 2.1774 | 2.1724 | 2.1627 | 2.1494 | 2.1333 | 2.1151 | 2.0952 | 2.0741 | 2.0521 | 2.0295 | 2.0064 | 1.9831 | 1.9596 | 1.936 | 1.9125 | 1.889
[10 empty] | 0.15481 | 0.17233 | 0.18943 | 0.20611 | 0.2224 | 0.23829 | 0.25005 | 0.25855 | 0.26449 | 0.26842 | 0.27076 | 0.27187 | 0.272 | 0.27138 | 0.27018 | 0.26851 | 0.2665 | 0.26422 | 0.26174 | 0.2591 | 0.25635 | 0.25353 | 0.25065 | 0.24773 | 0.2448 | 0.24185 | 0.23891 | 0.23598
[10 empty] | 0.15481 | 0.17233 | 0.18943 | 0.20611 | 0.2224 | 0.23829 | 0.25005 | 0.25855 | 0.26449 | 0.26842 | 0.27076 | 0.27187 | 0.272 | 0.27138 | 0.27018 | 0.26851 | 0.2665 | 0.26422 | 0.26174 | 0.2591 | 0.25635 | 0.25353 | 0.25065 | 0.24773 | 0.2448 | 0.24185 | 0.23891 | 0.23598
[10 empty] | 0 | 7436.6206 | 7342.1706 | 7248.9203 | 7156.8543 | 7065.9575 | 6976.2153 | 6887.6128 | 6800.1356 | 6713.7694 | 6628.5002 | 8259.8665 | 7816.208 | 7449.3768 | 7143.4351 | 6885.7923 | 6988.3693 | 6986.1504 | 6915.5737 | 6802.4294 | 6664.7251 | 6970.9666 | 6738.5246 | 6558.1146 | 6407.3637 | 6272.7045 | 6306.1459 | 6265.0742
[10 empty] | 39.42 | 39.42 | 39.42 | 39.42 | 39.42 | 39.42 | 39.42 | 39.42 | 39.42 | 39.42 | 39.42 | 39.42 | 39.42 | 39.42 | 39.42 | 39.42 | 39.42 | 39.42 | 39.42 | 39.42 | 39.42 | 39.42 | 39.42 | 39.42 | 39.42 | 39.42 | 39.42 | 39.42
[10 empty] | 0.0049245 | 0.0049245 | 0.0049245 | 0.0049245 | 0.0049245 | 0.0049245 | 0.0049245 | 0.0049245 | 0.0049245 | 0.0049245 | 0.0049245 | 0.0049245 | 0.0049245 | 0.0049245 | 0.0049245 | 0.0049245 | 0.0049245 | 0.0049245 | 0.0049245 | 0.0049245 | 0.0049245 | 0.0049245 | 0.0049245 | 0.0049245 | 0.0049245 | 0.0049245 | 0.0049245 | 0.0049245
[10 empty] | 0.0049245 | 0.0049245 | 0.0049245 | 0.0049245 | 0.0049245 | 0.0049245 | 0.0049245 | 0.0049245 | 0.0049245 | 0.0049245 | 0.0049245 | 0.0049245 | 0.0049245 | 0.0049245 | 0.0049245 | 0.0049245 | 0.0049245 | 0.0049245 | 0.0049245 | 0.0049245 | 0.0049245 | 0.0049245 | 0.0049245 | 0.0049245 | 0.0049245 | 0.0049245 | 0.0049245 | 0.0049245
[10 empty] | 121542.3313 | 121347.8636 | 121153.707 | 120959.8611 | 120766.3253 | 120573.0992 | 120380.1822 | 120187.5739 | 119995.2738 | 119803.2813 | 119611.5961 | 119420.2175 | 119229.1452 | 119038.3786 | 118847.9172 | 118657.7605 | 118467.9081 | 118278.3594 | 118089.114 | 117900.1715 | 117711.5312 | 117523.1927 | 117335.1556 | 117147.4194 | 116959.9835 | 116772.8475 | 116586.011 | 116399.4734
[10 empty] | 15.3929 | 15.4555 | 15.5876 | 15.7748 | 16.0058 | 16.2715 | 16.5648 | 16.8796 | 17.2115 | 17.5568 | 17.8265 | 18.0358 | 18.1969 | 18.3195 | 18.4114 | 18.4787 | 18.5264 | 18.5586 | 18.5782 | 18.5878 | 18.5896 | 18.585 | 18.5753 | 18.5616 | 18.5447 | 18.5253 | 18.5038 | 18.4807
[10 empty] | 2.3503 | 2.3599 | 2.38 | 2.4086 | 2.4439 | 2.4844 | 2.5292 | 2.5773 | 2.628 | 2.6807 | 2.7219 | 2.7538 | 2.7784 | 2.7971 | 2.8112 | 2.8215 | 2.8287 | 2.8336 | 2.8366 | 2.8381 | 2.8384 | 2.8377 | 2.8362 | 2.8341 | 2.8315 | 2.8286 | 2.8253 | 2.8218
[10 empty] | 2.3503 | 2.3599 | 2.38 | 2.4086 | 2.4439 | 2.4844 | 2.5292 | 2.5773 | 2.628 | 2.6807 | 2.7219 | 2.7538 | 2.7784 | 2.7971 | 2.8112 | 2.8215 | 2.8287 | 2.8336 | 2.8366 | 2.8381 | 2.8384 | 2.8377 | 2.8362 | 2.8341 | 2.8315 | 2.8286 | 2.8253 | 2.8218
[10 empty] | 0 | 2696.6192 | 4846.1483 | 6558.7125 | 7922.2709 | 9007.0784 | 9869.2489 | 10553.6014 | 11095.9342 | 11524.8397 | 9736.727 | 8732.2804 | 8267.6208 | 8165.2976 | 8297.4272 | 9264.1602 | 10032.0902 | 10641.2391 | 11123.573 | 11085.4234 | 10800.3134 | 10435.7612 | 10088.2905 | 9807.9539 | 9206.5054 | 9077.6507 | 9232.7716 | 9544.4443
[10 empty] | 158.994 | 158.994 | 158.994 | 158.994 | 158.994 | 158.994 | 158.994 | 158.994 | 158.994 | 158.994 | 158.994 | 158.994 | 158.994 | 158.994 | 158.994 | 158.994 | 158.994 | 158.994 | 158.994 | 158.994 | 158.994 | 158.994 | 158.994 | 158.994 | 158.994 | 158.994 | 158.994 | 158.994
[10 empty] | 0.024276 | 0.024276 | 0.024276 | 0.024276 | 0.024276 | 0.024276 | 0.024276 | 0.024276 | 0.024276 | 0.024276 | 0.024276 | 0.024276 | 0.024276 | 0.024276 | 0.024276 | 0.024276 | 0.024276 | 0.024276 | 0.024276 | 0.024276 | 0.024276 | 0.024276 | 0.024276 | 0.024276 | 0.024276 | 0.024276 | 0.024276 | 0.024276
[10 empty] | 0.024276 | 0.024276 | 0.024276 | 0.024276 | 0.024276 | 0.024276 | 0.024276 | 0.024276 | 0.024276 | 0.024276 | 0.024276 | 0.024276 | 0.024276 | 0.024276 | 0.024276 | 0.024276 | 0.024276 | 0.024276 | 0.024276 | 0.024276 | 0.024276 | 0.024276 | 0.024276 | 0.024276 | 0.024276 | 0.024276 | 0.024276 | 0.024276
[10 empty] | 121425.3841 | 118883.3795 | 116394.5909 | 113957.9044 | 111572.2293 | 109236.4975 | 106949.6636 | 104710.7039 | 102518.6162 | 100372.4192 | 98271.1521 | 96213.8745 | 94199.6654 | 92227.6231 | 90296.865 | 88406.5267 | 86555.7621 | 84743.7428 | 82969.6575 | 81232.7121 | 79532.1292 | 77867.1475 | 76237.0217 | 74641.0221 | 73078.4343 | 71548.5588 | 70050.7108 | 68584.2198
[10 empty] | 8.6314 | 8.5274 | 8.424 | 8.3212 | 8.2189 | 8.1173 | 7.9934 | 7.8561 | 7.7112 | 7.5626 | 7.4126 | 7.2629 | 7.1144 | 6.9678 | 6.8234 | 6.6816 | 6.5423 | 6.4058 | 6.272 | 6.1408 | 6.0124 | 5.8866 | 5.7634 | 5.6428 | 5.5247 | 5.409 | 5.2958 | 5.185
[10 empty] | 1.0783 | 1.0653 | 1.0524 | 1.0395 | 1.0267 | 1.014 | 0.99856 | 0.98141 | 0.96331 | 0.94474 | 0.92601 | 0.9073 | 0.88875 | 0.87044 | 0.85241 | 0.83468 | 0.81729 | 0.80023 | 0.78352 | 0.76713 | 0.75109 | 0.73538 | 0.71999 | 0.70492 | 0.69016 | 0.67572 | 0.66157 | 0.64772
[10 empty] | 1.0783 | 1.0653 | 1.0524 | 1.0395 | 1.0267 | 1.014 | 0.99856 | 0.98141 | 0.96331 | 0.94474 | 0.92601 | 0.9073 | 0.88875 | 0.87044 | 0.85241 | 0.83468 | 0.81729 | 0.80023 | 0.78352 | 0.76713 | 0.75109 | 0.73538 | 0.71999 | 0.70492 | 0.69016 | 0.67572 | 0.66157 | 0.64772
[10 empty] | 0 | 16983.3399 | 16627.7987 | 16279.7006 | 15938.8899 | 15605.2139 | 15278.5234 | 14958.672 | 14645.5166 | 17171.2957 | 15887.4585 | 14951.5192 | 14244.7074 | 13689.4573 | 14084.4523 | 13957.2818 | 13593.6135 | 13616.657 | 12838.6669 | 12502.8511 | 12280.4705 | 12049.075 | 12061.4884 | 11750.5883 | 11407.0729 | 11179.3947 | 10827.8866 | 10673.203
[10 empty] | 75.6 | 75.6 | 75.6 | 75.6 | 75.6 | 75.6 | 75.6 | 75.6 | 75.6 | 75.6 | 75.6 | 75.6 | 75.6 | 75.6 | 75.6 | 75.6 | 75.6 | 75.6 | 75.6 | 75.6 | 75.6 | 75.6 | 75.6 | 75.6 | 75.6 | 75.6 | 75.6 | 75.6
[10 empty] | 0.0094442 | 0.0094442 | 0.0094442 | 0.0094442 | 0.0094442 | 0.0094442 | 0.0094442 | 0.0094442 | 0.0094442 | 0.0094442 | 0.0094442 | 0.0094442 | 0.0094442 | 0.0094442 | 0.0094442 | 0.0094442 | 0.0094442 | 0.0094442 | 0.0094442 | 0.0094442 | 0.0094442 | 0.0094442 | 0.0094442 | 0.0094442 | 0.0094442 | 0.0094442 | 0.0094442 | 0.0094442
[10 empty] | 0.0094442 | 0.0094442 | 0.0094442 | 0.0094442 | 0.0094442 | 0.0094442 | 0.0094442 | 0.0094442 | 0.0094442 | 0.0094442 | 0.0094442 | 0.0094442 | 0.0094442 | 0.0094442 | 0.0094442 | 0.0094442 | 0.0094442 | 0.0094442 | 0.0094442 | 0.0094442 | 0.0094442 | 0.0094442 | 0.0094442 | 0.0094442 | 0.0094442 | 0.0094442 | 0.0094442 | 0.0094442
[10 empty] | 77801.7951 | 77677.3122 | 77553.0285 | 77428.9437 | 77305.0574 | 77181.3693 | 77057.8791 | 76934.5865 | 76811.4911 | 76688.5928 | 76565.891 | 76443.3856 | 76321.0762 | 76198.9625 | 76077.0441 | 75955.3208 | 75833.7923 | 75712.4583 | 75591.3183 | 75470.3722 | 75349.6196 | 75229.0602 | 75108.6937 | 74988.5198 | 74868.5382 | 74748.7485 | 74629.1505 | 74509.7439
[10 empty] | 7.5422 | 7.5302 | 7.5181 | 7.5061 | 7.4941 | 7.4821 | 7.4701 | 7.4582 | 7.4462 | 7.4343 | 7.4224 | 7.4105 | 7.3987 | 7.3868 | 7.375 | 7.3632 | 7.3514 | 7.3397 | 7.3279 | 7.3162 | 7.3045 | 7.2928 | 7.2812 | 7.2695 | 7.2579 | 7.2463 | 7.2347 | 7.2231
[10 empty] | 0.9422 | 0.94069 | 0.93919 | 0.93769 | 0.93619 | 0.93469 | 0.93319 | 0.9317 | 0.93021 | 0.92872 | 0.92723 | 0.92575 | 0.92427 | 0.92279 | 0.92131 | 0.91984 | 0.91837 | 0.9169 | 0.91543 | 0.91397 | 0.91251 | 0.91105 | 0.90959 | 0.90813 | 0.90668 | 0.90523 | 0.90378 | 0.90233
[10 empty] | 0.9422 | 0.94069 | 0.93919 | 0.93769 | 0.93619 | 0.93469 | 0.93319 | 0.9317 | 0.93021 | 0.92872 | 0.92723 | 0.92575 | 0.92427 | 0.92279 | 0.92131 | 0.91984 | 0.91837 | 0.9169 | 0.91543 | 0.91397 | 0.91251 | 0.91105 | 0.90959 | 0.90813 | 0.90668 | 0.90523 | 0.90378 | 0.90233
[10 empty] | 0 | 11096.7589 | 11079.0041 | 11061.2777 | 11043.5796 | 11025.9099 | 11008.2684 | 10990.6552 | 10973.0702 | 13119.5653 | 12378.3774 | 11879.2092 | 11541.1386 | 11310.3039 | 11866.453 | 11991.5334 | 11909.7243 | 12165.5067 | 11696.9479 | 11615.9463 | 11634.6537 | 11640.8603 | 11882.9752 | 11805.2941 | 11686.4966 | 11679.4213 | 11535.5857 | 11595.344
[10 empty] | 96.9416 | 96.9416 | 96.9416 | 96.9416 | 96.9416 | 96.9416 | 96.9416 | 96.9416 | 96.9416 | 96.9416 | 96.9416 | 96.9416 | 96.9416 | 96.9416 | 96.9416 | 96.9416 | 96.9416 | 96.9416 | 96.9416 | 96.9416 | 96.9416 | 96.9416 | 96.9416 | 96.9416 | 96.9416 | 96.9416 | 96.9416 | 96.9416
[10 empty] | 0.01211 | 0.01211 | 0.01211 | 0.01211 | 0.01211 | 0.01211 | 0.01211 | 0.01211 | 0.01211 | 0.01211 | 0.01211 | 0.01211 | 0.01211 | 0.01211 | 0.01211 | 0.01211 | 0.01211 | 0.01211 | 0.01211 | 0.01211 | 0.01211 | 0.01211 | 0.01211 | 0.01211 | 0.01211 | 0.01211 | 0.01211 | 0.01211
[10 empty] | 0.01211 | 0.01211 | 0.01211 | 0.01211 | 0.01211 | 0.01211 | 0.01211 | 0.01211 | 0.01211 | 0.01211 | 0.01211 | 0.01211 | 0.01211 | 0.01211 | 0.01211 | 0.01211 | 0.01211 | 0.01211 | 0.01211 | 0.01211 | 0.01211 | 0.01211 | 0.01211 | 0.01211 | 0.01211 | 0.01211 | 0.01211 | 0.01211
[10 empty] | 1260.7676 | 1525.7581 | 1843.2134 | 2228.0885 | 2672.4652 | 3183.6349 | 3829.3852 | 4480.6168 | 5363.6111 | 6394.4021 | 7579.7933 | 8889.004 | 10381.3957 | 11831.571 | 13635.7172 | 15583.2533 | 17688.3725 | 19980.0468 | 22464.7883 | 25030.472 | 28061.4999 | 31659.0552 | 35901.537 | 40756.3631 | 46316.1497 | 52634.3755 | 59814.5033 | 67974.1095
[10 empty] | 3.8124 | 4.6286 | 5.6055 | 6.7891 | 8.1551 | 9.7257 | 11.7089 | 13.7088 | 16.4191 | 19.5824 | 23.2187 | 27.2338 | 31.8099 | 36.2562 | 41.7871 | 47.7571 | 54.21 | 61.2344 | 68.8505 | 76.7145 | 86.0047 | 97.0312 | 110.0342 | 124.914 | 141.9544 | 161.3194 | 183.3259 | 208.3345
[10 empty] | 0.47167 | 0.57264 | 0.69351 | 0.83994 | 1.0089 | 1.2033 | 1.4486 | 1.696 | 2.0313 | 2.4227 | 2.8726 | 3.3693 | 3.9355 | 4.4856 | 5.1698 | 5.9084 | 6.7068 | 7.5758 | 8.5181 | 9.491 | 10.6404 | 12.0045 | 13.6133 | 15.4542 | 17.5624 | 19.9582 | 22.6808 | 25.7748
[10 empty] | 0.47167 | 0.57264 | 0.69351 | 0.83994 | 1.0089 | 1.2033 | 1.4486 | 1.696 | 2.0313 | 2.4227 | 2.8726 | 3.3693 | 3.9355 | 4.4856 | 5.1698 | 5.9084 | 6.7068 | 7.5758 | 8.5181 | 9.491 | 10.6404 | 12.0045 | 13.6133 | 15.4542 | 17.5624 | 19.9582 | 22.6808 | 25.7748
[10 empty] | 0 | 361.9726 | 414.4374 | 481.8573 | 541.3588 | 608.1518 | 742.7324 | 748.2137 | 979.9764 | 1127.7731 | 1335.3713 | 1512.0824 | 1751.0605 | 1765.3821 | 2177.942 | 2490.0081 | 2702.493 | 2983.2422 | 3279.1485 | 3485.793 | 4104.8112 | 4808.231 | 5624.854 | 6435.0562 | 7376.3929 | 8358.3333 | 9471.5088 | 10652.295
[10 empty] | 3064.9133 | 3064.9133 | 3064.9133 | 3064.9133 | 3064.9133 | 3064.9133 | 3064.9133 | 3064.9133 | 3064.9133 | 3064.9133 | 3064.9133 | 3064.9133 | 3064.9133 | 3064.9133 | 3064.9133 | 3064.9133 | 3064.9133 | 3064.9133 | 3064.9133 | 3064.9133 | 3064.9133 | 3064.9133 | 3064.9133 | 3064.9133 | 3064.9133 | 3064.9133 | 3064.9133 | 3064.9133
[10 empty] | 0.37919 | 0.37919 | 0.37919 | 0.37919 | 0.37919 | 0.37919 | 0.37919 | 0.37919 | 0.37919 | 0.37919 | 0.37919 | 0.37919 | 0.37919 | 0.37919 | 0.37919 | 0.37919 | 0.37919 | 0.37919 | 0.37919 | 0.37919 | 0.37919 | 0.37919 | 0.37919 | 0.37919 | 0.37919 | 0.37919 | 0.37919 | 0.37919
[10 empty] | 0.37919 | 0.37919 | 0.37919 | 0.37919 | 0.37919 | 0.37919 | 0.37919 | 0.37919 | 0.37919 | 0.37919 | 0.37919 | 0.37919 | 0.37919 | 0.37919 | 0.37919 | 0.37919 | 0.37919 | 0.37919 | 0.37919 | 0.37919 | 0.37919 | 0.37919 | 0.37919 | 0.37919 | 0.37919 | 0.37919 | 0.37919 | 0.37919
[10 empty] | 3470.7148 | 3465.1617 | 3459.6174 | 3454.082 | 3448.5555 | 3443.0378 | 3437.5289 | 3432.0289 | 3426.5376 | 3421.0552 | 3415.5815 | 3410.1166 | 3404.6604 | 3399.2129 | 3393.7742 | 3388.3441 | 3382.9228 | 3377.5101 | 3372.1061 | 3366.7107 | 3361.324 | 3355.9459 | 3350.5764 | 3345.2154 | 3339.8631 | 3334.5193 | 3329.1841 | 3323.8574
[10 empty] | 5.8036 | 5.8612 | 5.9189 | 5.9768 | 6.0348 | 6.0929 | 6.1513 | 6.2099 | 6.2686 | 6.3277 | 6.3869 | 6.436 | 6.4766 | 6.5097 | 6.5365 | 6.5578 | 6.5746 | 6.5874 | 6.5968 | 6.6033 | 6.6074 | 6.6093 | 6.6094 | 6.608 | 6.6053 | 6.6014 | 6.5966 | 6.591
[10 empty] | 1.3482 | 1.3616 | 1.375 | 1.3884 | 1.4019 | 1.4154 | 1.429 | 1.4426 | 1.4562 | 1.4699 | 1.4837 | 1.4951 | 1.5045 | 1.5122 | 1.5184 | 1.5234 | 1.5273 | 1.5303 | 1.5325 | 1.534 | 1.5349 | 1.5354 | 1.5354 | 1.5351 | 1.5344 | 1.5335 | 1.5324 | 1.5311
[10 empty] | 1.3482 | 1.3616 | 1.375 | 1.3884 | 1.4019 | 1.4154 | 1.429 | 1.4426 | 1.4562 | 1.4699 | 1.4837 | 1.4951 | 1.5045 | 1.5122 | 1.5184 | 1.5234 | 1.5273 | 1.5303 | 1.5325 | 1.534 | 1.5349 | 1.5354 | 1.5354 | 1.5351 | 1.5344 | 1.5335 | 1.5324 | 1.5311
[10 empty] | 0 | 216.5726 | 216.2261 | 215.8801 | 215.5347 | 215.1899 | 214.8456 | 214.5018 | 214.1586 | 213.8159 | 213.4738 | 213.1323 | 212.7913 | 212.4508 | 212.1109 | 211.7715 | 211.4327 | 211.0944 | 272.1621 | 262.9685 | 255.0527 | 248.2306 | 242.3445 | 237.2595 | 232.8601 | 229.0475 | 225.7372 | 222.8567
[10 empty] | 1991.7897 | 1991.7897 | 1991.7897 | 1991.7897 | 1991.7897 | 1991.7897 | 1991.7897 | 1991.7897 | 1991.7897 | 1991.7897 | 1991.7897 | 1991.7897 | 1991.7897 | 1991.7897 | 1991.7897 | 1991.7897 | 1991.7897 | 1991.7897 | 1991.7897 | 1991.7897 | 1991.7897 | 1991.7897 | 1991.7897 | 1991.7897 | 1991.7897 | 1991.7897 | 1991.7897 | 1991.7897
[10 empty] | 0.4627 | 0.4627 | 0.4627 | 0.4627 | 0.4627 | 0.4627 | 0.4627 | 0.4627 | 0.4627 | 0.4627 | 0.4627 | 0.4627 | 0.4627 | 0.4627 | 0.4627 | 0.4627 | 0.4627 | 0.4627 | 0.4627 | 0.4627 | 0.4627 | 0.4627 | 0.4627 | 0.4627 | 0.4627 | 0.4627 | 0.4627 | 0.4627
[10 empty] | 0.4627 | 0.4627 | 0.4627 | 0.4627 | 0.4627 | 0.4627 | 0.4627 | 0.4627 | 0.4627 | 0.4627 | 0.4627 | 0.4627 | 0.4627 | 0.4627 | 0.4627 | 0.4627 | 0.4627 | 0.4627 | 0.4627 | 0.4627 | 0.4627 | 0.4627 | 0.4627 | 0.4627 | 0.4627 | 0.4627 | 0.4627 | 0.4627
[10 empty] | 7726.5893 | 7714.2268 | 7701.884 | 7689.561 | 7677.2577 | 7664.9741 | 7652.7101 | 7640.4658 | 7628.241 | 7616.0359 | 7603.8502 | 7591.684 | 7579.5373 | 7567.4101 | 7555.3022 | 7543.2137 | 7531.1446 | 7519.0948 | 7507.0642 | 7495.0529 | 7483.0608 | 7471.0879 | 7459.1342 | 7447.1996 | 7435.2841 | 7423.3876 | 7411.5102 | 7399.6518
[10 empty] | 3.3646 | 3.4053 | 3.4475 | 3.4915 | 3.5374 | 3.5853 | 3.6354 | 3.6876 | 3.7314 | 3.7679 | 3.7983 | 3.8233 | 3.8439 | 3.8605 | 3.8738 | 3.8843 | 3.8924 | 3.8984 | 3.9027 | 3.9054 | 3.9068 | 3.9071 | 3.9064 | 3.905 | 3.9029 | 3.9001 | 3.8969 | 3.8932
[10 empty] | 0.42031 | 0.4254 | 0.43068 | 0.43617 | 0.44191 | 0.44789 | 0.45414 | 0.46067 | 0.46614 | 0.4707 | 0.47449 | 0.47762 | 0.48019 | 0.48227 | 0.48393 | 0.48525 | 0.48626 | 0.48701 | 0.48753 | 0.48787 | 0.48805 | 0.48809 | 0.48801 | 0.48783 | 0.48756 | 0.48722 | 0.48682 | 0.48636
[10 empty] | 0.42031 | 0.4254 | 0.43068 | 0.43617 | 0.44191 | 0.44789 | 0.45414 | 0.46067 | 0.46614 | 0.4707 | 0.47449 | 0.47762 | 0.48019 | 0.48227 | 0.48393 | 0.48525 | 0.48626 | 0.48701 | 0.48753 | 0.48787 | 0.48805 | 0.48809 | 0.48801 | 0.48783 | 0.48756 | 0.48722 | 0.48682 | 0.48636
[10 empty] | 0 | 593.4021 | 592.4526 | 591.5047 | 590.5583 | 589.6134 | 588.67 | 587.7281 | 586.7878 | 585.8489 | 584.9116 | 583.9757 | 583.0413 | 582.1085 | 581.1771 | 749.3064 | 723.9948 | 702.2015 | 683.4192 | 667.2138 | 653.214 | 641.1017 | 654.4872 | 662.3664 | 666.0306 | 666.513 | 664.6366 | 661.0532
[10 empty] | 528.228 | 528.228 | 528.228 | 528.228 | 528.228 | 528.228 | 528.228 | 528.228 | 528.228 | 528.228 | 528.228 | 528.228 | 528.228 | 528.228 | 528.228 | 528.228 | 528.228 | 528.228 | 528.228 | 528.228 | 528.228 | 528.228 | 528.228 | 528.228 | 528.228 | 528.228 | 528.228 | 528.228
[10 empty] | 0.065988 | 0.065988 | 0.065988 | 0.065988 | 0.065988 | 0.065988 | 0.065988 | 0.065988 | 0.065988 | 0.065988 | 0.065988 | 0.065988 | 0.065988 | 0.065988 | 0.065988 | 0.065988 | 0.065988 | 0.065988 | 0.065988 | 0.065988 | 0.065988 | 0.065988 | 0.065988 | 0.065988 | 0.065988 | 0.065988 | 0.065988 | 0.065988
[10 empty] | 0.065988 | 0.065988 | 0.065988 | 0.065988 | 0.065988 | 0.065988 | 0.065988 | 0.065988 | 0.065988 | 0.065988 | 0.065988 | 0.065988 | 0.065988 | 0.065988 | 0.065988 | 0.065988 | 0.065988 | 0.065988 | 0.065988 | 0.065988 | 0.065988 | 0.065988 | 0.065988 | 0.065988 | 0.065988 | 0.065988 | 0.065988 | 0.065988
[10 empty] | 74639.519 | 74520.0958 | 74400.8637 | 74281.8223 | 74162.9714 | 74044.3106 | 73925.8397 | 73807.5584 | 73689.4663 | 73571.5631 | 73453.8486 | 73336.3225 | 73218.9844 | 73101.834 | 72984.871 | 72868.0952 | 72751.5063 | 72635.1039 | 72518.8877 | 72402.8575 | 72287.0129 | 72171.3537 | 72055.8795 | 71940.5901 | 71825.4852 | 71710.5644 | 71595.8275 | 71481.2742
[10 empty] | 2.3144 | 2.3164 | 2.3189 | 2.3217 | 2.3251 | 2.327 | 2.3278 | 2.3277 | 2.3269 | 2.3254 | 2.3236 | 2.3213 | 2.3188 | 2.316 | 2.313 | 2.3099 | 2.3067 | 2.3034 | 2.3 | 2.2966 | 2.2931 | 2.2896 | 2.2861 | 2.2825 | 2.2789 | 2.2753 | 2.2718 | 2.2682
[10 empty] | 0.28912 | 0.28937 | 0.28968 | 0.29004 | 0.29046 | 0.2907 | 0.2908 | 0.29079 | 0.29068 | 0.2905 | 0.29027 | 0.28999 | 0.28967 | 0.28932 | 0.28895 | 0.28857 | 0.28816 | 0.28775 | 0.28733 | 0.2869 | 0.28646 | 0.28603 | 0.28558 | 0.28514 | 0.28469 | 0.28424 | 0.2838 | 0.28335
[10 empty] | 0.28912 | 0.28937 | 0.28968 | 0.29004 | 0.29046 | 0.2907 | 0.2908 | 0.29079 | 0.29068 | 0.2905 | 0.29027 | 0.28999 | 0.28967 | 0.28932 | 0.28895 | 0.28857 | 0.28816 | 0.28775 | 0.28733 | 0.2869 | 0.28646 | 0.28603 | 0.28558 | 0.28514 | 0.28469 | 0.28424 | 0.2838 | 0.28335
[10 empty] | 0 | 9315.012 | 9300.108 | 9285.2278 | 9270.3714 | 9255.5388 | 9240.73 | 9225.9448 | 9211.1833 | 9196.4454 | 11588.6668 | 11089.508 | 10687.8864 | 10364.1745 | 10581.0089 | 10655.0045 | 10634.2948 | 10553.4245 | 10531.9218 | 11151.3875 | 10895.9278 | 10700.8128 | 10560.6627 | 10711.3639 | 10744.1472 | 10707.1175 | 10634.1364 | 10621.0994
[10 empty] | 31.7331 | 31.7331 | 31.7331 | 31.7331 | 31.7331 | 31.7331 | 31.7331 | 31.7331 | 31.7331 | 31.7331 | 31.7331 | 31.7331 | 31.7331 | 31.7331 | 31.7331 | 31.7331 | 31.7331 | 31.7331 | 31.7331 | 31.7331 | 31.7331 | 31.7331 | 31.7331 | 31.7331 | 31.7331 | 31.7331 | 31.7331 | 31.7331
[10 empty] | 0.0039642 | 0.0039642 | 0.0039642 | 0.0039642 | 0.0039642 | 0.0039642 | 0.0039642 | 0.0039642 | 0.0039642 | 0.0039642 | 0.0039642 | 0.0039642 | 0.0039642 | 0.0039642 | 0.0039642 | 0.0039642 | 0.0039642 | 0.0039642 | 0.0039642 | 0.0039642 | 0.0039642 | 0.0039642 | 0.0039642 | 0.0039642 | 0.0039642 | 0.0039642 | 0.0039642 | 0.0039642
[10 empty] | 0.0039642 | 0.0039642 | 0.0039642 | 0.0039642 | 0.0039642 | 0.0039642 | 0.0039642 | 0.0039642 | 0.0039642 | 0.0039642 | 0.0039642 | 0.0039642 | 0.0039642 | 0.0039642 | 0.0039642 | 0.0039642 | 0.0039642 | 0.0039642 | 0.0039642 | 0.0039642 | 0.0039642 | 0.0039642 | 0.0039642 | 0.0039642 | 0.0039642 | 0.0039642 | 0.0039642 | 0.0039642
[10 empty] | 6730.7842 | 6921.6154 | 7117.857 | 7319.6625 | 7527.1896 | 7740.6005 | 7960.062 | 8185.7457 | 8417.8279 | 8656.4902 | 8901.919 | 9154.3062 | 9413.8491 | 9680.7505 | 9955.2192 | 10237.4695 | 10527.7223 | 10826.2043 | 11133.1488 | 11448.7958 | 11773.3921 | 12107.1913 | 12450.4544 | 12803.4497 | 13166.4531 | 13539.7484 | 13923.6273 | 14318.39
[10 empty] | 13.0558 | 13.4887 | 13.9389 | 14.4076 | 14.8955 | 15.4035 | 15.9324 | 16.4828 | 17.0554 | 17.6293 | 18.2065 | 18.789 | 19.3785 | 19.9767 | 20.5848 | 21.2042 | 21.8361 | 22.4815 | 23.1414 | 23.8169 | 24.5087 | 25.2178 | 25.9449 | 26.6909 | 27.4566 | 28.2427 | 29.05 | 29.8793
[10 empty] | 1.1914 | 1.2309 | 1.272 | 1.3148 | 1.3593 | 1.4057 | 1.4539 | 1.5042 | 1.5564 | 1.6088 | 1.6614 | 1.7146 | 1.7684 | 1.823 | 1.8785 | 1.935 | 1.9927 | 2.0516 | 2.1118 | 2.1734 | 2.2366 | 2.3013 | 2.3676 | 2.4357 | 2.5056 | 2.5773 | 2.651 | 2.7267
[10 empty] | 1.1914 | 1.2309 | 1.272 | 1.3148 | 1.3593 | 1.4057 | 1.4539 | 1.5042 | 1.5564 | 1.6088 | 1.6614 | 1.7146 | 1.7684 | 1.823 | 1.8785 | 1.935 | 1.9927 | 2.0516 | 2.1118 | 2.1734 | 2.2366 | 2.3013 | 2.3676 | 2.4357 | 2.5056 | 2.5773 | 2.651 | 2.7267
[10 empty] | 0 | 671.6015 | 677.0119 | 682.5758 | 688.2974 | 694.1812 | 700.2318 | 706.454 | 712.8526 | 746.6942 | 777.6007 | 806.0454 | 832.4352 | 857.1208 | 880.404 | 902.5456 | 1119.4463 | 1117.4663 | 1121.638 | 1130.7721 | 1143.9085 | 1160.2755 | 1179.2562 | 1200.3602 | 1259.0971 | 1310.0185 | 1355.3061 | 1396.6423
[10 empty] | 2088.7442 | 2088.7442 | 2088.7442 | 2088.7442 | 2088.7442 | 2088.7442 | 2088.7442 | 2088.7442 | 2088.7442 | 2088.7442 | 2088.7442 | 2088.7442 | 2088.7442 | 2088.7442 | 2088.7442 | 2088.7442 | 2088.7442 | 2088.7442 | 2088.7442 | 2088.7442 | 2088.7442 | 2088.7442 | 2088.7442 | 2088.7442 | 2088.7442 | 2088.7442 | 2088.7442 | 2088.7442
[10 empty] | 0.19061 | 0.19061 | 0.19061 | 0.19061 | 0.19061 | 0.19061 | 0.19061 | 0.19061 | 0.19061 | 0.19061 | 0.19061 | 0.19061 | 0.19061 | 0.19061 | 0.19061 | 0.19061 | 0.19061 | 0.19061 | 0.19061 | 0.19061 | 0.19061 | 0.19061 | 0.19061 | 0.19061 | 0.19061 | 0.19061 | 0.19061 | 0.19061
[10 empty] | 0.19061 | 0.19061 | 0.19061 | 0.19061 | 0.19061 | 0.19061 | 0.19061 | 0.19061 | 0.19061 | 0.19061 | 0.19061 | 0.19061 | 0.19061 | 0.19061 | 0.19061 | 0.19061 | 0.19061 | 0.19061 | 0.19061 | 0.19061 | 0.19061 | 0.19061 | 0.19061 | 0.19061 | 0.19061 | 0.19061 | 0.19061 | 0.19061
[10 empty] | 4004.4639 | 4019.3758 | 4034.3433 | 4049.3665 | 4064.4456 | 4079.5809 | 4094.7726 | 4110.0208 | 4125.3258 | 4140.6878 | 4156.107 | 4171.5836 | 4187.1179 | 4202.71 | 4218.3601 | 4234.0686 | 4249.8355 | 4265.6611 | 4281.5457 | 4297.4895 | 4313.4926 | 4329.5553 | 4345.6778 | 4361.8603 | 4378.1031 | 4394.4064 | 4410.7704 | 4427.1954
[10 empty] | 3.3845 | 3.4198 | 3.4551 | 3.4905 | 3.5259 | 3.5613 | 3.5969 | 3.6324 | 3.6657 | 3.6968 | 3.7262 | 3.7539 | 3.7802 | 3.8052 | 3.8291 | 3.852 | 3.874 | 3.8953 | 3.9159 | 3.9358 | 3.9553 | 3.9743 | 3.9929 | 4.0111 | 4.029 | 4.0467 | 4.0641 | 4.0814
[10 empty] | 0.42281 | 0.42721 | 0.43162 | 0.43604 | 0.44047 | 0.4449 | 0.44933 | 0.45378 | 0.45793 | 0.46182 | 0.46549 | 0.46895 | 0.47223 | 0.47536 | 0.47834 | 0.48121 | 0.48396 | 0.48661 | 0.48918 | 0.49168 | 0.49411 | 0.49648 | 0.4988 | 0.50108 | 0.50332 | 0.50553 | 0.50771 | 0.50986
[10 empty] | 0.42281 | 0.42721 | 0.43162 | 0.43604 | 0.44047 | 0.4449 | 0.44933 | 0.45378 | 0.45793 | 0.46182 | 0.46549 | 0.46895 | 0.47223 | 0.47536 | 0.47834 | 0.48121 | 0.48396 | 0.48661 | 0.48918 | 0.49168 | 0.49411 | 0.49648 | 0.4988 | 0.50108 | 0.50332 | 0.50553 | 0.50771 | 0.50986
[10 empty] | 0 | 281.8762 | 281.9317 | 281.9875 | 282.0434 | 282.0995 | 282.1559 | 282.2125 | 283.9261 | 285.4621 | 286.8401 | 288.0778 | 289.1908 | 290.193 | 291.0968 | 292.0973 | 293.1639 | 381.0745 | 372.576 | 365.1523 | 358.6716 | 353.0183 | 348.1112 | 343.8748 | 350.3941 | 355.197 | 358.5997 | 360.868
[10 empty] | 925.5627 | 925.5627 | 925.5627 | 925.5627 | 925.5627 | 925.5627 | 925.5627 | 925.5627 | 925.5627 | 925.5627 | 925.5627 | 925.5627 | 925.5627 | 925.5627 | 925.5627 | 925.5627 | 925.5627 | 925.5627 | 925.5627 | 925.5627 | 925.5627 | 925.5627 | 925.5627 | 925.5627 | 925.5627 | 925.5627 | 925.5627 | 925.5627
[10 empty] | 0.11562 | 0.11562 | 0.11562 | 0.11562 | 0.11562 | 0.11562 | 0.11562 | 0.11562 | 0.11562 | 0.11562 | 0.11562 | 0.11562 | 0.11562 | 0.11562 | 0.11562 | 0.11562 | 0.11562 | 0.11562 | 0.11562 | 0.11562 | 0.11562 | 0.11562 | 0.11562 | 0.11562 | 0.11562 | 0.11562 | 0.11562 | 0.11562
[10 empty] | 0.11562 | 0.11562 | 0.11562 | 0.11562 | 0.11562 | 0.11562 | 0.11562 | 0.11562 | 0.11562 | 0.11562 | 0.11562 | 0.11562 | 0.11562 | 0.11562 | 0.11562 | 0.11562 | 0.11562 | 0.11562 | 0.11562 | 0.11562 | 0.11562 | 0.11562 | 0.11562 | 0.11562 | 0.11562 | 0.11562 | 0.11562 | 0.11562
[10 empty] | 4667.2166 | 4659.7491 | 4652.2935 | 4644.8498 | 4637.4181 | 4629.9982 | 4622.5902 | 4615.1941 | 4607.8097 | 4600.4372 | 4593.0765 | 4585.7276 | 4578.3905 | 4571.065 | 4563.7513 | 4556.4493 | 4549.159 | 4541.8804 | 4534.6133 | 4527.358 | 4520.1142 | 4512.882 | 4505.6614 | 4498.4523 | 4491.2548 | 4484.0688 | 4476.8943 | 4469.7313
[10 empty] | 2.3565 | 2.3558 | 2.3552 | 2.3545 | 2.3539 | 2.3532 | 2.3525 | 2.3518 | 2.3512 | 2.3505 | 2.3498 | 2.3491 | 2.3484 | 2.3477 | 2.347 | 2.3463 | 2.3456 | 2.3446 | 2.3434 | 2.3419 | 2.3402 | 2.3384 | 2.3363 | 2.3341 | 2.3318 | 2.3293 | 2.3268 | 2.3241
[10 empty] | 0.29438 | 0.2943 | 0.29422 | 0.29413 | 0.29405 | 0.29397 | 0.29388 | 0.2938 | 0.29372 | 0.29363 | 0.29355 | 0.29346 | 0.29337 | 0.29329 | 0.2932 | 0.29311 | 0.29302 | 0.2929 | 0.29274 | 0.29256 | 0.29235 | 0.29212 | 0.29186 | 0.29159 | 0.2913 | 0.29099 | 0.29067 | 0.29033
[10 empty] | 0.29438 | 0.2943 | 0.29422 | 0.29413 | 0.29405 | 0.29397 | 0.29388 | 0.2938 | 0.29372 | 0.29363 | 0.29355 | 0.29346 | 0.29337 | 0.29329 | 0.2932 | 0.29311 | 0.29302 | 0.2929 | 0.29274 | 0.29256 | 0.29235 | 0.29212 | 0.29186 | 0.29159 | 0.2913 | 0.29099 | 0.29067 | 0.29033
[10 empty] | 0 | 179.2211 | 178.9344 | 178.6481 | 178.3622 | 178.0769 | 177.7919 | 177.5075 | 177.2235 | 176.9399 | 176.6568 | 176.3741 | 176.0919 | 175.8102 | 175.5289 | 175.2481 | 174.9677 | 174.6877 | 174.4082 | 174.1292 | 173.8505 | 173.5724 | 173.2947 | 173.0174 | 172.7406 | 172.4642 | 172.1882 | 171.9127
[10 empty] | 522.3103 | 522.3103 | 522.3103 | 522.3103 | 522.3103 | 522.3103 | 522.3103 | 522.3103 | 522.3103 | 522.3103 | 522.3103 | 522.3103 | 522.3103 | 522.3103 | 522.3103 | 522.3103 | 522.3103 | 522.3103 | 522.3103 | 522.3103 | 522.3103 | 522.3103 | 522.3103 | 522.3103 | 522.3103 | 522.3103 | 522.3103 | 522.3103
[10 empty] | 0.065249 | 0.065249 | 0.065249 | 0.065249 | 0.065249 | 0.065249 | 0.065249 | 0.065249 | 0.065249 | 0.065249 | 0.065249 | 0.065249 | 0.065249 | 0.065249 | 0.065249 | 0.065249 | 0.065249 | 0.065249 | 0.065249 | 0.065249 | 0.065249 | 0.065249 | 0.065249 | 0.065249 | 0.065249 | 0.065249 | 0.065249 | 0.065249
[10 empty] | 0.065249 | 0.065249 | 0.065249 | 0.065249 | 0.065249 | 0.065249 | 0.065249 | 0.065249 | 0.065249 | 0.065249 | 0.065249 | 0.065249 | 0.065249 | 0.065249 | 0.065249 | 0.065249 | 0.065249 | 0.065249 | 0.065249 | 0.065249 | 0.065249 | 0.065249 | 0.065249 | 0.065249 | 0.065249 | 0.065249 | 0.065249 | 0.065249
[10 empty] | 77801.7951 | 77677.3122 | 77553.0285 | 77428.9437 | 77305.0574 | 77181.3693 | 77057.8791 | 76934.5865 | 76811.4911 | 76688.5928 | 76565.891 | 76443.3856 | 76321.0762 | 76198.9625 | 76077.0441 | 75955.3208 | 75833.7923 | 75712.4583 | 75591.3183 | 75470.3722 | 75349.6196 | 75229.0602 | 75108.6937 | 74988.5198 | 74868.5382 | 74748.7485 | 74629.1505 | 74509.7439
[10 empty] | 16.4544 | 16.4281 | 16.4018 | 16.3756 | 16.3494 | 16.3232 | 16.2971 | 16.271 | 16.245 | 16.219 | 16.193 | 16.1671 | 16.1413 | 16.1154 | 16.0896 | 16.0639 | 16.0382 | 16.0125 | 15.9869 | 15.9613 | 15.9358 | 15.9103 | 15.8848 | 15.8594 | 15.8341 | 15.8087 | 15.7834 | 15.7582
[10 empty] | 2.0555 | 2.0523 | 2.049 | 2.0457 | 2.0424 | 2.0392 | 2.0359 | 2.0326 | 2.0294 | 2.0261 | 2.0229 | 2.0197 | 2.0164 | 2.0132 | 2.01 | 2.0068 | 2.0035 | 2.0003 | 1.9971 | 1.9939 | 1.9908 | 1.9876 | 1.9844 | 1.9812 | 1.978 | 1.9749 | 1.9717 | 1.9686
[10 empty] | 2.0555 | 2.0523 | 2.049 | 2.0457 | 2.0424 | 2.0392 | 2.0359 | 2.0326 | 2.0294 | 2.0261 | 2.0229 | 2.0197 | 2.0164 | 2.0132 | 2.01 | 2.0068 | 2.0035 | 2.0003 | 1.9971 | 1.9939 | 1.9908 | 1.9876 | 1.9844 | 1.9812 | 1.978 | 1.9749 | 1.9717 | 1.9686
[10 empty] | 0 | 8630.8125 | 8617.0032 | 8603.216 | 8589.4508 | 8575.7077 | 8561.9866 | 8548.2874 | 8534.6101 | 8520.9548 | 8507.3212 | 10968.4125 | 10597.8997 | 10278.8871 | 10355.7848 | 10368.9149 | 10334.7965 | 10316.5316 | 10302.7678 | 10286.1384 | 10269.3107 | 10962.522 | 10742.6146 | 10566.6283 | 10627.9525 | 10630.9184 | 10594.8946 | 10577.3151
[10 empty] | 211.4914 | 211.4914 | 211.4914 | 211.4914 | 211.4914 | 211.4914 | 211.4914 | 211.4914 | 211.4914 | 211.4914 | 211.4914 | 211.4914 | 211.4914 | 211.4914 | 211.4914 | 211.4914 | 211.4914 | 211.4914 | 211.4914 | 211.4914 | 211.4914 | 211.4914 | 211.4914 | 211.4914 | 211.4914 | 211.4914 | 211.4914 | 211.4914
[10 empty] | 0.02642 | 0.02642 | 0.02642 | 0.02642 | 0.02642 | 0.02642 | 0.02642 | 0.02642 | 0.02642 | 0.02642 | 0.02642 | 0.02642 | 0.02642 | 0.02642 | 0.02642 | 0.02642 | 0.02642 | 0.02642 | 0.02642 | 0.02642 | 0.02642 | 0.02642 | 0.02642 | 0.02642 | 0.02642 | 0.02642 | 0.02642 | 0.02642
[10 empty] | 0.02642 | 0.02642 | 0.02642 | 0.02642 | 0.02642 | 0.02642 | 0.02642 | 0.02642 | 0.02642 | 0.02642 | 0.02642 | 0.02642 | 0.02642 | 0.02642 | 0.02642 | 0.02642 | 0.02642 | 0.02642 | 0.02642 | 0.02642 | 0.02642 | 0.02642 | 0.02642 | 0.02642 | 0.02642 | 0.02642 | 0.02642 | 0.02642
[10 empty] | 3543.64 | 5597.2213 | 7270.6433 | 8551.0346 | 9418.7205 | 9972.1295 | 10630.4981 | 11429.7932 | 12368.8728 | 13445.8069 | 14622.9572 | 15896.9098 | 17266.5313 | 18700.7427 | 20183.7493 | 21699.4169 | 23252.8063 | 24816.766 | 26373.3064 | 27933.0479 | 29488.852 | 31032.9866 | 32565.03 | 34088.4905 | 35619.163 | 37154.1247 | 38690.5209 | 40224.2217
[10 empty] | 0 | 0 | 0 | 0 | 0 | 0 | 0 | 0 | 0 | 0 | 0 | 0 | 0 | 0 | 0 | 0 | 0 | 0 | 0 | 0 | 0 | 0 | 0 | 0 | 0 | 0 | 0 | 0
[10 empty] | 0 | 0 | 0 | 0 | 0 | 0 | 0 | 0 | 0 | 0 | 0 | 0 | 0 | 0 | 0 | 0 | 0 | 0 | 0 | 0 | 0 | 0 | 0 | 0 | 0 | 0 | 0 | 0
[10 empty] | 0 | 0 | 0 | 0 | 0 | 0 | 0 | 0 | 0 | 0 | 0 | 0 | 0 | 0 | 0 | 0 | 0 | 0 | 0 | 0 | 0 | 0 | 0 | 0 | 0 | 0 | 0 | 0
[10 empty] | 0 | 2074.5968 | 1694.4375 | 1301.4068 | 888.7013 | 574.4245 | 679.384 | 821.4886 | 962.2547 | 1100.9273 | 1201.8253 | 1299.1956 | 1412.3244 | 1491.4644 | 1552.3845 | 1595.1496 | 1641.2916 | 1691.4102 | 1716.948 | 1747.6132 | 1766.5626 | 1773.9654 | 1753.4383 | 1737.8254 | 1739.1792 | 1738.5864 | 1735.9528 | 2045.764
[10 empty] | 0 | 0 | 0 | 0 | 0 | 0 | 0 | 0 | 0 | 0 | 0 | 0 | 0 | 0 | 0 | 0 | 0 | 0 | 0 | 0 | 0 | 0 | 0 | 0 | 0 | 0 | 0 | 0
[10 empty] | 0 | 0 | 0 | 0 | 0 | 0 | 0 | 0 | 0 | 0 | 0 | 0 | 0 | 0 | 0 | 0 | 0 | 0 | 0 | 0 | 0 | 0 | 0 | 0 | 0 | 0 | 0 | 0
[10 empty] | 0 | 0 | 0 | 0 | 0 | 0 | 0 | 0 | 0 | 0 | 0 | 0 | 0 | 0 | 0 | 0 | 0 | 0 | 0 | 0 | 0 | 0 | 0 | 0 | 0 | 0 | 0 | 0
[10 empty] | 3543.64 | 5597.2213 | 7270.6433 | 8551.0346 | 9418.7205 | 9972.1295 | 10630.4981 | 11429.7932 | 12368.8728 | 13445.8069 | 14622.9572 | 15896.9098 | 17266.5313 | 18700.7427 | 20183.7493 | 21699.4169 | 23252.8063 | 24816.766 | 26373.3064 | 27933.0479 | 29488.852 | 31032.9866 | 32565.03 | 34088.4905 | 35619.163 | 37154.1247 | 38690.5209 | 40224.2217
[10 empty] | 0 | 0 | 0 | 0 | 0 | 0 | 0 | 0 | 0 | 0 | 0 | 0 | 0 | 0 | 0 | 0 | 0 | 0 | 0 | 0 | 0 | 0 | 0 | 0 | 0 | 0 | 0 | 0
[10 empty] | 0 | 0 | 0 | 0 | 0 | 0 | 0 | 0 | 0 | 0 | 0 | 0 | 0 | 0 | 0 | 0 | 0 | 0 | 0 | 0 | 0 | 0 | 0 | 0 | 0 | 0 | 0 | 0
[10 empty] | 0 | 0 | 0 | 0 | 0 | 0 | 0 | 0 | 0 | 0 | 0 | 0 | 0 | 0 | 0 | 0 | 0 | 0 | 0 | 0 | 0 | 0 | 0 | 0 | 0 | 0 | 0 | 0
[10 empty] | 0 | 2074.5968 | 1694.4375 | 1301.4068 | 888.7013 | 574.4245 | 679.384 | 821.4886 | 962.2547 | 1100.9273 | 1201.8253 | 1299.1956 | 1412.3244 | 1491.4644 | 1552.3845 | 1595.1496 | 1641.2916 | 1691.4102 | 1716.948 | 1747.6132 | 1766.5626 | 1773.9654 | 1753.4383 | 1737.8254 | 1739.1792 | 1738.5864 | 1735.9528 | 2045.764
[10 empty] | 0 | 0 | 0 | 0 | 0 | 0 | 0 | 0 | 0 | 0 | 0 | 0 | 0 | 0 | 0 | 0 | 0 | 0 | 0 | 0 | 0 | 0 | 0 | 0 | 0 | 0 | 0 | 0
[10 empty] | 0 | 0 | 0 | 0 | 0 | 0 | 0 | 0 | 0 | 0 | 0 | 0 | 0 | 0 | 0 | 0 | 0 | 0 | 0 | 0 | 0 | 0 | 0 | 0 | 0 | 0 | 0 | 0
[10 empty] | 0 | 0 | 0 | 0 | 0 | 0 | 0 | 0 | 0 | 0 | 0 | 0 | 0 | 0 | 0 | 0 | 0 | 0 | 0 | 0 | 0 | 0 | 0 | 0 | 0 | 0 | 0 | 0
[10 empty] | 3543.64 | 5597.2213 | 7270.6433 | 8551.0346 | 9418.7205 | 9972.1295 | 10630.4981 | 11429.7932 | 12368.8728 | 13445.8069 | 14622.9572 | 15896.9098 | 17266.5313 | 18700.7427 | 20183.7493 | 21699.4169 | 23252.8063 | 24816.766 | 26373.3064 | 27933.0479 | 29488.852 | 31032.9866 | 32565.03 | 34088.4905 | 35619.163 | 37154.1247 | 38690.5209 | 40224.2217
[10 empty] | 0 | 0 | 0 | 0 | 0 | 0 | 0 | 0 | 0 | 0 | 0 | 0 | 0 | 0 | 0 | 0 | 0 | 0 | 0 | 0 | 0 | 0 | 0 | 0 | 0 | 0 | 0 | 0
[10 empty] | 0 | 0 | 0 | 0 | 0 | 0 | 0 | 0 | 0 | 0 | 0 | 0 | 0 | 0 | 0 | 0 | 0 | 0 | 0 | 0 | 0 | 0 | 0 | 0 | 0 | 0 | 0 | 0
[10 empty] | 0 | 0 | 0 | 0 | 0 | 0 | 0 | 0 | 0 | 0 | 0 | 0 | 0 | 0 | 0 | 0 | 0 | 0 | 0 | 0 | 0 | 0 | 0 | 0 | 0 | 0 | 0 | 0
[10 empty] | 0 | 2074.5968 | 1694.4375 | 1301.4068 | 888.7013 | 574.4245 | 679.384 | 821.4886 | 962.2547 | 1100.9273 | 1201.8253 | 1299.1956 | 1412.3244 | 1491.4644 | 1552.3845 | 1595.1496 | 1641.2916 | 1691.4102 | 1716.948 | 1747.6132 | 1766.5626 | 1773.9654 | 1753.4383 | 1737.8254 | 1739.1792 | 1738.5864 | 1735.9528 | 2045.764
[10 empty] | 0 | 0 | 0 | 0 | 0 | 0 | 0 | 0 | 0 | 0 | 0 | 0 | 0 | 0 | 0 | 0 | 0 | 0 | 0 | 0 | 0 | 0 | 0 | 0 | 0 | 0 | 0 | 0
[10 empty] | 0 | 0 | 0 | 0 | 0 | 0 | 0 | 0 | 0 | 0 | 0 | 0 | 0 | 0 | 0 | 0 | 0 | 0 | 0 | 0 | 0 | 0 | 0 | 0 | 0 | 0 | 0 | 0
[10 empty] | 0 | 0 | 0 | 0 | 0 | 0 | 0 | 0 | 0 | 0 | 0 | 0 | 0 | 0 | 0 | 0 | 0 | 0 | 0 | 0 | 0 | 0 | 0 | 0 | 0 | 0 | 0 | 0
[10 empty] | 3543.64 | 5597.2213 | 7270.6433 | 8551.0346 | 9418.7205 | 9972.1295 | 10630.4981 | 11429.7932 | 12368.8728 | 13445.8069 | 14622.9572 | 15896.9098 | 17266.5313 | 18700.7427 | 20183.7493 | 21699.4169 | 23252.8063 | 24816.766 | 26373.3064 | 27933.0479 | 29488.852 | 31032.9866 | 32565.03 | 34088.4905 | 35619.163 | 37154.1247 | 38690.5209 | 40224.2217
[10 empty] | 0 | 0 | 0 | 0 | 0 | 0 | 0 | 0 | 0 | 0 | 0 | 0 | 0 | 0 | 0 | 0 | 0 | 0 | 0 | 0 | 0 | 0 | 0 | 0 | 0 | 0 | 0 | 0
[10 empty] | 0 | 0 | 0 | 0 | 0 | 0 | 0 | 0 | 0 | 0 | 0 | 0 | 0 | 0 | 0 | 0 | 0 | 0 | 0 | 0 | 0 | 0 | 0 | 0 | 0 | 0 | 0 | 0
[10 empty] | 0 | 0 | 0 | 0 | 0 | 0 | 0 | 0 | 0 | 0 | 0 | 0 | 0 | 0 | 0 | 0 | 0 | 0 | 0 | 0 | 0 | 0 | 0 | 0 | 0 | 0 | 0 | 0
[10 empty] | 0 | 2074.5968 | 1694.4375 | 1301.4068 | 888.7013 | 574.4245 | 679.384 | 821.4886 | 962.2547 | 1100.9273 | 1201.8253 | 1299.1956 | 1412.3244 | 1491.4644 | 1552.3845 | 1595.1496 | 1641.2916 | 1691.4102 | 1716.948 | 1747.6132 | 1766.5626 | 1773.9654 | 1753.4383 | 1737.8254 | 1739.1792 | 1738.5864 | 1735.9528 | 2045.764
[10 empty] | 0 | 0 | 0 | 0 | 0 | 0 | 0 | 0 | 0 | 0 | 0 | 0 | 0 | 0 | 0 | 0 | 0 | 0 | 0 | 0 | 0 | 0 | 0 | 0 | 0 | 0 | 0 | 0
[10 empty] | 0 | 0 | 0 | 0 | 0 | 0 | 0 | 0 | 0 | 0 | 0 | 0 | 0 | 0 | 0 | 0 | 0 | 0 | 0 | 0 | 0 | 0 | 0 | 0 | 0 | 0 | 0 | 0
[10 empty] | 0 | 0 | 0 | 0 | 0 | 0 | 0 | 0 | 0 | 0 | 0 | 0 | 0 | 0 | 0 | 0 | 0 | 0 | 0 | 0 | 0 | 0 | 0 | 0 | 0 | 0 | 0 | 0
[10 empty] | 3543.64 | 5597.2213 | 7270.6433 | 8551.0346 | 9418.7205 | 9972.1295 | 10630.4981 | 11429.7932 | 12368.8728 | 13445.8069 | 14622.9572 | 15896.9098 | 17266.5313 | 18700.7427 | 20183.7493 | 21699.4169 | 23252.8063 | 24816.766 | 26373.3064 | 27933.0479 | 29488.852 | 31032.9866 | 32565.03 | 34088.4905 | 35619.163 | 37154.1247 | 38690.5209 | 40224.2217
[10 empty] | 0 | 0 | 0 | 0 | 0 | 0 | 0 | 0 | 0 | 0 | 0 | 0 | 0 | 0 | 0 | 0 | 0 | 0 | 0 | 0 | 0 | 0 | 0 | 0 | 0 | 0 | 0 | 0
[10 empty] | 0 | 0 | 0 | 0 | 0 | 0 | 0 | 0 | 0 | 0 | 0 | 0 | 0 | 0 | 0 | 0 | 0 | 0 | 0 | 0 | 0 | 0 | 0 | 0 | 0 | 0 | 0 | 0
[10 empty] | 0 | 0 | 0 | 0 | 0 | 0 | 0 | 0 | 0 | 0 | 0 | 0 | 0 | 0 | 0 | 0 | 0 | 0 | 0 | 0 | 0 | 0 | 0 | 0 | 0 | 0 | 0 | 0
[10 empty] | 0 | 2074.5968 | 1694.4375 | 1301.4068 | 888.7013 | 574.4245 | 679.384 | 821.4886 | 962.2547 | 1100.9273 | 1201.8253 | 1299.1956 | 1412.3244 | 1491.4644 | 1552.3845 | 1595.1496 | 1641.2916 | 1691.4102 | 1716.948 | 1747.6132 | 1766.5626 | 1773.9654 | 1753.4383 | 1737.8254 | 1739.1792 | 1738.5864 | 1735.9528 | 2045.764
[10 empty] | 0 | 0 | 0 | 0 | 0 | 0 | 0 | 0 | 0 | 0 | 0 | 0 | 0 | 0 | 0 | 0 | 0 | 0 | 0 | 0 | 0 | 0 | 0 | 0 | 0 | 0 | 0 | 0
[10 empty] | 0 | 0 | 0 | 0 | 0 | 0 | 0 | 0 | 0 | 0 | 0 | 0 | 0 | 0 | 0 | 0 | 0 | 0 | 0 | 0 | 0 | 0 | 0 | 0 | 0 | 0 | 0 | 0
[10 empty] | 0 | 0 | 0 | 0 | 0 | 0 | 0 | 0 | 0 | 0 | 0 | 0 | 0 | 0 | 0 | 0 | 0 | 0 | 0 | 0 | 0 | 0 | 0 | 0 | 0 | 0 | 0 | 0
[10 empty] | 3543.64 | 5597.2213 | 7270.6433 | 8551.0346 | 9418.7205 | 9972.1295 | 10630.4981 | 11429.7932 | 12368.8728 | 13445.8069 | 14622.9572 | 15896.9098 | 17266.5313 | 18700.7427 | 20183.7493 | 21699.4169 | 23252.8063 | 24816.766 | 26373.3064 | 27933.0479 | 29488.852 | 31032.9866 | 32565.03 | 34088.4905 | 35619.163 | 37154.1247 | 38690.5209 | 40224.2217
[10 empty] | 0 | 0 | 0 | 0 | 0 | 0 | 0 | 0 | 0 | 0 | 0 | 0 | 0 | 0 | 0 | 0 | 0 | 0 | 0 | 0 | 0 | 0 | 0 | 0 | 0 | 0 | 0 | 0
[10 empty] | 0 | 0 | 0 | 0 | 0 | 0 | 0 | 0 | 0 | 0 | 0 | 0 | 0 | 0 | 0 | 0 | 0 | 0 | 0 | 0 | 0 | 0 | 0 | 0 | 0 | 0 | 0 | 0
[10 empty] | 0 | 0 | 0 | 0 | 0 | 0 | 0 | 0 | 0 | 0 | 0 | 0 | 0 | 0 | 0 | 0 | 0 | 0 | 0 | 0 | 0 | 0 | 0 | 0 | 0 | 0 | 0 | 0
[10 empty] | 0 | 2074.5968 | 1694.4375 | 1301.4068 | 888.7013 | 574.4245 | 679.384 | 821.4886 | 962.2547 | 1100.9273 | 1201.8253 | 1299.1956 | 1412.3244 | 1491.4644 | 1552.3845 | 1595.1496 | 1641.2916 | 1691.4102 | 1716.948 | 1747.6132 | 1766.5626 | 1773.9654 | 1753.4383 | 1737.8254 | 1739.1792 | 1738.5864 | 1735.9528 | 2045.764
[10 empty] | 0 | 0 | 0 | 0 | 0 | 0 | 0 | 0 | 0 | 0 | 0 | 0 | 0 | 0 | 0 | 0 | 0 | 0 | 0 | 0 | 0 | 0 | 0 | 0 | 0 | 0 | 0 | 0
[10 empty] | 0 | 0 | 0 | 0 | 0 | 0 | 0 | 0 | 0 | 0 | 0 | 0 | 0 | 0 | 0 | 0 | 0 | 0 | 0 | 0 | 0 | 0 | 0 | 0 | 0 | 0 | 0 | 0
[10 empty] | 0 | 0 | 0 | 0 | 0 | 0 | 0 | 0 | 0 | 0 | 0 | 0 | 0 | 0 | 0 | 0 | 0 | 0 | 0 | 0 | 0 | 0 | 0 | 0 | 0 | 0 | 0 | 0
[10 empty] | 3543.64 | 5597.2213 | 7270.6433 | 8551.0346 | 9418.7205 | 9972.1295 | 10630.4981 | 11429.7932 | 12368.8728 | 13445.8069 | 14622.9572 | 15896.9098 | 17266.5313 | 18700.7427 | 20183.7493 | 21699.4169 | 23252.8063 | 24816.766 | 26373.3064 | 27933.0479 | 29488.852 | 31032.9866 | 32565.03 | 34088.4905 | 35619.163 | 37154.1247 | 38690.5209 | 40224.2217
[10 empty] | 0 | 0 | 0 | 0 | 0 | 0 | 0 | 0 | 0 | 0 | 0 | 0 | 0 | 0 | 0 | 0 | 0 | 0 | 0 | 0 | 0 | 0 | 0 | 0 | 0 | 0 | 0 | 0
[10 empty] | 0 | 0 | 0 | 0 | 0 | 0 | 0 | 0 | 0 | 0 | 0 | 0 | 0 | 0 | 0 | 0 | 0 | 0 | 0 | 0 | 0 | 0 | 0 | 0 | 0 | 0 | 0 | 0
[10 empty] | 0 | 0 | 0 | 0 | 0 | 0 | 0 | 0 | 0 | 0 | 0 | 0 | 0 | 0 | 0 | 0 | 0 | 0 | 0 | 0 | 0 | 0 | 0 | 0 | 0 | 0 | 0 | 0
[10 empty] | 0 | 2074.5968 | 1694.4375 | 1301.4068 | 888.7013 | 574.4245 | 679.384 | 821.4886 | 962.2547 | 1100.9273 | 1201.8253 | 1299.1956 | 1412.3244 | 1491.4644 | 1552.3845 | 1595.1496 | 1641.2916 | 1691.4102 | 1716.948 | 1747.6132 | 1766.5626 | 1773.9654 | 1753.4383 | 1737.8254 | 1739.1792 | 1738.5864 | 1735.9528 | 2045.764
[10 empty] | 0 | 0 | 0 | 0 | 0 | 0 | 0 | 0 | 0 | 0 | 0 | 0 | 0 | 0 | 0 | 0 | 0 | 0 | 0 | 0 | 0 | 0 | 0 | 0 | 0 | 0 | 0 | 0
[10 empty] | 0 | 0 | 0 | 0 | 0 | 0 | 0 | 0 | 0 | 0 | 0 | 0 | 0 | 0 | 0 | 0 | 0 | 0 | 0 | 0 | 0 | 0 | 0 | 0 | 0 | 0 | 0 | 0
[10 empty] | 0 | 0 | 0 | 0 | 0 | 0 | 0 | 0 | 0 | 0 | 0 | 0 | 0 | 0 | 0 | 0 | 0 | 0 | 0 | 0 | 0 | 0 | 0 | 0 | 0 | 0 | 0 | 0
[10 empty] | 3543.64 | 5597.2213 | 7270.6433 | 8551.0346 | 9418.7205 | 9972.1295 | 10630.4981 | 11429.7932 | 12368.8728 | 13445.8069 | 14622.9572 | 15896.9098 | 17266.5313 | 18700.7427 | 20183.7493 | 21699.4169 | 23252.8063 | 24816.766 | 26373.3064 | 27933.0479 | 29488.852 | 31032.9866 | 32565.03 | 34088.4905 | 35619.163 | 37154.1247 | 38690.5209 | 40224.2217
[10 empty] | 0 | 0 | 0 | 0 | 0 | 0 | 0 | 0 | 0 | 0 | 0 | 0 | 0 | 0 | 0 | 0 | 0 | 0 | 0 | 0 | 0 | 0 | 0 | 0 | 0 | 0 | 0 | 0
[10 empty] | 0 | 0 | 0 | 0 | 0 | 0 | 0 | 0 | 0 | 0 | 0 | 0 | 0 | 0 | 0 | 0 | 0 | 0 | 0 | 0 | 0 | 0 | 0 | 0 | 0 | 0 | 0 | 0
[10 empty] | 0 | 0 | 0 | 0 | 0 | 0 | 0 | 0 | 0 | 0 | 0 | 0 | 0 | 0 | 0 | 0 | 0 | 0 | 0 | 0 | 0 | 0 | 0 | 0 | 0 | 0 | 0 | 0
[10 empty] | 0 | 2074.5968 | 1694.4375 | 1301.4068 | 888.7013 | 574.4245 | 679.384 | 821.4886 | 962.2547 | 1100.9273 | 1201.8253 | 1299.1956 | 1412.3244 | 1491.4644 | 1552.3845 | 1595.1496 | 1641.2916 | 1691.4102 | 1716.948 | 1747.6132 | 1766.5626 | 1773.9654 | 1753.4383 | 1737.8254 | 1739.1792 | 1738.5864 | 1735.9528 | 2045.764
[10 empty] | 0 | 0 | 0 | 0 | 0 | 0 | 0 | 0 | 0 | 0 | 0 | 0 | 0 | 0 | 0 | 0 | 0 | 0 | 0 | 0 | 0 | 0 | 0 | 0 | 0 | 0 | 0 | 0
[10 empty] | 0 | 0 | 0 | 0 | 0 | 0 | 0 | 0 | 0 | 0 | 0 | 0 | 0 | 0 | 0 | 0 | 0 | 0 | 0 | 0 | 0 | 0 | 0 | 0 | 0 | 0 | 0 | 0
[10 empty] | 0 | 0 | 0 | 0 | 0 | 0 | 0 | 0 | 0 | 0 | 0 | 0 | 0 | 0 | 0 | 0 | 0 | 0 | 0 | 0 | 0 | 0 | 0 | 0 | 0 | 0 | 0 | 0
[10 empty] | 3543.64 | 5597.2213 | 7270.6433 | 8551.0346 | 9418.7205 | 9972.1295 | 10630.4981 | 11429.7932 | 12368.8728 | 13445.8069 | 14622.9572 | 15896.9098 | 17266.5313 | 18700.7427 | 20183.7493 | 20183.7493 | 21699.4169 | 23263.3766 | 24819.917 | 26379.6585 | 27935.4626 | 29479.5972 | 31011.6406 | 32535.1011 | 34065.7736 | 34065.7736 | 35600.7352 | 37134.4361
[10 empty] | -30.7677 | -30.7677 | -30.7677 | -30.7677 | -30.7677 | -30.7677 | -30.7677 | -30.7677 | -30.7677 | -30.7677 | -30.7677 | -30.7677 | -30.7677 | -30.7677 | -30.7677 | -30.7677 | -30.7677 | -30.7677 | -30.7677 | -30.7677 | -30.2132 | -29.019 | -26.381 | -23.9827 | -21.8024 | -21.8024 | -19.8204 | -18.0185
[10 empty] | 0 | 0 | 0 | 0 | 0 | 0 | 0 | 0 | 0 | 0 | 0 | 0 | 0 | 0 | 0 | 0 | 0 | 0 | 0 | 0 | 0 | 0 | 0 | 0 | 0 | 0 | 0 | 0
[10 empty] | 0 | 0 | 0 | 0 | 0 | 0 | 0 | 0 | 0 | 0 | 0 | 0 | 0 | 0 | 0 | 0 | 0 | 0 | 0 | 0 | 0 | 0 | 0 | 0 | 0 | 0 | 0 | 0
[10 empty] | 0 | 2053.5813 | 1673.422 | 1280.3913 | 867.6858 | 553.4091 | 658.3686 | 799.2951 | 939.0796 | 1076.9341 | 1177.1503 | 1273.9526 | 1369.6214 | 1434.2114 | 1483.0066 | 1483.0066 | 1515.6676 | 1563.9597 | 1556.5404 | 1559.7415 | 1620.7651 | 1683.0095 | 1835.662 | 1986.1666 | 2103.4437 | 2103.4437 | 2172.0619 | 2191.7634
[10 empty] | 0 | 0 | 0 | 0 | 0 | 0 | 0 | 0 | 0 | 0 | 0 | 0 | 0 | 0 | 0 | 0 | 0 | 0 | 0 | 0 | 0 | 0 | 0 | 0 | 0 | 0 | 0 | 0
[10 empty] | 0 | 0 | 0 | 0 | 0 | 0 | 0 | 0 | 0 | 0 | 0 | 0 | 0 | 0 | 0 | 0 | 0 | 0 | 0 | 0 | 0 | 0 | 0 | 0 | 0 | 0 | 0 | 0
[10 empty] | 0 | 0 | 0 | 0 | 0 | 0 | 0 | 0 | 0 | 0 | 0 | 0 | 0 | 0 | 0 | 0 | 0 | 0 | 0 | 0 | 0 | 0 | 0 | 0 | 0 | 0 | 0 | 0
[10 empty] | 0 | 36.0003 | 82.6804 | 131.5023 | 181.5882 | 232.9997 | 285.8014 | 345.4514 | 406.6594 | 469.4565 | 533.8747 | 599.9461 | 667.7038 | 737.1812 | 808.4125 | 881.4323 | 956.2761 | 1032.9798 | 1111.5799 | 1192.1138 | 1274.6194 | 1359.1352 | 1445.7005 | 1534.3553 | 1625.1403 | 1718.0968 | 1813.267 | 1910.6938
[10 empty] | 0 | 0 | 0 | 0 | 0 | 0 | 0 | 0 | 0 | 0 | 0 | 0 | 0 | 0 | 0 | 0 | 0 | 0 | 0 | 0 | 0 | 0 | 0 | 0 | 0 | 0 | 0 | 0
[10 empty] | 0 | 0 | 0 | 0 | 0 | 0 | 0 | 0 | 0 | 0 | 0 | 0 | 0 | 0 | 0 | 0 | 0 | 0 | 0 | 0 | 0 | 0 | 0 | 0 | 0 | 0 | 0 | 0
[10 empty] | 0 | 0 | 0 | 0 | 0 | 0 | 0 | 0 | 0 | 0 | 0 | 0 | 0 | 0 | 0 | 0 | 0 | 0 | 0 | 0 | 0 | 0 | 0 | 0 | 0 | 0 | 0 | 0
[10 empty] | 0 | 36.0003 | 46.68 | 48.8219 | 50.0858 | 51.4116 | 52.8016 | 59.65 | 61.208 | 62.7972 | 64.4181 | 66.0714 | 67.7577 | 69.4774 | 76.3742 | 84.0966 | 91.3127 | 97.975 | 104.1773 | 110.0002 | 116.2838 | 132.7016 | 139.95 | 144.2398 | 148.2363 | 152.2664 | 156.3376 | 162.7619
[10 empty] | 0 | 0 | 0 | 0 | 0 | 0 | 0 | 0 | 0 | 0 | 0 | 0 | 0 | 0 | 0 | 0 | 0 | 0 | 0 | 0 | 0 | 0 | 0 | 0 | 0 | 0 | 0 | 0
[10 empty] | 0 | 0 | 0 | 0 | 0 | 0 | 0 | 0 | 0 | 0 | 0 | 0 | 0 | 0 | 0 | 0 | 0 | 0 | 0 | 0 | 0 | 0 | 0 | 0 | 0 | 0 | 0 | 0
[10 empty] | 0 | 0 | 0 | 0 | 0 | 0 | 0 | 0 | 0 | 0 | 0 | 0 | 0 | 0 | 0 | 0 | 0 | 0 | 0 | 0 | 0 | 0 | 0 | 0 | 0 | 0 | 0 | 0
[10 empty] | 110360.6814 | 110184.1043 | 110007.8097 | 109831.7972 | 109656.0663 | 109480.6166 | 109305.4476 | 109130.5589 | 108955.95 | 108781.6205 | 108607.5699 | 108433.7978 | 108260.3037 | 108087.0872 | 107914.1479 | 107741.4853 | 107569.0989 | 107396.9883 | 107225.1531 | 107053.5929 | 106882.3071 | 106711.2955 | 106540.5574
[10 empty] | 89.7294 | 87.1253 | 86.8852 | 80.728 | 72.0759 | 62.8872 | 53.4971 | 42.8051 | 35.6082 | 31.953 | 29.1132 | 27.1745 | 25.8307 | 24.5868 | 23.5063 | 22.5829 | 21.9111 | 21.2015 | 20.5647 | 20.0313 | 19.7441 | 19.4363 | 19.151
[10 empty] | 5.9784 | 5.8049 | 5.7889 | 5.3787 | 4.8022 | 4.19 | 3.5644 | 2.852 | 2.3725 | 2.1289 | 1.9397 | 1.8106 | 1.721 | 1.6382 | 1.5662 | 1.5046 | 1.4599 | 1.4126 | 1.3702 | 1.3346 | 1.3155 | 1.295 | 1.276
[10 empty] | 32.547 | 31.6024 | 31.5153 | 29.282 | 26.1436 | 22.8107 | 19.4047 | 15.5264 | 12.916 | 11.5901 | 10.5601 | 9.8568 | 9.3694 | 8.9182 | 8.5263 | 8.1914 | 7.9477 | 7.6903 | 7.4593 | 7.2658 | 7.1616 | 7.05 | 6.9465
[10 empty] | 0 | 31830.9635 | 23631.3073 | 18169.7047 | 16564.996 | 14288.2559 | 14975.7078 | 16836.7985 | 12148.6126 | 10932.8055 | 8909.1568 | 6446.1087 | 8096.7757 | 8971.6234 | 9227.8646 | 10893.8339 | 10837.8953 | 12953.4448 | 12101.4552 | 10981.1316 | 10426.8739 | 10404.53 | 9251.2434
[10 empty] | 793.5276 | 777.0043 | 774.1577 | 449.1475 | 446.6489 | 439.9062 | 249.7973 | 247.8371 | 245.7796 | 243.7849 | 220.6542 | 218.408 | 216.0334 | 213.7829 | 211.6938 | 209.6794 | 207.896 | 206.1641 | 204.5367 | 202.92 | 201.2748 | 199.5677 | 200.1477
[10 empty] | 0.052871 | 0.05177 | 0.05158 | 0.029926 | 0.029759 | 0.02931 | 0.016643 | 0.016513 | 0.016376 | 0.016243 | 0.014702 | 0.014552 | 0.014394 | 0.014244 | 0.014105 | 0.01397 | 0.013852 | 0.013736 | 0.013628 | 0.01352 | 0.01341 | 0.013297 | 0.013335
[10 empty] | 0.28783 | 0.28184 | 0.28081 | 0.16292 | 0.16201 | 0.15956 | 0.090607 | 0.089896 | 0.08915 | 0.088427 | 0.080037 | 0.079222 | 0.07836 | 0.077544 | 0.076786 | 0.076056 | 0.075409 | 0.074781 | 0.07419 | 0.073604 | 0.073007 | 0.072388 | 0.072598
[10 empty] | 110360.6814 | 110184.1043 | 110007.8097 | 109831.7972 | 109656.0663 | 109480.6166 | 109305.4476 | 109130.5589 | 108955.95 | 108781.6205 | 108607.5699 | 108433.7978 | 108260.3037 | 108087.0872 | 107914.1479 | 107741.4853 | 107569.0989 | 107396.9883 | 107225.1531 | 107053.5929 | 106882.3071 | 106711.2955 | 106540.5574
[10 empty] | 89.7294 | 87.1253 | 86.8852 | 77.3364 | 65.6424 | 53.9361 | 44.5762 | 34.4614 | 28.6173 | 26.7741 | 25.4288 | 24.8094 | 23.9366 | 22.8992 | 21.7752 | 20.6819 | 19.7891 | 18.5811 | 17.6385 | 16.9608 | 16.7629 | 16.5935 | 16.5048
[10 empty] | 5.9784 | 5.8049 | 5.7889 | 5.1527 | 4.3736 | 3.5936 | 2.97 | 2.2961 | 1.9067 | 1.7839 | 1.6943 | 1.653 | 1.5948 | 1.5257 | 1.4508 | 1.378 | 1.3185 | 1.238 | 1.1752 | 1.1301 | 1.1169 | 1.1056 | 1.0997
[10 empty] | 32.547 | 31.6024 | 31.5153 | 28.0517 | 23.8101 | 19.5639 | 16.1688 | 12.5 | 10.3802 | 9.7116 | 9.2236 | 8.999 | 8.6824 | 8.3061 | 7.8984 | 7.5018 | 7.178 | 6.7398 | 6.3979 | 6.1521 | 6.0803 | 6.0189 | 5.9867
[10 empty] | 0 | 31830.9635 | 23631.3073 | 18169.7047 | 16564.996 | 14288.2559 | 14069.2558 | 15424.8654 | 9558.2073 | 7129.5757 | 4980.1339 | 2097.6887 | 5164.2371 | 7328.3586 | 8628.7915 | 10808.4487 | 11369.6796 | 14729.5259 | 12758.2908 | 10589.876 | 8818.0146 | 8412.0621 | 6664.503
[10 empty] | 793.5276 | 777.0043 | 774.1577 | 262.4799 | 263.4537 | 264.1199 | 175.0723 | 175.5175 | 175.9255 | 176.3178 | 148.8588 | 149.1958 | 149.4272 | 149.7089 | 150.0804 | 150.4749 | 151.0117 | 151.5602 | 152.162 | 152.7467 | 153.2842 | 153.7461 | 154.193
[10 empty] | 0.052871 | 0.05177 | 0.05158 | 0.017488 | 0.017553 | 0.017598 | 0.011665 | 0.011694 | 0.011721 | 0.011748 | 0.0099181 | 0.0099405 | 0.009956 | 0.0099747 | 0.0099995 | 0.010026 | 0.010062 | 0.010098 | 0.010138 | 0.010177 | 0.010213 | 0.010244 | 0.010273
[10 empty] | 0.28783 | 0.28184 | 0.28081 | 0.095208 | 0.095561 | 0.095803 | 0.063503 | 0.063664 | 0.063812 | 0.063955 | 0.053995 | 0.054117 | 0.054201 | 0.054303 | 0.054438 | 0.054581 | 0.054776 | 0.054974 | 0.055193 | 0.055405 | 0.0556 | 0.055767 | 0.055929
[10 empty] | 110360.6814 | 110184.1043 | 110007.8097 | 109831.7972 | 109656.0663 | 109480.6166 | 109305.4476 | 109130.5589 | 108955.95 | 108781.6205 | 108607.5699 | 108433.7978 | 108260.3037 | 108087.0872 | 107914.1479 | 107741.4853 | 107569.0989 | 107396.9883 | 107225.1531 | 107053.5929 | 106882.3071 | 106711.2955 | 106540.5574
[10 empty] | 89.7294 | 87.1253 | 86.8852 | 77.3364 | 65.6424 | 53.9361 | 44.5762 | 34.4614 | 28.6173 | 26.7741 | 25.4288 | 24.8094 | 23.9366 | 22.8992 | 21.7752 | 20.6819 | 19.7891 | 18.5811 | 17.6385 | 16.9608 | 16.7629 | 16.5935 | 16.5048
[10 empty] | 5.9784 | 5.8049 | 5.7889 | 5.1527 | 4.3736 | 3.5936 | 2.97 | 2.2961 | 1.9067 | 1.7839 | 1.6943 | 1.653 | 1.5948 | 1.5257 | 1.4508 | 1.378 | 1.3185 | 1.238 | 1.1752 | 1.1301 | 1.1169 | 1.1056 | 1.0997
[10 empty] | 32.547 | 31.6024 | 31.5153 | 28.0517 | 23.8101 | 19.5639 | 16.1688 | 12.5 | 10.3802 | 9.7116 | 9.2236 | 8.999 | 8.6824 | 8.3061 | 7.8984 | 7.5018 | 7.178 | 6.7398 | 6.3979 | 6.1521 | 6.0803 | 6.0189 | 5.9867
[10 empty] | 0 | 31830.9635 | 23631.3073 | 18169.7047 | 16564.996 | 14288.2559 | 14069.2558 | 15424.8654 | 9558.2073 | 7129.5757 | 4980.1339 | 2097.6887 | 5164.2371 | 7328.3586 | 8628.7915 | 10808.4487 | 11369.6796 | 14729.5259 | 12758.2908 | 10589.876 | 8818.0146 | 8412.0621 | 6664.503
[10 empty] | 793.5276 | 777.0043 | 774.1577 | 262.4799 | 263.4537 | 264.1199 | 175.0723 | 175.5175 | 175.9255 | 176.3178 | 148.8588 | 149.1958 | 149.4272 | 149.7089 | 150.0804 | 150.4749 | 151.0117 | 151.5602 | 152.162 | 152.7467 | 153.2842 | 153.7461 | 154.193
[10 empty] | 0.052871 | 0.05177 | 0.05158 | 0.017488 | 0.017553 | 0.017598 | 0.011665 | 0.011694 | 0.011721 | 0.011748 | 0.0099181 | 0.0099405 | 0.009956 | 0.0099747 | 0.0099995 | 0.010026 | 0.010062 | 0.010098 | 0.010138 | 0.010177 | 0.010213 | 0.010244 | 0.010273
[10 empty] | 0.28783 | 0.28184 | 0.28081 | 0.095208 | 0.095561 | 0.095803 | 0.063503 | 0.063664 | 0.063812 | 0.063955 | 0.053995 | 0.054117 | 0.054201 | 0.054303 | 0.054438 | 0.054581 | 0.054776 | 0.054974 | 0.055193 | 0.055405 | 0.0556 | 0.055767 | 0.055929

## Raw Equipment Purchases (hidden)
Key | Sector | Segment | Vintage | End Use | Fuel | Technology | Equipment | Label | Potential | 2013 | 2014 | 2015 | 2016 | 2017 | 2018 | 2019 | 2020 | 2021 | 2022 | 2023 | 2024 | 2025 | 2026 | 2027 | 2028 | 2029 | 2030 | 2031 | 2032 | 2033 | 2034 | 2035 | 2036 | 2037 | 2038 | 2039 | 2040
[10 empty] | 0 | 222.7935 | 354.686 | 363.329 | 371.7453 | 0 | 0 | 0 | 0 | 0 | 0 | 0 | 0 | 0 | 0 | 0 | 0 | 0 | 0 | 0 | 0 | 0 | 0 | 0 | 0 | 0 | 0 | 0
[10 empty] | 0 | 68.5172 | 0 | 0 | 0 | 379.5877 | 386.9544 | 393.9299 | 400.5873 | 421.274 | 439.7191 | 474.3741 | 504.8293 | 531.7039 | 536.5507 | 542.8564 | 550.3272 | 558.7856 | 568.0307 | 577.9044 | 588.2844 | 699.6818 | 701.2181 | 705.9464 | 715.9026 | 729.6648 | 746.2334 | 762.1129
[10 empty] | 0 | 0 | 0 | 0 | 0 | 0 | 0 | 0 | 0 | 0 | 0 | 0 | 0 | 0 | 0 | 0 | 0 | 0 | 0 | 0 | 0 | 0 | 0 | 0 | 0 | 0 | 0 | 0
[10 empty] | 0 | 53.9887 | 0 | 0 | 0 | 0 | 0 | 0 | 0 | 0 | 0 | 0 | 0 | 0 | 0 | 0 | 0 | 0 | 0 | 0 | 0 | 0 | 0 | 0 | 0 | 0 | 0 | 0
[10 empty] | 0 | 0 | 0 | 0 | 0 | 0 | 0 | 0 | 0 | 0 | 0 | 0 | 0 | 0 | 0 | 0 | 0 | 0 | 0 | 0 | 0 | 0 | 0 | 0 | 0 | 0 | 0 | 0
[10 empty] | 0 | 0 | 0 | 0 | 0 | 0 | 0 | 0 | 0 | 0 | 0 | 0 | 0 | 0 | 0 | 0 | 0 | 0 | 0 | 0 | 0 | 0 | 0 | 0 | 0 | 0 | 0 | 0
[10 empty] | 0 | 0 | 0 | 0 | 0 | 0 | 0 | 0 | 0 | 0 | 0 | 0 | 0 | 0 | 0 | 0 | 0 | 0 | 0 | 0 | 0 | 0 | 0 | 0 | 0 | 0 | 0 | 0
[10 empty] | 0 | 0 | 0 | 0 | 0 | 0 | 0 | 0 | 0 | 0 | 0 | 0 | 0 | 0 | 0 | 0 | 0 | 0 | 0 | 0 | 0 | 0 | 0 | 0 | 0 | 0 | 0 | 0
[10 empty] | 0 | 0 | 0 | 0 | 0 | 0 | 0 | 0 | 0 | 0 | 0 | 0 | 0 | 0 | 0 | 0 | 0 | 0 | 0 | 0 | 0 | 0 | 0 | 0 | 0 | 0 | 0 | 0
[10 empty] | 0 | 0 | 0 | 0 | 0 | 0 | 0 | 0 | 0 | 0 | 0 | 0 | 0 | 0 | 0 | 0 | 0 | 0 | 0 | 0 | 0 | 0 | 0 | 0 | 0 | 0 | 0 | 0
[10 empty] | 0 | 719.1259 | 1925.5408 | 1504.7743 | 1224.3551 | 1224.7048 | 1224.2819 | 1462.5393 | 1620.0872 | 1723.9164 | 1987.6309 | 1955.6304 | 1796.0822 | 2093.2568 | 1674.0677 | 1435.5788 | 1382.1882 | 1452.734 | 1533.6543 | 1720.4112 | 1818.637 | 1821.2341 | 1951.6169 | 1843.4499 | 1668.3701 | 1622.7452 | 1476.8373 | 1441.1931
[10 empty] | 0 | 0 | 0 | 0 | 0 | 0 | 0 | 0 | 0 | 0 | 0 | 0 | 0 | 0 | 0 | 0 | 0 | 0 | 0 | 0 | 0 | 0 | 0 | 0 | 0 | 0 | 0 | 0
[10 empty] | 0 | 0 | 0 | 0 | 0 | 0 | 0 | 0 | 0 | 0 | 0 | 0 | 0 | 0 | 0 | 0 | 0 | 0 | 0 | 0 | 0 | 0 | 0 | 0 | 0 | 0 | 0 | 0
[10 empty] | 0 | 1838.0388 | 0 | 0 | 0 | 0 | 0 | 0 | 0 | 0 | 0 | 0 | 0 | 0 | 0 | 0 | 0 | 0 | 0 | 0 | 0 | 0 | 0 | 0 | 0 | 0 | 0 | 0
[10 empty] | 0 | 0 | 0 | 0 | 0 | 0 | 0 | 0 | 0 | 0 | 0 | 0 | 0 | 0 | 0 | 0 | 0 | 0 | 0 | 0 | 0 | 0 | 0 | 0 | 0 | 0 | 0 | 0
[10 empty] | 0 | 0 | 0 | 0 | 0 | 0 | 0 | 0 | 0 | 0 | 0 | 0 | 0 | 0 | 0 | 0 | 0 | 0 | 0 | 0 | 0 | 0 | 0 | 0 | 0 | 0 | 0 | 0
[10 empty] | 0 | 0 | 0 | 0 | 0 | 0 | 0 | 0 | 0 | 0 | 0 | 0 | 0 | 0 | 0 | 0 | 0 | 0 | 0 | 0 | 0 | 0 | 0 | 0 | 0 | 0 | 0 | 0
[10 empty] | 0 | 0 | 0 | 0 | 0 | 0 | 0 | 0 | 0 | 0 | 0 | 0 | 0 | 0 | 0 | 0 | 0 | 0 | 0 | 0 | 0 | 0 | 0 | 0 | 0 | 0 | 0 | 0
[10 empty] | 0 | 0 | 0 | 0 | 0 | 0 | 0 | 0 | 0 | 0 | 0 | 0 | 0 | 0 | 0 | 0 | 0 | 0 | 0 | 0 | 0 | 0 | 0 | 0 | 0 | 0 | 0 | 0
[10 empty] | 0 | 0 | 0 | 0 | 0 | 0 | 0 | 0 | 0 | 0 | 0 | 0 | 0 | 0 | 0 | 0 | 0 | 0 | 0 | 0 | 0 | 0 | 0 | 0 | 0 | 0 | 0 | 0
[10 empty] | 0 | 845.7116 | 2012.5554 | 2020.3402 | 2028.2511 | 2036.2904 | 2044.4601 | 2052.7623 | 2061.1992 | 2069.7729 | 2078.4856 | 2087.3397 | 2096.3374 | 2105.481 | 2182.2444 | 2250.614 | 2311.8308 | 2366.9589 | 2416.9113 | 2462.4711 | 2504.3103 | 3127.1462 | 3081.9761 | 3046.221 | 3018.5838 | 2997.9537 | 2983.3793 | 2983.6847
[10 empty] | 0 | 845.7116 | 0 | 0 | 0 | 0 | 0 | 0 | 0 | 0 | 0 | 0 | 0 | 0 | 0 | 0 | 0 | 0 | 0 | 0 | 0 | 0 | 0 | 0 | 0 | 0 | 0 | 0
[10 empty] | 0 | 313.4718 | 0 | 0 | 0 | 0 | 0 | 0 | 0 | 0 | 0 | 0 | 0 | 0 | 0 | 0 | 0 | 0 | 0 | 0 | 0 | 0 | 0 | 0 | 0 | 0 | 0 | 0
[10 empty] | 0 | 0 | 0 | 0 | 0 | 0 | 0 | 0 | 0 | 0 | 0 | 0 | 0 | 0 | 0 | 0 | 0 | 0 | 0 | 0 | 0 | 0 | 0 | 0 | 0 | 0 | 0 | 0
[10 empty] | 0 | 0 | 0 | 0 | 0 | 0 | 0 | 0 | 0 | 0 | 0 | 0 | 0 | 0 | 0 | 0 | 0 | 0 | 0 | 0 | 0 | 0 | 0 | 0 | 0 | 0 | 0 | 0
[10 empty] | 0 | 0 | 0 | 0 | 0 | 0 | 0 | 0 | 0 | 0 | 0 | 0 | 0 | 0 | 0 | 0 | 0 | 0 | 0 | 0 | 0 | 0 | 0 | 0 | 0 | 0 | 0 | 0
[10 empty] | 0 | 0 | 0 | 0 | 0 | 0 | 0 | 0 | 0 | 0 | 0 | 0 | 0 | 0 | 0 | 0 | 0 | 0 | 0 | 0 | 0 | 0 | 0 | 0 | 0 | 0 | 0 | 0
[10 empty] | 0 | 0 | 0 | 0 | 0 | 0 | 0 | 0 | 0 | 0 | 0 | 0 | 0 | 0 | 0 | 0 | 0 | 0 | 0 | 0 | 0 | 0 | 0 | 0 | 0 | 0 | 0 | 0
[10 empty] | 0 | 0 | 0 | 0 | 0 | 0 | 0 | 0 | 0 | 0 | 0 | 0 | 0 | 0 | 0 | 0 | 0 | 0 | 0 | 0 | 0 | 0 | 0 | 0 | 0 | 0 | 0 | 0
[10 empty] | 0 | 0 | 0 | 0 | 0 | 0 | 0 | 0 | 0 | 0 | 0 | 0 | 0 | 0 | 0 | 0 | 0 | 0 | 0 | 0 | 0 | 0 | 0 | 0 | 0 | 0 | 0 | 0
[10 empty] | 0 | 110.9146 | 110.7371 | 110.56 | 110.3831 | 110.2065 | 110.0301 | 109.8541 | 109.6783 | 109.5028 | 109.3276 | 109.1527 | 108.978 | 108.8037 | 108.6296 | 108.4558 | 108.2823 | 108.109 | 107.936 | 107.7633 | 107.5909 | 107.4188 | 107.2469 | 107.0753 | 106.904 | 106.7329 | 106.5622 | 141.0844
[10 empty] | 0 | 0 | 0 | 0 | 0 | 0 | 0 | 0 | 0 | 0 | 0 | 0 | 0 | 0 | 0 | 0 | 0 | 0 | 0 | 0 | 0 | 0 | 0 | 0 | 0 | 0 | 0 | 0
[10 empty] | 0 | 0 | 0 | 0 | 0 | 0 | 0 | 0 | 0 | 0 | 0 | 0 | 0 | 0 | 0 | 0 | 0 | 0 | 0 | 0 | 0 | 0 | 0 | 0 | 0 | 0 | 0 | 0
[10 empty] | 0 | 0 | 0 | 0 | 0 | 0 | 0 | 0 | 0 | 0 | 0 | 0 | 0 | 0 | 0 | 0 | 0 | 0 | 0 | 0 | 0 | 0 | 0 | 0 | 0 | 0 | 0 | 0
[10 empty] | 0 | 0 | 0 | 0 | 0 | 0 | 0 | 0 | 0 | 0 | 0 | 0 | 0 | 0 | 0 | 0 | 0 | 0 | 0 | 0 | 0 | 0 | 0 | 0 | 0 | 0 | 0 | 0
[10 empty] | 0 | 0 | 0 | 0 | 0 | 0 | 0 | 0 | 0 | 0 | 0 | 0 | 0 | 0 | 0 | 0 | 0 | 0 | 0 | 0 | 0 | 0 | 0 | 0 | 0 | 0 | 0 | 0
[10 empty] | 0 | 0 | 0 | 0 | 0 | 0 | 0 | 0 | 0 | 0 | 0 | 0 | 0 | 0 | 0 | 0 | 0 | 0 | 0 | 0 | 0 | 0 | 0 | 0 | 0 | 0 | 0 | 0
[10 empty] | 0 | 0 | 0 | 0 | 0 | 0 | 0 | 0 | 0 | 0 | 0 | 0 | 0 | 0 | 0 | 0 | 0 | 0 | 0 | 0 | 0 | 0 | 0 | 0 | 0 | 0 | 0 | 0
[10 empty] | 0 | 0 | 0 | 0 | 0 | 0 | 0 | 0 | 0 | 0 | 0 | 0 | 0 | 0 | 0 | 0 | 0 | 0 | 0 | 0 | 0 | 0 | 0 | 0 | 0 | 0 | 0 | 0
[10 empty] | 0 | 0 | 0 | 0 | 0 | 0 | 0 | 0 | 0 | 0 | 0 | 0 | 0 | 0 | 0 | 0 | 0 | 0 | 0 | 0 | 0 | 0 | 0 | 0 | 0 | 0 | 0 | 0
[10 empty] | 0 | 1434.2455 | 1806.8039 | 1855.9083 | 1896.5828 | 1932.2808 | 1963.563 | 1990.9269 | 2014.8141 | 2007.5586 | 2000.7684 | 2082.7426 | 2155.0006 | 2218.6365 | 2101.1335 | 2031.1851 | 2031.8284 | 2007.9771 | 1990.9153 | 1979.3323 | 1972.1675 | 1968.5301 | 1965.0881 | 2322.8677 | 2381.1228 | 2517.0713 | 2407.1605 | 2377.8186
[10 empty] | 0 | 0 | 0 | 0 | 0 | 0 | 0 | 0 | 0 | 0 | 0 | 0 | 0 | 0 | 0 | 0 | 0 | 0 | 0 | 0 | 0 | 0 | 0 | 0 | 0 | 0 | 0 | 0
[10 empty] | 0 | 0 | 0 | 0 | 0 | 0 | 0 | 0 | 0 | 0 | 0 | 0 | 0 | 0 | 0 | 0 | 0 | 0 | 0 | 0 | 0 | 0 | 0 | 0 | 0 | 0 | 0 | 0
[10 empty] | 0 | 0 | 0 | 0 | 0 | 0 | 0 | 0 | 0 | 0 | 0 | 0 | 0 | 0 | 0 | 0 | 0 | 0 | 0 | 0 | 0 | 0 | 0 | 0 | 0 | 0 | 0 | 0
[10 empty] | 0 | 633.5433 | 0 | 0 | 0 | 0 | 0 | 0 | 0 | 0 | 0 | 0 | 0 | 0 | 0 | 0 | 0 | 0 | 0 | 0 | 0 | 0 | 0 | 0 | 0 | 0 | 0 | 0
[10 empty] | 0 | 0 | 326.8639 | 0 | 0 | 0 | 0 | 0 | 0 | 0 | 0 | 0 | 0 | 0 | 0 | 0 | 0 | 0 | 0 | 0 | 0 | 0 | 0 | 0 | 0 | 0 | 0 | 0
[10 empty] | 0 | 0 | 0 | 335.7472 | 0 | 0 | 0 | 0 | 0 | 0 | 0 | 0 | 0 | 0 | 0 | 0 | 0 | 0 | 0 | 0 | 0 | 0 | 0 | 0 | 0 | 0 | 0 | 0
[10 empty] | 0 | 0 | 0 | 0 | 343.1055 | 349.5636 | 355.2227 | 360.1731 | 364.4945 | 363.1819 | 361.9535 | 376.7832 | 389.8552 | 401.3674 | 380.1102 | 367.4561 | 367.5725 | 363.2576 | 360.171 | 358.0755 | 356.7794 | 356.1213 | 355.4987 | 420.2236 | 430.7623 | 455.3564 | 435.4728 | 430.1646
[10 empty] | 0 | 0 | 0 | 0 | 0 | 0 | 0 | 0 | 0 | 0 | 0 | 0 | 0 | 0 | 0 | 0 | 0 | 0 | 0 | 0 | 0 | 0 | 0 | 0 | 0 | 0 | 0 | 0
[10 empty] | 0 | 0 | 0 | 0 | 0 | 0 | 0 | 0 | 0 | 0 | 0 | 0 | 0 | 0 | 0 | 0 | 0 | 0 | 0 | 0 | 0 | 0 | 0 | 0 | 0 | 0 | 0 | 0
[10 empty] | 0 | 465.0343 | 569.7407 | 569.6893 | 568.7005 | 567.7244 | 566.7595 | 565.8042 | 564.8575 | 554.7903 | 546.0609 | 567.2191 | 585.1658 | 600.3644 | 568.7446 | 554.0623 | 560.6657 | 557.222 | 554.3943 | 552.0527 | 550.1045 | 659.3342 | 666.0257 | 645.8985 | 630.8953 | 672.5096 | 633.5326 | 621.9534
[10 empty] | 0 | 0 | 0 | 0 | 0 | 0 | 0 | 0 | 0 | 0 | 0 | 0 | 0 | 0 | 0 | 0 | 0 | 0 | 0 | 0 | 0 | 0 | 0 | 0 | 0 | 0 | 0 | 0
[10 empty] | 0 | 0 | 0 | 0 | 0 | 0 | 0 | 0 | 0 | 0 | 0 | 0 | 0 | 0 | 0 | 0 | 0 | 0 | 0 | 0 | 0 | 0 | 0 | 0 | 0 | 0 | 0 | 0
[10 empty] | 0 | 0 | 0 | 0 | 0 | 0 | 0 | 0 | 0 | 0 | 0 | 0 | 0 | 0 | 0 | 0 | 0 | 0 | 0 | 0 | 0 | 0 | 0 | 0 | 0 | 0 | 0 | 0
[10 empty] | 0 | 209.2255 | 0 | 0 | 0 | 0 | 0 | 0 | 0 | 0 | 0 | 0 | 0 | 0 | 0 | 0 | 0 | 0 | 0 | 0 | 0 | 0 | 0 | 0 | 0 | 0 | 0 | 0
[10 empty] | 0 | 0 | 104.6299 | 0 | 0 | 0 | 0 | 0 | 0 | 0 | 0 | 0 | 0 | 0 | 0 | 0 | 0 | 0 | 0 | 0 | 0 | 0 | 0 | 0 | 0 | 0 | 0 | 0
[10 empty] | 0 | 0 | 0 | 104.6205 | 0 | 0 | 0 | 0 | 0 | 0 | 0 | 0 | 0 | 0 | 0 | 0 | 0 | 0 | 0 | 0 | 0 | 0 | 0 | 0 | 0 | 0 | 0 | 0
[10 empty] | 0 | 0 | 0 | 0 | 104.4389 | 104.2597 | 104.0825 | 103.907 | 103.7332 | 101.8844 | 100.2813 | 104.1669 | 107.4627 | 110.2538 | 104.447 | 101.7507 | 102.9634 | 102.3309 | 101.8117 | 101.3816 | 101.0238 | 121.0833 | 122.3122 | 118.6159 | 115.8607 | 123.5029 | 116.345 | 114.2185
[10 empty] | 0 | 0 | 0 | 0 | 0 | 0 | 0 | 0 | 0 | 0 | 0 | 0 | 0 | 0 | 0 | 0 | 0 | 0 | 0 | 0 | 0 | 0 | 0 | 0 | 0 | 0 | 0 | 0
[10 empty] | 0 | 0 | 0 | 0 | 0 | 0 | 0 | 0 | 0 | 0 | 0 | 0 | 0 | 0 | 0 | 0 | 0 | 0 | 0 | 0 | 0 | 0 | 0 | 0 | 0 | 0 | 0 | 0
[10 empty] | 0 | 1340.4442 | 0 | 0 | 0 | 0 | 0 | 0 | 0 | 0 | 0 | 0 | 0 | 0 | 0 | 0 | 0 | 0 | 0 | 0 | 0 | 0 | 0 | 0 | 0 | 0 | 0 | 0
[10 empty] | 0 | 0 | 3651.9585 | 3646.1154 | 3912.4963 | 4557.2757 | 4983.3159 | 5479.5885 | 5538.7537 | 5288.1886 | 5169.7604 | 5075.5486 | 4873.6073 | 4670.3444 | 4418.0575 | 4133.0124 | 4063.9084 | 3874.9665 | 4034.175 | 3979.9457 | 3917.3815 | 4164.4442 | 4074.4987 | 4599.7887 | 4413.8191 | 4464.786 | 4605.0983 | 4717.0186
[10 empty] | 0 | 1501.9355 | 749.7662 | 748.5666 | 803.256 | 935.6326 | 1023.1008 | 1124.9882 | 1137.1351 | 1085.6928 | 1061.3789 | 1042.0367 | 1000.5771 | 958.8461 | 907.0503 | 848.5291 | 834.3417 | 795.5509 | 828.2372 | 817.1037 | 804.2589 | 854.9822 | 836.5159 | 944.3607 | 906.1801 | 916.6439 | 945.4508 | 968.4286
[10 empty] | 0 | 3132.7982 | 1563.8929 | 1561.3906 | 1675.464 | 1951.5805 | 2134.0254 | 0 | 0 | 0 | 0 | 0 | 0 | 0 | 0 | 0 | 0 | 0 | 0 | 0 | 0 | 0 | 0 | 0 | 0 | 0 | 0 | 0
[10 empty] | 0 | 0 | 0 | 0 | 0 | 0 | 0 | 2346.5462 | 2371.8827 | 2264.5822 | 2213.8672 | 2173.5225 | 0 | 0 | 0 | 0 | 0 | 0 | 0 | 0 | 0 | 0 | 0 | 0 | 0 | 0 | 0 | 0
[10 empty] | 0 | 0 | 0 | 0 | 0 | 0 | 0 | 0 | 0 | 0 | 0 | 0 | 2087.0444 | 2000.0003 | 1891.9625 | 1769.8965 | 1740.3038 | 1659.3924 | 1727.571 | 1704.3481 | 1677.556 | 1783.3567 | 1744.8389 | 1969.786 | 1890.1474 | 1911.9732 | 1972.0597 | 2019.9878
[10 empty] | 0 | 0 | 0 | 0 | 0 | 0 | 0 | 0 | 0 | 0 | 0 | 0 | 0 | 0 | 0 | 0 | 0 | 0 | 0 | 0 | 0 | 0 | 0 | 0 | 0 | 0 | 0 | 0
[10 empty] | 0 | 0 | 0 | 0 | 0 | 0 | 0 | 0 | 0 | 0 | 0 | 0 | 0 | 0 | 0 | 0 | 0 | 0 | 0 | 0 | 0 | 0 | 0 | 0 | 0 | 0 | 0 | 0
[10 empty] | 0 | 0 | 0 | 0 | 0 | 0 | 0 | 0 | 0 | 0 | 0 | 0 | 0 | 0 | 0 | 0 | 0 | 0 | 0 | 0 | 0 | 0 | 0 | 0 | 0 | 0 | 0 | 0
[10 empty] | 0 | 0 | 0 | 0 | 0 | 0 | 0 | 0 | 0 | 0 | 0 | 0 | 0 | 0 | 0 | 0 | 0 | 0 | 0 | 0 | 0 | 0 | 0 | 0 | 0 | 0 | 0 | 0
[10 empty] | 0 | 2543.3307 | 0 | 0 | 0 | 0 | 0 | 0 | 0 | 0 | 0 | 0 | 0 | 0 | 0 | 0 | 0 | 0 | 0 | 0 | 0 | 0 | 0 | 0 | 0 | 0 | 0 | 0
[10 empty] | 0 | 0 | 2539.2614 | 2535.1986 | 2531.1423 | 2527.0924 | 2523.0491 | 2519.0122 | 2514.9818 | 2510.9578 | 2506.9403 | 2502.9292 | 2498.9245 | 2494.9262 | 2490.9343 | 2486.9488 | 2482.9697 | 2478.997 | 2475.0306 | 2471.0705 | 2467.1168 | 2341.5243 | 2240.6175 | 2159.4286 | 2093.9896 | 2682.714 | 2352.5965 | 2246.5073
[10 empty] | 0 | 833.9437 | 0 | 0 | 0 | 0 | 0 | 0 | 0 | 0 | 0 | 0 | 0 | 0 | 0 | 0 | 0 | 0 | 0 | 0 | 0 | 0 | 0 | 0 | 0 | 0 | 0 | 0
[10 empty] | 0 | 0 | 0 | 0 | 0 | 0 | 0 | 0 | 0 | 0 | 0 | 0 | 0 | 0 | 0 | 0 | 0 | 0 | 0 | 0 | 0 | 0 | 0 | 0 | 0 | 0 | 0 | 0
[10 empty] | 0 | 0 | 0 | 0 | 0 | 0 | 0 | 0 | 0 | 0 | 0 | 0 | 0 | 0 | 0 | 0 | 0 | 0 | 0 | 0 | 0 | 0 | 0 | 0 | 0 | 0 | 0 | 0
[10 empty] | 0 | 0 | 0 | 0 | 0 | 0 | 0 | 0 | 0 | 0 | 0 | 0 | 0 | 0 | 0 | 0 | 0 | 0 | 0 | 0 | 0 | 0 | 0 | 0 | 0 | 0 | 0 | 0
[10 empty] | 0 | 0 | 0 | 0 | 0 | 0 | 0 | 0 | 0 | 0 | 0 | 0 | 0 | 0 | 0 | 0 | 0 | 0 | 0 | 0 | 0 | 0 | 0 | 0 | 0 | 0 | 0 | 0
[10 empty] | 0 | 0 | 0 | 0 | 0 | 0 | 0 | 0 | 0 | 0 | 0 | 0 | 0 | 0 | 0 | 0 | 0 | 0 | 0 | 0 | 0 | 0 | 0 | 0 | 0 | 0 | 0 | 0
[10 empty] | 0 | 0 | 0 | 0 | 0 | 0 | 0 | 0 | 0 | 0 | 0 | 0 | 0 | 0 | 0 | 0 | 0 | 0 | 0 | 0 | 0 | 0 | 0 | 0 | 0 | 0 | 0 | 0
[10 empty] | 0 | 0 | 0 | 0 | 0 | 0 | 0 | 0 | 0 | 0 | 0 | 0 | 0 | 0 | 0 | 0 | 0 | 0 | 0 | 0 | 0 | 0 | 0 | 0 | 0 | 0 | 0 | 0
[10 empty] | 0 | 5329.6155 | 8200.0461 | 9497.6141 | 11301.2301 | 12697.0672 | 12521.6529 | 12369.0146 | 11836.3417 | 11862.9222 | 11862.0489 | 11581.1505 | 11443.7187 | 11282.2215 | 11256.8246 | 11832.9185 | 11328.79 | 11454.7001 | 11446.955 | 11476.5135 | 11539.8605 | 11419.2852 | 11419.8224 | 11400.6835 | 11390.7881 | 11370.811 | 11330.2872 | 11312.8018
[10 empty] | 0 | 970.9906 | 484.7185 | 561.4199 | 668.0347 | 750.545 | 740.1759 | 731.1532 | 699.666 | 701.2372 | 701.1856 | 684.5812 | 676.4574 | 666.9111 | 665.4098 | 699.4637 | 669.6638 | 677.1065 | 676.6487 | 678.396 | 682.1405 | 675.0131 | 675.0449 | 673.9135 | 673.3286 | 672.1477 | 669.7523 | 668.7187
[10 empty] | 0 | 1554.2451 | 775.8792 | 898.6536 | 1069.3097 | 1201.3822 | 1184.7847 | 1170.3423 | 1119.9414 | 1122.4564 | 1122.3738 | 1095.7955 | 1082.7918 | 1067.5111 | 1065.1081 | 1119.6175 | 1071.9174 | 1083.8309 | 1083.098 | 1085.8948 | 1091.8887 | 1080.48 | 1080.5308 | 1078.7199 | 1077.7836 | 1075.8934 | 1072.0591 | 1070.4046
[10 empty] | 0 | 3241.9077 | 1618.3603 | 1874.4482 | 2230.4097 | 2505.892 | 2471.2723 | 0 | 0 | 0 | 0 | 0 | 0 | 0 | 0 | 0 | 0 | 0 | 0 | 0 | 0 | 0 | 0 | 0 | 0 | 0 | 0 | 0
[10 empty] | 0 | 0 | 0 | 0 | 0 | 0 | 0 | 2441.1476 | 2336.0193 | 2341.2652 | 2341.0929 | 2285.6548 | 0 | 0 | 0 | 0 | 0 | 0 | 0 | 0 | 0 | 0 | 0 | 0 | 0 | 0 | 0 | 0
[10 empty] | 0 | 0 | 0 | 0 | 0 | 0 | 0 | 0 | 0 | 0 | 0 | 0 | 2258.5313 | 2226.6582 | 2221.6459 | 2335.3437 | 2235.849 | 2260.6985 | 2259.17 | 2265.0036 | 2277.5058 | 2253.7091 | 2253.8151 | 2250.0378 | 2248.0849 | 2244.1422 | 2236.1444 | 2232.6935
[10 empty] | 0 | 0 | 0 | 0 | 0 | 0 | 0 | 0 | 0 | 0 | 0 | 0 | 0 | 0 | 0 | 0 | 0 | 0 | 0 | 0 | 0 | 0 | 0 | 0 | 0 | 0 | 0 | 0
[10 empty] | 0 | 0 | 0 | 0 | 0 | 0 | 0 | 0 | 0 | 0 | 0 | 0 | 0 | 0 | 0 | 0 | 0 | 0 | 0 | 0 | 0 | 0 | 0 | 0 | 0 | 0 | 0 | 0
[10 empty] | 0 | 0 | 0 | 0 | 0 | 0 | 0 | 0 | 0 | 0 | 0 | 0 | 0 | 0 | 0 | 0 | 0 | 0 | 0 | 0 | 0 | 0 | 0 | 0 | 0 | 0 | 0 | 0
[10 empty] | 0 | 0 | 0 | 0 | 0 | 0 | 0 | 0 | 0 | 0 | 0 | 0 | 0 | 0 | 0 | 0 | 0 | 0 | 0 | 0 | 0 | 0 | 0 | 0 | 0 | 0 | 0 | 0
[10 empty] | 0 | 2328.6637 | 0 | 0 | 0 | 0 | 0 | 0 | 0 | 0 | 0 | 0 | 0 | 0 | 0 | 0 | 0 | 0 | 0 | 0 | 0 | 0 | 0 | 0 | 0 | 0 | 0 | 0
[10 empty] | 0 | 0 | 4687.6066 | 5194.5524 | 6207.3212 | 6933.3041 | 7955.8408 | 8046.7248 | 7981.3378 | 8143.6906 | 8099.702 | 8097.4665 | 7957.5559 | 7841.2499 | 7775.9363 | 7681.3123 | 7607.6467 | 7524.3335 | 7457.848 | 8110.9237 | 7625.7771 | 7745.2618 | 7768.8645 | 7796.1513 | 7942.8461 | 7838.2605 | 7861.2616 | 7866.9411
[10 empty] | 0 | 1184.1273 | 591.1164 | 655.0432 | 782.7553 | 874.3032 | 1003.2471 | 1014.7077 | 1006.4623 | 1026.9353 | 1021.3883 | 1021.1064 | 1003.4634 | 988.7969 | 980.5608 | 968.6285 | 959.3391 | 948.8332 | 940.4492 | 1022.8033 | 961.6254 | 976.6927 | 979.669 | 983.1099 | 1001.6084 | 988.42 | 991.3205 | 992.0366
[10 empty] | 0 | 3548.7828 | 1771.5524 | 1963.1386 | 2345.8868 | 2620.2521 | 3006.6919 | 0 | 0 | 0 | 0 | 0 | 0 | 0 | 0 | 0 | 0 | 0 | 0 | 0 | 0 | 0 | 0 | 0 | 0 | 0 | 0 | 0
[10 empty] | 0 | 0 | 0 | 0 | 0 | 0 | 0 | 3041.039 | 3016.3278 | 3077.6845 | 3061.0603 | 3060.2154 | 0 | 0 | 0 | 0 | 0 | 0 | 0 | 0 | 0 | 0 | 0 | 0 | 0 | 0 | 0 | 0
[10 empty] | 0 | 0 | 0 | 0 | 0 | 0 | 0 | 0 | 0 | 0 | 0 | 0 | 3007.34 | 2963.3854 | 2938.7019 | 2902.9413 | 2875.1014 | 2843.6155 | 2818.4891 | 3065.3012 | 2881.9533 | 2927.1093 | 2936.0293 | 2946.3416 | 3001.7809 | 2962.2556 | 2970.9482 | 2973.0946
[10 empty] | 0 | 0 | 0 | 0 | 0 | 0 | 0 | 0 | 0 | 0 | 0 | 0 | 0 | 0 | 0 | 0 | 0 | 0 | 0 | 0 | 0 | 0 | 0 | 0 | 0 | 0 | 0 | 0
[10 empty] | 0 | 0 | 0 | 0 | 0 | 0 | 0 | 0 | 0 | 0 | 0 | 0 | 0 | 0 | 0 | 0 | 0 | 0 | 0 | 0 | 0 | 0 | 0 | 0 | 0 | 0 | 0 | 0
[10 empty] | 0 | 0 | 0 | 0 | 0 | 0 | 0 | 0 | 0 | 0 | 0 | 0 | 0 | 0 | 0 | 0 | 0 | 0 | 0 | 0 | 0 | 0 | 0 | 0 | 0 | 0 | 0 | 0
[10 empty] | 0 | 0 | 0 | 0 | 0 | 0 | 0 | 0 | 0 | 0 | 0 | 0 | 0 | 0 | 0 | 0 | 0 | 0 | 0 | 0 | 0 | 0 | 0 | 0 | 0 | 0 | 0 | 0
[10 empty] | 0 | 1543.9824 | 3178.2847 | 3305.7982 | 3418.1858 | 3517.151 | 3604.2056 | 3639.8357 | 3670.7503 | 3993.3424 | 4278.455 | 4530.3077 | 4351.6924 | 4208.9589 | 4096.2084 | 4008.4156 | 3941.3066 | 3891.2534 | 3850.7226 | 3818.1279 | 3824.4189 | 4765.9072 | 4768.7234 | 4746.7085 | 4707.1383 | 4655.7626 | 4597.0788 | 4522.3773
[10 empty] | 0 | 786.028 | 0 | 0 | 0 | 0 | 0 | 0 | 0 | 0 | 0 | 0 | 0 | 0 | 0 | 0 | 0 | 0 | 0 | 0 | 0 | 0 | 0 | 0 | 0 | 0 | 0 | 0
[10 empty] | 0 | 520.1763 | 0 | 0 | 0 | 0 | 0 | 0 | 0 | 0 | 0 | 0 | 0 | 0 | 0 | 0 | 0 | 0 | 0 | 0 | 0 | 0 | 0 | 0 | 0 | 0 | 0 | 0
[10 empty] | 0 | 183.5394 | 0 | 0 | 0 | 0 | 0 | 0 | 0 | 0 | 0 | 0 | 0 | 0 | 0 | 0 | 0 | 0 | 0 | 0 | 0 | 0 | 0 | 0 | 0 | 0 | 0 | 0
[10 empty] | 0 | 0 | 0 | 0 | 0 | 0 | 0 | 0 | 0 | 0 | 0 | 0 | 0 | 0 | 0 | 0 | 0 | 0 | 0 | 0 | 0 | 0 | 0 | 0 | 0 | 0 | 0 | 0
[10 empty] | 0 | 0 | 0 | 0 | 0 | 0 | 0 | 0 | 0 | 0 | 0 | 0 | 0 | 0 | 0 | 0 | 0 | 0 | 0 | 0 | 0 | 0 | 0 | 0 | 0 | 0 | 0 | 0
[10 empty] | 0 | 0 | 0 | 0 | 0 | 0 | 0 | 0 | 0 | 0 | 0 | 0 | 0 | 0 | 0 | 0 | 0 | 0 | 0 | 0 | 0 | 0 | 0 | 0 | 0 | 0 | 0 | 0
[10 empty] | 0 | 0 | 0 | 0 | 0 | 0 | 0 | 0 | 0 | 0 | 0 | 0 | 0 | 0 | 0 | 0 | 0 | 0 | 0 | 0 | 0 | 0 | 0 | 0 | 0 | 0 | 0 | 0
[10 empty] | 0 | 0 | 0 | 0 | 0 | 0 | 0 | 0 | 0 | 0 | 0 | 0 | 0 | 0 | 0 | 0 | 0 | 0 | 0 | 0 | 0 | 0 | 0 | 0 | 0 | 0 | 0 | 0
[10 empty] | 0 | 0 | 0 | 0 | 0 | 0 | 0 | 0 | 0 | 0 | 0 | 0 | 0 | 0 | 0 | 0 | 0 | 0 | 0 | 0 | 0 | 0 | 0 | 0 | 0 | 0 | 0 | 0
[10 empty] | 0 | 2171.4351 | 3932.9778 | 3450.8119 | 3065.2787 | 2787.2693 | 2564.5342 | 2385.8995 | 2329.4903 | 2630.0809 | 2775.298 | 2815.5156 | 3027.1434 | 3489.7071 | 3718.8876 | 3320.7103 | 3084.3378 | 2949.6111 | 2862.3871 | 2844.0591 | 2949.92 | 3801.7494 | 3155.1395 | 3134.4268 | 3134.9745 | 3182.0933 | 3157.2164 | 2999.1761
[10 empty] | 0 | 1025.936 | 0 | 0 | 0 | 0 | 0 | 0 | 0 | 0 | 0 | 0 | 0 | 0 | 0 | 0 | 0 | 0 | 0 | 0 | 0 | 0 | 0 | 0 | 0 | 0 | 0 | 0
[10 empty] | 0 | 641.804 | 0 | 0 | 0 | 0 | 0 | 0 | 0 | 0 | 0 | 0 | 0 | 0 | 0 | 0 | 0 | 0 | 0 | 0 | 0 | 0 | 0 | 0 | 0 | 0 | 0 | 0
[10 empty] | 0 | 372.324 | 0 | 0 | 0 | 0 | 0 | 0 | 0 | 0 | 0 | 0 | 0 | 0 | 0 | 0 | 0 | 0 | 0 | 0 | 0 | 0 | 0 | 0 | 0 | 0 | 0 | 0
[10 empty] | 0 | 131.3711 | 0 | 0 | 0 | 0 | 0 | 0 | 0 | 0 | 0 | 0 | 0 | 0 | 0 | 0 | 0 | 0 | 0 | 0 | 0 | 0 | 0 | 0 | 0 | 0 | 0 | 0
[10 empty] | 0 | 0 | 0 | 0 | 0 | 0 | 0 | 0 | 0 | 0 | 0 | 0 | 0 | 0 | 0 | 0 | 0 | 0 | 0 | 0 | 0 | 0 | 0 | 0 | 0 | 0 | 0 | 0
[10 empty] | 0 | 0 | 0 | 0 | 0 | 0 | 0 | 0 | 0 | 0 | 0 | 0 | 0 | 0 | 0 | 0 | 0 | 0 | 0 | 0 | 0 | 0 | 0 | 0 | 0 | 0 | 0 | 0
[10 empty] | 0 | 0 | 0 | 0 | 0 | 0 | 0 | 0 | 0 | 0 | 0 | 0 | 0 | 0 | 0 | 0 | 0 | 0 | 0 | 0 | 0 | 0 | 0 | 0 | 0 | 0 | 0 | 0
[10 empty] | 0 | 0 | 0 | 0 | 0 | 0 | 0 | 0 | 0 | 0 | 0 | 0 | 0 | 0 | 0 | 0 | 0 | 0 | 0 | 0 | 0 | 0 | 0 | 0 | 0 | 0 | 0 | 0
[10 empty] | 0 | 0 | 0 | 0 | 0 | 0 | 0 | 0 | 0 | 0 | 0 | 0 | 0 | 0 | 0 | 0 | 0 | 0 | 0 | 0 | 0 | 0 | 0 | 0 | 0 | 0 | 0 | 0
[10 empty] | 0 | 575.5259 | 813.8067 | 869.8899 | 918.303 | 960.1452 | 1033.1718 | 1096.1184 | 1150.4284 | 1197.3394 | 1237.9119 | 1285.533 | 1326.7216 | 1413.8011 | 1488.8188 | 1553.5017 | 1476.8917 | 1420.9066 | 1381.3249 | 1354.7117 | 1338.2796 | 1335.0331 | 1341.6528 | 1573.6593 | 1580.4308 | 1589.8453 | 1602.91 | 1618.5092
[10 empty] | 0 | 173.245 | 0 | 0 | 0 | 0 | 0 | 0 | 0 | 0 | 0 | 0 | 0 | 0 | 0 | 0 | 0 | 0 | 0 | 0 | 0 | 0 | 0 | 0 | 0 | 0 | 0 | 0
[10 empty] | 0 | 0 | 0 | 0 | 0 | 0 | 0 | 0 | 0 | 0 | 0 | 0 | 0 | 0 | 0 | 0 | 0 | 0 | 0 | 0 | 0 | 0 | 0 | 0 | 0 | 0 | 0 | 0
[10 empty] | 0 | 0 | 0 | 0 | 0 | 0 | 0 | 0 | 0 | 0 | 0 | 0 | 0 | 0 | 0 | 0 | 0 | 0 | 0 | 0 | 0 | 0 | 0 | 0 | 0 | 0 | 0 | 0
[10 empty] | 0 | 0 | 0 | 0 | 0 | 0 | 0 | 0 | 0 | 0 | 0 | 0 | 0 | 0 | 0 | 0 | 0 | 0 | 0 | 0 | 0 | 0 | 0 | 0 | 0 | 0 | 0 | 0
[10 empty] | 0 | 0 | 0 | 0 | 0 | 0 | 0 | 0 | 0 | 0 | 0 | 0 | 0 | 0 | 0 | 0 | 0 | 0 | 0 | 0 | 0 | 0 | 0 | 0 | 0 | 0 | 0 | 0
[10 empty] | 0 | 0 | 0 | 0 | 0 | 0 | 0 | 0 | 0 | 0 | 0 | 0 | 0 | 0 | 0 | 0 | 0 | 0 | 0 | 0 | 0 | 0 | 0 | 0 | 0 | 0 | 0 | 0
[10 empty] | 0 | 0 | 0 | 0 | 0 | 0 | 0 | 0 | 0 | 0 | 0 | 0 | 0 | 0 | 0 | 0 | 0 | 0 | 0 | 0 | 0 | 0 | 0 | 0 | 0 | 0 | 0 | 0
[10 empty] | 0 | 0 | 0 | 0 | 0 | 0 | 0 | 0 | 0 | 0 | 0 | 0 | 0 | 0 | 0 | 0 | 0 | 0 | 0 | 0 | 0 | 0 | 0 | 0 | 0 | 0 | 0 | 0
[10 empty] | 0 | 0 | 0 | 0 | 0 | 0 | 0 | 0 | 0 | 0 | 0 | 0 | 0 | 0 | 0 | 0 | 0 | 0 | 0 | 0 | 0 | 0 | 0 | 0 | 0 | 0 | 0 | 0
[10 empty] | 0 | 4429.9503 | 4252.4788 | 4099.9112 | 3968.6598 | 4388.9981 | 4747.3207 | 5052.5665 | 5312.386 | 5533.3275 | 5360.5667 | 5187.6783 | 5018.1921 | 4854.6233 | 4773.8922 | 4755.3175 | 4782.4585 | 6103.3069 | 5955.3006 | 5811.279 | 5669.6392 | 5681.4685 | 5651.0516 | 5598.6751 | 5538.4231 | 5479.7214 | 5503.7397 | 5503.3205
[10 empty] | 0 | 0 | 0 | 0 | 0 | 0 | 0 | 0 | 0 | 0 | 0 | 0 | 0 | 0 | 0 | 0 | 0 | 0 | 0 | 0 | 0 | 0 | 0 | 0 | 0 | 0 | 0 | 0
[10 empty] | 0 | 0 | 0 | 0 | 0 | 0 | 0 | 0 | 0 | 0 | 0 | 0 | 0 | 0 | 0 | 0 | 0 | 0 | 0 | 0 | 0 | 0 | 0 | 0 | 0 | 0 | 0 | 0
[10 empty] | 0 | 0 | 0 | 0 | 0 | 0 | 0 | 0 | 0 | 0 | 0 | 0 | 0 | 0 | 0 | 0 | 0 | 0 | 0 | 0 | 0 | 0 | 0 | 0 | 0 | 0 | 0 | 0
[10 empty] | 0 | 0 | 0 | 0 | 0 | 0 | 0 | 0 | 0 | 0 | 0 | 0 | 0 | 0 | 0 | 0 | 0 | 0 | 0 | 0 | 0 | 0 | 0 | 0 | 0 | 0 | 0 | 0
[10 empty] | 0 | 0 | 0 | 0 | 0 | 0 | 0 | 0 | 0 | 0 | 0 | 0 | 0 | 0 | 0 | 0 | 0 | 0 | 0 | 0 | 0 | 0 | 0 | 0 | 0 | 0 | 0 | 0
[10 empty] | 0 | 0 | 0 | 0 | 0 | 0 | 0 | 0 | 0 | 0 | 0 | 0 | 0 | 0 | 0 | 0 | 0 | 0 | 0 | 0 | 0 | 0 | 0 | 0 | 0 | 0 | 0 | 0
[10 empty] | 0 | 0 | 0 | 0 | 0 | 0 | 0 | 0 | 0 | 0 | 0 | 0 | 0 | 0 | 0 | 0 | 0 | 0 | 0 | 0 | 0 | 0 | 0 | 0 | 0 | 0 | 0 | 0
[10 empty] | 0 | 0 | 0 | 0 | 0 | 0 | 0 | 0 | 0 | 0 | 0 | 0 | 0 | 0 | 0 | 0 | 0 | 0 | 0 | 0 | 0 | 0 | 0 | 0 | 0 | 0 | 0 | 0
[10 empty] | 0 | 0 | 0 | 0 | 0 | 0 | 0 | 0 | 0 | 0 | 0 | 0 | 0 | 0 | 0 | 0 | 0 | 0 | 0 | 0 | 0 | 0 | 0 | 0 | 0 | 0 | 0 | 0
[10 empty] | 0 | 2696.0822 | 2882.6742 | 2944.1974 | 2998.9151 | 3047.5836 | 3090.875 | 3270.992 | 3431.1267 | 3573.4994 | 3700.0838 | 3812.6341 | 3716.7076 | 3639.1571 | 3577.0904 | 3528.0309 | 3489.8612 | 3460.7741 | 3454.9632 | 3467.622 | 3494.725 | 4399.3179 | 4370.8363 | 4332.5348 | 4287.8083 | 4239.3241 | 4189.1519 | 4182.4802
[10 empty] | 0 | 117.4126 | 0 | 0 | 0 | 0 | 0 | 0 | 0 | 0 | 0 | 0 | 0 | 0 | 0 | 0 | 0 | 0 | 0 | 0 | 0 | 0 | 0 | 0 | 0 | 0 | 0 | 0
[10 empty] | 0 | 0 | 0 | 0 | 0 | 0 | 0 | 0 | 0 | 0 | 0 | 0 | 0 | 0 | 0 | 0 | 0 | 0 | 0 | 0 | 0 | 0 | 0 | 0 | 0 | 0 | 0 | 0
[10 empty] | 0 | 0 | 0 | 0 | 0 | 0 | 0 | 0 | 0 | 0 | 0 | 0 | 0 | 0 | 0 | 0 | 0 | 0 | 0 | 0 | 0 | 0 | 0 | 0 | 0 | 0 | 0 | 0
[10 empty] | 0 | 0 | 0 | 0 | 0 | 0 | 0 | 0 | 0 | 0 | 0 | 0 | 0 | 0 | 0 | 0 | 0 | 0 | 0 | 0 | 0 | 0 | 0 | 0 | 0 | 0 | 0 | 0
[10 empty] | 0 | 0 | 0 | 0 | 0 | 0 | 0 | 0 | 0 | 0 | 0 | 0 | 0 | 0 | 0 | 0 | 0 | 0 | 0 | 0 | 0 | 0 | 0 | 0 | 0 | 0 | 0 | 0