## 2022-2026budget (hidden)
WBS | Cost Center | Manager | Director | VP | Cost Center Description | Project Type | Reporting L1 | Reporting L2 | Reporting L3 | category for E3 | How to count | PDEF Description | WBS L1 Description | WBS L2 Description | Prior 5-yr. Plan Category (if applicable) | WBS L3 Description | 2022 | 2023 | 2024 | 2025 | 2026
W_R.10011.01.01.03 | CC_4022 | Anthony Pagano | Roque Bamba | Booga Gilbertson | Mjr Project Construct Mgmt&Project Mgmt | CA | Transmission and Distribution | Gas Operations | Gas Monitoring System MP | maintenance | Miles of Main | CAP-GAS MONITORING SYSTEM | GAS MONITORING SYSTEM | GAS MONITORING SYSTEM | Gas System Integrity | G Gas System Monitoring Equip Replc | 1200000 | 1200000 | 1200000 | 1200000 | 1200000
W_R.10011.01.01.04 | CC_3037 | Loretta Baggenstos | Harry Shapiro | Booga Gilbertson | Gas Measurement | CA | Transmission and Distribution | Gas Operations | Gas Measurement | emergent | Miles of Main | CAP-GAS MONITORING SYSTEM | GAS MONITORING SYSTEM | GAS MONITORING SYSTEM | Gas System Integrity-emergent; Gas Measurement | G Gauges Sems Dist | 187000 | 192610 | 198390 | 204340 | 210470
W_R.10011.01.01.07 | CC_4022 | Anthony Pagano | Roque Bamba | Booga Gilbertson | Mjr Project Construct Mgmt&Project Mgmt | CA | Transmission and Distribution | Gas Operations | Gas Monitoring System MP | maintenance | Miles of Main | CAP-GAS MONITORING SYSTEM | GAS MONITORING SYSTEM | GAS MONITORING SYSTEM | Gas System Integrity | G Williams Pipeline Equipment Upgrades | 609999.9894 | 600000 | 600000 | 600000 | 600000
W_R.10012.01.01.01 | CC_4207 | Jennifer Tada | Jennifer Tada | Booga Gilbertson | Director Customer & System Projects | CA | Transmission and Distribution | Gas Operations | Gas Customer Construction | new construction | Customer | CAP-GAS NCC | ALTERATIONS/MODIFICATIONS MAINS&SERVICES | COMMERCIAL/INDUSTRIAL | Customer Construction - Gas | G Altered Modified Comm Ind Mains | 120133127.0003 | 84849778.8416 | 69121364.9229 | 71181439.2882 | 73305513.3102
W_R.10012.02.01.01 | CC_9900 | Tyler Pavel | Stephen King | Booga Gilbertson | Revenue Corporate Accounting | CA | Corporate Items | T&D Corporate Items | Gas Customer Construction CIAC | new construction | Customer | CAP-GAS NCC | CIAC | CIAC | Customer Construction CIAC - Gas | G 5 Yr Gas Refundable CIAC | -2500000 | -2500000 | -2500000 | -2500000 | -2500000
W_R.10013.01.01.01 | CC_4207 | Jennifer Tada | Jennifer Tada | Booga Gilbertson | Director Customer & System Projects | CA | Transmission and Distribution | Gas Operations | Gas Customer Construction | maintenance | Customer | CAP-GAS RELOCATIONS | CUSTOMER-DRIVEN RELOCATIONS | CUSTOMER-DRIVEN RELOCATIONS | Public Improvement - Gas | G Cust Driven Relocate Reimburse Dist | 18677004.2189 | 21656312.4489 | 21238067.463 | 20293039.9382 | 19659493.0175
W_R.10013.02.01.01 | CC_4215 | Andrew Markos | Catherine Koch | Booga Gilbertson | Land Planning and Sciences | CA | Transmission and Distribution | Operations Misc | Real Estate and Land Use Planning | maintenance | Miles of Main | CAP-GAS RELOCATIONS | FRANCHISE ACQUISITION | FRANCHISE ACQUISITION | Placeholder - King County Franchise Fee | G Franchises | 410156 | 410156 | 418359 | 426726 | 435260
W_R.10015.01.01.01 | CC_4588 | Stephanie Kreshel | Roque Bamba | Booga Gilbertson | Infrastructure Program Management | CA | Transmission and Distribution | Gas Operations | Gas System Integrity | emergent | Customer | CAP-GAS SYSTEM WORK | CATHODIC PROTECTION SYSTEM | CATHODIC PROTECTION SYSTEM | Gas System Integrity-emergent;Corrosion Improvement | G CP System Improv Main With Serv Dist | 419999.8593 | 432600 | 445578 | 458945.34 | 472713.7002
W_R.10015.01.01.02 | CC_4588 | Stephanie Kreshel | Roque Bamba | Booga Gilbertson | Infrastructure Program Management | CA | Transmission and Distribution | Gas Operations | Gas System Integrity | emergent | Customer | CAP-GAS SYSTEM WORK | CATHODIC PROTECTION SYSTEM | CATHODIC PROTECTION SYSTEM | Gas System Integrity-emergent;Corrosion Improvement | G CP System Improv Service Dist | 3598189.2213 | 3708000 | 3819240 | 3933817.2 | 4051831.716
W_R.10015.01.01.03 | CC_4160 | Kathleen Weatherby | Catherine Koch | Booga Gilbertson | Gas System Integrity | CA | Transmission and Distribution | Gas Operations | Gas System Integrity | maintenance | Miles of Main | CAP-GAS SYSTEM WORK | CATHODIC PROTECTION SYSTEM | CATHODIC PROTECTION SYSTEM | Distribution Integrity Management System | G CP System Improv Dist | 999999.9484 | 1545000 | 1591350 | 1639090.5 | 1688263.215
W_R.10015.01.01.05 | CC_4100 | Paul Riley | Harry Shapiro | Booga Gilbertson | System Controls & Protection | CA | Transmission and Distribution | Gas Operations | Gas System Integrity | emergent | Miles of Main | CAP-GAS SYSTEM WORK | CATHODIC PROTECTION SYSTEM | CATHODIC PROTECTION SYSTEM | Gas System Integrity-emergent;Corrosion Improvement | G Emergent CP System Improv Dist | 1499999.9082 | 1545000 | 1591350 | 1639090.5 | 1688263.215
W_R.10015.03.01.01 | CC_4588 | Stephanie Kreshel | Roque Bamba | Booga Gilbertson | Infrastructure Program Management | CA | Transmission and Distribution | Gas Operations | Gas DIMP MP | maintenance | Miles of Main | CAP-GAS SYSTEM WORK | GAS DIMP MITIGATION MEASURES | BRIDGE AND SLIDE REMEDIATION PROGRAM | Gas DIMP MP | G DIMP Brdg Sld Dist Unmaintain Facil | 298624.4191 | 638600 | 657758 | 677490.74 | 697815.4622
W_R.10015.03.02.01 | CC_4588 | Stephanie Kreshel | Roque Bamba | Booga Gilbertson | Infrastructure Program Management | CA | Transmission and Distribution | Gas Operations | Distribution Integrity Management System | maintenance | Customer | CAP-GAS SYSTEM WORK | GAS DIMP MITIGATION MEASURES | ENCROACHMENT REMEDIATION PROGRAM | Distribution Integrity Management System | G DIMP Mobile Home Encroachment Program | 499999.9864 | 650000 | 650000 | 650000 | 650000
W_R.10015.03.04.01 | CC_4588 | Stephanie Kreshel | Roque Bamba | Booga Gilbertson | Infrastructure Program Management | CA | Strategic Initiatives | Pipeline Integrity - CRM | Pipeline Replacement Program - CRM | maintenance | Customer | CAP-GAS SYSTEM WORK | GAS DIMP MITIGATION MEASURES | PIPE REPLACEMENT PROGRAM | Gas cost recovery mechanism: Dupont | G DIMP Dupont Pipe Repl Main With Serv | 54829600 | 55658300 | 56448357.7394 | 57577325 | 58706500
W_R.10015.03.04.02 | CC_4588 | Stephanie Kreshel | Roque Bamba | Booga Gilbertson | Infrastructure Program Management | CA | Transmission and Distribution | Gas Operations | Distribution Integrity Management System | maintenance | Customer | CAP-GAS SYSTEM WORK | GAS DIMP MITIGATION MEASURES | PIPE REPLACEMENT PROGRAM | Distribution Integrity Management System | G DIMP Older Stw Repl Main With Service | 3200015.0522 | 4000000 | 4000000 | 4000000 | 4000000
W_R.10015.03.04.03 | CC_4588 | Stephanie Kreshel | Roque Bamba | Booga Gilbertson | Infrastructure Program Management | CA | Transmission and Distribution | Gas Operations | Distribution Integrity Management System | maintenance | Customer | CAP-GAS SYSTEM WORK | GAS DIMP MITIGATION MEASURES | PIPE REPLACEMENT PROGRAM | Distribution Integrity Management System | G DIMP Older Stw Repl Service Only | 1396732.3553 | 1500000 | 1500000 | 1500000 | 1500000
W_R.10015.03.07.01 | CC_4588 | Stephanie Kreshel | Roque Bamba | Booga Gilbertson | Infrastructure Program Management | CA | Transmission and Distribution | Gas Operations | Distribution Integrity Management System | maintenance | Miles of Main | CAP-GAS SYSTEM WORK | GAS DIMP MITIGATION MEASURES | SHALLOW MAIN & SERVICE REPLACEMENT PROG | Distribution Integrity Management System | G DIMP Continuing Surveillance Other | 299690.5316 | 550000 | 550000 | 550000 | 550000
W_R.10015.03.07.03 | CC_4588 | Stephanie Kreshel | Roque Bamba | Booga Gilbertson | Infrastructure Program Management | CA | Transmission and Distribution | Gas Operations | Distribution Integrity Management System | maintenance | Customer | CAP-GAS SYSTEM WORK | GAS DIMP MITIGATION MEASURES | SHALLOW MAIN & SERVICE REPLACEMENT PROG | Distribution Integrity Management System | G DIMP Shallow Serv and Main Repl | 1198211.7504 | 2800000 | 2800000 | 2800000 | 2800000
W_R.10015.03.09.01 | CC_4588 | Stephanie Kreshel | Roque Bamba | Booga Gilbertson | Infrastructure Program Management | CA | Transmission and Distribution | Gas Operations | Distribution Integrity Management System | maintenance | Miles of Main | CAP-GAS SYSTEM WORK | GAS DIMP MITIGATION MEASURES | UNMAINTAINABLE FACILITIES PROGRAM | Distribution Integrity Management System | G DIMP Preventative Maint Facilities | 2997851.6117 | 3500000 | 3500000 | 3500000 | 3500000
W_R.10015.03.09.03 | CC_4022 | Anthony Pagano | Roque Bamba | Booga Gilbertson | Mjr Project Construct Mgmt&Project Mgmt | CA | Transmission and Distribution | Gas Operations | Gas DIMP MP | maintenance | Miles of Main | CAP-GAS SYSTEM WORK | GAS DIMP MITIGATION MEASURES | UNMAINTAINABLE FACILITIES PROGRAM | Gas DIMP MP | G DIMP Preventive Maint Dist Reg Dist | 3600000 | 3708000 | 3800000 | 3900000 | 4000000
W_R.10015.03.09.05 | CC_3037 | Loretta Baggenstos | Harry Shapiro | Booga Gilbertson | Gas Measurement | CA | Transmission and Distribution | Gas Operations | Gas Measurement | maintenance | Customer | CAP-GAS SYSTEM WORK | GAS DIMP MITIGATION MEASURES | UNMAINTAINABLE FACILITIES PROGRAM | Distribution Integrity Management System | G DIMP Preventive Maintenance MSA Dist | 230000 | 236900 | 244007 | 251327.21 | 258867.0263
W_R.10015.03.09.07 | CC_4022 | Anthony Pagano | Roque Bamba | Booga Gilbertson | Mjr Project Construct Mgmt&Project Mgmt | CA | Transmission and Distribution | Gas Operations | Gas DIMP MP | maintenance | Miles of Main | CAP-GAS SYSTEM WORK | GAS DIMP MITIGATION MEASURES | UNMAINTAINABLE FACILITIES PROGRAM | Gas DIMP MP | G DIMP Preventive Maint Farm Taps Dist | 400000 | 412000 | 424000 | 437000 | 450000
W_R.10015.03.09.14 | CC_4588 | Stephanie Kreshel | Roque Bamba | Booga Gilbertson | Infrastructure Program Management | CA | Transmission and Distribution | Gas Operations | Distribution Integrity Management System | maintenance | Customer | CAP-GAS SYSTEM WORK | GAS DIMP MITIGATION MEASURES | UNMAINTAINABLE FACILITIES PROGRAM | Distribution Integrity Management System | G Idle Riser Remediation | 2998280.4939 | 4400000 | 4400000 | 4400000 | 4400000
W_R.10015.03.09.15 | CC_4588 | Stephanie Kreshel | Roque Bamba | Booga Gilbertson | Infrastructure Program Management | CA | Transmission and Distribution | Gas Operations | Distribution Integrity Management System | maintenance | Customer | CAP-GAS SYSTEM WORK | GAS DIMP MITIGATION MEASURES | UNMAINTAINABLE FACILITIES PROGRAM | Gas cost recovery mechanism: Buried meters | G Buried Meter Riser Replacement | 5000000 | 5000000 | 5000000 | 5000000 | 5000000
W_R.10015.03.11.01 | CC_3083 | John Klippert | Harry Shapiro | Booga Gilbertson | Gas Construction Performance Management | CA | Transmission and Distribution | Gas Operations | Distribution Integrity Management System | maintenance | Customer | CAP-GAS SYSTEM WORK | GAS DIMP MITIGATION MEASURES | Guard Posts | Distribution Integrity Management System | G DIMP Guard Posts | 180000.0118 | 185400 | 190962 | 196690.86 | 202591.5858
W_R.10015.04.01.02 | CC_3083 | John Klippert | Harry Shapiro | Booga Gilbertson | Gas Construction Performance Management | CA | Transmission and Distribution | Gas Operations | Gas Construction | emergent | Miles of Main | CAP-GAS SYSTEM WORK | GAS EMERGENCY RESPONSE | LEAK REPAIR | Gas System Integrity-emergent; Gas Construction | G Leak Repair Main | 3766264.8683 | 3879312.8144 | 3995752.1988 | 4115684.7648 | 4239215.3077
W_R.10015.04.01.03 | CC_3083 | John Klippert | Harry Shapiro | Booga Gilbertson | Gas Construction Performance Management | CA | Transmission and Distribution | Gas Operations | Gas Construction | emergent | Customer | CAP-GAS SYSTEM WORK | GAS EMERGENCY RESPONSE | LEAK REPAIR | Gas System Integrity-emergent; Gas Construction | G Leak Repair Service | 1031735.0172 | 1062687.0677 | 1094567.6798 | 1127404.7102 | 1161226.8515
W_R.10015.04.01.04 | CC_3083 | John Klippert | Harry Shapiro | Booga Gilbertson | Gas Construction Performance Management | CA | Transmission and Distribution | Gas Operations | Gas Construction | emergent | Miles of Main | CAP-GAS SYSTEM WORK | GAS EMERGENCY RESPONSE | LEAK REPAIR | Gas System Integrity-emergent; Gas Construction | G Scattered Short Main Rehab | 2037911 | 2099048.33 | 2162019.7799 | 2226880.3733 | 2293686.7845
W_R.10015.04.01.05 | CC_3083 | John Klippert | Harry Shapiro | Booga Gilbertson | Gas Construction Performance Management | CA | Transmission and Distribution | Gas Operations | Gas Construction | capacity | Customer | CAP-GAS SYSTEM WORK | GAS EMERGENCY RESPONSE | LEAK REPAIR | Gas System New Distribution | G Service Replacement Misc | 6840000 | 9363600 | 9560000 | 9741889 | 9741889
W_R.10015.04.01.06 | CC_3083 | John Klippert | Harry Shapiro | Booga Gilbertson | Gas Construction Performance Management | CA | Transmission and Distribution | Gas Operations | Gas Construction | maintenance | Miles of Main | CAP-GAS SYSTEM WORK | GAS EMERGENCY RESPONSE | LEAK REPAIR | Gas cost recovery mechanism: Cross Bore | G Sewer Cross Bore Repair Main | 300000 | 309000 | 318270 | 327818.1 | 337652.643
W_R.10015.04.01.07 | CC_3083 | John Klippert | Harry Shapiro | Booga Gilbertson | Gas Construction Performance Management | CA | Transmission and Distribution | Gas Operations | Gas Construction | maintenance | Customer | CAP-GAS SYSTEM WORK | GAS EMERGENCY RESPONSE | LEAK REPAIR | Gas cost recovery mechanism: Cross Bore | G Sewer Cross Bore Repair Service | 150000 | 154500 | 159135 | 163909.05 | 168826.3215
W_R.10015.04.01.08 | CC_3083 | John Klippert | Harry Shapiro | Booga Gilbertson | Gas Construction Performance Management | CA | Transmission and Distribution | Gas Operations | Gas Construction | emergent | Miles of Main | CAP-GAS SYSTEM WORK | GAS EMERGENCY RESPONSE | LEAK REPAIR | Gas System Integrity-emergent; Gas Construction | G Gas Work Release Main | 150000 | 154500 | 159135 | 163909.05 | 168826.3215
W_R.10015.04.01.09 | CC_3083 | John Klippert | Harry Shapiro | Booga Gilbertson | Gas Construction Performance Management | CA | Transmission and Distribution | Gas Operations | Gas Construction | emergent | Customer | CAP-GAS SYSTEM WORK | GAS EMERGENCY RESPONSE | LEAK REPAIR | Gas System Integrity-emergent; Gas Construction | G Gas Work Release Service | 1200000 | 1236000 | 1273080 | 1311272.4 | 1350610.572
W_R.10015.06.01.01 | CC_4588 | Stephanie Kreshel | Roque Bamba | Booga Gilbertson | Infrastructure Program Management | CA | Transmission and Distribution | Gas Operations | Cold Weather Action Reinforcement | capacity | Customer | CAP-GAS SYSTEM WORK | GAS SYSTEM UPGRADE | GAS SYSTEM UPGRADE | Gas cold weather action reinforcement | G Cold Weather Action Reinforcement | 30000 | 30000 | 30000 | 30000 | 30600
W_R.10015.06.01.02 | CC_4022 | Anthony Pagano | Roque Bamba | Booga Gilbertson | Mjr Project Construct Mgmt&Project Mgmt | CA | Transmission and Distribution | Gas Operations | Gas System Upgrade MP | emergent | Miles of Main | CAP-GAS SYSTEM WORK | GAS SYSTEM UPGRADE | GAS SYSTEM UPGRADE | Gas DIMP MP | G Odorizer Componant Repl Bulk Dist | 200000 | 200000 | 200000 | 200000 | 200000
W_R.10015.06.01.04 | CC_4022 | Anthony Pagano | Roque Bamba | Booga Gilbertson | Mjr Project Construct Mgmt&Project Mgmt | CA | Transmission and Distribution | Gas Operations | Gas System Upgrade MP | capacity | Miles of Main | CAP-GAS SYSTEM WORK | GAS SYSTEM UPGRADE | GAS SYSTEM UPGRADE | Gas System Integrity | G System Capacity Upgrade Bulk Dist | 3000000 | 3000000 | 3000000 | 3000000 | 3000000
W_R.10015.06.01.05 | CC_4588 | Stephanie Kreshel | Roque Bamba | Booga Gilbertson | Infrastructure Program Management | CA | Transmission and Distribution | Gas Operations | Gas System Upgrade MP | capacity | Miles of Main | CAP-GAS SYSTEM WORK | GAS SYSTEM UPGRADE | GAS SYSTEM UPGRADE | Gas System Integrity | G System Capacity Upgrade Dist | 4502399.0386 | 9000000 | 9000000 | 9000000 | 9000000
W_R.10060.01.01.01 | CC_4022 | Anthony Pagano | Roque Bamba | Booga Gilbertson | Mjr Project Construct Mgmt&Project Mgmt | CA | Strategic Initiatives | Gas Major Projects | Vashon HP Mitigation | maintenance | Miles of Main | CAP-VASHON HP GAS | PIPELINE REPLACEMENT | VASHON MITIGATION PROJECT | Marine Crossing | G Marine Crossing Gas | 850000 | 25000000 |  |  | 0
W_R.10060.01.01.02 | CC_4022 | Anthony Pagano | Roque Bamba | Booga Gilbertson | Mjr Project Construct Mgmt&Project Mgmt | CA | Transmission and Distribution | Gas Operations | Vashon Interim Supply at Gig Harbor | maintenance | Miles of Main | CAP-VASHON HP GAS | PIPELINE REPLACEMENT | VASHON MITIGATION PROJECT | Marine Crossing | G Vashon Interim Supply at Gig Harbor | 618000 | 1700000 | 7150000 | 0 | 0
W_R.10015.06.01.11 | CC_4022 | Anthony Pagano | Roque Bamba | Booga Gilbertson | Mjr Project Construct Mgmt&Project Mgmt | CA |  |  |  | maintenance | Miles of Main |  |  | Gas Initiation Major Projects | G Project Initiation | Project intiation -Maint |  | 1750000 | 2500000 | 2500000 | 2500000 | 0 | 0 | Tony Pagano update 05.07.2021 | Major Projects - G | 27806000 | 0 | 27806000
W_R.10015.06.01.11 | CC_4022 | Anthony Pagano | Roque Bamba | Booga Gilbertson | Mjr Project Construct Mgmt&Project Mgmt | CA |  |  |  | capacity | Miles of Main |  |  | Gas Initiation Major Projects | G Project Initiation | Project intiation -Cap | 806000 | 7000000 | 10000000 | 10000000 | 10000000
Note on E6: Bingham, Jonathan: WBS technically belongs to Dan Doyle, but is included in Operations CSA

## Sept GRC Settlement B
capex | Total Through 2045 | Difference | reduction from plan
FY 22 - IRP | 4496236140.5592 |  | 210335568.3564
Scenario 1 - High elect HP | 3664914438.8595 | 831321701.6998 | 132097274.0378 | 78238294.3186
Scenario 2 - High elect CHP | 3664914438.8595 | 831321701.6998 | 132097274.0378 | 78238294.3186
Scenario 3 - Hybrid HP | 4474191132.8751 | 22045007.6841 | 207724913.6409 | 2610654.7155
Scenario4 - Hybrid HP & CCHP | 4361395088.426 | 134841052.1332 | 195333604.193 | 15001964.1633
O&M | Total Through 2045 | Difference | reduction from plan
FY 22 - IRP | 6371.6358 |  | 402.8616
Scenario 1 - High elect HP | 3970.9052 | 2400.7306 | 131.3433 | 271.5182
Scenario 2 - High elect CHP | 3710.1505 | 2661.4853 | 131.3433 | 271.5182
Scenario 3 - Hybrid HP | 6300.271 | 71.3648 | 393.8014 | 9.0602
Scenario4 - Hybrid HP & CCHP | 5937.2826 | 434.3532 | 350.7987 | 52.0628
Customer Change | Base count |  | 2045 | % change 2023 | % change 2045
FY 22 - IRP | 882959.7489 |  | 1084060.5 | 22.78%
Scenario 1 - High elect HP | 882959.7489 |  | 353432.1149 | -59.97% | -67.4%
Scenario 2 - High elect CHP | 882959.7489 |  | 353432.1149 | -59.97% | -67.4%
Scenario 3 - Hybrid HP | 882959.7489 |  | 1059680.8985 | 20.01% | -2.249%
Scenario4 - Hybrid HP & CCHP | 882959.7489 |  | 943964.6436 | 6.909% | -12.92%

## Dec Settlement B
year | 2024 | 2025 | 2026 | 2027 | 2028 | 2029 | 2030 | 2031 | 2032 | 2033 | 2034 | 2035 | 2036 | 2037 | 2038 | 2039 | 2040 | 2041 | 2042 | 2043 | 2044 | 2045 | 2046 | 2047 | 2048 | 2049 | 2050
IRP Base Case | 242548278.379 | 222476653.5451 | 220263067.354 | 228734371.4735 | 221129867.6348 | 266307975.3565 | 212549668.2555 | 217863409.9619 | 223309995.2109 | 228892745.0912 | 160626177.0639 | 164641831.4905 | 168421655.0717 | 172632196.4485 | 176948001.3597 | 181371701.3937 | 185905993.9286 | 190553643.7768 | 195317484.8712 | 200200421.993 | 205205432.5428 | 210335568.3564 | 215593957.5653 | 220983806.5044 | 226508401.667 | 232171111.7087 | 237975389.5014
Electric Heat Pump | 242548278.379 | 222476653.5451 | 220263067.354 | 228734371.4735 | 221129867.6348 | 248065676.9917 | 193154927.5311 | 192753934.9378 | 191845776.9168 | 190555981.0608 | 128441527.0243 | 127096712.8706 | 125428975.6335 | 123955794.1119 | 123431286.566 | 123243908.6258 | 123475464.4782 | 124189522.4861 | 125421082.5226 | 127164705.4336 | 129439649.2446 | 132097274.0378 | 135594213.4551 | 138795030.0348 | 142068141.9902 | 145384933.8255 | 148581912.3565
Hybrid Heat Pump | 242548278.379 | 222476653.5451 | 220263067.354 | 228734371.4735 | 221129867.6348 | 265989154.4594 | 212192649.9368 | 217377505.3155 | 222671954.8308 | 228079993.7216 | 159916137.7228 | 163784883.551 | 167411622.5766 | 171461339.1445 | 175611402.6282 | 179864261.9397 | 184224299.4497 | 188693567.0856 | 193275309.9014 | 197972827.5185 | 202787071.0655 | 207724913.6409 | 212787894.9242 | 217986969.3168 | 223322123.5495 | 228796886.1183 | 234417012.482
HHP+CHP | 242548278.379 | 222476653.5451 | 220263067.354 | 228734371.4735 | 221129867.6348 | 263689137.1742 | 209748252.398 | 214214398.8193 | 218710752.773 | 223261578.854 | 155878461.2511 | 159085460.9514 | 162044038.5466 | 165401142.7307 | 168840516.3891 | 172364338.1166 | 175972907.7442 | 179664113.7993 | 183444442.2711 | 187314700.7881 | 191275003.2398 | 195333604.193 | 199493593.0725 | 203768383.7709 | 208145818.0109 | 212599919.1072 | 217182553.6335
| year | year | cumulative | cumulative
| 2030 | 2045 | 2030 | 2045
IRP Base Case | 212549668.2555 | 210335568.3564 | 1614009881.9983 | 4496236140.5592
Electric Heat Pump | 184778850.7115 | 103832201.3992 | 1576372842.9091 | 3664914438.8595
Hybrid Heat Pump | 212006814.0214 | 206453145.3116 | 1613334042.7826 | 4474191132.8751
HHP+CHP | 208538394.8 | 189913859.1629 | 1608589627.9585 | 4361395088.426
| IRP Base Case | Electric Heat Pump | Hybrid Heat Pump | HHP+CHP
2030 | 212549668.2555 | 184778850.7115 | 212006814.0214 | 208538394.8
2045 | 210335568.3564 | 103832201.3992 | 206453145.3116 | 189913859.1629

## Settlement H Constrained area
For Scenario 1 and 2 estimated reduction per cadmus
Year | Area | Total Load constraint​(SCFH) | Fuel blend​ | # conversions needed​ Non-Pipeline Solution | Estimated cost​ ($MM) | Approx Total # of customers per Zip Codes | Estimated cost ($MM) | 2032 customers shifting to heat pumps | 2033 customers shifting to heat pumps | 2034 customers shifting to heat pumps | 2035 customers shifting to heat pumps | 2036 customers shifting to heat pumps | 2037 customers shifting to heat pumps | 2038 customers shifting to heat pumps
Percent reduction (applied across all areas evenly "peanut butter") | [7 empty] | -19.36% | -24.79% | -29.63% | -34.57% | -39.51% | -44.46% | -48.22%
2024 | Area 1 | 113887 | 100% NG (1046 BTU) | 2848 | ​42.7 | 8000 | 8 | 1549 | 1983 | 2371 | 2766 | 3161 | 3557 | 3858
2024 | Area 2 | 179254 | 100% NG (1046 BTU) | 4481 | 67.2 | 17500 | 15 | 3388 | 4338 | 5186 | 6049 | 6914 | 7781 | 8438
2024 | Area 3 | 43798 | 100% NG (1046 BTU) | 1095 | 16.4 | 3040 | 12 | 589 | 754 | 901 | 1051 | 1202 | 1352 | 1466
2024 | Area 4 | 135000 | 100% NG (1046 BTU) | 3375 | 50.625 | 13000 | tbd | 2517 | 3223 | 3852 | 4494 | 5137 | 5780 | 6268
As fuel content changes - if same level of customers - issue gets worse
2032 | Area 1 | 150991 | 100% RNG/NG H2 blend | 3774 | 56.61 | 8000 | 8 | 1549 | 1983 | 2371 | 2766 | 3161 | 3557 | 3858
2032 | Area 2 | 207510 | 100% RNG/NG H2 blend | 5188 | 77.82 | 17500 | 15 | 3388 | 4338 | 5186 | 6049 | 6914 | 7781 | 8438
2032 | Area 3 | 51046 | 100% RNG/NG H2 blend | 1276 | 19.14 | 3040 | 12 | 589 | 754 | 901 | 1051 | 1202 | 1352 | 1466
2032 | Area 4 | 178982.5441 | 100% RNG/NG H2 blend | 4474.5636 | 67.1185 | 13000 | tbd | 2517 | 3223 | 3852 | 4494 | 5137 | 5780 | 6268
2032 | Area 5 | 53194 | 100% RNG/NG H2 blend | 1330 | 19.95 | 16300 | 1 | 3156 | 4041 | 4830 | 5635 | 6440 | 7247 | 7860
Total load constraint - The amount of load to be addressed
Fuel blend - Fuel blend impacts the load constrait - the lower the BTU content the more gas that needs to flow to meet the customers energy needs Per 2023 IRP - Alternate fuels may be deployed in 2023
For conversions - Assumed 40 sch reduction per conversion
means constraint addressed area wide constant reduction
Heat pump conversion rate assumes overall conversion spread and not specific areas.

## working papers
Assumptions
Account for higher cost of doing business due to new regulations and policies, and increasing costs for petroleum based products (pipe, asphalt, etc)
Assets will not be stranded- investments continue
Impacts are spread through the territory instead of regionally
Pipe is able to be retired and left in place(PSE will not need to remove pipe)
Portion of investments will vary by fixed & variable. For this study main work is included in the fixed portion – the variable piece is dependent on the number of customers/services/meters
Approach
Separate capacity budget into 4 areas
  New customer - includes margin allowance changes
  System reliability - system investments needed to deliver gas
  Maintenance and Integrity (including PI)
  Emergent
System Reliability investments driven by peak load- 52DD - minimized to local area enhancements
Maintenance/safety/integrity –50% fixed, 50% variable by number of services
Emergent – 50% fixed, 50% variable by services/customers

## Scenario Cost Data Summary
Capital plan | These numbers assume a 2% inflation rate
Numbers Provided | 2 | 3 | 4 | 5 | 6 | 7 | 8 | 9 | 10 | 11 | 12 | 13 | 14 | 15 | 16 | 17 | 18 | 19 | 20 | 21 | 22 | 23 | 24 | 25 | 26 | 27 | 28
year | 2024 | 2025 | 2026 | 2027 | 2028 | 2029 | 2030 | 2031 | 2032 | 2033 | 2034 | 2035 | 2036 | 2037 | 2038 | 2039 | 2040 | 2041 | 2042 | 2043 | 2044 | 2045 | 2046 | 2047 | 2048 | 2049 | 2050
FY 22 - IRP | 242548278.379 | 222476653.5451 | 220263067.354 | 228734371.4735 | 221129867.6348 | 266307975.3565 | 212549668.2555 | 217863409.9619 | 223309995.2109 | 228892745.0912 | 160626177.0639 | 164641831.4905 | 168421655.0717 | 172632196.4485 | 176948001.3597 | 181371701.3937 | 185905993.9286 | 190553643.7768 | 195317484.8712 | 200200421.993 | 205205432.5428 | 210335568.3564 | 215593957.5653 | 220983806.5044 | 226508401.667 | 232171111.7087 | 237975389.5014
Scenario 1 - High elect HP | 242548278.379 | 222476653.5451 | 220263067.354 | 228734371.4735 | 221129867.6348 | 248065676.9917 | 193154927.5311 | 192753934.9378 | 191845776.9168 | 190555981.0608 | 128441527.0243 | 127096712.8706 | 125428975.6335 | 123955794.1119 | 123431286.566 | 123243908.6258 | 123475464.4782 | 124189522.4861 | 125421082.5226 | 127164705.4336 | 129439649.2446 | 132097274.0378 | 135594213.4551 | 138795030.0348 | 142068141.9902 | 145384933.8255 | 148581912.3565
Scenario 2 - High elect CHP | 242548278.379 | 222476653.5451 | 220263067.354 | 228734371.4735 | 221129867.6348 | 248065676.9917 | 193154927.5311 | 192753934.9378 | 191845776.9168 | 190555981.0608 | 128441527.0243 | 127096712.8706 | 125428975.6335 | 123955794.1119 | 123431286.566 | 123243908.6258 | 123475464.4782 | 124189522.4861 | 125421082.5226 | 127164705.4336 | 129439649.2446 | 132097274.0378 | 135594213.4551 | 138795030.0348 | 142068141.9902 | 145384933.8255 | 148581912.3565
Scenario 3 - Hybrid HP | 242548278.379 | 222476653.5451 | 220263067.354 | 228734371.4735 | 221129867.6348 | 265989154.4594 | 212192649.9368 | 217377505.3155 | 222671954.8308 | 228079993.7216 | 159916137.7228 | 163784883.551 | 167411622.5766 | 171461339.1445 | 175611402.6282 | 179864261.9397 | 184224299.4497 | 188693567.0856 | 193275309.9014 | 197972827.5185 | 202787071.0655 | 207724913.6409 | 212787894.9242 | 217986969.3168 | 223322123.5495 | 228796886.1183 | 234417012.482
Scenario4 - Hybrid HP & CCHP | 242548278.379 | 222476653.5451 | 220263067.354 | 228734371.4735 | 221129867.6348 | 263689137.1742 | 209748252.398 | 214214398.8193 | 218710752.773 | 223261578.854 | 155878461.2511 | 159085460.9514 | 162044038.5466 | 165401142.7307 | 168840516.3891 | 172364338.1166 | 175972907.7442 | 179664113.7993 | 183444442.2711 | 187314700.7881 | 191275003.2398 | 195333604.193 | 199493593.0725 | 203768383.7709 | 208145818.0109 | 212599919.1072 | 217182553.6335
Change from base case | 2024 | 2025 | 2026 | 2027 | 2028 | 2029 | 2030 | 2031 | 2032 | 2033 | 2034 | 2035 | 2036 | 2037 | 2038 | 2039 | 2040 | 2041 | 2042 | 2043 | 2044 | 2045 | 2046 | 2047 | 2048 | 2049 | 2050
Scenario 1 - High elect HP | 0 | 0 | 0 | 0 | 0 | 18242298.3648 | 19394740.7244 | 25109475.0241 | 31464218.2942 | 38336764.0304 | 32184650.0396 | 37545118.62 | 42992679.4382 | 48676402.3366 | 53516714.7937 | 58127792.768 | 62430529.4503 | 66364121.2907 | 69896402.3486 | 73035716.5594 | 75765783.2982 | 78238294.3186 | 79999744.1102 | 82188776.4697 | 84440259.6768 | 86786177.8832 | 89393477.1449
Scenario 2 - High elect CHP | 0 | 0 | 0 | 0 | 0 | 18242298.3648 | 19394740.7244 | 25109475.0241 | 31464218.2942 | 38336764.0304 | 32184650.0396 | 37545118.62 | 42992679.4382 | 48676402.3366 | 53516714.7937 | 58127792.768 | 62430529.4503 | 66364121.2907 | 69896402.3486 | 73035716.5594 | 75765783.2982 | 78238294.3186 | 79999744.1102 | 82188776.4697 | 84440259.6768 | 86786177.8832 | 89393477.1449
Scenario 3 - Hybrid HP | 0 | 0 | 0 | 0 | 0 | 318820.8971 | 357018.3187 | 485904.6464 | 638040.3801 | 812751.3696 | 710039.3411 | 856947.9395 | 1010032.4951 | 1170857.304 | 1336598.7315 | 1507439.454 | 1681694.4789 | 1860076.6912 | 2042174.9698 | 2227594.4744 | 2418361.4773 | 2610654.7155 | 2806062.6411 | 2996837.1876 | 3186278.1175 | 3374225.5904 | 3558377.0194
Scenario4 - Hybrid HP & CCHP | 0 | 0 | 0 | 0 | 0 | 2618838.1823 | 2801415.8575 | 3649011.1426 | 4599242.4379 | 5631166.2372 | 4747715.8128 | 5556370.5391 | 6377616.5251 | 7231053.7178 | 8107484.9706 | 9007363.2771 | 9933086.1844 | 10889529.9774 | 11873042.6001 | 12885721.2049 | 13930429.303 | 15001964.1633 | 16100364.4928 | 17215422.7336 | 18362583.6561 | 19571192.6016 | 20792835.8679
o&m estimates
Baseline | 197.2287 | 204.313 | 211.579 | 219.0599 | 226.8163 | 234.8471 | 243.13 | 251.6786 | 260.4974 | 269.586 | 278.9563 | 288.6025 | 298.5323 | 308.7504 | 319.2766 | 330.1182 | 341.3033 | 352.8626 | 364.7824 | 377.0808 | 389.773 | 402.8616 | 416.3396 | 430.1863 | 444.411 | 459.0093 | 473.9709
Scenario 1 - High elect HP | 195.3628 | 199.591 | 202.8146 | 204.8005 | 205.3588 | 204.3446 | 201.6985 | 197.5073 | 191.9514 | 185.2621 | 177.6615 | 169.3326 | 160.4544 | 151.011 | 144.313 | 138.4192 | 133.6301 | 130.1943 | 128.2535 | 127.8276 | 389.773 | 131.3433 | 136.4179 | 140.2883 | 144.2278 | 148.1239 | 151.3729
Scenario 2 - High elect CHP | 195.3628 | 199.591 | 202.8146 | 204.8005 | 205.3588 | 204.3446 | 201.6985 | 197.5073 | 191.9514 | 185.2621 | 177.6615 | 169.3326 | 160.4544 | 151.011 | 144.313 | 138.4192 | 133.6301 | 130.1943 | 128.2535 | 127.8276 | 129.0183 | 131.3433 | 136.4179 | 140.2883 | 144.2278 | 148.1239 | 151.3729
Scenario 3 - Hybrid HP | 197.2084 | 204.2538 | 211.4561 | 218.8421 | 226.4611 | 234.3138 | 242.3671 | 250.6303 | 259.1074 | 267.7985 | 276.7216 | 285.8802 | 295.2885 | 304.9561 | 314.9066 | 325.1468 | 335.709 | 346.6217 | 357.8716 | 369.4787 | 381.4501 | 393.8014 | 406.5208 | 419.616 | 433.0839 | 446.9218 | 461.1293
Scenario4 - Hybrid HP & CCHP | 196.9652 | 203.644 | 210.3377 | 217.0405 | 223.757 | 230.468 | 237.1454 | 243.806 | 250.4778 | 257.1998 | 264.0139 | 270.9516 | 278.0497 | 285.3176 | 292.7706 | 300.4129 | 308.2612 | 316.3256 | 324.6041 | 333.1051 | 341.8301 | 350.7987 | 360.0037 | 369.4637 | 379.1325 | 388.9013 | 398.9349
Number of customers
Baseline | 891393 | 900889 | 910173 | 919370 | 928705 | 938134 | 947533 | 956926 | 966299 | 975622 | 984910 | 994115 | 1003238 | 1012270 | 1021250 | 1030174 | 1039101 | 1048091 | 1057069 | 1066056 | 1075062 | 1084061 | 1093004 | 1101810 | 1110481 | 1118984 | 1127276
Scenario 1 - High elect HP | 882960 | 880068 | 872470 | 859525 | 840847 | 816287 | 786065 | 750957 | 712032 | 670457 | 627269 | 583280 | 539218 | 495105 | 461605 | 431954 | 406838 | 386710 | 371654 | 361385 | 1075062 | 353432 | 358134 | 359312 | 360392 | 361100 | 360020
Scenario 2 - High elect CHP | 882960 | 880068 | 872470 | 859525 | 840847 | 816287 | 786065 | 750957 | 712032 | 670457 | 627269 | 583280 | 539218 | 495105 | 461605 | 431954 | 406838 | 386710 | 371654 | 361385 | 355855 | 353432 | 358134 | 359312 | 360392 | 361100 | 360020
Scenario 3 - Hybrid HP | 891301 | 900628 | 909644 | 918456 | 927251 | 936004 | 944560 | 952940 | 961143 | 969153 | 977020 | 984738 | 992337 | 999830 | 1007272 | 1014660 | 1022069 | 1029554 | 1037043 | 1044564 | 1052106 | 1059681 | 1067227 | 1074737 | 1082177 | 1089517 | 1096734
Scenario4 - Hybrid HP & CCHP | 890202 | 897939 | 904833 | 910895 | 916179 | 920641 | 924210 | 926993 | 929132 | 930797 | 932153 | 933315 | 934405 | 935443 | 936467 | 937475 | 938504 | 939567 | 940640 | 941731 | 942827 | 943965 | 945107 | 946285 | 947365 | 948073 | 948813

## Scenario O&M 2024-2050
T&D per cust | 72.29 | Gas Customer Accounts Expense per Customer ($2022/customer) | 27.2683 | Gas Administrative Expense per Customer ($2022/customer) | 121.7007 | inflation rate | 2.5% |  | cost per customer | 221.259
| 0 | 1 | 2 | 3 | 4 | 5 | 6 | 7 | 8 | 9 | 10 | 11 | 12 | 13 | 14 | 15 | 16 | 17 | 18 | 19 | 20 | 21 | 22 | 23 | 24 | 25 | 26
O&M - Gas | 2024 | 2025 | 2026 | 2027 | 2028 | 2029 | 2030 | 2031 | 2032 | 2033 | 2034 | 2035 | 2036 | 2037 | 2038 | 2039 | 2040 | 2041 | 2042 | 2043 | 2044 | 2045 | 2046 | 2047 | 2048 | 2049 | 2050
Baseline | 197.2287 | 204.313 | 211.579 | 219.0599 | 226.8163 | 234.8471 | 243.13 | 251.6786 | 260.4974 | 269.586 | 278.9563 | 288.6025 | 298.5323 | 308.7504 | 319.2766 | 330.1182 | 341.3033 | 352.8626 | 364.7824 | 377.0808 | 389.773 | 402.8616 | 416.3396 | 430.1863 | 444.411 | 459.0093 | 473.9709 | 8595.5529
Scenario 1 - High elect HP | 195.3628 | 199.591 | 202.8146 | 204.8005 | 205.3588 | 204.3446 | 201.6985 | 197.5073 | 191.9514 | 185.2621 | 177.6615 | 169.3326 | 160.4544 | 151.011 | 144.313 | 138.4192 | 133.6301 | 130.1943 | 128.2535 | 127.8276 | 389.773 | 131.3433 | 136.4179 | 140.2883 | 144.2278 | 148.1239 | 151.3729 | 4691.336 | 3904.2169
Scenario 2 - High elect CHP | 195.3628 | 199.591 | 202.8146 | 204.8005 | 205.3588 | 204.3446 | 201.6985 | 197.5073 | 191.9514 | 185.2621 | 177.6615 | 169.3326 | 160.4544 | 151.011 | 144.313 | 138.4192 | 133.6301 | 130.1943 | 128.2535 | 127.8276 | 129.0183 | 131.3433 | 136.4179 | 140.2883 | 144.2278 | 148.1239 | 151.3729 | 4430.5813 | 4164.9716
Scenario 3 - Hybrid HP | 197.2084 | 204.2538 | 211.4561 | 218.8421 | 226.4611 | 234.3138 | 242.3671 | 250.6303 | 259.1074 | 267.7985 | 276.7216 | 285.8802 | 295.2885 | 304.9561 | 314.9066 | 325.1468 | 335.709 | 346.6217 | 357.8716 | 369.4787 | 381.4501 | 393.8014 | 406.5208 | 419.616 | 433.0839 | 446.9218 | 461.1293 | 8467.5428 | 128.0101
Scenario4 - Hybrid HP & CCHP | 196.9652 | 203.644 | 210.3377 | 217.0405 | 223.757 | 230.468 | 237.1454 | 243.806 | 250.4778 | 257.1998 | 264.0139 | 270.9516 | 278.0497 | 285.3176 | 292.7706 | 300.4129 | 308.2612 | 316.3256 | 324.6041 | 333.1051 | 341.8301 | 350.7987 | 360.0037 | 369.4637 | 379.1325 | 388.9013 | 398.9349 | 7833.7187 | 761.8342

## Scenario capex 2024-2050
Base case | 2024 | 2025 | 2026 | 2027 | 2028 | 2029 | 2030 | 2031 | 2032 | 2033 | 2034 | 2035 | 2036 | 2037 | 2038 | 2039 | 2040 | 2041 | 2042 | 2043 | 2044 | 2045 | 2046 | 2047 | 2048 | 2049 | 2050
FY 22 - IRP | 242548278.379 | 222476653.5451 | 220263067.354 | 228734371.4735 | 221129867.6348 | 266307975.3565 | 212549668.2555 | 217863409.9619 | 223309995.2109 | 228892745.0912 | 160626177.0639 | 164641831.4905 | 168421655.0717 | 172632196.4485 | 176948001.3597 | 181371701.3937 | 185905993.9286 | 190553643.7768 | 195317484.8712 | 200200421.993 | 205205432.5428 | 210335568.3564 | 215593957.5653 | 220983806.5044 | 226508401.667 | 232171111.7087 | 237975389.5014
maintenance | 131934200.4583 | 141635569.0676 | 148470087.7849 | 169110270.8994 | 175257873.0409 | 218679612.1343 | 163842544.6906 | 167938608.3078 | 172137073.5155 | 176440500.3534 | 106862626.2077 | 109534191.8629 | 111936324.4534 | 114734732.5647 | 117603100.8788 | 120543178.4008 | 123556757.8608 | 126645676.8074 | 129811818.7275 | 133057114.1957 | 136383542.0506 | 139793130.6019 | 143287958.8669 | 146870157.8386 | 150541911.7846 | 154305459.5792 | 158163096.0687
new construction | 70427659.9207 | 36491907.2275 | 21028008.8003 | 14015475.4964 | 2223921.4599 | 109218.2808 | 0 | 0 | 0 | 0 | 0 | 0 | 0 | 0 | 0 | 0 | 0 | 0 | 0 | 0 | 0 | 0 | 0 | 0 | 0 | 0 | 0
reliability | 12230000 | 15508250 | 20624399.125 | 14947888.0094 | 11810797.9297 | 14708306.7676 | 15076014.4368 | 15452914.7977 | 15839237.6676 | 16235218.6093 | 16641099.0746 | 17057126.5514 | 17483554.7152 | 17920643.5831 | 18368659.6727 | 18827876.1645 | 19298573.0686 | 19781037.3953 | 20275563.3302 | 20782452.4134 | 21302013.7238 | 21834564.0669 | 22380428.1685 | 22939938.8728 | 23513437.3446 | 24101273.2782 | 24703805.1101
emergency | 27956418 | 28840927.25 | 30140571.6437 | 30660737.0683 | 31837275.2043 | 32810838.1738 | 33631109.1282 | 34471886.8564 | 35333684.0278 | 36217026.1285 | 37122451.7817 | 38050513.0762 | 39001775.9031 | 39976820.3007 | 40976240.8082 | 42000646.8284 | 43050662.9992 | 44126929.5741 | 45230102.8135 | 46360855.3838 | 47519876.7684 | 48707873.6876 | 49925570.5298 | 51173709.7931 | 52453052.5379 | 53764378.8513 | 55108488.3226
High elect HP | 2024 | 2025 | 2026 | 2027 | 2028 | 2029 | 2030 | 2031 | 2032 | 2033 | 2034 | 2035 | 2036 | 2037 | 2038 | 2039 | 2040 | 2041 | 2042 | 2043 | 2044 | 2045 | 2046 | 2047 | 2048 | 2049 | 2050
Customer multiplier | -0.946% | -2.311% | -4.142% | -6.509% | -9.46% | -12.99% | -17.04% | -21.52% | -26.31% | -31.28% | -36.31% | -41.33% | -46.25% | -51.09% | -54.8% | -58.07% | -60.85% | -63.1% | -64.84% | -66.1% | -66.9% | -67.4% | -67.23% | -67.39% | -67.55% | -67.73% | -68.06%
Scenario 1 - High elect HP | 242548278.379 | 222476653.5451 | 220263067.354 | 228734371.4735 | 221129867.6348 | 248065676.9917 | 193154927.5311 | 192753934.9378 | 191845776.9168 | 190555981.0608 | 128441527.0243 | 127096712.8706 | 125428975.6335 | 123955794.1119 | 123431286.566 | 123243908.6258 | 123475464.4782 | 124189522.4861 | 125421082.5226 | 127164705.4336 | 129439649.2446 | 132097274.0378 | 135594213.4551 | 138795030.0348 | 142068141.9902 | 145384933.8255 | 148581912.3565
maintenance | 131934200.4583 | 141635569.0676 | 148470087.7849 | 169110270.8994 | 175257873.0409 | 204478407.379 | 149882416.6579 | 149865075.3254 | 149489463.9354 | 148846105.4694 | 87460645.7535 | 86900742.1681 | 86049785.1777 | 85425938.1989 | 85379881.542 | 85543559.6247 | 85966396.5775 | 86686840.6813 | 87726143.0201 | 89081210.1592 | 90763823.7466 | 92684676.2043 | 95118909.0422 | 97383058.688 | 99699160.713 | 102050195.8524 | 104337938.2198
new construction | 70427659.9207 | 36491907.2275 | 21028008.8003 | 14015475.4964 | 2223921.4599 | 109218.2808 | 0 | 0 | 0 | 0 | 0 | 0 | 0 | 0 | 0 | 0 | 0 | 0 | 0 | 0 | 0 | 0 | 0 | 0 | 0 | 0 | 0
reliability | 12230000 | 15508250 | 20624399.125 | 14947888.0094 | 11810797.9297 | 12797971.6067 | 12506924.8007 | 12126833.1053 | 11671386.2755 | 11157007.7401 | 10598382.5433 | 10007973.9686 | 9397015.7293 | 8765047.0878 | 8302643.6385 | 7894557.5501 | 7555948.1169 | 7298538.9538 | 7128674.3725 | 7045086.4935 | 7051146.6356 | 7118639.7406 | 7333190.87 | 7480964.1401 | 7630978.7312 | 7777568.4043 | 7889690.5338
emergency | 27956418 | 28840927.25 | 30140571.6437 | 30660737.0683 | 31837275.2043 | 30680079.7252 | 30765586.0725 | 30762026.5071 | 30684926.7058 | 30552867.8513 | 30382498.7276 | 30187996.7339 | 29982174.7266 | 29764808.8252 | 29748761.3855 | 29805791.4509 | 29953119.7838 | 30204142.851 | 30566265.13 | 31038408.7808 | 31624678.8624 | 32293958.0929 | 33142113.543 | 33931007.2066 | 34738002.5461 | 35557169.5689 | 36354283.6029
Difference | 0 | 0 | 0 | 0 | 0 | 18242298.3648 | 19394740.7244 | 25109475.0241 | 31464218.2942 | 38336764.0304 | 32184650.0396 | 37545118.62 | 42992679.4382 | 48676402.3366 | 53516714.7937 | 58127792.768 | 62430529.4503 | 66364121.2907 | 69896402.3486 | 73035716.5594 | 75765783.2982 | 78238294.3186 | 79999744.1102 | 82188776.4697 | 84440259.6768 | 86786177.8832 | 89393477.1449 | 1254130136.9845
High elect CHP | 2024 | 2025 | 2026 | 2027 | 2028 | 2029 | 2030 | 2031 | 2032 | 2033 | 2034 | 2035 | 2036 | 2037 | 2038 | 2039 | 2040 | 2041 | 2042 | 2043 | 2044 | 2045 | 2046 | 2047 | 2048 | 2049 | 2050
Customer multiplier | -0.946% | -2.311% | -4.142% | -6.509% | -9.46% | -12.99% | -17.04% | -21.52% | -26.31% | -31.28% | -36.31% | -41.33% | -46.25% | -51.09% | -54.8% | -58.07% | -60.85% | -63.1% | -64.84% | -66.1% | -66.9% | -67.4% | -67.23% | -67.39% | -67.55% | -67.73% | -68.06%
Scenario 2 - High elect CHP | 242548278.379 | 222476653.5451 | 220263067.354 | 228734371.4735 | 221129867.6348 | 248065676.9917 | 193154927.5311 | 192753934.9378 | 191845776.9168 | 190555981.0608 | 128441527.0243 | 127096712.8706 | 125428975.6335 | 123955794.1119 | 123431286.566 | 123243908.6258 | 123475464.4782 | 124189522.4861 | 125421082.5226 | 127164705.4336 | 129439649.2446 | 132097274.0378 | 135594213.4551 | 138795030.0348 | 142068141.9902 | 145384933.8255 | 148581912.3565
maintenance | 131934200.4583 | 141635569.0676 | 148470087.7849 | 169110270.8994 | 175257873.0409 | 204478407.379 | 149882416.6579 | 149865075.3254 | 149489463.9354 | 148846105.4694 | 87460645.7535 | 86900742.1681 | 86049785.1777 | 85425938.1989 | 85379881.542 | 85543559.6247 | 85966396.5775 | 86686840.6813 | 87726143.0201 | 89081210.1592 | 90763823.7466 | 92684676.2043 | 95118909.0422 | 97383058.688 | 99699160.713 | 102050195.8524 | 104337938.2198
new construction | 70427659.9207 | 36491907.2275 | 21028008.8003 | 14015475.4964 | 2223921.4599 | 109218.2808 | 0 | 0 | 0 | 0 | 0 | 0 | 0 | 0 | 0 | 0 | 0 | 0 | 0 | 0 | 0 | 0 | 0 | 0 | 0 | 0 | 0
reliability | 12230000 | 15508250 | 20624399.125 | 14947888.0094 | 11810797.9297 | 12797971.6067 | 12506924.8007 | 12126833.1053 | 11671386.2755 | 11157007.7401 | 10598382.5433 | 10007973.9686 | 9397015.7293 | 8765047.0878 | 8302643.6385 | 7894557.5501 | 7555948.1169 | 7298538.9538 | 7128674.3725 | 7045086.4935 | 7051146.6356 | 7118639.7406 | 7333190.87 | 7480964.1401 | 7630978.7312 | 7777568.4043 | 7889690.5338
emergency | 27956418 | 28840927.25 | 30140571.6437 | 30660737.0683 | 31837275.2043 | 30680079.7252 | 30765586.0725 | 30762026.5071 | 30684926.7058 | 30552867.8513 | 30382498.7276 | 30187996.7339 | 29982174.7266 | 29764808.8252 | 29748761.3855 | 29805791.4509 | 29953119.7838 | 30204142.851 | 30566265.13 | 31038408.7808 | 31624678.8624 | 32293958.0929 | 33142113.543 | 33931007.2066 | 34738002.5461 | 35557169.5689 | 36354283.6029
Difference | 0 | 0 | 0 | 0 | 0 | 18242298.3648 | 19394740.7244 | 25109475.0241 | 31464218.2942 | 38336764.0304 | 32184650.0396 | 37545118.62 | 42992679.4382 | 48676402.3366 | 53516714.7937 | 58127792.768 | 62430529.4503 | 66364121.2907 | 69896402.3486 | 73035716.5594 | 75765783.2982 | 78238294.3186 | 79999744.1102 | 82188776.4697 | 84440259.6768 | 86786177.8832 | 89393477.1449 | 1254130136.9845
Hybrid HP | 2024 | 2025 | 2026 | 2027 | 2028 | 2029 | 2030 | 2031 | 2032 | 2033 | 2034 | 2035 | 2036 | 2037 | 2038 | 2039 | 2040 | 2041 | 2042 | 2043 | 2044 | 2045 | 2046 | 2047 | 2048 | 2049 | 2050
Customer multiplier | -0.01031% | -0.02902% | -0.05814% | -0.09935% | -0.1566% | -0.227% | -0.3137% | -0.4165% | -0.5336% | -0.6631% | -0.8011% | -0.9433% | -1.087% | -1.229% | -1.369% | -1.506% | -1.639% | -1.769% | -1.894% | -2.016% | -2.135% | -2.249% | -2.358% | -2.457% | -2.549% | -2.633% | -2.709%
Scenario 3 - Hybrid HP | 242548278.379 | 222476653.5451 | 220263067.354 | 228734371.4735 | 221129867.6348 | 265989154.4594 | 212192649.9368 | 217377505.3155 | 222671954.8308 | 228079993.7216 | 159916137.7228 | 163784883.551 | 167411622.5766 | 171461339.1445 | 175611402.6282 | 179864261.9397 | 184224299.4497 | 188693567.0856 | 193275309.9014 | 197972827.5185 | 202787071.0655 | 207724913.6409 | 212787894.9242 | 217986969.3168 | 223322123.5495 | 228796886.1183 | 234417012.482
maintenance | 131934200.4583 | 141635569.0676 | 148470087.7849 | 169110270.8994 | 175257873.0409 | 218431417.4853 | 163585566.7031 | 167588859.3129 | 171677818.838 | 175855490.5644 | 106434590.8119 | 109017595.0643 | 111328168.6884 | 114029741.762 | 116798314.6685 | 119635526.4205 | 122544184.3077 | 125525696.6398 | 128582194.446 | 131715846.0401 | 134927410.2118 | 138221216.1106 | 141598386.323 | 145065717.0693 | 148623405.7805 | 152273787.5733 | 156020543.7161
new construction | 70427659.9207 | 36491907.2275 | 21028008.8003 | 14015475.4964 | 2223921.4599 | 109218.2808 | 0 | 0 | 0 | 0 | 0 | 0 | 0 | 0 | 0 | 0 | 0 | 0 | 0 | 0 | 0 | 0 | 0 | 0 | 0 | 0 | 0
reliability | 12230000 | 15508250 | 20624399.125 | 14947888.0094 | 11810797.9297 | 14674919.8139 | 15028722.6438 | 15388550.3079 | 15754720.79 | 16127558.953 | 16507788.1186 | 16896233.2848 | 17293576.6246 | 17700415.7825 | 18117257.3899 | 18544340.2678 | 18982261.3582 | 19431173.5842 | 19891448.4593 | 20363461.79 | 20847141.531 | 21343523.2336 | 21852632.8499 | 22376260.5659 | 22914126.8909 | 23466611.5837 | 24034506.1767
emergency | 27956418 | 28840927.25 | 30140571.6437 | 30660737.0683 | 31837275.2043 | 32773598.8794 | 33578360.5899 | 34400095.6947 | 35239415.2028 | 36096944.2041 | 36973758.7923 | 37871055.2019 | 38789877.2637 | 39731181.6 | 40695830.5698 | 41684395.2514 | 42697853.7838 | 43736696.8617 | 44801666.996 | 45893519.6884 | 47012519.3227 | 48160174.2967 | 49336875.7513 | 50544991.6816 | 51784590.8781 | 53056486.9613 | 54361962.5892
Difference | 0 | 0 | 0 | 0 | 0 | 318820.8971 | 357018.3187 | 485904.6464 | 638040.3801 | 812751.3696 | 710039.3411 | 856947.9395 | 1010032.4951 | 1170857.304 | 1336598.7315 | 1507439.454 | 1681694.4789 | 1860076.6912 | 2042174.9698 | 2227594.4744 | 2418361.4773 | 2610654.7155 | 2806062.6411 | 2996837.1876 | 3186278.1175 | 3374225.5904 | 3558377.0194 | 37966788.2401
capacity- multiplier | 100% | 100% | 81.25% | 62.5% | 43.75% | 25% | 25% | 25% | 25% | 25% | 25% | 25% | 25% | 25% | 25% | 25% | 25%
Hybrid HP & CCHP | 2024 | 2025 | 2026 | 2027 | 2028 | 2029 | 2030 | 2031 | 2032 | 2033 | 2034 | 2035 | 2036 | 2037 | 2038 | 2039 | 2040 | 2041 | 2042 | 2043 | 2044 | 2045 | 2046 | 2047 | 2048 | 2049 | 2050
Customer multiplier | -0.1335% | -0.3274% | -0.5867% | -0.9218% | -1.349% | -1.865% | -2.461% | -3.128% | -3.846% | -4.594% | -5.357% | -6.116% | -6.861% | -7.59% | -8.302% | -8.998% | -9.681% | -10.35% | -11.01% | -11.66% | -12.3% | -12.92% | -13.53% | -14.12% | -14.69% | -15.27% | -15.83%
Scenario4 - Hybrid HP & CCHP | 242548278.379 | 222476653.5451 | 220263067.354 | 228734371.4735 | 221129867.6348 | 263689137.1742 | 209748252.398 | 214214398.8193 | 218710752.773 | 223261578.854 | 155878461.2511 | 159085460.9514 | 162044038.5466 | 165401142.7307 | 168840516.3891 | 172364338.1166 | 175972907.7442 | 179664113.7993 | 183444442.2711 | 187314700.7881 | 191275003.2398 | 195333604.193 | 199493593.0725 | 203768383.7709 | 208145818.0109 | 212599919.1072 | 217182553.6335
maintenance | 131934200.4583 | 141635569.0676 | 148470087.7849 | 169110270.8994 | 175257873.0409 | 216640907.5531 | 161826115.3606 | 165312088.9093 | 168826587.7401 | 172387246.8059 | 104000544.7717 | 106184626.3879 | 108096265.5685 | 110380806.3029 | 112721462.1705 | 115119709.4221 | 117575897.1887 | 120088926.9341 | 122662881.1036 | 125298427.5443 | 127995820.9317 | 130760222.2184 | 133593687.1155 | 136504492.7402 | 139485523.8313 | 142521349.9918 | 145643416.6865
new construction | 70427659.9207 | 36491907.2275 | 21028008.8003 | 14015475.4964 | 2223921.4599 | 109218.2808 | 0 | 0 | 0 | 0 | 0 | 0 | 0 | 0 | 0 | 0 | 0 | 0 | 0 | 0 | 0 | 0 | 0 | 0 | 0 | 0 | 0
reliability | 12230000 | 15508250 | 20624399.125 | 14947888.0094 | 11810797.9297 | 14434061.7925 | 14704929.8965 | 14969555.0642 | 15230007.2454 | 15489296.2469 | 15749708.2782 | 16013909.612 | 16283982.0126 | 16560546.9675 | 16843714.1668 | 17133671.587 | 17430248.281 | 17732814.0733 | 18042350.0687 | 18358763.3518 | 18681824.4004 | 19012828.6073 | 19352093.4181 | 19701871.6271 | 20059599.3759 | 20420106.7624 | 20792858.4078
emergency | 27956418 | 28840927.25 | 30140571.6437 | 30660737.0683 | 31837275.2043 | 32504949.5478 | 33217207.1409 | 33932754.8459 | 34654157.7876 | 35385035.8012 | 36128208.2012 | 36886924.9515 | 37663790.9656 | 38459789.4603 | 39275340.0517 | 40110957.1075 | 40966762.2745 | 41842372.7919 | 42739211.0988 | 43657509.892 | 44597357.9077 | 45560553.3674 | 46547812.5389 | 47562019.4036 | 48600694.8037 | 49658462.3529 | 50746278.5393
Difference | 0 | 0 | 0 | 0 | 0 | 2618838.1823 | 2801415.8575 | 3649011.1426 | 4599242.4379 | 5631166.2372 | 4747715.8128 | 5556370.5391 | 6377616.5251 | 7231053.7178 | 8107484.9706 | 9007363.2771 | 9933086.1844 | 10889529.9774 | 11873042.6001 | 12885721.2049 | 13930429.303 | 15001964.1633 | 16100364.4928 | 17215422.7336 | 18362583.6561 | 19571192.6016 | 20792835.8679 | 226883451.4851
Multipliers | % fixed vs variable
Maint fixed | 0.5
Maint variable | 0.5
reliability | 1
emergency fixed | 0.5
emergency Variable | 0.5

## Customer summary
High elect HP | Customer Zone | Number of Customers | 2024 | 2025 | 2026 | 2027 | 2028 | 2029 | 2030 | 2031 | 2032 | 2033 | 2034 | 2035 | 2036 | 2037 | 2038 | 2039 | 2040 | 2041 | 2042 | 2043 | 2044 | 2045 | 2046 | 2047 | 2048 | 2049 | 2050
Residential SC 1 | PSE Gas | Residential | 822682.648 | 819833.3591 | 812394.2161 | 799702.063 | 781409.6013 | 757357.9331 | 727825.8786 | 693591.0019 | 655715.3344 | 615322.0853 | 573425.5046 | 530813.9325 | 488184.2782 | 445533.4234 | 413497.6882 | 385309.3535 | 361637.1848 | 342934.8109 | 329291.1957 | 320422.2056 | 316293.0173 | 315227.7164 | 321268.6809 | 323721.896 | 326022.0599 | 327890.3643 | 327894.9081
Residential SC 1 | PSE Gas | Commercial | 58064.4509 | 58060.8841 | 57941.85 | 57726.889 | 57401.0379 | 56930.9245 | 56277.2544 | 55442.4727 | 54429.608 | 53284.2137 | 52028.4986 | 50685.8775 | 49289.6289 | 47861.8089 | 46432.7274 | 45003.3204 | 43593.5041 | 42202.5745 | 40823.1237 | 39455.1423 | 38105.6063 | 36780.1585 | 35473.8117 | 34229.5505 | 33039.9999 | 31910.0745 | 30855.2978
Residential SC 1 | PSE Gas | Industrial | 2212.65 | 2173.64 | 2134 | 2095.68 | 2036.04 | 1998.57 | 1961.44 | 1923.74 | 1887.3 | 1851.2 | 1815.44 | 1780.02 | 1744.08 | 1709.35 | 1674.96 | 1640.91 | 1607.2 | 1573.02 | 1540 | 1507.32 | 1456.07 | 1424.24 | 1392 | 1360.86 | 1330.06 | 1299.6 | 1269.48
Total Customers |  |  | 882959.7489 | 880067.8832 | 872470.0661 | 859524.632 | 840846.6792 | 816287.4276 | 786064.573 | 750957.2146 | 712032.2424 | 670457.499 | 627269.4432 | 583279.83 | 539217.9871 | 495104.5822 | 461605.3756 | 431953.584 | 406837.8889 | 386710.4054 | 371654.3194 | 361384.6678 | 355854.6936 | 353432.1149 | 358134.4926 | 359312.3064 | 360392.1198 | 361100.0387 | 360019.6859
Annual Change from basecase |  |  | -0.946% | -2.311% | -4.142% | -6.509% | -9.46% | -12.99% | -17.04% | -21.52% | -26.31% | -31.28% | -36.31% | -41.33% | -46.25% | -51.09% | -54.8% | -58.07% | -60.85% | -63.1% | -64.84% | -66.1% | -66.9% | -67.4% | -67.23% | -67.39% | -67.55% | -67.73% | -68.06%
Cumulative Change from F22 |  |  |  | -0.3275% | -1.188% | -2.654% | -4.77% | -7.551% | -10.97% | -14.95% | -19.36% | -24.79% | -29.63% | -34.57% | -39.51% | -44.46% | -48.22% | -51.54% | -54.36% | -56.62% | -58.31% | -59.46% | -60.08% | -60.35% | -59.82% | -59.69% | -59.57% | -59.49% | -59.61%
-14.95%
High elect CCHP | Customer Zone | Number of Customers | 2024 | 2025 | 2026 | 2027 | 2028 | 2029 | 2030 | 2031 | 2032 | 2033 | 2034 | 2035 | 2036 | 2037 | 2038 | 2039 | 2040 | 2041 | 2042 | 2043 | 2044 | 2045 | 2046 | 2047 | 2048 | 2049 | 2050
Residential SC 2 | PSE Gas | Residential | 822682.648 | 819833.3591 | 812394.2161 | 799702.063 | 781409.6013 | 757357.9331 | 727825.8786 | 693591.0019 | 655715.3344 | 615322.0853 | 573425.5046 | 530813.9325 | 488184.2782 | 445533.4234 | 413497.6882 | 385309.3535 | 361637.1848 | 342934.8109 | 329291.1957 | 320422.2056 | 316293.0173 | 315227.7164 | 321268.6809 | 323721.896 | 326022.0599 | 327890.3643 | 327894.9081
Residential SC 2 | PSE Gas | Commercial | 58064.4509 | 58060.8841 | 57941.85 | 57726.889 | 57401.0379 | 56930.9245 | 56277.2544 | 55442.4727 | 54429.608 | 53284.2137 | 52028.4986 | 50685.8775 | 49289.6289 | 47861.8089 | 46432.7274 | 45003.3204 | 43593.5041 | 42202.5745 | 40823.1237 | 39455.1423 | 38105.6063 | 36780.1585 | 35473.8117 | 34229.5505 | 33039.9999 | 31910.0745 | 30855.2978
Residential SC 2 | PSE Gas | Industrial | 2212.65 | 2173.64 | 2134 | 2095.68 | 2036.04 | 1998.57 | 1961.44 | 1923.74 | 1887.3 | 1851.2 | 1815.44 | 1780.02 | 1744.08 | 1709.35 | 1674.96 | 1640.91 | 1607.2 | 1573.02 | 1540 | 1507.32 | 1456.07 | 1424.24 | 1392 | 1360.86 | 1330.06 | 1299.6 | 1269.48
Total Customers |  |  | 882959.7489 | 880067.8832 | 872470.0661 | 859524.632 | 840846.6792 | 816287.4276 | 786064.573 | 750957.2146 | 712032.2424 | 670457.499 | 627269.4432 | 583279.83 | 539217.9871 | 495104.5822 | 461605.3756 | 431953.584 | 406837.8889 | 386710.4054 | 371654.3194 | 361384.6678 | 355854.6936 | 353432.1149 | 358134.4926 | 359312.3064 | 360392.1198 | 361100.0387 | 360019.6859
Annual Change from basecase |  |  | -0.946% | -2.311% | -4.142% | -6.509% | -9.46% | -12.99% | -17.04% | -21.52% | -26.31% | -31.28% | -36.31% | -41.33% | -46.25% | -51.09% | -54.8% | -58.07% | -60.85% | -63.1% | -64.84% | -66.1% | -66.9% | -67.4% | -67.23% | -67.39% | -67.55% | -67.73% | -68.06%
Cumulative Change from F22 |  |  | -0.946% | -1.27% | -2.123% | -3.575% | -5.67% | -8.426% | -11.82% | -15.75% | -20.12% | -24.79% | -29.63% | -34.57% | -39.51% | -44.46% | -48.22% | -51.54% | -54.36% | -56.62% | -58.31% | -59.46% | -60.08% | -60.35% | -59.82% | -59.69% | -59.57% | -59.49% | -59.61%
|  |  |  | -2891.8657 | -10489.6828 | -23435.1169 | -42113.0697 | -66672.3213 | -96895.1759 | -132002.5343 | -170927.5065 | -19.36%
Hybrid HP | Customer Zone | Number of Customers | 2024 | 2025 | 2026 | 2027 | 2028 | 2029 | 2030 | 2031 | 2032 | 2033 | 2034 | 2035 | 2036 | 2037 | 2038 | 2039 | 2040 | 2041 | 2042 | 2043 | 2044 | 2045 | 2046 | 2047 | 2048 | 2049 | 2050
Residential SC 3 | PSE Gas | Residential | 831023.6667 | 840393 | 849567.75 | 858633.6667 | 867813.8333 | 877074.5 | 886321.75 | 895573.6667 | 904825.9167 | 914017.1667 | 923176 | 932272.0833 | 941303.4167 | 950258.8333 | 959164.6667 | 968016.0833 | 976868.6667 | 985778 | 994680 | 1003601.4167 | 1012544.25 | 1021476.5 | 1030361.5 | 1039146.1667 | 1047807.0833 | 1056307.5 | 1064609.6667
Residential SC 3 | PSE Gas | Commercial | 58064.4509 | 58060.8841 | 57941.85 | 57726.889 | 57401.0379 | 56930.9245 | 56277.2544 | 55442.4727 | 54429.608 | 53284.2137 | 52028.4986 | 50685.8775 | 49289.6289 | 47861.8089 | 46432.7274 | 45003.3204 | 43593.5041 | 42202.5745 | 40823.1237 | 39455.1423 | 38105.6063 | 36780.1585 | 35473.8117 | 34229.5505 | 33039.9999 | 31910.0745 | 30855.2978
Residential SC 3 | PSE Gas | Industrial | 2212.65 | 2173.64 | 2134 | 2095.68 | 2036.04 | 1998.57 | 1961.44 | 1923.74 | 1887.3 | 1851.2 | 1815.44 | 1780.02 | 1744.08 | 1709.35 | 1674.96 | 1640.91 | 1607.2 | 1573.02 | 1540 | 1507.32 | 1456.07 | 1424.24 | 1392 | 1360.86 | 1330.06 | 1299.6 | 1269.48
Total Customers |  |  | 891300.7676 | 900627.5241 | 909643.6 | 918456.2357 | 927250.9112 | 936003.9945 | 944560.4444 | 952939.8793 | 961142.8246 | 969152.5804 | 977019.9386 | 984737.9809 | 992337.1256 | 999829.9922 | 1007272.3541 | 1014660.3138 | 1022069.3707 | 1029553.5945 | 1037043.1237 | 1044563.8789 | 1052105.9263 | 1059680.8985 | 1067227.3117 | 1074736.5771 | 1082177.1432 | 1089517.1745 | 1096734.4445
Annual Change from basecase |  |  | -0.01031% | -0.02902% | -0.05814% | -0.09935% | -0.1566% | -0.227% | -0.3137% | -0.4165% | -0.5336% | -0.6631% | -0.8011% | -0.9433% | -1.087% | -1.229% | -1.369% | -1.506% | -1.639% | -1.769% | -1.894% | -2.016% | -2.135% | -2.249% | -2.358% | -2.457% | -2.549% | -2.633% | -2.709%
Cumulative Change from F22 |  |  | -0.01031% | 1.036% | 2.047% | 3.036% | 4.023% | 5.005% | 5.965% | 6.905% | 7.825% | 8.723% | 9.606% | 10.47% | 11.32% | 12.16% | 13% | 13.83% | 14.66% | 15.5% | 16.34% | 17.18% | 18.03% | 18.88% | 19.73% | 20.57% | 21.4% | 22.23% | 23.04%
Hybrid HP & CCHP | Customer Zone | Number of Customers | 2024 | 2025 | 2026 | 2027 | 2028 | 2029 | 2030 | 2031 | 2032 | 2033 | 2034 | 2035 | 2036 | 2037 | 2038 | 2039 | 2040 | 2041 | 2042 | 2043 | 2044 | 2045 | 2046 | 2047 | 2048 | 2049 | 2050
Residential SC 4 | PSE Gas | Residential | 829925.2328 | 837704.9103 | 844757.3306 | 851072.581 | 856741.4695 | 861711.9581 | 865971.2632 | 869627.28 | 872814.8982 | 875662.0783 | 878308.7462 | 880848.9278 | 883371.0273 | 885871.9261 | 888358.9783 | 890830.8341 | 893303.0156 | 895791.0452 | 898277.0269 | 900768.4309 | 903265.8157 | 905760.2451 | 908241.4793 | 910694.6944 | 912994.8583 | 914863.1627 | 916687.8937
Residential SC 4 | PSE Gas | Commercial | 58064.4509 | 58060.8841 | 57941.85 | 57726.889 | 57401.0379 | 56930.9245 | 56277.2544 | 55442.4727 | 54429.608 | 53284.2137 | 52028.4986 | 50685.8775 | 49289.6289 | 47861.8089 | 46432.7274 | 45003.3204 | 43593.5041 | 42202.5745 | 40823.1237 | 39455.1423 | 38105.6063 | 36780.1585 | 35473.8117 | 34229.5505 | 33039.9999 | 31910.0745 | 30855.2978
Residential SC 4 | PSE Gas | Industrial | 2212.65 | 2173.64 | 2134 | 2095.68 | 2036.04 | 1998.57 | 1961.44 | 1923.74 | 1887.3 | 1851.2 | 1815.44 | 1780.02 | 1744.08 | 1709.35 | 1674.96 | 1640.91 | 1607.2 | 1573.02 | 1540 | 1507.32 | 1456.07 | 1424.24 | 1392 | 1360.86 | 1330.06 | 1299.6 | 1269.48
Total Customers |  |  | 890202.3337 | 897939.4344 | 904833.1806 | 910895.15 | 916178.5474 | 920641.4527 | 924209.9576 | 926993.4926 | 929131.8061 | 930797.4921 | 932152.6848 | 933314.8254 | 934404.7362 | 935443.085 | 936466.6658 | 937475.0645 | 938503.7197 | 939566.6397 | 940640.1506 | 941730.8932 | 942827.492 | 943964.6436 | 945107.291 | 946285.1048 | 947364.9182 | 948072.8371 | 948812.6715
Annual Change from basecase |  |  | -0.1335% | -0.3274% | -0.5867% | -0.9218% | -1.349% | -1.865% | -2.461% | -3.128% | -3.846% | -4.594% | -5.357% | -6.116% | -6.861% | -7.59% | -8.302% | -8.998% | -9.681% | -10.35% | -11.01% | -11.66% | -12.3% | -12.92% | -13.53% | -14.12% | -14.69% | -15.27% | -15.83%
Cumulative Change from F22 |  |  | -0.1335% | 0.7344% | 1.508% | 2.188% | 2.781% | 3.281% | 3.682% | 3.994% | 4.234% | 4.421% | 4.573% | 4.703% | 4.825% | 4.942% | 5.057% | 5.17% | 5.285% | 5.404% | 5.525% | 5.647% | 5.77% | 5.898% | 6.026% | 6.158% | 6.279% | 6.359% | 6.442%
F22 | Customer Zone | Number of Customers | 2024 | 2025 | 2026 | 2027 | 2028 | 2029 | 2030 | 2031 | 2032 | 2033 | 2034 | 2035 | 2036 | 2037 | 2038 | 2039 | 2040 | 2041 | 2042 | 2043 | 2044 | 2045 | 2046 | 2047 | 2048 | 2049 | 2050
Residential | PSE Gas | Residential | 831023.6667 | 840393 | 849567.75 | 858633.6667 | 867813.8333 | 877074.5 | 886321.75 | 895573.6667 | 904825.9167 | 914017.1667 | 923176 | 932272.0833 | 941303.4167 | 950258.8333 | 959164.6667 | 968016.0833 | 976868.6667 | 985778 | 994680 | 1003601.4167 | 1012544.25 | 1021476.5 | 1030361.5 | 1039146.1667 | 1047807.0833 | 1056307.5 | 1064609.6667
Commercial | PSE Gas | Commercial | 58134 | 58278 | 58405 | 58553 | 58725 | 58910 | 59079 | 59238 | 59376 | 59525 | 59671 | 59797 | 59907 | 60000 | 60091 | 60181 | 60272 | 60371 | 60464 | 60547 | 60627 | 60710 | 60786 | 60825 | 60852 | 60871 | 60878
Industrial | PSE Gas | Industrial | 2235 | 2218 | 2200 | 2183 | 2166 | 2149 | 2132 | 2114 | 2097 | 2080 | 2063 | 2046 | 2028 | 2011 | 1994 | 1977 | 1960 | 1942 | 1925 | 1908 | 1891 | 1874 | 1856 | 1839 | 1822 | 1805 | 1788
Total Customer count |  |  | 891392.6667 | 900889 | 910172.75 | 919369.6667 | 928704.8333 | 938133.5 | 947532.75 | 956925.6667 | 966298.9167 | 975622.1667 | 984910 | 994115.0833 | 1003238.4167 | 1012269.8333 | 1021249.6667 | 1030174.0833 | 1039100.6667 | 1048091 | 1057069 | 1066056.4167 | 1075062.25 | 1084060.5 | 1093003.5 | 1101810.1667 | 1110481.0833 | 1118983.5 | 1127275.6667

## Customer Count Cadmus
PSE 2023 IRP Natural Gas Account Forecast- F22 Baseline | 2024 | 2025 | 2026 | 2027 | 2028 | 2029 | 2030 | 2031 | 2032 | 2033 | 2034 | 2035 | 2036 | 2037 | 2038 | 2039 | 2040 | 2041 | 2042 | 2043 | 2044 | 2045 | 2046 | 2047 | 2048 | 2049 | 2050
Residential | 831023.6667 | 840393 | 849567.75 | 858633.6667 | 867813.8333 | 877074.5 | 886321.75 | 895573.6667 | 904825.9167 | 914017.1667 | 923176 | 932272.0833 | 941303.4167 | 950258.8333 | 959164.6667 | 968016.0833 | 976868.6667 | 985778 | 994680 | 1003601.4167 | 1012544.25 | 1021476.5 | 1030361.5 | 1039146.1667 | 1047807.0833 | 1056307.5 | 1064609.6667
Commercial | 58134 | 58278 | 58405 | 58553 | 58725 | 58910 | 59079 | 59238 | 59376 | 59525 | 59671 | 59797 | 59907 | 60000 | 60091 | 60181 | 60272 | 60371 | 60464 | 60547 | 60627 | 60710 | 60786 | 60825 | 60852 | 60871 | 60878
Industrial | 2235 | 2218 | 2200 | 2183 | 2166 | 2149 | 2132 | 2114 | 2097 | 2080 | 2063 | 2046 | 2028 | 2011 | 1994 | 1977 | 1960 | 1942 | 1925 | 1908 | 1891 | 1874 | 1856 | 1839 | 1822 | 1805 | 1788
Total | 891392.6667 | 900889 | 910172.75 | 919369.6667 | 928704.8333 | 938133.5 | 947532.75 | 956925.6667 | 966298.9167 | 975622.1667 | 984910 | 994115.0833 | 1003238.4167 | 1012269.8333 | 1021249.6667 | 1030174.0833 | 1039100.6667 | 1048091 | 1057069 | 1066056.4167 | 1075062.25 | 1084060.5 | 1093003.5 | 1101810.1667 | 1110481.0833 | 1118983.5 | 1127275.6667
[22 empty] | 315227.7164 | 311824.2583 | 309254.4838 | 307336.211 | 305498.0148 | 305011.7388
Adjusted Account Forecast - Max End Use | 2024 | 2025 | 2026 | 2027 | 2028 | 2029 | 2030 | 2031 | 2032 | 2033 | 2034 | 2035 | 2036 | 2037 | 2038 | 2039 | 2040 | 2041 | 2042 | 2043 | 2044 | 2045 | 2046 | 2047 | 2048 | 2049 | 2050
Residential SC 1 | 822682.648 | 819833.3591 | 812394.2161 | 799702.063 | 781409.6013 | 757357.9331 | 727825.8786 | 693591.0019 | 655715.3344 | 615322.0853 | 573425.5046 | 530813.9325 | 488184.2782 | 445533.4234 | 413497.6882 | 385309.3535 | 361637.1848 | 342934.8109 | 329291.1957 | 320422.2056 | 316293.0173 | 318787.4467 | 321268.6809 | 323721.896 | 326022.0599 | 327890.3643 | 327894.9081 | 60.54% | -69.2%
Residential SC 2 | 822682.648 | 819833.3591 | 812394.2161 | 799702.063 | 781409.6013 | 757357.9331 | 727825.8786 | 693591.0019 | 655715.3344 | 615322.0853 | 573425.5046 | 530813.9325 | 488184.2782 | 445533.4234 | 413497.6882 | 385309.3535 | 361637.1848 | 342934.8109 | 329291.1957 | 320422.2056 | 316293.0173 | 318787.4467 | 321268.6809 | 323721.896 | 326022.0599 | 327890.3643 | 327894.9081
Residential SC 3 | 831023.6667 | 840393 | 849567.75 | 858633.6667 | 867813.8333 | 877074.5 | 886321.75 | 895573.6667 | 904825.9167 | 914017.1667 | 923176 | 932272.0833 | 941303.4167 | 950258.8333 | 959164.6667 | 968016.0833 | 976868.6667 | 985778 | 994680 | 1003601.4167 | 1012544.25 | 1021476.5 | 1030361.5 | 1039146.1667 | 1047807.0833 | 1056307.5 | 1064609.6667
Residential SC 4 | 829925.2328 | 837704.9103 | 844757.3306 | 851072.581 | 856741.4695 | 861711.9581 | 865971.2632 | 869627.28 | 872814.8982 | 875662.0783 | 878308.7462 | 880848.9278 | 883371.0273 | 885871.9261 | 888358.9783 | 890830.8341 | 893303.0156 | 895791.0452 | 898277.0269 | 900768.4309 | 903265.8157 | 905760.2451 | 908241.4793 | 910694.6944 | 912994.8583 | 914863.1627 | 916687.8937
Commercial | 58064.4509 | 58060.8841 | 57941.85 | 57726.889 | 57401.0379 | 56930.9245 | 56277.2544 | 55442.4727 | 54429.608 | 53284.2137 | 52028.4986 | 50685.8775 | 49289.6289 | 47861.8089 | 46432.7274 | 45003.3204 | 43593.5041 | 42202.5745 | 40823.1237 | 39455.1423 | 38105.6063 | 36780.1585 | 35473.8117 | 34229.5505 | 33039.9999 | 31910.0745 | 30855.2978
Industrial | 2212.65 | 2173.64 | 2134 | 2095.68 | 2036.04 | 1998.57 | 1961.44 | 1923.74 | 1887.3 | 1851.2 | 1815.44 | 1780.02 | 1744.08 | 1709.35 | 1674.96 | 1640.91 | 1607.2 | 1573.02 | 1540 | 1507.32 | 1456.07 | 1424.24 | 1392 | 1360.86 | 1330.06 | 1299.6 | 1269.48
[21 empty] | -1.129% | -1.117% | -1.08% | -0.8241% | -0.6203% | -0.5981% | -0.1592%
Adjusted Account Forecast - Min End Use | 2024 | 2025 | 2026 | 2027 | 2028 | 2029 | 2030 | 2031 | 2032 | 2033 | 2034 | 2035 | 2036 | 2037 | 2038 | 2039 | 2040 | 2041 | 2042 | 2043 | 2044 | 2045 | 2046 | 2047 | 2048 | 2049 | 2050
Residential SC 1 | 830440.0087 | 838670.551 | 845855.0343 | 851740.4236 | 856188.6216 | 858902.8717 | 859673.1363 | 858511.4095 | 855543.9354 | 850972.8577 | 845093.4333 | 838188.4759 | 830526.9126 | 822331.4373 | 813782.2008 | 805004.1052 | 796093.8344 | 787155.7643 | 778188.3557 | 769285.7108 | 760600.3016 | 752107.0817 | 743986.714 | 737855.446 | 733278.6069 | 728892.8238 | 727732.6098
Residential SC 2 | 830440.0087 | 838670.551 | 845855.0343 | 851740.4236 | 856188.6216 | 858902.8717 | 859673.1363 | 858511.4095 | 855543.9354 | 850972.8577 | 845093.4333 | 838188.4759 | 830526.9126 | 822331.4373 | 813782.2008 | 805004.1052 | 796093.8344 | 787155.7643 | 778188.3557 | 769285.7108 | 760600.3016 | 752107.0817 | 743986.714 | 737855.446 | 733278.6069 | 728892.8238 | 727732.6098
Residential SC 3 | 831023.6667 | 840393 | 849567.75 | 858633.6667 | 867813.8333 | 877074.5 | 886321.75 | 895573.6667 | 904825.9167 | 914017.1667 | 923176 | 932272.0833 | 941303.4167 | 950258.8333 | 959164.6667 | 968016.0833 | 976868.6667 | 985778 | 994680 | 1003601.4167 | 1012544.25 | 1021476.5 | 1030361.5 | 1039146.1667 | 1047807.0833 | 1056307.5 | 1064609.6667
Residential SC 4 | 830778.8154 | 839674.2833 | 848030.9882 | 855798.8135 | 863033.3567 | 869588.5128 | 875335.3642 | 880285.9051 | 884490.6674 | 888019.2987 | 891003.3844 | 893556.0047 | 895789.7529 | 897796.0028 | 899652.7674 | 901410.6666 | 903115.5172 | 904792.6119 | 906439.3048 | 908089.5895 | 909743.8358 | 911396.1244 | 913178.8048 | 915381.0899 | 917552.3513 | 919683.3759 | 921764.6999
Commercial | 58064.4509 | 58060.8841 | 57941.85 | 57726.889 | 57401.0379 | 56930.9245 | 56277.2544 | 55442.4727 | 54429.608 | 53284.2137 | 52028.4986 | 50685.8775 | 49289.6289 | 47861.8089 | 46432.7274 | 45003.3204 | 43593.5041 | 42202.5745 | 40823.1237 | 39455.1423 | 38105.6063 | 36780.1585 | 35473.8117 | 34229.5505 | 33039.9999 | 31910.0745 | 30855.2978
Industrial | 2212.65 | 2173.64 | 2134 | 2095.68 | 2036.04 | 1998.57 | 1961.44 | 1923.74 | 1887.3 | 1851.2 | 1815.44 | 1780.02 | 1744.08 | 1709.35 | 1674.96 | 1640.91 | 1607.2 | 1573.02 | 1540 | 1507.32 | 1456.07 | 1424.24 | 1392 | 1360.86 | 1330.06 | 1299.6 | 1269.48
|  | 0.3255% | -0.01535% | -0.4105% | -0.8383% | -1.303% | -1.78% | -2.23% | -2.631% | -2.975% | -3.258% | -3.491% | -3.674% | -3.856% | -3.201% | -3.012% | -2.737% | -2.387% | -2.001% | -1.605% | -1.176% | -0.557% | -0.5266% | -0.3453% | -0.2145% | -0.2377%
Adjusted Account Forecast - Middle End Use | 2024 | 2025 | 2026 | 2027 | 2028 | 2029 | 2030 | 2031 | 2032 | 2033 | 2034 | 2035 | 2036 | 2037 | 2038 | 2039 | 2040 | 2041 | 2042 | 2043 | 2044 | 2045 | 2046 | 2047 | 2048 | 2049 | 2050
Residential SC 1 | 826561.3283 | 829251.9551 | 829124.6252 | 825721.2433 | 818799.1115 | 808130.4024 | 793749.5075 | 776051.2057 | 755629.6349 | 733147.4715 | 709259.4689 | 684501.2042 | 659355.5954 | 633932.4303 | 613639.9445 | 595156.7294 | 578865.5096 | 565045.2876 | 553739.7757 | 544853.9582 | 538446.6595 | 535447.2642 | 532627.6975 | 530788.671 | 529650.3334 | 528391.594 | 527813.759 | -36.49% | -50.42%
Residential SC 2 | 826561.3283 | 829251.9551 | 829124.6252 | 825721.2433 | 818799.1115 | 808130.4024 | 793749.5075 | 776051.2057 | 755629.6349 | 733147.4715 | 709259.4689 | 684501.2042 | 659355.5954 | 633932.4303 | 613639.9445 | 595156.7294 | 578865.5096 | 565045.2876 | 553739.7757 | 544853.9582 | 538446.6595 | 535447.2642 | 532627.6975 | 530788.671 | 529650.3334 | 528391.594 | 527813.759
Residential SC 3 | 831023.6667 | 840393 | 849567.75 | 858633.6667 | 867813.8333 | 877074.5 | 886321.75 | 895573.6667 | 904825.9167 | 914017.1667 | 923176 | 932272.0833 | 941303.4167 | 950258.8333 | 959164.6667 | 968016.0833 | 976868.6667 | 985778 | 994680 | 1003601.4167 | 1012544.25 | 1021476.5 | 1030361.5 | 1039146.1667 | 1047807.0833 | 1056307.5 | 1064609.6667
Residential SC 4 | 830352.0241 | 838689.5968 | 846394.1594 | 853435.6973 | 859887.4131 | 865650.2354 | 870653.3137 | 874956.5925 | 878652.7828 | 881840.6885 | 884656.0653 | 887202.4662 | 889580.3901 | 891833.9645 | 894005.8729 | 896120.7503 | 898209.2664 | 900291.8285 | 902358.1658 | 904429.0102 | 906504.8257 | 908578.1847 | 910710.1421 | 913037.8921 | 915273.6048 | 917273.2693 | 919226.2968
Commercial | 58064.4509 | 58060.8841 | 57941.85 | 57726.889 | 57401.0379 | 56930.9245 | 56277.2544 | 55442.4727 | 54429.608 | 53284.2137 | 52028.4986 | 50685.8775 | 49289.6289 | 47861.8089 | 46432.7274 | 45003.3204 | 43593.5041 | 42202.5745 | 40823.1237 | 39455.1423 | 38105.6063 | 36780.1585 | 35473.8117 | 34229.5505 | 33039.9999 | 31910.0745 | 30855.2978
Industrial | 2212.65 | 2173.64 | 2134 | 2095.68 | 2036.04 | 1998.57 | 1961.44 | 1923.74 | 1887.3 | 1851.2 | 1815.44 | 1780.02 | 1744.08 | 1709.35 | 1674.96 | 1640.91 | 1607.2 | 1573.02 | 1540 | 1507.32 | 1456.07 | 1424.24 | 1392 | 1360.86 | 1330.06 | 1299.6 | 1269.48

## NCC-JBsummary (hidden)
[7 empty] | 1 | 2 | 3 | 4 | 5 | 6 | 7 | 8 | 9 | 10 | 11 | 12 | 13 | 14 | 15 | 16 | 17 | 18 | 19 | 20
|  | 2017 | 2018 | 2019 | 2020 | 2021 | 2022 | 2023 | 2024 | 2025 | 2026 | 2027 | 2028 | 2029 | 2030 | 2031 | 2032 | 2033 | 2034 | 2035 | 2036 | 2037 | 2038 | 2039 | 2040 | 2041
Scenario #1 | Electric NCC | 37584520 | 42332284.85 | 50924188.13 | 56199634.12 | 49960663 | 58705189.525 | 63000352.7578 | 67405756.5561 | 72153059.7878 | 77188059.0081 | 78152909.7457 | 79129821.1175 | 80118943.8815 | 81120430.68 | 82134436.0635 | 83161116.5143 | 84200630.4707 | 85253138.3516 | 86318802.581 | 87397787.6133 | 88490259.9584 | 89596388.2079 | 90716343.0605 | 91850297.3488 | 92998426.0656
| Electric PI | 19130367.32 | 24163738.5 | 19630151.9 | 26654890.66 | 46166562 | 47532989.9722 | 53530434.6883 | 56245803.6055 | 58700425.7958 | 61702396.1463 | 62473676.0981 | 63254597.0493 | 64045279.5125 | 64845845.5064 | 65656418.5752 | 66477123.8074 | 67308087.855 | 68149438.9532 | 69001306.9401 | 69863823.2768 | 70737121.0678 | 71621335.0811 | 72516601.7696 | 73423059.2918 | 74340847.5329
| Abnormals | 28253.39 | 2642896.26 | 6757264.49 | 4895622.62 | 5348408 | 5022286.8465 | 5337534.6372 | 5658905.1637 | 6007942.8325 | 6379342.6301 | 6459084.413 | 6539822.9682 | 6621570.7553 | 6704340.3897 | 6788144.6446 | 6872996.4527 | 6958908.9083 | 7045895.2697 | 7133968.9605 | 7223143.5725 | 7313432.8672 | 7404850.778 | 7497411.4128 | 7591129.0554 | 7686018.1686
| Gas NCC | 87202489.25 | 101292941.97 | 107348773.82 | 115037928.48 | 115680262 | 120133127.0003 | #REF! | #REF! | #REF! | #REF! | #REF! | #REF! | #REF! | #REF! | #REF! | #REF! | #REF! | #REF! | #REF! | #REF! | #REF! | #REF! | #REF! | #REF! | #REF!
| Gas PI | 10726452.66 | 21756778.61 | 21765023.4 | 29377587.77 | 14677554 | 18677004.2189 | 21656312.4489 | 21238067.463 | 20293039.9382 | 19659493.0175 | 19905236.6802 | 20154052.1387 | 20405977.7904 | 20661052.5128 | 20919315.6692 | 21180807.1151 | 21445567.204 | 21713636.7941 | 21985057.254 | 22259870.4697 | 22538118.8506 | 22819845.3362 | 23105093.4029 | 23393907.0704 | 23686330.9088
|  | 154672082.62 | 192188640.19 | 206425401.74 | 232165663.65 | 231833449 | 250070597.5628 | #REF! | #REF! | #REF! | #REF! | #REF! | #REF! | #REF! | #REF! | #REF! | #REF! | #REF! | #REF! | #REF! | #REF! | #REF! | #REF! | #REF! | #REF! | #REF!
|  | 2017 | 2018 | 2019 | 2020 | 2021 | 2022 | 2023 | 2024 | 2025 | 2026 | 2027 | 2028 | 2029 | 2030 | 2031 | 2032 | 2033 | 2034 | 2035 | 2036 | 2037 | 2038 | 2039 | 2040 | 2041
Scenario #2 | Electric NCC | 37584520 | 42332284.85 | 50924188.13 | 56199634.12 | 49960663 | 58705189.525 | 63000352.7578 | 67405756.5561 | 72153059.7878 | 77188059.0081 | 78152909.7457 | 79129821.1175 | 80118943.8815 | 81120430.68 | 82134436.0635 | 83161116.5143 | 84200630.4707 | 85253138.3516 | 86318802.581 | 87397787.6133 | 88490259.9584 | 89596388.2079 | 90716343.0605 | 91850297.3488 | 92998426.0656
| Electric PI | 19130367.32 | 24163738.5 | 19630151.9 | 26654890.66 | 46166562 | 47532989.9722 | 53530434.6883 | 56245803.6055 | 58700425.7958 | 61702396.1463 | 62473676.0981 | 63254597.0493 | 64045279.5125 | 64845845.5064 | 65656418.5752 | 66477123.8074 | 67308087.855 | 68149438.9532 | 69001306.9401 | 69863823.2768 | 70737121.0678 | 71621335.0811 | 72516601.7696 | 73423059.2918 | 74340847.5329
| Abnormals | 28253.39 | 2642896.26 | 6757264.49 | 4895622.62 | 5348408 | 5022286.8465 | 5337534.6372 | 5658905.1637 | 6007942.8325 | 6379342.6301 | 6459084.413 | 6539822.9682 | 6621570.7553 | 6704340.3897 | 6788144.6446 | 6872996.4527 | 6958908.9083 | 7045895.2697 | 7133968.9605 | 7223143.5725 | 7313432.8672 | 7404850.778 | 7497411.4128 | 7591129.0554 | 7686018.1686
| Gas NCC | 87202489.25 | 101292941.97 | 107348773.82 | 115037928.48 | 115680262 | 120133127.0003 | #REF! | #REF! | #REF! | #REF! | #REF! | #REF! | #REF! | #REF! | #REF! | #REF! | #REF! | #REF! | #REF! | #REF! | #REF! | #REF! | #REF! | #REF! | #REF!
| Gas PI | 10726452.66 | 21756778.61 | 21765023.4 | 29377587.77 | 14677554 | 18677004.2189 | 21656312.4489 | 21238067.463 | 20293039.9382 | 19659493.0175 | 19905236.6802 | 20154052.1387 | 20405977.7904 | 20661052.5128 | 20919315.6692 | 21180807.1151 | 21445567.204 | 21713636.7941 | 21985057.254 | 22259870.4697 | 22538118.8506 | 22819845.3362 | 23105093.4029 | 23393907.0704 | 23686330.9088
|  | 154672082.62 | 192188640.19 | 206425401.74 | 232165663.65 | 231833449 | 250070597.5628 | #REF! | #REF! | #REF! | #REF! | #REF! | #REF! | #REF! | #REF! | #REF! | #REF! | #REF! | #REF! | #REF! | #REF! | #REF! | #REF! | #REF! | #REF! | #REF!
|  | 2017 | 2018 | 2019 | 2020 | 2021 | 2022 | 2023 | 2024 | 2025 | 2026 | 2027 | 2028 | 2029 | 2030 | 2031 | 2032 | 2033 | 2034 | 2035 | 2036 | 2037 | 2038 | 2039 | 2040 | 2041
Scenario #3 | Electric NCC | 37584520 | 42332284.85 | 50924188.13 | 56199634.12 | 49960663 | 58705189.525 | 63000352.7578 | 67405756.5561 | 72153059.7878 | 77188059.0081 | 78152909.7457 | 79129821.1175 | 80118943.8815 | 81120430.68 | 82134436.0635 | 83161116.5143 | 84200630.4707 | 85253138.3516 | 86318802.581 | 87397787.6133 | 88490259.9584 | 89596388.2079 | 90716343.0605 | 91850297.3488 | 92998426.0656
| Electric PI | 19130367.32 | 24163738.5 | 19630151.9 | 26654890.66 | 46166562 | 47532989.9722 | 53530434.6883 | 56245803.6055 | 58700425.7958 | 61702396.1463 | 62473676.0981 | 63254597.0493 | 64045279.5125 | 64845845.5064 | 65656418.5752 | 66477123.8074 | 67308087.855 | 68149438.9532 | 69001306.9401 | 69863823.2768 | 70737121.0678 | 71621335.0811 | 72516601.7696 | 73423059.2918 | 74340847.5329
| Abnormals | 28253.39 | 2642896.26 | 6757264.49 | 4895622.62 | 5348408 | 5022286.8465 | 5337534.6372 | 5658905.1637 | 6007942.8325 | 6379342.6301 | 6459084.413 | 6539822.9682 | 6621570.7553 | 6704340.3897 | 6788144.6446 | 6872996.4527 | 6958908.9083 | 7045895.2697 | 7133968.9605 | 7223143.5725 | 7313432.8672 | 7404850.778 | 7497411.4128 | 7591129.0554 | 7686018.1686
| Gas NCC | 87202489.25 | 101292941.97 | 107348773.82 | 115037928.48 | 115680262 | 120133127.0003 | #REF! | #REF! | #REF! | #REF! | #REF! | #REF! | #REF! | #REF! | #REF! | #REF! | #REF! | #REF! | #REF! | #REF! | #REF! | #REF! | #REF! | #REF! | #REF!
| Gas PI | 10726452.66 | 21756778.61 | 21765023.4 | 29377587.77 | 14677554 | 18677004.2189 | 21656312.4489 | 21238067.463 | 20293039.9382 | 19659493.0175 | 19905236.6802 | 20154052.1387 | 20405977.7904 | 20661052.5128 | 20919315.6692 | 21180807.1151 | 21445567.204 | 21713636.7941 | 21985057.254 | 22259870.4697 | 22538118.8506 | 22819845.3362 | 23105093.4029 | 23393907.0704 | 23686330.9088
|  | 154672082.62 | 192188640.19 | 206425401.74 | 232165663.65 | 231833449 | 250070597.5628 | #REF! | #REF! | #REF! | #REF! | #REF! | #REF! | #REF! | #REF! | #REF! | #REF! | #REF! | #REF! | #REF! | #REF! | #REF! | #REF! | #REF! | #REF! | #REF!
| 1.25% | 2017: Assumed annual increase in prices for increased service provider costs
| 50% | 2017: Gas NCC decrease (scenario #2)
| 2.667% | 2017: Gas NCC annual decrease in gas ncc for years 6-20 (scenario #2)
| 10% | 2017: Gas NCC reduction (scenario #3)
| 14000000 | 2017: Annual reductions for scenario #3 - assuming an decrease of one tenth of gas ncc customers per year, using 2025 as the baseline year
1) No change in new customer growth and budget for 6 years (21/22/23/24/25/26)– carbon out scenario is just business as usual for new gas customers.
2) No change in new customers for 3 years (21/22/23), then ½ the typical new customers for the next 3 years (24/25/26), then declining new customers after that for the next 14 years to roughly 1/10 the typical new customers at year 20. This would be the Carbon out and additional electrification scenario.
3) No change in new customers for 3 years (21/22/23), then significantly declining new customers to roughly 1/10 the new customers at year 12, then it stays at 1/10 for the next 8 years until year 20. This is the high electrification scenario.

## 20yr breakout - edits (hidden)
category | Business Unit View | 2021 | 2022 | 2023 | 2024 | 2025 | 2026 | 2027 | 2028 | 2029 | 2030 | 2031 | 2032 | 2033 | 2034 | 2035 | 2036 | 2037 | 2038 | 2039 | 2040
ignore | Natural Gas
ignore | BCG Incremental - Retail Natural Gas (RNG) BCG Placeholder | 0 | 0 | 0 | 0 | 0 | 0 | 0 | 0 | 0 | 0 | 0 | 0 | 0 | 0 | 0 | 0 | 0 | 0 | 0 | 0
ignore | Bonney Lake HP Reinforcement | 0 | 0 | 0 | 0 | 0 | 0 | 0 | 0 | 0 | 0 | 0 | 0 | 0 | 0 | 0 | 0 | 0 | 0 | 0 | 0
maintenance | Capital Tools - Gas | 1197800 | 1233734 | 1270746 | 1308868 | 1348134 | 4068553.818 | 3468268 | 3404620.4657 | 3506759.0797 | 5895314.9238 | 3720320.7076 | 3831930.3288 | 3946888.2387 | 4065294.8859 | 4187253.7324 | 4312871.3444 | 4442257.4848 | 4575525.2093 | 4712790.9656 | 4854174.6945
new construction | Customer Construction - Gas | 82827977 | 88535698 | 89576957 | 90465997 | 91960330 | 95950488.7187 | 100113780.4242 | 104457717.3568 | 108990137.7129 | 113719219.7883 | 118653496.7349 | 123801871.9582 | 129173635.1825 | 134778479.2131 | 140626517.4261 | 146728302.0172 | 153094843.0418 | 159737628.2813 | 166668643.9725 | 173900396.4344
new construction | Customer Construction CIAC - Gas | -1506100 | -1548400 | -3005100 | -3005100 | -3090366.1146 | -6848282.9613 | -7145429.959 | -7455470.1649 | -7778963.0153 | -8116492.2206 | -8468666.818 | -8836122.2713 | -9219521.6166 | -9619556.6595 | -10036949.223 | -10472452.4498 | -10926852.1616 | -11400968.2769 | -11895656.2904 | -12411808.8169
maintenance | Distribution Integrity Management System | 18437063 | 16848794 | 23269899 | 18943375 | 19322242 | 19901909.26 | 20498966.5378 | 21113935.5339 | 21747353.6 | 22399774.208 | 23071767.4342 | 23763920.4572 | 24476838.0709 | 25211143.2131 | 25967477.5095 | 26746501.8347 | 27548896.8898 | 28375363.7965 | 29226624.7104 | 30103423.4517
ignore | Gas cold weather action reinforcement | 30000 | 30000 | 30000 | 30000 | 30600 | 31518 | 32463.54 | 33437.4462 | 34440.5696 | 35473.7867 | 36538.0003 | 37634.1403 | 38763.1645 | 39926.0594 | 41123.8412 | 42357.5564 | 43628.2831 | 44937.1316 | 46285.2456 | 47673.8029
ignore | Gas Construction | 0 | 0 | 0 | 0 | 0 | 0 | 0 | 0 | 0 | 0 | 0 | 0 | 0 | 0 | 0 | 0 | 0 | 0 | 0 | 0
ignore | Gas Construction - Gas Maintenance Repair | 0 | 0 | 0 | 0 | 0 | 0 | 0 | 0 | 0 | 0 | 0 | 0 | 0 | 0 | 0 | 0 | 0 | 0 | 0 | 0
ignore | Gas Construction - Leak Repair | 0 | 0 | 0 | 0 | 0 | 0 | 0 | 0 | 0 | 0 | 0 | 0 | 0 | 0 | 0 | 0 | 0 | 0 | 0 | 0
maintenance | Gas cost recovery mechanism: Buried meters | 4800000 | 4800000 | 3360000 | 3360000 | 3427200 | 579637.0371 | 597026.1483 | 614936.9327 | 633385.0407 | 652386.5919 | 671958.1897 | 692116.9354 | 712880.4434 | 734266.8567 | 756294.8624 | 778983.7083 | 802353.2195 | 826423.8161 | 851216.5306 | 876753.0265
maintenance | Gas cost recovery mechanism: Cross Bore | 169689 | 169374 | 168945 | 168517.0866 | 171887 | 177160 | 182474.8 | 93974.522 | 48396.8788 | 24924.3926 | 12836.0622 | 6610.572 | 3404.4446 | 1753.289 | 902.9438 | 465.0161 | 239.4833 | 123.3339 | 63.517 | 32.7112
maintenance | Gas cost recovery mechanism: Dupont | 54829600 | 54879300 | 55658300 | 56448357.7394 | 57577325 | 38603826.6742 | 39761941.4744 | 40954799.7186 | 42183443.7102 | 43448947.0215 | 44752415.4322 | 46094987.8951 | 0 | 0 | 0 | 0 | 0 | 0 | 0 | 0
maintenance | Gas DIMP MP | 2061248 | 2011863 | 2673292 | 1883662 | 1921335 | 0 | 0 | 0 | 0 | 0 | 0 | 0 | 0 | 0 | 0 | 0 | 0 | 0 | 0 | 0
ignore | Gas Initiation Major Projects | 188000 | 806000 | 44000000 | 39500000 | 31000000 | 28981851.8575 | 29851307.4132 | 30746846.6356 | 31669252.0347 | 32619329.5957 | 33597909.4836 | 34605846.7681 | 35644022.1712 | 29370674.269 | 30251794.4971 | 31159348.332 | 32094128.782 | 33056952.6454 | 34048661.2248 | 35070121.0615
ignore | Gas Measurement | 0 | 0 | 0 | 0 | 0 | 0 | 0 | 0 | 0 | 0 | 0 | 0 | 0 | 0 | 0 | 0 | 0 | 0 | 0 | 0
ignore | Gas System Integrity | 4096400 | 4148797 | 4231773 | 4316408 | 4402737 | 5564819.11 | 5731763.6833 | 5903716.5938 | 6080828.0916 | 6263252.9344 | 6451150.5224 | 6644685.0381 | 6844025.5892 | 7049346.3569 | 7260826.7476 | 7478651.55 | 7703011.0965 | 7934101.4294 | 8172124.4723 | 8417288.2065
ignore | Gas System New Distribution | 4500000 | 6840000 | 9363600 | 9560000 | 9741889 | 15960959.9352 | 16653505.9868 | 17376101.6116 | 18130050.6605 | 18916713.5587 | 19737509.76 | 20593920.3084 | 21487490.5106 | 22419832.7239 | 23392629.2658 | 24407635.4496 | 25466682.7518 | 26571682.1164 | 27724627.4034 | 28927598.9864
other | LNG Project Capital Maintenance - PE | 0 | 0 | 0 | 0 | 0 | 0 |  |  |  | 0 | 0 | 0 | 0 | 0 | 0 | 0 | 0 | 0 | 0 | 0
other | LNG Project Capital Maintenance - PSE | 0 | 0 | 0 | 0 | 0 | 0 | 0 | 0 | 0 | 0 | 0 | 0 | 0 | 0 | 0 | 0 | 0 | 0 | 0 | 0
other | LNG Project Construction - PE | 5848376 | 1000000 | 0 | 0 | 0 | 0 | 0 | 0 | 0 | 0 | 0 | 0 | 0 | 0 | 0 | 0 | 0 | 0 | 0 | 0
other | LNG Project Construction - PSE | 4764888 | 1000000 | 0 | 0 | 0 | 0 | 0 | 0 | 0 | 0 | 0 | 0 | 0 | 0 | 0 | 0 | 0 | 0 | 0 | 0
maintenance | Marine Crossing | 10000000 | 25000000 | 0 | 0 | 0 | 0 | 0 | 0 | 0 | 0 | 0 | 0 | 0 | 0 | 0 | 0 | 0 | 0 | 0 | 0
maintenance | Public Improvement - Gas | 35962407 | 37400904 | 38896940 | 40452818 | 42070930 | 43333057.9 | 44633049.637 | 45972041.1261 | 47351202.3599 | 48771738.4307 | 50234890.5836 | 51741937.3011 | 53294195.4202 | 54893021.2828 | 56539811.9212 | 58236006.2789 | 59983086.4672 | 61782579.0613 | 63636056.4331 | 65545138.1261
other | Renewable Natural Gas (RNG) | 0 | 2000000 | 12906100 | 17914609.1483 | 15000000 | 0 | 0 | 0 | 0 | 0 | 0 | 0 | 0 | 0 | 0 | 0 | 0 | 0 | 0 | 0
other | Placeholder - Gas | [5 empty] | 26666666.6667 | 26666666.6667 | 26666666.6667 | 26666666.6667 | 26666666.6667 | 26666666.6667 | 26666666.6667 | 26666666.6667 | 26666666.6667 | 26666666.6667 | 26666666.6667 | 26666666.6667 | 26666666.6667 | 26666666.6667 | 26666666.6667
maintenance | Asset Management |  |  | 20000000 | 14000000 | 5000000 | 9000000 | 10000000 | 10000000 | 11000000 | 11000000 | 12000000 | 13000000 | 13000000 | 7000000 | 7000000 | 8000000 | 9000000 | 9090000 | 10000000 | 10000000
emergent | Gas Emergent |  |  | 16000000 | 16640000 | 17305600 | 17997824 | 18717736.96 | 19466446.4384 | 20245104.2959 | 21054908.4678 | 21897104.8065 | 22772988.9987 | 23683908.5587 | 24631264.901 | 25616515.4971 | 26641176.117 | 27706823.1616 | 28815096.0881 | 29967699.9316 | 31166407.9289
capacity | Modified Capacity | 8784400 | 11794797 | 22000000 | 22440000 | 22888800 | 23346576 | 23813507.52 | 24289777.6704 | 24775573.2238 | 25271084.6883 | 25776506.382 | 26292036.5097 | 26817877.2399 | 27354234.7847 | 27901319.4804 | 28459345.87 | 29028532.7874 | 29609103.4431 | 30201285.512 | 30805311.2222
new construction-updated | Customer Construction - Gas | 115680262 | 104525562.0385 | 105570817.6589 | 106626525.8355 | 107692791.0939 | 108769719.0048 | 109857416.1948 | 110955990.3568 | 112065550.2604 | 113186205.763 | 114318067.8206 | 115461248.4988 | 116615860.9838 | 117782019.5936 | 118959839.7896 | 120149438.1875 | 121350932.5693 | 122564441.895 | 123790086.314 | 125027987.1771
total | total | 352672010 | 361476423.0385 | 445972269.6589 | 441054037.8099 | 427771433.9792 | 432086285.021 | 443434445.0276 | 454595538.9105 | 467349181.17 | 481809448.5972 | 493130471.7683 | 507172280.1055 | 473186935.0682 | 472378367.4361 | 485132024.9579 | 499335297.479 | 514005230.5232 | 528249656.6373 | 543817176.609 | 558997164.68

## 20 yr breakout-original (hidden)
category | Business Unit View | 2021 | 2022 | 2023 | 2024 | 2025 | 2026 | 2027 | 2028 | 2029 | 2030 | 2031 | 2032 | 2033 | 2034 | 2035 | 2036 | 2037 | 2038 | 2039 | 2040
Natural Gas
| BCG Incremental - Retail Natural Gas (RNG) BCG Placeholder | 0 | 0 | 0 | 0 | 0 | 0 | 0 | 0 | 0 | 0 | 0 | 0 | 0 | 0 | 0 | 0 | 0 | 0 | 0 | 0
| Bonney Lake HP Reinforcement | 0 | 0 | 0 | 0 | 0 | 0 | 0 | 0 | 0 | 0 | 0 | 0 | 0 | 0 | 0 | 0 | 0 | 0 | 0 | 0
maintenance | Capital Tools - Gas | 1197800 | 1233734 | 1270746 | 1308868 | 1348134 | 4068553.818 | 3468268 | 3404620.4657 | 3506759.0797 | 5895314.9238 | 3720320.7076 | 3831930.3288 | 3946888.2387 | 4065294.8859 | 4187253.7324 | 4312871.3444 | 4442257.4848 | 4575525.2093 | 4712790.9656 | 4854174.6945
new construction | Customer Construction - Gas | 82827977 | 88535698 | 89576957 | 90465997 | 91960330 | 95950488.7187 | 100113780.4242 | 104457717.3568 | 108990137.7129 | 113719219.7883 | 118653496.7349 | 123801871.9582 | 129173635.1825 | 134778479.2131 | 140626517.4261 | 146728302.0172 | 153094843.0418 | 159737628.2813 | 166668643.9725 | 173900396.4344
new construction | Customer Construction CIAC - Gas | -1506100 | -1548400 | -3005100 | -3005100 | -3090366.1146 | -6848282.9613 | -7145429.959 | -7455470.1649 | -7778963.0153 | -8116492.2206 | -8468666.818 | -8836122.2713 | -9219521.6166 | -9619556.6595 | -10036949.223 | -10472452.4498 | -10926852.1616 | -11400968.2769 | -11895656.2904 | -12411808.8169
| Distribution Integrity Management System | 18437063 | 16848794 | 23269899 | 18943375 | 19322242 | 19901909.26 | 20498966.5378 | 21113935.5339 | 21747353.6 | 22399774.208 | 23071767.4342 | 23763920.4572 | 24476838.0709 | 25211143.2131 | 25967477.5095 | 26746501.8347 | 27548896.8898 | 28375363.7965 | 29226624.7104 | 30103423.4517
| Gas cold weather action reinforcement | 30000 | 30000 | 30000 | 30000 | 30600 | 31518 | 32463.54 | 33437.4462 | 34440.5696 | 35473.7867 | 36538.0003 | 37634.1403 | 38763.1645 | 39926.0594 | 41123.8412 | 42357.5564 | 43628.2831 | 44937.1316 | 46285.2456 | 47673.8029
| Gas Construction | 0 | 0 | 0 | 0 | 0 | 0 | 0 | 0 | 0 | 0 | 0 | 0 | 0 | 0 | 0 | 0 | 0 | 0 | 0 | 0
| Gas Construction - Gas Maintenance Repair | 0 | 0 | 0 | 0 | 0 | 0 | 0 | 0 | 0 | 0 | 0 | 0 | 0 | 0 | 0 | 0 | 0 | 0 | 0 | 0
| Gas Construction - Leak Repair | 0 | 0 | 0 | 0 | 0 | 0 | 0 | 0 | 0 | 0 | 0 | 0 | 0 | 0 | 0 | 0 | 0 | 0 | 0 | 0
maintenance | Gas cost recovery mechanism: Buried meters | 4800000 | 4800000 | 3360000 | 3360000 | 3427200 | 579637.0371 | 597026.1483 | 614936.9327 | 633385.0407 | 652386.5919 | 671958.1897 | 692116.9354 | 712880.4434 | 734266.8567 | 756294.8624 | 778983.7083 | 802353.2195 | 826423.8161 | 851216.5306 | 876753.0265
maintenance | Gas cost recovery mechanism: Cross Bore | 169689 | 169374 | 168945 | 168517.0866 | 171887 | 177160 | 182474.8 | 93974.522 | 48396.8788 | 24924.3926 | 12836.0622 | 6610.572 | 3404.4446 | 1753.289 | 902.9438 | 465.0161 | 239.4833 | 123.3339 | 63.517 | 32.7112
maintenance | Gas cost recovery mechanism: Dupont | 54829600 | 54879300 | 55658300 | 56448357.7394 | 57577325 | 38603826.6742 | 39761941.4744 | 40954799.7186 | 42183443.7102 | 43448947.0215 | 44752415.4322 | 46094987.8951 | 0 | 0 | 0 | 0 | 0 | 0 | 0 | 0
maintenance | Gas DIMP MP | 2061248 | 2011863 | 2673292 | 1883662 | 1921335 | 0 | 0 | 0 | 0 | 0 | 0 | 0 | 0 | 0 | 0 | 0 | 0 | 0 | 0 | 0
| Gas Initiation Major Projects | 188000 | 806000 | 44000000 | 39500000 | 31000000 | 28981851.8575 | 29851307.4132 | 30746846.6356 | 31669252.0347 | 32619329.5957 | 33597909.4836 | 34605846.7681 | 35644022.1712 | 29370674.269 | 30251794.4971 | 31159348.332 | 32094128.782 | 33056952.6454 | 34048661.2248 | 35070121.0615
| Gas Measurement | 0 | 0 | 0 | 0 | 0 | 0 | 0 | 0 | 0 | 0 | 0 | 0 | 0 | 0 | 0 | 0 | 0 | 0 | 0 | 0
| Gas System Integrity | 4096400 | 4148797 | 4231773 | 4316408 | 4402737 | 5564819.11 | 5731763.6833 | 5903716.5938 | 6080828.0916 | 6263252.9344 | 6451150.5224 | 6644685.0381 | 6844025.5892 | 7049346.3569 | 7260826.7476 | 7478651.55 | 7703011.0965 | 7934101.4294 | 8172124.4723 | 8417288.2065
| Gas System New Distribution | 4500000 | 6840000 | 9363600 | 9560000 | 9741889 | 15960959.9352 | 16653505.9868 | 17376101.6116 | 18130050.6605 | 18916713.5587 | 19737509.76 | 20593920.3084 | 21487490.5106 | 22419832.7239 | 23392629.2658 | 24407635.4496 | 25466682.7518 | 26571682.1164 | 27724627.4034 | 28927598.9864
| LNG Project Capital Maintenance - PE | 0 | 0 | 0 | 0 | 0 | 0 | 0 | 0 | 0 | 0 | 0 | 0 | 0 | 0 | 0 | 0 | 0 | 0 | 0 | 0
| LNG Project Capital Maintenance - PSE | 0 | 0 | 0 | 0 | 0 | 0 | 0 | 0 | 0 | 0 | 0 | 0 | 0 | 0 | 0 | 0 | 0 | 0 | 0 | 0
| LNG Project Construction - PE | 5848376 | 1000000 | 0 | 0 | 0 | 0 | 0 | 0 | 0 | 0 | 0 | 0 | 0 | 0 | 0 | 0 | 0 | 0 | 0 | 0
| LNG Project Construction - PSE | 4764888 | 1000000 | 0 | 0 | 0 | 0 | 0 | 0 | 0 | 0 | 0 | 0 | 0 | 0 | 0 | 0 | 0 | 0 | 0 | 0
| Marine Crossing | 10000000 | 25000000 | 0 | 0 | 0 | 0 | 0 | 0 | 0 | 0 | 0 | 0 | 0 | 0 | 0 | 0 | 0 | 0 | 0 | 0
| Public Improvement - Gas | 35962407 | 37400904 | 38896940 | 40452818 | 42070930 | 43333057.9 | 44633049.637 | 45972041.1261 | 47351202.3599 | 48771738.4307 | 50234890.5836 | 51741937.3011 | 53294195.4202 | 54893021.2828 | 56539811.9212 | 58236006.2789 | 59983086.4672 | 61782579.0613 | 63636056.4331 | 65545138.1261
| Renewable Natural Gas (RNG) | 0 | 2000000 | 12906100 | 17914609.1483 | 15000000 | 0 | 0 | 0 | 0 | 0 | 0 | 0 | 0 | 0 | 0 | 0 | 0 | 0 | 0 | 0
| Placeholder - Gas | [5 empty] | 26666666.6667 | 26666666.6667 | 26666666.6667 | 26666666.6667 | 26666666.6667 | 26666666.6667 | 26666666.6667 | 26666666.6667 | 26666666.6667 | 26666666.6667 | 26666666.6667 | 26666666.6667 | 26666666.6667 | 26666666.6667 | 26666666.6667
Gas Emergent

## 2020 - 20 yr plan (hidden)
Business Unit View | 2021 | 2022 | 2023 | 2024 | 2025 | 2026 | 2027 | 2028 | 2029 | 2030 | 2031 | 2032 | 2033 | 2034 | 2035 | 2036 | 2037 | 2038 | 2039 | 2040
Natural Gas
BCG Incremental - Retail Natural Gas (RNG) BCG Placeholder | 0 | 0 | 0 | 0 | 0 | 0 | 0 | 0 | 0 | 0 | 0 | 0 | 0 | 0 | 0 | 0 | 0 | 0 | 0 | 0
Bonney Lake HP Reinforcement | 0 | 0 | 0 | 0 | 0 | 0 | 0 | 0 | 0 | 0 | 0 | 0 | 0 | 0 | 0 | 0 | 0 | 0 | 0 | 0
Capital Tools - Gas | 1197800 | 1233734 | 1270746 | 1308868 | 1348134 | 4068553.818 | 3468268 | 3404620.4657 | 3506759.0797 | 5895314.9238 | 3720320.7076 | 3831930.3288 | 3946888.2387 | 4065294.8859 | 4187253.7324 | 4312871.3444 | 4442257.4848 | 4575525.2093 | 4712790.9656 | 4854174.6945
Customer Construction - Gas | 82827977 | 88535698 | 89576957 | 90465997 | 91960330 | 95950488.7187 | 100113780.4242 | 104457717.3568 | 108990137.7129 | 113719219.7883 | 118653496.7349 | 123801871.9582 | 129173635.1825 | 134778479.2131 | 140626517.4261 | 146728302.0172 | 153094843.0418 | 159737628.2813 | 166668643.9725 | 173900396.4344
Customer Construction CIAC - Gas | -1506100 | -1548400 | -3005100 | -3005100 | -3090366.1146 | -6848282.9613 | -7145429.959 | -7455470.1649 | -7778963.0153 | -8116492.2206 | -8468666.818 | -8836122.2713 | -9219521.6166 | -9619556.6595 | -10036949.223 | -10472452.4498 | -10926852.1616 | -11400968.2769 | -11895656.2904 | -12411808.8169
Distribution Integrity Management System | 18437063 | 16848794 | 23269899 | 18943375 | 19322242 | 19901909.26 | 20498966.5378 | 21113935.5339 | 21747353.6 | 22399774.208 | 23071767.4342 | 23763920.4572 | 24476838.0709 | 25211143.2131 | 25967477.5095 | 26746501.8347 | 27548896.8898 | 28375363.7965 | 29226624.7104 | 30103423.4517
Gas cold weather action reinforcement | 30000 | 30000 | 30000 | 30000 | 30600 | 31518 | 32463.54 | 33437.4462 | 34440.5696 | 35473.7867 | 36538.0003 | 37634.1403 | 38763.1645 | 39926.0594 | 41123.8412 | 42357.5564 | 43628.2831 | 44937.1316 | 46285.2456 | 47673.8029
Gas Construction | 0 | 0 | 0 | 0 | 0 | 0 | 0 | 0 | 0 | 0 | 0 | 0 | 0 | 0 | 0 | 0 | 0 | 0 | 0 | 0
Gas Construction - Gas Maintenance Repair | 0 | 0 | 0 | 0 | 0 | 0 | 0 | 0 | 0 | 0 | 0 | 0 | 0 | 0 | 0 | 0 | 0 | 0 | 0 | 0
Gas Construction - Leak Repair | 0 | 0 | 0 | 0 | 0 | 0 | 0 | 0 | 0 | 0 | 0 | 0 | 0 | 0 | 0 | 0 | 0 | 0 | 0 | 0
Gas cost recovery mechanism: Buried meters | 4800000 | 4800000 | 3360000 | 3360000 | 3427200 | 579637.0371 | 597026.1483 | 614936.9327 | 633385.0407 | 652386.5919 | 671958.1897 | 692116.9354 | 712880.4434 | 734266.8567 | 756294.8624 | 778983.7083 | 802353.2195 | 826423.8161 | 851216.5306 | 876753.0265
Gas cost recovery mechanism: Cross Bore | 169689 | 169374 | 168945 | 168517.0866 | 171887 | 177160 | 182474.8 | 93974.522 | 48396.8788 | 24924.3926 | 12836.0622 | 6610.572 | 3404.4446 | 1753.289 | 902.9438 | 465.0161 | 239.4833 | 123.3339 | 63.517 | 32.7112
Gas cost recovery mechanism: Dupont | 54829600 | 54879300 | 55658300 | 56448357.7394 | 57577325 | 38603826.6742 | 39761941.4744 | 40954799.7186 | 42183443.7102 | 43448947.0215 | 44752415.4322 | 46094987.8951 | 0 | 0 | 0 | 0 | 0 | 0 | 0 | 0
Gas DIMP MP | 2061248 | 2011863 | 2673292 | 1883662 | 1921335 | 0 | 0 | 0 | 0 | 0 | 0 | 0 | 0 | 0 | 0 | 0 | 0 | 0 | 0 | 0
Gas Initiation Major Projects | 188000 | 806000 | 44000000 | 39500000 | 31000000 | 28981851.8575 | 29851307.4132 | 30746846.6356 | 31669252.0347 | 32619329.5957 | 33597909.4836 | 34605846.7681 | 35644022.1712 | 29370674.269 | 30251794.4971 | 31159348.332 | 32094128.782 | 33056952.6454 | 34048661.2248 | 35070121.0615
Gas Measurement | 0 | 0 | 0 | 0 | 0 | 0 | 0 | 0 | 0 | 0 | 0 | 0 | 0 | 0 | 0 | 0 | 0 | 0 | 0 | 0
Gas System Integrity | 4096400 | 4148797 | 4231773 | 4316408 | 4402737 | 5564819.11 | 5731763.6833 | 5903716.5938 | 6080828.0916 | 6263252.9344 | 6451150.5224 | 6644685.0381 | 6844025.5892 | 7049346.3569 | 7260826.7476 | 7478651.55 | 7703011.0965 | 7934101.4294 | 8172124.4723 | 8417288.2065
Gas System New Distribution | 4500000 | 6840000 | 9363600 | 9560000 | 9741889 | 15960959.9352 | 16653505.9868 | 17376101.6116 | 18130050.6605 | 18916713.5587 | 19737509.76 | 20593920.3084 | 21487490.5106 | 22419832.7239 | 23392629.2658 | 24407635.4496 | 25466682.7518 | 26571682.1164 | 27724627.4034 | 28927598.9864
LNG Project Capital Maintenance - PE | 0 | 0 | 0 | 0 | 0 | 0 | 0 | 0 | 0 | 0 | 0 | 0 | 0 | 0 | 0 | 0 | 0 | 0 | 0 | 0
LNG Project Capital Maintenance - PSE | 0 | 0 | 0 | 0 | 0 | 0 | 0 | 0 | 0 | 0 | 0 | 0 | 0 | 0 | 0 | 0 | 0 | 0 | 0 | 0
LNG Project Construction - PE | 5848376 | 1000000 | 0 | 0 | 0 | 0 | 0 | 0 | 0 | 0 | 0 | 0 | 0 | 0 | 0 | 0 | 0 | 0 | 0 | 0
LNG Project Construction - PSE | 4764888 | 1000000 | 0 | 0 | 0 | 0 | 0 | 0 | 0 | 0 | 0 | 0 | 0 | 0 | 0 | 0 | 0 | 0 | 0 | 0
Marine Crossing | 10000000 | 25000000 | 0 | 0 | 0 | 0 | 0 | 0 | 0 | 0 | 0 | 0 | 0 | 0 | 0 | 0 | 0 | 0 | 0 | 0
Public Improvement - Gas | 35962407 | 37400904 | 38896940 | 40452818 | 42070930 | 43333057.9 | 44633049.637 | 45972041.1261 | 47351202.3599 | 48771738.4307 | 50234890.5836 | 51741937.3011 | 53294195.4202 | 54893021.2828 | 56539811.9212 | 58236006.2789 | 59983086.4672 | 61782579.0613 | 63636056.4331 | 65545138.1261
Renewable Natural Gas (RNG) | 0 | 2000000 | 12906100 | 17914609.1483 | 15000000 | 0 | 0 | 0 | 0 | 0 | 0 | 0 | 0 | 0 | 0 | 0 | 0 | 0 | 0 | 0
Placeholder - Gas | [5 empty] | 26666666.6667 | 26666666.6667 | 26666666.6667 | 26666666.6667 | 26666666.6667 | 26666666.6667 | 26666666.6667 | 26666666.6667 | 26666666.6667 | 26666666.6667 | 26666666.6667 | 26666666.6667 | 26666666.6667 | 26666666.6667 | 26666666.6667

## avg category spend (hidden)
Column Labels
| Customer |  |  |  |  | Miles of Main |  |  |  |  | Total $2022 | Total $2023 | Total $2024 | Total $ 2025 | Total $2026
Row Labels | $2022 | $2023 | $2024 | $ 2025 | $2026 | $2022 | $2023 | $2024 | $ 2025 | $2026
capacity | 6870000 | 9393600 | 9590000 | 9771889 | 9772489 | 8308399.0386 | 19000000 | 22000000 | 22000000 | 22000000 | 15178399.0386 | 28393600 | 31590000 | 31771889 | 31772489
emergent | 6249924.0977 | 6439287.0677 | 6632465.6798 | 6831439.6502 | 7036382.8397 | 7841175.7766 | 8070471.1444 | 8306646.9787 | 8549904.6881 | 8800461.6287 | 14091099.8743 | 14509758.2121 | 14939112.6585 | 15381344.3382 | 15836844.4684
maintenance | 88359843.8689 | 96241412.4489 | 96630529.2024 | 96832292.0582 | 97346277.9511 | 12584322.5002 | 41322756 | 22709737 | 15758125.34 | 15958991.3202 | 100944166.3691 | 137564168.4489 | 119340266.2024 | 112590417.3982 | 113305269.2713
new construction | Customer $2022: 117633127.0003; Customer $2023: 82349778.8416; Customer $2024: 66621364.9229; Customer $ 2025: 68681439.2882; Customer $2026: 70805513.3102 | 117633127.0003 | 82349778.8416 | 66621364.9229 | 68681439.2882 | 70805513.3102
Grand Total | 219112894.9669 | 194424078.3582 | 179474359.805 | 182117059.9965 | 184960663.1009 | 28733897.3154 | 68393227.1444 | 53016383.9787 | 46308030.0281 | 46759452.9489 | 247846792.2823 | 262817305.5026 | 232490743.7838 | 228425090.0246 | 231720116.0498
| services | main
5 yr avg capacity | Customer $2022: 32.73%; Customer $2023: 67.27%
5 yr average emerg | Customer $2022: 44.4%; Customer $2023: 55.6%
5 yr avg maint | Customer $2022: 81.44%; Customer $2023: 18.56%