## Table of Contents
Smr Peak L&R (No Proxy Tbl6.11)
Wtr Peak L&R (No Proxy Tbl6.13)
Summer Peak L&R 9.11-12
Winter Peak L&R 9.13-14
(Fig 6.2) Contract Chart
Fig 6.4 (Summer L&R)
Fig 6.6 (Summer-East)
Fig 6.7 (Summer-West)

## Smr Peak L&R (No Proxy Tbl6.11)
2025 IRP, Draft Preferred Portfolio | [21 empty] | Last 11 Years -------------------> | [11 empty] | 7
Summer Peak L&R - without Resource Additions | [21 empty] | Summer Peak L&R - without Resource Additions
East | [21 empty] | East
| 2025 | 2026 | 2027 | 2028 | 2029 | 2030 | 2031 | 2032 | 2033 | 2034 | 2035 | 2036 | 2037 | 2038 | 2039 | 2040 | 2041 | 2042 | 2043 | 2044 | 2045 |  | 2035 | 2036 | 2037 | 2038 | 2039 | 2040 | 2041 | 2042 | 2043 | 2044 | 2045 |  | Coal
Coal | 3959.338 | 3566.5211 | 3566.5211 | 3374.5185 | 3089.7224 | 2925.5885 | 2925.5885 | 2926.1436 | 2926.1436 | 2926.1436 | 2926.1436 | 2926.1436 | 2926.1436 | 2926.1436 | 2926.1436 | 2926.1436 | 2926.1436 | 2926.1436 | 2926.1436 | 2926.1436 | 2926.1436 | Coal | 2926.1436 | 2926.1436 | 2926.1436 | 2926.1436 | 2926.1436 | 2926.1436 | 2926.1436 | 2926.1436 | 2926.1436 | 2926.1436 | 2926.1436 |  | Demand Response
Gas | 2983.5019 | 3294.3913 | 3294.3913 | 3294.5617 | 3469.1612 | 3469.9006 | 3469.9006 | 3469.9006 | 3469.9006 | 3469.9006 | 3469.9006 | 3469.9006 | 3469.9006 | 3469.9006 | 3469.9006 | 3469.9006 | 3469.9006 | 3469.9006 | 3469.9006 | 3469.9006 | 3469.9006 | Gas | 3469.9006 | 3469.9006 | 3469.9006 | 3469.9006 | 3469.9006 | 3469.9006 | 3469.9006 | 3469.9006 | 3469.9006 | 3469.9006 | 3469.9006 |  | Existing - Energy Efficiency
Hydroelectric | 76.4026 | 76.4026 | 76.4026 | 76.4026 | 76.4026 | 76.4026 | 76.4026 | 76.4026 | 76.4026 | 76.4026 | 76.4026 | 76.4026 | 76.4026 | 76.4026 | 76.4026 | 76.4026 | 76.4026 | 76.4026 | 76.4026 | 76.4026 | 76.4026 | Hydroelectric | 76.4026 | 76.4026 | 76.4026 | 76.4026 | 76.4026 | 76.4026 | 76.4026 | 76.4026 | 76.4026 | 76.4026 | 76.4026 |  | Gas
Wind | 246.0631 | 224.4031 | 217.933 | 211.2319 | 204.7295 | 188.6126 | 168.0849 | 162.4146 | 156.6067 | 150.9363 | 145.266 | 139.628 | 133.7877 | 128.1174 | 122.4793 | 116.809 | 80.6528 | 76.5285 | 72.5492 | 68.5375 | 64.5259 | Wind | 145.266 | 139.628 | 133.7877 | 128.1174 | 122.4793 | 116.809 | 80.6528 | 76.5285 | 72.5492 | 68.5375 | 64.5259 |  | Hydroelectric
Solar | 342.3044 | 498.8459 | 487.6129 | 475.8693 | 464.1258 | 452.8928 | 441.1493 | 429.4057 | 418.1727 | 406.4292 | 394.6856 | 383.4526 | 343.3171 | 332.4705 | 322.0956 | 311.249 | 300.4025 | 289.5559 | 279.1809 | 246.2569 | 236.3028 | Solar | 394.6856 | 383.4526 | 343.3171 | 332.4705 | 322.0956 | 311.249 | 300.4025 | 289.5559 | 279.1809 | 246.2569 | 236.3028 |  | Hydrogen Storage Peaker
Other Renewable | 46.3993 | 45.0537 | 43.7082 | 42.3162 | 40.9706 | 39.625 | 38.2794 | 36.9339 | 35.5419 | 34.1963 | 32.8507 | 31.5051 | 30.1132 | 11.036 | 10.5198 | 10.0036 | 9.4874 | 8.9534 | 8.4372 | 7.921 | 0 | Other Renewable | 32.8507 | 31.5051 | 30.1132 | 11.036 | 10.5198 | 10.0036 | 9.4874 | 8.9534 | 8.4372 | 7.921 | 0 |  | New Energy Efficiency
Storage | 0.891 | 938.9929 | 924.6789 | 909.4107 | 894.1426 | 878.8744 | 864.5605 | 849.2923 | 834.0241 | 818.9448 | 803.6909 | 788.437 | 773.1831 | 758.8825 | 743.6286 | 728.3747 | 714.0741 | 698.8202 | 683.5663 | 668.3124 | 654.0118 | Storage | 803.6909 | 788.437 | 773.1831 | 758.8825 | 743.6286 | 728.3747 | 714.0741 | 698.8202 | 683.5663 | 668.3124 | 654.0118 |  | Non_Reporting
Purchase | 0 | 0 | 0 | 0 | 0 | 0 | 0 | 0 | 0 | 0 | 0 | 0 | 0 | 0 | 0 | 0 | 0 | 0 | 0 | 0 | 0 | Purchase | 0 | 0 | 0 | 0 | 0 | 0 | 0 | 0 | 0 | 0 | 0 |  | Nuclear
Qualifying Facilities | 413.4 | 404.212 | 395.2965 | 386.2132 | 376.758 | 368.0329 | 358.9736 | 348.1049 | 333.7057 | 323.1143 | 313.693 | 302.4457 | 239.6776 | 231.2404 | 222.532 | 211.2947 | 203.5645 | 196.1923 | 189.2239 | 182.4266 | 175.5964 | Qualifying Facilities | 313.693 | 302.4457 | 239.6776 | 231.2404 | 222.532 | 211.2947 | 203.5645 | 196.1923 | 189.2239 | 182.4266 | 175.5964 |  | Other Renewable
Demand Response | 304.722 | 299.8465 | 295.2756 | 290.4001 | 285.5245 | 280.649 | 276.0781 | 271.2026 | 266.327 | 261.7562 | 256.8806 | 252.0051 | 247.1295 | 242.5587 | 237.6831 | 232.8076 | 228.2368 | 223.3612 | 218.4857 | 213.6101 | 209.0393 | Demand Response | 256.8806 | 252.0051 | 247.1295 | 242.5587 | 237.6831 | 232.8076 | 228.2368 | 223.3612 | 218.4857 | 213.6101 | 209.0393 |  | Purchase
Sale | 0 | 0 | 0 | 0 | 0 | 0 | 0 | 0 | 0 | 0 | 0 | 0 | 0 | 0 | 0 | 0 | 0 | 0 | 0 | 0 | 0 | Sale | 0 | 0 | 0 | 0 | 0 | 0 | 0 | 0 | 0 | 0 | 0 |  | Qualifying Facilities
Transfers | 0 | -639.078 | -685.2778 | -308.2485 | 0 | 0 | 0 | 0 | 0 | 0 | 0 | 0 | 0 | 0 | 0 | 0 | 0 | 0 | 0 | 0 | 0 | Transfers | 0 | 0 | 0 | 0 | 0 | 0 | 0 | 0 | 0 | 0 | 0 |  | Sale
East Existing Resources | 8373.0223 | 8709.591 | 8616.5423 | 8752.6758 | 8901.5371 | 8680.5784 | 8619.0176 | 8569.8007 | 8516.825 | 8467.8239 | 8419.5137 | 8369.9204 | 8239.655 | 8176.7524 | 8131.3852 | 8082.9855 | 8008.8649 | 7965.8583 | 7923.89 | 7859.5114 | 7811.923 | East Existing Resources | 8419.5137 | 8369.9204 | 8239.655 | 8176.7524 | 8131.3852 | 8082.9855 | 8008.8649 | 7965.8583 | 7923.89 | 7859.5114 | 7811.923 |  | Solar
Storage
Load | 7733.601 | 7946.558 | 7952.25 | 8230.402 | 8666.787 | 8855.025 | 9050.169 | 9334.614 | 9334.884 | 9284.047 | 9410.835 | 9556.78 | 9766.81 | 9935.367 | 10082.538 | 10200.896 | 10339.272 | 10479.535 | 10663.521 | 10745.081 | 10883.022 | Load | 9410.835 | 9556.78 | 9766.81 | 9935.367 | 10082.538 | 10200.896 | 10339.272 | 10479.535 | 10663.521 | 10745.081 | 10883.022 |  | Wind
Distributed Generation | -156.589 | -142.689 | -186.391 | -233.724 | -285.376 | -340.896 | -399.905 | -458.429 | -514.87 | -353.902 | -385.276 | -415.463 | -445.359 | -474.298 | -502.557 | -529.395 | -557.094 | -583.518 | -609.483 | -634.712 | -660.227 | Distributed Generation | -385.276 | -415.463 | -445.359 | -474.298 | -502.557 | -529.395 | -557.094 | -583.518 | -609.483 | -634.712 | -660.227
Energy Efficiency | -91.8116 | -190.5901 | -233.9164 | -345.7376 | -457.232 | -566.2161 | -561.0964 | -851.6108 | -880.3125 | -996.3442 | -1109.8034 | -1151.0693 | -1023.5833 | -1332.5629 | -1461.6636 | -1515.1708 | -1580.4693 | -1315.1427 | -1561.8063 | -1582.8009 | -1613.0427 | Energy Efficiency | -1109.8034 | -1151.0693 | -1023.5833 | -1332.5629 | -1461.6636 | -1515.1708 | -1580.4693 | -1315.1427 | -1561.8063 | -1582.8009 | -1613.0427
East Total obligation | 7485.2004 | 7613.2789 | 7531.9426 | 7650.9404 | 7924.179 | 7947.9129 | 8089.1676 | 8024.5742 | 7939.7015 | 7933.8008 | 7915.7556 | 7990.2477 | 8297.8677 | 8128.5061 | 8118.3174 | 8156.3302 | 8201.7087 | 8580.8743 | 8492.2317 | 8527.5681 | 8609.7523 | East Total obligation | 7915.7556 | 7990.2477 | 8297.8677 | 8128.5061 | 8118.3174 | 8156.3302 | 8201.7087 | 8580.8743 | 8492.2317 | 8527.5681 | 8609.7523
Planning Reserve Margin (14.4%) | 1077.8689 | 1096.3122 | 1084.5997 | 1101.7354 | 1141.0818 | 1144.4995 | 1164.8401 | 1155.5387 | 1143.317 | 1142.4673 | 1139.8688 | 1150.5957 | 1194.893 | 1170.5049 | 1169.0377 | 1174.5115 | 1181.0461 | 1235.6459 | 1222.8814 | 1227.9698 | 1239.8043 | Planning Reserve Margin (14.4%) | 1139.8688 | 1150.5957 | 1194.893 | 1170.5049 | 1169.0377 | 1174.5115 | 1181.0461 | 1235.6459 | 1222.8814 | 1227.9698 | 1239.8043
East Obligation + Reserves | 8563.0693 | 8709.591 | 8616.5423 | 8752.6758 | 9065.2607 | 9092.4124 | 9254.0078 | 9180.1129 | 9083.0185 | 9076.2682 | 9055.6243 | 9140.8434 | 9492.7607 | 9299.011 | 9287.3551 | 9330.8417 | 9382.7548 | 9816.5202 | 9715.1131 | 9755.5379 | 9849.5566 | East Obligation + Reserves | 9055.6243 | 9140.8434 | 9492.7607 | 9299.011 | 9287.3551 | 9330.8417 | 9382.7548 | 9816.5202 | 9715.1131 | 9755.5379 | 9849.5566
East Position | -190.047 | 0 | 0 | 0 | -163.7236 | -411.8339 | -634.9902 | -610.3122 | -566.1935 | -608.4442 | -636.1106 | -770.923 | -1253.1057 | -1122.2586 | -1155.9698 | -1247.8562 | -1373.8899 | -1850.6619 | -1791.2231 | -1896.0264 | -2037.6336 | East Position | -636.1106 | -770.923 | -1253.1057 | -1122.2586 | -1155.9698 | -1247.8562 | -1373.8899 | -1850.6619 | -1791.2231 | -1896.0264 | -2037.6336
Available Market Purchases | 500 | 500 | 500 | 500 | 500 | 0 | 0 | 0 | 0 | 0 | 0 | 0 | 0 | 0 | 0 | 0 | 0 | 0 | 0 | 0 | 0 | Available Market Purchases | 0 | 0 | 0 | 0 | 0 | 0 | 0 | 0 | 0 | 0 | 0
West | [21 empty] | West
Coal | 140.0002 | 132.8004 | 132.8004 | 132.8004 | 132.8004 | 0 | 0 | 0 | 0 | 0 | 0 | 0 | 0 | 0 | 0 | 0 | 0 | 0 | 0 | 0 | 0 | Coal | 0 | 0 | 0 | 0 | 0 | 0 | 0 | 0 | 0 | 0 | 0
Gas | 715.6109 | 715.6109 | 715.6109 | 715.6109 | 715.6109 | 715.6109 | 715.6109 | 715.6109 | 715.6109 | 715.6109 | 715.6109 | 715.6109 | 715.6109 | 715.6109 | 715.6109 | 715.6109 | 715.6109 | 715.6109 | 715.6109 | 715.6109 | 715.6109 | Gas | 715.6109 | 715.6109 | 715.6109 | 715.6109 | 715.6109 | 715.6109 | 715.6109 | 715.6109 | 715.6109 | 715.6109 | 715.6109
Hydroelectric | 711.7085 | 711.7085 | 711.7085 | 711.7085 | 711.7085 | 711.7085 | 711.7085 | 711.7085 | 711.7085 | 711.7085 | 711.7085 | 711.7085 | 711.7085 | 711.7085 | 711.7085 | 711.7085 | 711.7085 | 711.7085 | 711.7085 | 711.7085 | 711.7085 | Hydroelectric | 711.7085 | 711.7085 | 711.7085 | 711.7085 | 711.7085 | 711.7085 | 711.7085 | 711.7085 | 711.7085 | 711.7085 | 711.7085
Wind | 0 | 0 | 0 | 0 | 0 | 0 | 0 | 0 | 0 | 0 | 0 | 0 | 0 | 0 | 0 | 0 | 0 | 0 | 0 | 0 | 0 | Wind | 0 | 0 | 0 | 0 | 0 | 0 | 0 | 0 | 0 | 0 | 0
Solar | 69.4021 | 67.3894 | 65.3767 | 62.2003 | 60.2224 | 58.2446 | 51.8941 | 50.07 | 48.1829 | 46.3588 | 44.5346 | 42.7105 | 40.8234 | 38.9992 | 37.1751 | 35.3509 | 12.8986 | 12.1726 | 11.4708 | 10.769 | 10.0672 | Solar | 44.5346 | 42.7105 | 40.8234 | 38.9992 | 37.1751 | 35.3509 | 12.8986 | 12.1726 | 11.4708 | 10.769 | 10.0672
Other Renewable | 0 | 0 | 0 | 0 | 0 | 0 | 0 | 0 | 0 | 0 | 0 | 0 | 0 | 0 | 0 | 0 | 0 | 0 | 0 | 0 | 0 | Other Renewable | 0 | 0 | 0 | 0 | 0 | 0 | 0 | 0 | 0 | 0 | 0
Storage | 1.5187 | 1.4989 | 1.4807 | 1.461 | 1.4412 | 1.4215 | 1.4032 | 1.3835 | 1.3638 | 0 | 0 | 0 | 0 | 0 | 0 | 0 | 0 | 0 | 0 | 0 | 0 | Storage | 0 | 0 | 0 | 0 | 0 | 0 | 0 | 0 | 0 | 0 | 0
Purchase | 0 | 0 | 0 | 0 | 0 | 0 | 0 | 0 | 0 | 0 | 0 | 0 | 0 | 0 | 0 | 0 | 0 | 0 | 0 | 0 | 0 | Purchase | 0 | 0 | 0 | 0 | 0 | 0 | 0 | 0 | 0 | 0 | 0
Qualifying Facilities | 228.9447 | 223.5272 | 212.2208 | 207.1197 | 198.4666 | 193.7754 | 187.9592 | 178.2736 | 173.7165 | 169.5301 | 165.1597 | 159.6434 | 143.246 | 138.1813 | 132.7651 | 129.0876 | 125.0461 | 121.1916 | 100.0366 | 96.1819 | 94.2285 | Qualifying Facilities | 165.1597 | 159.6434 | 143.246 | 138.1813 | 132.7651 | 129.0876 | 125.0461 | 121.1916 | 100.0366 | 96.1819 | 94.2285
Demand Response | 59.9871 | 59.2072 | 58.4874 | 57.7076 | 56.9277 | 56.1479 | 55.4281 | 54.6482 | 53.8684 | 53.1485 | 52.3687 | 51.5889 | 50.869 | 50.0892 | 49.3094 | 48.5295 | 47.8097 | 47.0299 | 46.25 | 45.5302 | 44.7504 | Demand Response | 52.3687 | 51.5889 | 50.869 | 50.0892 | 49.3094 | 48.5295 | 47.8097 | 47.0299 | 46.25 | 45.5302 | 44.7504
Sale | 0 | 0 | 0 | 0 | 0 | 0 | 0 | 0 | 0 | 0 | 0 | 0 | 0 | 0 | 0 | 0 | 0 | 0 | 0 | 0 | 0 | Sale | 0 | 0 | 0 | 0 | 0 | 0 | 0 | 0 | 0 | 0 | 0
Transfers | 0 | 639.078 | 685.2778 | 308.2485 | 0 | 0 | 0 | 0 | 0 | 0 | 0 | 0 | 0 | 0 | 0 | 0 | 0 | 0 | 0 | 0 | 0 | Transfers | 0 | 0 | 0 | 0 | 0 | 0 | 0 | 0 | 0 | 0 | 0
West Existing Resources | 1927.172 | 2550.8206 | 2582.9631 | 2196.8568 | 1877.1778 | 1736.9087 | 1724.004 | 1711.6947 | 1704.4509 | 1696.3568 | 1689.3824 | 1681.2621 | 1662.2578 | 1654.5891 | 1646.5689 | 1640.2874 | 1613.0738 | 1607.7134 | 1585.0767 | 1579.8005 | 1576.3654 | West Existing Resources | 1689.3824 | 1681.2621 | 1662.2578 | 1654.5891 | 1646.5689 | 1640.2874 | 1613.0738 | 1607.7134 | 1585.0767 | 1579.8005 | 1576.3654
Load | 3671.628 | 3826.074 | 3938.017 | 4121.33 | 4270.681 | 4481.765 | 4608.842 | 4828.138 | 4945.945 | 4887.477 | 4944.359 | 5008.682 | 5081.953 | 5189.128 | 5258.391 | 5330.184 | 5397.07 | 5473.151 | 5659.709 | 5650.605 | 5730.197 | Load | 4944.359 | 5008.682 | 5081.953 | 5189.128 | 5258.391 | 5330.184 | 5397.07 | 5473.151 | 5659.709 | 5650.605 | 5730.197
Distributed Generation | -48.958 | -53.726 | -75.08 | -98.644 | -124.42 | -152.273 | -182.201 | -212.994 | -243.969 | -147.714 | -162.667 | -177.006 | -191.856 | -206.264 | -220.541 | -234.229 | -248.766 | -262.778 | -276.697 | -290.323 | -304.115 | Distributed Generation | -162.667 | -177.006 | -191.856 | -206.264 | -220.541 | -234.229 | -248.766 | -262.778 | -276.697 | -290.323 | -304.115
Energy Efficiency | -63.0077 | -40.8905 | -123.2818 | -156.7491 | -191.0734 | -227.353 | -231.4863 | -229.4434 | -333.5186 | -364.027 | -393.6877 | -426.0595 | -378.305 | -501.5296 | -457.0054 | -460.8459 | -474.5026 | -398.6092 | -472.5505 | -462.9059 | -471.4922 | New Energy Efficiency | -393.6877 | -426.0595 | -378.305 | -501.5296 | -457.0054 | -460.8459 | -474.5026 | -398.6092 | -472.5505 | -462.9059 | -471.4922
West Total obligation | 3559.6623 | 3731.4575 | 3739.6552 | 3865.9369 | 3955.1876 | 4102.139 | 4195.1547 | 4385.7006 | 4368.4574 | 4375.736 | 4388.0043 | 4405.6165 | 4511.792 | 4481.3344 | 4580.8446 | 4635.1091 | 4673.8014 | 4811.7638 | 4910.4615 | 4897.3761 | 4954.5898 | West Total obligation | 4388.0043 | 4405.6165 | 4511.792 | 4481.3344 | 4580.8446 | 4635.1091 | 4673.8014 | 4811.7638 | 4910.4615 | 4897.3761 | 4954.5898
Planning Reserve Margin (14.4%) | 512.5914 | 537.3299 | 538.5104 | 556.6949 | 569.547 | 590.708 | 604.1023 | 631.5409 | 629.0579 | 630.106 | 631.8726 | 634.4088 | 649.698 | 645.3121 | 659.6416 | 667.4557 | 673.0274 | 692.894 | 707.1065 | 705.2222 | 713.4609 | Planning Reserve Margin (14.4%) | 631.8726 | 634.4088 | 649.698 | 645.3121 | 659.6416 | 667.4557 | 673.0274 | 692.894 | 707.1065 | 705.2222 | 713.4609
West Obligation + Reserves | 4072.2537 | 4268.7874 | 4278.1656 | 4422.6318 | 4524.7347 | 4692.847 | 4799.257 | 5017.2414 | 4997.5153 | 5005.842 | 5019.877 | 5040.0252 | 5161.49 | 5126.6465 | 5240.4863 | 5302.5648 | 5346.8288 | 5504.6578 | 5617.568 | 5602.5982 | 5668.0507 | West Obligation + Reserves | 5019.877 | 5040.0252 | 5161.49 | 5126.6465 | 5240.4863 | 5302.5648 | 5346.8288 | 5504.6578 | 5617.568 | 5602.5982 | 5668.0507
West Position | -2145.0817 | -1717.9669 | -1695.2024 | -2225.775 | -2647.5569 | -2955.9383 | -3075.253 | -3305.5468 | -3293.0643 | -3309.4852 | -3330.4946 | -3358.7632 | -3499.2322 | -3472.0574 | -3593.9173 | -3662.2774 | -3733.755 | -3896.9443 | -4032.4913 | -4022.7978 | -4091.6853 | West Position | -3330.4946 | -3358.7632 | -3499.2322 | -3472.0574 | -3593.9173 | -3662.2774 | -3733.755 | -3896.9443 | -4032.4913 | -4022.7978 | -4091.6853
Available Market Purchases | 2603 | 2603 | 2603 | 2603 | 2603 | 0 | 0 | 0 | 0 | 0 | 0 | 0 | 0 | 0 | 0 | 0 | 0 | 0 | 0 | 0 | 0 | Available Market Purchases | 0 | 0 | 0 | 0 | 0 | 0 | 0 | 0 | 0 | 0 | 0
System | [21 empty] | System
Total Resources | 10300.1943 | 11260.4116 | 11199.5054 | 10949.5326 | 10778.7149 | 10417.4872 | 10343.0216 | 10281.4953 | 10221.2759 | 10164.1807 | 10108.8961 | 10051.1824 | 9901.9128 | 9831.3415 | 9777.9542 | 9723.2729 | 9621.9387 | 9573.5718 | 9508.9667 | 9439.3119 | 9388.2884 | Total Resources | 10108.8961 | 10051.1824 | 9901.9128 | 9831.3415 | 9777.9542 | 9723.2729 | 9621.9387 | 9573.5718 | 9508.9667 | 9439.3119 | 9388.2884
Obligation | 11044.8627 | 11344.7364 | 11271.5978 | 11516.8772 | 11879.3666 | 12050.0519 | 12284.3223 | 12410.2748 | 12308.1589 | 12309.5368 | 12303.7599 | 12395.8642 | 12809.6597 | 12609.8405 | 12699.162 | 12791.4393 | 12875.5101 | 13392.6381 | 13402.6932 | 13424.9441 | 13564.342 | Obligation | 12303.7599 | 12395.8642 | 12809.6597 | 12609.8405 | 12699.162 | 12791.4393 | 12875.5101 | 13392.6381 | 13402.6932 | 13424.9441 | 13564.342
Planning Reserves (14.4%) | 1590.4602 | 1633.642 | 1623.1101 | 1658.4303 | 1710.6288 | 1735.2075 | 1768.9424 | 1787.0796 | 1772.3749 | 1772.5733 | 1771.7414 | 1785.0044 | 1844.591 | 1815.817 | 1828.6793 | 1841.9673 | 1854.0735 | 1928.5399 | 1929.9878 | 1933.192 | 1953.2653 | Planning Reserves (14.4%) | 1771.7414 | 1785.0044 | 1844.591 | 1815.817 | 1828.6793 | 1841.9673 | 1854.0735 | 1928.5399 | 1929.9878 | 1933.192 | 1953.2653
Obligation + Reserves | 12635.323 | 12978.3785 | 12894.7079 | 13175.3076 | 13589.9954 | 13785.2594 | 14053.2647 | 14197.3543 | 14080.5338 | 14082.1102 | 14075.5013 | 14180.8686 | 14654.2507 | 14425.6575 | 14527.8413 | 14633.4065 | 14729.5836 | 15321.178 | 15332.6811 | 15358.1361 | 15517.6073 | Obligation + Reserves | 14075.5013 | 14180.8686 | 14654.2507 | 14425.6575 | 14527.8413 | 14633.4065 | 14729.5836 | 15321.178 | 15332.6811 | 15358.1361 | 15517.6073
System Position | -2335.1287 | -1717.9669 | -1695.2024 | -2225.775 | -2811.2805 | -3367.7722 | -3710.2432 | -3915.859 | -3859.2579 | -3917.9294 | -3966.6052 | -4129.6862 | -4752.3379 | -4594.316 | -4749.8872 | -4910.1336 | -5107.6449 | -5747.6062 | -5823.7143 | -5918.8242 | -6129.3189 | System Position | -3966.6052 | -4129.6862 | -4752.3379 | -4594.316 | -4749.8872 | -4910.1336 | -5107.6449 | -5747.6062 | -5823.7143 | -5918.8242 | -6129.3189
Available Market Purchases | 3103 | 3103 | 3103 | 3103 | 3103 | 0 | 0 | 0 | 0 | 0 | 0 | 0 | 0 | 0 | 0 | 0 | 0 | 0 | 0 | 0 | 0 | Available Market Purchases | 0 | 0 | 0 | 0 | 0 | 0 | 0 | 0 | 0 | 0 | 0
Uncommitted FOTs to meet remaining Need | 2335.1287 | 1717.9669 | 1695.2024 | 2225.775 | 2811.2805 | 0 | 0 | 0 | 0 | 0 | 0 | 0 | 0 | 0 | 0 | 0 | 0 | 0 | 0 | 0 | 0 | Uncommitted FOTs to meet remaining Need | 0 | 0 | 0 | 0 | 0 | 0 | 0 | 0 | 0 | 0 | 0
Net Surplus/(Deficit) | 0 | 0 | 0 | 0 | 0 | -3367.7722 | -3710.2432 | -3915.859 | -3859.2579 | -3917.9294 | -3966.6052 | -4129.6862 | -4752.3379 | -4594.316 | -4749.8872 | -4910.1336 | -5107.6449 | -5747.6062 | -5823.7143 | -5918.8242 | -6129.3189 | Net Surplus/(Deficit) | -3966.6052 | -4129.6862 | -4752.3379 | -4594.316 | -4749.8872 | -4910.1336 | -5107.6449 | -5747.6062 | -5823.7143 | -5918.8242 | -6129.3189
East - Uncommitted FOTs to meet remaining Need | 190.047 | 0 | 0 | 0 | 163.7236 | 0 | 0 | 0 | 0 | 0 | 0 | 0 | 0 | 0 | 0 | 0 | 0 | 0 | 0 | 0 | 0
West - Uncommitted FOTs to meet remaining need | 2145.0817 | 1717.9669 | 1695.2024 | 2225.775 | 2603 | 0 | 0 | 0 | 0 | 0 | 0 | 0 | 0 | 0 | 0 | 0 | 0 | 0 | 0 | 0 | 0
Load Check | 11199.682 | 11576.217 | 11628.796 | 12019.364 | 12527.672 | 12843.621 | 13076.905 | 13491.329 | 13521.99 | 13669.908 | 13807.251 | 13972.993 | 14211.548 | 14443.933 | 14617.831 | 14767.456 | 14930.482 | 15106.39 | 15437.05 | 15470.651 | 15648.877
| 11199.682 | 11576.217 | 11628.796 | 12019.364 | 12527.672 | 12843.621 | 13076.905 | 13491.329 | 13521.99 | 13669.908 | 13807.251 | 13972.993 | 14211.548 | 14443.933 | 14617.831 | 14767.456 | 14930.482 | 15106.39 | 15437.05 | 15470.651
| 0 | 0 | 0 | 0 | 0 | 0 | 0 | 0 | 0 | 0 | 0 | 0 | 0 | 0 | 0 | 0 | 0 | 0 | 0 | 0 | -15648.877

## Wtr Peak L&R (No Proxy Tbl6.13)
2025 IRP, Draft Preferred Portfolio | [21 empty] | Last 11 Years -------------------> | [11 empty] | 12
Winter Peak L&R - without Resource Additions | [21 empty] | Winter Peak L&R - without Resource Additions
East | [21 empty] | East
| 2025 | 2026 | 2027 | 2028 | 2029 | 2030 | 2031 | 2032 | 2033 | 2034 | 2035 | 2036 | 2037 | 2038 | 2039 | 2040 | 2041 | 2042 | 2043 | 2044 | 2045 |  | 2035 | 2036 | 2037 | 2038 | 2039 | 2040 | 2041 | 2042 | 2043 | 2044 | 2045 |  | Coal
Coal | 4146.5064 | 3733.4918 | 3733.4918 | 3498.3824 | 3184.0912 | 3014.0628 | 3014.0628 | 3014.6229 | 3014.6229 | 3014.6229 | 3014.6229 | 3014.6229 | 3014.6229 | 3014.6229 | 3014.6229 | 3014.6229 | 3014.6229 | 3014.6229 | 3014.6229 | 3014.6229 | 3014.6229 | Coal | 3014.6229 | 3014.6229 | 3014.6229 | 3014.6229 | 3014.6229 | 3014.6229 | 3014.6229 | 3014.6229 | 3014.6229 | 3014.6229 | 3014.6229 |  | Demand Response
Gas | 3002.7988 | 3334.4974 | 3334.4974 | 3334.6843 | 3526.4773 | 3527.2385 | 3527.2385 | 3527.2385 | 3527.2385 | 3527.2385 | 3527.2385 | 3527.2385 | 3527.2385 | 3527.2385 | 3527.2385 | 3527.2385 | 3527.2385 | 3527.2385 | 3527.2385 | 3527.2385 | 3527.2385 | Gas | 3527.2385 | 3527.2385 | 3527.2385 | 3527.2385 | 3527.2385 | 3527.2385 | 3527.2385 | 3527.2385 | 3527.2385 | 3527.2385 | 3527.2385 |  | Existing - Energy Efficiency
Hydroelectric | 33.1009 | 33.1009 | 33.1009 | 33.1009 | 33.1009 | 33.1009 | 33.1009 | 33.1009 | 33.1009 | 33.1009 | 33.1009 | 33.1009 | 33.1009 | 33.1009 | 33.1009 | 33.1009 | 33.1009 | 33.1009 | 33.1009 | 33.1009 | 33.1009 | Hydroelectric | 33.1009 | 33.1009 | 33.1009 | 33.1009 | 33.1009 | 33.1009 | 33.1009 | 33.1009 | 33.1009 | 33.1009 | 33.1009 |  | Gas
Wind | 2036.8908 | 1928.719 | 1835.8459 | 1747.6054 | 1615.6337 | 1456.0777 | 1377.4988 | 1300.2609 | 1225.853 | 1154.06 | 1082.2471 | 1014.383 | 947.7497 | 882.6531 | 820.0732 | 674.4359 | 620.5621 | 570.1526 | 521.6279 | 473.8165 | 429.2207 | Wind | 1082.2471 | 1014.383 | 947.7497 | 882.6531 | 820.0732 | 674.4359 | 620.5621 | 570.1526 | 521.6279 | 473.8165 | 429.2207 |  | Hydroelectric
Solar | 77.0712 | 104.0732 | 101.1823 | 98.1843 | 95.1863 | 92.1883 | 89.2974 | 86.2994 | 83.3014 | 80.3034 | 77.4125 | 74.4145 | 71.4165 | 68.4185 | 65.5276 | 62.5296 | 59.5316 | 56.6407 | 46.1277 | 43.5497 | 40.9283 | Solar | 77.4125 | 74.4145 | 71.4165 | 68.4185 | 65.5276 | 62.5296 | 59.5316 | 56.6407 | 46.1277 | 43.5497 | 40.9283 |  | Hydrogen Storage Peaker
Other Renewable | 40.701 | 39.3579 | 37.9741 | 36.6309 | 35.2878 | 33.904 | 32.5608 | 31.177 | 29.8339 | 28.4907 | 27.1069 | 25.7638 | 24.4206 | 8.49 | 7.995 | 7.5 | 6.99 | 6.495 | 6 | 0 | 0 | Other Renewable | 27.1069 | 25.7638 | 24.4206 | 8.49 | 7.995 | 7.5 | 6.99 | 6.495 | 6 | 0 | 0 |  | New Energy Efficiency
Storage | 0 | 0 | 0 | 0 | 0 | 0 | 0 | 0 | 0 | 0 | 0 | 0 | 0 | 0 | 0 | 0 | 0 | 0 | 0 | 0 | 0 | Storage | 0 | 0 | 0 | 0 | 0 | 0 | 0 | 0 | 0 | 0 | 0 |  | Non_Reporting
Purchase | 0 | 0 | 0 | 0 | 0 | 0 | 0 | 0 | 0 | 0 | 0 | 0 | 0 | 0 | 0 | 0 | 0 | 0 | 0 | 0 | 0 | Purchase | 0 | 0 | 0 | 0 | 0 | 0 | 0 | 0 | 0 | 0 | 0 |  | Nuclear
Qualifying Facilities | 186.4992 | 181.3897 | 176.7033 | 171.3332 | 166.5247 | 161.7285 | 154.8654 | 150.1427 | 129.5312 | 125.3465 | 120.8201 | 103.4257 | 98.1683 | 94.5406 | 90.8243 | 87.2056 | 82.9582 | 79.217 | 75.4733 | 71.8518 | 68.2572 | Qualifying Facilities | 120.8201 | 103.4257 | 98.1683 | 94.5406 | 90.8243 | 87.2056 | 82.9582 | 79.217 | 75.4733 | 71.8518 | 68.2572 |  | Other Renewable
Demand Response | 138.6 | 135.2736 | 132.0858 | 128.7594 | 125.433 | 122.2452 | 118.9188 | 115.5924 | 112.4046 | 109.0782 | 105.7518 | 102.564 | 99.2376 | 95.9112 | 92.7234 | 89.397 | 86.0706 | 82.7442 | 79.5564 | 76.23 | 72.9036 | Demand Response | 105.7518 | 102.564 | 99.2376 | 95.9112 | 92.7234 | 89.397 | 86.0706 | 82.7442 | 79.5564 | 76.23 | 72.9036 |  | Purchase
Sale | 0 | 0 | 0 | 0 | 0 | 0 | 0 | 0 | 0 | 0 | 0 | 0 | 0 | 0 | 0 | 0 | 0 | 0 | 0 | 0 | 0 | Sale | 0 | 0 | 0 | 0 | 0 | 0 | 0 | 0 | 0 | 0 | 0 |  | Qualifying Facilities
Transfers | -1600 | -1600 | -1600 | -1600 | -1256.449 | -1074.6396 | -803.3646 | -530.0886 | -445.3847 | -255.2734 | -127.5852 | -179.8982 | 0 | 0 | 0 | 0 | 0 | 0 | 0 | 0 | 0 | Transfers | [12 empty] | Sale
East Existing Resources | 8062.1684 | 7889.9035 | 7784.8814 | 7448.6809 | 7525.2861 | 7365.9063 | 7544.1789 | 7728.346 | 7710.5017 | 7816.9677 | 7860.7155 | 7715.615 | 7815.955 | 7724.9757 | 7652.1057 | 7496.0304 | 7431.0748 | 7370.2118 | 7303.7477 | 7240.4102 | 7186.272 | East Existing Resources | 7988.3007 | 7895.5132 | 7815.955 | 7724.9757 | 7652.1057 | 7496.0304 | 7431.0748 | 7370.2118 | 7303.7477 | 7240.4102 | 7186.272 |  | Solar
Storage
Load | 5723.723 | 6099.028 | 6173.928 | 6447.924 | 6759.038 | 6697.815 | 6868.684 | 7152.789 | 7223.194 | 7397.258 | 7320.751 | 7508.288 | 7595.409 | 7732.341 | 7856.02 | 7991.145 | 8168.582 | 8340.229 | 8450.392 | 8525.43 | 8663.896 | Load | 7320.751 | 7508.288 | 7595.409 | 7732.341 | 7856.02 | 7991.145 | 8168.582 | 8340.229 | 8450.392 | 8525.43 | 8663.896 |  | Wind
Distributed Generation | -1.314 | -2.124 | -2.999 | -3.914 | -4.898 | -5.967 | -7.081 | -8.164 | -9.205 | -10.078 | -10.832 | -11.484 | -12.092 | -12.631 | -13.124 | -13.556 | -14.017 | -14.433 | -14.837 | -15.211 | -15.628 | Distributed Generation | -10.832 | -11.484 | -12.092 | -12.631 | -13.124 | -13.556 | -14.017 | -14.433 | -14.837 | -15.211 | -15.628
Energy Efficiency | -63.3989 | -115.9392 | -174.3802 | -243.2619 | -311.2581 | -385.4214 | -402.5457 | -527.8904 | -612.5321 | -694.5707 | -579.8544 | -890.9692 | -834.0289 | -823.5499 | -879.1831 | -925.8488 | -1041.7346 | -978.9099 | -1304.7769 | -1268.1461 | -1195.4952 | Energy Efficiency | -579.8544 | -890.9692 | -834.0289 | -823.5499 | -879.1831 | -925.8488 | -1041.7346 | -978.9099 | -1304.7769 | -1268.1461 | -1195.4952
East Total obligation | 5659.0101 | 5980.9648 | 5996.5488 | 6200.7481 | 6442.8819 | 6306.4266 | 6459.0573 | 6616.7346 | 6601.4569 | 6692.6093 | 6730.0646 | 6605.8348 | 6749.2881 | 6896.1601 | 6963.7129 | 7051.7402 | 7112.8304 | 7346.8861 | 7130.7781 | 7242.0729 | 7452.7728 | East Total obligation | 6730.0646 | 6605.8348 | 6749.2881 | 6896.1601 | 6963.7129 | 7051.7402 | 7112.8304 | 7346.8861 | 7130.7781 | 7242.0729 | 7452.7728
Planning Reserve Margin (16.8%) | 950.7137 | 1004.8021 | 1007.4202 | 1041.7257 | 1082.4042 | 1059.4797 | 1085.1216 | 1111.6114 | 1109.0448 | 1124.3584 | 1130.6509 | 1109.7802 | 1133.8804 | 1158.5549 | 1169.9038 | 1184.6924 | 1194.9555 | 1234.2769 | 1197.9707 | 1216.6682 | 1252.0658 | Planning Reserve Margin (16.8%) | 969.1293 | 951.2402 | 971.8975 | 993.047 | 1002.7747 | 1015.4506 | 1024.2476 | 1057.9516 | 1026.832 | 1042.8585 | 1073.1993
East Obligation + Reserves | 6609.7238 | 6985.7669 | 7003.969 | 7242.4738 | 7525.2861 | 7365.9063 | 7544.1789 | 7728.346 | 7710.5017 | 7816.9677 | 7860.7155 | 7715.615 | 7883.1685 | 8054.7149 | 8133.6166 | 8236.4326 | 8307.7859 | 8581.1629 | 8328.7488 | 8458.7411 | 8704.8386 | East Obligation + Reserves | 7699.1939 | 7557.075 | 7721.1856 | 7889.2071 | 7966.4875 | 8067.1908 | 8137.078 | 8404.8377 | 8157.6101 | 8284.9314 | 8525.9721
East Position | 1452.4446 | 904.1366 | 780.9124 | 206.2071 | 0 | 0 | 0 | 0 | 0 | 0 | 0 | 0 | -67.2135 | -329.7392 | -481.5109 | -740.4022 | -876.7111 | -1210.9511 | -1025.0012 | -1218.3309 | -1518.5666 | East Position | 289.1068 | 338.4382 | 94.7694 | -164.2314 | -314.3818 | -571.1605 | -706.0032 | -1034.6259 | -853.8625 | -1044.5211 | -1339.7
Available Market Purchases | 500 | 500 | 500 | 500 | 500 | 0 | 0 | 0 | 0 | 0 | 0 | 0 | 0 | 0 | 0 | 0 | 0 | 0 | 0 | 0 | 0 | Available Market Purchases | 0 | 0 | 0 | 0 | 0 | 0 | 0 | 0 | 0 | 0 | 0
West | [21 empty] | West
Coal | 147.0006 | 147.2008 | 147.2008 | 147.2008 | 147.2008 | 0 | 0 | 0 | 0 | 0 | 0 | 0 | 0 | 0 | 0 | 0 | 0 | 0 | 0 | 0 | 0 | Coal | 0 | 0 | 0 | 0 | 0 | 0 | 0 | 0 | 0 | 0 | 0
Gas | 734.8046 | 734.8046 | 734.8046 | 734.8046 | 734.8046 | 734.8046 | 734.8046 | 734.8046 | 734.8046 | 734.8046 | 734.8046 | 734.8046 | 734.8046 | 734.8046 | 734.8046 | 734.8046 | 734.8046 | 734.8046 | 734.8046 | 734.8046 | 734.8046 | Gas | 734.8046 | 734.8046 | 734.8046 | 734.8046 | 734.8046 | 734.8046 | 734.8046 | 734.8046 | 734.8046 | 734.8046 | 734.8046
Hydroelectric | 726.3132 | 726.3132 | 726.3132 | 726.3132 | 726.3132 | 726.3132 | 726.3132 | 726.3132 | 726.3132 | 726.3132 | 726.3132 | 726.3132 | 726.3132 | 726.3132 | 726.3132 | 726.3132 | 726.3132 | 726.3132 | 726.3132 | 726.3132 | 726.3132 | Hydroelectric | 726.3132 | 726.3132 | 726.3132 | 726.3132 | 726.3132 | 726.3132 | 726.3132 | 726.3132 | 726.3132 | 726.3132 | 726.3132
Wind | 63.6003 | 61.2555 | 58.8644 | 56.5534 | 54.2592 | 51.9195 | 49.6591 | 47.3537 | 45.1272 | 42.962 | 40.7058 | 38.5279 | 36.3667 | 34.1619 | 32.0345 | 29.9239 | 27.7706 | 25.6938 | 23.6339 | 21.5319 | 19.5058 | Wind | 40.7058 | 38.5279 | 36.3667 | 34.1619 | 32.0345 | 29.9239 | 27.7706 | 25.6938 | 23.6339 | 21.5319 | 19.5058
Solar | 1.3997 | 1.3535 | 1.3059 | 1.2597 | 1.2135 | 1.1659 | 0 | 0 | 0 | 0 | 0 | 0 | 0 | 0 | 0 | 0 | 0 | 0 | 0 | 0 | 0 | Solar | 0 | 0 | 0 | 0 | 0 | 0 | 0 | 0 | 0 | 0 | 0
Other Renewable | 0 | 0 | 0 | 0 | 0 | 0 | 0 | 0 | 0 | 0 | 0 | 0 | 0 | 0 | 0 | 0 | 0 | 0 | 0 | 0 | 0 | Other Renewable | 0 | 0 | 0 | 0 | 0 | 0 | 0 | 0 | 0 | 0 | 0
Storage | 0 | 0 | 0 | 0 | 0 | 0 | 0 | 0 | 0 | 0 | 0 | 0 | 0 | 0 | 0 | 0 | 0 | 0 | 0 | 0 | 0 | Storage | 0 | 0 | 0 | 0 | 0 | 0 | 0 | 0 | 0 | 0 | 0
Purchase | 0 | 0 | 0 | 0 | 0 | 0 | 0 | 0 | 0 | 0 | 0 | 0 | 0 | 0 | 0 | 0 | 0 | 0 | 0 | 0 | 0 | Purchase | 0 | 0 | 0 | 0 | 0 | 0 | 0 | 0 | 0 | 0 | 0
Qualifying Facilities | 68.2535 | 67.6891 | 60.4992 | 60.1143 | 57.2729 | 56.3126 | 56.0573 | 55.2721 | 55.1668 | 54.8467 | 54.5114 | 52.8171 | 52.5059 | 52.2151 | 50.9144 | 50.7326 | 49.8462 | 49.6535 | 49.4025 | 48.9028 | 48.873 | Qualifying Facilities | 54.5114 | 52.8171 | 52.5059 | 52.2151 | 50.9144 | 50.7326 | 49.8462 | 49.6535 | 49.4025 | 48.9028 | 48.873
Demand Response | 0 | 0 | 0 | 0 | 0 | 0 | 0 | 0 | 0 | 0 | 0 | 0 | 0 | 0 | 0 | 0 | 0 | 0 | 0 | 0 | 0 | Demand Response | 0 | 0 | 0 | 0 | 0 | 0 | 0 | 0 | 0 | 0 | 0
Sale | 0 | 0 | 0 | 0 | 0 | 0 | 0 | 0 | 0 | 0 | 0 | 0 | 0 | 0 | 0 | 0 | 0 | 0 | 0 | 0 | 0 | Sale | 0 | 0 | 0 | 0 | 0 | 0 | 0 | 0 | 0 | 0 | 0
Transfers | 1600 | 1600 | 1600 | 1600 | 1256.449 | 1074.6396 | 803.3646 | 530.0886 | 445.3847 | 255.2734 | 127.5852 | 179.8982 | 0 | 0 | 0 | 0 | 0 | 0 | 0 | 0 | 0
West Existing Resources | 3341.3719 | 3338.6167 | 3328.988 | 3326.246 | 2977.5132 | 2645.1554 | 2370.1988 | 2093.8323 | 2006.7966 | 1814.1999 | 1683.9203 | 1732.361 | 1549.9904 | 1547.4949 | 1544.0668 | 1541.7743 | 1538.7346 | 1536.4652 | 1534.1542 | 1531.5525 | 1529.4966 | West Existing Resources | 1556.3351 | 1552.4628 | 1549.9904 | 1547.4949 | 1544.0668 | 1541.7743 | 1538.7346 | 1536.4652 | 1534.1542 | 1531.5525 | 1529.4966
Load | 3710.818 | 3577.393 | 3676.451 | 3859.04 | 4025.111 | 4477.539 | 4540.992 | 4421.062 | 4476.606 | 4526.047 | 4772.71 | 4919.522 | 4988.97 | 4940.956 | 5061.658 | 5136.461 | 5276.094 | 5288.997 | 5397.843 | 5344.656 | 5467.211 | Load | 4772.71 | 4919.522 | 4988.97 | 4940.956 | 5061.658 | 5136.461 | 5276.094 | 5288.997 | 5397.843 | 5344.656 | 5467.211
Distributed Generation | -0.246 | -0.41 | -0.59 | -0.78 | -0.987 | -1.211 | -1.445 | -1.68 | -1.916 | -2.133 | -2.326 | -2.501 | -2.683 | -2.852 | -3.019 | -3.175 | -3.346 | -3.508 | -3.67 | -3.829 | -3.996 | Distributed Generation | -2.326 | -2.501 | -2.683 | -2.852 | -3.019 | -3.175 | -3.346 | -3.508 | -3.67 | -3.829 | -3.996
Energy Efficiency | -45.4971 | -78.6524 | -117.5037 | -157.491 | -199.2797 | -246.2259 | -236.4005 | -328.4849 | -369.9621 | -406.7909 | -642.3382 | -542.5804 | -438.5046 | -755.3044 | -795.5656 | -836.6728 | -919.3175 | -614.0428 | -644.9857 | -537.5244 | -657.7884 | Energy Efficiency | -642.3382 | -542.5804 | -438.5046 | -755.3044 | -795.5656 | -836.6728 | -919.3175 | -614.0428 | -644.9857 | -537.5244 | -657.7884
West Total obligation | 3665.0749 | 3498.3306 | 3558.3573 | 3700.769 | 3824.8443 | 4230.1021 | 4303.1465 | 4090.8971 | 4104.7279 | 4117.1231 | 4128.0458 | 4374.4406 | 4547.7824 | 4182.7996 | 4263.0734 | 4296.6132 | 4353.4305 | 4671.4462 | 4749.1873 | 4803.3026 | 4805.4266 | West Total obligation | 4128.0458 | 4374.4406 | 4547.7824 | 4182.7996 | 4263.0734 | 4296.6132 | 4353.4305 | 4671.4462 | 4749.1873 | 4803.3026 | 4805.4266
Planning Reserve Margin (16.8%) | 615.7326 | 587.7195 | 597.804 | 621.7292 | 642.5738 | 710.6571 | 722.9286 | 687.2707 | 689.5943 | 691.6767 | 693.5117 | 734.906 | 764.0275 | 702.7103 | 716.1963 | 721.831 | 731.3763 | 784.803 | 797.8635 | 806.9548 | 807.3117 | Planning Reserve Margin (16.8%) | 693.5117 | 734.906 | 764.0275 | 702.7103 | 716.1963 | 721.831 | 731.3763 | 784.803 | 797.8635 | 806.9548 | 807.3117
West Obligation + Reserves | 4280.8075 | 4086.0502 | 4156.1613 | 4322.4982 | 4467.4181 | 4940.7592 | 5026.0751 | 4778.1678 | 4794.3222 | 4808.7997 | 4821.5575 | 5109.3466 | 5311.8099 | 4885.5099 | 4979.2697 | 5018.4443 | 5084.8068 | 5456.2492 | 5547.0508 | 5610.2574 | 5612.7383 | West Obligation + Reserves | 4821.5575 | 5109.3466 | 5311.8099 | 4885.5099 | 4979.2697 | 5018.4443 | 5084.8068 | 5456.2492 | 5547.0508 | 5610.2574 | 5612.7383
West Position | -939.4356 | -747.4335 | -827.1733 | -996.2523 | -1489.905 | -2295.6038 | -2655.8763 | -2684.3355 | -2787.5257 | -2994.5998 | -3137.6372 | -3376.9856 | -3761.8195 | -3338.0151 | -3435.2029 | -3476.6699 | -3546.0722 | -3919.784 | -4012.8965 | -4078.7049 | -4083.2417 | West Position | -3265.2224 | -3556.8838 | -3761.8195 | -3338.0151 | -3435.2029 | -3476.6699 | -3546.0722 | -3919.784 | -4012.8965 | -4078.7049 | -4083.2417
Available Market Purchases | 2603 | 2603 | 2603 | 2603 | 2603 | 0 | 0 | 0 | 0 | 0 | 0 | 0 | 0 | 0 | 0 | 0 | 0 | 0 | 0 | 0 | 0 | Available Market Purchases | 0 | 0 | 0 | 0 | 0 | 0 | 0 | 0 | 0 | 0 | 0
System | [21 empty] | System
Total Resources | 11403.5403 | 11228.5201 | 11113.8694 | 10774.9268 | 10502.7992 | 10011.0617 | 9914.3777 | 9822.1783 | 9717.2983 | 9631.1677 | 9544.6358 | 9447.976 | 9365.9454 | 9272.4706 | 9196.1725 | 9037.8047 | 8969.8094 | 8906.677 | 8837.9019 | 8771.9628 | 8715.7686 | Total Resources | 9544.6358 | 9447.976 | 9365.9454 | 9272.4706 | 9196.1725 | 9037.8047 | 8969.8094 | 8906.677 | 8837.9019 | 8771.9628 | 8715.7686
Obligation | 9324.085 | 9479.2954 | 9554.9061 | 9901.5171 | 10267.7262 | 10536.5287 | 10762.2038 | 10707.6317 | 10706.1849 | 10809.7324 | 10858.1104 | 10980.2754 | 11297.0706 | 11078.9597 | 11226.7862 | 11348.3535 | 11466.2609 | 12018.3323 | 11879.9654 | 12045.3754 | 12258.1994 | Obligation | 10858.1104 | 10980.2754 | 11297.0706 | 11078.9597 | 11226.7862 | 11348.3535 | 11466.2609 | 12018.3323 | 11879.9654 | 12045.3754 | 12258.1994
Planning Reserves (16.8%) | 1342.6682 | 1365.0185 | 1375.9065 | 1425.8185 | 1478.5526 | 1517.2601 | 1549.7573 | 1541.899 | 1541.6906 | 1556.6015 | 1563.5679 | 1581.1597 | 1626.7782 | 1595.3702 | 1616.6572 | 1634.1629 | 1651.1416 | 1730.6399 | 1710.715 | 1734.5341 | 1765.1807 | Planning Reserves (16.8%) | 1563.5679 | 1581.1597 | 1626.7782 | 1595.3702 | 1616.6572 | 1634.1629 | 1651.1416 | 1730.6399 | 1710.715 | 1734.5341 | 1765.1807
Obligation + Reserves | 10666.7533 | 10844.314 | 10930.8126 | 11327.3356 | 11746.2788 | 12053.7888 | 12311.9611 | 12249.5306 | 12247.8755 | 12366.3339 | 12421.6783 | 12561.435 | 12923.8487 | 12674.3299 | 12843.4435 | 12982.5164 | 13117.4025 | 13748.9721 | 13590.6804 | 13779.9095 | 14023.3801 | Obligation + Reserves | 12421.6783 | 12561.435 | 12923.8487 | 12674.3299 | 12843.4435 | 12982.5164 | 13117.4025 | 13748.9721 | 13590.6804 | 13779.9095 | 14023.3801
System Position | 736.787 | 384.2061 | 183.0568 | -552.4087 | -1243.4795 | -2042.7271 | -2397.5834 | -2427.3524 | -2530.5772 | -2735.1662 | -2877.0426 | -3113.459 | -3557.9033 | -3401.8593 | -3647.271 | -3944.7117 | -4147.5931 | -4842.2952 | -4752.7785 | -5007.9467 | -5307.6115 | System Position | -2877.0426 | -3113.459 | -3557.9033 | -3401.8593 | -3647.271 | -3944.7117 | -4147.5931 | -4842.2952 | -4752.7785 | -5007.9467 | -5307.6115
Available Market Purchases | 3103 | 3103 | 3103 | 3103 | 3103 | 0 | 0 | 0 | 0 | 0 | 0 | 0 | 0 | 0 | 0 | 0 | 0 | 0 | 0 | 0 | 0 | Available Market Purchases | 0 | 0 | 0 | 0 | 0 | 0 | 0 | 0 | 0 | 0 | 0
Uncommitted FOTs to meet remaining Need | 0 | 0 | 0 | 552.4087 | 1243.4795 | 0 | 0 | 0 | 0 | 0 | 0 | 0 | 0 | 0 | 0 | 0 | 0 | 0 | 0 | 0 | 0 | Uncommitted FOTs to meet remaining Need | 0 | 0 | 0 | 0 | 0 | 0 | 0 | 0 | 0 | 0 | 0
Net Surplus/(Deficit) | 736.787 | 384.2061 | 183.0568 | 0 | 0 | -2042.7271 | -2397.5834 | -2427.3524 | -2530.5772 | -2735.1662 | -2877.0426 | -3113.459 | -3557.9033 | -3401.8593 | -3647.271 | -3944.7117 | -4147.5931 | -4842.2952 | -4752.7785 | -5007.9467 | -5307.6115 | Net Surplus/(Deficit) | -2877.0426 | -3113.459 | -3557.9033 | -3401.8593 | -3647.271 | -3944.7117 | -4147.5931 | -4842.2952 | -4752.7785 | -5007.9467 | -5307.6115
East - Uncommitted FOTs to meet remaining Need | 0 | 0 | 0 | 0 | 0 | 0 | 0 | 0 | 0 | 0 | 0 | 0 | 0 | 0 | 0 | 0 | 0 | 0 | 0 | 0 | 0
West - Uncommitted FOTs to meet remaining need | 939.4356 | 747.4335 | 827.1733 | 996.2523 | 1489.905 | 0 | 0 | 0 | 0 | 0 | 0 | 0 | 0 | 0 | 0 | 0 | 0 | 0 | 0 | 0 | 0
Load Check | 9432.981 | 9673.887 | 9846.79 | 10302.27 | 10778.264 | 11168.176 | 11401.15 | 11564.007 | 11688.679 | 11911.094 | 12080.303 | 12413.825 | 12569.604 | 12657.814 | 12901.535 | 13110.875 | 13427.313 | 13611.285 | 13829.728 | 13851.046 | 14111.483
| 11199.682 | 11576.217 | 11628.796 | 12019.364 | 12527.672 | 12843.621 | 13076.905 | 13491.329 | 13521.99 | 13669.908 | 13807.251 | 13972.993 | 14211.548 | 14443.933 | 14617.831 | 14767.456 | 14930.482 | 15106.39 | 15437.05 | 15470.651
| 1766.701 | 1902.33 | 1782.006 | 1717.094 | 1749.408 | 1675.445 | 1675.755 | 1927.322 | 1833.311 | 1758.814 | 1726.948 | 1559.168 | 1641.944 | 1786.119 | 1716.296 | 1656.581 | 1503.169 | 1495.105 | 1607.322 | 1619.605 | -14111.483

## Summer Peak L&R 9.11-12
2025 IRP, Draft Preferred Portfolio | [21 empty] | 2025 IRP, Draft Preferred Portfolio | [11 empty] | 7
Summer Peak L&R | [21 empty] | Summer Peak L&R
East | [21 empty] | East
| 2025 | 2026 | 2027 | 2028 | 2029 | 2030 | 2031 | 2032 | 2033 | 2034 | 2035 | 2036 | 2037 | 2038 | 2039 | 2040 | 2041 | 2042 | 2043 | 2044 | 2045 |  | 2035 | 2036 | 2037 | 2038 | 2039 | 2040 | 2041 | 2042 | 2043 | 2044 | 2045 |  | Coal
Coal | 3959.338 | 3566.5211 | 3566.5211 | 3374.5185 | 3089.7224 | 2925.5885 | 2925.5885 | 2926.1436 | 2926.1436 | 2926.1436 | 2926.1436 | 2926.1436 | 2926.1436 | 2926.1436 | 2926.1436 | 2926.1436 | 2926.1436 | 2926.1436 | 2926.1436 | 2926.1436 | 2926.1436 | Coal | 2926.1436 | 2926.1436 | 2926.1436 | 2926.1436 | 2926.1436 | 2926.1436 | 2926.1436 | 2926.1436 | 2926.1436 | 2926.1436 | 2926.1436 |  | Demand Response
Gas | 2983.5019 | 3294.3913 | 3294.3913 | 3294.5617 | 3469.1612 | 3469.9006 | 3469.9006 | 3469.9006 | 3469.9006 | 3469.9006 | 3469.9006 | 3469.9006 | 3469.9006 | 3469.9006 | 3469.9006 | 3469.9006 | 3469.9006 | 3469.9006 | 3469.9006 | 3469.9006 | 3469.9006 | Gas | 3469.9006 | 3469.9006 | 3469.9006 | 3469.9006 | 3469.9006 | 3469.9006 | 3469.9006 | 3469.9006 | 3469.9006 | 3469.9006 | 3469.9006 |  | Existing - Energy Efficiency
Hydroelectric | 76.4026 | 76.4026 | 76.4026 | 76.4026 | 76.4026 | 76.4026 | 76.4026 | 76.4026 | 76.4026 | 76.4026 | 76.4026 | 76.4026 | 76.4026 | 76.4026 | 76.4026 | 76.4026 | 76.4026 | 76.4026 | 76.4026 | 76.4026 | 76.4026 | Hydroelectric | 76.4026 | 76.4026 | 76.4026 | 76.4026 | 76.4026 | 76.4026 | 76.4026 | 76.4026 | 76.4026 | 76.4026 | 76.4026 |  | Gas
Wind | 246.0631 | 224.4031 | 217.933 | 211.2319 | 204.7295 | 188.6126 | 168.0849 | 162.4146 | 156.6067 | 150.9363 | 145.266 | 139.628 | 133.7877 | 128.1174 | 122.4793 | 116.809 | 80.6528 | 76.5285 | 72.5492 | 68.5375 | 64.5259 | Wind | 145.266 | 139.628 | 133.7877 | 128.1174 | 122.4793 | 116.809 | 80.6528 | 76.5285 | 72.5492 | 68.5375 | 64.5259 |  | Hydroelectric
Solar | 342.3044 | 498.8459 | 487.6129 | 475.8693 | 464.1258 | 452.8928 | 441.1493 | 429.4057 | 418.1727 | 406.4292 | 394.6856 | 383.4526 | 343.3171 | 332.4705 | 322.0956 | 311.249 | 300.4025 | 289.5559 | 279.1809 | 246.2569 | 236.3028 | Solar | 394.6856 | 383.4526 | 343.3171 | 332.4705 | 322.0956 | 311.249 | 300.4025 | 289.5559 | 279.1809 | 246.2569 | 236.3028 |  | Hydrogen Storage Peaker
Other Renewable | 46.3993 | 45.0537 | 43.7082 | 42.3162 | 40.9706 | 39.625 | 38.2794 | 36.9339 | 35.5419 | 34.1963 | 32.8507 | 31.5051 | 30.1132 | 11.036 | 10.5198 | 10.0036 | 9.4874 | 8.9534 | 8.4372 | 7.921 | 0 | Other Renewable | 32.8507 | 31.5051 | 30.1132 | 11.036 | 10.5198 | 10.0036 | 9.4874 | 8.9534 | 8.4372 | 7.921 | 0 |  | New Energy Efficiency
Storage | 0.891 | 938.9929 | 924.6789 | 909.4107 | 894.1426 | 878.8744 | 864.5605 | 849.2923 | 834.0241 | 818.9448 | 803.6909 | 788.437 | 773.1831 | 758.8825 | 743.6286 | 728.3747 | 714.0741 | 698.8202 | 683.5663 | 668.3124 | 654.0118 | Storage | 803.6909 | 788.437 | 773.1831 | 758.8825 | 743.6286 | 728.3747 | 714.0741 | 698.8202 | 683.5663 | 668.3124 | 654.0118 |  | Non_Reporting
Purchase | 0 | 0 | 0 | 0 | 0 | 0 | 0 | 0 | 0 | 0 | 0 | 0 | 0 | 0 | 0 | 0 | 0 | 0 | 0 | 0 | 0 | Purchase | 0 | 0 | 0 | 0 | 0 | 0 | 0 | 0 | 0 | 0 | 0 |  | Nuclear
Qualifying Facilities | 413.4 | 404.212 | 395.2965 | 386.2132 | 376.758 | 368.0329 | 358.9736 | 348.1049 | 333.7057 | 323.1143 | 313.693 | 302.4457 | 239.6776 | 231.2404 | 222.532 | 211.2947 | 203.5645 | 196.1923 | 189.2239 | 182.4266 | 175.5964 | Qualifying Facilities | 313.693 | 302.4457 | 239.6776 | 231.2404 | 222.532 | 211.2947 | 203.5645 | 196.1923 | 189.2239 | 182.4266 | 175.5964 |  | Other Renewable
Demand Response | 304.722 | 299.8465 | 295.2756 | 290.4001 | 285.5245 | 280.649 | 276.0781 | 271.2026 | 266.327 | 261.7562 | 256.8806 | 252.0051 | 247.1295 | 242.5587 | 237.6831 | 232.8076 | 228.2368 | 223.3612 | 218.4857 | 213.6101 | 209.0393 | Demand Response | 256.8806 | 252.0051 | 247.1295 | 242.5587 | 237.6831 | 232.8076 | 228.2368 | 223.3612 | 218.4857 | 213.6101 | 209.0393 |  | Purchase
Sale | 0 | 0 | 0 | 0 | 0 | 0 | 0 | 0 | 0 | 0 | 0 | 0 | 0 | 0 | 0 | 0 | 0 | 0 | 0 | 0 | 0 | Sale | 0 | 0 | 0 | 0 | 0 | 0 | 0 | 0 | 0 | 0 | 0 |  | Qualifying Facilities
Transfers | 0 | -639.2864 | -821.8055 | -627.1125 | -334.9164 | -1131.238 | -1020.6985 | -595.1442 | -627.6907 | -494.2826 | -469.3111 | -310.3668 | -490.8833 | -366.1881 | -566.9182 | -652.5715 | -662.7785 | -627.283 | -707.9655 | -607.4047 | -764.9768 | Transfers | -469.3111 | -310.3668 | -490.8833 | -366.1881 | -566.9182 | -652.5715 | -662.7785 | -627.283 | -707.9655 | -607.4047 | -764.9768 |  | Sale
East Existing Resources | 8373.0223 | 8709.3827 | 8480.0146 | 8433.8117 | 8566.6208 | 7549.3404 | 7598.3191 | 7974.6565 | 7889.1343 | 7973.5413 | 7950.2027 | 8059.5536 | 7748.7717 | 7810.5643 | 7564.4671 | 7430.414 | 7346.0864 | 7338.5753 | 7215.9244 | 7252.1067 | 7046.9462 | East Existing Resources | 7950.2027 | 8059.5536 | 7748.7717 | 7810.5643 | 7564.4671 | 7430.414 | 7346.0864 | 7338.5753 | 7215.9244 | 7252.1067 | 7046.9462 |  | Solar
Storage
Additional Proxy/Short-Term Purchases | 190.0283 | 0 | 0 | 0 | 0 | 0 | 0 | 0 | 0 | 0 | 0 | 0 | 0 | 0 | 0 | 0 | 0 | 0 | 0 | 0 | 0 | Additional Proxy/Short-Term Purchases | 0 | 0 | 0 | 0 | 0 | 0 | 0 | 0 | 0 | 0 | 0 |  | Wind
Hydrogen Storage Peaker | 0 | 0 | 0 | 0 | 0 | 0.099024 | 0.099024 | 0.099024 | 0.099024 | 0.099024 | 0.099024 | 0.099024 | 0.099024 | 0.099024 | 0.099024 | 0.099024 | 0.099024 | 0.099024 | 0.099024 | 0.099024 | 0.099024 | Hydrogen Storage Peaker | 0.099024 | 0.099024 | 0.099024 | 0.099024 | 0.099024 | 0.099024 | 0.099024 | 0.099024 | 0.099024 | 0.099024 | 0.099024
Gas | 0 | 0 | 0 | 0 | 1.7993 | 2.0992 | 2.0992 | 2.3991 | 2.3991 | 2.3991 | 2.3991 | 2.3991 | 2.6991 | 2.6991 | 2.6991 | 2.6991 | 2.6991 | 2.6991 | 2.6991 | 2.6991 | 2.6991 | Gas | 2.3991 | 2.3991 | 2.6991 | 2.6991 | 2.6991 | 2.6991 | 2.6991 | 2.6991 | 2.6991 | 2.6991 | 2.6991
Wind | 0 | 0 | 0.1538 | 85.2319 | 185.2482 | 267.5709 | 263.3425 | 272.6214 | 267.4601 | 262.5299 | 257.7634 | 640.5189 | 628.0618 | 620.8546 | 608.7423 | 596.1684 | 582.7097 | 601.3581 | 690.9233 | 675.1982 | 658.491 | Wind | 257.7634 | 640.5189 | 628.0618 | 620.8546 | 608.7423 | 596.1684 | 582.7097 | 601.3581 | 690.9233 | 675.1982 | 658.491
Solar | 0 | 0 | 0.31472 | 0.30714 | 0.3606 | 0.35169 | 0.34256 | 0.35029 | 0.34092 | 0.33133 | 0.32174 | 315.5792 | 306.217 | 296.5425 | 287.3155 | 277.6401 | 267.9647 | 258.2893 | 249.0341 | 239.3587 | 229.6833 | Solar | 0.32174 | 315.5792 | 306.217 | 296.5425 | 287.3155 | 277.6401 | 267.9647 | 258.2893 | 249.0341 | 239.3587 | 229.6833
Storage | 0 | 0 | 135.8511 | 159.8426 | 219.5382 | 866.9816 | 1029.2282 | 1049.2899 | 1139.0799 | 1224.2735 | 1288.2549 | 1286.024 | 1283.9644 | 1605.0205 | 2064.1797 | 2370.6518 | 2689.8714 | 2687.6391 | 2946.936 | 3273.139 | 3349.9013 | Storage | 1288.2549 | 1286.024 | 1283.9644 | 1605.0205 | 2064.1797 | 2370.6518 | 2689.8714 | 2687.6391 | 2946.936 | 3273.139 | 3349.9013
Nuclear | 0.018708 | 0.018409 | 0.018128 | 0.017829 | 0.01753 | 300.0672 | 300.0669 | 300.0667 | 300.0664 | 300.0661 | 300.7308 | 300.7305 | 300.8252 | 300.8249 | 300.8246 | 300.8743 | 300.874 | 300.8737 | 300.8734 | 300.8731 | 301.6328 | Nuclear | 300.7308 | 300.7305 | 300.8252 | 300.8249 | 300.8246 | 300.8743 | 300.874 | 300.8737 | 300.8734 | 300.8731 | 301.6328
Demand Response | 0 | 0.18997 | 0.18997 | 73.4645 | 91.6761 | 105.9023 | 105.9023 | 126.541 | 126.541 | 156.9583 | 172.4773 | 180.6875 | 189.1759 | 198.2334 | 229.7025 | 240.7559 | 251.0137 | 264.9499 | 293.7627 | 307.2376 | 400.9807 | Demand Response | 172.4773 | 180.6875 | 189.1759 | 198.2334 | 229.7025 | 240.7559 | 251.0137 | 264.9499 | 293.7627 | 307.2376 | 400.9807
East Planned Resources | 190.047 | 0.20838 | 136.5277 | 318.864 | 498.6399 | 1543.0719 | 1701.0808 | 1751.3673 | 1835.9864 | 1946.6573 | 2022.0463 | 2726.0382 | 2711.0424 | 3024.274 | 3493.5627 | 3788.8887 | 4095.2316 | 4115.9082 | 4484.3277 | 4798.6048 | 4943.4872 | East Planned Resources | 2022.0463 | 2726.0382 | 2711.0424 | 3024.274 | 3493.5627 | 3788.8887 | 4095.2316 | 4115.9082 | 4484.3277 | 4798.6048 | 4943.4872
East Total Resources | 8563.0693 | 8709.591 | 8616.5423 | 8752.6758 | 9065.2607 | 9092.4124 | 9299.3999 | 9726.0238 | 9725.1207 | 9920.1985 | 9972.2489 | 10785.5917 | 10459.8141 | 10834.8383 | 11058.0298 | 11219.3026 | 11441.318 | 11454.4835 | 11700.2521 | 12050.7115 | 11990.4334 | East Total Resources | 9972.2489 | 10785.5917 | 10459.8141 | 10834.8383 | 11058.0298 | 11219.3026 | 11441.318 | 11454.4835 | 11700.2521 | 12050.7115 | 11990.4334
Load | 7733.601 | 7946.558 | 7952.25 | 8230.402 | 8666.787 | 8855.025 | 9050.169 | 9334.614 | 9334.884 | 9284.047 | 9410.835 | 9556.78 | 9766.81 | 9935.367 | 10082.538 | 10200.896 | 10339.272 | 10479.535 | 10663.521 | 10745.081 | 10883.022 | Load | 9410.835 | 9556.78 | 9766.81 | 9935.367 | 10082.538 | 10200.896 | 10339.272 | 10479.535 | 10663.521 | 10745.081 | 10883.022
Distributed Generation | -156.589 | -142.689 | -186.391 | -233.724 | -285.376 | -340.896 | -399.905 | -458.429 | -514.87 | -353.902 | -385.276 | -415.463 | -445.359 | -474.298 | -502.557 | -529.395 | -557.094 | -583.518 | -609.483 | -634.712 | -660.227 | Distributed Generation | -385.276 | -415.463 | -445.359 | -474.298 | -502.557 | -529.395 | -557.094 | -583.518 | -609.483 | -634.712 | -660.227
Energy Efficiency | -91.8116 | -190.5901 | -233.9164 | -345.7376 | -457.232 | -566.2161 | -561.0964 | -851.6108 | -880.3125 | -996.3442 | -1109.8034 | -1151.0693 | -1023.5833 | -1332.5629 | -1461.6636 | -1515.1708 | -1580.4693 | -1315.1427 | -1561.8063 | -1582.8009 | -1613.0427 | Energy Efficiency | -1109.8034 | -1151.0693 | -1023.5833 | -1332.5629 | -1461.6636 | -1515.1708 | -1580.4693 | -1315.1427 | -1561.8063 | -1582.8009 | -1613.0427
East Total obligation | 7485.2004 | 7613.2789 | 7531.9426 | 7650.9404 | 7924.179 | 7947.9129 | 8089.1676 | 8024.5742 | 7939.7015 | 7933.8008 | 7915.7556 | 7990.2477 | 8297.8677 | 8128.5061 | 8118.3174 | 8156.3302 | 8201.7087 | 8580.8743 | 8492.2317 | 8527.5681 | 8609.7523 | East Total obligation | 7915.7556 | 7990.2477 | 8297.8677 | 8128.5061 | 8118.3174 | 8156.3302 | 8201.7087 | 8580.8743 | 8492.2317 | 8527.5681 | 8609.7523
East Reserve Margin | 14.4% | 14.4% | 14.4% | 14.4% | 14.4% | 14.4% | 14.96% | 21.2% | 22.49% | 25.04% | 25.98% | 34.98% | 26.05% | 33.29% | 36.21% | 37.55% | 39.5% | 33.49% | 37.78% | 41.31% | 39.27% | East Reserve Margin | 25.98% | 34.98% | 26.05% | 33.29% | 36.21% | 37.55% | 39.5% | 33.49% | 37.78% | 41.31% | 39.27%
West | [21 empty] | West
Coal | 140.0002 | 132.8004 | 132.8004 | 132.8004 | 132.8004 | 0 | 0 | 0 | 0 | 0 | 0 | 0 | 0 | 0 | 0 | 0 | 0 | 0 | 0 | 0 | 0 | Coal | 0 | 0 | 0 | 0 | 0 | 0 | 0 | 0 | 0 | 0 | 0
Gas | 715.6109 | 715.6109 | 715.6109 | 715.6109 | 715.6109 | 715.6109 | 715.6109 | 715.6109 | 715.6109 | 715.6109 | 715.6109 | 715.6109 | 715.6109 | 715.6109 | 715.6109 | 715.6109 | 715.6109 | 715.6109 | 715.6109 | 715.6109 | 715.6109 | Gas | 715.6109 | 715.6109 | 715.6109 | 715.6109 | 715.6109 | 715.6109 | 715.6109 | 715.6109 | 715.6109 | 715.6109 | 715.6109
Hydroelectric | 711.7085 | 711.7085 | 711.7085 | 711.7085 | 711.7085 | 711.7085 | 711.7085 | 711.7085 | 711.7085 | 711.7085 | 711.7085 | 711.7085 | 711.7085 | 711.7085 | 711.7085 | 711.7085 | 711.7085 | 711.7085 | 711.7085 | 711.7085 | 711.7085 | Hydroelectric | 711.7085 | 711.7085 | 711.7085 | 711.7085 | 711.7085 | 711.7085 | 711.7085 | 711.7085 | 711.7085 | 711.7085 | 711.7085
Wind | 0 | 0 | 0 | 0 | 0 | 0 | 0 | 0 | 0 | 0 | 0 | 0 | 0 | 0 | 0 | 0 | 0 | 0 | 0 | 0 | 0 | Wind | 0 | 0 | 0 | 0 | 0 | 0 | 0 | 0 | 0 | 0 | 0
Solar | 69.4021 | 67.3894 | 65.3767 | 62.2003 | 60.2224 | 58.2446 | 51.8941 | 50.07 | 48.1829 | 46.3588 | 44.5346 | 42.7105 | 40.8234 | 38.9992 | 37.1751 | 35.3509 | 12.8986 | 12.1726 | 11.4708 | 10.769 | 10.0672 | Solar | 44.5346 | 42.7105 | 40.8234 | 38.9992 | 37.1751 | 35.3509 | 12.8986 | 12.1726 | 11.4708 | 10.769 | 10.0672
Other Renewable | 0 | 0 | 0 | 0 | 0 | 0 | 0 | 0 | 0 | 0 | 0 | 0 | 0 | 0 | 0 | 0 | 0 | 0 | 0 | 0 | 0 | Other Renewable | 0 | 0 | 0 | 0 | 0 | 0 | 0 | 0 | 0 | 0 | 0
Storage | 1.5187 | 1.4989 | 1.4807 | 1.461 | 1.4412 | 1.4215 | 1.4032 | 1.3835 | 1.3638 | 0 | 0 | 0 | 0 | 0 | 0 | 0 | 0 | 0 | 0 | 0 | 0 | Storage | 0 | 0 | 0 | 0 | 0 | 0 | 0 | 0 | 0 | 0 | 0
Purchase | 0 | 0 | 0 | 0 | 0 | 0 | 0 | 0 | 0 | 0 | 0 | 0 | 0 | 0 | 0 | 0 | 0 | 0 | 0 | 0 | 0 | Purchase | 0 | 0 | 0 | 0 | 0 | 0 | 0 | 0 | 0 | 0 | 0
Qualifying Facilities | 228.9447 | 223.5272 | 212.2208 | 207.1197 | 198.4666 | 193.7754 | 187.9592 | 178.2736 | 173.7165 | 169.5301 | 165.1597 | 159.6434 | 143.246 | 138.1813 | 132.7651 | 129.0876 | 125.0461 | 121.1916 | 100.0366 | 96.1819 | 94.2285 | Qualifying Facilities | 165.1597 | 159.6434 | 143.246 | 138.1813 | 132.7651 | 129.0876 | 125.0461 | 121.1916 | 100.0366 | 96.1819 | 94.2285
Demand Response | 59.9871 | 59.2072 | 58.4874 | 57.7076 | 56.9277 | 56.1479 | 55.4281 | 54.6482 | 53.8684 | 53.1485 | 52.3687 | 51.5889 | 50.869 | 50.0892 | 49.3094 | 48.5295 | 47.8097 | 47.0299 | 46.25 | 45.5302 | 44.7504 | Demand Response | 52.3687 | 51.5889 | 50.869 | 50.0892 | 49.3094 | 48.5295 | 47.8097 | 47.0299 | 46.25 | 45.5302 | 44.7504
Transfers | 0 | 639.2864 | 821.8055 | 627.1125 | 334.9164 | 1131.238 | 1020.6985 | 595.1442 | 627.6907 | 494.2826 | 469.3111 | 310.3668 | 490.8833 | 366.1881 | 566.9182 | 652.5715 | 662.7785 | 627.283 | 707.9655 | 607.4047 | 764.9768 | Transfers | 469.3111 | 310.3668 | 490.8833 | 366.1881 | 566.9182 | 652.5715 | 662.7785 | 627.283 | 707.9655 | 607.4047 | 764.9768
West Existing Resources | 1927.172 | 2551.0289 | 2719.4909 | 2515.7208 | 2212.0941 | 2868.1467 | 2744.7025 | 2306.8388 | 2332.1416 | 2190.6394 | 2158.6934 | 1991.6289 | 2153.1411 | 2020.7772 | 2213.4871 | 2292.8589 | 2275.8523 | 2234.9965 | 2293.0423 | 2187.2052 | 2341.3422 | West Existing Resources | 2158.6934 | 1991.6289 | 2153.1411 | 2020.7772 | 2213.4871 | 2292.8589 | 2275.8523 | 2234.9965 | 2293.0423 | 2187.2052 | 2341.3422
Additional Proxy/Short-Term Purchases | 2145.0817 | 1711.3927 | 568.4956 | 719.6276 | 1078.865 | 166.0119 | 0 | 0 | 0 | 0 | 0 | 0 | 0 | 0 | 0 | 0 | 0 | 0 | 0 | 0 | 0 | Additional Proxy/Short-Term Purchases | 0 | 0 | 0 | 0 | 0 | 0 | 0 | 0 | 0 | 0 | 0
Hydrogen Storage Peaker | 0 | 0 | 0 | 0 | 0 | 0 | 0 | 0 | 0 | 0 | 0 | 0 | 0 | 0 | 0 | 0 | 0 | 0 | 0 | 0 | 0 | Hydrogen Storage Peaker | 0 | 0 | 0 | 0 | 0 | 0 | 0 | 0 | 0 | 0 | 0
Gas | 0 | 0 | 0 | 0 | 0 | 0 | 0 | 0 | 0 | 0 | 0 | 0 | 0 | 0 | 0 | 0 | 0 | 0 | 0 | 0 | 0 | Gas | 0 | 0 | 0 | 0 | 0 | 0 | 0 | 0 | 0 | 0 | 0
Wind | 0 | 0 | 0.032769 | 0.043516 | 64.4795 | 64.2719 | 64.0746 | 112.2479 | 111.7873 | 111.3268 | 110.9815 | 110.521 | 110.2177 | 109.757 | 109.3172 | 109.0861 | 108.6248 | 108.1636 | 107.8177 | 107.3564 | 107.0105 | Wind | 110.9815 | 110.521 | 110.2177 | 109.757 | 109.3172 | 109.0861 | 108.6248 | 108.1636 | 107.8177 | 107.3564 | 107.0105
Solar | 0 | 0 | 133.4322 | 224.8126 | 217.664 | 626.9838 | 1030.7327 | 1362.9642 | 1333.3341 | 1285.1073 | 1234.54 | 1443.9957 | 1382.0247 | 1320.3058 | 1258.5496 | 1196.7933 | 1207.5351 | 1139.5689 | 1073.8681 | 1008.1672 | 942.4665 | Solar | 1234.54 | 1443.9957 | 1382.0247 | 1320.3058 | 1258.5496 | 1196.7933 | 1207.5351 | 1139.5689 | 1073.8681 | 1008.1672 | 942.4665
Storage | 0 | 0 | 847.3198 | 920.2012 | 907.7741 | 923.2283 | 911.6681 | 1186.292 | 1171.3537 | 1368.9369 | 1465.5612 | 1443.7505 | 1430.7192 | 1568.9081 | 1550.8368 | 1576.3169 | 1616.7351 | 1881.1777 | 2000.5972 | 2130.2419 | 2102.1766 | Storage | 1465.5612 | 1443.7505 | 1430.7192 | 1568.9081 | 1550.8368 | 1576.3169 | 1616.7351 | 1881.1777 | 2000.5972 | 2130.2419 | 2102.1766
Nuclear | 0 | 0 | 0 | 0 | 0 | 0 | 0 | 0 | 0 | 0 | 0 | 0 | 0 | 0 | 0 | 0 | 0 | 0 | 0 | 0 | 0 | Nuclear | 0 | 0 | 0 | 0 | 0 | 0 | 0 | 0 | 0 | 0 | 0
Demand Response | 0 | 6.3658 | 9.3943 | 42.226 | 43.858 | 44.2044 | 48.0791 | 48.8986 | 48.8986 | 49.8316 | 50.1009 | 50.1292 | 85.3872 | 106.8983 | 108.2956 | 127.5096 | 138.0814 | 140.7511 | 142.2427 | 169.6275 | 175.055 | Demand Response | 50.1009 | 50.1292 | 85.3872 | 106.8983 | 108.2956 | 127.5096 | 138.0814 | 140.7511 | 142.2427 | 169.6275 | 175.055
West Planned Resources | 2145.0817 | 1717.7585 | 1558.6747 | 1906.911 | 2312.6405 | 1824.7003 | 2054.5545 | 2710.4026 | 2665.3737 | 2815.2026 | 2861.1835 | 3048.3964 | 3008.3489 | 3105.8693 | 3026.9992 | 3009.7059 | 3070.9765 | 3269.6613 | 3324.5257 | 3415.3931 | 3326.7085 | West Planned Resources | 2861.1835 | 3048.3964 | 3008.3489 | 3105.8693 | 3026.9992 | 3009.7059 | 3070.9765 | 3269.6613 | 3324.5257 | 3415.3931 | 3326.7085
West Total Resources | 4072.2537 | 4268.7874 | 4278.1656 | 4422.6318 | 4524.7347 | 4692.847 | 4799.257 | 5017.2414 | 4997.5153 | 5005.842 | 5019.877 | 5040.0252 | 5161.49 | 5126.6465 | 5240.4863 | 5302.5648 | 5346.8288 | 5504.6578 | 5617.568 | 5602.5982 | 5668.0507 | West Total Resources | 5019.877 | 5040.0252 | 5161.49 | 5126.6465 | 5240.4863 | 5302.5648 | 5346.8288 | 5504.6578 | 5617.568 | 5602.5982 | 5668.0507
Load | 3671.628 | 3826.074 | 3938.017 | 4121.33 | 4270.681 | 4481.765 | 4608.842 | 4828.138 | 4945.945 | 4887.477 | 4944.359 | 5008.682 | 5081.953 | 5189.128 | 5258.391 | 5330.184 | 5397.07 | 5473.151 | 5659.709 | 5650.605 | 5730.197 | Load | 4944.359 | 5008.682 | 5081.953 | 5189.128 | 5258.391 | 5330.184 | 5397.07 | 5473.151 | 5659.709 | 5650.605 | 5730.197
Distributed Generation | -48.958 | -53.726 | -75.08 | -98.644 | -124.42 | -152.273 | -182.201 | -212.994 | -243.969 | -147.714 | -162.667 | -177.006 | -191.856 | -206.264 | -220.541 | -234.229 | -248.766 | -262.778 | -276.697 | -290.323 | -304.115 | Distributed Generation | -162.667 | -177.006 | -191.856 | -206.264 | -220.541 | -234.229 | -248.766 | -262.778 | -276.697 | -290.323 | -304.115
Energy Efficiency | -63.0077 | -40.8905 | -123.2818 | -156.7491 | -191.0734 | -227.353 | -231.4863 | -229.4434 | -333.5186 | -364.027 | -393.6877 | -426.0595 | -378.305 | -501.5296 | -457.0054 | -460.8459 | -474.5026 | -398.6092 | -472.5505 | -462.9059 | -471.4922 | Energy Efficiency | -393.6877 | -426.0595 | -378.305 | -501.5296 | -457.0054 | -460.8459 | -474.5026 | -398.6092 | -472.5505 | -462.9059 | -471.4922
West Total obligation | 3559.6623 | 3731.4575 | 3739.6552 | 3865.9369 | 3955.1876 | 4102.139 | 4195.1547 | 4385.7006 | 4368.4574 | 4375.736 | 4388.0043 | 4405.6165 | 4511.792 | 4481.3344 | 4580.8446 | 4635.1091 | 4673.8014 | 4811.7638 | 4910.4615 | 4897.3761 | 4954.5898 | West Total obligation | 4388.0043 | 4405.6165 | 4511.792 | 4481.3344 | 4580.8446 | 4635.1091 | 4673.8014 | 4811.7638 | 4910.4615 | 4897.3761 | 4954.5898
West Reserve Margin | 14.4% | 14.4% | 14.4% | 14.4% | 14.4% | 14.4% | 14.4% | 14.4% | 14.4% | 14.4% | 14.4% | 14.4% | 14.4% | 14.4% | 14.4% | 14.4% | 14.4% | 14.4% | 14.4% | 14.4% | 14.4% | West Reserve Margin | 14.4% | 14.4% | 14.4% | 14.4% | 14.4% | 14.4% | 14.4% | 14.4% | 14.4% | 14.4% | 14.4%
System | [21 empty] | System
Total Resources | 12635.323 | 12978.3785 | 12894.7079 | 13175.3076 | 13589.9954 | 13785.2594 | 14098.6569 | 14743.2653 | 14722.636 | 14926.0405 | 14992.1259 | 15825.617 | 15621.3041 | 15961.4849 | 16298.5161 | 16521.8675 | 16788.1468 | 16959.1413 | 17317.8201 | 17653.3097 | 17658.4841 | Total Resources | 14992.1259 | 15825.617 | 15621.3041 | 15961.4849 | 16298.5161 | 16521.8675 | 16788.1468 | 16959.1413 | 17317.8201 | 17653.3097 | 17658.4841
Obligation | 11044.8627 | 11344.7364 | 11271.5978 | 11516.8772 | 11879.3666 | 12050.0519 | 12284.3223 | 12410.2748 | 12308.1589 | 12309.5368 | 12303.7599 | 12395.8642 | 12809.6597 | 12609.8405 | 12699.162 | 12791.4393 | 12875.5101 | 13392.6381 | 13402.6932 | 13424.9441 | 13564.342 | Obligation | 12303.7599 | 12395.8642 | 12809.6597 | 12609.8405 | 12699.162 | 12791.4393 | 12875.5101 | 13392.6381 | 13402.6932 | 13424.9441 | 13564.342
Planning Reserves (14.4%) | 1590.4602 | 1633.642 | 1623.1101 | 1658.4303 | 1710.6288 | 1735.2075 | 1768.9424 | 1787.0796 | 1772.3749 | 1772.5733 | 1771.7414 | 1785.0044 | 1844.591 | 1815.817 | 1828.6793 | 1841.9673 | 1854.0735 | 1928.5399 | 1929.9878 | 1933.192 | 1953.2653 | Planning Reserves (14.4%) | 1771.7414 | 1785.0044 | 1844.591 | 1815.817 | 1828.6793 | 1841.9673 | 1854.0735 | 1928.5399 | 1929.9878 | 1933.192 | 1953.2653
Obligation + Reserves | 12635.323 | 12978.3785 | 12894.7079 | 13175.3076 | 13589.9954 | 13785.2594 | 14053.2647 | 14197.3543 | 14080.5338 | 14082.1102 | 14075.5013 | 14180.8686 | 14654.2507 | 14425.6575 | 14527.8413 | 14633.4065 | 14729.5836 | 15321.178 | 15332.6811 | 15358.1361 | 15517.6073 | Obligation + Reserves | 14075.5013 | 14180.8686 | 14654.2507 | 14425.6575 | 14527.8413 | 14633.4065 | 14729.5836 | 15321.178 | 15332.6811 | 15358.1361 | 15517.6073
System Position | 0 | 0 | 0 | 0 | 0 | 0 | 45.3921 | 545.911 | 642.1022 | 843.9304 | 916.6246 | 1644.7484 | 967.0534 | 1535.8273 | 1770.6747 | 1888.4609 | 2058.5632 | 1637.9632 | 1985.139 | 2295.1736 | 2140.8768 | System Position | 916.6246 | 1644.7484 | 967.0534 | 1535.8273 | 1770.6747 | 1888.4609 | 2058.5632 | 1637.9632 | 1985.139 | 2295.1736 | 2140.8768
Reserve Margin | 14.4% | 14.4% | 14.4% | 14.4% | 14.4% | 14.4% | 14.77% | 18.8% | 19.62% | 21.26% | 21.85% | 27.67% | 21.95% | 26.58% | 28.34% | 29.16% | 30.39% | 26.63% | 29.21% | 31.5% | 30.18% | Reserve Margin | 21.85% | 27.67% | 21.95% | 26.58% | 28.34% | 29.16% | 30.39% | 26.63% | 29.21% | 31.5% | 30.18%
West Shortage w/o transfers | -2145.0817 | -2350.6791 | -1390.3011 | -1346.7401 | -1413.7814 | -1297.2499 | -1020.6985 | -595.1442 | -627.6907 | -494.2826 | -469.3111 | -310.3668 | -490.8833 | -366.1881 | -566.9182 | -652.5715 | -662.7785 | -627.283 | -707.9655 | -607.4047 | -764.9768
Max East Transfer | 0 | -639.2864 | -821.8055 | -627.1125 | -334.9164 | -1131.238 | -1066.0907 | -1141.0552 | -1269.7929 | -1338.213 | -1385.9357 | -1600 | -1457.9367 | -1600 | -1600 | -1600 | -1600 | -1600 | -1600 | -1600 | -1600
Validation to ST WRAP Summary
ST Obligation | 12635.323 | 12978.3785 | 12894.7079 | 13175.3076 | 13589.9954 | 13785.2594 | 14053.2647 | 14197.3543 | 14080.5338 | 14082.1102 | 14075.5013 | 14180.8686 | 14654.2507 | 14425.6575 | 14527.8413 | 14633.4065 | 14729.5836 | 15321.178 | 15332.6811 | 15358.1361 | 15517.6073
L&R Obligation | 12635.323 | 12978.3785 | 12894.7079 | 13175.3076 | 13589.9954 | 13785.2594 | 14053.2647 | 14197.3543 | 14080.5338 | 14082.1102 | 14075.5013 | 14180.8686 | 14654.2507 | 14425.6575 | 14527.8413 | 14633.4065 | 14729.5836 | 15321.178 | 15332.6811 | 15358.1361 | 15517.6073
| 0 | 0 | 0 | 0 | 0 | 0 | 0 | 0 | 0 | 0 | 0 | 0 | 0 | 0 | 0 | 0 | 0 | 0 | 0 | 0 | 0
ST Resources | 10301.663 | 11268.4358 | 12327.8623 | 12457.33 | 12512.7803 | 13620.8975 | 14100.3069 | 14744.9153 | 14724.286 | 14927.6905 | 14993.7759 | 15827.267 | 15623.1541 | 15963.3349 | 16300.3661 | 16523.7175 | 16789.9968 | 16960.9913 | 17319.6701 | 17655.1597 | 17660.3341
L&R Resources (less MKT) | 10300.213 | 11266.9858 | 12326.2123 | 12455.68 | 12511.1303 | 13619.2475 | 14098.6569 | 14743.2653 | 14722.636 | 14926.0405 | 14992.1259 | 15825.617 | 15621.3041 | 15961.4849 | 16298.5161 | 16521.8675 | 16788.1468 | 16959.1413 | 17317.8201 | 17653.3097 | 17658.4841
Delta | -1.45 | -1.45 | -1.65 | -1.65 | -1.65 | -1.65 | -1.65 | -1.65 | -1.65 | -1.65 | -1.65 | -1.65 | -1.85 | -1.85 | -1.85 | -1.85 | -1.85 | -1.85 | -1.85 | -1.85 | -1.85
DSM | -154.8193 | -231.4806 | -357.1982 | -502.4868 | -648.3054 | -793.5691 | -792.5827 | -1081.0542 | -1213.8311 | -1360.3712 | -1503.4911 | -1577.1288 | -1401.8883 | -1834.0925 | -1918.669 | -1976.0167 | -2054.9719 | -1713.7519 | -2034.3568 | -2045.7069 | -2084.535
Pre DSM Load | 12790.1422 | 13209.859 | 13251.9061 | 13677.7943 | 14238.3008 | 14578.8285 | 14845.8474 | 15278.4086 | 15294.3649 | 15442.4813 | 15578.9924 | 15757.9974 | 16056.139 | 16259.75 | 16446.5103 | 16609.4233 | 16784.5555 | 17034.9299 | 17367.0378 | 17403.843 | 17602.1423

## Winter Peak L&R 9.13-14
2025 IRP, Draft Preferred Portfolio | [21 empty] | 2025 IRP, Draft Preferred Portfolio | [11 empty] | 12
Winter Peak L&R | [21 empty] | Winter Peak L&R
East | [21 empty] | East
| 2025 | 2026 | 2027 | 2028 | 2029 | 2030 | 2031 | 2032 | 2033 | 2034 | 2035 | 2036 | 2037 | 2038 | 2039 | 2040 | 2041 | 2042 | 2043 | 2044 | 2045 |  | 2035 | 2036 | 2037 | 2038 | 2039 | 2040 | 2041 | 2042 | 2043 | 2044 | 2045 |  | Coal
Coal | 4146.5064 | 3733.4918 | 3733.4918 | 3498.3824 | 3184.0912 | 3014.0628 | 3014.0628 | 3014.6229 | 3014.6229 | 3014.6229 | 3014.6229 | 3014.6229 | 3014.6229 | 3014.6229 | 3014.6229 | 3014.6229 | 3014.6229 | 3014.6229 | 3014.6229 | 3014.6229 | 3014.6229 | Coal | 3014.6229 | 3014.6229 | 3014.6229 | 3014.6229 | 3014.6229 | 3014.6229 | 3014.6229 | 3014.6229 | 3014.6229 | 3014.6229 | 3014.6229 |  | Demand Response
Gas | 3002.7988 | 3334.4974 | 3334.4974 | 3334.6843 | 3526.4773 | 3527.2385 | 3527.2385 | 3527.2385 | 3527.2385 | 3527.2385 | 3527.2385 | 3527.2385 | 3527.2385 | 3527.2385 | 3527.2385 | 3527.2385 | 3527.2385 | 3527.2385 | 3527.2385 | 3527.2385 | 3527.2385 | Gas | 3527.2385 | 3527.2385 | 3527.2385 | 3527.2385 | 3527.2385 | 3527.2385 | 3527.2385 | 3527.2385 | 3527.2385 | 3527.2385 | 3527.2385 |  | Existing - Energy Efficiency
Hydroelectric | 33.1009 | 33.1009 | 33.1009 | 33.1009 | 33.1009 | 33.1009 | 33.1009 | 33.1009 | 33.1009 | 33.1009 | 33.1009 | 33.1009 | 33.1009 | 33.1009 | 33.1009 | 33.1009 | 33.1009 | 33.1009 | 33.1009 | 33.1009 | 33.1009 | Hydroelectric | 33.1009 | 33.1009 | 33.1009 | 33.1009 | 33.1009 | 33.1009 | 33.1009 | 33.1009 | 33.1009 | 33.1009 | 33.1009 |  | Gas
Wind | 2036.8908 | 1928.719 | 1835.8459 | 1747.6054 | 1615.6337 | 1456.0777 | 1377.4988 | 1300.2609 | 1225.853 | 1154.06 | 1082.2471 | 1014.383 | 947.7497 | 882.6531 | 820.0732 | 674.4359 | 620.5621 | 570.1526 | 521.6279 | 473.8165 | 429.2207 | Wind | 1082.2471 | 1014.383 | 947.7497 | 882.6531 | 820.0732 | 674.4359 | 620.5621 | 570.1526 | 521.6279 | 473.8165 | 429.2207 |  | Hydroelectric
Solar | 77.0712 | 104.0732 | 101.1823 | 98.1843 | 95.1863 | 92.1883 | 89.2974 | 86.2994 | 83.3014 | 80.3034 | 77.4125 | 74.4145 | 71.4165 | 68.4185 | 65.5276 | 62.5296 | 59.5316 | 56.6407 | 46.1277 | 43.5497 | 40.9283 | Solar | 77.4125 | 74.4145 | 71.4165 | 68.4185 | 65.5276 | 62.5296 | 59.5316 | 56.6407 | 46.1277 | 43.5497 | 40.9283 |  | Hydrogen Storage Peaker
Other Renewable | 40.701 | 39.3579 | 37.9741 | 36.6309 | 35.2878 | 33.904 | 32.5608 | 31.177 | 29.8339 | 28.4907 | 27.1069 | 25.7638 | 24.4206 | 8.49 | 7.995 | 7.5 | 6.99 | 6.495 | 6 | 0 | 0 | Other Renewable | 27.1069 | 25.7638 | 24.4206 | 8.49 | 7.995 | 7.5 | 6.99 | 6.495 | 6 | 0 | 0 |  | New Energy Efficiency
Storage | 0 | 0 | 0 | 0 | 0 | 0 | 0 | 0 | 0 | 0 | 0 | 0 | 0 | 0 | 0 | 0 | 0 | 0 | 0 | 0 | 0 | Storage | 0 | 0 | 0 | 0 | 0 | 0 | 0 | 0 | 0 | 0 | 0 |  | Non_Reporting
Purchase | 0 | 0 | 0 | 0 | 0 | 0 | 0 | 0 | 0 | 0 | 0 | 0 | 0 | 0 | 0 | 0 | 0 | 0 | 0 | 0 | 0 | Purchase | 0 | 0 | 0 | 0 | 0 | 0 | 0 | 0 | 0 | 0 | 0 |  | Nuclear
Qualifying Facilities | 186.4992 | 181.3897 | 176.7033 | 171.3332 | 166.5247 | 161.7285 | 154.8654 | 150.1427 | 129.5312 | 125.3465 | 120.8201 | 103.4257 | 98.1683 | 94.5406 | 90.8243 | 87.2056 | 82.9582 | 79.217 | 75.4733 | 71.8518 | 68.2572 | Qualifying Facilities | 120.8201 | 103.4257 | 98.1683 | 94.5406 | 90.8243 | 87.2056 | 82.9582 | 79.217 | 75.4733 | 71.8518 | 68.2572 |  | Other Renewable
Demand Response | 138.6 | 135.2736 | 132.0858 | 128.7594 | 125.433 | 122.2452 | 118.9188 | 115.5924 | 112.4046 | 109.0782 | 105.7518 | 102.564 | 99.2376 | 95.9112 | 92.7234 | 89.397 | 86.0706 | 82.7442 | 79.5564 | 76.23 | 72.9036 | Demand Response | 105.7518 | 102.564 | 99.2376 | 95.9112 | 92.7234 | 89.397 | 86.0706 | 82.7442 | 79.5564 | 76.23 | 72.9036 |  | Purchase
Sale | 0 | 0 | 0 | 0 | 0 | 0 | 0 | 0 | 0 | 0 | 0 | 0 | 0 | 0 | 0 | 0 | 0 | 0 | 0 | 0 | 0 | Sale | 0 | 0 | 0 | 0 | 0 | 0 | 0 | 0 | 0 | 0 | 0 |  | Qualifying Facilities
Transfers | -1600 | -1600 | -1281.1959 | -1299.4257 | -1403.1468 | -1600 | -1600 | -1175.8363 | -1225.2248 | -1002.2211 | -910.5547 | -1183.1804 | -1390.2999 | -788.7283 | -926.8307 | -937.7649 | -950.4883 | -1005.5199 | -964.5892 | -865.3117 | -921.067 | Transfers | -910.5547 | -1183.1804 | -1390.2999 | -788.7283 | -926.8307 | -937.7649 | -950.4883 | -1005.5199 | -964.5892 | -865.3117 | -921.067 |  | Sale
East Existing Resources | 8062.1684 | 7889.9035 | 8103.6855 | 7749.2551 | 7378.5883 | 6840.5459 | 6747.5435 | 7082.5983 | 6930.6616 | 7070.0201 | 7077.746 | 6712.3328 | 6425.6552 | 6936.2474 | 6725.275 | 6558.2655 | 6480.5865 | 6364.6919 | 6339.1585 | 6375.0986 | 6265.205 | East Existing Resources | 7077.746 | 6712.3328 | 6425.6552 | 6936.2474 | 6725.275 | 6558.2655 | 6480.5865 | 6364.6919 | 6339.1585 | 6375.0986 | 6265.205 |  | Solar
Storage
Additional Proxy/Short-Term Purchases | 0 | 0 | 0 | 0 | 0 | 0 | 0 | 0 | 0 | 0 | 0 | 0 | 0 | 0 | 0 | 0 | 0 | 0 | 0 | 0 | 0 | Additional Proxy/Short-Term Purchases | 0 | 0 | 0 | 0 | 0 | 0 | 0 | 0 | 0 | 0 | 0 |  | Wind
Hydrogen Storage Peaker | 0 | 0 | 0 | 0 | 0 | 0.099024 | 0.099024 | 0.099024 | 0.099024 | 0.099024 | 0.099024 | 0.099024 | 0.099024 | 0.099024 | 0.099024 | 0.099024 | 0.099024 | 0.099024 | 0.099024 | 0.099024 | 0.099024 | Hydrogen Storage Peaker | 0.099024 | 0.099024 | 0.099024 | 0.099024 | 0.099024 | 0.099024 | 0.099024 | 0.099024 | 0.099024 | 0.099024 | 0.099024
Gas | 0 | 0 | 0 | 0 | 1.7993 | 2.0992 | 2.0992 | 2.3991 | 2.3991 | 2.3991 | 2.3991 | 2.3991 | 2.6991 | 2.6991 | 2.6991 | 2.6991 | 2.6991 | 2.6991 | 2.6991 | 2.6991 | 2.6991 | Gas | 2.3991 | 2.3991 | 2.6991 | 2.6991 | 2.6991 | 2.6991 | 2.6991 | 2.6991 | 2.6991 | 2.6991 | 2.6991
Wind | 0 | 0 | 0.34265 | 224.9343 | 483.7974 | 691.1113 | 672.3843 | 687.7608 | 666.1946 | 645.2714 | 624.6547 | 1529.8629 | 1476.4644 | 1435.5647 | 1382.7163 | 1329.0504 | 1273.1367 | 1286.3868 | 1447.0583 | 1377.6431 | 1310.8971 | Wind | 624.6547 | 1529.8629 | 1476.4644 | 1435.5647 | 1382.7163 | 1329.0504 | 1273.1367 | 1286.3868 | 1447.0583 | 1377.6431 | 1310.8971
Solar | 0 | 0 | 0.069499 | 0.067484 | 0.077505 | 0.075123 | 0.072774 | 0.07284 | 0.07038 | 0.06789 | 0.06549 | 81.107 | 77.9 | 74.6299 | 71.4805 | 68.2103 | 64.9401 | 61.7867 | 58.5165 | 55.2464 | 51.9761 | Solar | 0.06549 | 81.107 | 77.9 | 74.6299 | 71.4805 | 68.2103 | 64.9401 | 61.7867 | 58.5165 | 55.2464 | 51.9761
Storage | 0 | 0 | 89.6856 | 113.4391 | 173.0455 | 820.5818 | 982.6891 | 1002.7209 | 1092.6039 | 1177.658 | 1241.6394 | 1238.6999 | 1233.756 | 1551.9081 | 2008.3067 | 2311.9252 | 2628.1517 | 2623.1549 | 2879.6874 | 3203.0328 | 3276.7982 | Storage | 1241.6394 | 1238.6999 | 1233.756 | 1551.9081 | 2008.3067 | 2311.9252 | 2628.1517 | 2623.1549 | 2879.6874 | 3203.0328 | 3276.7982
Nuclear | 0 | 0 | 0 | 0 | 0 | 300.05 | 300.05 | 300.05 | 300.05 | 300.05 | 300.715 | 300.715 | 300.81 | 300.81 | 300.81 | 300.86 | 300.86 | 300.86 | 300.86 | 300.86 | 301.62 | Nuclear | 300.715 | 300.715 | 300.81 | 300.81 | 300.81 | 300.86 | 300.86 | 300.86 | 300.86 | 300.86 | 301.62
Demand Response | 0 | 0.18997 | 0.18997 | 73.4645 | 91.6761 | 105.9023 | 105.9023 | 126.541 | 126.541 | 156.9583 | 172.4773 | 180.6875 | 189.1759 | 198.2334 | 229.7025 | 240.7559 | 251.0137 | 264.9499 | 293.7627 | 307.2376 | 400.9807 | Demand Response | 172.4773 | 180.6875 | 189.1759 | 198.2334 | 229.7025 | 240.7559 | 251.0137 | 264.9499 | 293.7627 | 307.2376 | 400.9807
East Planned Resources | 0 | 0.18997 | 90.2877 | 411.9054 | 750.3957 | 1919.9188 | 2063.2967 | 2119.6437 | 2187.958 | 2282.5038 | 2342.0501 | 3333.5704 | 3280.9044 | 3563.9443 | 3995.8141 | 4253.6 | 4520.9002 | 4539.9364 | 4982.683 | 5246.818 | 5345.0703 | East Planned Resources | 2342.0501 | 3333.5704 | 3280.9044 | 3563.9443 | 3995.8141 | 4253.6 | 4520.9002 | 4539.9364 | 4982.683 | 5246.818 | 5345.0703
East Total Resources | 8062.1684 | 7890.0934 | 8193.9732 | 8161.1605 | 8128.984 | 8760.4647 | 8810.8401 | 9202.242 | 9118.6196 | 9352.5239 | 9419.7961 | 10045.9032 | 9706.5596 | 10500.1917 | 10721.0891 | 10811.8655 | 11001.4866 | 10904.6283 | 11321.8415 | 11621.9166 | 11610.2753 | East Total Resources | 9419.7961 | 10045.9032 | 9706.5596 | 10500.1917 | 10721.0891 | 10811.8655 | 11001.4866 | 10904.6283 | 11321.8415 | 11621.9166 | 11610.2753
Load | 5723.723 | 6099.028 | 6173.928 | 6447.924 | 6759.038 | 6697.815 | 6868.684 | 7152.789 | 7223.194 | 7397.258 | 7320.751 | 7508.288 | 7595.409 | 7732.341 | 7856.02 | 7991.145 | 8168.582 | 8340.229 | 8450.392 | 8525.43 | 8663.896 | Load | 7320.751 | 7508.288 | 7595.409 | 7732.341 | 7856.02 | 7991.145 | 8168.582 | 8340.229 | 8450.392 | 8525.43 | 8663.896
Distributed Generation | -1.314 | -2.124 | -2.999 | -3.914 | -4.898 | -5.967 | -7.081 | -8.164 | -9.205 | -10.078 | -10.832 | -11.484 | -12.092 | -12.631 | -13.124 | -13.556 | -14.017 | -14.433 | -14.837 | -15.211 | -15.628 | Distributed Generation | -10.832 | -11.484 | -12.092 | -12.631 | -13.124 | -13.556 | -14.017 | -14.433 | -14.837 | -15.211 | -15.628
Energy Efficiency | -63.3989 | -115.9392 | -174.3802 | -243.2619 | -311.2581 | -385.4214 | -402.5457 | -527.8904 | -612.5321 | -694.5707 | -579.8544 | -890.9692 | -834.0289 | -823.5499 | -879.1831 | -925.8488 | -1041.7346 | -978.9099 | -1304.7769 | -1268.1461 | -1195.4952 | Energy Efficiency | -579.8544 | -890.9692 | -834.0289 | -823.5499 | -879.1831 | -925.8488 | -1041.7346 | -978.9099 | -1304.7769 | -1268.1461 | -1195.4952
East Total obligation | 5659.0101 | 5980.9648 | 5996.5488 | 6200.7481 | 6442.8819 | 6306.4266 | 6459.0573 | 6616.7346 | 6601.4569 | 6692.6093 | 6730.0646 | 6605.8348 | 6749.2881 | 6896.1601 | 6963.7129 | 7051.7402 | 7112.8304 | 7346.8861 | 7130.7781 | 7242.0729 | 7452.7728 | East Total obligation | 6730.0646 | 6605.8348 | 6749.2881 | 6896.1601 | 6963.7129 | 7051.7402 | 7112.8304 | 7346.8861 | 7130.7781 | 7242.0729 | 7452.7728
East Reserve Margin | 42.47% | 31.92% | 36.64% | 31.62% | 26.17% | 38.91% | 36.41% | 39.08% | 38.13% | 39.74% | 39.97% | 52.08% | 43.82% | 52.26% | 53.96% | 53.32% | 54.67% | 48.43% | 58.77% | 60.48% | 55.78% | East Reserve Margin | 39.97% | 52.08% | 43.82% | 52.26% | 53.96% | 53.32% | 54.67% | 48.43% | 58.77% | 60.48% | 55.78%
West | [21 empty] | West
Coal | 147.0006 | 147.2008 | 147.2008 | 147.2008 | 147.2008 | 0 | 0 | 0 | 0 | 0 | 0 | 0 | 0 | 0 | 0 | 0 | 0 | 0 | 0 | 0 | 0 | Coal | 0 | 0 | 0 | 0 | 0 | 0 | 0 | 0 | 0 | 0 | 0
Gas | 734.8046 | 734.8046 | 734.8046 | 734.8046 | 734.8046 | 734.8046 | 734.8046 | 734.8046 | 734.8046 | 734.8046 | 734.8046 | 734.8046 | 734.8046 | 734.8046 | 734.8046 | 734.8046 | 734.8046 | 734.8046 | 734.8046 | 734.8046 | 734.8046 | Gas | 734.8046 | 734.8046 | 734.8046 | 734.8046 | 734.8046 | 734.8046 | 734.8046 | 734.8046 | 734.8046 | 734.8046 | 734.8046
Hydroelectric | 726.3132 | 726.3132 | 726.3132 | 726.3132 | 726.3132 | 726.3132 | 726.3132 | 726.3132 | 726.3132 | 726.3132 | 726.3132 | 726.3132 | 726.3132 | 726.3132 | 726.3132 | 726.3132 | 726.3132 | 726.3132 | 726.3132 | 726.3132 | 726.3132 | Hydroelectric | 726.3132 | 726.3132 | 726.3132 | 726.3132 | 726.3132 | 726.3132 | 726.3132 | 726.3132 | 726.3132 | 726.3132 | 726.3132
Wind | 63.6003 | 61.2555 | 58.8644 | 56.5534 | 54.2592 | 51.9195 | 49.6591 | 47.3537 | 45.1272 | 42.962 | 40.7058 | 38.5279 | 36.3667 | 34.1619 | 32.0345 | 29.9239 | 27.7706 | 25.6938 | 23.6339 | 21.5319 | 19.5058 | Wind | 40.7058 | 38.5279 | 36.3667 | 34.1619 | 32.0345 | 29.9239 | 27.7706 | 25.6938 | 23.6339 | 21.5319 | 19.5058
Solar | 1.3997 | 1.3535 | 1.3059 | 1.2597 | 1.2135 | 1.1659 | 0 | 0 | 0 | 0 | 0 | 0 | 0 | 0 | 0 | 0 | 0 | 0 | 0 | 0 | 0 | Solar | 0 | 0 | 0 | 0 | 0 | 0 | 0 | 0 | 0 | 0 | 0
Other Renewable | 0 | 0 | 0 | 0 | 0 | 0 | 0 | 0 | 0 | 0 | 0 | 0 | 0 | 0 | 0 | 0 | 0 | 0 | 0 | 0 | 0 | Other Renewable | 0 | 0 | 0 | 0 | 0 | 0 | 0 | 0 | 0 | 0 | 0
Storage | 0 | 0 | 0 | 0 | 0 | 0 | 0 | 0 | 0 | 0 | 0 | 0 | 0 | 0 | 0 | 0 | 0 | 0 | 0 | 0 | 0 | Storage | 0 | 0 | 0 | 0 | 0 | 0 | 0 | 0 | 0 | 0 | 0
Purchase | 0 | 0 | 0 | 0 | 0 | 0 | 0 | 0 | 0 | 0 | 0 | 0 | 0 | 0 | 0 | 0 | 0 | 0 | 0 | 0 | 0 | Purchase | 0 | 0 | 0 | 0 | 0 | 0 | 0 | 0 | 0 | 0 | 0
Qualifying Facilities | 68.2535 | 67.6891 | 60.4992 | 60.1143 | 57.2729 | 56.3126 | 56.0573 | 55.2721 | 55.1668 | 54.8467 | 54.5114 | 52.8171 | 52.5059 | 52.2151 | 50.9144 | 50.7326 | 49.8462 | 49.6535 | 49.4025 | 48.9028 | 48.873 | Qualifying Facilities | 54.5114 | 52.8171 | 52.5059 | 52.2151 | 50.9144 | 50.7326 | 49.8462 | 49.6535 | 49.4025 | 48.9028 | 48.873
Demand Response | 0 | 0 | 0 | 0 | 0 | 0 | 0 | 0 | 0 | 0 | 0 | 0 | 0 | 0 | 0 | 0 | 0 | 0 | 0 | 0 | 0 | Demand Response | 0 | 0 | 0 | 0 | 0 | 0 | 0 | 0 | 0 | 0 | 0
Transfers | 1600 | 1600 | 1281.1959 | 1299.4257 | 1403.1468 | 1600 | 1600 | 1175.8363 | 1225.2248 | 1002.2211 | 910.5547 | 1183.1804 | 1390.2999 | 788.7283 | 926.8307 | 937.7649 | 950.4883 | 1005.5199 | 964.5892 | 865.3117 | 921.067 | Transfers | 910.5547 | 1183.1804 | 1390.2999 | 788.7283 | 926.8307 | 937.7649 | 950.4883 | 1005.5199 | 964.5892 | 865.3117 | 921.067
West Existing Resources | 3341.3719 | 3338.6167 | 3010.1839 | 3025.6717 | 3124.211 | 3170.5158 | 3166.8343 | 2739.58 | 2786.6367 | 2561.1476 | 2466.8897 | 2735.6432 | 2940.2902 | 2336.2232 | 2470.8975 | 2479.5392 | 2489.2229 | 2541.9851 | 2498.7434 | 2396.8642 | 2450.5636 | West Existing Resources | 2466.8897 | 2735.6432 | 2940.2902 | 2336.2232 | 2470.8975 | 2479.5392 | 2489.2229 | 2541.9851 | 2498.7434 | 2396.8642 | 2450.5636
Additional Proxy/Short-Term Purchases | 0 | 0 | 0 | 0 | 0 | 0 | 0 | 0 | 0 | 0 | 0 | 0 | 0 | 0 | 0 | 0 | 0 | 0 | 0 | 0 | 0 | Additional Proxy/Short-Term Purchases | 0 | 0 | 0 | 0 | 0 | 0 | 0 | 0 | 0 | 0 | 0
Hydrogen Storage Peaker | 0 | 0 | 0 | 0 | 0 | 0 | 0 | 0 | 0 | 0 | 0 | 0 | 0 | 0 | 0 | 0 | 0 | 0 | 0 | 0 | 0 | Hydrogen Storage Peaker | 0 | 0 | 0 | 0 | 0 | 0 | 0 | 0 | 0 | 0 | 0
Gas | 0 | 0 | 0 | 0 | 0 | 0 | 0 | 0 | 0 | 0 | 0 | 0 | 0 | 0 | 0 | 0 | 0 | 0 | 0 | 0 | 0 | Gas | 0 | 0 | 0 | 0 | 0 | 0 | 0 | 0 | 0 | 0 | 0
Wind | 0 | 0 | 0.032736 | 0.043472 | 64.3487 | 64.141 | 63.9436 | 111.9025 | 111.442 | 111.0966 | 110.6361 | 110.1756 | 109.757 | 109.2963 | 108.8564 | 108.5095 | 108.0483 | 107.587 | 107.1258 | 106.6645 | 106.2033 | Wind | 110.6361 | 110.1756 | 109.757 | 109.2963 | 108.8564 | 108.5095 | 108.0483 | 107.587 | 107.1258 | 106.6645 | 106.2033
Solar | 0 | 0 | 34.246 | 57.4893 | 55.3813 | 158.4754 | 259.0005 | 339.8745 | 330.6227 | 316.2921 | 300.9294 | 348.8336 | 331.086 | 312.3329 | 294.1227 | 275.9124 | 273.5753 | 254.202 | 234.8286 | 214.8682 | 195.4948 | Solar | 300.9294 | 348.8336 | 331.086 | 312.3329 | 294.1227 | 275.9124 | 273.5753 | 254.202 | 234.8286 | 214.8682 | 195.4948
Storage | 0 | 0 | 1102.3043 | 1197.0678 | 1179.6192 | 1199.6222 | 1181.9198 | 1537.9124 | 1516.7224 | 1770.4319 | 1893.0014 | 1864.5651 | 1845.2894 | 2020.7592 | 1997.0975 | 2026.9735 | 2075.8788 | 2411.724 | 2564.1103 | 2722.233 | 2685.4216 | Storage | 1893.0014 | 1864.5651 | 1845.2894 | 2020.7592 | 1997.0975 | 2026.9735 | 2075.8788 | 2411.724 | 2564.1103 | 2722.233 | 2685.4216
Nuclear | 0 | 0 | 0 | 0 | 0 | 0 | 0 | 0 | 0 | 0 | 0 | 0 | 0 | 0 | 0 | 0 | 0 | 0 | 0 | 0 | 0 | Nuclear | 0 | 0 | 0 | 0 | 0 | 0 | 0 | 0 | 0 | 0 | 0
Demand Response | 0 | 6.3658 | 9.3943 | 42.226 | 43.858 | 44.2044 | 48.0791 | 48.8986 | 48.8986 | 49.8316 | 50.1009 | 50.1292 | 85.3872 | 106.8983 | 108.2956 | 127.5096 | 138.0814 | 140.7511 | 142.2427 | 169.6275 | 175.055 | Demand Response | 50.1009 | 50.1292 | 85.3872 | 106.8983 | 108.2956 | 127.5096 | 138.0814 | 140.7511 | 142.2427 | 169.6275 | 175.055
West Planned Resources | 0 | 6.3658 | 1145.9774 | 1296.8265 | 1343.2072 | 1466.443 | 1552.9429 | 2038.5879 | 2007.6856 | 2247.6522 | 2354.6678 | 2373.7034 | 2371.5197 | 2549.2868 | 2508.3722 | 2538.905 | 2595.5839 | 2914.2641 | 3048.3074 | 3213.3932 | 3162.1747 | West Planned Resources | 2354.6678 | 2373.7034 | 2371.5197 | 2549.2868 | 2508.3722 | 2538.905 | 2595.5839 | 2914.2641 | 3048.3074 | 3213.3932 | 3162.1747
West Total Resources | 3341.3719 | 3344.9825 | 4156.1613 | 4322.4982 | 4467.4181 | 4636.9588 | 4719.7772 | 4778.1678 | 4794.3222 | 4808.7997 | 4821.5575 | 5109.3466 | 5311.8099 | 4885.5099 | 4979.2697 | 5018.4443 | 5084.8068 | 5456.2492 | 5547.0508 | 5610.2574 | 5612.7383 | West Total Resources | 4821.5575 | 5109.3466 | 5311.8099 | 4885.5099 | 4979.2697 | 5018.4443 | 5084.8068 | 5456.2492 | 5547.0508 | 5610.2574 | 5612.7383
Load | 3710.818 | 3577.393 | 3676.451 | 3859.04 | 4025.111 | 4477.539 | 4540.992 | 4421.062 | 4476.606 | 4526.047 | 4772.71 | 4919.522 | 4988.97 | 4940.956 | 5061.658 | 5136.461 | 5276.094 | 5288.997 | 5397.843 | 5344.656 | 5467.211 | Load | 4772.71 | 4919.522 | 4988.97 | 4940.956 | 5061.658 | 5136.461 | 5276.094 | 5288.997 | 5397.843 | 5344.656 | 5467.211
Distributed Generation | -0.246 | -0.41 | -0.59 | -0.78 | -0.987 | -1.211 | -1.445 | -1.68 | -1.916 | -2.133 | -2.326 | -2.501 | -2.683 | -2.852 | -3.019 | -3.175 | -3.346 | -3.508 | -3.67 | -3.829 | -3.996 | Distributed Generation | -2.326 | -2.501 | -2.683 | -2.852 | -3.019 | -3.175 | -3.346 | -3.508 | -3.67 | -3.829 | -3.996
Energy Efficiency | -45.4971 | -78.6524 | -117.5037 | -157.491 | -199.2797 | -246.2259 | -236.4005 | -328.4849 | -369.9621 | -406.7909 | -642.3382 | -542.5804 | -438.5046 | -755.3044 | -795.5656 | -836.6728 | -919.3175 | -614.0428 | -644.9857 | -537.5244 | -657.7884 | Energy Efficiency | -642.3382 | -542.5804 | -438.5046 | -755.3044 | -795.5656 | -836.6728 | -919.3175 | -614.0428 | -644.9857 | -537.5244 | -657.7884
West Total obligation | 3665.0749 | 3498.3306 | 3558.3573 | 3700.769 | 3824.8443 | 4230.1021 | 4303.1465 | 4090.8971 | 4104.7279 | 4117.1231 | 4128.0458 | 4374.4406 | 4547.7824 | 4182.7996 | 4263.0734 | 4296.6132 | 4353.4305 | 4671.4462 | 4749.1873 | 4803.3026 | 4805.4266 | West Total obligation | 4128.0458 | 4374.4406 | 4547.7824 | 4182.7996 | 4263.0734 | 4296.6132 | 4353.4305 | 4671.4462 | 4749.1873 | 4803.3026 | 4805.4266
West Reserve Margin | -8.832% | -4.383% | 16.8% | 16.8% | 16.8% | 9.618% | 9.682% | 16.8% | 16.8% | 16.8% | 16.8% | 16.8% | 16.8% | 16.8% | 16.8% | 16.8% | 16.8% | 16.8% | 16.8% | 16.8% | 16.8% | West Reserve Margin | 16.8% | 16.8% | 16.8% | 16.8% | 16.8% | 16.8% | 16.8% | 16.8% | 16.8% | 16.8% | 16.8%
System | [21 empty] | System
Total Resources | 11403.5403 | 11235.0759 | 12350.1345 | 12483.6587 | 12596.4021 | 13397.4235 | 13530.6173 | 13980.4099 | 13912.9418 | 14161.3236 | 14241.3537 | 15155.2499 | 15018.3695 | 15385.7016 | 15700.3588 | 15830.3097 | 16086.2934 | 16360.8775 | 16868.8923 | 17232.174 | 17223.0135 | Total Resources | 14241.3537 | 15155.2499 | 15018.3695 | 15385.7016 | 15700.3588 | 15830.3097 | 16086.2934 | 16360.8775 | 16868.8923 | 17232.174 | 17223.0135
Obligation | 9324.085 | 9479.2954 | 9554.9061 | 9901.5171 | 10267.7262 | 10536.5287 | 10762.2038 | 10707.6317 | 10706.1849 | 10809.7324 | 10858.1104 | 10980.2754 | 11297.0706 | 11078.9597 | 11226.7862 | 11348.3535 | 11466.2609 | 12018.3323 | 11879.9654 | 12045.3754 | 12258.1994 | Obligation | 10858.1104 | 10980.2754 | 11297.0706 | 11078.9597 | 11226.7862 | 11348.3535 | 11466.2609 | 12018.3323 | 11879.9654 | 12045.3754 | 12258.1994
Planning Reserves (16.8%) | 1566.4463 | 1592.5216 | 1605.2242 | 1663.4549 | 1724.978 | 1770.1368 | 1808.0502 | 1798.8821 | 1798.6391 | 1816.035 | 1824.1626 | 1844.6863 | 1897.9079 | 1861.2652 | 1886.1001 | 1906.5234 | 1926.3318 | 2019.0798 | 1995.8342 | 2023.6231 | 2059.3775 | Planning Reserves (16.8%) | 1563.5679 | 1581.1597 | 1626.7782 | 1595.3702 | 1616.6572 | 1634.1629 | 1651.1416 | 1730.6399 | 1710.715 | 1734.5341 | 1765.1807
Obligation + Reserves | 10890.5313 | 11071.8171 | 11160.1303 | 11564.972 | 11992.7042 | 12306.6655 | 12570.254 | 12506.5138 | 12504.8239 | 12625.7675 | 12682.273 | 12824.9617 | 13194.9784 | 12940.2249 | 13112.8863 | 13254.8769 | 13392.5927 | 14037.4121 | 13875.7996 | 14068.9985 | 14317.5769 | Obligation + Reserves | 12421.6783 | 12561.435 | 12923.8487 | 12674.3299 | 12843.4435 | 12982.5164 | 13117.4025 | 13748.9721 | 13590.6804 | 13779.9095 | 14023.3801
System Position | 513.009 | 163.2588 | 1190.0042 | 918.6868 | 603.6979 | 1090.758 | 960.3633 | 1473.8961 | 1408.1179 | 1535.5562 | 1559.0807 | 2330.2882 | 1823.3911 | 2445.4768 | 2587.4725 | 2575.4329 | 2693.7007 | 2323.4653 | 2993.0927 | 3163.1755 | 2905.4367 | System Position | 1819.6753 | 2593.8148 | 2094.5208 | 2711.3718 | 2856.9153 | 2847.7934 | 2968.891 | 2611.9053 | 3278.2119 | 3452.2645 | 3199.6334
Reserve Margin | 22.3% | 18.52% | 29.25% | 26.08% | 22.68% | 27.15% | 25.72% | 30.56% | 29.95% | 31.01% | 31.16% | 38.02% | 32.94% | 38.87% | 39.85% | 39.49% | 40.29% | 36.13% | 41.99% | 43.06% | 40.5% | Reserve Margin | 31.16% | 38.02% | 32.94% | 38.87% | 39.85% | 39.49% | 40.29% | 36.13% | 41.99% | 43.06% | 40.5%
West Shortage w/o transfers | -2539.4356 | -2341.0677 | -1281.1959 | -1299.4257 | -1403.1468 | -1903.8004 | -1906.2979 | -1175.8363 | -1225.2248 | -1002.2211 | -910.5547 | -1183.1804 | -1390.2999 | -788.7283 | -926.8307 | -937.7649 | -950.4883 | -1005.5199 | -964.5892 | -865.3117 | -921.067
Max East Transfer | -1600 | -1600 | -1600 | -1600 | -1600 | -1600 | -1600 | -1600 | -1600 | -1600 | -1600 | -1600 | -1600 | -1600 | -1600 | -1600 | -1600 | -1600 | -1600 | -1600 | -1600
Validation to ST WRAP Summary
ST Obligation | 10890.5313 | 11071.8171 | 11160.1303 | 11564.972 | 11992.7042 | 12306.6655 | 12570.254 | 12506.5138 | 12504.8239 | 12625.7675 | 12682.273 | 12824.9617 | 13194.9784 | 12940.2249 | 13112.8863 | 13254.8769 | 13392.5927 | 14037.4121 | 13875.7996 | 14068.9985 | 14317.5769
L&R Obligation | 10890.5313 | 11071.8171 | 11160.1303 | 11564.972 | 11992.7042 | 12306.6655 | 12570.254 | 12506.5138 | 12504.8239 | 12625.7675 | 12682.273 | 12824.9617 | 13194.9784 | 12940.2249 | 13112.8863 | 13254.8769 | 13392.5927 | 14037.4121 | 13875.7996 | 14068.9985 | 14317.5769
| 0 | 0 | 0 | 0 | 0 | 0 | 0 | 0 | 0 | 0 | 0 | 0 | 0 | 0 | 0 | 0 | 0 | 0 | 0 | 0 | 0
ST Resources | 11404.9903 | 11236.5259 | 12351.7845 | 12485.3087 | 12598.0521 | 13399.0735 | 13532.2673 | 13982.0599 | 13914.5918 | 14162.9736 | 14243.0037 | 15156.8999 | 15020.2195 | 15387.5517 | 15702.2088 | 15832.1597 | 16088.1434 | 16362.7275 | 16870.7423 | 17234.024 | 17224.8635
L&R Resources (less MKT) | 11403.5403 | 11235.0759 | 12350.1345 | 12483.6587 | 12596.4021 | 13397.4235 | 13530.6173 | 13980.4099 | 13912.9418 | 14161.3236 | 14241.3537 | 15155.2499 | 15018.3695 | 15385.7016 | 15700.3588 | 15830.3097 | 16086.2934 | 16360.8775 | 16868.8923 | 17232.174 | 17223.0135
Delta | -1.45 | -1.45 | -1.65 | -1.65 | -1.65 | -1.65 | -1.65 | -1.65 | -1.65 | -1.65 | -1.65 | -1.65 | -1.85 | -1.85 | -1.85 | -1.85 | -1.85 | -1.85 | -1.85 | -1.85 | -1.85
DSM | -108.896 | -194.5916 | -291.8839 | -400.7529 | -510.5378 | -631.6473 | -638.9462 | -856.3753 | -982.4941 | -1101.3616 | -1222.1926 | -1433.5496 | -1272.5334 | -1578.8543 | -1674.7488 | -1762.5215 | -1961.0521 | -1592.9527 | -1949.7626 | -1805.6706 | -1853.2836
Pre DSM Load | 10999.4273 | 11266.4086 | 11452.0142 | 11965.7249 | 12503.242 | 12938.3128 | 13209.2002 | 13362.8891 | 13487.3181 | 13727.129 | 13904.4656 | 14258.5113 | 14467.5119 | 14519.0792 | 14787.6351 | 15017.3984 | 15353.6448 | 15630.3648 | 15825.5622 | 15874.6691 | 16170.8605

## (Fig 6.2) Contract Chart
Figure 6.2 – Contract Summer Capacity in the 2025 IRP Load and Resource Balance
| 7 | Row Labels
Existing, Proxy, Sale, Purch | ResourceMixChart1 |  | 2025 | 2026 | 2027 | 2028 | 2029 | 2030 | 2031 | 2032 | 2033 | 2034 | 2035 | 2036 | 2037 | 2038 | 2039 | 2040 | 2041 | 2042 | 2043 | 2044 | 2045
PC | Contracts | Hydroelectric | 127.296 | 127.296 | 127.296 | 127.296 | 127.296 | 127.296 | 127.296 | 127.296 | 127.296 | 127.296 | 127.296 | 127.296 | 127.296 | 127.296 | 127.296 | 127.296 | 127.296 | 127.296 | 127.296 | 127.296 | 127.296
Existing - Demand Response | Contracts | Demand Response | 364.7091 | 359.0537 | 353.763 | 348.1076 | 342.4522 | 336.7969 | 331.5062 | 325.8508 | 320.1954 | 314.9047 | 309.2494 | 303.594 | 297.9986 | 292.6479 | 286.9925 | 281.3372 | 276.0465 | 270.3911 | 264.7357 | 259.1403 | 253.7897
| Contracts | Purchase | 0 | 0 | 0 | 0 | 0 | 0 | 0 | 0 | 0 | 0 | 0 | 0 | 0 | 0 | 0 | 0 | 0 | 0 | 0 | 0 | 0
| QF | Qualifying Facilities | 642.3447 | 627.7393 | 607.5173 | 593.3329 | 575.2246 | 561.8083 | 546.9328 | 526.3785 | 507.4222 | 492.6444 | 478.8527 | 462.0891 | 382.9236 | 369.4217 | 355.2971 | 340.3823 | 328.6106 | 317.3839 | 289.2604 | 278.6086 | 269.8248
| Sale | Sale | 0 | 0 | 0 | 0 | 0 | 0 | 0 | 0 | 0 | 0 | 0 | 0 | 0 | 0 | 0 | 0 | 0 | 0 | 0 | 0 | 0
PC | Solar | Solar | 411.7065 | 566.2353 | 552.9896 | 538.0696 | 524.3482 | 511.1374 | 493.0434 | 479.4757 | 466.3557 | 452.7879 | 439.2202 | 426.1631 | 384.1405 | 371.4698 | 359.2707 | 346.5999 | 313.3011 | 301.7285 | 290.6517 | 257.0259 | 246.37
PC | Wind | Wind | 246.0631 | 224.4031 | 217.933 | 211.2319 | 204.7295 | 188.6126 | 168.0849 | 162.4146 | 156.6067 | 150.9363 | 145.266 | 139.628 | 133.7877 | 128.1174 | 122.4793 | 116.809 | 80.6528 | 76.5285 | 72.5492 | 68.5375 | 64.5259
|  | Grand Total | 1792.1193 | 1904.7274 | 1859.4989 | 1818.0381 | 1774.0505 | 1725.6512 | 1666.8633 | 1621.4155 | 1577.8759 | 1538.5694 | 1499.8843 | 1458.7701 | 1326.1464 | 1288.9528 | 1251.3356 | 1212.4244 | 1125.907 | 1093.328 | 1044.493 | 990.6083 | 961.8064
|  |  | 2025 | 2026 | 2027 | 2028 | 2029 | 2030 | 2031 | 2032 | 2033 | 2034 | 2035 | 2036 | 2037 | 2038 | 2039 | 2040 | 2041 | 2042 | 2043 | 2044 | 2045
|  | Sale | 0 | 0 | 0 | 0 | 0 | 0 | 0 | 0 | 0 | 0 | 0 | 0 | 0 | 0 | 0 | 0 | 0 | 0 | 0 | 0 | 0
|  | Hydro | 127.296 | 127.296 | 127.296 | 127.296 | 127.296 | 127.296 | 127.296 | 127.296 | 127.296 | 127.296 | 127.296 | 127.296 | 127.296 | 127.296 | 127.296 | 127.296 | 127.296 | 127.296 | 127.296 | 127.296 | 127.296
|  | Demand Response | 364.7091 | 359.0537 | 353.763 | 348.1076 | 342.4522 | 336.7969 | 331.5062 | 325.8508 | 320.1954 | 314.9047 | 309.2494 | 303.594 | 297.9986 | 292.6479 | 286.9925 | 281.3372 | 276.0465 | 270.3911 | 264.7357 | 259.1403 | 253.7897
|  | Purchase | 0 | 0 | 0 | 0 | 0 | 0 | 0 | 0 | 0 | 0 | 0 | 0 | 0 | 0 | 0 | 0 | 0 | 0 | 0 | 0 | 0
|  | Qualifying Facilities | 642.3447 | 627.7393 | 607.5173 | 593.3329 | 575.2246 | 561.8083 | 546.9328 | 526.3785 | 507.4222 | 492.6444 | 478.8527 | 462.0891 | 382.9236 | 369.4217 | 355.2971 | 340.3823 | 328.6106 | 317.3839 | 289.2604 | 278.6086 | 269.8248
|  | Solar | 411.7065 | 566.2353 | 552.9896 | 538.0696 | 524.3482 | 511.1374 | 493.0434 | 479.4757 | 466.3557 | 452.7879 | 439.2202 | 426.1631 | 384.1405 | 371.4698 | 359.2707 | 346.5999 | 313.3011 | 301.7285 | 290.6517 | 257.0259 | 246.37
|  | Wind | 246.0631 | 224.4031 | 217.933 | 211.2319 | 204.7295 | 188.6126 | 168.0849 | 162.4146 | 156.6067 | 150.9363 | 145.266 | 139.628 | 133.7877 | 128.1174 | 122.4793 | 116.809 | 80.6528 | 76.5285 | 72.5492 | 68.5375 | 64.5259
|  | Net Position | 1792.1193 | 1904.7274 | 1859.4989 | 1818.0381 | 1774.0505 | 1725.6512 | 1666.8633 | 1621.4155 | 1577.8759 | 1538.5694 | 1499.8843 | 1458.7701 | 1326.1464 | 1288.9528 | 1251.3356 | 1212.4244 | 1125.907 | 1093.328 | 1044.493 | 990.6083 | 961.8064

## (Fig 6.3) EE Chart
|  | 2025 | 2026 | 2027 | 2028 | 2029 | 2030 | 2031 | 2032 | 2033 | 2034 | 2035 | 2036 | 2037 | 2038 | 2039 | 2040 | 2041 | 2042 | 2043 | 2044 | 2045
| East | -91.8116 | -190.5901 | -233.9164 | -345.7376 | -457.232 | -566.2161 | -561.0964 | -851.6108 | -880.3125 | -996.3442 | -1109.8034 | -1151.0693 | -1023.5833 | -1332.5629 | -1461.6636 | -1515.1708 | -1580.4693 | -1315.1427 | -1561.8063 | -1582.8009 | -1613.0427
| West | -63.0077 | -40.8905 | -123.2818 | -156.7491 | -191.0734 | -227.353 | -231.4863 | -229.4434 | -333.5186 | -364.027 | -393.6877 | -426.0595 | -378.305 | -501.5296 | -457.0054 | -460.8459 | -474.5026 | -398.6092 | -472.5505 | -462.9059 | -471.4922
Figure 6.3 – Energy Efficiency Peak Contribution in Summer Capacity Load and Resource Balance (reduction to load)

## Peak Loads
Source: | \\pacificorp.us\dfs\PDXCO\PaR\2025 IRP\02. Position - L&R\ST Cost Summary -25I.LP.ST.r21.Base.EP.2409MN.Integrated.105981 (LT. 105981 - 105986) v75.3.xlsb
SUMMER Coincident Peaks (2025 IRP (Aug Vintage)) (MW) | [6 empty] | Column HE (OR WRAP Load) |  |  | SUMMER Peak Dates (2025 IRP (Aug Vintage)) |  |  |  | WINTER Coincident Peaks (2025 IRP (Aug Vintage)) (MW) | [6 empty] | Removed LongHorn |  |  | WINTER Peak Dates (2025 IRP (Aug Vintage)) |  |  |  |  | New DSM Summer Peak |  |  | New DSM Winter Peak
Year | OR | WA | CA | UT | WY | ID | WEST | EAST | TOTAL | Month | Day | Hour | Date | Year | OR | WA | CA | UT | WY | ID | WEST | EAST | TOTAL | Month | Day | Hour | Date | Before PG | WEST | EAST | TOTAL | WEST | EAST | TOTAL
2025 | [6 empty] | 3622.67 | 7577.012 | 11199.682 | 7 | 15 | 15 | 2025-07-15 15:00 | 2025 | [6 empty] | 3710.572 | 5722.409 | 9432.981 | 12 | 17 | 7 | 2025-12-17 07:00 |  | 63.0077 | 91.8116 | 154.8193 | 45.4971 | 63.3989 | 108.896
2026 | [6 empty] | 3772.348 | 7803.869 | 11576.217 | 7 | 21 | 15 | 2026-07-21 15:00 | 2026 | [6 empty] | 3576.983 | 6096.904 | 9673.887 | 12 | 23 | 17 | 2026-12-23 17:00 | 11772.632 | 40.8905 | 190.5901 | 231.4806 | 78.6524 | 115.9392 | 194.5916
2027 | [6 empty] | 3862.937 | 7765.859 | 11628.796 | 7 | 20 | 16 | 2027-07-20 16:00 | 2027 | [6 empty] | 3675.861 | 6170.929 | 9846.79 | 12 | 22 | 17 | 2027-12-22 17:00 | 11890.267 | 123.2818 | 233.9164 | 357.1982 | 117.5037 | 174.3802 | 291.8839
2028 | [6 empty] | 4022.686 | 7996.678 | 12019.364 | 7 | 18 | 16 | 2028-07-18 16:00 | 2028 | [6 empty] | 3858.26 | 6444.01 | 10302.27 | 12 | 20 | 17 | 2028-12-20 17:00 | 12351.732 | 156.7491 | 345.7376 | 502.4868 | 157.491 | 243.2619 | 400.7529
2029 | [6 empty] | 4146.261 | 8381.411 | 12527.672 | 7 | 17 | 16 | 2029-07-17 16:00 | 2029 | [6 empty] | 4024.124 | 6754.14 | 10778.264 | 12 | 19 | 17 | 2029-12-19 17:00 | 12937.468 | 191.0734 | 457.232 | 648.3054 | 199.2797 | 311.2581 | 510.5378
2030 | [6 empty] | 4329.492 | 8514.129 | 12843.621 | 7 | 16 | 16 | 2030-07-16 16:00 | 2030 | [6 empty] | 4476.328 | 6691.848 | 11168.176 | 12 | 18 | 7 | 2030-12-18 07:00 | 13336.79 | 227.353 | 566.2161 | 793.5691 | 246.2259 | 385.4214 | 631.6473
2031 | [6 empty] | 4426.641 | 8650.264 | 13076.905 | 7 | 15 | 16 | 2031-07-15 16:00 | 2031 | [6 empty] | 4539.547 | 6861.603 | 11401.15 | 12 | 17 | 7 | 2031-12-17 07:00 | 13659.011 | 231.4863 | 561.0964 | 792.5827 | 236.4005 | 402.5457 | 638.9462
2032 | [6 empty] | 4615.144 | 8876.185 | 13491.329 | 7 | 20 | 16 | 2032-07-20 16:00 | 2032 | [6 empty] | 4419.382 | 7144.625 | 11564.007 | 12 | 22 | 17 | 2032-12-22 17:00 | 14162.752 | 229.4434 | 851.6108 | 1081.0542 | 328.4849 | 527.8904 | 856.3753
2033 | [6 empty] | 4701.976 | 8820.014 | 13521.99 | 7 | 19 | 17 | 2033-07-19 17:00 | 2033 | [6 empty] | 4474.69 | 7213.989 | 11688.679 | 12 | 21 | 17 | 2033-12-21 17:00 | 14280.829 | 333.5186 | 880.3125 | 1213.8311 | 369.9621 | 612.5321 | 982.4941
2034 | [6 empty] | 4739.763 | 8930.145 | 13669.908 | 7 | 18 | 17 | 2034-07-18 17:00 | 2034 | [6 empty] | 4523.914 | 7387.18 | 11911.094 | 12 | 20 | 17 | 2034-12-20 17:00 | 14171.524 | 364.027 | 996.3442 | 1360.3712 | 406.7909 | 694.5707 | 1101.3616
2035 | [6 empty] | 4781.692 | 9025.559 | 13807.251 | 7 | 17 | 17 | 2035-07-17 17:00 | 2035 | [6 empty] | 4770.384 | 7309.919 | 12080.303 | 12 | 19 | 7 | 2035-12-19 07:00 | 14355.194 | 393.6877 | 1109.8034 | 1503.4911 | 642.3382 | 579.8544 | 1222.1926
2036 | [6 empty] | 4831.676 | 9141.317 | 13972.993 | 7 | 15 | 17 | 2036-07-15 17:00 | 2036 | [6 empty] | 4917.021 | 7496.804 | 12413.825 | 12 | 17 | 7 | 2036-12-17 07:00 | 14565.462 | 426.0595 | 1151.0693 | 1577.1288 | 542.5804 | 890.9692 | 1433.5496
2037 | [6 empty] | 4890.097 | 9321.451 | 14211.548 | 7 | 14 | 17 | 2037-07-14 17:00 | 2037 | [6 empty] | 4986.287 | 7583.317 | 12569.604 | 12 | 16 | 7 | 2037-12-16 07:00 | 14848.763 | 378.305 | 1023.5833 | 1401.8883 | 438.5046 | 834.0289 | 1272.5334
2038 | [6 empty] | 4982.864 | 9461.069 | 14443.933 | 7 | 20 | 17 | 2038-07-20 17:00 | 2038 | [6 empty] | 4938.104 | 7719.71 | 12657.814 | 12 | 22 | 7 | 2038-12-22 07:00 | 15124.495 | 501.5296 | 1332.5629 | 1834.0925 | 755.3044 | 823.5499 | 1578.8543
2039 | [6 empty] | 5037.85 | 9579.981 | 14617.831 | 7 | 19 | 17 | 2039-07-19 17:00 | 2039 | [6 empty] | 5058.639 | 7842.896 | 12901.535 | 12 | 21 | 7 | 2039-12-21 07:00 | 15340.929 | 457.0054 | 1461.6636 | 1918.669 | 795.5656 | 879.1831 | 1674.7488
2040 | [6 empty] | 5095.955 | 9671.501 | 14767.456 | 7 | 17 | 17 | 2040-07-17 17:00 | 2040 | [6 empty] | 5133.286 | 7977.589 | 13110.875 | 12 | 19 | 7 | 2040-12-19 07:00 | 15531.08 | 460.8459 | 1515.1708 | 1976.0167 | 836.6728 | 925.8488 | 1762.5215
2041 | [6 empty] | 5148.304 | 9782.178 | 14930.482 | 7 | 16 | 17 | 2041-07-16 17:00 | 2041 | [6 empty] | 5272.748 | 8154.565 | 13427.313 | 12 | 18 | 7 | 2041-12-18 07:00 | 15736.342 | 474.5026 | 1580.4693 | 2054.9719 | 919.3175 | 1041.7346 | 1961.0521
2042 | [6 empty] | 5210.373 | 9896.017 | 15106.39 | 7 | 15 | 17 | 2042-07-15 17:00 | 2042 | [6 empty] | 5285.489 | 8325.796 | 13611.285 | 12 | 17 | 6 | 2042-12-17 06:00 | 15952.686 | 398.6092 | 1315.1427 | 1713.7519 | 614.0428 | 978.9099 | 1592.9527
2043 | [6 empty] | 5383.012 | 10054.038 | 15437.05 | 7 | 21 | 17 | 2043-07-21 17:00 | 2043 | [6 empty] | 5394.173 | 8435.555 | 13829.728 | 12 | 23 | 7 | 2043-12-23 07:00 | 16323.23 | 472.5505 | 1561.8063 | 2034.3568 | 644.9857 | 1304.7769 | 1949.7626
2044 | [6 empty] | 5360.282 | 10110.369 | 15470.651 | 7 | 19 | 17 | 2044-07-19 17:00 | 2044 | [6 empty] | 5340.827 | 8510.219 | 13851.046 | 12 | 21 | 7 | 2044-12-21 07:00 | 16395.686 | 462.9059 | 1582.8009 | 2045.7069 | 537.5244 | 1268.1461 | 1805.6706
2045 | [6 empty] | 5426.082 | 10222.795 | 15648.877 | 7 | 18 | 17 | 2045-07-18 17:00 | 2045 | [6 empty] | 5463.215 | 8648.268 | 14111.483 | 12 | 20 | 7 | 2045-12-20 07:00 | 16613.219 | 471.4922 | 1613.0427 | 2084.535 | 657.7884 | 1195.4952 | 1853.2836
PG at SUMMER Coincident Peak (2025 IRP (Aug Vintage)) (MW) | [9 empty] | SUMMER Peak Dates (2025 IRP (Aug Vintage)) |  |  |  | PG at WINTER Coincident Peak (2025 IRP (Aug Vintage)) (MW) | [9 empty] | WINTER Peak Dates (2025 IRP (Aug Vintage))
Year | OR | WA | CA | UT | WY | ID | WEST | EAST | TOTAL | Month | Day | Hour | Date | Year | OR | WA | CA | UT | WY | ID | WEST | EAST | TOTAL | Month | Day | Hour | Date
2025 | 40.037 | 7.674 | 1.247 | 147.527 | 1.324 | 7.738 | 48.958 | 156.589 | 205.547 | 7 | 21 | 16 | 2026-07-21 | 2025 | 0.211 | 0 | 0.035 | 0.434 | 0.061 | 0.819 | 0.246 | 1.314 | 1.56 | 12 | 23 | 18 | 2026-12-23
2026 | 44.675 | 7.801 | 1.25 | 132.318 | 1.297 | 9.074 | 53.726 | 142.689 | 196.415 | 7 | 20 | 17 | 2027-07-20 | 2026 | 0.356 | 0.001 | 0.053 | 0.704 | 0.099 | 1.321 | 0.41 | 2.124 | 2.534 | 12 | 22 | 18 | 2027-12-22
2027 | 62.566 | 10.835 | 1.679 | 171.529 | 1.873 | 12.989 | 75.08 | 186.391 | 261.471 | 7 | 19 | 17 | 2028-07-19 | 2027 | 0.512 | 0.006 | 0.072 | 0.956 | 0.145 | 1.898 | 0.59 | 2.999 | 3.589 | 12 | 21 | 18 | 2028-12-21
2028 | 82.329 | 14.211 | 2.104 | 213.845 | 2.541 | 17.338 | 98.644 | 233.724 | 332.368 | 7 | 17 | 17 | 2029-07-17 | 2028 | 0.672 | 0.017 | 0.091 | 1.187 | 0.201 | 2.526 | 0.78 | 3.914 | 4.694 | 12 | 19 | 18 | 2029-12-19
2029 | 104.019 | 17.853 | 2.548 | 259.721 | 3.411 | 22.244 | 124.42 | 285.376 | 409.796 | 7 | 16 | 17 | 2030-07-16 | 2029 | 0.845 | 0.031 | 0.111 | 1.408 | 0.271 | 3.219 | 0.987 | 4.898 | 5.885 | 12 | 18 | 18 | 2030-12-18
2030 | 127.479 | 21.789 | 3.005 | 308.865 | 4.58 | 27.451 | 152.273 | 340.896 | 493.169 | 7 | 15 | 17 | 2031-07-15 | 2030 | 1.033 | 0.045 | 0.133 | 1.61 | 0.363 | 3.994 | 1.211 | 5.967 | 7.178 | 12 | 17 | 18 | 2031-12-17
2031 | 152.632 | 26.108 | 3.461 | 361.32 | 5.915 | 32.67 | 182.201 | 399.905 | 582.106 | 7 | 21 | 17 | 2032-07-21 | 2031 | 1.229 | 0.061 | 0.155 | 1.796 | 0.475 | 4.81 | 1.445 | 7.081 | 8.526 | 12 | 23 | 18 | 2032-12-23
2032 | 178.128 | 30.952 | 3.914 | 413.441 | 7.38 | 37.608 | 212.994 | 458.429 | 671.423 | 7 | 19 | 17 | 2033-07-19 | 2032 | 1.427 | 0.077 | 0.176 | 1.959 | 0.601 | 5.604 | 1.68 | 8.164 | 9.844 | 12 | 21 | 18 | 2033-12-21
2033 | 203.289 | 36.297 | 4.383 | 463.592 | 8.974 | 42.304 | 243.969 | 514.87 | 758.839 | 7 | 18 | 17 | 2034-07-18 | 2033 | 1.623 | 0.095 | 0.198 | 2.118 | 0.743 | 6.344 | 1.916 | 9.205 | 11.121 | 12 | 20 | 18 | 2034-12-20
2034 | 125.613 | 19.891 | 2.21 | 323.83 | 4.873 | 25.199 | 147.714 | 353.902 | 501.616 | 7 | 17 | 18 | 2035-07-17 | 2034 | 1.802 | 0.113 | 0.218 | 2.257 | 0.89 | 6.931 | 2.133 | 10.078 | 12.211 | 12 | 19 | 18 | 2035-12-19
2035 | 138.065 | 22.198 | 2.404 | 352.519 | 5.594 | 27.163 | 162.667 | 385.276 | 547.943 | 7 | 16 | 18 | 2036-07-16 | 2035 | 1.96 | 0.132 | 0.234 | 2.381 | 1.04 | 7.411 | 2.326 | 10.832 | 13.158 | 12 | 18 | 18 | 2036-12-18
2036 | 150.123 | 24.294 | 2.589 | 380.161 | 6.313 | 28.989 | 177.006 | 415.463 | 592.469 | 7 | 14 | 18 | 2037-07-14 | 2036 | 2.103 | 0.15 | 0.248 | 2.487 | 1.194 | 7.803 | 2.501 | 11.484 | 13.985 | 12 | 16 | 18 | 2037-12-16
2037 | 162.656 | 26.42 | 2.78 | 407.512 | 7.051 | 30.796 | 191.856 | 445.359 | 637.215 | 7 | 20 | 18 | 2038-07-20 | 2037 | 2.251 | 0.171 | 0.261 | 2.594 | 1.359 | 8.139 | 2.683 | 12.092 | 14.775 | 12 | 22 | 18 | 2038-12-22
2038 | 174.847 | 28.451 | 2.966 | 433.993 | 7.785 | 32.52 | 206.264 | 474.298 | 680.562 | 7 | 19 | 18 | 2039-07-19 | 2038 | 2.388 | 0.191 | 0.273 | 2.684 | 1.527 | 8.42 | 2.852 | 12.631 | 15.483 | 12 | 21 | 18 | 2039-12-21
2039 | 186.98 | 30.409 | 3.152 | 459.841 | 8.519 | 34.197 | 220.541 | 502.557 | 723.098 | 7 | 18 | 18 | 2040-07-18 | 2039 | 2.521 | 0.213 | 0.285 | 2.765 | 1.696 | 8.663 | 3.019 | 13.124 | 16.143 | 12 | 20 | 18 | 2040-12-20
2040 | 198.597 | 32.299 | 3.333 | 484.384 | 9.247 | 35.764 | 234.229 | 529.395 | 763.624 | 7 | 16 | 18 | 2041-07-16 | 2040 | 2.644 | 0.235 | 0.296 | 2.83 | 1.866 | 8.86 | 3.175 | 13.556 | 16.731 | 12 | 18 | 18 | 2041-12-18
2041 | 211.041 | 34.201 | 3.524 | 509.677 | 9.986 | 37.431 | 248.766 | 557.094 | 805.86 | 7 | 15 | 18 | 2042-07-15 | 2041 | 2.779 | 0.258 | 0.309 | 2.902 | 2.043 | 9.072 | 3.346 | 14.017 | 17.363 | 12 | 17 | 18 | 2042-12-17
2042 | 222.961 | 36.106 | 3.711 | 533.787 | 10.719 | 39.012 | 262.778 | 583.518 | 846.296 | 7 | 21 | 18 | 2043-07-21 | 2042 | 2.906 | 0.282 | 0.32 | 2.96 | 2.22 | 9.253 | 3.508 | 14.433 | 17.941 | 12 | 23 | 18 | 2043-12-23
2043 | 234.787 | 38.011 | 3.899 | 557.459 | 11.45 | 40.574 | 276.697 | 609.483 | 886.18 | 7 | 20 | 18 | 2044-07-20 | 2043 | 3.032 | 0.307 | 0.331 | 3.012 | 2.4 | 9.425 | 3.67 | 14.837 | 18.507 | 12 | 22 | 18 | 2044-12-22
2044 | 246.382 | 39.854 | 4.087 | 580.466 | 12.158 | 42.088 | 290.323 | 634.712 | 925.035 | 7 | 18 | 18 | 2045-07-18 | 2044 | 3.154 | 0.332 | 0.343 | 3.051 | 2.578 | 9.582 | 3.829 | 15.211 | 19.04 | 12 | 20 | 18 | 2045-12-20
2045 | 258.095 | 41.741 | 4.279 | 603.669 | 12.903 | 43.655 | 304.115 | 660.227 | 964.342 | 7 | 17 | 18 | 2046-07-17 | 2045 | 3.282 | 0.359 | 0.355 | 3.101 | 2.767 | 9.76 | 3.996 | 15.628 | 19.624 | 12 | 19 | 18 | 2046-12-19
2046 | 269.54 | 43.57 | 4.461 | 626.356 | 13.623 | 45.191 | 317.571 | 685.17 | 1002.741 | 7 | 17 | 18 | 2046-07-17 | 2046 | 3.406 | 0.386 | 0.367 | 3.138 | 2.954 | 9.93 | 4.159 | 16.022 | 20.181 | 12 | 19 | 18 | 2046-12-19