## Estimate Form
Fill this out first:
[6 empty] | SYSTEM NAME | Peacock Hill
[6 empty] | PROJECT DISCRIPTION | Harbor Run Plat Main Ext.
[6 empty] | COUNTY | Pierce
[6 empty] | ENG. FILE # | 3856
[6 empty] | PROJECT TYPE | FALSE
Peacock Hill | [6 empty] | TRUE
Harbor Run Plat Main Ext. | [5 empty] | TCJA RATE | 21%
2024-08-16 | [5 empty] | WWS OH RATE | 36%
(Projected Cost Good for 30-Days) | [5 empty] | STATE B/O | 1.75%
|  |  |  | Engineering File # | 3856 | SALES TAX | 9%
*** Construction Materials ***
Unit of Property | Description | Quantity | Unit of Measure | Unit Cost | Total
103430 | Construction Materials, Pipe, Valves, Fittings, Etc | 1 | LS | 0 | 0 | Edit Unit of Property as Needed in All Categories
103450 | Construction Materials for Services | 1 | LS | 0 | 0
103480 | Construction Materials for Hydrants | 1 | LS | 0 | 0 | NOTE:
[5 empty] | 0 | The 21% Federal Income Tax per the "Tax Cuts & Jobs Act" of 2017 applies to CICA projects ONLY.
[5 empty] | 0 | State B&O Tax applies to CICA projects only.
|  | Sub-Total |  |  | 0
|  | Contingency |  | 10% | 0
|  | SUB Total - Materials |  |  | 0 | INVENTORY COST SHEET LINK
|  | Rounded Up Value |  |  | 0
Use this button for nearside 1" service installation
*** Construction Labor ***
Unit of Property | Description | Quantity | Unit of Measure | Unit Cost | Total
103430 | Construction Labor - Watermain | 1 | LS | 3300 | 3300
103450 | Construction Labor - Services | 1 | LS | 800 | 800 | Non-Residential Connection Calculation
103480 | Construction Labor - Hydrants | 1 | LS | 2000 | 2000 | # of Sites/units:
[5 empty] | 0 | # auxiliary buildings:
| WWSC Engineering | 1 | LS | 5600 | 5600 | Daily Demand for aux. bldg: |  | gpd | from developer's engineering firm
[5 empty] | 0 | Daily Demand per site: |  | gpd | from developer's engineering firm
[5 empty] | 0 | Total Daily Demand: |  | gpd
[5 empty] | 11700 | MDD: |  | gpd
|  | Contingency |  | 10% | 1170 | # of ERUs: |  | ERUs
|  | Sub-Total - Construction Labor |  |  | 12870
|  | Rounded Up Value |  |  | 12900 | Peak Flow
[6 empty] | Fixtures per site (RV): | qty/site | factor | Total
|  | *** Outside Contractor *** |  |  |  | shower |  | 2 | 0
Unit of Property | Description | Quantity | Unit of Measure | Unit Cost | Total | toilet |  | 2.5 | 0
| County Permits (Encroachment) | 1 | LS | 400 | 400 | sink (bath) |  | 1 | 0
| DOH Review Fees | 1 | LS |  | 0 | sink (kitchen) |  | 1.5 | 0
| Tapping Services | 1 | LS |  | 0 |  |  | total | 0
| Geotechnical Engineer | 1 | LS |  | 0 |  |  | x sites | 0
| Engineering Consultant | 1 | LS |  | 0 | aux bldg laundry |  | 5 | 0
| Land Surveyor | 1 | LS |  | 0 | aux bldg restroom |  | 5 | 0
| Land Cost | 1 | LS |  | 0 |  |  |  | 0
| Additional Insurance | 1 | LS |  | 0
| Bonding | 1 | LS |  | 0 |  | From 2021 UPC Chart A 103.1(2) |  | gpm
| Sanitary Facility Rental (Portable Toilet) | 1 | LS | 0 | 0
| Paving Contractor - Pavement Restoration | 1 | LS |  | 0 | Use XXXXXXX ###### meter
| Traffic Control Contractor - Flaggers | 1 | LS | 0 | 0
0
0
0
[5 empty] | 0 | service eng cost adjustment | 25%
|  | SUB TOTAL |  |  | 400 | wws cost of services | 2420
|  | Contingency |  | 10% | 40 | 50% of total project cost | 12700
|  | Sub-Total - Outside Contractor |  |  | 440 | total cost of watermains | 103127.75
|  | Rounded Up Value |  |  | 500
enter footage below
|  | Project Subtotal = |  |  | 13400 | 830 | LF | 124.2503 | $/LF Pre Tax
|  | East Pierce Facilities Charge = |  |  | 0
|  | Estimated TCJA tax for WWSC Costs |  |  | 600 | State B&O Tax
|  | State B&O Tax |  |  | 300
Anticipated Developer Costs for Taxable Services
| 41600 | Estimated TCJA Tax for Developer Costs = |  |  | 11100
|  | Projected Funds Required = |  |  | 25400
Assumptions:
1) This document is intended to forecast approximate construction costs based upon current information and similar projects, and is not
intended to accurately represent actual design or construction components or prices.
2) Totals are rounded to nearest $100
CAPITAL PROJECT
CIAC PROJECT
Auto Fill 1" Service

## Facilities Charges
Facilities Charges Per Schedule No. 3.1 (pg 32.1-32.2) |  |  |  |  | Facilities Charge Calculator
| Base Charge | Federal CIAC Tax | State Tax | Total |  | Base Charge | Quantity | Subtotal
SW Region(1) | 1500 | No Charge | not collected | 1500 | 3/4" or smaller | 1549 |  | 0
East Pierce (per ERU/meter size) |  |  |  |  | 1" | 2857 |  | 0
3/4" or smaller | 1549 | No Charge | not collected | 1549 | 1 1/2" | 5158 |  | 0
1" | 2857 | No Charge | not collected | 2857 | 2" | 8256 |  | 0
1 1/2" | 5158 | No Charge | not collected | 5158 | 3" | 15490 |  | 0
2" | 8256 | No Charge | not collected | 8256 | 4" | 25822 |  | 0
3" | 15490 | No Charge | not collected | 15490 | 6" | 51628 |  | 0
4" | 25822 | No Charge | not collected | 25822 |  |  | Total | 0
6" | 51628 | No Charge | not collected | 51628
*Per TCJA, CIAC tax is only applicable to Services

## Materials Worksheet
Peacock Hill
|  | Pierce County |  |  | Eng. File # | 3856
Harbor Run Plat Main Ext.
Engineer's Opinion of Projected Construction Materials Costs
2024-08-16
| OFFSITE - PROVIDED BY WWS | [6 empty] | ONSITE ASSETS BY OTHERS
Unit of Property | Inventory Number | Task - WATERMAIN | Quantity | Units | Unit Cost | Total | Unit of Property | Inventory Number | Task - WATERMAIN (NOT APPLICABLE TO CIAC TAX) | Quantity | Units | Unit Cost | Total
[6 empty] | 0 |  |  | Installation Labor (3 person crew @ $75/hr/person) | 0 | HR |  | 0
[6 empty] | 0 |  |  | Design, admin | 0 | LS |  | 0
[6 empty] | 0 |  |  | 8" PVC C900 | 830 | LF | 110 | 91300
[6 empty] | 0 | [6 empty] | 0
[6 empty] | 0 | [6 empty] | 0
[6 empty] | 0 | [6 empty] | 0
[6 empty] | 0 | [6 empty] | 0
[6 empty] | 0 | [6 empty] | 0
[6 empty] | 0 | [6 empty] | 0
[6 empty] | 0 | [6 empty] | 0
[6 empty] | 0 | [6 empty] | 0
[6 empty] | 0 | [6 empty] | 0
[6 empty] | 0 | [6 empty] | 0
[6 empty] | 0 | [6 empty] | 0
[6 empty] | 0 | [6 empty] | 0
[6 empty] | 0 | [6 empty] | 0
[6 empty] | 0 | [6 empty] | 0
[6 empty] | 0 | [6 empty] | 0
[6 empty] | 0 | [6 empty] | 0
[6 empty] | 0 | [6 empty] | 0
[6 empty] | 0 | [6 empty] | 0
[6 empty] | 0 | [6 empty] | 0
[6 empty] | 0 | [6 empty] | 0
[6 empty] | 0 | [6 empty] | 0
[6 empty] | 0 | [6 empty] | 0
[6 empty] | 0 | [6 empty] | 0
[6 empty] | 0 | [6 empty] | 0
[6 empty] | 0 | [6 empty] | 0
[6 empty] | 0 | [6 empty] | 0
[6 empty] | 0 | [6 empty] | 0
[6 empty] | 0 | [6 empty] | 0
[6 empty] | 0 | [6 empty] | 0
[5 empty] | Sub-Total | 0 | [5 empty] | Sub-Total | 91300
Unit of Property | Inventory Number | Task - SERVICES | Quantity | Units | Unit Cost | Total | Unit of Property | Inventory Number | Task - SERVICES (CIAC TAX APPLICABLE) | Quantity | Units | Unit Cost | Total
103450 |  | 5/8 x 3/4 Meter Single Service Assembly w/ 1" Service Line | 0 | EA | 489.265 | 0 | 103450 |  | 5/8 x 3/4 Meter Single Service Assembly w/ 1" Service Line | 2 | EA | 489.265 | 978.53
[6 empty] | 0 |  |  | 5/8 x 3/4 Meter Double Service Assembly w/ 1" Service Line | 7 | HR | 1004.125 | 7028.875
[6 empty] | 0 |  |  | Installation Labor (3 person crew @ $75/hr/person) | 72 | HR | 225 | 16200
[6 empty] | 0 |  |  | Design, admin | 1 | LS | 15000 | 15000
[6 empty] | 0 |  |  | Escalation |  |  |  | 2402.2215
[5 empty] | Sub-Total | 0 |  |  |  |  | (Anticipated Developer Costs for Taxable Services) | Sub-Total | 41609.6265 | 2600.6017 | per service
Unit of Property | Inventory Number | Task - HYDRANTS | Quantity | Units | Unit Cost | Total | Unit of Property | Inventory Number | Task - HYDRANTS (NOT APPLICABLE TO CIAC TAX) | Quantity | Units | Unit Cost | Total
103480 |  | Fire Hydrant | 0 | EA | 3462.9324 | 0 | 103480 |  | Fire Hydrant | 2 | EA | 9500 | 19000
[6 empty] | 0 |  |  | Installation Labor (3 person crew @ $75/hr/person) | 10 | HR |  | 0
[6 empty] | 0 |  |  | Design, admin | 0 | LS |  | 0
[6 empty] | 0 | [6 empty] | 0
[6 empty] | 0 | [6 empty] | 0
[5 empty] | Sub-Total | 0 | [5 empty] | Sub-Total | 19000
[11 empty] | (Anticipated value to be transferred in bill of sale) | TOTAL | 151909.6265

## Materials Assemblies
Peacock Hill
| Pierce County |  |  | Eng. File # | 3856
Harbor Run Plat Main Ext.
Engineer's Opinion of Projected Construction Materials Costs
2024-08-16
Assembly Items Listed Below
Hydrant Assembly
60600033 | 6" Dry-Barrel Hydrant | 1 | EA | 2099.87 | 2099.87 |  |  |  | Temporary Testing Service
60500031 | 5" Storz Adaptor | 1 | EA | 145 | 145 |  |  | 30800181 | 8 x 1 TAPPING SADDLE | 1 | EA | 51.57 | 51.57
60600081 | 18" Valve Box Riser /w Lid | 1 | EA | 35.75 | 35.75 |  |  | 40100255 | 1" CORP STOP VALVE-NO LEAD | 1 | EA | 45.42 | 45.42
60600082 | CI Valve Box Bottom Section | 1 | EA | 23 | 23 |  |  | 60100012 | 1" CL 200 POLY PIPE | 12 | LF | 2.09 | 25.08
30600194 | 6"x6" Tee, MJxFLG | 1 | EA | 114.89 | 114.89 |  |  | 40100220 | 1" ANGLE STOP VALVE-NO LEAD | 1 | EA | 49.57 | 49.57
30600141 | 6" Ductile Iron Pipe Cl 50 | 12 | LF | 17.1144 | 205.3728 |  |  | 100034060 | RES METER BOX w/lid, STANDARD | 1 | EA | 27.93 | 27.93
30600028 | 6" MEGALUG PK/KIT (DI) | 2 | EA | 43.53 | 87.06 | [7 empty] | 0
30800029 | 8" MEGALUG PK/KIT (PVC) | 2 | EA | 69 | 138
30600030 | 6" FLG BOLT & GSKT KIT | 2 | EA | 11.82 | 23.64 | [6 empty] | Sub-Total | 199.57
40600285 | 6" MJ x FLG GATE VALVE | 1 | EA | 577.94 | 577.94
| GRAVEL 1 1/4 minus | 0.5 | CY | 11.132 | 5.566 |  |  |  | AWWA Gate Valve Assembly
125004816 | Support Blocks | 6 | EA | 1.1406 | 6.8436 |  |  | 60600081 | 18" Valve Box Riser /w Lid | 1 | EA | 35.75 | 35.75
[5 empty] | 0 |  |  | 60600082 | CI Valve Box Bottom Section | 1 | EA | 23 | 23
[8 empty] | 51400155 | LOCATOR WIRE, # 14 | 6 | LF | 0.0765 | 0.459
|  |  |  | Sub-Total | 3462.9324 |  |  | 125004816 | Support Blocks | 4 | EA | 1.1406 | 4.5624
[12 empty] | Sub-Total | 63.7714
| 5/8 x 3/4 Meter Single Service Assembly w/ 1" Service Line | [6 empty] | 5/8 x 3/4 Meter Double Service Assembly w/ 1" Service Line
30800181 | 8 x 1 TAPPING SADDLE | 1 | EA | 51.57 | 51.57 |  |  | 30800181 | 8 x 1 TAPPING SADDLE | 1 | EA | 51.57 | 51.57
40100255 | 1" CORP STOP VALVE-NO LEAD | 1 | EA | 45.42 | 45.42 |  |  | 40100255 | 1" CORP STOP VALVE-NO LEAD | 1 | EA | 45.42 | 45.42
60100012 | 1" CL 200 POLY PIPE | 30 | LF | 2.09 | 62.7 |  |  | 60100012 | 1" CL 200 POLY PIPE | 30 | LF | 2.09 | 62.7
51400155 | LOCATOR WIRE, # 14 | 30 | LF | 0.0765 | 2.295 |  |  | 51400155 | LOCATOR WIRE, # 14 | 30 | LF | 0.0765 | 2.295
| Meter Setter - Ford VH72-12W-11-44-NL | 1 | EA | 238.16 | 238.16 |  |  |  | Meter Setter - Ford VH72-12W-11-44-NL | 2 | EA | 238.16 | 476.32
60100021 | 1" PJ x MIPT POLY ADAPTOR-NO LEAD | 1 | EA | 31.02 | 31.02 |  |  |  | 1" x 18" BRASS NIPPLE | 4 | EA | 60 | 240
| 1" x 18" BRASS NIPPLE | 1 | EA | 24.17 | 24.17 |  |  | 100034060 | RES METER BOX w/lid, STANDARD | 2 | EA | 27.93 | 55.86
100034060 | RES METER BOX w/lid, STANDARD | 1 | EA | 27.93 | 27.93 |  |  |  | 2x4 Marker | 2 | EA | 6 | 12
| 2x4 Marker | 1 | EA | 6 | 6 |  |  | 60100021 | 1" PJ x MIPT POLY ADAPTOR-NO | 1 | EA | 31.02 | 31.02
| Concrete Valve Box Marker | 23.68 |  |  | 0 |  |  | 80100190 | 1" BRASS TEE | 1 | EA | 8.7 | 8.7
[5 empty] | 0 |  |  | 80100090 | 1" 90 BRASS ELBOW | 3 | EA | 6.08 | 18.24
0
0
|  |  |  | Sub-Total | 489.265
[12 empty] | Sub-Total | 1004.125
| 5/8 x 3/4 Meter Single Service Assembly w/ 1½ Service Line | [6 empty] | 5/8 x 3/4 Meter Double Service Assembly w/ 1½" Service Line
30800183 | 8 x 2 TAPPING SADDLE | 1 | EA | 99.47 | 99.47 |  |  | 30800183 | 8 x 2 TAPPING SADDLE | 1 | EA | 99.47 | 99.47 | 3/4 x 3/4 Meter Double Service Assembly w/ 1½" Service Line
40200255 | 2" CORP STOP VALVE-NO LEAD | 1 | EA | 216.67 | 216.67 |  |  | 40200255 | 2" CORP STOP VALVE-NO LEAD | 1 | EA | 216.67 | 216.67 | 30800183 | 8 x 2 TAPPING SADDLE | 1 | EA | 128.37 | 128.37
60112012 | 1-1-2" CL 200 POLY PIPE | 30 | LF | 1.49 | 44.7 |  |  | 60112012 | 1-1-2" CL 200 POLY PIPE | 30 | LF | 1.49 | 44.7 | 40200255 | 2" CORP STOP VALVE-NO LEAD | 1 | EA | 288.05 | 288.05
51400155 | LOCATOR WIRE, # 14 | 30 | LF | 0.0765 | 2.295 |  |  | 51400155 | LOCATOR WIRE, # 14 | 30 | LF | 0.0765 | 2.295 | 60112012 | 1-1-2" CL 200 POLY PIPE | 30 | LF | 2.23 | 66.97
| Meter Setter - Ford VH72-12W-11-66-NL | 1 | EA | 238.16 | 238.16 |  |  |  | Meter Setter - Ford VH72-12W-11-66-NL | 2 | EA | 238.16 | 476.32 | 51400155 | LOCATOR WIRE, # 14 | 30 | LF | 2.96 | 88.84
60112021 | 1-1/2" PJ x MIPT POLY ADAPTOR | 1 | EA | 67.9 | 67.9 |  |  |  | 1½" x 18" BRASS NIPPLE | 4 | EA | 60 | 240 |  | Meter Setter - Ford VH73-12W-11-66-NL | 2 | EA | 220 | 440
| 1½" x 18" BRASS NIPPLE | 1 | EA | 75 | 75 |  |  | 100034060 | RES METER BOX w/lid, STANDARD | 2 | EA | 26.67 | 53.34 |  | 1½" x 18" BRASS NIPPLE | 2 | EA | 60 | 120
100034060 | RES METER BOX w/lid, STANDARD | 1 | EA | 27.93 | 27.93 |  |  |  | 2x4 Marker | 2 | EA | 6 | 12 | 100034060 | RES METER BOX w/lid, STANDARD | 2 | EA | 37.06 | 74.11
| 2x4 Marker | 1 | EA | 6 | 6 |  |  | 60112021 | 1-1/2" PJ x MIPT POLY ADAPTOR | 2 | EA | 67.9 | 135.8 |  | 2x4 Marker | 2 | EA | 6 | 12
| 2"x1½" Brass Bell Reducer | 1 | EA | 45 | 45 |  |  | 80112190 | 1-1/2" BRASS TEE | 1 | EA | 17.55 | 17.55 | 60112021 | 1-1/2" PJ x MIPT POLY ADAPTOR | 2 | EA | 87.67 | 175.35
[5 empty] | 0 |  |  |  | 1½" 90 BRASS ELBOW | 3 | EA | 15 | 45 | 80112190 | 1-1/2" BRASS TEE | 1 | EA | 22.01 | 22.01
[5 empty] | 0 | [9 empty] | 1½" 90 BRASS ELBOW | 3 | EA | 22 | 66
[13 empty] | 0 | 80100134 | 1½" x 18" BRASS NIPPLE | 2 | EA | 60 | 120
|  |  |  | Sub-Total | 823.125 | [13 empty] | $-
[12 empty] | Sub-Total | 1343.145
[18 empty] | Sub-Total | 1601.7
| 1" Meter Single Service Assembly | [6 empty] | 1½" Meter Single Service Assembly
30800183 | 8 x 2 TAPPING SADDLE | 1 | EA | 99.47 | 99.47 |  |  | 30800183 | 8 x 2 TAPPING SADDLE | 1 | EA | 99.47 | 99.47
40200255 | 2" CORP STOP VALVE-NO LEAD | 1 | EA | 216.67 | 216.67 |  |  | 40200255 | 2" CORP STOP VALVE-NO LEAD | 1 | EA | 216.67 | 216.67
60112012 | 1-1-2" CL 200 POLY PIPE | 30 | LF | 1.49 | 44.7 |  |  | 60200012 | 2" CL 200 POLY PIPE | 30 | LF | 2.09 | 62.7
51400155 | LOCATOR WIRE, # 14 | 30 | LF | 0.0765 | 2.295 |  |  | 51400155 | LOCATOR WIRE, # 14 | 30 | LF | 0.0765 | 2.295
| Meter Setter - Ford VH74-12W-11-66-NL | 1 | EA | 238 | 238 |  |  |  | Meter Setter - Ford VBHH76-18HBHC-11-77 | 1 | EA | 1477 | 1477
| 1½" x 18" BRASS NIPPLE | 1 | EA | 75 | 75 |  |  |  | 2" x 18" BRASS NIPPLE | 1 | EA | 41.33 | 41.33
100034060 | RES METER BOX w/lid, STANDARD | 1 | EA | 27.93 | 27.93 |  |  | 80200120 | 2" x CLOSE BRASS NIPPLE | 2 | EA | 2.29 | 4.58
100100158 | 1" METER w/HRE REG+ERT | 1 | EA | 305.94 | 305.94 |  |  |  | 2" Brass Elbow | 2 | EA | 20.76 | 41.52
| 2x4 Marker | 1 | EA | 6 | 6 |  |  | 100034060 | RES METER BOX w/lid, STANDARD | 1 | EA | 26.67 | 26.67
| 2"x1½" Brass Bell Reducer | 1 | EA | 45 | 45 |  |  |  | 2x4 Marker | 1 | EA | 6 | 6
|  |  |  | Sub-Total | 1061.005 | [6 empty] | Sub-Total | 1978.235
| 2" Blowoff Assembly | [5 empty] | Wellhead Enclosure Assembly
| 2" THREADED GATE AWWA | 1 | EA | 279.92 | 279.92 |  |  | Well 2.5 X 8
| 8 x 2 TAPPING SADDLE | 1 | EA | 99.47 | 99.47 |  | Unit of Prop | Inv No
| 18" VALVE BOX RISER w/LID | 1 | EA | 35.75 | 35.75 |  | 103240 |  | 2.5" sch 40 galv pipe (21ft lengths) | 12 | EA | 170.31 | 2043.72
| VALVE BOX BOTTOM CI | 1 | EA | 23 | 23 |  | 103240 |  | 2.5" wye fitting | 0 | EA | 647 | 0
| 2 x 6 GALV NIPPLE | 4 | EA | 4.66 | 18.64 |  | 103240 |  | 2.5" collumn check valve | 2 | EA | 207.17 | 414.34
| 2" GALVANIZED PIPE | 6 | LF | 5.99 | 35.94 |  | 103240 |  | 8"x 2-1/2" SPIDER | 2 | EA | 10.33 | 20.66
| 2" GALV 90 ELBOW | 4 | EA | 7.6 | 30.4 |  | 103240 |  | 2.5" x 3" bell red galv | 1 | EA | 36.35 | 36.35
| 2" PVC ADAPTOR FIP | 2 | EA | 9.67 | 19.34 |  | 103240 |  | 2-1/2" GALV COUPLING | 12 | EA | 14.36 | 172.32
| 2" PVC PIPE, CL 200 | 20 | LF | 0.65 | 13 |  | 103240 |  | #6-4 flat jacket subcable | 300 | FT | 2.41 | 723
| BEDDING SAND | 2.5 | CY | 5.1071 | 12.7677 |  | 103240 |  | sounding tube | 260 | FT | 1.84 | 478.4
[7 empty] | 103240 |  | sounding tube screen | 20 | FT | 1.84 | 36.8
|  |  |  | Sub-Total | 568.2278 |  | 103240 |  | assorted fittings | 1 | EA | 100 | 100
[7 empty] | 103240 |  | Well Seal | 1 | EA | 500 | 500
[7 empty] | 103240 |  | Wellhead Enclosure (Hubbel) | 1 | EA | 3400 | 3400
[7 empty] | 103240 |  | 2-1/2" BALL VALVE-NO LEAD | 2 | EA | 81.4 | 162.8
| 2" Air/Vac Assembly | [5 empty] | 103240 |  | 1" duck bill syle check valve | 1 | ea | 40 | 40
| 2" THREADED GATE AWWA | 1 | EA | 279.92 | 279.92 |  |  |  | Pad | 1 | ea | 1800 | 1800
| 8 x 2 TAPPING SADDLE | 1 | EA | 99.47 | 99.47
| 18" VALVE BOX RISER w/LID | 1 | EA | 35.75 | 35.75
| VALVE BOX BOTTOM CI | 1 | EA | 23 | 23 | [6 empty] | Sub-Total | 9928.39
| 2 x 6 GALV NIPPLE | 7 | EA | 4.66 | 32.62
| 2" AIR/VAC VALVE, ARI #D-040 | 1 | EA | 288 | 288
| 2" GALVANIZED PIPE | 7 | LF | 6.42 | 44.94
| 2" GALV 90 ELBOW | 4 | EA | 7.24 | 28.96
| 2" PVC ADAPTOR FIP | 2 | EA | 9.67 | 19.34 |  | Chlorine Analyzer with Cell Modem
| 2" GALV 180 ELBOW | 1 | EA | 76.71 | 76.71
| 2" ENVIRO STRAINER-NO LEAD | 1 | EA | 44.55 | 44.55 |  | Unit of Prop | Inv No
| 2" GALV CAP | 1 | EA | 3.69 | 3.69 |  | 103320 |  | Kuntze Chlorine Analyzer w/ gateway | 1 | EA | 6100 | 6100
| 2" GALV REDUCING TEE | 2 | EA | 10.48 | 20.96 |  | 103760 |  | CradlePoint Cell Modem | 1 | EA | 550 | 550
| 3/4" ANGLE STOP VALVE-NO LEAD | 1 | EA | 31.13 | 31.13 |  | 103760 |  | CA-400 NM-SMA-20 Cable | 1 | EA | 65 | 65
| 3/4 x 18 GALV NIPPLE | 2 | EA | 0.9 | 1.8 |  | 103760 |  | Gradle Point High Gain Antennae | 1 | EA | 135 | 135
| 3/4 x 6 GALV NIPPLE | 1 | EA | 1.255 | 1.255 |  | 103760 |  | 50 ft CAT5 Ethernet Cable | 1 | EA | 15 | 15
| 3/4" GALV 90 ELBOW | 1 | EA | 4.83 | 4.83 |  | 103760 |  | mounting hardware | 1 | EA | 30 | 30
| EXTRA LG METER BOX LID, STD | 1 | EA | 111.11 | 111.11 |  |  |  | DPD Colorimeter | 1 | EA | 463 | 463
| 1 1/2 x 6 GALV NIPPLE | 3 | EA | 3.48 | 10.44
| 1-1/2" GALV 90 ELBOW | 1 | EA | 3.86 | 3.86 | [6 empty] | Sub-Total | 7358
| 1-1/2" GALV UNION | 1 | EA | 8.47 | 8.47
| CONCRETE VALVE BOX MARKER | 1 | EA | 23.68 | 23.68
| 2" PVC PIPE, CL 200 | 20 | LF | 0.65 | 13
| BLOCKS 2/8 4/8 4/16 - AVG | 3 | EA | 1.1406 | 3.4218
|  |  |  | Sub-Total | 1210.9068
| 2.5" Pump Suspension Assembly | Enter Pump Suction Depth: |  |  | 130 | FT
40212240 | 2-1/2" INLINE CHK VALVE (DUCTILE IRON) | 2 | EA | 207.17 | 414.34
103240 | 2.5" wye fitting | 0 | EA | 647 | 0
70822171 | 8"x 2-1/2" SPIDER | 2 | EA | 10.33 | 20.66
20212190 | 2-1/2" GALV TEE | 1 | EA | 42.47 | 42.47
20212140 | 2-1/2" GALVANIZED PIPE | 130 | FT | 8.11 | 1054.3
20212070 | 2-1/2" GALV COUPLING | 7 | EA | 14.36 | 100.52
70100156 | 1" SCH 80 SOUNDING TUBE | 130 | FT | 1.84 | 239.2
60038100 | 3/8" OD PE TUBING | 130 | FT | 0.32 | 41.6
|  |  |  | Sub-Total | 1913.09

## Construction Labor
Peacock Hill
|  |  | Pierce County |  |  |  | Eng. File # | 3856
Harbor Run Plat Main Ext.
Engineer's Opinion of Projected Construction Materials Costs
2024-08-16
WWS Construction Crew- Mains | [8 empty] | WWS Construction Crew- Services |  |  |  |  | WWS Construction Crew- Hydrants
[5 empty] | Rate | Sub-Total | [5 empty] | Rate | Sub-Total |  |  |  | Rate | Sub-Total
1 Man & Vac Truck |  |  |  | HRS | 75 | 0 |  |  | 1 Man & Vac Truck |  | HRS | 75 | 0 | 1 Man & Vac Truck |  | HRS | 75 | 0
1 Man & Boom Truck |  |  |  | HRS | 75 | 0 |  |  | 1 Man & Boom Truck |  | HRS | 75 | 0 | 1 Man & Boom Truck |  | HRS | 75 | 0
1 Man & Backhoe - Trench |  |  |  | HRS | 75 | 0 |  |  | 1 Man & Backhoe - Trench |  | HRS | 75 | 0 | 1 Man & Backhoe - Trench |  | HRS | 75 | 0
1 Man & Backhoe - Comp |  |  |  | HRS | 75 | 0 |  |  | 1 Man & Backhoe - Comp |  | HRS | 75 | 0 | 1 Man & Backhoe - Comp |  | HRS | 75 | 0
Admin/Prep |  |  | 32 | HRS | 75 | 2400 |  |  | Admin/Prep | 8 | HRS | 75 | 600 | Admin/Prep | 4 | HRS | 75 | 300
1 Man & Truck |  |  |  | HRS | 75 | 0 |  |  | 1 Man & Truck |  | HRS | 75 | 0 | 1 Man & Truck |  | HRS | 75 | 0
2 Men & Truck |  |  |  | HRS | 150 | 0 |  |  | 2 Men & Truck |  | HRS | 150 | 0 | 2 Men & Truck | 8 | HRS | 150 | 1200
1 Electrician & Truck |  |  |  | HRS | 80 | 0 |  |  | 1 Electrician & Truck |  | HRS | 80 | 0 | 1 Electrician & Truck |  | HRS | 80 | 0
2 Electricians & Truck |  |  |  | HRS | 160 | 0 |  |  | 2 Electricians & Truck |  | HRS | 160 | 0 | 2 Electricians & Truck |  | HRS | 160 | 0
[6 empty] | 0 | [6 empty] | 0 |  |  |  |  | 0
[5 empty] | Total | 2400 | [5 empty] | Total | 600 |  |  |  | Total | 1500
Outside Contractor - No Pilot Car
1-Flagger |  | HRS | 35.7 | 0
2-Flaggers |  | HRS | 71.4 | 0
Signs |  | DAYS | 120 | 0
Other |  | LS |  | 0 | (RCE TRAFFIC CONTROL CUTSHEET)
|  | Sub-total |  | 0
Sanitary Facility Rental (Portable Toilet)
| Days | 75 | 0

## Eng Labor
Peacock Hill |  |  | Eng. File # | 3856
Pierce County
Harbor Run Plat Main Ext.
Engineer's Opinion of Projected Construction Materials Costs
2024-08-16
Employee
Task | Hours | Classification | Rate | Total
Facility Design
Project Setup | 1 | Engineer | 85 | 85
Route Topo |  | Engineer | 85 | 0
Develop Base Drawings from Topo Info |  | Engineer | 85 | 0
DOH Project Report and Approval |  | Engineer | 85 | 0
Design & Draft Watermain Construction Documents |  | Engineer | 85 | 0
Sub-Total | 1 |  |  | 85
Revisions per Peer Review Comments
P.E. Peer Review | 4 | Principle Eng | 115 | 460
Revisions to Construction Documents per Peer Review Comments | 8 | Engineer | 85 | 680
Coping & Re-Submittal of Project Report & Construction Documents |  | Clerical | 60 | 0
Sub-Total | 12 |  |  | 1140
Construction
Pre-Construction Conference with Engineering & Contractor | 4 | Engineer | 85 | 340
Construction Inspection & Pressure Test | 4 | Engineer | 85 | 340
Sub-Total | 8 |  |  | 680
Record Documents
As-Built Drawings & Testing Validations along with Project Certification Document Preparation | 8 | Engineer | 85 | 680
P.E. Project Certification | 2 | Principle Eng | 115 | 230
Updating Base Maps & Site Piping | 4 | Engineer | 85 | 340
Project Close-Out | 16 | Clerical | 60 | 960
Sub Total | 30 |  |  | 2210
Projected Total Hours | 51 |  |  | 4115

## Inventory Cost 2021
Descr | Last Price Paid
1"x3/4" PVC ADAPTOR, PJxFIP-NO | 29.36
1" PVC ADAPTOR, PJxFIP-NO LEAD | 30.74
1-1/4" PVC ADAPTOR, PJxFIP-NO | 38.81
1-1/2" PVC ADAPTOR, PJxFIP-NO | 79.12
2" PVC ADAPTOR, PJxFIP-NO LEAD | 106.36
1"x3/4" PVC ADAPTOR, PJxMIP-NO | 28.97
1" PVC ADAPTOR, PJxMIP-NO LEAD | 30.1
1-1/4" PVC ADAPTOR, PJxMIP-NO | 49.56
1-1/2" PVC ADAPTOR, PJxMIP-NO | 63.72
2" PVC ADAPTOR, PJxMIP-NO LEAD | 92.58
1/2" PVC ADAPTOR FIP | 0.39
3/4" PVC ADAPTOR FIP | 0.34
1" PVC ADAPTOR FIP | 0.78
1-1/4" PVC ADAPTOR FIP | 0.76
1-1/2" PVC ADAPTOR FIP | 0.56
2" PVC ADAPTOR FIP | 9.67
2-1/2" PVC ADAPTOR FIP | 1.49
3" PVC ADAPTOR FIP | 2.88
4" PVC ADAPTOR FIP | 5.24
6" PVC ADAPTOR FIP | 0
1/2" PVC ADAPTOR MIP | 0.22
3/4" PVC ADAPTOR MIP | 1.19
1" PVC ADAPTOR MIP | 0.42
1-1/4" PVC ADAPTOR MIP | 0.52
1-1/2" PVC ADAPTOR MIP | 0.646
2" PVC ADAPTOR MIP | 0.9
2-1/2" PVC ADAPTOR MIP | 2.68
3" PVC ADAPTOR MIP | 5.76
4" PVC ADAPTOR MIP | 5
3/4" PVC BUSHING SL x SL | 0.6
1" PVC BUSHING SL x SL | 0.46
1-1/4" PVC BUSHING SL x SL | 1.67
1-1/2" PVC BUSHING SL x SL | 3.09
2" PVC BUSHING SL x SL | 1.25
2-1/2" PVC BUSHING SL x SL | 1.5763
3" PVC BUSHING SL x SL | 2.64
4" PVC BUSHING SL x SL | 5.1
6" PVC BUSHING SL x SL | 9.56
1/2" PVC BUSHING SL x TH | 0.51
3/4" PVC BUSHING SL x TH | 1.09
1" PVC BUSHING SL x TH | 0.76
1-1/4" PVC BUSHING SL x TH | 0.97
1-1/2" PVC BUSHING SL x TH | 4.73
2" PVC BUSHING SL x TH | 1.75
2-1/2" PVC BUSHING SL x TH | 1.39
3" PVC BUSHING SL x TH | 1.5
4" PVC BUSHING SL x TH | 5.6
6" PVC BUSHING SL x TH | 0
1/2" PVC CAP SL | 0.17
3/4" PVC CAP SL | 0.24
1" PVC CAP TH | 0.54
1-1/4" PVC CAP SL | 0.49
1-1/2" PVC CAP SL | 1.19
2" PVC CAP SL | 6.61
2-1/2" PVC CAP SL | 2.025
3" PVC CAP SL | 1.75
4" PVC CAP SL | 3.97
6" PVC CAP SL | 11.2
8" PVC CAP SL | 0
1/2" PVC COUPLING, SL x SL | 0.32
3/4" PVC COUPLING, SL x SL | 0.22
1" PVC COUPLING, SL x SL | 0.56
1-1/4" PVC COUPLING, SL x SL | 0.99
1-1/2" PVC COUPLING, SL x SL | 0.51
2" PVC COUPLING, SL x SL | 0.73
2-1/2" PVC COUPLING, SL x SL | 1.69
3" PVC COUPLING, SL x SL | 2.01
4" PVC COUPLING, SL x SL | 2.7
6" PVC COUPLING, SL x SL | 12.18
8" PVC COUPLING, SL x SL | 25.5
1/2" PVC FLOW CPLG, COMPRESSIO | 3.07
3/4" PVC FLOW CPLG, COMPRESSIO | 4.24
1" PVC FLOW CPLG, COMPRESSION | 2.8
1-1/4" PVC FLOW CPLG, COMPRESS | 6.2
1-1/2" PVC FLOW CPLG, COMPRESS | 6.99
2" PVC FLOW CPLG, COMPRESSION | 7.05
2-1/2" PVC FLOW CPLG, COMPRESS | 15.79
3" PVC FLOW CPLG, COMPRESSION | 20.59
4" PVC FLOW CPLG, COMPRESSION | 0
3/4" PVC PACKJOINT COUPLING-NO | 26.68
1" PVC PACKJOINT COUPLING-NO L | 45.28
1-1/4" PVC PACKJOINT COUPLING- | 64.99
1-1/2" PVC PACKJOINT COUPLING- | 84.81
2" PVC PACKJOINT COUPLING-NO L | 132.62
1/2" PVC CROSS, SL x SL | 0
3/4" PVC CROSS, SL x SL | 1.15
1" PVC CROSS, SL x SL | 1.45
1-1/4" PVC CROSS, SL x SL | 1.91
1-1/2" PVC CROSS, SL x SL | 2.15
2" PVC CROSS, SL x SL | 0
2-1/2" PVC CROSS, SL x SL | 0
3" PVC CROSS, SL x SL | 0
4" PVC CROSS, SL x SL | 0
1/2" PVC ELBOW 45, SL x SL | 0.38
3/4" PVC ELBOW 45, SL x SL | 0.5
1" PVC ELBOW 45, SL x SL | 0.69
1-1/4" PVC ELBOW 45, SL x SL | 0.883
1-1/2" PVC ELBOW 45, SL x SL | 1.28
2" PVC ELBOW 45, SL x SL | 1.96
2-1/2" PVC ELBOW 45, SL x SL | 3.85
3" PVC ELBOW 45, SL x SL | 6.42
4" PVC ELBOW 45, SL x SL | 8.28
6" PVC ELBOW 45, SL x SL | 27.04
1/2" PVC ELBOW 90, SL x SL | 0.3
3/4" PVC ELBOW 90, SL x SL | 0.26
1" PVC ELBOW 90, SL x SL | 1.29
1-1/4" PVC ELBOW 90, SL x SL | 0.84
1-1/2" PVC ELBOW 90, SL x SL | 0.9
2" PVC ELBOW 90, SL x SL | 1.64
2-1/2" PVC ELBOW 90, SL x SL | 2.65
3" PVC ELBOW 90, SL x SL | 3.56
4" PVC ELBOW 90, SL x SL | 6.36
6" PVC ELBOW 90, SL x SL | 20.23
1"x3/4" PVC SL x SL RED ELBOW | 0
1"x3/4" PVC SL x TH RED ELBOW | 1.27
2" PVC VAN STONE FLG SCH 80 | 9.98
4" PVC VAN STONE FLG SCH 80 | 17.66
4" PVC PIPE, C900-165, DR25 | 2.67
6" PVC PIPE, C900-165, DR25 | 2.99
8" PVC PIPE, C900-165, DR25 | 4.95
10" PVC PIPE, C900-165, DR25 | 7.6
12" PVC PIPE, C900-165, DR25 | 10.06
4" PVC PIPE, C900-235, DR18 | 2.33
6" PVC PIPE, C900-235, DR18 | 4.38
8" PVC PIPE, C900-235, DR18 | 9.44
10" PVC PIPE, C900-235, DR18 | 9.25
12" PVC PIPE, C900-235, DR18 | 16.35
4" PVC PIPE, C900-305, DR14 | 0
6" PVC PIPE, C900-305, DR14 | 0
8" PVC PIPE, C900-305, DR14 | 5.75
10" PVC PIPE, C900-305, DR14 | 0
3/4" PVC PIPE, CL 200 | 0
1" PVC PIPE, CL 200 | 0
1-1/4" PVC PIPE, CL 200 | 0
1-1/2" PVC PIPE, CL 200 | 0
2" PVC PIPE, CL 200 | 0.65
2-1/2" PVC PIPE, CL 200 | 1
3" PVC PIPE, CL 200 | 2.01
4" PVC PIPE, CL 200 | 2.05
6" PVC PIPE, CL 200 | 3.44
8" PVC PIPE, CL 200 | 0
10" PVC PIPE, CL 200 | 0
12" PVC PIPE, CL 200 | 14.8
3/4" PVC PIPE, SCHEDULE 40 | 0.232
1" PVC PIPE, SCHEDULE 40 | 0.34
1-1/4" PVC PIPE, SCHEDULE 40 | 0.5
1-1/2" PVC PIPE, SCHEDULE 40 | 0.79
2" PVC PIPE, SCHEDULE 40 | 0.79
2-1/2" PVC PIPE, SCHEDULE 40 | 1.04
3" PVC PIPE, SCHEDULE 40 | 1.35
4" PVC PIPE, SCHEDULE 40 | 2.09
1" PVC PLUG | 0
1-1/4" PVC PLUG | 1.026
1-1/2" PVC PLUG | 1.162
4" PVC PLUG | 4.96
1/2" PVC TEE, SL x SL | 1.45
3/4" PVC TEE, SL x SL | 0.54
1" PVC TEE, SL x SL | 0.64
1-1/4" PVC TEE, SL x SL | 1.27
1-1/2" PVC TEE, SL x SL | 1.6
2" PVC TEE, SL x SL | 2.04
2-1/2" PVC TEE, SL x SL | 3.68
3" PVC TEE, SL x SL | 7.58
4" PVC TEE, SL x SL | 9.44
6" PVC TEE, SL x SL | 32.37
1" PVC REDUCING TEE SLxSL | 0.88
1-1/4" PVC REDUCING TEE SLxSL | 0
1-1/2" PVC REDUCING TEE SLxSL | 0
2" PVC REDUCING TEE SLxSL | 0
2-1/2" PVC REDUCING TEE SLxSL | 0
3" PVC REDUCING TEE SLxSL | 0
4" PVC REDUCING TEE SLxSL | 12.06
3/4" PVC REDUCING TEE SLxTH | 0
1" PVC REDUCING TEE SLxTH | 0.8
1-1/4" PVC REDUCING TEE SLxTH | 0
1-1/2" PVC REDUCING TEE SLxTH | 2.264
2" PVC REDUCING TEE SLxTH | 0
2-1/2" PVC REDUCING TEE SLxTH | 5.35
3" PVC REDUCING TEE SLxTH | 0
1/2" PVC TEE SLxTH | 0
3/4" PVC TEE SLxTH | 0
1" PVC TEE SLxTH | 0.976
1-1/4" PVC TEE SLxTH | 0
1-1/2" PVC TEE SLxTH | 2.128
2" PVC TEE SLxTH | 0
2-1/2" PVC TEE SLxTH | 0
3" PVC TEE SLxTH | 0
1" PVC UNION | 3.12
2" PVC UNION | 10.25
1" PVC SCH 80 FIP ADAPTOR | 2.96
2" PVC SCH 80 FIP ADAPTOR | 10.76
2-1/2" PVC SCH 80 FIP ADAPTOR | 16.15
2" PVC SCH 80 BUSHING SL x TH | 4.34
1" PVC SCH 80 CPLG, SLxSL | 2.88
1-1/2" PVC SCH 80 CPLG, SLxSL | 0
2" PVC SCH 80 CPLG, SLxSL | 3.56
3" PVC SCH 80 CPLG, SLxSL | 15.17
2" PVC SCH 80 ELBOW 90, SLxSL | 2.99
2" PVC SCH 80 PIPE | 1.31
2" PVC SCH 80 TEE, SLxSL | 10.64
1" PVC SCH 80 UNION, SLxSL | 5.12
2" PVC SCH 80 UNION, SLxSL | 13.57
1/4" GALV BELL REDUCER | 0
3/8" GALV BELL REDUCER | 1.34
1/2" GALV BELL REDUCER | 1.1
3/4" GALV BELL REDUCER | 1.57
1" GALV BELL REDUCER | 1.8
1-1/4" GALV BELL REDUCER | 3.09
1-1/2" GALV BELL REDUCER | 6.33
2" GALV BELL REDUCER | 9.13
2-1/2" GALV BELL REDUCER | 17.9
3" GALV BELL REDUCER | 36.35
4" GALV BELL REDUCER | 39.33
1/4" GALV BUSHING | 1.33
3/8" GALV BUSHING | 1.15
1/2" GALV BUSHING | 2.11
3/4" GALV BUSHING | 1.72
1" GALV BUSHING | 1.6
1-1/4" GALV BUSHING | 2.32
1-1/2" GALV BUSHING | 3.04
2" GALV BUSHING | 4.18
2-1/2" GALV BUSHING | 6.62
3" GALV BUSHING | 8.62
4" GALV BUSHING | 19.68
6" GALV BUSHING | 39.92
1/8" GALV CAP | 0
1/4" GALV CAP | 1.4
3/8" GALV CAP | 0
1/2" GALV CAP | 0.88
3/4" GALV CAP | 1.24
1" GALV CAP | 1.4
1-1/4" GALV CAP | 2.03
1-1/2" GALV CAP | 0
2" GALV CAP | 3.69
2-1/2" GALV CAP | 12.09
3" GALV CAP | 0
4" GALV CAP | 0
1/8" GALV COUPLING | 2.06
1/4" GALV COUPLING | 1.24
3/8" GALV COUPLING | 1.48
1/2" GALV COUPLING | 1.2
3/4" GALV COUPLING | 1.17
1" GALV COUPLING | 1.87
1-1/4" GALV COUPLING | 5.62
1-1/2" GALV COUPLING | 3.54
2" GALV COUPLING | 5.84
2-1/2" GALV COUPLING | 14.36
3" GALV COUPLING | 18.94
4" GALV COUPLING | 0
6" GALV COUPLING | 0
1/2" GALV TELSCO COUPLING | 23.22
3/4" GALV TELSCO COUPLING | 0
1" GALV TELSCO COUPLING | 19.34
1-1/4" GALV TELSCO COUPLING | 35.14
1-1/2" GALV TELSCO COUPLING | 36.45
2" GALV TELSCO COUPLING | 46.72
1/8" GALV CROSS | 0
1/4" GALV CROSS | 3.93
3/8" GALV CROSS | 0
1/2" GALV CROSS | 0
3/4" GALV CROSS | 5.17
1" GALV CROSS | 7.12
1-1/4" GALV CROSS | 0
1-1/2" GALV CROSS | 0
2" GALV CROSS | 27
2-1/2" GALV CROSS | 0
3" GALV CROSS | 0
4" GALV CROSS | 0
1/8" GALV 45 ELBOW | 0
1/4" GALV 45 ELBOW | 1.48
3/8" GALV 45 ELBOW | 0
1/2" GALV 45 ELBOW | 0
3/4" GALV 45 ELBOW | 1.84
1" GALV 45 ELBOW | 2.47
1-1/4" GALV 45 ELBOW | 4.53
1-1/2" GALV 45 ELBOW | 4.8
2" GALV 45 ELBOW | 7.61
2-1/2" GALV 45 ELBOW | 24.95
3" GALV 45 ELBOW | 0
4" GALV 45 ELBOW | 63.38
1/8" GALV 90 ELBOW | 0
1/4" GALV 90 ELBOW | 1.19
3/8" GALV 90 ELBOW | 1.1
1/2" GALV 90 ELBOW | 0.84
3/4" GALV 90 ELBOW | 0.86
1" GALV 90 ELBOW | 1.59
1-1/4" GALV 90 ELBOW | 2.53
1-1/2" GALV 90 ELBOW | 3.86
2" GALV 90 ELBOW | 7.6
2-1/2" GALV 90 ELBOW | 13.69
3" GALV 90 ELBOW | 26.21
4" GALV 90 ELBOW | 53.41
6" GALV 90 ELBOW | 467.34
1/2" GALV 180 ELBOW | 0
3/4" GALV 180 ELBOW | 15.63
1" GALV 180 ELBOW | 22.91
1-1/2" GALV 180 ELBOW | 64.45
2" GALV 180 ELBOW | 76.71
1/4" GALV RED 90 ELBOW | 0
3/8" GALV RED 90 ELBOW | 0
1/2" GALV RED 90 ELBOW | 0
3/4" GALV RED 90 ELBOW | 0
1" GALV RED 90 ELBOW | 1.87
1-1/4" GALV RED 90 ELBOW | 3.66
1-1/2" GALV RED 90 ELBOW | 5.63
2" GALV RED 90 ELBOW | 6.82
2-1/2" GALV RED 90 ELBOW | 0
4" GALV RED 90 ELBOW | 0
1/8" GALV STREET 90 ELBOW | 0
1/4" GALV STREET 90 ELBOW | 1.51
3/8" GALV STREET 90 ELBOW | 1.51
1/2" GALV STREET 90 ELBOW | 1.82
3/4" GALV STREET 90 ELBOW | 1.5
1" GALV STREET 90 ELBOW | 2.03
1-1/4" STREET GALV 90 ELBOW | 3.71
1-1/2" STREET GALV 90 ELBOW | 5.52
2" GALV STREET 90 ELBOW | 9.65
2-1/2" GALV STREET 90 ELBOW | 0
3" GALV STREET 90 ELBOW | 0
4" GALV STREET 90 ELBOW | 65.38
1/8 x CL GALV NIPPLE | 0.68
1/8 x 1 1/2 GALV NIPPLE | 0.92
1/8 x 2 GALV NIPPLE | 0.95
1/8 x 2 1/2 GALV NIPPLE | 1.22
1/8 x 3 GALV NIPPLE | 1.25
1/8 x 3 1/2 GALV NIPPLE | 1.46
1/8 x 4 GALV NIPPLE | 1.5
1/8 x 4 1/2 GALV NIPPLE | 2.42
1/8 x 5 GALV NIPPLE | 2.45
1/8 x 5 1/2 GALV NIPPLE | 2.72
1/8 x 6 GALV NIPPLE | 2.75
1/8 x 8 GALV NIPPLE | 0
1/4 x CL GALV NIPPLE | 0.72
1/4 x 1 1/2 GALV NIPPLE | 0.84
1/4 x 2 GALV NIPPLE | 0.84
1/4 x 3 GALV NIPPLE | 1.08
1/4 x 4 GALV NIPPLE | 1.32
1/4 x 5 GALV NIPPLE | 1.78
1/4 x 6 GALV NIPPLE | 2
3/8 x 2 GALV NIPPLE | 0.9
3/8 x 2 1/2 GALV NIPPLE | 0.8
3/8 x 3 GALV NIPPLE | 0.8
3/8 x 3 1/2 GALV NIPPLE | 0.95
3/8 x 4 GALV NIPPLE | 0.95
3/8 x 4 1/2 GALV NIPPLE | 0
3/8 x 5 GALV NIPPLE | 0
3/8 x 5 1/2 GALV NIPPLE | 2.16
3/8 x 6 GALV NIPPLE | 0
1/2" x CL GALV NIPPLE | 0.64
1/2 x 1 1/2 GALV NIPPLE | 0.68
1/2 x 2 GALV NIPPLE | 0.96
1/2 x 2 1/2 GALV NIPPLE | 1.26
1/2 x 3 GALV NIPPLE | 0.84
1/2 x 3 1/2 GALV NIPPLE | 0.98
1/2 x 4 GALV NIPPLE | 1
1/2 x 4 1/2 GALV NIPPLE | 1.24
1/2 x 5 GALV NIPPLE | 1.16
1/2 x 5 1/2 GALV NIPPLE | 1.4
1/2 x 6 GALV NIPPLE | 1.32
3/4 x CL GALV NIPPLE | 0.59
3/4 x 1 1/2 GALV NIPPLE | 0.65
3/4 x 2 GALV NIPPLE | 0.65
3/4 x 2 1/2 GALV NIPPLE | 0.72
3/4 x 3 GALV NIPPLE | 0.72
3/4 x 3 1/2 GALV NIPPLE | 1.34
3/4 x 4 GALV NIPPLE | 1
3/4 x 4 1/2 GALV NIPPLE | 1.48
3/4 x 5 GALV NIPPLE | 1.19
3/4 x 5 1/2 GALV NIPPLE | 1.41
3/4 x 6 GALV NIPPLE | 1.33
3/4 x 8 GALV NIPPLE | 2.31
3/4 x 10 GALV NIPPLE | 2.57
3/4 x 12 GALV NIPPLE | 2.87
3/4 x 18 GALV NIPPLE | 4.83
1 x CL GALV NIPPLE | 0.84
1 x 2 GALV NIPPLE | 0.92
1 x 2 1/2 GALV NIPPLE | 0.84
1 x 3 GALV NIPPLE | 1.12
1 x 3 1/2 GALV NIPPLE | 1.73
1 x 4 GALV NIPPLE | 1.79
1 x 4 1/2 GALV NIPPLE | 1.32
1 x 5 GALV NIPPLE | 2.11
1 x 5 1/2 GALV NIPPLE | 2.39
1 x 6 GALV NIPPLE | 2.11
1 x 8 GALV NIPPLE | 2.95
1 x 10 GALV NIPPLE | 3.44
1 x 12 GALV NIPPLE | 3.89
1 x 18 GALV NIPPLE | 6.41
1 1/4 x CL GALV NIPPLE | 1.29
1 1/4 x 2 GALV NIPPLE | 1.49
1 1/4 x 2 1/2 GALV NIPPLE | 1.78
1 1/4 x 3 GALV NIPPLE | 1.78
1 1/4 x 3 1/2 GALV NIPPLE | 2.11
1 1/4 x 4 GALV NIPPLE | 3.67
1 1/4 x 4 1/2 GALV NIPPLE | 2.6
1 1/4 x 5 GALV NIPPLE | 2.6
1 1/4 x 5 1/2 GALV NIPPLE | 2.84
1 1/4 x 6 GALV NIPPLE | 5.28
1 1/4 x 8 GALV NIPPLE | 4.9
1 1/4 x 10 GALV NIPPLE | 5.83
1 1/4 x 12 GALV NIPPLE | 6.97
1 1/4 x 18 GALV NIPPLE | 0
1 1/2 x CL GALV NIPPLE | 1.26
1 1/2 x 2 GALV NIPPLE | 1.43
1 1/2 x 2 1/2 GALV NIPPLE | 2.13
1 1/2 x 3 GALV NIPPLE | 2.25
1 1/2 x 3 1/2 GALV NIPPLE | 3.08
1 1/2 x 4 GALV NIPPLE | 2.67
1 1/2 x 4 1/2 GALV NIPPLE | 3.37
1 1/2 x 5 GALV NIPPLE | 3.37
1 1/2 x 5 1/2 GALV NIPPLE | 3.48
1 1/2 x 6 GALV NIPPLE | 3.31
1 1/2 x 8 GALV NIPPLE | 4.1283
1 1/2 x 10 GALV NIPPLE | 4.8117
1 1/2 x 12 GALV NIPPLE | 7.48
2 x CL GALV NIPPLE | 2.29
2 x 2 1/2 GALV NIPPLE | 2.59
2 x 3 GALV NIPPLE | 2.59
2 x 3 1/2 GALV NIPPLE | 3.44
2 x 4 GALV NIPPLE | 3.44
2 x 4 1/2 GALV NIPPLE | 4.2
2 x 5 GALV NIPPLE | 3.74
2 x 5 1/2 GALV NIPPLE | 4.55
2 x 6 GALV NIPPLE | 4.66
2 x 8 GALV NIPPLE | 7.88
2 x 10 GALV NIPPLE | 8.88
2 x 12 GALV NIPPLE | 10.56
2 1/2 x CL GALV NIPPLE | 6.29
2 1/2 x 2 1/2 GALV NIPPLE | 6.29
2 1/2 x 3 GALV NIPPLE | 6.13
2 1/2 x 3 1/2 GALV NIPPLE | 6.42
2 1/2 x 4 GALV NIPPLE | 6.52
2 1/2 x 4 1/2 GALV NIPPLE | 7.15
2 1/2 x 5 GALV NIPPLE | 7.27
2 1/2 x 6 GALV NIPPLE | 7.86
2 1/2 x 8 GALV NIPPLE | 10.11
2 1/2 x 10 GALV NIPPLE | 11.52
2 1/2 x 12 GALV NIPPLE | 17.51
3 x CL GALV NIPPLE | 9.08
3 x 3 GALV NIPPLE | 14.05
3 x 3 1/2 GALV NIPPLE | 14.35
3 x 4 GALV NIPPLE | 14.74
3 x 4 1/2 GALV NIPPLE | 15.05
3 x 5 GALV NIPPLE | 15.19
3 x 5 1/2 GALV NIPPLE | 15.35
3 x 6 GALV NIPPLE | 10.84
3 x 8 GALV NIPPLE | 0
3 x 12 GALV NIPPLE | 21.42
3 x 24 GALV NIPPLE | 0
4 x CL GALV NIPPLE | 13.69
4 x 4 GALV NIPPLE | 14.86
4 x 4 1/2 GALV NIPPLE | 15.15
4 x 5 GALV NIPPLE | 15.35
4 x 5 1/2 GALV NIPPLE | 16.73
4 x 6 GALV NIPPLE | 16.95
4 x 12 GALV NIPPLE | 31.83
1/2" GALVANIZED PIPE | 0.7973
3/4" GALVANIZED PIPE | 0.94
1" GALVANIZED PIPE | 1.9234
1-1/4" GALVANIZED PIPE | 1.88
1-1/2" GALVANIZED PIPE | 4.09
2" GALVANIZED PIPE | 5.99
2-1/2" GALVANIZED PIPE | 8.11
3" GALVANIZED PIPE | 11.63
4" GALVANIZED PIPE | 14.09
6" GALVANIZED PIPE | 13.4
8" GALVANIZED PIPE | 21
1/8" GALV PLUG | 0
1/4" GALV PLUG | 0.9
3/8" GALV PLUG | 0
1/2" GALV PLUG | 1.14
3/4" GALV PLUG | 1.16
1" GALV PLUG | 1.42
1-1/4" GALV PLUG | 2.06
1-1/2" GALV PLUG | 2.336
2" GALV PLUG | 4.04
2-1/2" GALV PLUG | 5.96
3" GALV PLUG | 0
4" GALV PLUG | 17.31
6" GALV PLUG | 61.52
1/8" GALV TEE | 0
1/4" GALV TEE | 1.53
3/8" GALV TEE | 1.43
1/2" GALV TEE | 1.55
3/4" GALV TEE | 1.8
1" GALV TEE | 2.41
1-1/4" GALV TEE | 8.22
1-1/2" GALV TEE | 9.76
2" GALV TEE | 10.31
2-1/2" GALV TEE | 42.47
3" GALV TEE | 25.58
4" GALV TEE | 68.5
6" GALV TEE | 182.54
1/2" GALV BULL HEAD TEE | 0
3/4" GALV BULL HEAD TEE | 3.43
1" GALV BULL HEAD TEE | 6.37
1/2" GALV REDUCING TEE | 4.49
3/4" GALV REDUCING TEE | 2.91
1" GALV REDUCING TEE | 3.93
1-1/4" GALV REDUCING TEE | 5.69
1-1/2" GALV REDUCING TEE | 7.51
2" GALV REDUCING TEE | 10.48
2-1/2" GALV REDUCING TEE | 0
3" GALV REDUCING TEE | 40.08
4" GALV REDUCING TEE | 0
1/8" GALV UNION | 7.68
1/4" GALV UNION | 4.95
3/8" GALV UNION | 3.3
1/2" GALV UNION | 3.9
3/4" GALV UNION | 3.91
1" GALV UNION | 5.27
1-1/4" GALV UNION | 19.93
1-1/2" GALV UNION | 8.47
2" GALV UNION | 14.91
2-1/2" GALV UNION | 34.03
3" GALV UNION | 51.8
4" GALV UNION | 89.43
3" FLG x MJ ADAPTOR | 0
4" FLG x MJ ADAPTOR | 49.87
6" FLG x MJ ADAPTOR | 68.41
8" FLG x MJ ADAPTOR | 92.67
10" FLG x MJ ADAPTOR | 110
12" FLG x MJ ADAPTOR | 171.39
3" CAP, MJ SOLID CAP | 38.89
4" MJ SOLID CAP | 39.41
6" MJ SOLID CAP | 25.85
8" MJ SOLID CAP | 51.07
10" MJ SOLID CAP | 58.7
12" MJ SOLID CAP | 66.66
3" MJ LONG BARREL | 0
4" MJ LONG BARREL | 34.84
6" MJ LONG BARREL | 75.24
8" MJ LONG BARREL | 98.45
10" MJ LONG BARREL | 0
12" MJ LONG BARREL | 125.99
2" AND 2-1/2" HYMAX COUPLINGS | 98.25
3" HYMAX COUPLING | 122.88
4" HYMAX COUPLING | 224.85
6" HYMAX COUPLING | 219.95
8" HYMAX COUPLING | 248.33
10" HYMAX COUPLING | 355.79
12" HYMAX COUPLING RANGE 12.40 | 0
12" HYMAX COUPLING RANGE 13.5" | 0
2" CPLG, UNIVRSAL SB or ROMAC | 54.11
2-1/2" CPLG, UNIVRSAL SB or RO | 48.11
3" CPLG, UNIVRSAL SB or ROMAC | 90.91
4" CPLG, UNIVRSAL SB or ROMAC | 245.93
6" CPLG, UNIVRSAL SB or ROMAC | 0
8" CPLG, UNIVRSAL SB or ROMAC | 0
10" CPLG, UNIVRSAL SB or ROMAC | 0
12" CPLG, UNIVRSAL SB or ROMAC | 0
6" CROSS, FLANGE CROSS | 0
8" CROSS, FLANGE CROSS | 0
4" ELBOW, FLANGE 90 ELBOW DI | 0
6" ELBOW, FLANGE 90 ELBOW DI | 117.64
8" ELBOW, FLANGE 90 ELBOW DI | 0
6" MJ 11-1/4 ELBOW | 63.52
8" MJ 11-1/4 ELBOW | 80.38
10" MJ 11-1/4 ELBOW | 0
12" MJ 11-1/4 ELBOW | 0
4" MJ 22 1/2 ELBOW | 28.2
6" MJ 22 1/2 ELBOW | 51.68
8" MJ 22 1/2 ELBOW | 88.42
10" MJ 22 1/2 ELBOW | 0
12" MJ 22 1/2 ELBOW | 0
3" MJ 45 ELBOW | 0
4" MJ 45 ELBOW | 39.24
6" MJ 45 ELBOW | 54.18
8" MJ 45 ELBOW | 90.78
10" MJ 45 ELBOW | 95.78
12" MJ 45 ELBOW | 0
3" MJ 90 ELBOW | 32.57
4" MJ 90 ELBOW | 50.67
6" MJ 90 ELBOW | 77
8" MJ 90 ELBOW | 113.59
10" MJ 90 ELBOW | 150
12" MJ 90 ELBOW | 237.36
4" MJ x FLG 90 ELBOW | 57.84
6" MJ x FLG 90 ELBOW | 74.68
8" MJ x FLG 90 ELBOW | 141.82
3" FLG BOLT & GSKT KIT | 4.25
4" FLG BOLT & GSKT KIT | 5.75
6" FLG BOLT & GSKT KIT | 11.82
8" FLG BOLT & GSKT KIT | 13.04
10" FLG BOLT & GSKT KIT | 21.25
12" FLG BOLT & GSKT KIT | 21.93
4" BLIND FLANGE | 38.02
6" BLIND FLANGE | 0
8" BLIND FLANGE | 72.95
10" BLIND FLANGE | 0
12" BLIND FLANGE | 214.16
2" COMPANION FLANGE | 17.56
2-1/2" COMPANION FLANGE | 9.42
3" COMPANION FLANGE | 36.48
4" COMPANION FLANGE | 46.11
6" COMPANION FLANGE | 77.03
8" COMPANION FLANGE | 0
3" FLG TAPPED 2*2-1/2" | 15.61
4" FLG TAPPED 2*2-1/2*3" | 0
6" FLG TAPPED 2*2-1/2*3*4" | 65.08
8" FLG TAPPED 2*2-1/2*3*4*6" | 122.47
10" FLG TAPPED 2*2-1/2*3*4*6*8 | 275.85
4" UNI, KWIK or FIELD FLANGE | 45.84
6" UNI, KWIK or FIELD FLANGE | 52.89
8" UNI, KWIK or FIELD FLANGE | 0
2" FLANGE GASKET | 0.91
2-1/2" FLANGE GASKET | 1.13
3" FLANGE GASKET | 1.3
4" FLANGE GASKET | 1.43
6" FLANGE GASKET | 2.07
8" FLANGE GASKET | 2.94
10" FLANGE GASKET | 4.25
12" FLANGE GASKET | 4.6
3" MJ x PVC TRANS GASKET | 4.945
4" MJ x PVC TRANS GASKET | 6.452
6" MJ x PVC TRANS GASKET | 7.305
8" MJ x PVC TRANS GASKET | 6.63
10" MJ x PVC TRANS GASKET | 8.84
12" MJ x PVC TRANS GASKET | 11.42
3" MEGALUG PK/KIT (DI) | 0
4" MEGALUG PK/KIT (DI) | 35.15
6" MEGALUG PK/KIT (DI) | 43.53
8" MEGALUG PK/KIT (DI) | 55.4
10" MEGALUG PK/KIT (DI) | 80.2
12" MEGALUG PK/KIT (DI) | 101.91
3" MEGALUG PK/KIT (PVC) | 39.34
4" MEGALUG PK/KIT (PVC) | 43.26
6" MEGALUG PK/KIT (PVC) | 54.35
8" MEGALUG PK/KIT (PVC) | 69
10" MEGALUG PK/KIT (PVC) | 110
12" MEGALUG PK/KIT (PVC) | 121.62
3" MJ GLAND PACK KIT | 10.5
4" MJ GLAND PACK KIT | 43.26
6" MJ GLAND PACK KIT | 24.06
8" MJ GLAND PACK KIT | 25.7
10" MJ GLAND PACK KIT | 37.08
12" MJ GLAND PACK KIT | 38.56
3" MJ PLUG (Tapped or not) | 0
4" MJ PLUG (Tapped or not) | 15.81
6" MJ PLUG (Tapped or not) | 32
8" MJ PLUG (Tapped or not) | 70.32
10" MJ PLUG (Tapped or not) | 99.29
12" MJ PLUG (Tapped or not) | 93
4 x 3 FLG REDUCER | 53.53
6 x 2 FLG REDUCER | 0
6 x 4 FLG REDUCER | 99.8
8 x 4 FLG REDUCER | 0
8 x 6 FLG REDUCER | 145
10 x 8 FLG REDUCER | 0
12 x 10 or 8 FLG REDUCER | 0
4" MJ REDUCER | 0
6" MJ REDUCER | 45.06
8" MJ REDUCER | 49.02
10" MJ REDUCER | 0
12" MJ REDUCER | 0
4 x 3 MJ x FLG REDUCER | 39
6 x 4 MJ x FLG REDUCER | 211.73
8 x 6 MJ x FLG REDUCER | 144.21
10 x 8 MJ x FLG REDUCER | 470.77
12 x 10 MJ x FLG REDUCER | 0
4 x 3 MJxPE Lg End Bell RED | 0
6 x 4 MJxPE Lg End Bell RED | 58.75
8 x 6 MJxPE Lg End Bell RED | 68.29
10 x 8 MJxPE Lg End Bell RED | 88.5
12 x 8 MJxPE Lg End Bell RED | 108.29
12 x 10 MJxPE Lg End Bell RED | 0
4 x 3 MJxPE Sml End Bell RED | 57.25
6 x 4 MJxPE Sml End Bell RED | 38.61
8 x 6 MJxPE Sml End Bell RED | 58.75
10 x 8 MJxPE Sml End Bell RED | 115.37
12 x 8 MJxPE Sml End Bell RED | 91.99
12 x 10 MJxPE Sml End Bell RED | 0
4" DUCTILE IRON PIPE | 21.8494
6" DUCTILE IRON PIPE | 17.1144
8" DUCTILE IRON PIPE | 18.22
10" DUCTILE IRON PIPE | 32.0794
12" DUCTILE IRON PIPE | 40.3833
2" COLLAR LK CLAMP Glue Jt | 65.99
2-1/2" COLLAR LK CLAMP Glue Jt | 61.37
3" COLLAR LK CLAMP Glue Jt | 76.47
4" COLLAR LK CLAMP Glue Jt | 87.12
6" COLLAR LK CLAMP Glue Jt | 103.85
8" COLLAR LK CLAMP Glue Jt | 0
4" BELL JT LK CLAMP Slip Jt | 63.94
6" BELL JT LK CLAMP Slip Jt | 125.04
8" BELL JT LK CLAMP Slip Jt | 172.97
10" BELL JT LK CLAMP Slip Jt | 0
1/2 x 6 REP CLAMP, Style SC | 17.66
3/4 x 6 REP CLAMP, Style SC | 19.42
1 x 6 REP CLAMP, Style SC | 20.73
1-1/4 x 6 REP CLAMP, Style SC | 14.67
1-1/2 x 6 REP CLAMP, Style SC | 15.94
2 x 6 REP CLAMP, Style SC | 16.72
2-1/2 x 6 REP CLAMP, Style SC | 24.05
3 x 6 REP BAND, Style CL1 | 84.19
2 x 7-1/2 REP BAND, Style CL1 | 0
2-1/2 x 7-1/2 REP BAND, CL1 | 0
3 x 7-1/2 REP BAND, Style CL1 | 0
4 x 7-1/2 REP BAND, Style CL1 | 51.38
6 x 7-1/2 REP BAND, Style CL1 | 0
2 x 12 REP BAND, Style CL1 | 78.17
3 x 12 REP BAND, Style CL1 | 0
4 x 10 REP BAND, Style CL2 | 108.5
6 x 10 REP BAND, Style CL2 | 0
8 x 10 REP BAND, Style CL2 | 0
10 x 10 REP BAND, Style CL2 | 0
12 x 10 REP BAND, Style CL2 | 0
2 1/2 x 15 REP BAND, Style CL1 | 0
3 x 15 REP BAND, Style CL1 | 106.91
4 x 15 REP BAND, Style CL1or2 | 126.41
6 x 15 REP BAND, Style CL1or2 | 220.71
8 x 15 REP BAND, Style CL1or2 | 0
10 x 15 REP BAND, Style CL1or2 | 0
12 x 15 REP BAND, Style CL1or2 | 0
4 x 20 REP BAND, Style CL1or2 | 168
6 x 20 REP BAND, Style CL1or2 | 254.44
8 x 20 REP BAND, Style CL1or2 | 0
4 x 25 REP BAND, Style CL1or2 | 0
6 x 25 REP BAND, Style CL1or2 | 0
8 x 25 REP BAND, Style CL1or2 | 0
2 x 1 TAPPING SADDLE | 33.28
2 1/2 x 1 TAPPING SADDLE | 32.56
3 x 1 TAPPING SADDLE | 35.56
4 x 1 TAPPING SADDLE | 39.18
6 x 1 TAPPING SADDLE | 45.45
8 x 1 TAPPING SADDLE | 51.57
10 x 1 TAPPING SADDLE | 58.64
12 x 1 TAPPING SADDLE | 65.99
3 x 2 TAPPING SADDLE | 74.83
4 x 2 TAPPING SADDLE | 73.08
6 x 2 TAPPING SADDLE | 74.43
8 x 2 TAPPING SADDLE | 99.47
10 x 2 TAPPING SADDLE | 122.63
12 x 2 TAPPING SADDLE | 109.8
2 x 1 TAPPING SLEEVE | 0
2-1/2 x 1 TAPPING SLEEVE | 0
4 x 2 TAPPING SLEEVE | 0
4 x 4 TAPPING SLEEVE | 539.81
6 x 6 TAPPING SLEEVE | 670.18
6 x 3 TAPPING SLEEVE | 0
6 x 4 TAPPING SLEEVE | 621
8 x 4 TAPPING SLEEVE | 597.31
8 x 6 TAPPING SLEEVE | 614.23
8 x 8 TAPPING SLEEVE | 850.8
10 x 4 TAPPING SLEEVE | 643.82
10 x 6 TAPPING SLEEVE | 658.34
10 x 10 TAPPING SLEEVE | 1100
12 x 12 TAPPING SLEEVE | 0
4" FLANGE TEE | 170.93
6" FLANGE TEE | 218.42
8" FLANGE TEE | 327.2
10" FLANGE TEE | 395
12" FLANGE TEE | 0
4 x 3 FLG REDUCING TEE | 0
6 x 3 FLG REDUCING TEE | 0
6 x 4 FLG REDUCING TEE | 182.99
8 x 4 FLG REDUCING TEE | 217.8
8 X 6 FLG REDUCING TEE | 282.75
10 x 8 FLG REDUCING TEE | 0
10 x 6 FLG REDUCING TEE | 0
12 x 6 FLG REDUCING TEE | 501.05
6 x 4 MJ REDUCING TEE | 0
8 x 4 MJ REDUCING TEE | 78.3
8 x 6 MJ REDUCING TEE | 122.3
10 x 6 MJ REDUCING TEE | 160
12 x 6 MJ REDUCING TEE | 0
12 x 8 MJ REDUCING TEE | 0
3" MJ TEE | 51.195
4" MJ TEE | 46.46
6" MJ TEE | 115.67
8" MJ TEE | 115.43
10" MJ TEE | 179
12" MJ TEE | 250
6 x 3 MJ x FLG REDUCING TEE | 0
6 x 4 MJ x FLG REDUCING TEE | 101
8 x 4 MJ x FLG REDUCING TEE | 132.71
8 x 6 MJ x FLG REDUCING TEE | 177.06
10 x 4 MJ x FLG REDUCING TEE | 188.44
10 x 6 MJ x FLG REDUCING TEE | 230
10 x 8 MJ x FLG REDUCING TEE | 0
12 x 4 MJ x FLG REDUCING TEE | 0
12 x 6 MJ x FLG REDUCING TEE | 197
12 x 8 MJ x FLG REDUCING TEE | 192.63
3" MJ x FLG TEE | 59.35
4" MJ x FLG TEE | 88.04
6" MJ x FLG TEE | 114.89
8" MJ x FLG TEE | 157.59
10" MJ x FLG TEE | 285
12" MJ x FLG TEE | 0
4" MJ SLEEVE DI | 0
6" MJ SLEEVE DI | 0
8" MJ SLEEVE DI | 0
10" MJ SLEEVE DI | 0
12" MJ SLEEVE DI | 0
1/4" AIR RELEASE 1/4 or 1/2 | 0
1/2"-3/4" AIR RLEASE Apco S-50 | 0
1" AIR RELEASE, Apco #200 | 0
2" AIR RELEASE, Apco #200 | 828
1" AIR/VAC, Apco 143C | 0
2" AIR/VAC, Apco 145C | 0
1" AIR/VAC VALVE, ARI #D-040 | 153
2" AIR/VAC VALVE, ARI #D-040 | 288
4" VALMATIC VENT SAFE | 206.25
1/4" BALL VALVE-NO LEAD | 3.59
1/2" BALL VALVE-NO LEAD | 4.07
3/4" BALL VALVE-NO LEAD | 8.69
1" BALL VALVE-NO LEAD | 10.9
1-1/4" BALL VALVE VALVE-NO LEA | 21.66
1-1/2" BALL VALVE-NO LEAD | 20.47
2" BALL VALVE-NO LEAD | 44.59
2-1/2" BALL VALVE-NO LEAD | 81.4
1/2" PVC BALL VALVE | 2.65
1" PVC BALL VALVE | 17.81
2" PVC BALL VALVE | 7.75
3/4' ANGLE CHECK VALVE-NO LEAD | 35.92
1' ANGLE CHECK VALVE-NO LEAD | 42.83
1-1/4' ANGLE CHECK VALVE-NO LE | 0
1-1/2' ANGLE CHECK VALVE-NO LE | 169.79
2' ANGLE CHECK VALVE-NO LEAD | 221.05
3/4' STRAIGHT CHECK VALVE-NO L | 33.03
1' STRAIGHT CHECK VALVE-NO LEA | 38.45
2' STRAIGHT CHECK VALVE-NO | 0
2" WFR CHK VALVE | 247.06
2-1/2" WFR CHK VALVE | 213.11
3" WFR CHK VALVE | 300
4" WFR CHK VALVE | 283
6" WFR CHK VALVE | 681.33
8" WFR CHK VALVE (DI) | 0
1" DOUBLE CHK (BACKFLOW)-NO LE | 357
1/2" INLINE CHK (Flwmatic # 80 | 21.53
3/4" INLINE CHK (DUCTILE IRON) | 58.09
1" INLINE CHK VALVE (DUCTILE I | 16.7884
1-1/4" INLINE CHK VALVE (DUCTI | 23
1-1/2" INLINE CHK VALVE (DUCTI | 34.2
2" INLINE CHK VALVE (DUCTILE I | 58.71
2-1/2" INLINE CHK VALVE (DUCTI | 207.17
3" INLINE CHK VALVE (DUCTILE I | 193.17
4" INLINE CHK VALVE (DUCTILE I | 297.72
6" INLINE CHK VALVE (DUCTILE I | 773.45
8" INLINE CHK VALVE (DI) | 0
1-1/2" INLINE PVC CHK VALVE | 0
1/2" SWING CHECK-NO LEAD | 7.26
3/4" SWING CHECK-NO LEAD | 8.49
1" SWING CHECK-NO LEAD | 11.49
1-1/4" SWING CHECK-NO LEAD | 19.27
1-1/2" SWING CHECK-NO LEAD | 24.41
2" SWING CHECK-NO LEAD | 57.15
2-1/2" SWING CHECK-NO LEAD | 75.87
3" SWING CHECK-NO LEAD | 0
6" SWING CHECK VALVE (DI) | 557
8" SWING CHECK VALVE (DI) | 1682.06
1/2" CHK (COMPRESSOR RPR) | 17.04
3/4" CHK (COMPRESSOR RPR) | 0
1/8" COCK VALVE-NO LEAD | 0
1/4" COMP BALL VALVE-NO LEAD | 5.84
3/4" COCK VALVE-NO LEAD | 0
1" COCK VALVE-NO LEAD | 0
1" CORP STOP VALVE-NO LEAD | 45.42
2" CORP STOP VALVE-NO LEAD | 216.67
1" CORP STOP x PAC JT-NO LEAD | 71.44
1-1/2" CORP STOP x PAC JT-NO L | 0
1" CORP STOP x PJ for CTS-NO L | 0
3/4" FOOT VALVE-NO LEAD | 20.43
1" FOOT VALVE-NO LEAD | 22.69
1-1/4" FOOT VALVE-NO LEAD | 26.45
1-1/2" FOOT VALVE-NO LEAD | 45.11
2" FOOT VALVE-NO LEAD | 65.57
2-1/2" FOOT VALVE-NO LEAD | 221
3" FOOT VALVE-NO LEAD | 0
4" FOOT VALVE-NO LEAD | 513.24
1" ENVIRO STRAINER-NO LEAD | 0
2" ENVIRO STRAINER-NO LEAD | 44.55
2" PVC FOOT VALVE SCREEN | 8.57
2-1/2"FLG GATE VALVE AWWA | 0
3" FLG GATE VALVE AWWA | 355.4
4" FLG GATE VALVE AWWA | 438.09
6" FLG GATE VALVE AWWA | 499.67
8" FLG GATE VALVE AWWA | 780.74
1" THREADED GATE AWWA | 0
1-1/2" THREADED GATE AWWA | 0
2" THREADED GATE AWWA | 279.92
2-1/2" THREADED GATE AWWA | 306
3" THREADED GATE AWWA | 0
4" THREADED GATE AWWA | 0
3" MJ GATE VALVE AWWA | 410.48
4" MJ GATE VALVE AWWA | 431.19
6" MJ GATE VALVE AWWA | 495
8" MJ GATE VALVE AWWA | 930.52
10" MJ GATE VALVE AWWA | 1096.83
12" MJ GATE VALVE AWWA | 1360.68
3" MJ x FLG GATE VALVE | 331.33
4" MJ x FLG GATE VALVE | 438.09
6" MJ x FLG GATE VALVE | 577.94
8" MJ x FLG GATE VALVE | 904.37
10" MJ x FLG GATE VALVE | 1435.35
12" MJ x FLG GATE VALVE | 1270.45
1/4" WHEEL GATE VALVE-NO LEAD | 6.49
1/2" WHEEL GATE VALVE-NO LEAD | 7.8
3/4" WHEEL GATE VALVE-NO LEAD | 7.16
1" WHEEL GATE VALVE-NO LEAD | 12.49
1-1/4" WHEEL GATE VALVE-NO LEA | 14.79
1-1/2" WHEEL GATE VALVE-NO LEA | 20.31
2" WHEEL GATE VALVE-NO LEAD | 27.57
2-1/2" WHEEL GATE VALVE-NO LEA | 63.59
3" WHEEL GATE VALVE-NO LEAD | 87.3
4" WHEEL GATE VALVE-NO LEAD | 188.26
1/2" HOSE BIBB-NO LEAD | 5.08
3/4" HOSE BIBB-NO LEAD | 6.13
1/4" NEEDLE VALVE-NO LEAD | 9.09
4" or 6" POST IND, POST ONLY | 652.42
4" POST IND, VALVE ONLY | 424.14
6" POST IND, VALVE ONLY | 561.94
4" POST IND, VALVE WITH POST | 1349.27
6" POST IND, VALVE WITH POST | 1455
3/4" PRESS REGULATING VALVE-NO | 93.75
1" PRESS REGULATING VALVE-NO L | 116.74
1-1/4" PRESS REGULATING VALVE- | 206.29
1-1/2" PRESS REGULATING VALVE- | 720.68
2" PRESS REGULATING VALVE-NO L | 900.75
3/4" PRESS RELIEF VALVE-NO LEA | 1109.41
1" PRESS RELIEF VALVE-NO LEAD | 308
1-1/4" PRESS RELIEF VALVE-NO L | 489.5
1-1/2" PRESS RELIEF VALVE-NO L | 676.86
2" PRESS RELIEF VALVE-NO LEAD | 1096.54
3/4" PRESS REL NON-CODE ADJ-NO | 6.82
1/8" SNIFTER VALVE-NO LEAD | 0.98
1/4" SNIFTER VALVE-NO LEAD | 0
1-1/2" SOLENOID VALVE | 0
2" SOLENOID VALVE | 0
3/4" ANGLE STOP VALVE-NO LEAD | 32.55
1" ANGLE STOP VALVE-NO LEAD | 49.57
1-1/2" ANGLE STOP VALVE-NO LEA | 151.63
2"" ANGLE STOP VALVE-NO LEAD | 294.96
3/4" STRAIGHT STOP VALVE-NO LE | 38.86
1" STRAIGHT STOP VALVE-NO LEAD | 88.08
1-1/2" STRAIGHT STOP VALVE-NO | 0
3/4" STOP & WASTE-NO LEAD | 0
1" STOP & WASTE-NO LEAD | 0
1-1/4" STOP & WASTE-NO LEAD | 0
1/2" WYE STRAINER-NO LEAD | 0
3/4" WYE STRAINER-NO LEAD | 28.43
1-1/4" WYE STRAINER-NO LEAD | 41.63
1-1/2" WYE STRAINER-NO LEAD | 127.42
2" WYE STRAINER-NO LEAD | 116.67
ALARM HORN | 119.73
ALARM HORN ASSEMBLY | 0
ALARM LIGHT ASSEMBLY | 95.2
ALARM LIGHT BASE | 0
ALARM LIGHT GLOBE | 0
ALARM LIGHT GLOBE GUARD | 0
ALARM, WP HORN BOX | 37.59
ALTERNATOR COIL - 220V | 22.015
ALT, SOLID STATE 2 PUMP | 0
ALT, SOLID STATE 4 PUMP | 0
15 AMP 1POLE BREAKER | 4.54
20 AMP 1POLE BREAKER | 4.54
30 AMP 1POLE BREAKER | 0
40 AMP 1POLE BREAKER | 0
50 AMP 1POLE BREAKER | 4.12
BREAKER, 20AMP GFI | 0
BREAKER KO PLUG - ANY SIZE | 1.051
BREAKER RETAINER | 0
15 AMP 2POLE BREAKER | 15.37
20 AMP 2POLE BREAKER | 10.2
30 AMP 2POLE BREAKER | 18.56
40 AMP 2POLE BREAKER | 9.43
50 AMP 2POLE BREAKER | 10.2
60 AMP 2POLE BREAKER | 0
70 AMP 2POLE BREAKER | 24.2
100 AMP 2POLE BREAKER | 27.09
125 AMP 2POLE BREAKER | 105.16
15 AMP 3POLE BREAKER | 78.52
20 AMP 3POLE BREAKER | 67.07
30 AMP 3POLE BREAKER | 73.29
40 AMP 3POLE BREAKER | 312.09
50 AMP 3POLE BREAKER | 312.09
60 AMP 3POLE BREAKER | 73.29
100 AMP 3POLE BREAKER | 0
1" INSULATED GRD BUSHING | 5.9752
1-1/4" INSULATED GRD BUSHING | 1.56
1-1/2" INSULATED GRD BUSHING | 2.45
2" INSULATED GRD BUSHING | 11.645
2-1/2" INSULATED GRD BUSHING | 19.23
3" INSULATED GRD BUSHING | 29.295
1/2" INS PLASTIC BUSHING | 0.2044
3/4" INS PLASTIC BUSHING | 0
1" INS PLASTIC BUSHING | 0.575
1-1/4" INS PLASTIC BUSHING | 0.165
1-1/2" INS PLASTIC BUSHING | 1.2108
2" INS PLASTIC BUSHING | 1.8432
2-1/2" INS PLASTIC BUSHING | 2.767
3" INS PLASTIC BUSHING | 3.29
4" INS PLASTIC BUSHING | 0
BUSHING, KO PLASTIC | 0
3/4" THREADED BUSHING | 0
1" THREADED BUSHING | 1.86
1-1/4" THREADED BUSHING | 2.03
1-1/2" THREADED BUSHING | 0
2" THREADED BUSHING | 0
#6 SCREW TYPE NSI BUTT SPLICE | 14.5158
10MFD 370V RUN CAPACITOR | 3.75
15MFD 370V RUN CAPACITOR | 0
20MFD 370V RUN CAPACITOR | 6.5933
30MFD 370V RUN CAPACITOR | 11.66
35MFD 370V RUN CAPACITOR | 12.6
40-45MFD 370V RUN CAPACITOR | 44.5
108-130MFD 110V START CAP | 5.3
130-156MFD 110V START CAP | 5.5
161-193MFD 110V START CAP | 12.57
216-259MFD 110V START CAP | 0
324-389MFD 110V START CAP | 7.56
378-454MFD 110V START CAP | 9.12
460-552MFD 110V START CAP | 9.66
652-662MFD 110V START CAP | 0
708-850MFD 110V START CAP | 16.07
108-130MFD 220V START CAP | 16.45
130-156MFD 220V START CAP | 5.56
145-174MFD 220V START CAP | 12
216-259MFD 220V START CAP | 32
280-324MFD 220V START CAP | 37
108-130MFD 330V START CAP | 36.3
130-156MFD 330V START CAP | 18.22
145-174MFD 330V START CAP | 20.29
216-259MFD 330V START CAP | 35.25
270-324MFD 330V START CAP | 36.25
350-420MFD 330V START CAP | 88.61
622-849MFD 330V START CAP | 0
115V ALTERNATOR COIL | 0
480V ALTERNATOR COIL | 0
120V CONTACTOR COIL SMALL | 14.8844
220V CONTACTOR COIL SMALL | 0
120V STARTER COIL LARGE | 211.85
220V START COIL (dual voltage) | 84
120V FURNAS STARTER COIL | 0
220V FURNAS STARTER COIL | 0
460V FURNAS STARTER COIL | 0
1/2" CONDUIT STRAP | 0.1434
3/4" CONDUIT STRAP | 0.254
1" CONDUIT STRAP | 0.69
1-1/4" CONDUIT STRAP | 0.606
1-1/2" CONDUIT STRAP | 0.8783
2" CONDUIT STRAP | 1.359
2-1/2" CONDUIT STRAP | 1.078
3" CONDUIT STRAP | 0
4" CONDUIT STRAP | 0
1/2" EMT CONDUIT STRAP | 0.1124
3/4" EMT CONDUIT STRAP | 0.1692
1" EMT CONDUIT STRAP | 0.218
1-1/4" EMT CONDUIT STRAP | 0.3175
1-1/2" EMT CONDUIT STRAP | 1.312
2" EMT CONDUIT STRAP | 1.29
2-1/2" EMT CONDUIT STRAP | 0
1" PVC END BELL | 0.325
1-1/4" PVC BELL END | 0
1-1/2" PVC PVC BELL END | 0
2" PVC BELL END | 4.885
2-1/2" PVC BELL END | 4.9133
3" PVC BELL END | 0
1/2" EMT CONDUIT | 0.255
3/4" EMT CONDUIT | 0.386
1" EMT CONDUIT | 0.7393
1-1/4" EMT CONDUIT | 0.996
1-1/2" EMT CONDUIT | 1.22
2" EMT CONDUIT | 2.181
2-1/2" EMT CONDUIT | 0
1/2" LT FLEX CONDUIT | 0.69
3/4" LT FLEX CONDUIT | 1.7658
1" LT FLEX CONDUIT | 3.2643
1-1/4" LT FLEX CONDUIT | 4.0664
1-1/2" LT FLEX CONDUIT | 4.933
1/2" FLEX ALUM CONDUIT | 0.5911
3/4" FLEX ALUM CONDUIT | 0
1" FLEX ALUM CONDUIT | 0
1-1/4" FLEX ALUM CONDUIT | 0
1/2" PVC SCHEDULE 40 CONDUIT | 0.1863
3/4" PVC SCHEDULE 40 CONDUIT | 0.2237
1" PVC SCHEDULE 40 CONDUIT | 0.58
1-1/4" PVC SCHEDULE 40 CONDUIT | 0.4685
1-1/2" PVC SCHEDULE 40 CONDUIT | 0.5039
2" PVC SCHEDULE 40 CONDUIT | 0.7473
2-1/2" PVC SCHEDULE 40 CONDUIT | 1.054
3" PVC SCHEDULE 40 CONDUIT | 1.314
4" PVC SCHEDULE 40 CONDUIT | 1.6463
1/2" RIGID CONDUIT | 0
3/4" RIGID CONDUIT | 0
1" RIGID CONDUIT | 0
1-1/4" RIGID CONDUIT | 0
1/2" RUNNING THREAD CONDUIT | 0
3/4" RUNNING THREAD CONDUIT | 0
1" RUNNING THREAD CONDUIT | 0
1-1/4" RUNNING THREAD CONDUIT | 0
1-1/2" RUNNING THREAD CONDUIT | 0
2" RUNNING THREAD CONDUIT | 43.7467
2-1/2" RUNNING THREAD CONDUIT | 2.41
3" RUNNING THREAD CONDUIT | 0
MAIN LINE SPLICE BLOCK | 120.46
1/2" UF CONNECTOR | 0
3/4" UF CONNECTOR | 0
#6 OR #8 CORD GRIP CONNECTOR | 2.44
#12 OR #14 CORD GRIP CONNECTOR | 1.33
30A FEM CORD GRIP RECEPTICAL | 56.12
30AMP MALE CORD GRIP PLUG | 21.98
60AMP MALE CORD GRIP PLUG | 0
1/2" EMT CONNECTOR | 0.5233
3/4" EMT CONNECTOR | 10.68
1" EMT CONNECTOR | 0.975
1-1/4" EMT CONNECTOR | 2.92
1-1/2" EMT CONNECTOR | 0
2" EMT CONNECTOR | 4.5688
1/2" EMT OFF-SET CONNECTOR | 0
3/4" EMT OFF-SET CONNECTOR | 0
1" EMT OFF-SET CONNECTOR | 0
1/2" EMT x FLEX CONNECTOR | 0
3/4" EMT x FLEX CONNECTOR | 0
1" EMT x FLEX CONNECTOR | 0
3/8" FLEX CONNECTOR | 0
1/2" FLEX CONNECTOR | 1.56
3/4" FLEX CONNECTOR | 2.31
1" FLEX CONNECTOR | 0
1-1/4" FLEX CONNECTOR | 0
1-1/2" FLEX CONNECTOR | 10.96
1/2" LT or FLEX CONNECTOR | 2.49
3/4" LT or FLEX CONNECTOR | 3.9
1" LT or FLEX CONNECTOR | 5.305
1-1/4" LT or FLEX CONNECTOR | 8.9473
1-1/2" LT or FLEX CONNECTOR | 12.575
2" LT or FLEX CONNECTOR | 23.445
2-1/2" LT or FLEX CONNECTOR | 110.435
#4 TO #1/0 SPLITBOLT CONNECTOR | 7.415
#10 TO #4 SPLIT BOLT CONNECTOR | 3.684
N/C or N/O STARTER AUX CONTACT | 48.45
N/C or N/O HOA CONTACT BLOCKS | 49.88
SIZE 2 CONTACT KIT | 191.4
SIZE 3 CONTACT KIT | 0
15 or 20AMP 2POLE CONTACTOR | 47.6309
30AMP 2POLE CONTACTOR | 58
30AMP 3POLE CONTACTOR | 70.76
40AMP 2 POLE CONTACTOR | 74.22
40AMP 3 POLE CONTACTOR | 117.97
50AMP 2 POLE CONTACTOR | 109.76
50AMP 3 POLE CONTACTOR | 0
60AMP 2 POLE CONTACTOR | 0
70AMP 2 POLE CONTACTOR | 0
70AMP 3 POLE CONTACTOR | 0
1/2" PVC CONDUIT COUPLING | 0.443
3/4" PVC CONDUIT COUPLING | 1.89
1" PVC CONDUIT COUPLING | 0.306
1-1/4" PVC CONDUIT COUPLING | 0.4425
1-1/2" PVC CONDUIT COUPLING | 0.654
2" PVC CONDUIT COUPLING | 0.715
2-1/2" PVC CONDUIT COUPLING | 1.34
3" PVC CONDUIT COUPLING | 0
4" PVC CONDUIT COUPLING | 0
1/2" EMT CONDUIT COUPLING | 2.59
3/4" EMT CONDUIT COUPLING | 3.18
1" EMT CONDUIT COUPLING | 1.0843
1-1/4" EMT CONDUIT COUPLING | 8.065
1-1/2" EMT CONDUIT COUPLING | 2.344
2" EMT CONDUIT COUPLING | 0
100AMP 240V 3 PH DISCONNECT | 0
100AMP 600V 3 PH DISCONNECT | 139
200AMP 1PH w/FS NEMA 1 (indoor | 0
200AMP 1PH w/FS NEMA 3 (outdoo | 0
200AMP 3PH w/FS NEMA 1 (indoor | 0
200AMP 3PH w/FS NEMA 3 (Outdoo | 0
30AMP 1 PH CHEAP P/O DISCONNEC | 0
30AMP 600V 3 PH w/FS DISCONNEC | 173.69
60AMP 240V 1PH w/FS DISCONNECT | 0
60AMP 240V 3PH NF DISCONNECT | 0
60AMP 240V 3PH w/FS DISCONNECT | 0
60AMP 600V 3PH w/FS DISCONNECT | 208.37
1/2" EMT 90 ELBOW | 0
3/4" EMT 90 ELBOW | 3.3267
1" EMT 90 ELBOW | 5.96
1-1/4" EMT 90 ELBOW | 7.22
1-1/2" EMT 90 ELBOW | 6.36
2" EMT 90 ELBOW | 10.755
2-1/2" EMT 90 ELBOW | 0
1/2" LT 90 FLEX ELBOW | 3.7531
3/4" LT 90 FLEX ELBOW | 6.06
1" LT 90 FLEX ELBOW | 11.48
1-1/4" LT 90 FLEX ELBOW | 14.766
1-1/2" LT 90 FLEX ELBOW | 20.4867
2" LT 90 FLEX ELBOW | 30.89
3/8" FLEX 90 CONNECTOR ELBOW | 0
1/2" FLEX 90 CONNECTOR ELBOW | 2.0038
3/4" FLEX 90 CONNECTOR ELBOW | 0
1" FLEX 90 CONNECTOR ELBOW | 0
1-1/4" FLEX 90 CONNECTOR ELBOW | 2.3
1/2" PVC 90 SWP/PULLING ELBOW | 0.91
3/4" PVC 90 SWP/PULLING ELBOW | 1.09
1" PVC 90 SWP/PULLING ELBOW | 1.27
1-1/4" PVC90 SWP/PULLING ELBOW | 17.54
1-1/2" PVC90 SWP/PULLING ELBOW | 3.055
2" PVC 90 SWP/PULLING ELBOW | 4.19
2-1/2" PVC 90 SWP/PULLING ELBO | 10.8
3" PVC 90 SWP/PULLING ELBOW | 0
1/2" PVC 45 ELBOW | 0
3/4" PVC 45 ELBOW | 0
1" PVC 45 ELBOW | 0
1-1/4" PVC 45 ELBOW | 0
1-1/2" PVC 45 ELBOW | 0
2" PVC 45 ELBOW | 3.66
2-1/2" PVC 45 ELBOW | 7.1
3" PVC 45 ELBOW | 0
1/2" LT 45 CONNECTOR ELBOW | 0
3/4" LT 45 CONNECTOR ELBOW | 0
1" LT 45 CONNECTOR ELBOW | 0
1-1/4" LT 45 CONNECTOR ELBOW | 0
3E2A ELECTRODE HOLDER | 0
3E3A ELECTRODE HOLDER | 0
3E4A ELECTRODE HOLDER | 0
3E5A ELECTRODE PROBES | 0
3W1 ELECTRODE PROBES | 0
1/4" 3Z1B ELECTRODE PROBE ADAP | 0
EXHAUST FAN | 112.38
FUSE BLOCK, 600V MIDGET | 6.2333
FUSE CLIP | 26.975
250V 2 AMP FUSE | 0
250V 5 AMP FUSE | 0
250V 10 AMP FUSE | 0
250V 15 AMP FUSE | 4.466
250V 20 AMP FUSE | 1.675
250V 30 AMP FUSE | 4.459
250V 40 AMP FUSE | 6.635
250V 50 AMP FUSE | 0
250V 60 AMP FUSE | 0
250V 70 AMP FUSE | 0
250V 80 AMP FUSE | 0
250V 90 AMP FUSE | 0
250V 100 AMP FUSE | 23.2
250V 150 AMP FUSE | 0
250V 200 AMP FUSE | 53.5733
30 AMP MIDGET FUSE | 0
600V 5 AMP FUSE | 0
600V 15 AMP OR 20 AMP FUSE | 4.11
600V 15 AMP MIDGET FUSE | 14.1867
600V 20 AMP FUSE | 11.99
600V 30 AMP FUSE | 15.0076
600V 40 AMP FUSE | 0
600V 50 AMP FUSE | 0
600V 60 AMP FUSE | 25.2133
600V 70 AMP FUSE | 50.82
600V 80 AMP FUSE | 0
600V 100 AMP FUSE | 58.2533
600V 125 AMP FUSE | 116.64
600V 150 AMP FUSE | 0
600V 175 AMP FUSE | 0
600V 200 AMP FUSE | 104.1556
FUSE REDUCER, ANY | 16.11
PILOT FUSE KIT | 0
1/2 - 1 1/4 GROUND CLAMP | 2.235
1 1/4 - 2 GROUND CLAMP | 5.01
2 1/2 - 4 GROUND CLAMP | 28.327
ACORN GROUND CLAMP | 2.235
250 GROUND LUGS | 3.79
#2 GROUND LUGS | 0.992
#4 GROUND LUGS | 14.515
2COND GROUND LUGS | 2.665
3COND GROUND LUGS | 17.109
#6 GROUND LUGS | 0.9267
12x12 GROUND PLATE W/CLAMP | 30.6
5/8 x 8 GROUND ROD | 9.71
4 X 4 90 GUTTER ELBOW | 0
6 X 6 90 GUTTER ELBOW | 0
8 X 8 90 GUTTER ELBOW | 0
4 X 4 GUTTER END | 4.7
6 X 6 GUTTER END | 7.2576
8 X 8 GUTTER END | 0
4 X 4 X 24 GUTTER | 21.07
4 X 4 X 36 GUTTER | 31.9
4 X 4 X 48 GUTTER | 38.38
6 X 6 X 24 GUTTER | 0
6 X 6 X 36 GUTTER | 46.115
6 X 6 X 48 GUTTER | 63.015
8 X 8 X 24 GUTTER | 0
8 X 8 X 48 GUTTER | 0
8 X 8 X 60 GUTTER | 0
4" GUTTER COUPLING | 0
6" GUTTER COUPLING | 7.08
8" GUTTER COUPLING | 0
HEATER SURFACE ENCLOSURE | 16.24
HEATER, 750-1500W FORCED AIR | 93.86
OVERLOAD HEATER PACKS | 74.58
THERMOSTAT, 22AMP WALL MOUNT | 11.48
THERMOSTAT, HTR MOUNT | 9.52
2" HUB | 8.53
2" HUB COVER CLOSING PLATE | 5.77
IMPLULSE COUNTER 110V | 0
INDICATOR LABEL HOA | 0
INDICATOR LENS COVER | 0
PILOT INDICATOR LIGHT | 9.15
PORCELAIN LIGHT FIXTURE | 2.8117
INDICATOR LIGHTS NEON -Various | 6.78
120V LIQ LVL CONTROLLER #16DM | 0
220V LIQUID LEVEL CONTROLLER | 0
460V LIQUID LEVEL CONTROLLER | 0
1/2" LOCKNUT | 0.19
3/4" LOCKNUT | 0.235
1" LOCKNUT | 0.2858
1-1/4" LOCKNUT | 0
1-1/2" LOCKNUT | 0.4667
2" LOCKNUT | 0.5762
2-1/2" LOCKNUT | 1.3796
3" LOCKNUT | 1.265
4" LOCKNUT | 0
1/2" BONDING LOCKNUT | 1.1825
3/4" BONDING LOCKNUT | 0
1" BONDING LOCKNUT | 0
2-1/4" BONDING LOCKNUT | 0
1-1/2" BONDING LOCKNUT | 0
2" BONDING LOCKNUT | 4.815
2-1/2" BONDING LOCKNUT | 8.9775
1" SEALING LOCKNUT | 1.94
1-1/4" SEALING LOCKNUT | 0
1-1/2" SEALING LOCKNUT | 0
2" SEALING LOCKNUT | 15.625
METER BASE 125AMP 1 PH | 0
METER BASE, 600V 200AMP 3PH | 327.34
METER SOCKET, 200AMP 1PH | 130.1
240V 3 PH SPDT PHASE MONITOR | 65.62
480V 3PH DPDT TUBPHASE MONITOR | 94.94
480V 3PH SPDT TUBPHASE MONITOR | 71.6
200AMP NEUTRAL KIT | 125.4
100AMP NEUTRAL KIT | 66.18
1/2" OFFSET NIPPLE | 1.922
3/4" OFFSET NIPPLE | 1.514
1" OFFSET NIPPLE | 3.08
1-1/4" OFFSET NIPPLE | 4.703
1-1/2" OFFSET NIPPLE | 3.678
2" OFFSET NIPPLE | 5.509
2-1/2" OFFSET NIPPLE | 0
1/2" CHASE NIPPLE | 0
3/4" CHASE NIPPLE | 0
1" CHASE NIPPLE | 0
1-1/2" CHASE NIPPLE | 0
8/10 SPACE 125A 1PH PNL w/CVR | 0
30/32 SPACE 200A 3PH PNL w/CVR | 0
12/16 SPACE 125A 1PH PNL w/CVR | 183.57
30/32 SPACE 200A 1PH PNL w/CVR | 0
3PH SIZE 1 PUMP PANEL | 0
3PH SIZE 2 PUMP PANEL | 0
3PH SIZE 3 PUMP PANEL | 0
200A SEIMENS NEUTRAL KIT PANEL | 0
12 SPACE TRANSFER PANEL | 19.01
8 SPACE TRANSFER PANEL | 0
LT KO SEAL PLUG - Any Size | 4.3583
1" RECESSED THREADED PLUG | 0
1-1/4" RECESSED THREADED PLUG | 0
1-1/2" RECESSED THREADED PLUG | 0
2" RECESSED THREADED PLUG | 0
1/2" SNAP & SEAL PLUG | 0.879
3/4" SNAP & SEAL PLUG | 1.021
1" SNAP & SEAL PLUG | 1.79
1-1/4" SNAP & SEAL PLUG | 1.813
1-1/2" SNAP & SEAL PLUG | 2.902
2" SNAP & SEAL PLUG | 3.642
2-1/2" SNAP & SEAL PLUG | 5.0246
PUSH BUTTON, RED | 16.915
GFCI OUTLET RECEPTICAL | 27.56
PLUG-IN OUTLET RECEPTICAL | 6.49
1.5-5HP 230V START RELAY 4"MTR | 59.25
5-7.5HP 230V START RELAY 6"MTR | 59.25
8 PIN RELAY SOCKET BASE | 11.2
11 PIN RELAY SOCKET BASE | 11.8
4 PIN RELAY SOCKET BASE | 0
110V/220V ALTERNATING RELAY | 82.212
12V 8PIN DPDT CONTROL RELAY | 6.83
24V 8PIN DPDT CONTROL RELAY | 0
120V 8PIN SPDT CONTROL RELAY | 43.2
120V 8PIN DPDT CONTROL RELAY | 87.77
240V 8PIN DPDT CONTROL RELAY | 13.0825
24V 11PIN 3PDT CONTROL RELAY | 21.2
120V 11PIN 3PDT CONTROL RELAY | 15.2075
240V 11PIN 3PDT CONTROL RELAY | 15.21
110V TUB 8PIN TIME DELAY RELAY | 86.97
240V 11PIN TIME DELAY RELAY | 98.1233
11PIN DPDT FROST RELAY | 0
8PIN SPDT FROST RELAY #ERAA3A1 | 0
2"PVC SVC ENTRANCE CAP | 0
1/2" METAL CONDUIT BODY ANY TY | 3.5575
3/4" METAL CONDUIT BODY ANY TY | 0
1" METAL CONDUIT BODY ANY TYPE | 0
1-1/4" METAL CONDUIT BODY ANY | 0
1-1/2" METAL CONDUIT BODY ANY | 0
2" METAL CONDUIT BODY ANY TYPE | 0
2-1/2" METAL CONDUIT BODY ANY | 0
1/2" PVC CONDUIT BODY ANY TYPE | 3.5567
3/4" PVC CONDUIT BODY ANY TYPE | 3.7575
1" PVC CONDUIT BODY ANY TYPE | 3.58
1-1/4" PVC CONDUIT BODY ANY TY | 6.3683
1-1/2" PVC CONDUIT BODY ANY TY | 6.29
2" PVC CONDUIT BODY ANY TYPE | 27.3
2-1/2" PVC CONDUIT BODY ANY TY | 42.84
4" PVC CONDUIT BODY ANY TYPE | 0
#14-#2 4-HOLE SPLICE BLOCK | 14.516
2x4 SWITCH COVER | 0.395
2x4 STEEL HANDYBOX CVR, ANY | 0.67
4x4 STEEL HANDYBOX CVR, ANY | 5
2x4 HANDYBOX BUBBLE COVER | 8.395
2x2x4 HANDYBOX | 2.19
4x4x2 SQUARE HANDYBOX | 1.82
4x4x2 OCTAGON HANDYBOX | 1.3825
4x4x4 W/DX HANDYBOX | 9.38
4x4 HANDYBOX BUBBLE COVER | 0
2x4 RT BELLBOX SPLICE CAN | 4.36
12x12x6 SPLICE CAN SVC CVR | 93.42
12x16x6 SPLICE CAN SVC CVR | 0
5x5x2 INDOOR SPLICE CAN | 0
6x6x4 INDOOR SPLICE CAN | 22.5648
6x6x6 INDOOR SPLICE CAN | 19.06
8x8x4 INDOOR SPLICE CAN | 15.975
8x8x6 INDOOR SPLICE CAN | 18.97
10x10x4 INDOOR SPLICE CAN | 21.015
12x12x4 INDOOR SPLICE CAN | 26.7
12x16x6 INDOOR SPLICE CAN | 10.635
16x16x4 INDOOR SPLICE CAN | 0
16x16x6 INDOOR SPLICE CAN | 46.77
18x18x6 INDOOR SPLICE CAN | 0
24x24x4 INDOOR SPLICE CAN | 260.72
6x6x4 RT SPLICE CAN | 12.1248
6x6x6 RT SPLICE CAN | 0
8x8x4 RT SPLICE CAN | 16.6176
8x8x6 RT SPLICE CAN | 0
12x12x4 RT SPLICE CAN | 0
20x16x8 RT SPLICE CAN | 0
24x36x8 RT SPLICE CAN | 0
30x36x12 RT SPLICE CAN | 0
10-16 AWG DIRECT BURY SPLICE K | 2.44
SIZE 0 STARTER | 206.91
SIZE 1 STARTER | 244.36
SIZE 1-1/2 STARTER | 0
SIZE 1-3/4 STARTER | 400
SIZE 2 STARTER | 473.15
SIZE 2-1/2 STARTER | 1065.9
SIZE 3 STARTER | 933.33
115/230 NO/NC FLOAT SWITCH-STD | 76.5
NO/NC MERCURY FLOAT SWITCH | 47.6433
AIR VOL FLOAT CONTROL SWITCH | 0
230VFLOAT SWITCH | 69.57
N/O - N/C FLOW SWITCH | 0
HEAVY DUTY FLOW SWITCH | 0
SEALED FLOW SWITCH | 0
ASG11 PRESSURE SWITCH | 0
FSG2 PRESSURE SWITCH | 37.32
GSG2/GHG2/GNG5 PRESS SWITCH | 139.15
MERCOID PRESSURE SWITCH | 0
BARKSDALE PRESSURE SWITCH | 0
HOA SELECTOR SWITCH | 83.6
HOA STARTER SEL SWITCH KIT | 81.03
120V 7DAY TIMER SWITCH | 137.49
24 HOUR TIMER SWITCH | 32.64
PROGRAMMABLE TIME CTRL SWITCH | 0
3 POSITION TOGGLE SWITCH | 15.8925
TOGGLE SWITCH LOCK COVER | 0
DPDT TOGGLE SWITCH | 9.98
LIGHT TOGGLE SWITCH | 2.9558
100AMP 1PH MTS TRNSFR SWITCH | 0
100AMP 600V 3PH MTS TSFR SW | 0
200AMP 3PH MTS TRNSFR SWITCH | 2042.9
1/2" PULLING TEE | 0
3/4"PULLING TEE | 0
1"PULLING TEE | 0
1-1/2"PULLING TEE | 0
1/2" MALE/FEM PVC TERM ADPTR | 0.2046
3/4" MALE/FEM PVC TERM ADPTR | 0.36
1" MALE/FEM PVC TERM ADPTR | 0.57
1-1/4" MALE/FEM PVC TERM ADPTR | 0.6025
1-1/2" MALE/FEM PVC TERM ADPTR | 0.6775
2" MALE/FEM PVC TERM ADPTR | 0.9967
2-1/2" MALE/FEM PVC TERM ADPTR | 1.655
3" MALE/FEM PVC TERM ADPTR | 2.43
4" MALE/FEM PVC TERM ADPTR | 0
REMOTE BULB THERMOSTAT | 0
110V ERT, 24 HOUR TIMER | 22.4
120V TRANSFORMER | 0
240V 1PH TRANSFORMER | 0
24VTRANSFORMER (Sight Glass Co | 18.145
5 KVA TRANSFORMER | 0
7.5kw TRANSFORMER | 378.71
1-1/2" SUPER STRUT CHANNEL | 2.2082
7/8" UNI STRUT CHANNEL | 1.887
1/2" UNI STRUT STRAP | 0.865
3/4" UNI STRUT STRAP | 0.9895
1" UNI STRUT STRAP | 1.0617
1-1/4" UNI STRUT STRAP | 1.0232
1-1/2" UNI STRUT STRAP | 1.4267
2" UNI STRUT STRAP | 1.4788
2-1/2" UNI STRUT STRAP | 1.7233
3" UNI STRUT STRAP | 1.7883
4" UNI STRUT STRAP | 2.24
6" UNI STRUT STRAP | 7.326
2 HOLE UNISTRUT 90 ELL BRACKET | 4.0475
1/4" UNI STRUT NUT | 1.5
3/8" UNI STRUT NUT | 1.5636
#2 4-WIRE HTSHRINK SPLICEKIT | 12.44
#4 4-WIRE HTSHRINK SPLICEKIT | 9.3658
#6 4-WIRE HTSHRINK SPLICEKIT | 6.88
#8 4-WIRE HTSHRINK SPLICEKIT | 4.03
#10 - #14 4-WIRE HTSHRINK SPLI | 2.17
#6 LINE TAPE | 0
5or6 PAIR TELEPHONE CABLE WIRE | 2.3079
6/3 UF TRAY CABLE WIRE | 0
#1 USE, XHHW WIRE | 0
#2 USE, XHHW ALUMINUM WIRE | 0.3446
#4 USE, XHHW ALUMINUM WIRE | 1.1039
#6 USE, XHHW ALUMINUM WIRE | 0
1/0 USE, XHHW ALUMINUM WIRE | 0
2/0 USE, XHHW ALUMINUM WIRE | 0.498
4/0-2/0-2/0 USE-XHHW ALUM WIRE | 2.3713
4/0 USE, XHHW ALUMINUM WIRE | 0
4/0-4/0-2/0 USE-XHHW ALUM WIRE | 2.3713
#2 BARE COPPER GRD WIRE | 0
#4 BARE COPPER GRD WIRE | 0.4884
#6 BARE COPPER GRD WIRE | 0.662
#8 BARE COPPER GRD WIRE | 0
#1 THHN COPPER WIRE | 0.68
#2 THHN COPPER WIRE | 0.8262
#3 THHN COPPER WIRE | 0.8103
#4 THHN COPPER WIRE | 0.681
#6 THHN COPPER WIRE | 0.4326
#8 THHN COPPER WIRE | 0.2212
#10 THHN COPPER WIRE | 0.1521
#12 THHN STRANDED COPPER WIRE | 0.0927
#14 THHN STRANDED COPPER WIRE | 0.0833
#16 THHN STRANDED COPPER WIRE | 0
#18 THHN STRANDED COPPER WIRE | 0.0855
#1/0 THHN COPPER WIRE | 1.5445
#2/0 THHN COPPER WIRE | 2.0154
#3/0 THHN COPPER WIRE | 2.0524
#4/0 THHN COPPER WIRE | 2.0665
#4 USE COPPER WIRE | 1.0274
12/2 NM ROMAX WIRE | 0.3624
12/3 NM ROMAX WIRE | 0.735
14/2 NM ROMAX WIRE | 0
14/3 NM ROMAX WIRE | 0
6/4 SO CABLE WIRE - SO Cord | 0
8/4 SO CABLE WIRE - SO Cord | 0
12/3 SO CABLE WIRE - SO Cord | 0
14/2 SO CABLE WIRE - SO Cord | 0.99
#10 SOLID COPPER WIRE | 0
#12 SOLID COPPER WIRE | 0
#14 SOLID COPPER WIRE | 0.0884
#2-4 FLAT JACKET SUBCABLE | 0
#4- 4 FLAT JACKET SUBCABLE | 3.03
#6-4 FLAT JACKET SUBCABLE | 2.41
#8-4 FLAT JACKET SUBCABLE | 1.49
#10-4 FLAT JACKET SUBCABLE | 1.01
#12-4 FLAT JACKET SUBCABLE | 0.73
#8/2 UF WIRE | 0
#8/3 UF WIRE | 0
#10/2 UF WIRE | 0
#10/3 UF WIRE | 0
#12/2 UF WIRE | 0.3003
#12/3 UF WIRE | 0
#14/2 UF WIRE | 0.268
#14/3 UF WIRE | 0
LOCATOR WIRE, # 14 | 0.0765
1" X 3/4" PJ x FIPT POLY ADAPT | 26.72
1" PJ x FIPT POLY ADAPTOR-NO L | 25.39
1-1/4" PJ x FIPT POLY ADAPTOR | 34.15
1-1/2" PJ x FIPT POLY ADAPTOR- | 60.62
2" PJ x FIPT POLY ADAPTOR-NO L | 95.73
1" X 3/4" PJ x MIPT POLY ADAPT | 36.54
1" PJ x MIPT POLY ADAPTOR-NO | 31.02
1-1/4" PJ x MIPT POLY ADAPTOR- | 45.7
1-1/2" PJ x MIPT POLY ADAPTOR | 67.9
2" PJ x MIPT POLY ADAPTOR-NO L | 105.52
1/2" INSxTH POLY ADAPT (galv) | 1.3
3/4" INSxTH POLY ADAPT (galv) | 1.05
1" INSxTH POLY ADAPTOR (galv) | 1.83
1-1/4" INSxTH POLY ADAPT (galv | 2.23
1-1/2" INSxTH POLY ADAPT (galv | 3.22
2" INSxTH POLY ADAPTOR (galv) | 3.97
2-1/2" INSxTH POLY ADAPT (galv | 0
1" X 3/4" INSxTH POLY ADAPTOR | 2.73
1/2" PJ x PJ POLY COUPLING-NO | 0
3/4"" PJ x PJ POLY COUPLING-NO | 0
1" PJ x PJ POLY COUPLING-NO LE | 46.57
1-1/4" PJ x PJ POLY COUPLING-N | 60.63
1-1/2" PJ x PJ POLY COUPLING | 95.34
2" PJ x PJ POLY COUPLING-NO LE | 0
1/2" INSxINS POLY CPLG (galv) | 0.89
3/4"" INSxINS POLY CPLG (galv) | 1.09
1" INSxINS POLY CPLG (galv) | 1.39
1-1/4" INSxINS POLY CPLG (galv | 2.4
1-1/2" INSxINS POLY CPLG (galv | 2.92
2" INSxINS POLY CPLG (galv) | 4.06
STAINLESS STEEL HOSE CLAMPS | 5.05
HYDRANT GUARD POST | 0
1 FOOT HYDRANT EXTENSION | 529.78
1.5 FOOT HYDRANT EXTENSION | 0
2 FOOT HYDRANT EXTENSION | 0
6" MJ HYDRANT | 2099.87
4" HYDRANT STORZ ADPTR w/CAP | 138
5" HYDRANT STORZ ADPTR w/CAP | 145
2" YARD BURY HYDRANT | 0
3/4" YARD BURY HYDRANT | 0
3/4" CTS POLY PIPE | 0.22
2" CL 200 POLY PIPE | 2.09
1-1-2" CL 200 POLY PIPE | 1.49
1-1/4" CL 200 POLY PIPE | 0.94
1" CL 200 POLY PIPE | 0.64
34 GALLON PRESSURE TANK | 477.5
1/2" POLY STIFFENER | 1.43
3/4" POLY STIFFENER | 1.46
1" POLY STIFFENER | 2.14
1-1/4" POLY STIFFENER | 2.89
1-1/2" POLY STIFFENER | 3
2" POLY STIFFENER | 3.48
3/8" OD PE TUBING | 0.32
1" NYLON BRAID PE TUBING 1"OD | 2.86
1/4" SOFT COPPER TUBING | 2.4258
3/8" SOFT COPPER TUBING | 0.975
5/8" SOFT COPPER TUBING | 0
VALVE BOX BOTTOM CI | 23
8" VALVE BOX TOP w/LID | 26.1
12" VALVE BOX RISER INS/EXT TO | 27.56
18" VALVE BOX RISER w/LID | 35.75
VALVE BOX LID ONLY | 10.54
5x5 DBL HUB SOIL PIPE | 61
CONCRETE VALVE BOX MARKER | 23.68
910 VALVE BOX LID - SW | 12.13
910 VALVE BOX RISER - 10" SW | 42
CHEMFEED PUMP STENNER 85MHP17 | 0
STENNER 85MHP 17 CHEM PUMP | 0
STENNER REPLACEMENT HEAD | 0
WEIGHTED SUCTION LINE STRAINER | 0
1/2" PVC INJECTION QUILL | 0
QUICKPRO ROLLER ASSEMBLY | 0
LMI 4FV FTG ASM, PVC (RPLC FIT | 0
CHEM PUMP #E LPA3 / VHC1 | 0
STENNER 45MHP 10 CHEM PUMP | 0
CHEMICAL TANK, 30 GALLON | 147.2
RESERVOIR HATCH | 0
COMPRESSOR HEAD | 0
COMPRESSOR, 2HP (1.2 or 1.8hp) | 0
1 1/2HP STANDARD CONTROL BOX | 70
2HP STANDARD CONTROL BOX | 118.58
3HP STANDARD CONTROL BOX | 159
5HP STANDARD CONTROL BOX | 258.24
7.5HP STANDARD CONTROL BOX | 309
2HP DELUXE CONTROL BOX | 245
3HP DELUXE CONTROL BOX | 240.85
5HP DELUXE CONTROL BOX | 258.75
7.5HP DELUXE CONTROL BOX | 365.5
10HP DELUXE CONTROL BOX | 528.5
S04757 - 4 HOLE GASKET, 6-5/8" | 10.65
S05126 - 8 HOLE GASKET, 9-1/8" | 13
1.5HP 4"1PH 230V SUB MTR | 352
3HP 4" 1PH 230V SUB MTR | 711.9
3HP 4" 3PH 230V SUB MTR | 325.22
5HP 4" 1PH 230V SUB MTR | 629.76
5HP 4" 3PH 230or460V SUB MTR | 721.8
7.5HP 6" 1PH 230V SUB MTR | 1093.52
7.5HP 4" 3PH 230or460V SUB MTR | 859.5
7.5HP 6" 3PH 230or460V SUB MTR | 1079.68
10HP 4" 3PH 230or460V SUB MTR | 0
10HP 6" 1PH 230V SUB MTR | 1360.8
10HP 6" 3PH 230or460V SUB MTR | 1255.9
1 1/2HP 40S15-5 GF 4" SUB PUMP | 0
3HP 40S30-9 GF 4" SUB PUMP | 443.84
3HP 25S30-15 GF 4" SUB PUMP | 451.87
5HP 40S50-15 GF 4" SUB PUMP | 646.05
7.5HP 40S75-21 GF 4" SUB PUMP | 1064.95
7.5HP 40S75-21 GF 4" SUB PUMP | 0
7.5HP 40S75-25 GF 4" SUB PUMP | 0
7.5HP 40S75-25 GF 4" SUB PUMP | 1564.03
7.5HP 75S75-11 GF 4" SUB PUMP | 1282.98
7.5HP 75S75-12 GF 4" SUB PUMP | 1176.03
7.5HP 85S75-6 GF 6" SUB PUMP | 1383.68
10HP 85S100-9 GF 6" SUB PUMP | 1774.13
15HP 225S150-6 GF 6" SUB PUMP | 0
7.5HP 3/6/230-460 DPPE 65ST GO | 0
5/8" PUMP SEAL S08019 | 14.7
1" PUMP SEAL | 28.4
S32014 - 1-1/4" MECH PUMP SEAL | 100
2-1/2" WELDED WYE | 647
CENTRIFICAL START SWITCH | 28.75
0-15# PR GAUGE 2"DIAL | 21.36
0-100# PR GAUGE 2"DIAL | 13.65
0-160#or 200# PR GAUGE 2"DIAL | 13.85
0-100# PR GAUGE 2-1/2"DIAL | 34.44
0-160#or 200# GAUGE 2-1/2"DIAL | 34.44
LIQ FILLED PR GAUGE 2-1/2"DIAL | 22.43
0-100# PR GAUGE 3" IAL | 0
HUBBLE - LB3N INSULATED ENCLOS | 0
RUBBERMAID 18CF ENCLOSURE | 159.99
RUBBERMAID 32CF ENCLOSURE | 239
1" SCH 80 SOUNDING TUBE | 1.84
1" SCH 80 END PLUG T/BOX | 0
1" SCH 80 SLOTTED SNDG TUBE | 3.3
6"x 1" SPIDER | 6.9133
6"x 1-1/4" SPIDER | 0
6"x 1-1/2" SPIDER | 7.96
6"x 2" SPIDER | 8.5
6"x 2 1/2" SPIDER | 8.39
8"x 1" SPIDER | 0
8"x 1-1/4" SPIDER | 0
8"x 2" SPIDER | 5.99
8"x 1-1/2" SPIDER | 12.25
8"x 2-1/2" SPIDER | 10.33
8"x 3" SPIDER | 6.3679
8"x 4" SPIDER | 0
10"x 3" SPIDER | 0
10"x 4" SPIDER | 0
12"x 3" SPIDER | 45.29
3M PRINTED TAPE, 2x100 ROLL | 23.8
6" WELL CAP | 41.84
6 X 1 WELL SEAL | 22.8
6 X 1 1/2 WELL SEAL | 27.07
6 X 2 WELL SEAL | 24.69
6 X 3 WELL SEAL | 0
8 X 1 WELL SEAL | 0
8 X 2 WELL SEAL | 42.85
8 X 4 WELL SEAL | 90.07
10 X 3 WELL SEAL | 0
1/2" WELL VENT, BEEHIVE STRNR | 13.8
3/4" WELL VENT, BEEHIVE STRNR | 15.54
1" WELL VENT, BEEHIVE STRNR | 19.38
1-1/4" WELL VENT, BEEHIVE STRN | 0
1-1/2" WELL VENT, BEEHIVE STRN | 24.75
2" WELL VENT, BEEHIVE STRNR | 59.175
1" WELL VENT CAP | 0
1-1/2" WELL VENT CAP | 0
3/4" FIPTxCTS PJ 3/4" or 1" A | 16.12
3/4" MIPTxCTS PJ 3/4" or 1" A | 16.74
MIPT 1"xCTS 1" ADPTR | 21.88
1/4" BRASS BUSHING | 0
1/2" BRASS BUSHING | 1.97
3/4" BRASS BUSHING | 2.23
1" BRASS BUSHING | 3.37
1-1/4" BRASS BUSHING | 5.16
1-1/2" BRASS BUSHING | 8.98
2" BRASS BUSHING | 11.73
1/2" BRASS BELL REDUCER NL | 0
3/4" BRASS BELL REDUCER NL | 3.87
1" BRASS BELL REDUCER | 6.73
1-1/4" BRASS BELL REDUCER | 8.99
2" BRASS BELL REDUCER NL | 0
2-1/2" BRASS BELL REDUCER | 20.41
1/2" BRASS CAP NL | 1.95
3/4" BRASS CAP NL | 2.58
1" BRASS CAP NL | 4.03
1 1/4" BRASS CAP NL | 6.13
1 1/2" BRASS CAP NL | 8.27
2" BRASS CAP NL | 12
1/2" BRASS COUPLING | 2.56
3/4" BRASS COUPLING | 3.23
1" BRASS COUPLING NL | 4.9
1-1/4" BRASS COUPLING - NL | 7.65
1-1/2" BRASS COUPLING | 10.39
2" BRASS COUPLING | 16.04
3/4" PJ x PJ CU COUPLING | 0
1" PJ x PJ CU COUPLING | 0
3/8" x 1/4" COMP MIP CONNECTOR | 6.7
5/8" x 1/2" COMP MIP CONNECTOR | 0
3/8 x 1/4 COMP MIP ELBOW CONN | 3.799
1/2" BRASS 45 ELBOW | 0
3/4" BRASS 45 ELBOW | 4.17
1" BRASS 45 ELBOW | 7.03
1-1/4" BRASS 45 ELBOW NL | 11.24
1-1/2" BRASS 45 ELBOW NL | 14.09
2" BRASS 45 ELBOW NL | 22.84
1/2" BRASS 90 ELBOW | 0
3/4" BRASS 90 ELBOW | 3.99
1" 90 BRASS ELBOW | 6.42
1-1/4" BRASS 90 ELBOW | 10.22
1-1/2" BRASS 90 ELBOW | 13.56
2" BRASS 90 ELBOW | 20.76
1/2" BRASS STREET 90 ELBOW | 3.85
3/4" BRASS STREET 90 ELBOW | 5.42
1" BRASS STREET 90 ELBOW | 8.59
1-1/4" BRASS STREET 90 ELBOW | 12.28
1-1/2" BRASS STREET 90 ELBOW | 17.9
2" BRASS STREET 90 ELBOW | 30.34
1" BRASS RED 90 ELBOW | 5.98
1/4" x CL" BRASS NIPPLE | 0
1/4" x 2" BRASS NIPPLE | 0
1/4" x 3" BRASS NIPPLE | 0
3/8" x CLOSE BRASS NIPPLE | 0
3/8" x 2-1/2" BRASS NIPPLE | 0
1/2" x CL BRASS NIPPLE | 0
1/2" x 3" BRASS NIPPLE | 0
1/2" x 6" BRASS NIPPLE | 0
3/4" x CL BRASS NIPPLE | 1.66
3/4" x 1 1/2" BRASS NIPPLE | 1.7
3/4" x 2" BRASS NIPPLE | 2
3/4" x 2 1/2" BRASS NIPPLE | 2.13
3/4" x 3" BRASS NIPPLE | 2.81
3/4" x 3 1/2" BRASS NIPPLE NL | 0
3/4" x 4" BRASS NIPPLE | 3.66
3/4" x 4 1/2" BRASS NIPPLE NL | 0
3/4" x 5" BRASS NIPPLE | 4.2
3/4" x 5 1/2" BRASS NIPPLE | 4.8
3/4" x 6" BRASS NIPPLE | 5.34
3/4" x 8" BRASS NIPPLE | 6.74
3/4" x 10" BRASS NIPPLE NL | 0
3/4" x 12" BRASS NIPPLE | 9.79
3/4" x 18" BRASS NIPPLE NL | 16.12
1" X CLOSE BRASS NIPPLE | 2.45
1" x 2" BRASS NIPPLE | 3.02
1" x 2 1/2" BRASS NIPPLE | 3.24
1" x3" BRASS NIPPLE | 4.07
1" x 3-1/2" BRASS NIPPLE | 4.31
1" x4" BRASS NIPPLE | 5.24
1" x 4 1/2" BRASS NIPPLE | 5.65
1" X 5" BRASS NIPPLE NL | 6.25
1" X 5 1/2" BRASS NIPPLE | 6.84
1" x 6" BRASS NIPPLE | 7.46
1" x 8" BRASS NIPPLE | 10.4
1" X 10" BRASS NIPPLE | 12.86
1" x 12" BRASS NIPPLE | 15.34
1" X 18" BRASS NIPPLE NL | 24.17
1-1/4" x 4" BRASS NIPPLE | 7.45
1-1/4" x 6" BRASS NIPPLE | 0
1-1/2" x 3" BRASS NIPPLE | 0
1-1/2" x 3-1/2" BRASS NIPPLE | 0
1-1/2" x 12" BRASS NIPPLE | 0
2" x CLOSE BRASS NIPPLE | 7.25
2" x 3" BRASS NIPPLE | 9.14
2" x 4" BRASS NIPPLE | 19.3
2" x 6" BRASS NIPPLE | 17.44
2" x 12" BRASS NIPPLE | 0
2-1/2" x 6" BRASS NIPPLE | 0
1/2" BRASS PLUG | 0
3/4" BRASS PLUG | 2.43
1" BRASS PLUG | 3.08
1-1/4" BRASS PLUG | 0
3/4" BRASS BULLHEAD TEE | 11.26
1" BRASS BULLHEAD TEE | 11.39
1/4" BRASS TEE | 0
3/8" BRASS TEE | 9.58
1/2" BRASS TEE | 0
3/4" BRASS TEE | 5.12
1" BRASS TEE | 8.7
1-1/2" BRASS TEE | 17.55
2" BRASS TEE | 23.26
1" BRASS UNION | 0
1/2" BRASS UNION | 7.84
3/4" BRASS UNION | 10.86
1-1/4" BRASS UNION | 21.08
1-1/2" BRASS UNION | 24.89
2" BRASS UNION | 38.31
2" SPLIT FLANGE ADAPTOR | 125.61
2-1/2" SPLIT FLANGE ADAPTOR | 168.57
3" SPLIT FLANGE ADAPTOR | 151.91
4" SPLIT FLANGE ADAPTOR | 254.86
6" SPLIT FLANGE ADAPTOR | 290.4233
8" SPLIT FLANGE ADAPTOR | 278.755
10" SPLIT FLANGE ADAPTOR | 0
2" GR x FIP ADAPTOR | 58.01
2-1/2" GR x FIP ADAPTOR | 0
3" GR x FIP ADAPTOR | 0
4" GR x FIP ADAPTOR | 0
2" GR CAP | 0
2-1/2" GR CAP | 0
3" GR CAP | 31.68
4" GR CAP | 9.75
6" GR CAP | 78.65
8" GR CAP | 0
10" GR CAP | 0
1" RIGID 0-FLEX COUPLING | 0
2" RIGID 0-FLEX COUPLING | 31.5
2-1/2" RIGID 0-FLEX COUPLING | 36.31
3" RIGID 0-FLEX COUPLING | 34.61
4" RIGID 0-FLEX COUPLING | 57.89
6" RIGID 0-FLEX COUPLING | 82.36
8" RIGID 0-FLEX COUPLING | 154.68
10" RIGID 0-FLEX COUPLING | 0
1-1/4" STANDARD FLEX COUPLING | 0
2" STANDARD FLEX COUPLING | 0
2-1/2" STANDARD FLEX COUPLING | 0
4" STANDARD FLEX COUPLING | 0
6" STANDARD FLEX COUPLING | 0
8" TRANS CPLG GRxIPS | 0
10" TRANS CPLG GRxIPS | 0
2-1/2" GR REDUCING COUPLING | 0
4" GR REDUCING COUPLING | 0
6" GR REDUCING COUPLING | 0
6" GR CROSS | 568.35
2"x _ GRx_OUTLET COUPLING | 86.79
2-1/2"x _ GRx_OUTLET COUPLING | 110.7
3"x _ GRx_OUTLET COUPLING | 146.92
4"x _ GRx_OUTLET COUPLING | 215.38
6"x _ GRx_OUTLET COUPLING | 431.15
4" GR 22-1/2 ELBOW | 0
6" GR 22-1/2 ELBOW | 0
8" GR 22-1/2 ELBOW | 0
10" GR 22-1/2 ELBOW | 0
2" GR 45 ELBOW | 0
2-1/2" GR 45 ELBOW | 0
3" GR 45 ELBOW | 0
4" GR 45 ELBOW | 34.5
6" GR 45 ELBOW | 0
8" GR 45 ELBOW | 0
10" GR 45 ELBOW | 0
1-1/4" GR 90 ELBOW | 0
2" GR 90 ELBOW | 37.08
2-1/2" GR 90 ELBOW | 32.46
3" GR 90 ELBOW | 65.54
4" GR 90 ELBOW | 71.22
6" GR 90 ELBOW | 199.23
8" GR 90 ELBOW | 0
10" GR 90 ELBOW | 0
2" GR x MIP ADAPTOR NIPPLE | 0
2-1/2" GR x MIP ADAPTOR NIPPLE | 22.71
3" GR x MIP ADAPTOR NIPPLE | 0
4" GR x MIP ADAPTOR NIPPLE | 37.75
6" GR x MIP ADAPTOR NIPPLE | 0
2-1/2" GR x GR NIPPLE | 0
6" GR x GR NIPPLE | 512.72
2" x GR x TH REDUCER CPLG | 40.26
2-1/2" x GR x TH REDUCER CPLG | 0
3" x GR x TH REDUCER CPLG | 86.34
3"x2-1/2" GR x TH REDUCER CPLG | 0
4"x 2" GR x TH REDUCER CPLG | 46.5
4"x2-1/2" GR x TH REDUCER CPLG | 0
4"x 3" GR x TH REDUCER CPLG | 0
2" GR CONCENTRIC REDUCER | 0
2-1/2" GR CONCENTRIC REDUCER | 38.14
3" GR CONCENTRIC REDUCER | 0
4" GR CONCENTRIC REDUCER | 63.35
6" GR CONCENTRIC REDUCER | 93.785
8" GR CONCENTRIC REDUCER | 0
10" GR CONCENTRIC REDUCER | 0
4" GR SWAGE END REDUCER | 0
2" GR TEE | 0
2-1/2" GR TEE | 50.51
3" GR TEE | 56.63
4" GR TEE | 119.94
6" GR TEE | 231.81
8" GR TEE | 0
10" GR TEE | 0
4" GR REDUCING TEE | 106
6" X 2" GR REDUCING TEE | 361.7857
6" X 3" GR REDUCING TEE | 338.83
6" X 4" GR REDUCING TEE | 0
8" X 2" GR REDUCING TEE | 575.86
8" X 3" GR REDUCING TEE | 0
8" X 4" GR REDUCING TEE | 705.63
8" X 6" GR REDUCING TEE | 0
10" X 4" GR REDUCING TEE | 0
10" X 6" GR REDUCING TEE | 0
2" RED GR TEE w/ MIP BRANCH | 0
2-1/2" RED GR TEE w/MIP BRANCH | 49.58
3" RED GR TEE w/ MIP BRANCH | 0
4" RED GR TEE w/ MIP BRANCH | 152.28
4" GR LATERAL 45 TEE | 0
2" GR INLINE CHECK VALVE | 0
2-1/2" GR INLINE CHECK VALVE | 291.5
3" GR INLINE CHECK VALVE | 0
4" GR INLINE CHECK VALVE | 417.46
6" GR INLINE CHECK VALVE | 0
8" GR INLINE CHECK VALVE | 0
10" GR INLINE CHECK VALVE | 0
2" GR LVR HNDL BALL VALVE | 183.57
2-1/2" GR LVR HNDL BALL VALVE | 0
3" GR LVR HNDL BALL VALVE | 531
4" GR LVR HNDL BALL VALVE | 0
2" GR BUTTERFLY VALVE | 338.37
2-1/2" GR BUTTERFLY VALVE | 416.93
3" GR BUTTERFLY VALVE | 403.61
4" GR BUTTERFLY VALVE | 673.78
6" GR BUTTERFLY VALVE | 906.83
5/8"x3/4" DIRECT READ METER | 47.1
5/8"x3/4" MTR, BODY ONLY, COMP | 49.502
RCDL M25 5/8 X 3/4" ORION ME | 0
ENDPOINT ONLY FOR ORION ME MIG | 0
RCDL M25 5/8 X 3/4 METER CELLU | 0
ENDPOINT ONLY FOR ORION CELLUL | 0
5/8"x3/4" METER w/HRE REG+ERT | 102
3/4" METER | 155.94
1" DIRECT READ METER | 114.78
1" MTR, BODY ONLY, COMPLETE | 100
1" METER w/HRE REG+ERT | 305.94
1 1/2" DIRECT READ METER | 430
2" DIRECT READ TURBO METER | 440
3" TURBINE METER | 630
3" BADGER TURBINE METER | 724.79
4" TURBINE METER | 1032.39
5/8"x3/4"to 3/4" ADPTR/EXT | 10.39
1" to 5/8"x3/4" ADPTR/EXT | 24.97
1" to 1" ADPTR/EXT | 10.1308
2" METER ADPTR/EXT | 0
RES METER BOX w/lid, STANDARD | 27.93
RES METER BOX, TRAFFIC w/LID | 120.51
JUMBO METER BOX, STANDARD | 180.67
LARGE METER BOX, STANDARD | 0
EXTRA LG METER BOX, STD | 120.5
CONCRETE BOX w/STEEL CVR & LID | 0
RES METER BOX LID, STANDARD | 14.22
RES METER BOX LID, TRAFFIC | 52.29
JUMBO METER BOX LID, STD | 21.71
EXTRA LG METER BOX LID, STD | 111.11
EXTRA LG METER BOX ONLY | 50.95
JUMBO METER BOX ONLY | 37.63
1-1/2" DROP-IN METER FLG GSKT | 1.73
2" DROP-IN METER FLG GSKT | 1.96
1 1/2" CI METER FLANGE | 19.43
2" CI METER FLANGE | 20.55
3" CI METER FLANGE | 0
5/8"x3/4" DIRECT READ REGISTER | 63.903
ERT, ITRON 100W ENDPOINT | 63.9
5/8"x3/4" HRE, w/INLINE CONNE | 72.5
5/8"x3/4" HRE REG w/CONN & ERT | 58
1" HRE REG w/CONN & ERT | 145
1" DIRECT READ REGISTER | 75.6988
1-1/2" & 2" DIRECT READ REG | 73.33
1-1/2"& 2" HRE, w/INLINE CONN | 72.046
7" METER RESETTER (3/4"x5/8") | 139.47
9" METER RESETTER (3/4"x5/8") | 140.73
12" METER RESETTER (3/4"x5/8") | 144.32
18" METER RESETTER (3/4"x5/8") | 144.94
48" METER RESETTER (3/4"x5/8") | 0
24" METER RESETTER (1") | 0
12" METER SETTER (1") | 238.16
7" METER SETTER (3/4"x5/8") | 0
12" METER SETTER (3/4"x5/8") | 177.88
12" METER SETTER (3/4"x5/8") | 0
18" METER SETTER (3/4"x5/8") | 0
24" METER SETTER (3/4"x5/8") | 0
1-1/2" x 12" METER SETTER | 753.37
2" x 12" METER SETTER | 0
3" METER STRAINER | 350
4" METER STRAINER | 0
6-12 LIMESTONE CALCITE MEDIA | 160
GRANULAR CHLORINE | 0
12.5% HYPOCHLORITE SOLUTION | 7.555
STRAW BALES | 0
SILT FENCING | 0.7338
BLOCKS 2/8 4/8 4/16 - AVG | 1.1406
5 GALLON GAS CAN | 0
5 GALLON GAS CAN | 49.22
5 GALLON DIESEL CAN YELLOW | 0
2 GALLON GAS CAN RED | 0
POLY FUNNEL FOR SAFETY CAN | 0
BROOM HANDLE | 0
STREET BROOM HEAD | 0
RAZOR-BACK ROUND POINT SHOVEL | 0
RAZOR-BACK SQUARE POINT SHOVEL | 0
GRAVEL 3/4 | 47.725
GRAVEL 5/8 | 19.6185
GRAVEL 1 1/4 | 11.132
BEDDING SAND | 5.1071
18" TRAFFIC CONE | 0
28" TRAFFIC CONE | 0
6" SEWER & DRAIN COUPLING | 5.21
4" & 6" SEWER & DRAIN PIPE | 1.89