## Contents
Workbook Contents
Tab Name | Description
Summary-Therms | Summary tables & figures for annual therms
Summary-Peak Day | Summary tables & figures for peak day therms
Summary-Peak Hour | Summary tables & figures for peak hour therms
Supply Curve | TRC supply curve with gross and net levelized cost
Annual Therms | Detail model results for annual therms
Peak Hour | Detail model results for peak hour therms
Peak Day | Detail model results for peak day therms
Income Groups | Supporting detail for income group segmentation
Peak Factors | Supporting detail for peak day/hour calculations

## Summary-Therms
Cumulative Achievable Therms by Sector
| 2-Year | 5-Year | 10-Year | 25-Year |  |  | 2050 Load | 112021419.8055 | therms
Residential | 306292.2041 | 1250060.5943 | 4950232.861 | 15258047.295 |  |  | Achievable | 23.52% | of 2050 load
Commercial | 298513.6461 | 882637.5188 | 2220951.2955 | 5032539.3536 |  |  | Cost-Effective | 21.07% | of 2050 load
Industrial | 76861.5985 | 461595.1555 | 2458982.4861 | 6055202.019
Total | 681667.4487 | 2594293.2687 | 9630166.6426 | 26345788.6676
Cumulative Cost-Effective Therms by Sector
| 2-Year | 5-Year | 10-Year | 25-Year
Residential | 207072.5423 | 936641.8828 | 3996403.7284 | 13023912.8328
Commercial | 295389.5716 | 864655.5248 | 2134552.9499 | 4828714.9243
Industrial | 68973.7195 | 421093.4182 | 2284630.3549 | 5751086.0731
Total | 571435.8334 | 2222390.8259 | 8415587.0332 | 23603713.8301
Achievable Therms by Sector
| 2026 | 2027 | 2028 | 2029 | 2030 | 2031 | 2032 | 2033 | 2034 | 2035 | 2036 | 2037 | 2038 | 2039 | 2040 | 2041 | 2042 | 2043 | 2044 | 2045 | 2046 | 2047 | 2048 | 2049 | 2050
Residential | 132343.889 | 173948.315 | 237874.813 | 309770.3791 | 396123.1983 | 500212.5434 | 618192.8654 | 743290.6097 | 865633.2385 | 972843.0095 | 1052017.9978 | 1088093.1499 | 1082091.0374 | 1035362.8684 | 950963.41 | 848632.0097 | 716751.6737 | 612882.6548 | 458034.3981 | 437211.519 | 426301.1185 | 421544.5299 | 416089.3945 | 408071.2536 | 353767.4187
Commercial | 146310.208 | 152203.4381 | 168948.7545 | 194057.1111 | 221118.0071 | 249744.7234 | 270899.2867 | 282951.2445 | 277057.6813 | 257660.8409 | 249960.4965 | 262614.6867 | 273296.5294 | 273537.2044 | 261618.891 | 239886.5245 | 218188.3558 | 194602.2997 | 151036.4303 | 143329.4794 | 141850.9604 | 129918.7685 | 109804.7295 | 100282.5877 | 61660.1143
Industrial | 27568.2086 | 49293.39 | 81133.8763 | 124218.225 | 179381.4558 | 246035.6773 | 321803.9897 | 402125.2484 | 480165.0119 | 547257.4033 | 594044.693 | 612296.3696 | 597084.4367 | 550191.0797 | 419495.8317 | 338738.3096 | 149508.3641 | 42397.5392 | 42495.4876 | 42419.4741 | 42154.781 | 41829.6877 | 41507.1016 | 41187.0034 | 40869.3738
Total | 306222.3056 | 375445.1431 | 487957.4437 | 628045.7151 | 796622.6611 | 995992.9442 | 1210896.1417 | 1428367.1026 | 1622855.9317 | 1777761.2537 | 1896023.1873 | 1963004.2062 | 1952472.0035 | 1859091.1525 | 1632078.1327 | 1427256.8438 | 1084448.3936 | 849882.4936 | 651566.3161 | 622960.4726 | 610306.8599 | 593292.9861 | 567401.2256 | 549540.8447 | 456296.9067
Cost-Effective Therms by Sector
| 2026 | 2027 | 2028 | 2029 | 2030 | 2031 | 2032 | 2033 | 2034 | 2035 | 2036 | 2037 | 2038 | 2039 | 2040 | 2041 | 2042 | 2043 | 2044 | 2045 | 2046 | 2047 | 2048 | 2049 | 2050
Residential | 85478.5858 | 121593.9565 | 174683.6411 | 238378.4139 | 316507.2855 | 408054.3309 | 509787.5563 | 616027.2328 | 718581.3593 | 807311.3663 | 871937.4436 | 903947.8281 | 899061.0713 | 861569.4854 | 794214.368 | 715226.1565 | 615026.9748 | 543538.2615 | 438040.0204 | 423939.8846 | 413145.8447 | 408496.1154 | 403141.1539 | 395218.3083 | 341006.1881
Commercial | 145141.5004 | 150248.0712 | 165630.6719 | 189225.5974 | 214409.6839 | 240831.7648 | 259549.1246 | 269095.7338 | 260859.8675 | 239560.9343 | 230679.2003 | 243095.8546 | 254453.3606 | 256326.838 | 246983.4376 | 228745.3831 | 210480.3982 | 190120.6103 | 149619.1128 | 142738.8707 | 141297.578 | 129382.7242 | 109285.6158 | 99779.8406 | 61173.1496
Industrial | 24570.5143 | 44403.2052 | 73697.6206 | 113555.8284 | 164866.2497 | 227203.7837 | 298485.1088 | 374574.1087 | 449158.7836 | 514115.1519 | 560529.0823 | 580382.8376 | 568628.6349 | 526274.3851 | 412026.3392 | 335438.9445 | 148315.0461 | 42397.5392 | 42495.4876 | 42419.4741 | 42154.781 | 41829.6877 | 41507.1016 | 41187.0034 | 40869.3738
Total | 255190.6005 | 316245.2329 | 414011.9336 | 541159.8397 | 695783.2191 | 876089.8794 | 1067821.7897 | 1259697.0753 | 1428600.0104 | 1560987.4525 | 1663145.7262 | 1727426.5203 | 1722143.0667 | 1644170.7084 | 1453224.1449 | 1279410.4841 | 973822.4191 | 776056.411 | 630154.6208 | 609098.2294 | 596598.2037 | 579708.5273 | 553933.8712 | 536185.1523 | 443048.7114
Achievable Therms by Rate Class
| 2026 | 2027 | 2028 | 2029 | 2030 | 2031 | 2032 | 2033 | 2034 | 2035 | 2036 | 2037 | 2038 | 2039 | 2040 | 2041 | 2042 | 2043 | 2044 | 2045 | 2046 | 2047 | 2048 | 2049 | 2050
Residential | 132343.889 | 173948.315 | 237874.813 | 309770.3791 | 396123.1983 | 500212.5434 | 618192.8654 | 743290.6097 | 865633.2385 | 972843.0095 | 1052017.9978 | 1088093.1499 | 1082091.0374 | 1035362.8684 | 950963.41 | 848632.0097 | 716751.6737 | 612882.6548 | 458034.3981 | 437211.519 | 426301.1185 | 421544.5299 | 416089.3945 | 408071.2536 | 353767.4187
Commercial | 148969.5827 | 157012.9278 | 176887.0005 | 206214.3188 | 238664.3866 | 273781.3829 | 302297.5487 | 322130.5855 | 323765.2827 | 310804.3812 | 307542.9059 | 321819.1868 | 330880.2698 | 326467.8925 | 301365.8597 | 271817.1348 | 232248.1706 | 198524.5773 | 154995.5518 | 147282.0242 | 145778.1584 | 133824.5641 | 113689.9804 | 104141.5598 | 65528.8898
Sales | 141158.0786 | 148125.3351 | 166591.7187 | 194052.0173 | 224700.4185 | 258383.0299 | 286154.4959 | 305968.8158 | 308168.3176 | 298461.362 | 296310.916 | 310151.7032 | 319016.0588 | 314849.6003 | 290373.0921 | 262404.2553 | 223454.3661 | 190710.8798 | 148486.7355 | 141172.963 | 139678.5863 | 128152.4541 | 108388.1424 | 99324.8329 | 62293.5588
Transport | 7811.5041 | 8887.5927 | 10295.2818 | 12162.3015 | 13963.9681 | 15398.3531 | 16143.0527 | 16161.7697 | 15596.9651 | 12343.0192 | 11231.9899 | 11667.4836 | 11864.211 | 11618.2922 | 10992.7676 | 9412.8794 | 8793.8045 | 7813.6975 | 6508.8163 | 6109.0611 | 6099.5721 | 5672.11 | 5301.8379 | 4816.7269 | 3235.3311
Industrial | 24908.8338 | 44483.9003 | 73195.6302 | 112061.0173 | 161835.0762 | 221999.0178 | 290405.7277 | 362945.9074 | 433457.4105 | 494113.863 | 536462.2836 | 553091.8695 | 539500.6963 | 497260.3916 | 379748.8629 | 306807.6993 | 135448.5493 | 38475.2616 | 38536.3662 | 38466.9294 | 38227.583 | 37923.8921 | 37621.8508 | 37328.0313 | 37000.5982
Sales | 4102.7409 | 7234.4067 | 11830.3269 | 18039.1065 | 25974.9525 | 35553.9296 | 46420.3974 | 57915.5658 | 69058.2616 | 78602.8698 | 85216.0617 | 87765.9688 | 85533.5401 | 78800.3277 | 59720.7461 | 48290.1697 | 21552.391 | 6623.7519 | 6613.3728 | 6603.0893 | 6562.996 | 6503.3937 | 6443.5595 | 6390.0799 | 6301.1341
Transport | 20806.093 | 37249.4936 | 61365.3034 | 94021.9107 | 135860.1236 | 186445.0882 | 243985.3303 | 305030.3416 | 364399.1489 | 415510.9932 | 451246.2219 | 465325.9008 | 453967.1562 | 418460.0639 | 320028.1169 | 258517.5296 | 113896.1584 | 31851.5097 | 31922.9934 | 31863.84 | 31664.587 | 31420.4984 | 31178.2913 | 30937.9514 | 30699.4641
Total | 306222.3056 | 375445.1431 | 487957.4437 | 628045.7151 | 796622.6611 | 995992.9442 | 1210896.1417 | 1428367.1026 | 1622855.9317 | 1777761.2537 | 1896023.1873 | 1963004.2062 | 1952472.0035 | 1859091.1525 | 1632078.1327 | 1427256.8438 | 1084448.3936 | 849882.4936 | 651566.3161 | 622960.4726 | 610306.8599 | 593292.9861 | 567401.2256 | 549540.8447 | 456296.9067
Cost-Effective Therms by Rate Class
| 2026 | 2027 | 2028 | 2029 | 2030 | 2031 | 2032 | 2033 | 2034 | 2035 | 2036 | 2037 | 2038 | 2039 | 2040 | 2041 | 2042 | 2043 | 2044 | 2045 | 2046 | 2047 | 2048 | 2049 | 2050
Residential | 85478.5858 | 121593.9565 | 174683.6411 | 238378.4139 | 316507.2855 | 408054.3309 | 509787.5563 | 616027.2328 | 718581.3593 | 807311.3663 | 871937.4436 | 903947.8281 | 899061.0713 | 861569.4854 | 794214.368 | 715226.1565 | 615026.9748 | 543538.2615 | 438040.0204 | 423939.8846 | 413145.8447 | 408496.1154 | 403141.1539 | 395218.3083 | 341006.1881
Commercial | 147517.9269 | 154595.9713 | 172867.2994 | 200376.7734 | 230586.4792 | 263091.5059 | 288747.051 | 305675.3416 | 304641.6548 | 289577.0324 | 285098.8574 | 299288.6995 | 309351.6662 | 307000.3917 | 286027.0217 | 260366.4031 | 224427.6716 | 194043.1639 | 153578.4396 | 146691.4829 | 145224.8399 | 133288.5802 | 113170.924 | 103638.8678 | 65041.9786
Sales | 139739.5692 | 145761.1762 | 162659.39 | 188337.6221 | 216788.7538 | 247908.6333 | 272872.3532 | 289834.4656 | 289412.5326 | 277637.2981 | 274288.5842 | 288040.6395 | 297888.6337 | 295746.0714 | 275346.5937 | 251162.7243 | 215787.8464 | 186337.893 | 147145.1742 | 140602.5841 | 139144.6764 | 127635.3843 | 107887.4993 | 98840.0471 | 61824.0405
Transport | 7778.3577 | 8834.795 | 10207.9094 | 12039.1513 | 13797.7254 | 15182.8726 | 15874.6978 | 15840.876 | 15229.1222 | 11939.7343 | 10810.2732 | 11248.0599 | 11463.0325 | 11254.3203 | 10680.4281 | 9203.6789 | 8639.8252 | 7705.2709 | 6433.2654 | 6088.8988 | 6080.1634 | 5653.1959 | 5283.4248 | 4798.8207 | 3217.9381
Industrial | 22194.0878 | 40055.3052 | 66460.9932 | 102404.6524 | 148689.4544 | 204944.0425 | 269287.1825 | 337994.5008 | 405376.9963 | 464099.0538 | 506109.4253 | 524189.9928 | 513730.3293 | 475600.8314 | 372982.7551 | 303817.9244 | 134367.7727 | 38474.9855 | 38536.1608 | 38466.862 | 38227.5192 | 37923.8317 | 37621.7934 | 37327.9762 | 37000.5448
Sales | 3680.4778 | 6545.5844 | 10782.588 | 16536.8628 | 23929.9372 | 32900.8173 | 43135.228 | 54034.2596 | 64690.3369 | 73934.1752 | 80494.9204 | 83270.654 | 81525.4202 | 75431.6744 | 58675.5455 | 47823.6826 | 21385.5256 | 6623.4758 | 6613.1675 | 6603.022 | 6562.9322 | 6503.3333 | 6443.502 | 6390.0248 | 6301.0807
Transport | 18513.61 | 33509.7207 | 55678.4052 | 85867.7897 | 124759.5172 | 172043.2253 | 226151.9545 | 283960.2413 | 340686.6594 | 390164.8786 | 425614.5049 | 440919.3388 | 432204.9091 | 400169.157 | 314307.2097 | 255994.2418 | 112982.2471 | 31851.5097 | 31922.9934 | 31863.84 | 31664.587 | 31420.4984 | 31178.2913 | 30937.9514 | 30699.4641
Total | 255190.6005 | 316245.2329 | 414011.9336 | 541159.8397 | 695783.2191 | 876089.8794 | 1067821.7897 | 1259697.0753 | 1428600.0104 | 1560987.4525 | 1663145.7262 | 1727426.5203 | 1722143.0667 | 1644170.7084 | 1453224.1449 | 1279410.4841 | 973822.4191 | 776056.411 | 630154.6208 | 609098.2294 | 596598.2037 | 579708.5273 | 553933.8712 | 536185.1523 | 443048.7114
Achievable Therms by Sector & End Use
| 2026 | 2027 | 2028 | 2029 | 2030 | 2031 | 2032 | 2033 | 2034 | 2035 | 2036 | 2037 | 2038 | 2039 | 2040 | 2041 | 2042 | 2043 | 2044 | 2045 | 2046 | 2047 | 2048 | 2049 | 2050
Residential | 132343.889 | 173948.315 | 237874.813 | 309770.3791 | 396123.1983 | 500212.5434 | 618192.8654 | 743290.6097 | 865633.2385 | 972843.0095 | 1052017.9978 | 1088093.1499 | 1082091.0374 | 1035362.8684 | 950963.41 | 848632.0097 | 716751.6737 | 612882.6548 | 458034.3981 | 437211.519 | 426301.1185 | 421544.5299 | 416089.3945 | 408071.2536 | 353767.4187
Appliances | 5107.4373 | 6388.2828 | 8054.6475 | 9507.9582 | 10652.6974 | 11556.1857 | 12264.6981 | 12825.9087 | 13268.3835 | 13615.4814 | 13886.3731 | 14095.2457 | 14340.1385 | 14408.2082 | 15466.1611 | 14710.3495 | 8325.7502 | 1005.6777 | 904.1864 | 811.1716 | 724.3198 | 646.4497 | 510.0696 | 254.9157 | 197.2221
HVAC | 122507.666 | 158710.2745 | 214772.6098 | 277017.3422 | 351993.7414 | 443168.1074 | 547039.7812 | 657260.8368 | 764484.5889 | 856964.5035 | 922538.4933 | 946937.4176 | 931811.5272 | 879182.0084 | 792716.1889 | 689442.5925 | 565019.6361 | 470196.2859 | 322379.7305 | 307461.476 | 304716.6331 | 301097.5225 | 297033.2112 | 292825.9785 | 248131.1466
Water Heat | 2842.4777 | 5443.0346 | 9653.7174 | 15542.3608 | 23477.5516 | 33593.2384 | 45829.106 | 59883.8433 | 75180.2004 | 90874.59 | 105925.6638 | 119233.9239 | 129842.7565 | 137153.6189 | 141081.7478 | 143178.2478 | 142235.1201 | 140608.7972 | 133860.6328 | 128122.9696 | 120130.0695 | 119159.7706 | 117994.8336 | 114528.7521 | 105067.2432
Whole Building | 1886.308 | 3406.7232 | 5393.8383 | 7702.7178 | 9999.2078 | 11895.012 | 13059.2801 | 13320.021 | 12700.0657 | 11388.4346 | 9667.4676 | 7826.5627 | 6096.6153 | 4619.0328 | 1699.3123 | 1300.8199 | 1171.1673 | 1071.894 | 889.8484 | 815.9018 | 730.0961 | 640.7871 | 551.2801 | 461.6074 | 371.8068
Commercial | 146310.208 | 152203.4381 | 168948.7545 | 194057.1111 | 221118.0071 | 249744.7234 | 270899.2867 | 282951.2445 | 277057.6813 | 257660.8409 | 249960.4965 | 262614.6867 | 273296.5294 | 273537.2044 | 261618.891 | 239886.5245 | 218188.3558 | 194602.2997 | 151036.4303 | 143329.4794 | 141850.9604 | 129918.7685 | 109804.7295 | 100282.5877 | 61660.1143
Appliances | 4000.8498 | 5975.8289 | 8756.6726 | 12656.1243 | 17407.438 | 22839.6265 | 28706.1338 | 34772.1592 | 40751.5789 | 45820.389 | 50715.2443 | 55701.355 | 64716.002 | 71018.1449 | 72392.8777 | 72520.7042 | 71366.6815 | 63150.5846 | 41717.9125 | 37226.4055 | 35973.6124 | 34424.4363 | 21559.4752 | 15759.5868 | 15072.7709
Whole Building | 84019.4837 | 97098.1876 | 110259.0837 | 128332.0688 | 140155.9437 | 142542.8257 | 133733.0502 | 114444.9522 | 77948.7779 | 31652.6129 | 2224.2149 | 0 | 0 | 0 | 0 | 0 | 0 | 0 | 0 | 0 | 0 | 0 | 0 | 0 | 0
HVAC | 57012.3614 | 46540.7342 | 45310.9535 | 45615.0813 | 52402.5733 | 68713.4461 | 87688.2252 | 107473.7797 | 126567.8061 | 143188.7202 | 155495.0235 | 161867.6544 | 161255.939 | 154243.3176 | 141228.4778 | 118785.1068 | 99659.0747 | 87017.6436 | 68301.5723 | 65542.6731 | 66068.7224 | 65978.2734 | 66507.2126 | 66123.6972 | 36204.2594
Water Heat | 1277.5131 | 2588.6875 | 4622.0446 | 7453.8367 | 11152.052 | 15648.825 | 20771.8775 | 26260.3534 | 31789.5184 | 36999.1187 | 41526.0138 | 45045.6773 | 47324.5884 | 48275.7419 | 47997.5355 | 48580.7135 | 47162.5996 | 44434.0714 | 41016.9455 | 40560.4008 | 39808.6256 | 29516.0587 | 21738.0417 | 18399.3038 | 10383.0839
Industrial | 27568.2086 | 49293.39 | 81133.8763 | 124218.225 | 179381.4558 | 246035.6773 | 321803.9897 | 402125.2484 | 480165.0119 | 547257.4033 | 594044.693 | 612296.3696 | 597084.4367 | 550191.0797 | 419495.8317 | 338738.3096 | 149508.3641 | 42397.5392 | 42495.4876 | 42419.4741 | 42154.781 | 41829.6877 | 41507.1016 | 41187.0034 | 40869.3738
HVAC | 13349.5776 | 23870.8271 | 39146.3862 | 59889.3206 | 86423.7993 | 118452.7279 | 154815.387 | 193298.7054 | 230597.0722 | 262528.8369 | 284589.2653 | 292829.9938 | 284907.6833 | 261724.6028 | 198139.5253 | 158786.3036 | 67250.3461 | 15403.7878 | 15347.1409 | 15229.5328 | 15112.2774 | 14995.7432 | 14880.1077 | 14765.3639 | 14651.505
Process | 11263.5805 | 20595.8926 | 34336.7249 | 53206.4657 | 77584.3571 | 107289.9286 | 141346.0349 | 177779.2819 | 213545.6978 | 244688.4558 | 266817.3657 | 275924.3379 | 269411.0582 | 247541.4606 | 193812.0056 | 154368.999 | 55832.3517 | 0 | 0 | 0 | 0 | 0 | 0 | 0 | 0
Water Heat | 225.0147 | 420.1368 | 1013.8396 | 1690.2427 | 2641.8608 | 3915.7491 | 5542.9034 | 7527.7565 | 9838.3658 | 12400.1911 | 15096.7778 | 17779.9346 | 20289.7093 | 22480.9563 | 24249.7862 | 25583.007 | 26425.6663 | 26993.7514 | 27148.3467 | 27189.9413 | 27042.5037 | 26833.9445 | 26626.9939 | 26421.6395 | 26217.8688
Whole Building | 2730.0359 | 4406.5335 | 6636.9255 | 9432.1961 | 12731.4385 | 16377.2718 | 20099.6644 | 23519.5046 | 26183.876 | 27639.9195 | 27541.2843 | 25762.1033 | 22475.9859 | 18444.06 | 3294.5146 | 0 | 0 | 0 | 0 | 0 | 0 | 0 | 0 | 0 | 0
Total | 306222.3056 | 375445.1431 | 487957.4437 | 628045.7151 | 796622.6611 | 995992.9442 | 1210896.1417 | 1428367.1026 | 1622855.9317 | 1777761.2537 | 1896023.1873 | 1963004.2062 | 1952472.0035 | 1859091.1525 | 1632078.1327 | 1427256.8438 | 1084448.3936 | 849882.4936 | 651566.3161 | 622960.4726 | 610306.8599 | 593292.9861 | 567401.2256 | 549540.8447 | 456296.9067
Cost-Effective Therms by Sector & End Use
| 2026 | 2027 | 2028 | 2029 | 2030 | 2031 | 2032 | 2033 | 2034 | 2035 | 2036 | 2037 | 2038 | 2039 | 2040 | 2041 | 2042 | 2043 | 2044 | 2045 | 2046 | 2047 | 2048 | 2049 | 2050
Residential | 85478.5858 | 121593.9565 | 174683.6411 | 238378.4139 | 316507.2855 | 408054.3309 | 509787.5563 | 616027.2328 | 718581.3593 | 807311.3663 | 871937.4436 | 903947.8281 | 899061.0713 | 861569.4854 | 794214.368 | 715226.1565 | 615026.9748 | 543538.2615 | 438040.0204 | 423939.8846 | 413145.8447 | 408496.1154 | 403141.1539 | 395218.3083 | 341006.1881
Appliances | 2.0463 | 2.5159 | 5.6816 | 10.7153 | 18.2493 | 28.9024 | 43.1478 | 61.403 | 83.6728 | 109.5246 | 138.0404 | 167.7926 | 284.3457 | 264.89 | 300.7995 | 322.6857 | 335.3035 | 341.2146 | 339.4592 | 335.6006 | 326.9949 | 316.6473 | 239.8994 | 38.308 | 29.4146
HVAC | 80747.7538 | 112741.6828 | 159630.4039 | 215122.6199 | 283012.2768 | 362537.1781 | 450856.0223 | 542761.9655 | 630617.4204 | 704938.8172 | 756206.2718 | 776719.5488 | 762837.3538 | 719531.9436 | 651132.5084 | 570424.4031 | 471285.3839 | 401516.3557 | 302950.08 | 294665.4125 | 291958.6841 | 288378.9104 | 284355.1408 | 280189.6408 | 235537.7235
Water Heat | 2842.4777 | 5443.0346 | 9653.7174 | 15542.3608 | 23477.5516 | 33593.2384 | 45829.106 | 59883.8433 | 75180.2004 | 90874.59 | 105925.6638 | 119233.9239 | 129842.7565 | 137153.6189 | 141081.7478 | 143178.2478 | 142235.1201 | 140608.7972 | 133860.6328 | 128122.9696 | 120130.0695 | 119159.7706 | 117994.8336 | 114528.7521 | 105067.2432
Whole Building | 1886.308 | 3406.7232 | 5393.8383 | 7702.7178 | 9999.2078 | 11895.012 | 13059.2801 | 13320.021 | 12700.0657 | 11388.4346 | 9667.4676 | 7826.5627 | 6096.6153 | 4619.0328 | 1699.3123 | 1300.8199 | 1171.1673 | 1071.894 | 889.8484 | 815.9018 | 730.0961 | 640.7871 | 551.2801 | 461.6074 | 371.8068
Commercial | 145141.5004 | 150248.0712 | 165630.6719 | 189225.5974 | 214409.6839 | 240831.7648 | 259549.1246 | 269095.7338 | 260859.8675 | 239560.9343 | 230679.2003 | 243095.8546 | 254453.3606 | 256326.838 | 246983.4376 | 228745.3831 | 210480.3982 | 190120.6103 | 149619.1128 | 142738.8707 | 141297.578 | 129382.7242 | 109285.6158 | 99779.8406 | 61173.1496
Appliances | 3457.2236 | 5032.4752 | 7273.033 | 10439.0137 | 14239.3752 | 18496.7476 | 22986.0487 | 27531.7803 | 31951.8523 | 35570.3739 | 39303.1129 | 43596.8578 | 52399.7044 | 59206.6974 | 61775.6926 | 63408.2331 | 64131.282 | 58877.3945 | 40422.7371 | 36678.4995 | 35460.2794 | 33925.919 | 21075.7357 | 15290.5835 | 14618.4759
Whole Building | 84019.4837 | 97098.1876 | 110259.0837 | 128332.0688 | 140155.9437 | 142542.8257 | 133733.0502 | 114444.9522 | 77948.7779 | 31652.6129 | 2224.2149 | 0 | 0 | 0 | 0 | 0 | 0 | 0 | 0 | 0 | 0 | 0 | 0 | 0 | 0
HVAC | 56388.8595 | 45531.8672 | 43482.0774 | 43009.7022 | 48875.9626 | 64162.848 | 82084.5569 | 100892.7646 | 119211.7696 | 135388.2453 | 147681.1095 | 154511.8932 | 154787.6833 | 148899.4633 | 137258.4569 | 116796.1991 | 99216.1071 | 86824.8267 | 68181.1266 | 65499.9705 | 66028.673 | 65940.7464 | 66471.8383 | 66089.9533 | 36171.5898
Water Heat | 1275.9336 | 2585.5413 | 4616.4777 | 7444.8127 | 11138.4024 | 15629.3434 | 20745.4689 | 26226.2367 | 31747.4677 | 36949.7022 | 41470.763 | 44987.1036 | 47265.973 | 48220.6773 | 47949.2882 | 48540.9509 | 47133.0091 | 44418.3891 | 41015.2491 | 40560.4008 | 39808.6256 | 29516.0587 | 21738.0417 | 18399.3038 | 10383.0839
Industrial | 24570.5143 | 44403.2052 | 73697.6206 | 113555.8284 | 164866.2497 | 227203.7837 | 298485.1088 | 374574.1087 | 449158.7836 | 514115.1519 | 560529.0823 | 580382.8376 | 568628.6349 | 526274.3851 | 412026.3392 | 335438.9445 | 148315.0461 | 42397.5392 | 42495.4876 | 42419.4741 | 42154.781 | 41829.6877 | 41507.1016 | 41187.0034 | 40869.3738
HVAC | 10351.8832 | 18980.6424 | 31710.1306 | 49226.924 | 71908.5933 | 99620.8342 | 131496.5061 | 165747.5657 | 199590.844 | 229386.5855 | 251073.6546 | 260916.4618 | 256451.8815 | 237807.9082 | 190670.0328 | 155486.9385 | 66057.0281 | 15403.7878 | 15347.1409 | 15229.5328 | 15112.2774 | 14995.7432 | 14880.1077 | 14765.3639 | 14651.505
Process | 11263.5805 | 20595.8926 | 34336.7249 | 53206.4657 | 77584.3571 | 107289.9286 | 141346.0349 | 177779.2819 | 213545.6978 | 244688.4558 | 266817.3657 | 275924.3379 | 269411.0582 | 247541.4606 | 193812.0056 | 154368.999 | 55832.3517 | 0 | 0 | 0 | 0 | 0 | 0 | 0 | 0
Water Heat | 225.0147 | 420.1368 | 1013.8396 | 1690.2427 | 2641.8608 | 3915.7491 | 5542.9034 | 7527.7565 | 9838.3658 | 12400.1911 | 15096.7778 | 17779.9346 | 20289.7093 | 22480.9563 | 24249.7862 | 25583.007 | 26425.6663 | 26993.7514 | 27148.3467 | 27189.9413 | 27042.5037 | 26833.9445 | 26626.9939 | 26421.6395 | 26217.8688
Whole Building | 2730.0359 | 4406.5335 | 6636.9255 | 9432.1961 | 12731.4385 | 16377.2718 | 20099.6644 | 23519.5046 | 26183.876 | 27639.9195 | 27541.2843 | 25762.1033 | 22475.9859 | 18444.06 | 3294.5146 | 0 | 0 | 0 | 0 | 0 | 0 | 0 | 0 | 0 | 0
Total | 255190.6005 | 316245.2329 | 414011.9336 | 541159.8397 | 695783.2191 | 876089.8794 | 1067821.7897 | 1259697.0753 | 1428600.0104 | 1560987.4525 | 1663145.7262 | 1727426.5203 | 1722143.0667 | 1644170.7084 | 1453224.1449 | 1279410.4841 | 973822.4191 | 776056.411 | 630154.6208 | 609098.2294 | 596598.2037 | 579708.5273 | 553933.8712 | 536185.1523 | 443048.7114
Residential Segment and Income Distribution of Cost-Effective Potential
| Segment | 2026 | 2027 | 2028 | 2029 | 2030 | 2031 | 2032 | 2033 | 2034 | 2035 | 2036 | 2037 | 2038 | 2039 | 2040 | 2041 | 2042 | 2043 | 2044 | 2045 | 2046 | 2047 | 2048 | 2049 | 2050
Income Qualifying | Single Family | 21163.7146 | 29985.2178 | 42953.4337 | 58470.5417 | 77506.5824 | 99831.1557 | 124666.391 | 150624.8574 | 175693.9948 | 197380.1585 | 213161.7348 | 220963.3701 | 219759.4408 | 210655.5552 | 194437.0711 | 175247.9695 | 150674.1972 | 133551.2007 | 108680.7562 | 105283.7091 | 102603.273 | 101577.7848 | 100420.9545 | 98455.1817 | 84912.2675
Income Qualifying | Multifamily-Low Rise | 1224.7453 | 1879.3282 | 2856.9857 | 4103.4761 | 5674.186 | 7551.7799 | 9675.9438 | 11937.4641 | 14173.6069 | 16172.7864 | 17700.4383 | 18536.0849 | 18527.3 | 17668.6275 | 15974.1766 | 14022.6405 | 11569.0917 | 9585.8296 | 5627.8647 | 5238.3166 | 5104.8563 | 4938.4252 | 4725.1047 | 4640.5847 | 3994.6256
Income Qualifying | Multifamily-High Rise | 193.9807 | 349.6184 | 562.1804 | 816.8935 | 1083.4693 | 1325.175 | 1509.2383 | 1617.2824 | 1648.3967 | 1616.9616 | 1545.9841 | 1458.933 | 1377.2435 | 1302.053 | 1079.8846 | 1078.6175 | 1449.4308 | 1243.945 | 1254.3468 | 1248.4956 | 1224.1384 | 1042.8318 | 801.7109 | 766.1612 | 729.1974
Income Qualifying | Manufactured | 99.7694 | 139.9015 | 198.5525 | 267.4575 | 350.7416 | 446.9294 | 552.2451 | 660.5776 | 763.562 | 851.3784 | 914.8102 | 947.1164 | 946.113 | 919.3521 | 868.6119 | 810.0114 | 734.621 | 684.8258 | 646.9015 | 632.9401 | 613.2925 | 606.9123 | 599.7075 | 586.2457 | 513.9513
Borderline Income Qualifying | Single Family | 8697.0181 | 12323.5806 | 17655.1343 | 24035.5634 | 31863.6269 | 41044.7642 | 51259.2503 | 61936.5999 | 72249.0905 | 81170.9395 | 87664.5679 | 90875.6821 | 90381.5812 | 86635.8925 | 79961.7672 | 72064.3174 | 61952.9751 | 54902.5892 | 44653.1878 | 43254.7296 | 42152.8161 | 41731.3702 | 41255.9659 | 40448.2309 | 34884.3654
Borderline Income Qualifying | Multifamily-Low Rise | 356.51 | 547.052 | 831.6374 | 1194.4772 | 1651.6937 | 2198.2409 | 2816.5619 | 3474.8658 | 4125.7826 | 4707.722 | 5152.4048 | 5395.6524 | 5393.0952 | 5143.145 | 4649.9088 | 4081.8379 | 3367.6366 | 2790.3306 | 1638.2101 | 1524.8169 | 1485.9681 | 1437.5218 | 1375.4265 | 1350.8237 | 1162.792
Borderline Income Qualifying | Multifamily-High Rise | 52.9731 | 95.1481 | 152.3763 | 220.3386 | 290.5034 | 352.7159 | 398.1047 | 421.9501 | 424.4525 | 410.0329 | 385.4034 | 357.2542 | 331.5815 | 308.5536 | 244.4509 | 243.4709 | 348.3614 | 289.8953 | 292.7683 | 291.2895 | 284.5668 | 259.5709 | 227.4446 | 217.3592 | 206.8726
Borderline Income Qualifying | Manufactured | 33.5508 | 47.0465 | 66.7699 | 89.9415 | 117.9485 | 150.2948 | 185.7107 | 222.1411 | 256.7731 | 286.3042 | 307.6353 | 318.4993 | 318.1619 | 309.1626 | 292.0996 | 272.3932 | 247.0407 | 230.2954 | 217.5421 | 212.8471 | 206.24 | 204.0944 | 201.6715 | 197.1446 | 172.8332
Non-Income Qualifying | Single Family | 52331.7879 | 74153.5773 | 106234.6578 | 144627.0422 | 191730.1477 | 246974.9829 | 308437.6949 | 372685.5539 | 434737.9799 | 488422.6225 | 527496.1512 | 546818.1008 | 543844.9917 | 521306.3948 | 481146.7785 | 433626.1613 | 372784.087 | 330360.4315 | 268687.6268 | 260272.8092 | 253642.3643 | 251106.4356 | 248245.8277 | 243385.5163 | 209906.5669
Non-Income Qualifying | Multifamily-Low Rise | 1098.6329 | 1685.8132 | 2562.801 | 3680.94 | 5089.9134 | 6774.1709 | 8679.609 | 10708.2599 | 12714.1464 | 14507.4698 | 15877.8189 | 16627.4188 | 16619.5384 | 15849.2837 | 14329.3109 | 12578.7251 | 10377.8189 | 8598.7739 | 5048.3618 | 4698.9256 | 4579.2077 | 4429.9141 | 4238.5593 | 4162.7424 | 3583.2978
Non-Income Qualifying | Multifamily-High Rise | 179.9915 | 323.2934 | 517.7427 | 748.6644 | 987.0695 | 1198.4546 | 1352.6761 | 1433.6979 | 1442.2004 | 1393.2058 | 1309.5198 | 1213.8748 | 1126.6445 | 1048.4005 | 830.5928 | 827.2631 | 1183.6588 | 985.0034 | 994.7651 | 989.7407 | 966.8983 | 881.9674 | 772.8091 | 738.541 | 702.9098
Non-Income Qualifying | Manufactured | 45.9116 | 64.3795 | 91.3693 | 123.0778 | 161.4032 | 205.6666 | 254.1305 | 303.9826 | 351.3737 | 391.7847 | 420.9746 | 435.8412 | 435.3794 | 423.0647 | 399.7152 | 372.7486 | 338.0557 | 315.1411 | 297.6892 | 291.2645 | 282.2231 | 279.2871 | 275.9716 | 269.7768 | 236.5085
Total |  | 85478.5858 | 121593.9565 | 174683.6411 | 238378.4139 | 316507.2855 | 408054.3309 | 509787.5563 | 616027.2328 | 718581.3593 | 807311.3663 | 871937.4436 | 903947.8281 | 899061.0713 | 861569.4854 | 794214.368 | 715226.1565 | 615026.9748 | 543538.2615 | 438040.0204 | 423939.8846 | 413145.8447 | 408496.1154 | 403141.1539 | 395218.3083 | 341006.1881
Residential Income Distribution of Cost-Effective Potential
| 2-Year | 2026: 5-Year; 2027: 10-Year; 2028: 25-Year
Income Qualifying | 55036.276 | 2026: 249880.7764; 2027: 1068580.6615; 2028: 3475447.4813
Borderline Income Qualifying | 22152.8792 | 2026: 100322.8902; 2027: 428415.1878; 2028: 1395181.3012
Non-Income Qualifying | 129883.3872 | 2026: 586438.2162; 2027: 2499407.879; 2028: 8153284.0502
Total | 207072.5423 | 2026: 936641.8828; 2027: 3996403.7284; 2028: 13023912.8328
Comparison to Previous CPA (ktherms)
Sector | 2-Year Potential | 2028: 10-Year Potential; 2031: 20-Year Potential
| 2023 CPA | 2026: 2025 CPA; 2027: % Change; 2028: 2023 CPA; 2029: 2025 CPA; 2030: % Change; 2031: 2023 CPA; 2032: 2025 CPA; 2033: % Change
Residential | 387.3098 | 2026: 207.0725; 2027: -46.54%; 2028: 3080.5523; 2029: 3996.4037; 2030: 29.73%; 2031: 7280.8138; 2032: 11062.9052; 2033: 51.95%
Commercial | 323.9688 | 2026: 295.3896; 2027: -8.822%; 2028: 1854.4658; 2029: 2134.5529; 2030: 15.1%; 2031: 3493.067; 2032: 4287.796; 2033: 22.75%
Industrial | 164.3554 | 2026: 68.9737; 2027: -58.03%; 2028: 792.4621; 2029: 2284.6304; 2030: 188.3%; 2031: 1237.7155; 2032: 5543.5381; 2033: 347.9%
Total | 875.634 | 2026: 571.4358; 2027: -34.74%; 2028: 5727.4803; 2029: 8415.587; 2030: 46.93%; 2031: 12011.5964; 2032: 20894.2394; 2033: 73.95%
*Data for 2023 CPA are from the model files and align with the report
Residential End Use, Cost-Effective Potential
| 2-Year | 2026: 5-Year; 2027: 10-Year; 2028: 25-Year
Appliances | 4.5622 | 2026: 39.2084; 2027: 365.8591; 2028: 4147.2553
HVAC | 193489.4366 | 2026: 851254.7372; 2027: 3542966.1406; 2028: 10630655.5018
Water Heat | 8285.5122 | 2026: 56959.142; 2027: 362320.1201; 2028: 2260444.2675
Whole Building | 5293.0313 | 2026: 28388.7952; 2027: 90751.6086; 2028: 128665.8082
Total | 207072.5423 | 2026: 936641.8828; 2027: 3996403.7284; 2028: 13023912.8328
Commercial End Use, Cost-Effective Potential
| 2-Year | 2026: 5-Year; 2027: 10-Year; 2028: 25-Year
Appliances | 8489.6987 | 2026: 40441.1206; 2027: 176977.9234; 2028: 817149.1284
HVAC | 181117.6713 | 2026: 559864.7675; 2027: 1060186.9864; 2028: 1062411.2013
Water Heat | 101920.7267 | 2026: 237288.4689; 2027: 739028.6533; 2028: 2219388.2901
Whole Building | 3861.4749 | 2026: 27061.1678; 2027: 158359.3867; 2028: 729766.3045
Total | 295389.5716 | 2026: 864655.5248; 2027: 2134552.9499; 2028: 4828714.9243
Industrial End Use, Cost-Effective Potential
| 2-Year | 2026: 5-Year; 2027: 10-Year; 2028: 25-Year
HVAC | 29332.5257 | 2026: 182178.1735; 2027: 1008020.509; 2028: 2546869.8732
Process | 31859.473 | 2026: 196987.0208; 2027: 1081636.4197; 2028: 2545343.9983
Water Heat | 645.1515 | 2026: 5991.0945; 2027: 45216.0604; 2028: 411596.8877
Whole Building | 7136.5693 | 2026: 35937.1295; 2027: 149757.3657; 2028: 247275.3138
Total | 68973.7195 | 2026: 421093.4182; 2027: 2284630.3549; 2028: 5751086.0731

## Summary-Peak Day
Cumulative Achievable Peak Day Therms by Sector
| 2-Year | 5-Year | 10-Year | 25-Year
Residential | 5732.2039 | 23140.8402 | 90342.0452 | 261602.2506
Commercial | 5075.1811 | 14500.7215 | 33762.346 | 64908.2342
Industrial | 613.4989 | 3822.2244 | 21210.3875 | 54113.9254
Total | 11420.8839 | 41463.7861 | 145314.7787 | 380624.4102
Cumulative Cost-Effective Peak Day Therms by Sector
| 2-Year | 5-Year | 10-Year | 25-Year
Residential | 3969.7966 | 17633.9804 | 73263.7656 | 220856.8149
Commercial | 5042.4079 | 14311.0096 | 32929.6112 | 63284.6265
Industrial | 473.9473 | 3105.6715 | 18125.7661 | 48733.5348
Total | 9486.1519 | 35050.6615 | 124319.1429 | 332874.9763
Achievable Peak Day Therms by Sector
| 2026 | 2027 | 2028 | 2029 | 2030 | 2031 | 2032 | 2033 | 2034 | 2035 | 2036 | 2037 | 2038 | 2039 | 2040 | 2041 | 2042 | 2043 | 2044 | 2045 | 2046 | 2047 | 2048 | 2049 | 2050
Residential | 2486.4779 | 3245.726 | 4414.1754 | 5716.7419 | 7277.719 | 9158.7264 | 11283.6656 | 13522.3261 | 15687.9394 | 17548.5475 | 18865.1409 | 19356.8594 | 19058.0466 | 18009.2015 | 16251.4548 | 14200.7692 | 11714.9132 | 9812.6222 | 6854.9037 | 6538.4476 | 6455.7609 | 6378.8575 | 6292.3638 | 6195.2059 | 5275.658
Commercial | 2509.386 | 2565.7951 | 2792.1197 | 3138.5416 | 3494.8791 | 3857.8038 | 4073.4851 | 4120.1612 | 3850.1892 | 3359.9853 | 3088.8032 | 3190.0595 | 3218.3404 | 3120.4932 | 2895.9325 | 2503.5619 | 2159.4209 | 1903.361 | 1490.6174 | 1424.3219 | 1426.8817 | 1386.1193 | 1324.1802 | 1286.001 | 727.7941
Industrial | 216.3613 | 397.1376 | 664.9878 | 1033.2517 | 1510.486 | 2094.0597 | 2765.9486 | 3488.7477 | 4204.0601 | 4835.347 | 5297.0223 | 5510.1323 | 5422.3024 | 5035.404 | 4054.5195 | 3316.5849 | 1429.9568 | 361.6017 | 361.1097 | 359.1663 | 356.6052 | 353.8553 | 351.1265 | 348.4188 | 345.732
Total | 5212.2251 | 6208.6588 | 7871.2829 | 9888.5352 | 12283.084 | 15110.5899 | 18123.0993 | 21131.235 | 23742.1886 | 25743.8798 | 27250.9664 | 28057.0512 | 27698.6895 | 26165.0988 | 23201.9068 | 20020.9161 | 15304.2909 | 12077.585 | 8706.6308 | 8321.9358 | 8239.2478 | 8118.8321 | 7967.6705 | 7829.6258 | 6349.1841
Cost-Effective Peak Day Therms by Sector
| 2026 | 2027 | 2028 | 2029 | 2030 | 2031 | 2032 | 2033 | 2034 | 2035 | 2036 | 2037 | 2038 | 2039 | 2040 | 2041 | 2042 | 2043 | 2044 | 2045 | 2046 | 2047 | 2048 | 2049 | 2050
Residential | 1648.2626 | 2321.5341 | 3304.7882 | 4470.5977 | 5888.7978 | 7537.0144 | 9352.136 | 11226.4909 | 13007.1509 | 14506.9931 | 15539.3711 | 15953.6751 | 15679.2773 | 14815.1856 | 13413.7485 | 11812.1255 | 9840.2459 | 8449.1951 | 6468.4508 | 6283.7329 | 6201.9553 | 6125.9642 | 6040.3913 | 5944.1659 | 5025.5647
Commercial | 2496.8878 | 2545.5201 | 2756.1302 | 3087.2255 | 3425.2461 | 3767.594 | 3961.785 | 3988.0291 | 3701.1294 | 3200.0642 | 2926.2176 | 3034.0831 | 3077.3127 | 3000.0997 | 2802.0814 | 2447.615 | 2134.4179 | 1888.5173 | 1483.8679 | 1421.615 | 1424.3449 | 1383.6798 | 1321.8315 | 1283.7336 | 725.598
Industrial | 163.3264 | 310.6209 | 533.4263 | 844.6136 | 1253.6844 | 1760.8876 | 2353.3931 | 3001.3156 | 3655.5008 | 4248.9974 | 4704.0673 | 4945.5211 | 4918.8651 | 4612.2721 | 3922.37 | 3258.2129 | 1408.8447 | 361.6017 | 361.1097 | 359.1663 | 356.6052 | 353.8553 | 351.1265 | 348.4188 | 345.732
Total | 4308.4767 | 5177.6751 | 6594.3447 | 8402.4367 | 10567.7283 | 13065.496 | 15667.3141 | 18215.8355 | 20363.7811 | 21956.0547 | 23169.656 | 23933.2793 | 23675.4551 | 22427.5574 | 20138.1998 | 17517.9534 | 13383.5085 | 10699.3142 | 8313.4285 | 8064.5141 | 7982.9054 | 7863.4993 | 7713.3493 | 7576.3184 | 6096.8947
Achievable Peak Day Therms by Rate Class
| 2026 | 2027 | 2028 | 2029 | 2030 | 2031 | 2032 | 2033 | 2034 | 2035 | 2036 | 2037 | 2038 | 2039 | 2040 | 2041 | 2042 | 2043 | 2044 | 2045 | 2046 | 2047 | 2048 | 2049 | 2050
Residential | 2486.4779 | 3245.726 | 4414.1754 | 5716.7419 | 7277.719 | 9158.7264 | 11283.6656 | 13522.3261 | 15687.9394 | 17548.5475 | 18865.1409 | 19356.8594 | 19058.0466 | 18009.2015 | 16251.4548 | 14200.7692 | 11714.9132 | 9812.6222 | 6854.9037 | 6538.4476 | 6455.7609 | 6378.8575 | 6292.3638 | 6195.2059 | 5275.658
Commercial | 2530.8277 | 2606.0647 | 2859.8605 | 3243.7434 | 3648.3598 | 4069.8907 | 4352.7064 | 4471.1364 | 4271.5457 | 3842.7489 | 3615.5468 | 3735.153 | 3751.9096 | 3613.5907 | 3281.427 | 2816.1933 | 2294.0115 | 1936.8912 | 1524.5153 | 1458.0378 | 1460.343 | 1419.3471 | 1357.1682 | 1318.7465 | 760.8392
Sales | 2395.1141 | 2452.8685 | 2684.0282 | 3038.0412 | 3414.7395 | 3815.5221 | 4090.2543 | 4213.6603 | 4029.3154 | 3662.6657 | 3459.4665 | 3575.2562 | 3593.9406 | 3462.9193 | 3142.6266 | 2705.3183 | 2193.3618 | 1851.0142 | 1449.9411 | 1384.6495 | 1387.0353 | 1347.6337 | 1286.9381 | 1250.4558 | 715.959
Transport | 135.7136 | 153.1962 | 175.8324 | 205.7022 | 233.6203 | 254.3686 | 262.452 | 257.4761 | 242.2303 | 180.0832 | 156.0804 | 159.8968 | 157.969 | 150.6714 | 138.8004 | 110.875 | 100.6497 | 85.877 | 74.5741 | 73.3883 | 73.3077 | 71.7134 | 70.2301 | 68.2907 | 44.8802
Industrial | 194.9195 | 356.8681 | 597.247 | 928.0499 | 1357.0053 | 1881.9728 | 2486.7273 | 3137.7726 | 3782.7035 | 4352.5834 | 4770.2786 | 4965.0387 | 4888.7332 | 4542.3065 | 3669.025 | 3003.9536 | 1295.3662 | 328.0715 | 327.2118 | 325.4503 | 323.144 | 320.6274 | 318.1386 | 315.6733 | 312.6869
Sales | 32.1645 | 57.5295 | 95.3105 | 147.2882 | 214.6005 | 296.968 | 391.6865 | 493.4925 | 594.193 | 682.9337 | 747.6846 | 777.9413 | 765.7861 | 711.4703 | 573.3314 | 469.744 | 202.9385 | 53.9112 | 53.445 | 53.177 | 52.8165 | 52.3838 | 51.9627 | 51.5493 | 50.5988
Transport | 162.755 | 299.3385 | 501.9365 | 780.7617 | 1142.4048 | 1585.0048 | 2095.0409 | 2644.28 | 3188.5105 | 3669.6497 | 4022.594 | 4187.0975 | 4122.9471 | 3830.8362 | 3095.6936 | 2534.2095 | 1092.4277 | 274.1604 | 273.7668 | 272.2733 | 270.3275 | 268.2437 | 266.1759 | 264.1241 | 262.088
Total | 5212.2251 | 6208.6588 | 7871.2829 | 9888.5352 | 12283.084 | 15110.5899 | 18123.0993 | 21131.235 | 23742.1886 | 25743.8798 | 27250.9664 | 28057.0512 | 27698.6895 | 26165.0988 | 23201.9068 | 20020.9161 | 15304.2909 | 12077.585 | 8706.6308 | 8321.9358 | 8239.2478 | 8118.8321 | 7967.6705 | 7829.6258 | 6349.1841
Cost-Effective Peak Day Therms by Rate Class
| 2026 | 2027 | 2028 | 2029 | 2030 | 2031 | 2032 | 2033 | 2034 | 2035 | 2036 | 2037 | 2038 | 2039 | 2040 | 2041 | 2042 | 2043 | 2044 | 2045 | 2046 | 2047 | 2048 | 2049 | 2050
Residential | 1648.2626 | 2321.5341 | 3304.7882 | 4470.5977 | 5888.7978 | 7537.0144 | 9352.136 | 11226.4909 | 13007.1509 | 14506.9931 | 15539.3711 | 15953.6751 | 15679.2773 | 14815.1856 | 13413.7485 | 11812.1255 | 9840.2459 | 8449.1951 | 6468.4508 | 6283.7329 | 6201.9553 | 6125.9642 | 6040.3913 | 5944.1659 | 5025.5647
Commercial | 2513.3236 | 2577.6231 | 2811.4578 | 3174.6282 | 3554.4958 | 3948.2432 | 4202.0774 | 4293.0091 | 4070.7217 | 3627.4962 | 3397.0048 | 3525.8934 | 3563.37 | 3453.2627 | 3175.1302 | 2754.7678 | 2267.0162 | 1922.0512 | 1517.7686 | 1455.3319 | 1457.8071 | 1416.9085 | 1354.8202 | 1316.4799 | 758.6439
Sales | 2377.9817 | 2425.0234 | 2636.6836 | 2970.4255 | 3322.8985 | 3696.4814 | 3942.8364 | 4039.3114 | 3832.7297 | 3451.9313 | 3245.4845 | 3370.3338 | 3409.2899 | 3305.8863 | 3038.9393 | 2644.9735 | 2166.8062 | 1836.5168 | 1443.4655 | 1382.0164 | 1384.5695 | 1345.2634 | 1284.6566 | 1248.2538 | 713.8265
Transport | 135.3419 | 152.5997 | 174.7742 | 204.2027 | 231.5973 | 251.7618 | 259.241 | 253.6977 | 237.992 | 175.5649 | 151.5203 | 155.5596 | 154.0801 | 147.3764 | 136.1909 | 109.7943 | 100.21 | 85.5344 | 74.303 | 73.3155 | 73.2375 | 71.6451 | 70.1636 | 68.2261 | 44.8175
Industrial | 146.8906 | 278.518 | 478.0987 | 757.2108 | 1124.4347 | 1580.2384 | 2113.1007 | 2696.3355 | 3285.9085 | 3821.5654 | 4233.28 | 4453.7109 | 4432.8078 | 4159.1091 | 3549.3211 | 2951.0601 | 1276.2464 | 328.0678 | 327.2091 | 325.4494 | 323.1431 | 320.6266 | 318.1378 | 315.6725 | 312.6861
Sales | 24.694 | 45.3432 | 76.7743 | 120.711 | 178.4208 | 250.03 | 333.5663 | 424.8257 | 516.9171 | 600.3367 | 664.1599 | 698.412 | 694.8763 | 651.8739 | 554.8413 | 461.4924 | 199.9876 | 53.9074 | 53.4423 | 53.1761 | 52.8156 | 52.3829 | 51.9619 | 51.5485 | 50.5981
Transport | 122.1966 | 233.1748 | 401.3244 | 636.4998 | 946.0139 | 1330.2084 | 1779.5345 | 2271.5098 | 2768.9914 | 3221.2287 | 3569.1201 | 3755.2989 | 3737.9315 | 3507.2352 | 2994.4798 | 2489.5678 | 1076.2588 | 274.1604 | 273.7668 | 272.2733 | 270.3275 | 268.2437 | 266.1759 | 264.1241 | 262.088
Total | 4308.4767 | 5177.6751 | 6594.3447 | 8402.4367 | 10567.7283 | 13065.496 | 15667.3141 | 18215.8355 | 20363.7811 | 21956.0547 | 23169.656 | 23933.2793 | 23675.4551 | 22427.5574 | 20138.1998 | 17517.9534 | 13383.5085 | 10699.3142 | 8313.4285 | 8064.5141 | 7982.9054 | 7863.4993 | 7713.3493 | 7576.3184 | 6096.8947
Achievable Peak Day Therms by Sector & End Use
| 2026 | 2027 | 2028 | 2029 | 2030 | 2031 | 2032 | 2033 | 2034 | 2035 | 2036 | 2037 | 2038 | 2039 | 2040 | 2041 | 2042 | 2043 | 2044 | 2045 | 2046 | 2047 | 2048 | 2049 | 2050
Residential | 2486.4779 | 3245.726 | 4414.1754 | 5716.7419 | 7277.719 | 9158.7264 | 11283.6656 | 13522.3261 | 15687.9394 | 17548.5475 | 18865.1409 | 19356.8594 | 19058.0466 | 18009.2015 | 16251.4548 | 14200.7692 | 11714.9132 | 9812.6222 | 6854.9037 | 6538.4476 | 6455.7609 | 6378.8575 | 6292.3638 | 6195.2059 | 5275.658
Appliances | 9.9965 | 12.5034 | 15.7649 | 18.6094 | 20.8499 | 22.6183 | 24.005 | 25.1035 | 25.9695 | 26.6488 | 27.179 | 27.5879 | 28.0672 | 28.2004 | 30.2711 | 28.7918 | 16.2955 | 1.9684 | 1.7697 | 1.5877 | 1.4177 | 1.2653 | 0.99833 | 0.49893 | 0.38601
HVAC | 2429.6901 | 3147.6952 | 4259.5774 | 5494.075 | 6981.0792 | 8789.3371 | 10849.4203 | 13035.4305 | 15161.9953 | 16996.1461 | 18296.6727 | 18780.5757 | 18480.5844 | 17436.7851 | 15721.9116 | 13673.6901 | 11206.0141 | 9325.386 | 6393.7456 | 6097.8724 | 6043.434 | 5971.6563 | 5891.049 | 5807.6071 | 4921.1761
Water Heat | 9.3802 | 17.962 | 31.8573 | 51.2898 | 77.4759 | 110.8577 | 151.236 | 197.6167 | 248.0947 | 299.8861 | 349.5547 | 393.4719 | 428.4811 | 452.6069 | 465.5698 | 472.4882 | 469.3759 | 464.009 | 441.7401 | 422.8058 | 396.4292 | 393.2272 | 389.383 | 377.9449 | 346.7219
Whole Building | 37.4111 | 67.5654 | 106.9758 | 152.7677 | 198.3139 | 235.9133 | 259.0042 | 264.1755 | 251.8799 | 225.8664 | 191.7345 | 155.2239 | 120.914 | 91.6091 | 33.7024 | 25.7991 | 23.2277 | 21.2588 | 17.6483 | 16.1818 | 14.48 | 12.7087 | 10.9335 | 9.155 | 7.374
Commercial | 2509.386 | 2565.7951 | 2792.1197 | 3138.5416 | 3494.8791 | 3857.8038 | 4073.4851 | 4120.1612 | 3850.1892 | 3359.9853 | 3088.8032 | 3190.0595 | 3218.3404 | 3120.4932 | 2895.9325 | 2503.5619 | 2159.4209 | 1903.361 | 1490.6174 | 1424.3219 | 1426.8817 | 1386.1193 | 1324.1802 | 1286.001 | 727.7941
Appliances | 10.0481 | 16.0063 | 24.5366 | 36.4874 | 51.3502 | 68.6367 | 87.5737 | 107.3368 | 126.9957 | 144.6119 | 161.4135 | 177.6615 | 209.2444 | 232.3251 | 238.9397 | 241.7107 | 240.6254 | 217.2207 | 146.8765 | 130.8978 | 126.6317 | 121.4349 | 75.8054 | 55.4291 | 53.0076
Whole Building | 1486.4648 | 1717.8519 | 1950.6933 | 2270.4388 | 2479.6257 | 2521.8542 | 2365.9925 | 2024.7493 | 1379.0624 | 559.995 | 39.3506 | 0 | 0 | 0 | 0 | 0 | 0 | 0 | 0 | 0 | 0 | 0 | 0 | 0 | 0
HVAC | 1008.6573 | 823.3943 | 801.6371 | 807.0177 | 927.1014 | 1215.6718 | 1551.3718 | 1901.4159 | 2239.2256 | 2533.2813 | 2751.0032 | 2863.7472 | 2852.9248 | 2728.8582 | 2498.6009 | 2101.5349 | 1763.1589 | 1539.5079 | 1208.385 | 1159.5748 | 1168.8816 | 1167.2814 | 1176.6393 | 1169.8542 | 640.5223
Water Heat | 4.2158 | 8.5427 | 15.2527 | 24.5977 | 36.8018 | 51.6411 | 68.5472 | 86.6592 | 104.9054 | 122.0971 | 137.0358 | 148.6507 | 156.1711 | 159.3099 | 158.3919 | 160.3164 | 155.6366 | 146.6324 | 135.3559 | 133.8493 | 131.3685 | 97.403 | 71.7355 | 60.7177 | 34.2642
Industrial | 216.3613 | 397.1376 | 664.9878 | 1033.2517 | 1510.486 | 2094.0597 | 2765.9486 | 3488.7477 | 4204.0601 | 4835.347 | 5297.0223 | 5510.1323 | 5422.3024 | 5035.404 | 4054.5195 | 3316.5849 | 1429.9568 | 361.6017 | 361.1097 | 359.1663 | 356.6052 | 353.8553 | 351.1265 | 348.4188 | 345.732
HVAC | 177.2801 | 327.2514 | 549.3855 | 856.0611 | 1254.3273 | 1742.3235 | 2305.34 | 2912.4026 | 3514.8001 | 4048.3212 | 4440.7408 | 4624.9203 | 4555.6558 | 4232.4894 | 3434.4774 | 2809.2323 | 1189.7868 | 272.5224 | 271.5202 | 269.4395 | 267.365 | 265.3033 | 263.2575 | 261.2274 | 259.213
Process | 30.8591 | 56.4271 | 94.0732 | 145.7711 | 212.5599 | 293.945 | 387.2494 | 487.0665 | 585.0567 | 670.3793 | 731.0065 | 755.9571 | 738.1125 | 678.1958 | 530.9918 | 422.9288 | 152.9653 | 0 | 0 | 0 | 0 | 0 | 0 | 0 | 0
Water Heat | 0.74255 | 1.3865 | 3.3457 | 5.5778 | 8.7181 | 12.922 | 18.2916 | 24.8416 | 32.4666 | 40.9206 | 49.8194 | 58.6738 | 66.956 | 74.1872 | 80.0243 | 84.4239 | 87.2047 | 89.0794 | 89.5895 | 89.7268 | 89.2403 | 88.552 | 87.8691 | 87.1914 | 86.519
Whole Building | 7.4796 | 12.0727 | 18.1834 | 25.8416 | 34.8807 | 44.8692 | 55.0676 | 64.437 | 71.7366 | 75.7258 | 75.4556 | 70.5811 | 61.578 | 50.5317 | 9.0261 | 0 | 0 | 0 | 0 | 0 | 0 | 0 | 0 | 0 | 0
Total | 5212.2251 | 6208.6588 | 7871.2829 | 9888.5352 | 12283.084 | 15110.5899 | 18123.0993 | 21131.235 | 23742.1886 | 25743.8798 | 27250.9664 | 28057.0512 | 27698.6895 | 26165.0988 | 23201.9068 | 20020.9161 | 15304.2909 | 12077.585 | 8706.6308 | 8321.9358 | 8239.2478 | 8118.8321 | 7967.6705 | 7829.6258 | 6349.1841
Cost-Effective Peak Day Therms by Sector & End Use
| 2026 | 2027 | 2028 | 2029 | 2030 | 2031 | 2032 | 2033 | 2034 | 2035 | 2036 | 2037 | 2038 | 2039 | 2040 | 2041 | 2042 | 2043 | 2044 | 2045 | 2046 | 2047 | 2048 | 2049 | 2050
Residential | 1648.2626 | 2321.5341 | 3304.7882 | 4470.5977 | 5888.7978 | 7537.0144 | 9352.136 | 11226.4909 | 13007.1509 | 14506.9931 | 15539.3711 | 15953.6751 | 15679.2773 | 14815.1856 | 13413.7485 | 11812.1255 | 9840.2459 | 8449.1951 | 6468.4508 | 6283.7329 | 6201.9553 | 6125.9642 | 6040.3913 | 5944.1659 | 5025.5647
Appliances | 0.0040051 | 0.0049243 | 0.01112 | 0.020972 | 0.035718 | 0.056569 | 0.084451 | 0.12018 | 0.16377 | 0.21437 | 0.27018 | 0.32841 | 0.55653 | 0.51845 | 0.58874 | 0.63158 | 0.65627 | 0.66784 | 0.66441 | 0.65685 | 0.64001 | 0.61976 | 0.46954 | 0.074978 | 0.057572
HVAC | 1601.4673 | 2236.0017 | 3165.944 | 4266.5192 | 5612.9723 | 7190.1868 | 8941.8112 | 10764.5785 | 12507.0126 | 13981.0261 | 14997.8117 | 15404.6508 | 15129.3257 | 14270.4511 | 12913.8876 | 11313.2066 | 9346.986 | 7963.2594 | 6008.398 | 5844.0885 | 5790.4061 | 5719.4085 | 5639.6053 | 5556.991 | 4671.4112
Water Heat | 9.3802 | 17.962 | 31.8573 | 51.2898 | 77.4759 | 110.8577 | 151.236 | 197.6167 | 248.0947 | 299.8861 | 349.5547 | 393.4719 | 428.4811 | 452.6069 | 465.5698 | 472.4882 | 469.3759 | 464.009 | 441.7401 | 422.8058 | 396.4292 | 393.2272 | 389.383 | 377.9449 | 346.7219
Whole Building | 37.4111 | 67.5654 | 106.9758 | 152.7677 | 198.3139 | 235.9133 | 259.0042 | 264.1755 | 251.8799 | 225.8664 | 191.7345 | 155.2239 | 120.914 | 91.6091 | 33.7024 | 25.7991 | 23.2277 | 21.2588 | 17.6483 | 16.1818 | 14.48 | 12.7087 | 10.9335 | 9.155 | 7.374
Commercial | 2496.8878 | 2545.5201 | 2756.1302 | 3087.2255 | 3425.2461 | 3767.594 | 3961.785 | 3988.0291 | 3701.1294 | 3200.0642 | 2926.2176 | 3034.0831 | 3077.3127 | 3000.0997 | 2802.0814 | 2447.615 | 2134.4179 | 1888.5173 | 1483.8679 | 1421.615 | 1424.3449 | 1383.6798 | 1321.8315 | 1283.7336 | 725.598
Appliances | 8.5861 | 13.5904 | 20.9217 | 31.2952 | 44.1547 | 58.9999 | 75.1002 | 91.748 | 108.217 | 122.8591 | 137.2533 | 152.0159 | 182.846 | 206.6562 | 215.4851 | 221.0826 | 223.557 | 205.84 | 142.2636 | 128.9464 | 124.8034 | 119.6594 | 74.0825 | 53.7587 | 51.3895
Whole Building | 1486.4648 | 1717.8519 | 1950.6933 | 2270.4388 | 2479.6257 | 2521.8542 | 2365.9925 | 2024.7493 | 1379.0624 | 559.995 | 39.3506 | 0 | 0 | 0 | 0 | 0 | 0 | 0 | 0 | 0 | 0 | 0 | 0 | 0 | 0
HVAC | 997.6264 | 805.5455 | 769.2808 | 760.9236 | 864.7089 | 1135.163 | 1452.2322 | 1784.9852 | 2109.0833 | 2395.276 | 2612.7602 | 2733.6098 | 2738.489 | 2634.3152 | 2428.3636 | 2066.3473 | 1755.322 | 1536.0966 | 1206.254 | 1158.8193 | 1168.173 | 1166.6174 | 1176.0135 | 1169.2572 | 639.9443
Water Heat | 4.2106 | 8.5323 | 15.2344 | 24.5679 | 36.7567 | 51.5768 | 68.46 | 86.5466 | 104.7666 | 121.934 | 136.8535 | 148.4574 | 155.9777 | 159.1282 | 158.2327 | 160.1851 | 155.5389 | 146.5807 | 135.3503 | 133.8493 | 131.3685 | 97.403 | 71.7355 | 60.7177 | 34.2642
Industrial | 163.3264 | 310.6209 | 533.4263 | 844.6136 | 1253.6844 | 1760.8876 | 2353.3931 | 3001.3156 | 3655.5008 | 4248.9974 | 4704.0673 | 4945.5211 | 4918.8651 | 4612.2721 | 3922.37 | 3258.2129 | 1408.8447 | 361.6017 | 361.1097 | 359.1663 | 356.6052 | 353.8553 | 351.1265 | 348.4188 | 345.732
HVAC | 124.2451 | 240.7347 | 417.824 | 667.423 | 997.5257 | 1409.1514 | 1892.7846 | 2424.9705 | 2966.2408 | 3461.9716 | 3847.7858 | 4060.3091 | 4052.2185 | 3809.3575 | 3302.3278 | 2750.8602 | 1168.6747 | 272.5224 | 271.5202 | 269.4395 | 267.365 | 265.3033 | 263.2575 | 261.2274 | 259.213
Process | 30.8591 | 56.4271 | 94.0732 | 145.7711 | 212.5599 | 293.945 | 387.2494 | 487.0665 | 585.0567 | 670.3793 | 731.0065 | 755.9571 | 738.1125 | 678.1958 | 530.9918 | 422.9288 | 152.9653 | 0 | 0 | 0 | 0 | 0 | 0 | 0 | 0
Water Heat | 0.74255 | 1.3865 | 3.3457 | 5.5778 | 8.7181 | 12.922 | 18.2916 | 24.8416 | 32.4666 | 40.9206 | 49.8194 | 58.6738 | 66.956 | 74.1872 | 80.0243 | 84.4239 | 87.2047 | 89.0794 | 89.5895 | 89.7268 | 89.2403 | 88.552 | 87.8691 | 87.1914 | 86.519
Whole Building | 7.4796 | 12.0727 | 18.1834 | 25.8416 | 34.8807 | 44.8692 | 55.0676 | 64.437 | 71.7366 | 75.7258 | 75.4556 | 70.5811 | 61.578 | 50.5317 | 9.0261 | 0 | 0 | 0 | 0 | 0 | 0 | 0 | 0 | 0 | 0
Total | 4308.4767 | 5177.6751 | 6594.3447 | 8402.4367 | 10567.7283 | 13065.496 | 15667.3141 | 18215.8355 | 20363.7811 | 21956.0547 | 23169.656 | 23933.2793 | 23675.4551 | 22427.5574 | 20138.1998 | 17517.9534 | 13383.5085 | 10699.3142 | 8313.4285 | 8064.5141 | 7982.9054 | 7863.4993 | 7713.3493 | 7576.3184 | 6096.8947

## Summary-Peak Hour
Cumulative Achievable Peak Hour Therms by Sector
| 2-Year | 5-Year | 10-Year | 25-Year
Residential | 333.4801 | 1343.8064 | 5216.4069 | 14603.0446
Commercial | 399.8302 | 1149.2047 | 2713.9473 | 5428.8868
Industrial | 43.1114 | 270.8394 | 1516.3098 | 3923.5303
Total | 776.4217 | 2763.8504 | 9446.6641 | 23955.4617
Cumulative Cost-Effective Peak Hour Therms by Sector
| 2-Year | 5-Year | 10-Year | 25-Year
Residential | 229.9159 | 1019.7404 | 4213.8886 | 12216.9424
Commercial | 396.927 | 1132.8718 | 2642.6403 | 5282.7846
Industrial | 32.1784 | 214.7018 | 1274.6484 | 3502.0093
Total | 659.0213 | 2367.314 | 8131.1772 | 21001.7362
Achievable Peak Hour Therms by Sector
| 2026 | 2027 | 2028 | 2029 | 2030 | 2031 | 2032 | 2033 | 2034 | 2035 | 2036 | 2037 | 2038 | 2039 | 2040 | 2041 | 2042 | 2043 | 2044 | 2045 | 2046 | 2047 | 2048 | 2049 | 2050
Residential | 144.6015 | 188.8786 | 256.5935 | 331.879 | 421.8539 | 530.0115 | 651.8731 | 779.8132 | 902.9741 | 1007.9286 | 1080.9009 | 1105.7637 | 1084.7326 | 1020.3807 | 915.486 | 794.0802 | 624.0404 | 525.1004 | 350.8097 | 331.799 | 327.385 | 324.2588 | 320.7988 | 316.6185 | 264.483
Commercial | 197.4009 | 202.4293 | 221.0453 | 249.4223 | 278.9069 | 309.1895 | 328.1343 | 333.9389 | 314.9356 | 278.5443 | 259.1833 | 268.8716 | 274.8348 | 270.024 | 253.4177 | 223.2768 | 196.5368 | 174.3052 | 134.0817 | 126.9434 | 126.7724 | 123.1932 | 112.8039 | 107.3621 | 63.3326
Industrial | 15.1489 | 27.9625 | 47.0194 | 73.2892 | 107.4193 | 149.2603 | 197.5648 | 249.6937 | 301.4889 | 347.4627 | 381.436 | 397.6568 | 392.2401 | 365.1189 | 297.3932 | 244.3537 | 106.4503 | 28.3622 | 28.3239 | 28.1717 | 27.9708 | 27.7551 | 27.5411 | 27.3287 | 27.118
Total | 357.1512 | 419.2705 | 524.6582 | 654.5905 | 808.1801 | 988.4614 | 1177.5723 | 1363.4458 | 1519.3986 | 1633.9356 | 1721.5202 | 1772.292 | 1751.8074 | 1655.5237 | 1466.2969 | 1261.7107 | 927.0275 | 727.7678 | 513.2152 | 486.9141 | 482.1282 | 475.2072 | 461.1438 | 451.3093 | 354.9336
Cost-Effective Peak Hour Therms by Sector
| 2026 | 2027 | 2028 | 2029 | 2030 | 2031 | 2032 | 2033 | 2034 | 2035 | 2036 | 2037 | 2038 | 2039 | 2040 | 2041 | 2042 | 2043 | 2044 | 2045 | 2046 | 2047 | 2048 | 2049 | 2050
Residential | 95.3902 | 134.5257 | 191.3015 | 258.4818 | 340.0411 | 434.5968 | 538.417 | 645.1766 | 745.9756 | 829.9822 | 886.4529 | 906.8069 | 887.1749 | 833.5195 | 749.1478 | 653.8637 | 514.4042 | 446.0012 | 328.343 | 316.9782 | 312.6266 | 309.5616 | 306.1623 | 302.0427 | 249.9682
Commercial | 196.2894 | 200.6377 | 217.9462 | 245.0299 | 272.9687 | 301.5096 | 318.6242 | 322.6698 | 302.1792 | 264.7856 | 245.0892 | 255.2087 | 262.2516 | 259.0436 | 244.5903 | 217.5196 | 193.3369 | 172.1263 | 132.9917 | 126.494 | 126.3512 | 122.7861 | 112.4103 | 106.9812 | 62.9637
Industrial | 10.9939 | 21.1845 | 36.7124 | 58.5106 | 87.3004 | 123.1583 | 165.2436 | 211.5063 | 258.5126 | 301.5257 | 334.9816 | 353.4229 | 352.7988 | 331.9691 | 287.0401 | 239.7806 | 104.7963 | 28.3622 | 28.3239 | 28.1717 | 27.9708 | 27.7551 | 27.5411 | 27.3287 | 27.118
Total | 302.6734 | 356.3479 | 445.9601 | 562.0223 | 700.3103 | 859.2647 | 1022.2848 | 1179.3527 | 1306.6674 | 1396.2936 | 1466.5237 | 1515.4385 | 1502.2253 | 1424.5322 | 1280.7782 | 1111.1639 | 812.5375 | 646.4898 | 489.6585 | 471.6438 | 466.9486 | 460.1029 | 446.1137 | 436.3527 | 340.0498
Achievable Peak Hour Therms by Rate Class
| 2026 | 2027 | 2028 | 2029 | 2030 | 2031 | 2032 | 2033 | 2034 | 2035 | 2036 | 2037 | 2038 | 2039 | 2040 | 2041 | 2042 | 2043 | 2044 | 2045 | 2046 | 2047 | 2048 | 2049 | 2050
Residential | 144.6015 | 188.8786 | 256.5935 | 331.879 | 421.8539 | 530.0115 | 651.8731 | 779.8132 | 902.9741 | 1007.9286 | 1080.9009 | 1105.7637 | 1084.7326 | 1020.3807 | 915.486 | 794.0802 | 624.0404 | 525.1004 | 350.8097 | 331.799 | 327.385 | 324.2588 | 320.7988 | 316.6185 | 264.483
Commercial | 198.9105 | 205.2866 | 225.8726 | 256.9404 | 289.8995 | 324.407 | 348.2017 | 359.2025 | 345.3118 | 313.4018 | 297.2785 | 308.3592 | 313.5576 | 305.8775 | 281.7018 | 246.3042 | 206.5519 | 176.9345 | 136.74 | 129.5876 | 129.3966 | 125.7992 | 115.3911 | 109.9304 | 65.9243
Sales | 188.2491 | 193.2335 | 212.0138 | 240.6968 | 271.4123 | 304.2283 | 327.3177 | 338.6344 | 325.8659 | 298.7597 | 284.4569 | 295.1852 | 300.4131 | 293.2345 | 269.9615 | 236.7354 | 197.7776 | 169.3203 | 130.3198 | 123.4414 | 123.2675 | 119.8066 | 109.5971 | 104.3911 | 62.2263
Transport | 10.6614 | 12.0531 | 13.8587 | 16.2436 | 18.4873 | 20.1787 | 20.884 | 20.5681 | 19.4458 | 14.6422 | 12.8216 | 13.174 | 13.1446 | 12.643 | 11.7403 | 9.5688 | 8.7743 | 7.6142 | 6.4202 | 6.1463 | 6.1291 | 5.9926 | 5.794 | 5.5392 | 3.698
Industrial | 13.6392 | 25.1053 | 42.1921 | 65.771 | 96.4267 | 134.0429 | 177.4975 | 224.4301 | 271.1127 | 312.6052 | 343.3408 | 358.1691 | 353.5172 | 329.2655 | 269.1091 | 221.3263 | 96.4352 | 25.733 | 25.6655 | 25.5274 | 25.3466 | 25.1492 | 24.9539 | 24.7604 | 24.5262
Sales | 2.2519 | 4.0405 | 6.7175 | 10.4117 | 15.2094 | 21.0977 | 27.8891 | 35.2143 | 42.4926 | 48.9474 | 53.7121 | 56.0254 | 55.2968 | 51.5118 | 42.0575 | 34.6262 | 15.1228 | 4.2296 | 4.1929 | 4.1718 | 4.1435 | 4.1095 | 4.0764 | 4.0439 | 3.9694
Transport | 11.3873 | 21.0648 | 35.4747 | 55.3593 | 81.2172 | 112.9452 | 149.6084 | 189.2158 | 228.6201 | 263.6577 | 289.6286 | 302.1437 | 298.2204 | 277.7537 | 227.0516 | 186.7 | 81.3124 | 21.5033 | 21.4726 | 21.3557 | 21.2031 | 21.0396 | 20.8775 | 20.7165 | 20.5568
Total | 357.1512 | 419.2705 | 524.6582 | 654.5905 | 808.1801 | 988.4614 | 1177.5723 | 1363.4458 | 1519.3986 | 1633.9356 | 1721.5202 | 1772.292 | 1751.8074 | 1655.5237 | 1466.2969 | 1261.7107 | 927.0275 | 727.7678 | 513.2152 | 486.9141 | 482.1282 | 475.2072 | 461.1438 | 451.3093 | 354.9336
Cost-Effective Peak Hour Therms by Rate Class
| 2026 | 2027 | 2028 | 2029 | 2030 | 2031 | 2032 | 2033 | 2034 | 2035 | 2036 | 2037 | 2038 | 2039 | 2040 | 2041 | 2042 | 2043 | 2044 | 2045 | 2046 | 2047 | 2048 | 2049 | 2050
Residential | 95.3902 | 134.5257 | 191.3015 | 258.4818 | 340.0411 | 434.5968 | 538.417 | 645.1766 | 745.9756 | 829.9822 | 886.4529 | 906.8069 | 887.1749 | 833.5195 | 749.1478 | 653.8637 | 514.4042 | 446.0012 | 328.343 | 316.9782 | 312.6266 | 309.5616 | 306.1623 | 302.0427 | 249.9682
Commercial | 197.4068 | 202.8551 | 221.801 | 251.1537 | 282.063 | 314.2641 | 335.6417 | 344.33 | 328.5 | 295.3082 | 278.8006 | 290.5219 | 297.2522 | 291.7684 | 271.8994 | 240.1179 | 203.196 | 174.7559 | 135.6502 | 129.1383 | 128.9755 | 125.3921 | 114.9976 | 109.5496 | 65.5555
Sales | 186.7795 | 190.8558 | 208.0344 | 235.039 | 263.7483 | 294.3065 | 315.0292 | 324.081 | 309.4125 | 281.0495 | 266.3684 | 277.7221 | 284.4506 | 279.4235 | 260.4035 | 230.6733 | 194.4951 | 167.205 | 129.284 | 123.0064 | 122.8603 | 119.4131 | 109.2167 | 104.0231 | 61.8699
Transport | 10.6273 | 11.9993 | 13.7666 | 16.1146 | 18.3147 | 19.9576 | 20.6125 | 20.249 | 19.0874 | 14.2587 | 12.4322 | 12.7998 | 12.8016 | 12.3449 | 11.4958 | 9.4445 | 8.7008 | 7.5509 | 6.3663 | 6.1319 | 6.1152 | 5.9791 | 5.7809 | 5.5265 | 3.6856
Industrial | 9.8764 | 18.967 | 32.8576 | 52.3868 | 78.2062 | 110.4038 | 148.2261 | 189.8462 | 232.1918 | 271.0031 | 301.2701 | 318.1097 | 317.7982 | 299.2443 | 259.731 | 217.1824 | 94.9373 | 25.7326 | 25.6653 | 25.5274 | 25.3465 | 25.1491 | 24.9538 | 24.7604 | 24.5262
Sales | 1.6667 | 3.0858 | 5.2653 | 8.3295 | 12.375 | 17.4204 | 23.3357 | 29.8347 | 36.4385 | 42.4764 | 47.1685 | 49.7948 | 49.7415 | 46.8427 | 40.6089 | 33.9797 | 14.8916 | 4.2293 | 4.1927 | 4.1717 | 4.1434 | 4.1095 | 4.0764 | 4.0439 | 3.9693
Transport | 8.2098 | 15.8813 | 27.5923 | 44.0573 | 65.8312 | 92.9834 | 124.8904 | 160.0115 | 195.7534 | 228.5267 | 254.1017 | 268.3149 | 268.0567 | 252.4015 | 219.1221 | 183.2026 | 80.0456 | 21.5033 | 21.4726 | 21.3557 | 21.2031 | 21.0396 | 20.8775 | 20.7165 | 20.5568
Total | 302.6734 | 356.3479 | 445.9601 | 562.0223 | 700.3103 | 859.2647 | 1022.2848 | 1179.3527 | 1306.6674 | 1396.2936 | 1466.5237 | 1515.4385 | 1502.2253 | 1424.5322 | 1280.7782 | 1111.1639 | 812.5375 | 646.4898 | 489.6585 | 471.6438 | 466.9486 | 460.1029 | 446.1137 | 436.3527 | 340.0498
Achievable Peak Hour Therms by Sector & End Use
| 2026 | 2027 | 2028 | 2029 | 2030 | 2031 | 2032 | 2033 | 2034 | 2035 | 2036 | 2037 | 2038 | 2039 | 2040 | 2041 | 2042 | 2043 | 2044 | 2045 | 2046 | 2047 | 2048 | 2049 | 2050
Residential | 144.6015 | 188.8786 | 256.5935 | 331.879 | 421.8539 | 530.0115 | 651.8731 | 779.8132 | 902.9741 | 1007.9286 | 1080.9009 | 1105.7637 | 1084.7326 | 1020.3807 | 915.486 | 794.0802 | 624.0404 | 525.1004 | 350.8097 | 331.799 | 327.385 | 324.2588 | 320.7988 | 316.6185 | 264.483
Appliances | 1.2126 | 1.5166 | 1.9123 | 2.2573 | 2.5291 | 2.7436 | 2.9118 | 3.045 | 3.1501 | 3.2325 | 3.2968 | 3.3464 | 3.4045 | 3.4207 | 3.6718 | 3.4924 | 1.9766 | 0.23876 | 0.21466 | 0.19258 | 0.17196 | 0.15347 | 0.1211 | 0.06052 | 0.046823
HVAC | 140.4825 | 182.0323 | 245.9739 | 316.731 | 401.7332 | 504.8697 | 622.0466 | 745.9029 | 865.6981 | 968.0011 | 1038.9776 | 1062.4498 | 1040.5933 | 976.0247 | 873.2144 | 751.9015 | 583.7714 | 487.1058 | 314.8013 | 297.3881 | 295.1696 | 292.4166 | 289.3943 | 286.278 | 236.7172
Water Heat | 0.73835 | 1.4139 | 2.5076 | 4.0372 | 6.0984 | 8.726 | 11.9043 | 15.5551 | 19.5284 | 23.6051 | 27.5147 | 30.9715 | 33.7272 | 35.6263 | 36.6466 | 37.1912 | 36.9462 | 36.5238 | 34.7709 | 33.2805 | 31.2043 | 30.9523 | 30.6497 | 29.7494 | 27.2917
Whole Building | 2.1681 | 3.9157 | 6.1997 | 8.8536 | 11.4932 | 13.6723 | 15.0105 | 15.3102 | 14.5976 | 13.09 | 11.1119 | 8.9959 | 7.0075 | 5.3092 | 1.9532 | 1.4952 | 1.3462 | 1.232 | 1.0228 | 0.93781 | 0.83918 | 0.73653 | 0.63365 | 0.53058 | 0.42736
Commercial | 197.4009 | 202.4293 | 221.0453 | 249.4223 | 278.9069 | 309.1895 | 328.1343 | 333.9389 | 314.9356 | 278.5443 | 259.1833 | 268.8716 | 274.8348 | 270.024 | 253.4177 | 223.2768 | 196.5368 | 174.3052 | 134.0817 | 126.9434 | 126.7724 | 123.1932 | 112.8039 | 107.3621 | 63.3326
Appliances | 1.5913 | 2.6657 | 4.2162 | 6.386 | 9.1137 | 12.3121 | 15.8369 | 19.5264 | 23.2072 | 26.5942 | 29.7894 | 32.8135 | 39.0326 | 43.6947 | 45.1999 | 46.0152 | 46.1533 | 42.1522 | 28.7577 | 25.562 | 24.8571 | 24.0768 | 14.9748 | 10.9318 | 10.4545
Whole Building | 116.4555 | 134.5833 | 152.825 | 177.8751 | 194.2637 | 197.572 | 185.3612 | 158.6269 | 108.0412 | 43.8722 | 3.0829 | 0 | 0 | 0 | 0 | 0 | 0 | 0 | 0 | 0 | 0 | 0 | 0 | 0 | 0
HVAC | 79.0222 | 64.508 | 62.8034 | 63.225 | 72.6328 | 95.2405 | 121.5406 | 148.9644 | 175.4298 | 198.4673 | 215.5245 | 224.3573 | 223.5094 | 213.7895 | 195.7503 | 164.6425 | 138.1328 | 120.6111 | 94.6696 | 90.8457 | 91.5748 | 91.4494 | 92.1826 | 91.651 | 50.181
Water Heat | 0.33184 | 0.67242 | 1.2006 | 1.9362 | 2.8968 | 4.0649 | 5.3956 | 6.8212 | 8.2575 | 9.6107 | 10.7866 | 11.7008 | 12.2928 | 12.5398 | 12.4676 | 12.6191 | 12.2507 | 11.5419 | 10.6543 | 10.5357 | 10.3405 | 7.6669 | 5.6466 | 4.7793 | 2.6971
Industrial | 15.1489 | 27.9625 | 47.0194 | 73.2892 | 107.4193 | 149.2603 | 197.5648 | 249.6937 | 301.4889 | 347.4627 | 381.436 | 397.6568 | 392.2401 | 365.1189 | 297.3932 | 244.3537 | 106.4503 | 28.3622 | 28.3239 | 28.1717 | 27.9708 | 27.7551 | 27.5411 | 27.3287 | 27.118
HVAC | 13.493 | 24.9993 | 42.0787 | 65.6996 | 96.423 | 134.126 | 177.6952 | 224.759 | 271.5669 | 313.154 | 343.912 | 358.5993 | 353.6493 | 328.9157 | 268.5934 | 220.0863 | 93.2126 | 21.3505 | 21.272 | 21.109 | 20.9464 | 20.7849 | 20.6246 | 20.4656 | 20.3078
Process | 1.2858 | 2.3511 | 3.9197 | 6.0738 | 8.8567 | 12.2477 | 16.1354 | 20.2944 | 24.3774 | 27.9325 | 30.4586 | 31.4982 | 30.7547 | 28.2582 | 22.1247 | 17.622 | 6.3736 | 0 | 0 | 0 | 0 | 0 | 0 | 0 | 0
Water Heat | 0.058449 | 0.10913 | 0.26335 | 0.43905 | 0.68624 | 1.0171 | 1.4398 | 1.9554 | 2.5556 | 3.221 | 3.9215 | 4.6184 | 5.2703 | 5.8395 | 6.299 | 6.6453 | 6.8642 | 7.0117 | 7.0519 | 7.0627 | 7.0244 | 6.9702 | 6.9165 | 6.8631 | 6.8102
Whole Building | 0.31165 | 0.50303 | 0.75764 | 1.0767 | 1.4534 | 1.8696 | 2.2945 | 2.6849 | 2.989 | 3.1552 | 3.144 | 2.9409 | 2.5658 | 2.1055 | 0.37609 | 0 | 0 | 0 | 0 | 0 | 0 | 0 | 0 | 0 | 0
Total | 357.1512 | 419.2705 | 524.6582 | 654.5905 | 808.1801 | 988.4614 | 1177.5723 | 1363.4458 | 1519.3986 | 1633.9356 | 1721.5202 | 1772.292 | 1751.8074 | 1655.5237 | 1466.2969 | 1261.7107 | 927.0275 | 727.7678 | 513.2152 | 486.9141 | 482.1282 | 475.2072 | 461.1438 | 451.3093 | 354.9336
Cost-Effective Peak Hour Therms by Sector & End Use
| 2026 | 2027 | 2028 | 2029 | 2030 | 2031 | 2032 | 2033 | 2034 | 2035 | 2036 | 2037 | 2038 | 2039 | 2040 | 2041 | 2042 | 2043 | 2044 | 2045 | 2046 | 2047 | 2048 | 2049 | 2050
Residential | 95.3902 | 134.5257 | 191.3015 | 258.4818 | 340.0411 | 434.5968 | 538.417 | 645.1766 | 745.9756 | 829.9822 | 886.4529 | 906.8069 | 887.1749 | 833.5195 | 749.1478 | 653.8637 | 514.4042 | 446.0012 | 328.343 | 316.9782 | 312.6266 | 309.5616 | 306.1623 | 302.0427 | 249.9682
Appliances | 0.00048581 | 0.00059731 | 0.0013489 | 0.0025439 | 0.0043326 | 0.0068617 | 0.010244 | 0.014578 | 0.019865 | 0.026002 | 0.032772 | 0.039836 | 0.067507 | 0.062888 | 0.071413 | 0.076609 | 0.079605 | 0.081008 | 0.080591 | 0.079675 | 0.077632 | 0.075175 | 0.056955 | 0.0090947 | 0.0069833
HVAC | 92.4832 | 129.1956 | 182.5928 | 245.5885 | 322.4452 | 412.1917 | 511.492 | 614.2967 | 711.8297 | 793.2612 | 847.7936 | 866.7996 | 846.3726 | 792.5212 | 710.4766 | 615.1007 | 476.0323 | 408.1644 | 292.4687 | 282.6802 | 280.5055 | 277.7977 | 274.822 | 271.7537 | 222.2421
Water Heat | 0.73835 | 1.4139 | 2.5076 | 4.0372 | 6.0984 | 8.726 | 11.9043 | 15.5551 | 19.5284 | 23.6051 | 27.5147 | 30.9715 | 33.7272 | 35.6263 | 36.6466 | 37.1912 | 36.9462 | 36.5238 | 34.7709 | 33.2805 | 31.2043 | 30.9523 | 30.6497 | 29.7494 | 27.2917
Whole Building | 2.1681 | 3.9157 | 6.1997 | 8.8536 | 11.4932 | 13.6723 | 15.0105 | 15.3102 | 14.5976 | 13.09 | 11.1119 | 8.9959 | 7.0075 | 5.3092 | 1.9532 | 1.4952 | 1.3462 | 1.232 | 1.0228 | 0.93781 | 0.83918 | 0.73653 | 0.63365 | 0.53058 | 0.42736
Commercial | 196.2894 | 200.6377 | 217.9462 | 245.0299 | 272.9687 | 301.5096 | 318.6242 | 322.6698 | 302.1792 | 264.7856 | 245.0892 | 255.2087 | 262.2516 | 259.0436 | 244.5903 | 217.5196 | 193.3369 | 172.1263 | 132.9917 | 126.494 | 126.3512 | 122.7861 | 112.4103 | 106.9812 | 62.9637
Appliances | 1.3444 | 2.2731 | 3.6535 | 5.6072 | 8.0671 | 10.9446 | 14.1007 | 17.3878 | 20.6576 | 23.6601 | 26.5401 | 29.3613 | 35.43 | 40.1354 | 41.8877 | 43.0251 | 43.575 | 40.2446 | 27.8351 | 25.1717 | 24.4914 | 23.7217 | 14.6302 | 10.5977 | 10.1309
Whole Building | 116.4555 | 134.5833 | 152.825 | 177.8751 | 194.2637 | 197.572 | 185.3612 | 158.6269 | 108.0412 | 43.8722 | 3.0829 | 0 | 0 | 0 | 0 | 0 | 0 | 0 | 0 | 0 | 0 | 0 | 0 | 0 | 0
HVAC | 78.158 | 63.1096 | 60.2685 | 59.6138 | 67.7447 | 88.9332 | 113.7736 | 139.8428 | 165.2339 | 187.6554 | 204.694 | 214.1618 | 214.544 | 206.3827 | 190.2476 | 161.8858 | 137.5189 | 120.3439 | 94.5027 | 90.7865 | 91.5193 | 91.3974 | 92.1335 | 91.6042 | 50.1358
Water Heat | 0.33143 | 0.67161 | 1.1992 | 1.9338 | 2.8932 | 4.0598 | 5.3887 | 6.8124 | 8.2465 | 9.5978 | 10.7722 | 11.6856 | 12.2775 | 12.5255 | 12.455 | 12.6087 | 12.243 | 11.5379 | 10.6539 | 10.5357 | 10.3405 | 7.6669 | 5.6466 | 4.7793 | 2.6971
Industrial | 10.9939 | 21.1845 | 36.7124 | 58.5106 | 87.3004 | 123.1583 | 165.2436 | 211.5063 | 258.5126 | 301.5257 | 334.9816 | 353.4229 | 352.7988 | 331.9691 | 287.0401 | 239.7806 | 104.7963 | 28.3622 | 28.3239 | 28.1717 | 27.9708 | 27.7551 | 27.5411 | 27.3287 | 27.118
HVAC | 9.338 | 18.2212 | 31.7717 | 50.921 | 76.3042 | 108.0239 | 145.374 | 186.5717 | 228.5906 | 267.217 | 297.4575 | 314.3654 | 314.208 | 295.7659 | 258.2403 | 215.5133 | 91.5586 | 21.3505 | 21.272 | 21.109 | 20.9464 | 20.7849 | 20.6246 | 20.4656 | 20.3078
Process | 1.2858 | 2.3511 | 3.9197 | 6.0738 | 8.8567 | 12.2477 | 16.1354 | 20.2944 | 24.3774 | 27.9325 | 30.4586 | 31.4982 | 30.7547 | 28.2582 | 22.1247 | 17.622 | 6.3736 | 0 | 0 | 0 | 0 | 0 | 0 | 0 | 0
Water Heat | 0.058449 | 0.10913 | 0.26335 | 0.43905 | 0.68624 | 1.0171 | 1.4398 | 1.9554 | 2.5556 | 3.221 | 3.9215 | 4.6184 | 5.2703 | 5.8395 | 6.299 | 6.6453 | 6.8642 | 7.0117 | 7.0519 | 7.0627 | 7.0244 | 6.9702 | 6.9165 | 6.8631 | 6.8102
Whole Building | 0.31165 | 0.50303 | 0.75764 | 1.0767 | 1.4534 | 1.8696 | 2.2945 | 2.6849 | 2.989 | 3.1552 | 3.144 | 2.9409 | 2.5658 | 2.1055 | 0.37609 | 0 | 0 | 0 | 0 | 0 | 0 | 0 | 0 | 0 | 0
Total | 302.6734 | 356.3479 | 445.9601 | 562.0223 | 700.3103 | 859.2647 | 1022.2848 | 1179.3527 | 1306.6674 | 1396.2936 | 1466.5237 | 1515.4385 | 1502.2253 | 1424.5322 | 1280.7782 | 1111.1639 | 812.5375 | 646.4898 | 489.6585 | 471.6438 | 466.9486 | 460.1029 | 446.1137 | 436.3527 | 340.0498

## Supply Curve
TRC-Net Levelized Cost ($/Therm) | TRC-Gross Levelized Cost ($/Therm) | Total Potential | Cumulative Therms | TRC-Gross Levelized Cost ($/Therm) | Total Potential | Cumulative
-74.8002 | -72.567 | 180.5583 | 180.5583 | -72.5561 | 180.5583 | 180.5583
-12.4177 | 4.6065 | 3770.3543 | 3950.9126 | -4.6362 | 199380.6643 | 199561.2226
-12.4177 | 0.46729 | 1120.7802 | 5071.6928 | -0.21971 | 12676.9322 | 212238.1548
-12.4177 | 4.6065 | 2130.6767 | 7202.3696 | -0.14225 | 2782.1722 | 215020.3269
-12.4177 | 4.6065 | 32074.6587 | 39277.0283 | 0.29221 | 26168.8207 | 241189.1476
-12.4177 | 4.6065 | 2243.0084 | 41520.0367 | 0.3117 | 87076.6985 | 328265.846
-12.4177 | 0.46729 | 843.517 | 42363.5537 | 0.31471 | 1253767.8439 | 1582033.69
-12.4177 | 4.6065 | 5347.3323 | 47710.886 | 0.31472 | 3586.9163 | 1585620.6063
-12.4177 | 4.6065 | 1849.423 | 49560.309 | 0.31479 | 35367.8571 | 1620988.4634
-12.4177 | 4.6065 | 9136.649 | 58696.9579 | 0.32608 | 35070.2802 | 1656058.7437
-12.4177 | 0.46729 | 361.6484 | 59058.6063 | 0.34208 | 8728.2407 | 1664786.9843
-12.4177 | 4.6065 | 46636.9042 | 105695.5106 | 0.34235 | 5100.4689 | 1669887.4532
-10.9548 | 0.46729 | 1117.6697 | 106813.1803 | 0.37518 | 116.6619 | 1670004.1152
-5.826 | -4.6383 | 199380.6643 | 306193.8446 | 0.37725 | 9340.9996 | 1679345.1147
-4.6386 | 0.97739 | 202439.3256 | 508633.1702 | 0.38296 | 113.971 | 1679459.0857
-4.2177 | 0.97739 | 85087.183 | 593720.3532 | 0.38544 | 19.8705 | 1679478.9562
-4.2177 | 0.46729 | 13422.1109 | 607142.4641 | 0.38634 | 528.3116 | 1680007.2678
-2.9939 | 0.97739 | 40270.8122 | 647413.2762 | 0.39078 | 4490.8982 | 1684498.166
-2.4521 | 0.46729 | 239.2858 | 647652.562 | 0.39079 | 18537.8313 | 1703035.9973
-2.4521 | 0.77362 | 7865.6229 | 655518.1849 | 0.39256 | 59.9376 | 1703095.9349
-2.4234 | 0.97739 | 166783.7293 | 822301.9143 | 0.39849 | 2842.3846 | 1705938.3195
-2.4193 | -0.14692 | 2782.1722 | 825084.0864 | 0.39945 | 0 | 1705938.3195
-2.3862 | 0.46729 | 318.4324 | 825402.5188 | 0.40155 | 1.0139 | 1705939.3334
-2.3862 | 0.67411 | 9101.0453 | 834503.5641 | 0.40221 | 3515.6627 | 1709454.9962
-2.2239 | 0.46729 | 17691.3908 | 852194.9549 | 0.40794 | 423.4769 | 1709878.473
-2.2239 | 1.2305 | 113541.7673 | 965736.7222 | 0.40834 | 76.0307 | 1709954.5038
-2.1462 | 0.97739 | 106573.6748 | 1072310.397 | 0.41885 | 1736.2151 | 1711690.7189
-2.1462 | 0.46729 | 56059.968 | 1128370.365 | 0.42297 | 3936.6678 | 1715627.3867
-2.1339 | 0.97739 | 55944.9174 | 1184315.2824 | 0.43742 | 51174.7281 | 1766802.1148
-2.0305 | 0.37369 | 116.6619 | 1184431.9443 | 0.44099 | 870.4356 | 1767672.5504
-2.0227 | 0.38146 | 113.971 | 1184545.9153 | 0.44954 | 86543.4089 | 1854215.9592
-2.0203 | 0.38393 | 19.8705 | 1184565.7858 | 0.46435 | 141995.9027 | 1996211.862
-2.0194 | 0.38483 | 528.3116 | 1185094.0974 | 0.4688 | 843.517 | 1997055.379
-2.0132 | 0.46729 | 9.4549 | 1185103.5523 | 0.4688 | 361.6484 | 1997417.0274
-2.0132 | 0.39105 | 59.9376 | 1185163.4899 | 0.4688 | 1120.7802 | 1998537.8076
-2.0071 | 0.39708 | 2842.3846 | 1188005.8745 | 0.4688 | 1117.6697 | 1999655.4774
-2.0071 | 0.46729 | 1495.1534 | 1189501.0278 | 0.4688 | 13422.1109 | 2013077.5882
-2.0042 | 0.46729 | 0.53334 | 1189501.5612 | 0.4688 | 318.4324 | 2013396.0206
-2.0042 | 0.40004 | 1.0139 | 1189502.5751 | 0.4688 | 239.2858 | 2013635.3065
-1.9978 | 0.40642 | 423.4769 | 1189926.052 | 0.4688 | 9.4549 | 2013644.7613
-1.9978 | 0.46729 | 16.7621 | 1189942.8141 | 0.4688 | 1495.1534 | 2015139.9147
-1.9974 | 0.40682 | 76.0307 | 1190018.8449 | 0.4688 | 0.53334 | 2015140.448
-1.9869 | 0.41732 | 1736.2151 | 1191755.0599 | 0.4688 | 16.7621 | 2015157.2102
-1.9843 | 1.4263 | 0 | 1191755.0599 | 0.4688 | 45523.6318 | 2060680.842
-1.9843 | 0.46729 | 0 | 1191755.0599 | 0.4688 | 0 | 2060680.842
-1.9826 | 0.4216 | 3936.6678 | 1195691.7277 | 0.4688 | 56059.968 | 2116740.8099
-1.9563 | 0.44786 | 86543.4089 | 1282235.1366 | 0.4688 | 8.5584 | 2116749.3683
-1.9563 | 0.46729 | 45523.6318 | 1327758.7684 | 0.4688 | 0 | 2116749.3683
-1.9049 | 0.49935 | 5015.8502 | 1332774.6186 | 0.4688 | 17691.3908 | 2134440.7591
-1.9034 | 0.50078 | 1006.8999 | 1333781.5185 | 0.4688 | 7499.3128 | 2141940.0719
-1.9034 | 0.50078 | 451.4453 | 1334232.9638 | 0.4688 | 5650.0587 | 2147590.1307
-1.9034 | 0.46729 | 0 | 1334232.9638 | 0.4688 | 402.4055 | 2147992.5361
-1.9034 | 0.50078 | 0 | 1334232.9638 | 0.4688 | 0 | 2147992.5361
-1.9034 | 0.50078 | 3256.7292 | 1337489.6929 | 0.4688 | 0 | 2147992.5361
-1.8863 | 0.51791 | 3656.8703 | 1341146.5633 | 0.4688 | 58.9858 | 2148051.522
-1.8781 | 0.52607 | 19194.6274 | 1360341.1906 | 0.4688 | 3243.6473 | 2151295.1693
-1.8721 | 0.53214 | 1049.9682 | 1361391.1588 | 0.4688 | 18041.211 | 2169336.3803
-1.8034 | 0.3978 | 0 | 1361391.1588 | 0.4688 | 401.2887 | 2169737.669
-1.7968 | 0.97739 | 142742.5194 | 1504133.6782 | 0.4688 | 5254.719 | 2174992.388
-1.7968 | 0.46729 | 5650.0587 | 1509783.7369 | 0.4688 | 3342.5053 | 2178334.8934
-1.7705 | 0.63368 | 216.2183 | 1509999.9553 | 0.4688 | 6435.2455 | 2184770.1389
-1.7705 | 0.46729 | 8.5584 | 1510008.5137 | 0.4688 | 56.7618 | 2184826.9007
-1.7615 | 0.64271 | 0 | 1510008.5137 | 0.4688 | 1146.6155 | 2185973.5162
-1.7615 | 0.46729 | 0 | 1510008.5137 | 0.4688 | 8309.8567 | 2194283.3729
-1.6881 | 0.71613 | 114491.5394 | 1624500.0531 | 0.4688 | 6280.707 | 2200564.0799
-1.6881 | 1.3498 | 156119.3634 | 1780619.4165 | 0.4688 | 457.8672 | 2201021.9471
-1.6784 | 0.49615 | 43132.7553 | 1823752.1718 | 0.4688 | 4174.9035 | 2205196.8505
-1.6636 | 0.74059 | 316967.9078 | 2140720.0796 | 0.4688 | 164.2194 | 2205361.0699
-1.6611 | 0.97739 | 131532.5181 | 2272252.5977 | 0.4688 | 7969.5797 | 2213330.6496
-1.6499 | -0.22061 | 12676.9322 | 2284929.5299 | 0.4688 | 4644.2742 | 2217974.9239
-1.6499 | 0.46729 | 402.4055 | 2285331.9354 | 0.4688 | 58.5125 | 2218033.4364
-1.6354 | 0.76882 | 14256.6854 | 2299588.6208 | 0.4688 | 41.179 | 2218074.6154
-1.6354 | 0.76882 | 33698.9357 | 2333287.5564 | 0.4688 | 835.1445 | 2218909.7599
-1.6354 | 0.46729 | 7499.3128 | 2340786.8693 | 0.4688 | 1707.5622 | 2220617.322
-1.6354 | 0.76882 | 116764.8892 | 2457551.7585 | 0.4688 | 1491.0038 | 2222108.3259
-1.5991 | 0.5754 | 1452479.5571 | 3910031.3155 | 0.4688 | 0.53186 | 2222108.8577
-1.5886 | 0.81564 | 64054.6241 | 3974085.9397 | 0.4688 | 456.5965 | 2222565.4542
-1.585 | 0.81922 | 56382.666 | 4030468.6056 | 0.4688 | 45397.2895 | 2267962.7437
-1.585 | 1.3498 | 76875.3334 | 4107343.939 | 0.4688 | 95.7489 | 2268058.4926
-1.5596 | 0.61495 | 21489.0262 | 4128832.9652 | 0.4688 | 3192.3998 | 2271250.8924
-1.5023 | 1.3498 | 103420.5791 | 4232253.5443 | 0.4688 | 192.8508 | 2271443.7433
-1.5023 | 0.90188 | 75844.4119 | 4308097.9562 | 0.4688 | 55904.3841 | 2327348.1273
-1.4789 | 1.3498 | 177839.2146 | 4485937.1708 | 0.4688 | 832.8267 | 2328180.9541
-1.4789 | 0.92527 | 130419.9876 | 4616357.1584 | 0.4688 | 525.8903 | 2328706.8444
-1.4152 | 2.7998 | 104426.6252 | 4720783.7836 | 0.4688 | 1702.8231 | 2330409.6676
-1.4152 | 0.46729 | 4644.2742 | 4725428.0578 | 0.4688 | 7478.4999 | 2337888.1675
-1.4126 | 0.99158 | 4777.5726 | 4730205.6304 | 0.4688 | 3799.782 | 2341687.9494
-1.4126 | 0.99158 | 0 | 4730205.6304 | 0.4688 | 17743.5649 | 2359431.5143
-1.4126 | 0.99158 | 784.6121 | 4730990.2426 | 0.4688 | 3183.5399 | 2362615.0542
-1.4126 | 0.99158 | 0 | 4730990.2426 | 0.4688 | 250.4695 | 2362865.5238
-1.4126 | 0.46729 | 0 | 4730990.2426 | 0.4688 | 0 | 2362865.5238
-1.3968 | 0.77772 | 188877.1042 | 4919867.3468 | 0.4688 | 1563.0683 | 2364428.592
-1.3808 | 0.29077 | 26168.8207 | 4946036.1675 | 0.4688 | 0.39574 | 2364428.9877
-1.3808 | 0.46729 | 3243.6473 | 4949279.8148 | 0.4688 | 3518.8627 | 2367947.8505
-1.3758 | 0.46729 | 401.2887 | 4949681.1035 | 0.4688 | 84.2477 | 2368032.0982
-1.3634 | 1.0408 | 52964.8707 | 5002645.9742 | 0.4688 | 249.7744 | 2368281.8726
-1.3634 | 0.46729 | 58.9858 | 5002704.9601 | 0.4688 | 1558.7303 | 2369840.6028
-1.3585 | 0.81598 | 2035837.3512 | 7038542.3112 | 0.4688 | 5240.1355 | 2375080.7384
-1.3196 | 0.46729 | 18041.211 | 7056583.5222 | 0.4688 | 1458.8028 | 2376539.5412
-1.3196 | 1.0675 | 355014.9989 | 7411598.5211 | 0.4688 | 0.38089 | 2376539.922
-1.316 | 0.85851 | 60388.8406 | 7471987.3617 | 0.4688 | 750.3962 | 2377290.3182
-1.2945 | 0.87998 | 0 | 7471987.3617 | 0.4688 | 500.6206 | 2377790.9388
-1.2871 | 0.31315 | 1253767.8439 | 8725755.2057 | 0.4688 | 1429.5195 | 2379220.4583
-1.2871 | 0.31316 | 3586.9163 | 8729342.122 | 0.4688 | 34.557 | 2379255.0154
-1.287 | 0.31323 | 35367.8571 | 8764709.9791 | 0.4688 | 1425.5522 | 2380680.5676
-1.278 | 0.97128 | 236469.4463 | 9001179.4253 | 0.4688 | 17.0736 | 2380697.6411
-1.1767 | 1.6706 | 97795.7392 | 9098975.1646 | 0.4688 | 7.1724 | 2380704.8135
-1.1767 | 0.46729 | 6435.2455 | 9105410.4101 | 0.4688 | 976.9862 | 2381681.7997
-1.1617 | 0.74954 | 270013.1314 | 9375423.5415 | 0.4688 | 900.8967 | 2382582.6965
-1.1617 | 0.46729 | 3342.5053 | 9378766.0468 | 0.4688 | 282.2002 | 2382864.8967
-1.1565 | 1.2477 | 116830.3196 | 9495596.3664 | 0.4688 | 95.1424 | 2382960.0391
-1.1565 | 1.3498 | 159308.4975 | 9654904.8639 | 0.4688 | 447.8142 | 2383407.8532
-1.1155 | 1.1513 | 645615.8219 | 10300520.6858 | 0.4688 | 898.3964 | 2384306.2497
-1.0909 | 1.2638 | 300600.8452 | 10601121.531 | 0.4688 | 281.417 | 2384587.6667
-1.0645 | 1.2247 | 1473437.4738 | 12074559.0048 | 0.4688 | 446.5713 | 2385034.238
-1.0589 | 1.1424 | 0 | 12074559.0048 | 0.4688 | 196.3695 | 2385230.6075
-1.0544 | 1.3498 | 654.4628 | 12075213.4676 | 0.4688 | 61.5115 | 2385292.119
-1.0516 | 1.1229 | 1134.4622 | 12076347.9298 | 0.4688 | 97.6105 | 2385389.7295
-1.0219 | 0.46729 | 5254.719 | 12081602.6489 | 0.4688 | 0.059573 | 2385389.7891
-1.0219 | 1.3823 | 245427.864 | 12327030.5129 | 0.4688 | 0.059408 | 2385389.8485
-0.98918 | 0.46729 | 41.179 | 12327071.6918 | 0.4688 | 0 | 2385389.8485
-0.92323 | 0.46729 | 58.5125 | 12327130.2043 | 0.4688 | 111.9559 | 2385501.8044
-0.92007 | 1.8348 | 232572.4311 | 12559702.6354 | 0.4688 | 35.0695 | 2385536.8739
-0.92007 | 0.46729 | 8309.8567 | 12568012.4921 | 0.4688 | 55.6506 | 2385592.5245
-0.88214 | 0.46729 | 56.7618 | 12568069.2539 | 0.4688 | 3.8336 | 2385596.3582
-0.88214 | 1.5221 | 50999.7636 | 12619069.0176 | 0.47034 | 60984.134 | 2446580.4921
-0.87478 | 0.34059 | 8728.2407 | 12627797.2582 | 0.47128 | 38403.3391 | 2484983.8313
-0.87452 | 0.34085 | 5100.4689 | 12632897.7271 | 0.4891 | 21113.425 | 2506097.2563
-0.83964 | 0.37573 | 9340.9996 | 12642238.7267 | 0.49392 | 69979.1515 | 2576076.4078
-0.83964 | 0.46729 | 1146.6155 | 12643385.3421 | 0.49797 | 43132.7553 | 2619209.1631
-0.83081 | 1.3731 | 20658.9911 | 12664044.3333 | 0.50086 | 5015.8502 | 2624225.0133
-0.82613 | 0.38924 | 4490.8982 | 12668535.2315 | 0.50216 | 10.3032 | 2624235.3165
-0.82611 | 0.38926 | 18537.8313 | 12687073.0628 | 0.50216 | 0 | 2624235.3165
-0.81471 | 0.40067 | 3515.6627 | 12690588.7255 | 0.50216 | 1006.8999 | 2625242.2164
-0.77949 | 0.46729 | 6280.707 | 12696869.4325 | 0.50216 | 3256.7292 | 2628498.9456
-0.77949 | 0.43589 | 51174.7281 | 12748044.1607 | 0.50216 | 441.142 | 2628940.0876
-0.77752 | 0.65174 | 188045.8005 | 12936089.9612 | 0.51252 | 339090.9217 | 2968031.0093
-0.77596 | 0.46729 | 457.8672 | 12936547.8284 | 0.51938 | 3656.8703 | 2971687.8796
-0.77596 | 0.43941 | 870.4356 | 12937418.264 | 0.52786 | 19194.6274 | 2990882.507
-0.75648 | 0.31027 | 87076.6985 | 13024494.9624 | 0.52822 | 54323.7909 | 3045206.2979
-0.75648 | 1.3498 | 108264.8974 | 13132759.8599 | 0.53366 | 1049.9682 | 3046256.2661
-0.75262 | 1.5197 | 690393.491 | 13823153.3509 | 0.57733 | 1452479.5571 | 4498735.8231
-0.74748 | 0.77986 | 946.9997 | 13824100.3505 | 0.58128 | 59326.8415 | 4558062.6646
-0.74659 | 0.46878 | 60984.134 | 13885084.4845 | 0.59564 | 66540.9 | 4624603.5646
-0.74565 | 0.46972 | 38403.3391 | 13923487.8236 | 0.59929 | 27841.6087 | 4652445.1733
-0.74454 | 1.5539 | 832423.107 | 14755910.9306 | 0.60322 | 17868.774 | 4670313.9473
-0.74213 | 0.32461 | 35070.2802 | 14790981.2108 | 0.61337 | 0 | 4670313.9473
-0.74213 | 1.3498 | 47821.436 | 14838802.6468 | 0.61713 | 21489.0262 | 4691802.9735
-0.72038 | 0.46729 | 4174.9035 | 14842977.5503 | 0.62092 | 16968.0148 | 4708770.9883
-0.68881 | 1.3498 | 67534.8517 | 14910512.402 | 0.63501 | 216.2183 | 4708987.2066
-0.68881 | 0.52657 | 54323.7909 | 14964836.1928 | 0.64247 | 3246.1876 | 4712233.3942
-0.6833 | 0.46729 | 55904.3841 | 15020740.5769 | 0.64387 | 139869.141 | 4852102.5353
-0.6505 | 0.46729 | 164.2194 | 15020904.7963 | 0.64466 | 0 | 4852102.5353
-0.63572 | 0.57966 | 59326.8415 | 15080231.6378 | 0.64477 | 32095.2329 | 4884197.7682
-0.631 | 1.3498 | 161444.3481 | 15241675.9859 | 0.65247 | 188045.8005 | 5072243.5687
-0.62137 | 0.594 | 66540.9 | 15308216.8859 | 0.65344 | 30810.1394 | 5103053.7081
-0.62137 | 0.46729 | 7969.5797 | 15316186.4656 | 0.67611 | 9101.0453 | 5112154.7534
-0.61666 | 1.3498 | 71459.3453 | 15387645.8109 | 0.68454 | 24371.1164 | 5136525.8699
-0.61394 | 0.60143 | 17868.774 | 15405514.5849 | 0.70922 | 6340.3911 | 5142866.2609
-0.60414 | 0.46261 | 141995.9027 | 15547510.4877 | 0.71832 | 114491.5394 | 5257357.8003
-0.60414 | 1.3498 | 193624.001 | 15741134.4887 | 0.74269 | 316967.9078 | 5574325.7081
-0.60381 | 0.61157 | 0 | 15741134.4887 | 0.74658 | 9057.2385 | 5583382.9466
-0.5962 | 0.61917 | 16968.0148 | 15758102.5035 | 0.75104 | 270013.1314 | 5853396.0781
-0.58987 | 0.46729 | 835.1445 | 15758937.648 | 0.77056 | 116764.8892 | 5970160.9672
-0.58987 | 0.59781 | 27841.6087 | 15786779.2567 | 0.77056 | 14256.6854 | 5984417.6527
-0.579 | 0.48774 | 21113.425 | 15807892.6817 | 0.77056 | 33698.9357 | 6018116.5883
-0.579 | 1.3498 | 28790.0267 | 15836682.7084 | 0.77592 | 7865.6229 | 6025982.2112
-0.57457 | 0.6408 | 3246.1876 | 15839928.896 | 0.77957 | 188877.1042 | 6214859.3155
-0.57457 | 0.46729 | 1707.5622 | 15841636.4582 | 0.78157 | 946.9997 | 6215806.3151
-0.57431 | 1.3498 | 87007.0385 | 15928643.4967 | 0.78413 | 25911.6524 | 6241717.9676
-0.57431 | 0.49243 | 69979.1515 | 15998622.6482 | 0.81785 | 64054.6241 | 6305772.5917
-0.57317 | 0.6422 | 139869.141 | 16138491.7892 | 0.81818 | 2035837.3512 | 8341609.9428
-0.56361 | 0.65176 | 30810.1394 | 16169301.9286 | 0.82124 | 56382.666 | 8397992.6088
-0.55581 | 0.51094 | 339090.9217 | 16508392.8503 | 0.82269 | 6068.9614 | 8404061.5702
-0.55581 | 1.3498 | 462380.5314 | 16970773.3817 | 0.8247 | 1222.545 | 8405284.1152
-0.54419 | 0.46729 | 1491.0038 | 16972264.3856 | 0.82586 | 46138.878 | 8451422.9932
-0.54123 | 0.46729 | 0.53186 | 16972264.9174 | 0.86077 | 60388.8406 | 8511811.8338
-0.53252 | 0.68285 | 24371.1164 | 16996636.0339 | 0.88261 | 0 | 8511811.8338
-0.52141 | 0.46729 | 0 | 16996636.0339 | 0.90369 | 75844.4119 | 8587656.2457
-0.50472 | 1.6919 | 631824.5651 | 17628460.599 | 0.92103 | 1076.6953 | 8588732.941
-0.50186 | 0.46729 | 456.5965 | 17628917.1955 | 0.9278 | 152.896 | 8588885.837
-0.49341 | 0.46729 | 45397.2895 | 17674314.485 | 0.92783 | 130419.9876 | 8719305.8246
-0.47866 | 1.3498 | 289331.4276 | 17963645.9125 | 0.97164 | 0 | 8719305.8246
-0.47398 | 0.46729 | 95.7489 | 17963741.6615 | 0.97453 | 236469.4463 | 8955775.2709
-0.47053 | 0.74485 | 9057.2385 | 17972798.9 | 0.97852 | 55944.9174 | 9011720.1883
-0.45353 | 1.3498 | 43020.8005 | 18015819.7005 | 0.97852 | 166783.7293 | 9178503.9176
-0.44884 | 1.3498 | 129744.6813 | 18145564.3818 | 0.97852 | 131532.5181 | 9310036.4357
-0.43309 | 0.78228 | 25911.6524 | 18171476.0342 | 0.97852 | 202439.3256 | 9512475.7613
-0.43137 | 0.46729 | 525.8903 | 18172001.9246 | 0.97852 | 40270.8122 | 9552746.5735
-0.43033 | 1.3498 | 690933.0378 | 18862934.9624 | 0.97852 | 106573.6748 | 9659320.2483
-0.42363 | 1.3498 | 43764.6952 | 18906699.6576 | 0.97852 | 85087.183 | 9744407.4312
-0.42363 | 0.64311 | 32095.2329 | 18938794.8905 | 0.97852 | 142742.5194 | 9887149.9506
-0.4147 | 1.3498 | 100707.8043 | 19039502.6948 | 0.99347 | 784.6121 | 9887934.5628
-0.39446 | 0.46729 | 3192.3998 | 19042695.0946 | 0.99347 | 0 | 9887934.5628
-0.39446 | 0.82091 | 6068.9614 | 19048764.0559 | 0.99347 | 4777.5726 | 9892712.1354
-0.3927 | 0.82267 | 1222.545 | 19049986.601 | 0.99347 | 0 | 9892712.1354
-0.3927 | 0.46729 | 192.8508 | 19050179.4518 | 0.99347 | 0 | 9892712.1354
-0.39232 | 1.8115 | 11137.2375 | 19061316.6893 | 1.0103 | 10588.7676 | 9903300.9029
-0.39143 | 1.3498 | 57358.5839 | 19118675.2732 | 1.0431 | 52964.8707 | 9956265.7737
-0.39143 | 0.82394 | 46138.878 | 19164814.1512 | 1.0694 | 355014.9989 | 10311280.7725
-0.35076 | 1.3208 | 285728.1872 | 19450542.3384 | 1.0741 | 113091.9847 | 10424372.7572
-0.34346 | 0.46729 | 832.8267 | 19451375.1651 | 1.1242 | 1134.4622 | 10425507.2194
-0.31248 | 1.9574 | 615700.3798 | 20067075.545 | 1.1299 | 163822.6151 | 10589329.8345
-0.30047 | 0.46729 | 1702.8231 | 20068778.3681 | 1.1448 | 0 | 10589329.8345
-0.29816 | 1.3498 | 65397.3767 | 20134175.7448 | 1.1465 | 2733.0391 | 10592062.8735
-0.29647 | 0.9189 | 1076.6953 | 20135252.4401 | 1.155 | 645615.8219 | 11237678.6955
-0.28972 | 0.92565 | 152.896 | 20135405.3361 | 1.158 | 17799.0053 | 11255477.7007
-0.26125 | 1.9267 | 0 | 20135405.3361 | 1.2055 | 157405.1579 | 11412882.8586
-0.24592 | 0.96945 | 0 | 20135405.3361 | 1.2265 | 1473437.4738 | 12886320.3324
-0.23354 | 0.70773 | 6340.3911 | 20141745.7272 | 1.2305 | 2971.4952 | 12889291.8276
-0.22514 | 1.3498 | 233288.4252 | 20375034.1524 | 1.2322 | 113541.7673 | 13002833.5949
-0.17701 | 2.0955 | 79.9798 | 20375114.1322 | 1.2497 | 116830.3196 | 13119663.9145
-0.17696 | 2.0955 | 35523.4174 | 20410637.5496 | 1.2644 | 300600.8452 | 13420264.7597
-0.17245 | 0.46729 | 7478.4999 | 20418116.0495 | 1.3226 | 285728.1872 | 13705992.9468
-0.14325 | 1.0721 | 113091.9847 | 20531208.0341 | 1.3519 | 156119.3634 | 13862112.3103
-0.14325 | 0.46729 | 3799.782 | 20535007.8161 | 1.3519 | 76875.3334 | 13938987.6436
-0.13956 | 2.1231 | 1115.9578 | 20536123.7739 | 1.3519 | 103420.5791 | 14042408.2227
-0.12205 | 1.3498 | 114874.4465 | 20650998.2204 | 1.3519 | 177839.2146 | 14220247.4373
-0.1209 | 1.5507 | 136191.9541 | 20787190.1745 | 1.3519 | 159308.4975 | 14379555.9348
-0.1209 | 0.46729 | 17743.5649 | 20804933.7394 | 1.3519 | 654.4628 | 14380210.3976
-0.12036 | 0.46729 | 3183.5399 | 20808117.2793 | 1.3519 | 108264.8974 | 14488475.2951
-0.11733 | 1.3498 | 85532.9789 | 20893650.2582 | 1.3519 | 47821.436 | 14536296.7311
-0.11304 | 0.46729 | 250.4695 | 20893900.7278 | 1.3519 | 67534.8517 | 14603831.5828
-0.11304 | 1.1568 | 17799.0053 | 20911699.733 | 1.3519 | 161444.3481 | 14765275.9309
-0.08737 | 1.128 | 163822.6151 | 21075522.3481 | 1.3519 | 71459.3453 | 14836735.2762
-0.070872 | 1.0088 | 10588.7676 | 21086111.1157 | 1.3519 | 193624.001 | 15030359.2772
-0.070854 | 1.1445 | 2733.0391 | 21088844.1547 | 1.3519 | 28790.0267 | 15059149.304
-0.060866 | 2.1475 | 1831.754 | 21090675.9088 | 1.3519 | 87007.0385 | 15146156.3425
-0.039391 | 1.3498 | 154540.8814 | 21245216.7902 | 1.3519 | 462380.5314 | 15608536.8739
-0.015995 | 1.3498 | 265744.2959 | 21510961.0861 | 1.3519 | 289331.4276 | 15897868.3015
-0.011801 | 1.2036 | 157405.1579 | 21668366.244 | 1.3519 | 43020.8005 | 15940889.102
0.0127 | 0.46729 | 1563.0683 | 21669929.3123 | 1.3519 | 129744.6813 | 16070633.7833
0.0127 | 1.2281 | 2971.4952 | 21672900.8075 | 1.3519 | 43764.6952 | 16114398.4785
0.013024 | 2.1785 | 0 | 21672900.8075 | 1.3519 | 690933.0378 | 16805331.5163
0.034201 | 2.3371 | 37781.3199 | 21710682.1274 | 1.3519 | 100707.8043 | 16906039.3206
0.047733 | 0.46729 | 34.557 | 21710716.6844 | 1.3519 | 57358.5839 | 16963397.9045
0.09958 | 0.46729 | 0.39574 | 21710717.0801 | 1.3519 | 65397.3767 | 17028795.2813
0.13085 | 0.46729 | 3518.8627 | 21714235.9429 | 1.3519 | 233288.4252 | 17262083.7065
0.13336 | 0.46729 | 249.7744 | 21714485.7172 | 1.3519 | 114874.4465 | 17376958.153
0.14333 | 0.46729 | 84.2477 | 21714569.965 | 1.3519 | 85532.9789 | 17462491.1319
0.15881 | 2.515 | 0 | 21714569.965 | 1.3519 | 154540.8814 | 17617032.0133
0.27234 | 2.4469 | 128665.8082 | 21843235.7732 | 1.3519 | 265744.2959 | 17882776.3093
0.28622 | 0.46729 | 1458.8028 | 21844694.576 | 1.3519 | 238053.9332 | 18120830.2425
0.2868 | 0.46729 | 1558.7303 | 21846253.3062 | 1.3519 | 80201.0312 | 18201031.2736
0.30641 | 1.3498 | 238053.9332 | 22084307.2394 | 1.3519 | 14020.9399 | 18215052.2135
0.31277 | 1.3924 | 5018.5676 | 22089325.807 | 1.3519 | 119844.0209 | 18334896.2344
0.32978 | 1.5452 | 1707344.0271 | 23796669.8341 | 1.3519 | 20951.424 | 18355847.6585
0.35238 | 1.5401 | 4147.2553 | 23800817.0893 | 1.3773 | 20658.9911 | 18376506.6496
0.44104 | 0.46729 | 5240.1355 | 23806057.2249 | 1.385 | 245427.864 | 18621934.5136
0.54287 | 0.46729 | 500.6206 | 23806557.8455 | 1.394 | 5018.5676 | 18626953.0812
0.57135 | 0.46729 | 17.0736 | 23806574.919 | 1.4294 | 0 | 18626953.0812
0.57135 | 3.0616 | 542.678 | 23807117.597 | 1.5244 | 690393.491 | 19317346.5721
0.5808 | 0.46729 | 0.38089 | 23807117.9779 | 1.5249 | 50999.7636 | 19368346.3358
0.60943 | 0.46729 | 750.3962 | 23807868.374 | 1.542 | 4147.2553 | 19372493.591
0.768 | 3.0426 | 1181602.258 | 24989470.632 | 1.5481 | 1707344.0271 | 21079837.6181
0.8423 | 3.1049 | 4293.6529 | 24993764.2849 | 1.5526 | 136191.9541 | 21216029.5722
0.84545 | 0.46729 | 7.1724 | 24993771.4573 | 1.5587 | 832423.107 | 22048452.6792
0.87893 | 0.46729 | 1429.5195 | 24995200.9768 | 1.6729 | 97795.7392 | 22146248.4184
0.87893 | 2.0801 | 101653.1322 | 25096854.109 | 1.6949 | 631824.5651 | 22778072.9835
0.99024 | 3.2627 | 257.1273 | 25097111.2363 | 1.817 | 11137.2375 | 22789210.221
0.99029 | 3.2627 | 114213.7103 | 25211324.9466 | 1.8364 | 232572.4311 | 23021782.6521
1.1253 | 0.46729 | 1425.5522 | 25212750.4987 | 1.9324 | 0 | 23021782.6521
1.1654 | 3.4456 | 346.0402 | 25213096.5389 | 1.9632 | 615700.3798 | 23637483.032
1.1654 | 3.4456 | 153757.6925 | 25366854.2315 | 2.0817 | 101653.1322 | 23739136.1642
1.3162 | 3.5404 | 0 | 25366854.2315 | 2.1016 | 35523.4174 | 23774659.5815
1.5733 | 4.9495 | 1458.9988 | 25368313.2303 | 2.1016 | 79.9798 | 23774739.5613
1.5867 | 4.9629 | 457.0222 | 25368770.2524 | 2.1293 | 1115.9578 | 23775855.5191
1.65 | 1.3498 | 80201.0312 | 25448971.2836 | 2.1511 | 1831.754 | 23777687.2731
1.65 | 4.0542 | 58816.1476 | 25507787.4311 | 2.1842 | 0 | 23777687.2731
1.9094 | 4.1643 | 206970.1171 | 25714757.5483 | 2.3391 | 37781.3199 | 23815468.593
2.0496 | 4.2241 | 245888.208 | 25960645.7562 | 2.4464 | 64332.9041 | 23879801.4971
2.1572 | 5.5334 | 725.2333 | 25961370.9895 | 2.5215 | 0 | 23879801.4971
2.8151 | 0.46729 | 900.8967 | 25962271.8863 | 2.8028 | 104426.6252 | 23984228.1223
2.8151 | 5.5745 | 1712.6637 | 25963984.55 | 3.0511 | 1181602.258 | 25165830.3802
2.8302 | 5.5897 | 536.4811 | 25964521.0311 | 3.0639 | 542.678 | 25166373.0582
2.8302 | 0.46729 | 282.2002 | 25964803.2313 | 3.1137 | 4293.6529 | 25170666.7111
2.8517 | 4.5233 | 21522.7379 | 25986325.9693 | 3.2718 | 114213.7103 | 25284880.4214
2.8517 | 0.46729 | 976.9862 | 25987302.9555 | 3.2718 | 257.1273 | 25285137.5486
2.8636 | 1.3498 | 14020.9399 | 26001323.8954 | 3.4552 | 153757.6925 | 25438895.2412
2.8636 | 5.2678 | 10282.3824 | 26011606.2777 | 3.4552 | 346.0402 | 25439241.2814
3.1129 | 1.3498 | 119844.0209 | 26131450.2987 | 3.5492 | 0 | 25439241.2814
3.4772 | 6.2367 | 851.3241 | 26132301.6228 | 4.0579 | 58816.1476 | 25498057.4289
3.4772 | 0.46729 | 447.8142 | 26132749.4369 | 4.1758 | 206970.1171 | 25705027.5461
3.5821 | 0.46729 | 95.1424 | 26132844.5793 | 4.2229 | 245888.208 | 25950915.754
4.278 | 0.46729 | 898.3964 | 26133742.9757 | 4.5262 | 21522.7379 | 25972438.492
4.2932 | 0.46729 | 281.417 | 26134024.3928 | 4.6071 | 9136.649 | 25981575.1409
4.3266 | 1.3498 | 20951.424 | 26154975.8168 | 4.6071 | 5347.3323 | 25986922.4732
4.6641 | 7.5947 | 5575.8852 | 26160551.702 | 4.6071 | 32074.6587 | 26018997.1319
4.685 | 7.6157 | 1746.6109 | 26162298.3128 | 4.6071 | 2243.0084 | 26021240.1404
4.9402 | 0.46729 | 446.5713 | 26162744.8842 | 4.6071 | 48486.3272 | 26069726.4676
5.5794 | 8.5101 | 2771.6388 | 26165516.523 | 4.6071 | 2130.6767 | 26071857.1443
6.8072 | 9.7748 | 9148.0685 | 26174664.5915 | 4.6071 | 3770.3543 | 26075627.4987
6.8345 | 9.802 | 2865.5747 | 26177530.1662 | 4.963 | 1458.9988 | 26077086.4974
7.1065 | 9.281 | 12051.7619 | 26189581.9281 | 4.9764 | 457.0222 | 26077543.5196
7.9958 | 10.9633 | 4547.2855 | 26194129.2136 | 5.278 | 10282.3824 | 26087825.9019
8.0075 | 10.2433 | 112254.3947 | 26306383.6083 | 5.5483 | 725.2333 | 26088551.1353
13.5317 | 0.46729 | 196.3695 | 26306579.9777 | 5.5895 | 1712.6637 | 26090263.799
13.5317 | 18.9129 | 4961.0583 | 26311541.036 | 5.6048 | 536.4811 | 26090800.2801
13.5852 | 18.9664 | 1554.0202 | 26313095.0562 | 6.2534 | 851.3241 | 26091651.6042
13.5852 | 0.46729 | 61.5115 | 26313156.5677 | 7.615 | 5575.8852 | 26097227.4893
15.8654 | 0.46729 | 97.6105 | 26313254.1783 | 7.636 | 1746.6109 | 26098974.1002
15.8654 | 21.2466 | 2466.0231 | 26315720.2014 | 8.5327 | 2771.6388 | 26101745.739
19.6929 | 23.3901 | 13676.0548 | 26329396.2562 | 9.3056 | 12051.7619 | 26113797.5009
19.7592 | 23.4564 | 4283.9379 | 26333680.1941 | 9.8006 | 9148.0685 | 26122945.5694
22.5876 | 26.2848 | 6798.0389 | 26340478.233 | 9.8279 | 2865.5747 | 26125811.1442
28.1143 | 34.5543 | 715.0854 | 26341193.3183 | 10.2704 | 112254.3947 | 26238065.5388
28.2127 | 34.6527 | 223.996 | 26341417.3143 | 10.9922 | 4547.2855 | 26242612.8243
32.4081 | 38.8481 | 355.4518 | 26341772.7661 | 18.9623 | 4961.0583 | 26247573.8826
35.3519 | 37.7561 | 106.1053 | 26341878.8714 | 19.0159 | 1554.0202 | 26249127.9028
41.8156 | 44.2198 | 0.11325 | 26341878.9846 | 21.302 | 2466.0231 | 26251593.926
41.8156 | 0.46729 | 0.059573 | 26341879.0442 | 23.4509 | 13676.0548 | 26265269.9807
43.2786 | 0.46729 | 0.059408 | 26341879.1036 | 23.5174 | 4283.9379 | 26269553.9186
71.1994 | 73.6036 | 0 | 26341879.1036 | 26.3531 | 6798.0389 | 26276351.9575
71.1994 | 0.46729 | 0 | 26341879.1036 | 34.6439 | 715.0854 | 26277067.0429
75.8389 | 80.0148 | 709.7256 | 26342588.8292 | 34.7425 | 223.996 | 26277291.0389
75.8389 | 0.46729 | 111.9559 | 26342700.7851 | 37.7811 | 106.1053 | 26277397.1441
76.0678 | 0.46729 | 35.0695 | 26342735.8546 | 38.9488 | 355.4518 | 26277752.5959
76.0678 | 80.2437 | 222.3171 | 26342958.1717 | 44.2488 | 0.11325 | 26277752.7092
85.8296 | 0.46729 | 55.6506 | 26343013.8223 | 73.651 | 0 | 26277752.7092
85.8296 | 90.0056 | 352.7876 | 26343366.6099 | 80.2214 | 709.7256 | 26278462.4348
86.742 | 89.1462 | 139.9047 | 26343506.5146 | 80.4509 | 222.3171 | 26278684.7518
98.4085 | 0.46729 | 3.8336 | 26343510.3482 | 89.2034 | 139.9047 | 26278824.6565
98.4085 | 100.8127 | 96.8525 | 26343607.2007 | 90.2378 | 352.7876 | 26279177.4441
107.3017 | 109.7059 | 74.258 | 26343681.4587 | 100.8772 | 96.8525 | 26279274.2966
141.9865 | 144.3908 | 992.0255 | 26344673.4842 | 109.7759 | 74.258 | 26279348.5546
179.8129 | 182.2171 | 959.0787 | 26345632.5629 | 144.4825 | 992.0255 | 26280340.5801
434.0053 | 436.1798 | 156.1047 | 26345788.6676 | 182.3326 | 959.0787 | 26281299.6588
|  |  |  | 435.826 | 156.1047 | 26281455.7635

## Annual Therms
File | Measure Name | End Use | Measure Category | Install Type | Measure Index | Sector | Segment | Firm/Interruptible | Sales/Transport | Rate Class | Energy Savings (therms/yr) | Cost-Effective | TRC BCR | UCT BCR | TRC-Net Levelized Cost ($/Therm) | TRC-Gross Levelized Cost ($/Therm) | UCT Levelized Cost ($/Therm) | Achievable therm 2026 | Achievable therm 2027 | Achievable therm 2028 | Achievable therm 2029 | Achievable therm 2030 | Achievable therm 2031 | Achievable therm 2032 | Achievable therm 2033 | Achievable therm 2034 | Achievable therm 2035 | Achievable therm 2036 | Achievable therm 2037 | Achievable therm 2038 | Achievable therm 2039 | Achievable therm 2040 | Achievable therm 2041 | Achievable therm 2042 | Achievable therm 2043 | Achievable therm 2044 | Achievable therm 2045 | Achievable therm 2046 | Achievable therm 2047 | Achievable therm 2048 | Achievable therm 2049 | Achievable therm 2050 | Total therm
v5.10_MeasureAssessmentTemplate_Residential_All | Duct Sealing - SEG Manufactured - INC All - Duct Sealing: Leakage Reduction >=50% (PTCS Standard) | HVAC | Duct Sealing | Retrofit | Duct Sealing | Residential | Manufactured | Firm | Sales | Residential | 23.3 | 1 | 1.2838 | 3.7868 | -0.060866 | 2.1475 | -1.4803 | 2.1905 | 4.3757 | 7.7632 | 12.6164 | 19.1297 | 27.3649 | 37.1739 | 48.1199 | 59.4206 | 69.9497 | 78.3334 | 83.1672 | 83.3393 | 78.3875 | 68.7598 | 56.7249 | 43.2672 | 29.8746 | 2.1495 | 0 | 0 | 0 | 0 | 0 | 0 | 812.1077
v5.10_MeasureAssessmentTemplate_Residential_All | Duct Sealing - SEG Manufactured - INC All - Duct Sealing: Leakage Reduction >=50% (PTCS Standard) | HVAC | Duct Sealing | Retrofit | Duct Sealing | Residential | Manufactured LI | Firm | Sales | Residential | 23.3 | 1 | 1.2838 | 3.7868 | -0.060866 | 2.1475 | -1.4803 | 2.7502 | 5.4939 | 9.7472 | 15.8406 | 24.0184 | 34.3581 | 46.6739 | 60.4172 | 74.6058 | 87.8257 | 98.3519 | 104.421 | 104.6372 | 98.4199 | 86.3317 | 71.2212 | 54.3244 | 37.5092 | 2.6988 | 0 | 0 | 0 | 0 | 0 | 0 | 1019.6463
v5.10_MeasureAssessmentTemplate_Residential_All | Duct Sealing - SEG Single Family - INC All - Duct Sealing: Leakage Reduction >=50% (PTCS Standard) | HVAC | Duct Sealing | Retrofit | Duct Sealing | Residential | Single Family | Firm | Sales | Residential | 31 | 1 | 1.6226 | 3.7706 | -0.50472 | 1.6919 | -1.4685 | 1265.2858 | 2527.5522 | 4484.316 | 7287.6744 | 11049.9534 | 15806.9 | 21472.9417 | 27795.6889 | 34323.3508 | 40405.3209 | 45248.0313 | 48040.2163 | 48139.6575 | 45279.33 | 39718.0103 | 32766.223 | 24992.6237 | 17256.5743 | 1241.6262 | 0 | 0 | 0 | 0 | 0 | 0 | 469101.2768
v5.10_MeasureAssessmentTemplate_Residential_All | Duct Sealing - SEG Single Family - INC All - Duct Sealing: Leakage Reduction >=50% (PTCS Standard) | HVAC | Duct Sealing | Retrofit | Duct Sealing | Residential | Single Family LI | Firm | Sales | Residential | 31 | 1 | 1.6226 | 3.7706 | -0.50472 | 1.6919 | -1.4685 | 438.9062 | 876.7651 | 1555.5333 | 2527.9708 | 3833.0417 | 5483.1459 | 7448.5998 | 9641.8538 | 11906.1891 | 14015.9215 | 15695.7757 | 16664.3375 | 16698.8319 | 15706.6327 | 13777.5051 | 11366.0478 | 8669.5179 | 5986.0134 | 430.6991 | 0 | 0 | 0 | 0 | 0 | 0 | 162723.2883
v5.10_MeasureAssessmentTemplate_Residential_All | Furnace Maintenance - SEG All - INC All - Furnace Maintenance | HVAC | Furnace Maintenance | Retrofit | Furnace Maintenance | Residential | Single Family | Firm | Sales | Residential | 14 | 0 | 0.64466 | 3.7403 | 2.0496 | 4.2241 | -1.4465 | 25839.3796 | 25822.3073 | 25802.3556 | 23200.8532 | 18541.0199 | 14815.0135 | 11836.1451 | 9454.9699 | 7551.8471 | 6031.0198 | 4815.8635 | 1067.2819 | 0 | 0 | 0 | 0 | 0 | 0 | 0 | 0 | 0 | 0 | 0 | 0 | 0 | 174778.0564
v5.10_MeasureAssessmentTemplate_Residential_All | Furnace Maintenance - SEG All - INC All - Furnace Maintenance | HVAC | Furnace Maintenance | Retrofit | Furnace Maintenance | Residential | Multifamily-Low Rise | Firm | Sales | Residential | 14 | 0 | 0.64466 | 3.7403 | 2.0496 | 4.2241 | -1.4465 | 780.7555 | 780.2396 | 779.6368 | 701.0305 | 560.2303 | 447.6463 | 357.6377 | 285.6887 | 228.1845 | 182.2316 | 145.5148 | 32.2487 | 0 | 0 | 0 | 0 | 0 | 0 | 0 | 0 | 0 | 0 | 0 | 0 | 0 | 5281.0449
v5.10_MeasureAssessmentTemplate_Residential_All | Furnace Maintenance - SEG All - INC All - Furnace Maintenance | HVAC | Furnace Maintenance | Retrofit | Furnace Maintenance | Residential | Multifamily-High Rise | Firm | Sales | Residential | 14 | 0 | 0.64466 | 3.7403 | 2.0496 | 4.2241 | -1.4465 | 0 | 0 | 0 | 0 | 0 | 0 | 0 | 0 | 0 | 0 | 0 | 0 | 0 | 0 | 0 | 0 | 0 | 0 | 0 | 0 | 0 | 0 | 0 | 0 | 0 | 0
v5.10_MeasureAssessmentTemplate_Residential_All | Furnace Maintenance - SEG All - INC All - Furnace Maintenance | HVAC | Furnace Maintenance | Retrofit | Furnace Maintenance | Residential | Manufactured | Firm | Sales | Residential | 14 | 0 | 0.64466 | 3.7403 | 2.0496 | 4.2241 | -1.4465 | 49.5968 | 49.564 | 49.5257 | 44.5323 | 35.5881 | 28.4363 | 22.7186 | 18.1481 | 14.4952 | 11.5761 | 9.2437 | 2.0486 | 0 | 0 | 0 | 0 | 0 | 0 | 0 | 0 | 0 | 0 | 0 | 0 | 0 | 335.4737
v5.10_MeasureAssessmentTemplate_Residential_All | Furnace Maintenance - SEG All - INC All - Furnace Maintenance | HVAC | Furnace Maintenance | Retrofit | Furnace Maintenance | Residential | Single Family LI | Firm | Sales | Residential | 14 | 0 | 0.64466 | 3.7403 | 2.0496 | 4.2241 | -1.4465 | 8963.2432 | 8957.3211 | 8950.4002 | 8047.9831 | 6431.5658 | 5139.0773 | 4105.7583 | 3279.7689 | 2619.6079 | 2092.0586 | 1670.5415 | 370.222 | 0 | 0 | 0 | 0 | 0 | 0 | 0 | 0 | 0 | 0 | 0 | 0 | 0 | 60627.5478
v5.10_MeasureAssessmentTemplate_Residential_All | Furnace Maintenance - SEG All - INC All - Furnace Maintenance | HVAC | Furnace Maintenance | Retrofit | Furnace Maintenance | Residential | Multifamily-Low Rise LI | Firm | Sales | Residential | 14 | 0 | 0.64466 | 3.7403 | 2.0496 | 4.2241 | -1.4465 | 657.1359 | 656.7017 | 656.1943 | 590.034 | 471.5271 | 376.769 | 301.0117 | 240.4547 | 192.0553 | 153.3783 | 122.4749 | 27.1426 | 0 | 0 | 0 | 0 | 0 | 0 | 0 | 0 | 0 | 0 | 0 | 0 | 0 | 4444.8795
v5.10_MeasureAssessmentTemplate_Residential_All | Furnace Maintenance - SEG All - INC All - Furnace Maintenance | HVAC | Furnace Maintenance | Retrofit | Furnace Maintenance | Residential | Multifamily-High Rise LI | Firm | Sales | Residential | 14 | 0 | 0.64466 | 3.7403 | 2.0496 | 4.2241 | -1.4465 | 0 | 0 | 0 | 0 | 0 | 0 | 0 | 0 | 0 | 0 | 0 | 0 | 0 | 0 | 0 | 0 | 0 | 0 | 0 | 0 | 0 | 0 | 0 | 0 | 0 | 0
v5.10_MeasureAssessmentTemplate_Residential_All | Furnace Maintenance - SEG All - INC All - Furnace Maintenance | HVAC | Furnace Maintenance | Retrofit | Furnace Maintenance | Residential | Manufactured LI | Firm | Sales | Residential | 14 | 0 | 0.64466 | 3.7403 | 2.0496 | 4.2241 | -1.4465 | 62.2715 | 62.2304 | 62.1823 | 55.9128 | 44.6829 | 35.7034 | 28.5245 | 22.786 | 18.1996 | 14.5344 | 11.606 | 2.5721 | 0 | 0 | 0 | 0 | 0 | 0 | 0 | 0 | 0 | 0 | 0 | 0 | 0 | 421.2058
v5.10_MeasureAssessmentTemplate_Residential_All | Gas Boiler - SEG Multifamily - INC All - 94% Non-Condensing Boiler | HVAC | Gas Boiler | NR | Gas Boiler | Residential | Multifamily-Low Rise | Firm | Sales | Residential | 1.16 | 1 | 4.4282 | 3.7403 | -1.5596 | 0.61495 | -1.4465 | 21.0513 | 41.2869 | 72.7299 | 116.6879 | 172.5362 | 237.5512 | 307.3785 | 376.9677 | 441.6308 | 497.8767 | 543.8155 | 579.1169 | 604.6506 | 621.9945 | 632.9726 | 639.3163 | 642.475 | 644.2124 | 645.0101 | 643.1568 | 641.2411 | 639.264 | 637.2263 | 635.1287 | 632.9717 | 11668.2495
v5.10_MeasureAssessmentTemplate_Residential_All | Gas Boiler - SEG Multifamily - INC All - 94% Non-Condensing Boiler | HVAC | Gas Boiler | NR | Gas Boiler | Residential | Multifamily-High Rise | Firm | Sales | Residential | 1.16 | 1 | 4.4282 | 3.7403 | -1.5596 | 0.61495 | -1.4465 | 0 | 0 | 0 | 0 | 0 | 0 | 0 | 0 | 0 | 0 | 0 | 0 | 0 | 0 | 0 | 0 | 0 | 0 | 0 | 0 | 0 | 0 | 0 | 0 | 0 | 0
v5.10_MeasureAssessmentTemplate_Residential_All | Gas Boiler - SEG Multifamily - INC All - 94% Non-Condensing Boiler | HVAC | Gas Boiler | NR | Gas Boiler | Residential | Multifamily-Low Rise LI | Firm | Sales | Residential | 1.16 | 1 | 4.4282 | 3.7403 | -1.5596 | 0.61495 | -1.4465 | 17.7181 | 34.7498 | 61.2144 | 98.2123 | 145.2179 | 199.939 | 258.7102 | 317.2811 | 371.706 | 419.0462 | 457.7114 | 487.4234 | 508.9142 | 523.5121 | 532.752 | 538.0912 | 540.7498 | 542.2121 | 542.8835 | 541.3237 | 539.7113 | 538.0472 | 536.3321 | 534.5666 | 532.7512 | 9820.7767
v5.10_MeasureAssessmentTemplate_Residential_All | Gas Boiler - SEG Multifamily - INC All - 94% Non-Condensing Boiler | HVAC | Gas Boiler | NR | Gas Boiler | Residential | Multifamily-High Rise LI | Firm | Sales | Residential | 1.16 | 1 | 4.4282 | 3.7403 | -1.5596 | 0.61495 | -1.4465 | 0 | 0 | 0 | 0 | 0 | 0 | 0 | 0 | 0 | 0 | 0 | 0 | 0 | 0 | 0 | 0 | 0 | 0 | 0 | 0 | 0 | 0 | 0 | 0 | 0 | 0
v5.10_MeasureAssessmentTemplate_Residential_All | Gas Fireplace - SEG Single Family - INC All - Gas Fireplace 75% FE | HVAC | Gas Fireplace | NR | Gas Fireplace | Residential | Single Family | Firm | Sales | Residential | 23.19 | 1 | 6.8618 | 2.9515 | -1.2871 | 0.31315 | -0.8722 | 254.8829 | 391.7742 | 854.7728 | 1606.9229 | 2746.8568 | 4376.6646 | 6589.3027 | 9451.3352 | 12982.329 | 17134.3698 | 21777.4198 | 26697.6828 | 31615.3137 | 36223.4318 | 40242.6355 | 43476.6408 | 75260.1909 | 60092.1449 | 63619.6424 | 64510.9961 | 63976.4301 | 62875.5589 | 61470.9644 | 59979.294 | 58372.3996 | 826579.9564
v5.10_MeasureAssessmentTemplate_Residential_All | Gas Fireplace - SEG Single Family - INC All - Gas Fireplace 75% FE | HVAC | Gas Fireplace | New | Gas Fireplace | Residential | Single Family | Firm | Sales | Residential | 23.19 | 1 | 6.8618 | 2.9515 | -1.2871 | 0.31315 | -0.8722 | 160.0589 | 101.3054 | 265.2442 | 506.5342 | 850.394 | 1314.7471 | 1895.1979 | 2606.6409 | 3426.3837 | 4313.2723 | 5214.6648 | 6062.6852 | 6785.6356 | 7320.209 | 7623.7809 | 7682.7856 | 7513.8532 | 7176.588 | 6675.1097 | 6120.4065 | 5476.7432 | 4806.8007 | 4135.3727 | 3462.7018 | 2789.0718 | 104286.1872
v5.10_MeasureAssessmentTemplate_Residential_All | Gas Fireplace - SEG Single Family - INC All - Gas Fireplace 75% FE | HVAC | Gas Fireplace | NR | Gas Fireplace | Residential | Single Family LI | Firm | Sales | Residential | 23.19 | 1 | 6.8618 | 2.9515 | -1.2871 | 0.31315 | -0.8722 | 88.4146 | 135.8998 | 296.5062 | 557.4143 | 952.8381 | 1518.1908 | 2285.7175 | 3278.5081 | 4503.3501 | 5943.6227 | 7554.2181 | 9260.974 | 10966.8169 | 12565.295 | 13959.4887 | 15081.3104 | 26106.4856 | 20844.9473 | 22068.5765 | 22377.772 | 22192.3401 | 21810.4665 | 21323.2365 | 20805.8013 | 20248.3968 | 286726.5881
v5.10_MeasureAssessmentTemplate_Residential_All | Gas Fireplace - SEG Single Family - INC All - Gas Fireplace 75% FE | HVAC | Gas Fireplace | New | Gas Fireplace | Residential | Single Family LI | Firm | Sales | Residential | 23.19 | 1 | 6.8618 | 2.9515 | -1.2871 | 0.31315 | -0.8722 | 55.5217 | 35.1411 | 92.0087 | 175.7081 | 294.9873 | 456.0635 | 657.4121 | 904.1996 | 1188.5545 | 1496.2011 | 1808.8789 | 2103.0428 | 2353.8221 | 2539.2565 | 2644.5605 | 2665.0282 | 2606.4284 | 2489.4368 | 2315.4825 | 2123.0654 | 1899.7895 | 1667.3977 | 1434.4908 | 1201.1526 | 967.4818 | 36175.1122
v5.10_MeasureAssessmentTemplate_Residential_All | Gas Fireplace - SEG Multifamily - INC All - Gas Fireplace 75% FE | HVAC | Gas Fireplace | NR | Gas Fireplace | Residential | Multifamily-Low Rise | Firm | Sales | Residential | 7.78 | 1 | 6.8602 | 2.9515 | -1.287 | 0.31323 | -0.8722 | 1.6729 | 2.5713 | 5.6102 | 10.5468 | 18.0286 | 28.7255 | 43.2478 | 62.0323 | 85.2075 | 112.4587 | 142.9326 | 175.226 | 207.5021 | 237.7468 | 264.1262 | 285.3521 | 515.6379 | 403.6555 | 428.7768 | 434.8058 | 430.8661 | 422.9408 | 412.8016 | 402.0301 | 390.4207 | 5524.9227
v5.10_MeasureAssessmentTemplate_Residential_All | Gas Fireplace - SEG Multifamily - INC All - Gas Fireplace 75% FE | HVAC | Gas Fireplace | New | Gas Fireplace | Residential | Multifamily-Low Rise | Firm | Sales | Residential | 7.78 | 1 | 6.8602 | 2.9515 | -1.287 | 0.31323 | -0.8722 | 1.1685 | 0.73958 | 1.9364 | 3.6979 | 6.2083 | 9.5983 | 13.8359 | 19.0297 | 25.0143 | 31.489 | 38.0696 | 44.2605 | 49.5384 | 53.4411 | 55.6573 | 56.0881 | 54.8548 | 52.3926 | 48.7315 | 44.6819 | 39.9829 | 35.092 | 30.1902 | 25.2794 | 20.3616 | 761.3398
v5.10_MeasureAssessmentTemplate_Residential_All | Gas Fireplace - SEG Multifamily - INC All - Gas Fireplace 75% FE | HVAC | Gas Fireplace | NR | Gas Fireplace | Residential | Multifamily-High Rise | Firm | Sales | Residential | 7.78 | 1 | 6.8602 | 2.9515 | -1.287 | 0.31323 | -0.8722 | 3.5143 | 5.4018 | 11.7857 | 22.1563 | 37.8738 | 60.3457 | 90.8536 | 130.3155 | 179.001 | 236.2496 | 300.2682 | 368.109 | 435.9135 | 499.4505 | 554.8675 | 599.4581 | 1083.2349 | 847.986 | 900.76 | 913.4256 | 905.1492 | 888.5 | 867.1999 | 844.5714 | 820.1829 | 11606.574
v5.10_MeasureAssessmentTemplate_Residential_All | Gas Fireplace - SEG Multifamily - INC All - Gas Fireplace 75% FE | HVAC | Gas Fireplace | New | Gas Fireplace | Residential | Multifamily-High Rise | Firm | Sales | Residential | 7.78 | 1 | 6.8602 | 2.9515 | -1.287 | 0.31323 | -0.8722 | 2.4548 | 1.5537 | 4.0679 | 7.7685 | 13.0422 | 20.1638 | 29.0659 | 39.9771 | 52.5491 | 66.151 | 79.9753 | 92.9811 | 104.0687 | 112.2672 | 116.923 | 117.8279 | 115.2371 | 110.0646 | 102.3736 | 93.8663 | 83.9947 | 73.7201 | 63.4226 | 53.1061 | 42.7749 | 1599.3973
v5.10_MeasureAssessmentTemplate_Residential_All | Gas Fireplace - SEG Multifamily - INC All - Gas Fireplace 75% FE | HVAC | Gas Fireplace | NR | Gas Fireplace | Residential | Multifamily-Low Rise LI | Firm | Sales | Residential | 7.78 | 1 | 6.8602 | 2.9515 | -1.287 | 0.31323 | -0.8722 | 1.408 | 2.1642 | 4.7219 | 8.8769 | 15.174 | 24.1773 | 36.4003 | 52.2106 | 71.7163 | 94.6528 | 120.3016 | 147.4819 | 174.6476 | 200.1035 | 222.3062 | 240.1713 | 433.9952 | 339.7434 | 360.8871 | 365.9615 | 362.6457 | 355.9752 | 347.4414 | 338.3753 | 328.6041 | 4650.1433
v5.10_MeasureAssessmentTemplate_Residential_All | Gas Fireplace - SEG Multifamily - INC All - Gas Fireplace 75% FE | HVAC | Gas Fireplace | New | Gas Fireplace | Residential | Multifamily-Low Rise LI | Firm | Sales | Residential | 7.78 | 1 | 6.8602 | 2.9515 | -1.287 | 0.31323 | -0.8722 | 0.98349 | 0.62248 | 1.6298 | 3.1124 | 5.2253 | 8.0786 | 11.6452 | 16.0167 | 21.0537 | 26.5032 | 32.0419 | 37.2526 | 41.6948 | 44.9796 | 46.8449 | 47.2075 | 46.1694 | 44.0971 | 41.0157 | 37.6073 | 33.6523 | 29.5357 | 25.4101 | 21.2768 | 17.1377 | 640.7943
v5.10_MeasureAssessmentTemplate_Residential_All | Gas Fireplace - SEG Multifamily - INC All - Gas Fireplace 75% FE | HVAC | Gas Fireplace | NR | Gas Fireplace | Residential | Multifamily-High Rise LI | Firm | Sales | Residential | 7.78 | 1 | 6.8602 | 2.9515 | -1.287 | 0.31323 | -0.8722 | 2.8168 | 4.3296 | 9.4463 | 17.7585 | 30.3561 | 48.3675 | 72.8199 | 104.4488 | 143.4707 | 189.3558 | 240.6672 | 295.0421 | 349.388 | 400.3133 | 444.7305 | 480.4702 | 868.2209 | 679.6672 | 721.9659 | 732.1175 | 725.4839 | 712.1395 | 695.0673 | 676.9304 | 657.3828 | 9302.7566
v5.10_MeasureAssessmentTemplate_Residential_All | Gas Fireplace - SEG Multifamily - INC All - Gas Fireplace 75% FE | HVAC | Gas Fireplace | New | Gas Fireplace | Residential | Multifamily-High Rise LI | Firm | Sales | Residential | 7.78 | 1 | 6.8602 | 2.9515 | -1.287 | 0.31323 | -0.8722 | 1.9675 | 1.2453 | 3.2605 | 6.2265 | 10.4534 | 16.1614 | 23.2966 | 32.0419 | 42.1185 | 53.0205 | 64.1008 | 74.525 | 83.4118 | 89.983 | 93.7147 | 94.44 | 92.3634 | 88.2176 | 82.0532 | 75.2346 | 67.3224 | 59.0872 | 50.8337 | 42.565 | 34.2844 | 1281.929
v5.10_MeasureAssessmentTemplate_Residential_All | Gas Fireplace - SEG Manufactured - INC All - Gas Fireplace 75% FE | HVAC | Gas Fireplace | NR | Gas Fireplace | Residential | Manufactured | Firm | Sales | Residential | 20.64 | 1 | 6.8617 | 2.9515 | -1.2871 | 0.31316 | -0.8722 | 0.43543 | 0.66929 | 1.4603 | 2.7452 | 4.6926 | 7.4769 | 11.2569 | 16.1463 | 22.1785 | 29.2717 | 37.2038 | 45.6094 | 54.0105 | 61.8828 | 68.7491 | 74.2739 | 128.5718 | 102.6593 | 108.6855 | 110.2083 | 109.295 | 107.4144 | 105.0148 | 102.4665 | 99.7213 | 1412.0997
v5.10_MeasureAssessmentTemplate_Residential_All | Gas Fireplace - SEG Manufactured - INC All - Gas Fireplace 75% FE | HVAC | Gas Fireplace | New | Gas Fireplace | Residential | Manufactured | Firm | Sales | Residential | 20.64 | 1 | 6.8617 | 2.9515 | -1.2871 | 0.31316 | -0.8722 | 0.27344 | 0.17307 | 0.45313 | 0.86534 | 1.4528 | 2.2461 | 3.2377 | 4.4531 | 5.8535 | 7.3686 | 8.9085 | 10.3573 | 11.5923 | 12.5056 | 13.0242 | 13.125 | 12.8364 | 12.2602 | 11.4035 | 10.4559 | 9.3563 | 8.2118 | 7.0647 | 5.9156 | 4.7648 | 178.1588
v5.10_MeasureAssessmentTemplate_Residential_All | Gas Fireplace - SEG Manufactured - INC All - Gas Fireplace 75% FE | HVAC | Gas Fireplace | NR | Gas Fireplace | Residential | Manufactured LI | Firm | Sales | Residential | 20.64 | 1 | 6.8617 | 2.9515 | -1.2871 | 0.31316 | -0.8722 | 0.54671 | 0.84033 | 1.8334 | 3.4468 | 5.8919 | 9.3877 | 14.1337 | 20.2726 | 27.8464 | 36.7523 | 46.7114 | 57.2651 | 67.8131 | 77.6973 | 86.3183 | 93.2551 | 161.4291 | 128.8944 | 136.4607 | 138.3726 | 137.226 | 134.8647 | 131.8519 | 128.6524 | 125.2057 | 1772.9696
v5.10_MeasureAssessmentTemplate_Residential_All | Gas Fireplace - SEG Manufactured - INC All - Gas Fireplace 75% FE | HVAC | Gas Fireplace | New | Gas Fireplace | Residential | Manufactured LI | Firm | Sales | Residential | 20.64 | 1 | 6.8617 | 2.9515 | -1.2871 | 0.31316 | -0.8722 | 0.34332 | 0.21729 | 0.56893 | 1.0865 | 1.824 | 2.8201 | 4.0651 | 5.5911 | 7.3494 | 9.2517 | 11.1852 | 13.0041 | 14.5548 | 15.7015 | 16.3526 | 16.4792 | 16.1168 | 15.3934 | 14.3178 | 13.1279 | 11.7473 | 10.3103 | 8.8702 | 7.4273 | 5.9824 | 223.6883
v5.10_MeasureAssessmentTemplate_Residential_All | Gas Furnace - SEG Single Family - INC All - 95%+ AFUE Furnace - Market Baseline | HVAC | Gas Furnace | NR | Gas Furnace - 95% AFUE | Residential | Single Family | Firm | Sales | Residential | 36.3437 | 1 | 3.3372 | 3.7403 | -1.3585 | 0.81598 | -1.4465 | 34168.8223 | 40048.7071 | 45185.2136 | 49611.3093 | 53381.8995 | 56562.0807 | 59219.8768 | 61421.8992 | 63230.5586 | 64603.8243 | 65636.5528 | 66402.6518 | 66959.7035 | 67352.5701 | 67616.2039 | 67901.0704 | 68072.0533 | 68371.558 | 68456.2124 | 68259.5246 | 68056.2057 | 67846.3666 | 67630.1004 | 67407.4806 | 38115.0759 | 1511517.5216
v5.10_MeasureAssessmentTemplate_Residential_All | Gas Furnace - SEG Single Family - INC All - 95%+ AFUE Furnace - Market Baseline | HVAC | Gas Furnace | NR | Gas Furnace - 95% AFUE | Residential | Single Family LI | Firm | Sales | Residential | 36.3437 | 1 | 3.3372 | 3.7403 | -1.3585 | 0.81598 | -1.4465 | 11852.5858 | 13892.2182 | 15673.9854 | 17209.323 | 18517.2769 | 19620.4279 | 20542.3723 | 21306.2166 | 21933.6099 | 22409.9725 | 22768.2086 | 23033.9553 | 23227.1871 | 23363.4659 | 23454.916 | 23553.7314 | 23613.0424 | 23716.9355 | 23746.3007 | 23678.0731 | 23607.5452 | 23534.7555 | 23459.7365 | 23382.5134 | 13221.4743 | 524319.8296
v5.10_MeasureAssessmentTemplate_Residential_All | Gas Furnace - SEG Multifamily - INC All - 95%+ AFUE Furnace - Market Baseline | HVAC | Gas Furnace | NR | Gas Furnace - 95% AFUE | Residential | Multifamily-Low Rise | Firm | Sales | Residential | 24.4537 | 1 | 3.1719 | 3.7403 | -1.316 | 0.85851 | -1.4465 | 687.2008 | 805.4566 | 908.7616 | 997.7789 | 1073.6127 | 1137.5723 | 1191.0257 | 1235.3126 | 1271.6882 | 1299.3072 | 1320.0774 | 1335.4851 | 1346.6885 | 1354.5898 | 1359.892 | 1365.6212 | 1369.06 | 1375.0836 | 1376.7862 | 1372.8304 | 1368.7413 | 1364.521 | 1360.1715 | 1355.6942 | 766.5675 | 30399.5263
v5.10_MeasureAssessmentTemplate_Residential_All | Gas Furnace - SEG Multifamily - INC All - 95%+ AFUE Furnace - Market Baseline | HVAC | Gas Furnace | NR | Gas Furnace - 95% AFUE | Residential | Multifamily-High Rise | Firm | Sales | Residential | 24.4537 | 1 | 3.1719 | 3.7403 | -1.316 | 0.85851 | -1.4465 | 0 | 0 | 0 | 0 | 0 | 0 | 0 | 0 | 0 | 0 | 0 | 0 | 0 | 0 | 0 | 0 | 0 | 0 | 0 | 0 | 0 | 0 | 0 | 0 | 0 | 0
v5.10_MeasureAssessmentTemplate_Residential_All | Gas Furnace - SEG Multifamily - INC All - 95%+ AFUE Furnace - Market Baseline | HVAC | Gas Furnace | NR | Gas Furnace - 95% AFUE | Residential | Multifamily-Low Rise LI | Firm | Sales | Residential | 24.4537 | 1 | 3.1719 | 3.7403 | -1.316 | 0.85851 | -1.4465 | 578.394 | 677.9259 | 764.8744 | 839.7972 | 903.6241 | 957.4567 | 1002.4466 | 1039.7214 | 1070.3376 | 1093.5836 | 1111.0651 | 1124.0333 | 1133.4628 | 1140.1131 | 1144.5758 | 1149.3978 | 1152.2922 | 1157.362 | 1158.795 | 1155.4656 | 1152.0239 | 1148.4718 | 1144.811 | 1141.0426 | 645.1943 | 25586.268
v5.10_MeasureAssessmentTemplate_Residential_All | Gas Furnace - SEG Multifamily - INC All - 95%+ AFUE Furnace - Market Baseline | HVAC | Gas Furnace | NR | Gas Furnace - 95% AFUE | Residential | Multifamily-High Rise LI | Firm | Sales | Residential | 24.4537 | 1 | 3.1719 | 3.7403 | -1.316 | 0.85851 | -1.4465 | 0 | 0 | 0 | 0 | 0 | 0 | 0 | 0 | 0 | 0 | 0 | 0 | 0 | 0 | 0 | 0 | 0 | 0 | 0 | 0 | 0 | 0 | 0 | 0 | 0 | 0
v5.10_MeasureAssessmentTemplate_Residential_All | Gas Furnace - SEG Manufactured - INC All - 95%+ AFUE Furnace - Market Baseline | HVAC | Gas Furnace | NR | Gas Furnace - 95% AFUE | Residential | Manufactured | Firm | Sales | Residential | 24.4537 | 1 | 3.1719 | 3.7403 | -1.316 | 0.85851 | -1.4465 | 44.1282 | 51.722 | 58.3556 | 64.0718 | 68.9415 | 73.0486 | 76.4811 | 79.3249 | 81.6608 | 83.4343 | 84.7681 | 85.7575 | 86.4769 | 86.9843 | 87.3247 | 87.6926 | 87.9135 | 88.3003 | 88.4096 | 88.1556 | 87.893 | 87.622 | 87.3427 | 87.0552 | 49.2247 | 1952.0895
v5.10_MeasureAssessmentTemplate_Residential_All | Gas Furnace - SEG Manufactured - INC All - 95%+ AFUE Furnace - Market Baseline | HVAC | Gas Furnace | NR | Gas Furnace - 95% AFUE | Residential | Manufactured LI | Firm | Sales | Residential | 24.4537 | 1 | 3.1719 | 3.7403 | -1.316 | 0.85851 | -1.4465 | 55.4055 | 64.9398 | 73.2688 | 80.4458 | 86.5599 | 91.7166 | 96.0263 | 99.5969 | 102.5297 | 104.7564 | 106.431 | 107.6733 | 108.5765 | 109.2136 | 109.6411 | 110.103 | 110.3802 | 110.8659 | 111.0032 | 110.6842 | 110.3545 | 110.0143 | 109.6636 | 109.3026 | 61.8044 | 2450.9569
v5.10_MeasureAssessmentTemplate_Residential_All | Gas Furnace - SEG Single Family - INC All - Gas Fired Heat Pump (106% to 130% Eff) - 95% AFUE Baseline | HVAC | Gas Furnace | NR | Gas Furnace - GFHP | Residential | Single Family | Firm | Sales | Residential | 178.0704 | 1 | 4.7325 | 3.7403 | -1.5991 | 0.5754 | -1.4465 | 0 | 0 | 3762.9762 | 5997.3911 | 9031.9183 | 12958.4265 | 17804.382 | 23504.701 | 29881.5171 | 36641.8062 | 43401.5794 | 49739.3601 | 55271.033 | 59726.3383 | 63000.9182 | 65342.1206 | 66533.306 | 67439.7491 | 67523.2497 | 67329.2426 | 67128.6946 | 66921.7152 | 66708.3965 | 66488.8107 | 66263.0065 | 1078400.6389
v5.10_MeasureAssessmentTemplate_Residential_All | Gas Furnace - SEG Single Family - INC All - Gas Fired Heat Pump (106% to 130% Eff) - 95% AFUE Baseline | HVAC | Gas Furnace | NR | Gas Furnace - GFHP | Residential | Single Family LI | Firm | Sales | Residential | 178.0704 | 1 | 4.7325 | 3.7403 | -1.5991 | 0.5754 | -1.4465 | 0 | 0 | 1305.3127 | 2080.3934 | 3133.0195 | 4495.0587 | 6176.0386 | 8153.3827 | 10365.3922 | 12710.422 | 15055.2728 | 17253.7416 | 19172.5853 | 20718.0552 | 21853.9516 | 22666.075 | 23079.2771 | 23393.7068 | 23422.6718 | 23355.374 | 23285.8073 | 23214.0097 | 23140.013 | 23063.8424 | 22985.5148 | 374078.9181
v5.10_MeasureAssessmentTemplate_Residential_All | Gas Furnace - SEG Multifamily - INC All - Gas Fired Heat Pump (106% to 130% Eff) - 95% AFUE Baseline | HVAC | Gas Furnace | NR | Gas Furnace - GFHP | Residential | Multifamily-Low Rise | Firm | Sales | Residential | 119.9473 | 1 | 5.4884 | 3.7403 | -1.6784 | 0.49615 | -1.4465 | 0 | 0 | 75.765 | 120.7535 | 181.8516 | 260.9092 | 358.4793 | 473.2514 | 601.6443 | 737.7582 | 873.8617 | 1001.4687 | 1112.8452 | 1202.5498 | 1268.4813 | 1315.6198 | 1339.6036 | 1357.8542 | 1359.5354 | 1355.6292 | 1351.5913 | 1347.4239 | 1343.1289 | 1338.7077 | 1334.1613 | 21712.8747
v5.10_MeasureAssessmentTemplate_Residential_All | Gas Furnace - SEG Multifamily - INC All - Gas Fired Heat Pump (106% to 130% Eff) - 95% AFUE Baseline | HVAC | Gas Furnace | NR | Gas Furnace - GFHP | Residential | Multifamily-High Rise | Firm | Sales | Residential | 119.9473 | 1 | 5.4884 | 3.7403 | -1.6784 | 0.49615 | -1.4465 | 0 | 0 | 0 | 0 | 0 | 0 | 0 | 0 | 0 | 0 | 0 | 0 | 0 | 0 | 0 | 0 | 0 | 0 | 0 | 0 | 0 | 0 | 0 | 0 | 0 | 0
v5.10_MeasureAssessmentTemplate_Residential_All | Gas Furnace - SEG Multifamily - INC All - Gas Fired Heat Pump (106% to 130% Eff) - 95% AFUE Baseline | HVAC | Gas Furnace | NR | Gas Furnace - GFHP | Residential | Multifamily-Low Rise LI | Firm | Sales | Residential | 119.9473 | 1 | 5.4884 | 3.7403 | -1.6784 | 0.49615 | -1.4465 | 0 | 0 | 63.7689 | 101.6342 | 153.0585 | 219.5986 | 301.7201 | 398.3199 | 506.384 | 620.9465 | 735.5003 | 842.9028 | 936.6447 | 1012.1461 | 1067.6384 | 1107.3134 | 1127.4997 | 1142.8606 | 1144.2756 | 1140.9879 | 1137.5894 | 1134.0818 | 1130.4668 | 1126.7456 | 1122.9191 | 18275.0029
v5.10_MeasureAssessmentTemplate_Residential_All | Gas Furnace - SEG Multifamily - INC All - Gas Fired Heat Pump (106% to 130% Eff) - 95% AFUE Baseline | HVAC | Gas Furnace | NR | Gas Furnace - GFHP | Residential | Multifamily-High Rise LI | Firm | Sales | Residential | 119.9473 | 1 | 5.4884 | 3.7403 | -1.6784 | 0.49615 | -1.4465 | 0 | 0 | 0 | 0 | 0 | 0 | 0 | 0 | 0 | 0 | 0 | 0 | 0 | 0 | 0 | 0 | 0 | 0 | 0 | 0 | 0 | 0 | 0 | 0 | 0 | 0
v5.10_MeasureAssessmentTemplate_Residential_All | Gas Furnace - SEG Manufactured - INC All - Gas Fired Heat Pump (106% to 130% Eff) - 95% AFUE Baseline | HVAC | Gas Furnace | NR | Gas Furnace - GFHP | Residential | Manufactured | Firm | Sales | Residential | 119.9473 | 1 | 5.4884 | 3.7403 | -1.6784 | 0.49615 | -1.4465 | 0 | 0 | 4.8652 | 7.7541 | 11.6775 | 16.7541 | 23.0196 | 30.3896 | 38.6343 | 47.3748 | 56.1146 | 64.3088 | 71.4608 | 77.2211 | 81.4549 | 84.4818 | 86.0219 | 87.1939 | 87.3018 | 87.051 | 86.7917 | 86.5241 | 86.2483 | 85.9644 | 85.6725 | 1394.2808
v5.10_MeasureAssessmentTemplate_Residential_All | Gas Furnace - SEG Manufactured - INC All - Gas Fired Heat Pump (106% to 130% Eff) - 95% AFUE Baseline | HVAC | Gas Furnace | NR | Gas Furnace - GFHP | Residential | Manufactured LI | Firm | Sales | Residential | 119.9473 | 1 | 5.4884 | 3.7403 | -1.6784 | 0.49615 | -1.4465 | 0 | 0 | 6.1085 | 9.7357 | 14.6618 | 21.0358 | 28.9023 | 38.1558 | 48.5075 | 59.4816 | 70.455 | 80.7433 | 89.723 | 96.9554 | 102.2711 | 106.0716 | 108.0053 | 109.4768 | 109.6123 | 109.2974 | 108.9718 | 108.6358 | 108.2895 | 107.9331 | 107.5665 | 1750.597
v5.10_MeasureAssessmentTemplate_Residential_All | Steam Traps - SEG Multifamily - INC All - Steam Traps | HVAC | Steam Traps | Retrofit | Steam Traps | Residential | Multifamily-Low Rise | Firm | Sales | Residential | 116.68 | 1 | 2.425 | 3.7403 | -1.0516 | 1.1229 | -1.4465 | 4.9968 | 8.7386 | 13.5829 | 18.9987 | 24.1545 | 28.1465 | 30.271 | 30.2264 | 28.1661 | 24.6027 | 20.2234 | 15.6982 | 11.5429 | 8.0621 | 0.67791 | 0 | 0 | 0 | 0 | 0 | 0 | 0 | 0 | 0 | 0 | 268.0888
v5.10_MeasureAssessmentTemplate_Residential_All | Steam Traps - SEG Multifamily - INC All - Steam Traps | HVAC | Steam Traps | Retrofit | Steam Traps | Residential | Multifamily-High Rise | Firm | Sales | Residential | 116.68 | 1 | 2.425 | 3.7403 | -1.0516 | 1.1229 | -1.4465 | 6.6291 | 11.5933 | 18.02 | 25.2049 | 32.045 | 37.341 | 40.1595 | 40.1004 | 37.367 | 32.6395 | 26.8297 | 20.8263 | 15.3135 | 10.6958 | 0.89936 | 0 | 0 | 0 | 0 | 0 | 0 | 0 | 0 | 0 | 0 | 355.6644
v5.10_MeasureAssessmentTemplate_Residential_All | Steam Traps - SEG Multifamily - INC All - Steam Traps | HVAC | Steam Traps | Retrofit | Steam Traps | Residential | Multifamily-Low Rise LI | Firm | Sales | Residential | 116.68 | 1 | 2.425 | 3.7403 | -1.0516 | 1.1229 | -1.4465 | 4.2056 | 7.355 | 11.4323 | 15.9906 | 20.3301 | 23.6899 | 25.4781 | 25.4406 | 23.7065 | 20.7072 | 17.0214 | 13.2127 | 9.7152 | 6.7856 | 0.57058 | 0 | 0 | 0 | 0 | 0 | 0 | 0 | 0 | 0 | 0 | 225.6414
v5.10_MeasureAssessmentTemplate_Residential_All | Steam Traps - SEG Multifamily - INC All - Steam Traps | HVAC | Steam Traps | Retrofit | Steam Traps | Residential | Multifamily-High Rise LI | Firm | Sales | Residential | 116.68 | 1 | 2.425 | 3.7403 | -1.0516 | 1.1229 | -1.4465 | 5.3133 | 9.2921 | 14.4432 | 20.2019 | 25.6843 | 29.9291 | 32.1882 | 32.1408 | 29.9499 | 26.1608 | 21.5042 | 16.6924 | 12.2739 | 8.5727 | 0.72085 | 0 | 0 | 0 | 0 | 0 | 0 | 0 | 0 | 0 | 0 | 285.0677
v5.10_MeasureAssessmentTemplate_Residential_All | Thermostat - SEG Single Family/Manufactured - INC All - Smart Thermostats | HVAC | Thermostat | Retrofit | Thermostat | Residential | Single Family | Firm | Sales | Residential | 31.35 | 1 | 2.3171 | 3.8979 | -1.0645 | 1.2247 | -1.5612 | 9482.1245 | 15631.3113 | 23843.5705 | 34348.9977 | 46989.3858 | 61233.9904 | 76089.4451 | 90085.4278 | 101402.1701 | 108147.7391 | 108793.1032 | 102660.6547 | 90287.4733 | 74637.2441 | 57018.712 | 39125.9021 | 1792.9603 | 1173.6382 | 0 | 0 | 0 | 0 | 0 | 0 | 0 | 1042743.8502
v5.10_MeasureAssessmentTemplate_Residential_All | Thermostat - SEG Single Family/Manufactured - INC All - Smart Thermostats | HVAC | Thermostat | New | Thermostat | Residential | Single Family | Firm | Sales | Residential | 31.35 | 1 | 2.3171 | 3.8979 | -1.0645 | 1.2247 | -1.5612 | 73.294 | 46.3896 | 121.4602 | 231.9515 | 389.4113 | 602.0472 | 867.8465 | 1193.6295 | 1569.005 | 1975.1278 | 2387.8922 | 2776.2166 | 3107.269 | 3352.0601 | 3491.0714 | 3518.0907 | 3440.7335 | 3286.2934 | 3056.6571 | 2802.6482 | 2507.9028 | 2201.1236 | 1893.6642 | 1585.6357 | 1277.168 | 47754.589
v5.10_MeasureAssessmentTemplate_Residential_All | Thermostat - SEG Single Family/Manufactured - INC All - Smart Thermostats | HVAC | Thermostat | Retrofit | Thermostat | Residential | Manufactured | Firm | Sales | Residential | 31.35 | 1 | 2.3171 | 3.8979 | -1.0645 | 1.2247 | -1.5612 | 17.9783 | 29.6372 | 45.2078 | 65.1263 | 89.0927 | 116.1007 | 144.2669 | 170.8035 | 192.2602 | 205.0499 | 206.2736 | 194.6463 | 171.1866 | 141.5135 | 108.1084 | 74.1834 | 3.3995 | 2.2252 | 0 | 0 | 0 | 0 | 0 | 0 | 0 | 1977.0599
v5.10_MeasureAssessmentTemplate_Residential_All | Thermostat - SEG Single Family/Manufactured - INC All - Smart Thermostats | HVAC | Thermostat | New | Thermostat | Residential | Manufactured | Firm | Sales | Residential | 31.35 | 1 | 2.3171 | 3.8979 | -1.0645 | 1.2247 | -1.5612 | 0.13897 | 0.087956 | 0.23029 | 0.43978 | 0.73833 | 1.1415 | 1.6455 | 2.2631 | 2.9749 | 3.7449 | 4.5275 | 5.2638 | 5.8914 | 6.3556 | 6.6191 | 6.6704 | 6.5237 | 6.2309 | 5.7955 | 5.3139 | 4.755 | 4.1734 | 3.5904 | 3.0064 | 2.4215 | 90.5435
v5.10_MeasureAssessmentTemplate_Residential_All | Thermostat - SEG Single Family/Manufactured - INC All - Smart Thermostats | HVAC | Thermostat | Retrofit | Thermostat | Residential | Single Family LI | Firm | Sales | Residential | 31.35 | 1 | 2.3171 | 3.8979 | -1.0645 | 1.2247 | -1.5612 | 3289.1884 | 5422.2372 | 8270.9308 | 11915.0856 | 16299.8221 | 21241.0342 | 26394.1399 | 31249.1092 | 35174.6955 | 37514.6191 | 37738.485 | 35611.2425 | 31319.1954 | 25890.3959 | 19778.8255 | 13572.1128 | 621.9476 | 407.1152 | 0 | 0 | 0 | 0 | 0 | 0 | 0 | 361710.182
v5.10_MeasureAssessmentTemplate_Residential_All | Thermostat - SEG Single Family/Manufactured - INC All - Smart Thermostats | HVAC | Thermostat | New | Thermostat | Residential | Single Family LI | Firm | Sales | Residential | 31.35 | 1 | 2.3171 | 3.8979 | -1.0645 | 1.2247 | -1.5612 | 25.4244 | 16.0918 | 42.1325 | 80.46 | 135.0802 | 208.84 | 301.0412 | 414.0498 | 544.2612 | 685.1384 | 828.3194 | 963.0225 | 1077.859 | 1162.7729 | 1210.9935 | 1220.3661 | 1193.5322 | 1139.9595 | 1060.3026 | 972.1912 | 869.949 | 763.5325 | 656.8801 | 550.0302 | 443.0279 | 16565.2582
v5.10_MeasureAssessmentTemplate_Residential_All | Thermostat - SEG Single Family/Manufactured - INC All - Smart Thermostats | HVAC | Thermostat | Retrofit | Thermostat | Residential | Manufactured LI | Firm | Sales | Residential | 31.35 | 1 | 2.3171 | 3.8979 | -1.0645 | 1.2247 | -1.5612 | 22.5727 | 37.2112 | 56.7609 | 81.7697 | 111.8608 | 145.7708 | 181.1351 | 214.4533 | 241.3934 | 257.4516 | 258.9879 | 244.3893 | 214.9342 | 177.678 | 135.7361 | 93.1413 | 4.2682 | 2.7939 | 0 | 0 | 0 | 0 | 0 | 0 | 0 | 2482.3085
v5.10_MeasureAssessmentTemplate_Residential_All | Thermostat - SEG Single Family/Manufactured - INC All - Smart Thermostats | HVAC | Thermostat | New | Thermostat | Residential | Manufactured LI | Firm | Sales | Residential | 31.35 | 1 | 2.3171 | 3.8979 | -1.0645 | 1.2247 | -1.5612 | 0.17448 | 0.11043 | 0.28914 | 0.55217 | 0.92701 | 1.4332 | 2.066 | 2.8415 | 3.7351 | 4.7019 | 5.6845 | 6.6089 | 7.397 | 7.9798 | 8.3107 | 8.375 | 8.1909 | 7.8232 | 7.2765 | 6.6719 | 5.9702 | 5.2399 | 4.508 | 3.7747 | 3.0404 | 113.6824
v5.10_MeasureAssessmentTemplate_Residential_All | Thermostat - SEG Multifamily - INC All - Smart Thermostats | HVAC | Thermostat | Retrofit | Thermostat | Residential | Multifamily-Low Rise | Firm | Sales | Residential | 14.12 | 1 | 1.2201 | 3.9167 | 0.034201 | 2.3371 | -1.5749 | 148.0888 | 251.1912 | 387.5087 | 565.6076 | 783.71 | 1033.6026 | 1298.5606 | 1552.6288 | 1762.9296 | 1894.3854 | 1917.7827 | 1819.0543 | 1606.3452 | 1332.0188 | 1019.8879 | 701.6195 | 86.2461 | 56.4551 | 0 | 0 | 0 | 0 | 0 | 0 | 0 | 18217.6229
v5.10_MeasureAssessmentTemplate_Residential_All | Thermostat - SEG Multifamily - INC All - Smart Thermostats | HVAC | Thermostat | New | Thermostat | Residential | Multifamily-Low Rise | Firm | Sales | Residential | 14.12 | 1 | 1.2201 | 3.9167 | 0.034201 | 2.3371 | -1.5749 | 3.5256 | 2.2315 | 5.8426 | 11.1575 | 18.7317 | 28.96 | 41.7457 | 57.4167 | 75.4733 | 95.0088 | 114.8639 | 133.5433 | 149.4678 | 161.2429 | 167.9297 | 169.2294 | 165.5083 | 158.0793 | 147.0332 | 134.8147 | 120.6367 | 105.8798 | 91.0902 | 76.2732 | 61.4351 | 2297.121
v5.10_MeasureAssessmentTemplate_Residential_All | Thermostat - SEG Multifamily - INC All - Smart Thermostats | HVAC | Thermostat | Retrofit | Thermostat | Residential | Multifamily-High Rise | Firm | Sales | Residential | 14.12 | 1 | 1.2201 | 3.9167 | 0.034201 | 2.3371 | -1.5749 | 0 | 0 | 0 | 0 | 0 | 0 | 0 | 0 | 0 | 0 | 0 | 0 | 0 | 0 | 0 | 0 | 0 | 0 | 0 | 0 | 0 | 0 | 0 | 0 | 0 | 0
v5.10_MeasureAssessmentTemplate_Residential_All | Thermostat - SEG Multifamily - INC All - Smart Thermostats | HVAC | Thermostat | New | Thermostat | Residential | Multifamily-High Rise | Firm | Sales | Residential | 14.12 | 1 | 1.2201 | 3.9167 | 0.034201 | 2.3371 | -1.5749 | 0 | 0 | 0 | 0 | 0 | 0 | 0 | 0 | 0 | 0 | 0 | 0 | 0 | 0 | 0 | 0 | 0 | 0 | 0 | 0 | 0 | 0 | 0 | 0 | 0 | 0
v5.10_MeasureAssessmentTemplate_Residential_All | Thermostat - SEG Multifamily - INC All - Smart Thermostats | HVAC | Thermostat | Retrofit | Thermostat | Residential | Multifamily-Low Rise LI | Firm | Sales | Residential | 14.12 | 1 | 1.2201 | 3.9167 | 0.034201 | 2.3371 | -1.5749 | 124.6414 | 211.4193 | 326.1532 | 476.0531 | 659.6226 | 869.9488 | 1092.9551 | 1306.7959 | 1483.7991 | 1594.4411 | 1614.1337 | 1531.0374 | 1352.0072 | 1121.1158 | 858.4056 | 590.5298 | 72.5905 | 47.5164 | 0 | 0 | 0 | 0 | 0 | 0 | 0 | 15333.1659
v5.10_MeasureAssessmentTemplate_Residential_All | Thermostat - SEG Multifamily - INC All - Smart Thermostats | HVAC | Thermostat | New | Thermostat | Residential | Multifamily-Low Rise LI | Firm | Sales | Residential | 14.12 | 1 | 1.2201 | 3.9167 | 0.034201 | 2.3371 | -1.5749 | 2.9674 | 1.8781 | 4.9175 | 9.3909 | 15.7658 | 24.3747 | 35.136 | 48.3257 | 63.5233 | 79.9658 | 96.6771 | 112.3989 | 125.8021 | 135.7128 | 141.3408 | 142.4347 | 139.3028 | 133.0501 | 123.753 | 113.4691 | 101.5359 | 89.1155 | 76.6676 | 64.1966 | 51.7079 | 1933.4101
v5.10_MeasureAssessmentTemplate_Residential_All | Thermostat - SEG Multifamily - INC All - Smart Thermostats | HVAC | Thermostat | Retrofit | Thermostat | Residential | Multifamily-High Rise LI | Firm | Sales | Residential | 14.12 | 1 | 1.2201 | 3.9167 | 0.034201 | 2.3371 | -1.5749 | 0 | 0 | 0 | 0 | 0 | 0 | 0 | 0 | 0 | 0 | 0 | 0 | 0 | 0 | 0 | 0 | 0 | 0 | 0 | 0 | 0 | 0 | 0 | 0 | 0 | 0
v5.10_MeasureAssessmentTemplate_Residential_All | Thermostat - SEG Multifamily - INC All - Smart Thermostats | HVAC | Thermostat | New | Thermostat | Residential | Multifamily-High Rise LI | Firm | Sales | Residential | 14.12 | 1 | 1.2201 | 3.9167 | 0.034201 | 2.3371 | -1.5749 | 0 | 0 | 0 | 0 | 0 | 0 | 0 | 0 | 0 | 0 | 0 | 0 | 0 | 0 | 0 | 0 | 0 | 0 | 0 | 0 | 0 | 0 | 0 | 0 | 0 | 0
v5.10_MeasureAssessmentTemplate_Residential_All | Thermostat Optimization - SEG Single Family/Manufactured - INC All - Thermostat Optimization | HVAC | Thermostat Optimization | Retrofit | Thermostat Optimization | Residential | Single Family | Firm | Sales | Residential | 14.72 | 1 | 2.2973 | 3.9878 | -1.0909 | 1.2638 | -1.6267 | 1934.4039 | 3188.8708 | 4864.2155 | 7007.3786 | 9586.0852 | 12492.0604 | 15522.6524 | 18377.9075 | 20686.5832 | 22062.7152 | 22194.3729 | 20943.3208 | 18419.1258 | 15226.3956 | 11632.1212 | 7981.8926 | 365.7735 | 239.4284 | 0 | 0 | 0 | 0 | 0 | 0 | 0 | 212725.3035
v5.10_MeasureAssessmentTemplate_Residential_All | Thermostat Optimization - SEG Single Family/Manufactured - INC All - Thermostat Optimization | HVAC | Thermostat Optimization | New | Thermostat Optimization | Residential | Single Family | Firm | Sales | Residential | 14.72 | 1 | 2.2973 | 3.9878 | -1.0909 | 1.2638 | -1.6267 | 14.9524 | 9.4637 | 24.7785 | 47.3193 | 79.442 | 122.8208 | 177.0453 | 243.5068 | 320.0854 | 402.9366 | 487.1427 | 566.363 | 633.8994 | 683.8381 | 712.1972 | 717.7093 | 701.928 | 670.4214 | 623.5744 | 571.7552 | 511.6255 | 449.041 | 386.3176 | 323.4781 | 260.5491 | 9742.1907
v5.10_MeasureAssessmentTemplate_Residential_All | Thermostat Optimization - SEG Single Family/Manufactured - INC All - Thermostat Optimization | HVAC | Thermostat Optimization | Retrofit | Thermostat Optimization | Residential | Manufactured | Firm | Sales | Residential | 14.72 | 1 | 2.2973 | 3.9878 | -1.0909 | 1.2638 | -1.6267 | 3.7129 | 6.1208 | 9.3365 | 13.4501 | 18.3998 | 23.9776 | 29.7946 | 35.275 | 39.7064 | 42.3478 | 42.6005 | 40.1992 | 35.3542 | 29.226 | 22.327 | 15.3207 | 0.70208 | 0.45957 | 0 | 0 | 0 | 0 | 0 | 0 | 0 | 408.3106
v5.10_MeasureAssessmentTemplate_Residential_All | Thermostat Optimization - SEG Single Family/Manufactured - INC All - Thermostat Optimization | HVAC | Thermostat Optimization | New | Thermostat Optimization | Residential | Manufactured | Firm | Sales | Residential | 14.72 | 1 | 2.2973 | 3.9878 | -1.0909 | 1.2638 | -1.6267 | 0.0287 | 0.018165 | 0.047561 | 0.090826 | 0.15248 | 0.23575 | 0.33983 | 0.46739 | 0.61438 | 0.77341 | 0.93503 | 1.0871 | 1.2167 | 1.3126 | 1.367 | 1.3776 | 1.3473 | 1.2868 | 1.1969 | 1.0974 | 0.98203 | 0.8619 | 0.74151 | 0.62089 | 0.5001 | 18.6994
v5.10_MeasureAssessmentTemplate_Residential_All | Thermostat Optimization - SEG Single Family/Manufactured - INC All - Thermostat Optimization | HVAC | Thermostat Optimization | Retrofit | Thermostat Optimization | Residential | Single Family LI | Firm | Sales | Residential | 14.72 | 1 | 2.2973 | 3.9878 | -1.0909 | 1.2638 | -1.6267 | 671.012 | 1106.1653 | 1687.314 | 2430.741 | 3325.2506 | 4333.2842 | 5384.5452 | 6374.9849 | 7175.8254 | 7653.1823 | 7698.8521 | 7264.8833 | 6389.2828 | 5281.7788 | 4034.9858 | 2768.7834 | 126.8806 | 83.0537 | 0 | 0 | 0 | 0 | 0 | 0 | 0 | 73790.8051
v5.10_MeasureAssessmentTemplate_Residential_All | Thermostat Optimization - SEG Single Family/Manufactured - INC All - Thermostat Optimization | HVAC | Thermostat Optimization | New | Thermostat Optimization | Residential | Single Family LI | Firm | Sales | Residential | 14.72 | 1 | 2.2973 | 3.9878 | -1.0909 | 1.2638 | -1.6267 | 5.1867 | 3.2828 | 8.5953 | 16.4143 | 27.5571 | 42.6045 | 61.414 | 84.4684 | 111.0322 | 139.7719 | 168.9816 | 196.4617 | 219.889 | 237.2119 | 247.0491 | 248.9612 | 243.4869 | 232.5578 | 216.3074 | 198.3322 | 177.4742 | 155.7647 | 134.007 | 112.2091 | 90.3801 | 3379.401
v5.10_MeasureAssessmentTemplate_Residential_All | Thermostat Optimization - SEG Single Family/Manufactured - INC All - Thermostat Optimization | HVAC | Thermostat Optimization | Retrofit | Thermostat Optimization | Residential | Manufactured LI | Firm | Sales | Residential | 14.72 | 1 | 2.2973 | 3.9878 | -1.0909 | 1.2638 | -1.6267 | 4.6618 | 7.685 | 11.7225 | 16.8874 | 23.102 | 30.1052 | 37.4088 | 44.2898 | 49.8536 | 53.17 | 53.4873 | 50.4723 | 44.3891 | 36.6948 | 28.0328 | 19.2359 | 0.88149 | 0.57701 | 0 | 0 | 0 | 0 | 0 | 0 | 0 | 512.6567
v5.10_MeasureAssessmentTemplate_Residential_All | Thermostat Optimization - SEG Single Family/Manufactured - INC All - Thermostat Optimization | HVAC | Thermostat Optimization | New | Thermostat Optimization | Residential | Manufactured LI | Firm | Sales | Residential | 14.72 | 1 | 2.2973 | 3.9878 | -1.0909 | 1.2638 | -1.6267 | 0.036034 | 0.022807 | 0.059715 | 0.11404 | 0.19145 | 0.29599 | 0.42667 | 0.58684 | 0.77139 | 0.97106 | 1.174 | 1.3649 | 1.5277 | 1.648 | 1.7164 | 1.7296 | 1.6916 | 1.6157 | 1.5028 | 1.3779 | 1.233 | 1.0822 | 0.931 | 0.77957 | 0.62791 | 23.4782
v5.10_MeasureAssessmentTemplate_Residential_All | Thermostatic Radiator Valve - SEG Multifamily - INC All - Thermostatic Radiator Valve added to Radiator | HVAC | Thermostatic Radiator Valve | Retrofit | Thermostatic Radiator Valve | Residential | Multifamily-Low Rise | Firm | Sales | Residential | 41.48 | 1 | 3.5014 | 3.7403 | -1.3968 | 0.77772 | -1.4465 | 276.6243 | 552.5885 | 980.3878 | 1593.2746 | 2415.8064 | 3455.7982 | 4694.5419 | 6076.8584 | 7503.9745 | 8833.6509 | 9892.393 | 10502.8371 | 10524.5775 | 9899.2357 | 8683.387 | 7163.546 | 5464.0356 | 3772.7346 | 271.4517 | 0 | 0 | 0 | 0 | 0 | 0 | 102557.7037
v5.10_MeasureAssessmentTemplate_Residential_All | Thermostatic Radiator Valve - SEG Multifamily - INC All - Thermostatic Radiator Valve added to Radiator | HVAC | Thermostatic Radiator Valve | Retrofit | Thermostatic Radiator Valve | Residential | Multifamily-High Rise | Firm | Sales | Residential | 41.48 | 1 | 3.5014 | 3.7403 | -1.3968 | 0.77772 | -1.4465 | 0 | 0 | 0 | 0 | 0 | 0 | 0 | 0 | 0 | 0 | 0 | 0 | 0 | 0 | 0 | 0 | 0 | 0 | 0 | 0 | 0 | 0 | 0 | 0 | 0 | 0
v5.10_MeasureAssessmentTemplate_Residential_All | Thermostatic Radiator Valve - SEG Multifamily - INC All - Thermostatic Radiator Valve added to Radiator | HVAC | Thermostatic Radiator Valve | Retrofit | Thermostatic Radiator Valve | Residential | Multifamily-Low Rise LI | Firm | Sales | Residential | 41.48 | 1 | 3.5014 | 3.7403 | -1.3968 | 0.77772 | -1.4465 | 232.8254 | 465.0953 | 825.1597 | 1341.0061 | 2033.3037 | 2908.6302 | 3951.2394 | 5114.6891 | 6315.8452 | 7434.9895 | 8326.0974 | 8839.8879 | 8858.186 | 8331.8567 | 7308.5174 | 6029.3179 | 4598.8967 | 3175.385 | 228.4718 | 0 | 0 | 0 | 0 | 0 | 0 | 86319.4006
v5.10_MeasureAssessmentTemplate_Residential_All | Thermostatic Radiator Valve - SEG Multifamily - INC All - Thermostatic Radiator Valve added to Radiator | HVAC | Thermostatic Radiator Valve | Retrofit | Thermostatic Radiator Valve | Residential | Multifamily-High Rise LI | Firm | Sales | Residential | 41.48 | 1 | 3.5014 | 3.7403 | -1.3968 | 0.77772 | -1.4465 | 0 | 0 | 0 | 0 | 0 | 0 | 0 | 0 | 0 | 0 | 0 | 0 | 0 | 0 | 0 | 0 | 0 | 0 | 0 | 0 | 0 | 0 | 0 | 0 | 0 | 0
v5.10_MeasureAssessmentTemplate_Residential_All | Boiler Maintenance - SEG Multifamily - INC All - Boiler Maintenance | HVAC | Boiler Maintenance | Retrofit | Boiler Maintenance | Residential | Multifamily-Low Rise | Firm | Sales | Residential | 0.18513 | 0 | 0.006243 | 3.7403 | 434.0053 | 436.1798 | -1.4465 | 12.5314 | 12.5231 | 12.5135 | 11.2518 | 8.9919 | 7.1849 | 5.7402 | 4.5854 | 3.6624 | 2.9249 | 2.3356 | 0.5176 | 0 | 0 | 0 | 0 | 0 | 0 | 0 | 0 | 0 | 0 | 0 | 0 | 0 | 84.7628
v5.10_MeasureAssessmentTemplate_Residential_All | Boiler Maintenance - SEG Multifamily - INC All - Boiler Maintenance | HVAC | Boiler Maintenance | Retrofit | Boiler Maintenance | Residential | Multifamily-High Rise | Firm | Sales | Residential | 0.18513 | 0 | 0.006243 | 3.7403 | 434.0053 | 436.1798 | -1.4465 | 0 | 0 | 0 | 0 | 0 | 0 | 0 | 0 | 0 | 0 | 0 | 0 | 0 | 0 | 0 | 0 | 0 | 0 | 0 | 0 | 0 | 0 | 0 | 0 | 0 | 0
v5.10_MeasureAssessmentTemplate_Residential_All | Boiler Maintenance - SEG Multifamily - INC All - Boiler Maintenance | HVAC | Boiler Maintenance | Retrofit | Boiler Maintenance | Residential | Multifamily-Low Rise LI | Firm | Sales | Residential | 0.18513 | 0 | 0.006243 | 3.7403 | 434.0053 | 436.1798 | -1.4465 | 10.5473 | 10.5403 | 10.5322 | 9.4703 | 7.5682 | 6.0473 | 4.8314 | 3.8594 | 3.0826 | 2.4618 | 1.9658 | 0.43565 | 0 | 0 | 0 | 0 | 0 | 0 | 0 | 0 | 0 | 0 | 0 | 0 | 0 | 71.342
v5.10_MeasureAssessmentTemplate_Residential_All | Boiler Maintenance - SEG Multifamily - INC All - Boiler Maintenance | HVAC | Boiler Maintenance | Retrofit | Boiler Maintenance | Residential | Multifamily-High Rise LI | Firm | Sales | Residential | 0.18513 | 0 | 0.006243 | 3.7403 | 434.0053 | 436.1798 | -1.4465 | 0 | 0 | 0 | 0 | 0 | 0 | 0 | 0 | 0 | 0 | 0 | 0 | 0 | 0 | 0 | 0 | 0 | 0 | 0 | 0 | 0 | 0 | 0 | 0 | 0 | 0
v5.10_MeasureAssessmentTemplate_Residential_All | Clothes Dryer - SEG All - INC All - Energy Star Gas Clothes Dryer | Appliances | Clothes Dryer | NR | Clothes Dryer | Residential | Single Family | Firm | Sales | Residential | 1.6 | 1 | 1.0869 | 2.2992 | 0.35238 | 1.5401 | -0.45964 | 0.99924 | 1.5359 | 3.3511 | 6.2998 | 10.7688 | 17.1583 | 25.8327 | 37.0531 | 50.896 | 67.1737 | 85.3763 | 104.6657 | 183.0062 | 169.843 | 194.5907 | 210.3103 | 220.1423 | 225.7044 | 226.2824 | 225.5246 | 221.6162 | 216.5388 | 162.3301 | 15.7178 | 11.6859 | 2694.4034
v5.10_MeasureAssessmentTemplate_Residential_All | Clothes Dryer - SEG All - INC All - Energy Star Gas Clothes Dryer | Appliances | Clothes Dryer | New | Clothes Dryer | Residential | Single Family | Firm | Sales | Residential | 1.6 | 1 | 1.0869 | 2.2992 | 0.35238 | 1.5401 | -0.45964 | 0.47062 | 0.29787 | 0.7799 | 1.4894 | 2.5004 | 3.8658 | 5.5725 | 7.6643 | 10.0746 | 12.6823 | 15.3327 | 17.8261 | 19.9518 | 21.5236 | 22.4162 | 22.5897 | 22.093 | 21.1014 | 19.6269 | 17.9959 | 16.1033 | 14.1335 | 12.1593 | 10.1814 | 8.2007 | 306.6331
v5.10_MeasureAssessmentTemplate_Residential_All | Clothes Dryer - SEG All - INC All - Energy Star Gas Clothes Dryer | Appliances | Clothes Dryer | NR | Clothes Dryer | Residential | Multifamily-Low Rise | Firm | Sales | Residential | 1.6 | 1 | 1.0869 | 2.2992 | 0.35238 | 1.5401 | -0.45964 | 0 | 0 | 0 | 0 | 0 | 0 | 0 | 0 | 0 | 0 | 0 | 0 | 0 | 0 | 0 | 0 | 0 | 0 | 0 | 0 | 0 | 0 | 0 | 0 | 0 | 0
v5.10_MeasureAssessmentTemplate_Residential_All | Clothes Dryer - SEG All - INC All - Energy Star Gas Clothes Dryer | Appliances | Clothes Dryer | New | Clothes Dryer | Residential | Multifamily-Low Rise | Firm | Sales | Residential | 1.6 | 1 | 1.0869 | 2.2992 | 0.35238 | 1.5401 | -0.45964 | 0 | 0 | 0 | 0 | 0 | 0 | 0 | 0 | 0 | 0 | 0 | 0 | 0 | 0 | 0 | 0 | 0 | 0 | 0 | 0 | 0 | 0 | 0 | 0 | 0 | 0
v5.10_MeasureAssessmentTemplate_Residential_All | Clothes Dryer - SEG All - INC All - Energy Star Gas Clothes Dryer | Appliances | Clothes Dryer | NR | Clothes Dryer | Residential | Multifamily-High Rise | Firm | Sales | Residential | 1.6 | 1 | 1.0869 | 2.2992 | 0.35238 | 1.5401 | -0.45964 | 0 | 0 | 0 | 0 | 0 | 0 | 0 | 0 | 0 | 0 | 0 | 0 | 4.3353 | 2.043 | 2.7029 | 2.9261 | 2.9648 | 2.8858 | 2.6819 | 2.4395 | 2.1381 | 1.809 | 1.476 | 1.1537 | 0.85777 | 30.414
v5.10_MeasureAssessmentTemplate_Residential_All | Clothes Dryer - SEG All - INC All - Energy Star Gas Clothes Dryer | Appliances | Clothes Dryer | New | Clothes Dryer | Residential | Multifamily-High Rise | Firm | Sales | Residential | 1.6 | 1 | 1.0869 | 2.2992 | 0.35238 | 1.5401 | -0.45964 | 0.034545 | 0.021864 | 0.057247 | 0.10932 | 0.18354 | 0.28376 | 0.40903 | 0.56258 | 0.7395 | 0.93092 | 1.1255 | 1.3085 | 1.4645 | 1.5799 | 1.6454 | 1.6581 | 1.6217 | 1.5489 | 1.4407 | 1.3209 | 1.182 | 1.0374 | 0.89252 | 0.74734 | 0.60196 | 22.5077
v5.10_MeasureAssessmentTemplate_Residential_All | Clothes Dryer - SEG All - INC All - Energy Star Gas Clothes Dryer | Appliances | Clothes Dryer | NR | Clothes Dryer | Residential | Manufactured | Firm | Sales | Residential | 1.6 | 1 | 1.0869 | 2.2992 | 0.35238 | 1.5401 | -0.45964 | 0.001918 | 0.0029481 | 0.0064321 | 0.012092 | 0.02067 | 0.032934 | 0.049584 | 0.071121 | 0.097691 | 0.12893 | 0.16387 | 0.2009 | 0.2379 | 0.27258 | 0.30282 | 0.32716 | 0.34502 | 0.35776 | 0.3642 | 0.36909 | 0.36947 | 0.36833 | 0.27298 | 0 | 0 | 4.3764
v5.10_MeasureAssessmentTemplate_Residential_All | Clothes Dryer - SEG All - INC All - Energy Star Gas Clothes Dryer | Appliances | Clothes Dryer | New | Clothes Dryer | Residential | Manufactured | Firm | Sales | Residential | 1.6 | 1 | 1.0869 | 2.2992 | 0.35238 | 1.5401 | -0.45964 | 0 | 0 | 0 | 0 | 0 | 0 | 0 | 0 | 0 | 0 | 0 | 0 | 0 | 0 | 0 | 0 | 0 | 0 | 0 | 0 | 0 | 0 | 0 | 0 | 0 | 0
v5.10_MeasureAssessmentTemplate_Residential_All | Clothes Dryer - SEG All - INC All - Energy Star Gas Clothes Dryer | Appliances | Clothes Dryer | NR | Clothes Dryer | Residential | Single Family LI | Firm | Sales | Residential | 1.6 | 1 | 1.0869 | 2.2992 | 0.35238 | 1.5401 | -0.45964 | 0.34662 | 0.53278 | 1.1624 | 2.1853 | 3.7355 | 5.9519 | 8.9609 | 12.8531 | 17.655 | 23.3014 | 29.6156 | 36.3068 | 63.4817 | 58.9157 | 67.5002 | 72.9531 | 76.3636 | 78.293 | 78.4935 | 78.2307 | 76.8749 | 75.1137 | 56.3096 | 5.4523 | 4.0536 | 934.6429
v5.10_MeasureAssessmentTemplate_Residential_All | Clothes Dryer - SEG All - INC All - Energy Star Gas Clothes Dryer | Appliances | Clothes Dryer | New | Clothes Dryer | Residential | Single Family LI | Firm | Sales | Residential | 1.6 | 1 | 1.0869 | 2.2992 | 0.35238 | 1.5401 | -0.45964 | 0.16325 | 0.10333 | 0.27053 | 0.51664 | 0.86735 | 1.341 | 1.933 | 2.6586 | 3.4947 | 4.3993 | 5.3187 | 6.1836 | 6.921 | 7.4662 | 7.7758 | 7.836 | 7.6637 | 7.3197 | 6.8082 | 6.2425 | 5.586 | 4.9027 | 4.2178 | 3.5318 | 2.8447 | 106.3658
v5.10_MeasureAssessmentTemplate_Residential_All | Clothes Dryer - SEG All - INC All - Energy Star Gas Clothes Dryer | Appliances | Clothes Dryer | NR | Clothes Dryer | Residential | Multifamily-Low Rise LI | Firm | Sales | Residential | 1.6 | 1 | 1.0869 | 2.2992 | 0.35238 | 1.5401 | -0.45964 | 0 | 0 | 0 | 0 | 0 | 0 | 0 | 0 | 0 | 0 | 0 | 0 | 0 | 0 | 0 | 0 | 0 | 0 | 0 | 0 | 0 | 0 | 0 | 0 | 0 | 0
v5.10_MeasureAssessmentTemplate_Residential_All | Clothes Dryer - SEG All - INC All - Energy Star Gas Clothes Dryer | Appliances | Clothes Dryer | New | Clothes Dryer | Residential | Multifamily-Low Rise LI | Firm | Sales | Residential | 1.6 | 1 | 1.0869 | 2.2992 | 0.35238 | 1.5401 | -0.45964 | 0 | 0 | 0 | 0 | 0 | 0 | 0 | 0 | 0 | 0 | 0 | 0 | 0 | 0 | 0 | 0 | 0 | 0 | 0 | 0 | 0 | 0 | 0 | 0 | 0 | 0
v5.10_MeasureAssessmentTemplate_Residential_All | Clothes Dryer - SEG All - INC All - Energy Star Gas Clothes Dryer | Appliances | Clothes Dryer | NR | Clothes Dryer | Residential | Multifamily-High Rise LI | Firm | Sales | Residential | 1.6 | 1 | 1.0869 | 2.2992 | 0.35238 | 1.5401 | -0.45964 | 0 | 0 | 0 | 0 | 0 | 0 | 0 | 0 | 0 | 0 | 0 | 0 | 3.4747 | 1.6375 | 2.1664 | 2.3453 | 2.3763 | 2.313 | 2.1495 | 1.9553 | 1.7137 | 1.4499 | 1.183 | 0.92472 | 0.68751 | 24.377
v5.10_MeasureAssessmentTemplate_Residential_All | Clothes Dryer - SEG All - INC All - Energy Star Gas Clothes Dryer | Appliances | Clothes Dryer | New | Clothes Dryer | Residential | Multifamily-High Rise LI | Firm | Sales | Residential | 1.6 | 1 | 1.0869 | 2.2992 | 0.35238 | 1.5401 | -0.45964 | 0.027688 | 0.017524 | 0.045884 | 0.087624 | 0.14711 | 0.22743 | 0.32784 | 0.45091 | 0.59272 | 0.74614 | 0.90207 | 1.0488 | 1.1738 | 1.2663 | 1.3188 | 1.329 | 1.2998 | 1.2415 | 1.1547 | 1.0587 | 0.9474 | 0.83151 | 0.71536 | 0.599 | 0.48247 | 18.0401
v5.10_MeasureAssessmentTemplate_Residential_All | Clothes Dryer - SEG All - INC All - Energy Star Gas Clothes Dryer | Appliances | Clothes Dryer | NR | Clothes Dryer | Residential | Manufactured LI | Firm | Sales | Residential | 1.6 | 1 | 1.0869 | 2.2992 | 0.35238 | 1.5401 | -0.45964 | 0.0024081 | 0.0037015 | 0.0080759 | 0.015182 | 0.025952 | 0.041351 | 0.062256 | 0.089296 | 0.12266 | 0.16188 | 0.20575 | 0.25224 | 0.2987 | 0.34224 | 0.38021 | 0.41077 | 0.43319 | 0.44919 | 0.45728 | 0.46341 | 0.46388 | 0.46245 | 0.34275 | 0 | 0 | 5.4948
v5.10_MeasureAssessmentTemplate_Residential_All | Clothes Dryer - SEG All - INC All - Energy Star Gas Clothes Dryer | Appliances | Clothes Dryer | New | Clothes Dryer | Residential | Manufactured LI | Firm | Sales | Residential | 1.6 | 1 | 1.0869 | 2.2992 | 0.35238 | 1.5401 | -0.45964 | 0 | 0 | 0 | 0 | 0 | 0 | 0 | 0 | 0 | 0 | 0 | 0 | 0 | 0 | 0 | 0 | 0 | 0 | 0 | 0 | 0 | 0 | 0 | 0 | 0 | 0
v5.10_MeasureAssessmentTemplate_Residential_All | Clothes Washer (Gas WH) - SEG All - INC All - Residential ENERGY STAR Clothes Washers | Appliances | Clothes Washer (Gas WH) | NR | Clothes Washer (Gas WH) | Residential | Single Family | Firm | Sales | Residential | 5.5 | 0 | -0.36088 | 2.2992 | -5.826 | -4.6383 | -0.45964 | 3315.6626 | 4417.9626 | 5518.1863 | 6505.4966 | 7291.655 | 7916.5821 | 8412.2488 | 8804.2738 | 9113.1693 | 9355.3575 | 9543.9865 | 9689.5811 | 9800.5658 | 9883.6834 | 10580.435 | 10085.3159 | 5472.4002 | 190.1003 | 145.5499 | 108.855 | 79.4486 | 57.2008 | 40.228 | 27.3164 | 17.5908 | 136372.8525
v5.10_MeasureAssessmentTemplate_Residential_All | Clothes Washer (Gas WH) - SEG All - INC All - Residential ENERGY STAR Clothes Washers | Appliances | Clothes Washer (Gas WH) | New | Clothes Washer (Gas WH) | Residential | Single Family | Firm | Sales | Residential | 5.5 | 0 | -0.36088 | 2.2992 | -5.826 | -4.6383 | -0.45964 | 352.2659 | 193.2769 | 289.7027 | 346.9407 | 381.9191 | 402.3442 | 409.3439 | 410.8116 | 406.9246 | 398.4375 | 386.6437 | 372.2696 | 355.8814 | 337.9199 | 316.0701 | 294.1119 | 272.0618 | 249.9292 | 228.4312 | 206.0839 | 183.673 | 161.2052 | 138.6876 | 116.1283 | 93.5369 | 7304.6008
v5.10_MeasureAssessmentTemplate_Residential_All | Clothes Washer (Gas WH) - SEG All - INC All - Residential ENERGY STAR Clothes Washers | Appliances | Clothes Washer (Gas WH) | NR | Clothes Washer (Gas WH) | Residential | Multifamily-Low Rise | Firm | Sales | Residential | 5.5 | 0 | -0.36088 | 2.2992 | -5.826 | -4.6383 | -0.45964 | 49.5075 | 65.9664 | 82.3943 | 97.1362 | 108.8747 | 118.2057 | 125.6067 | 131.4602 | 136.0725 | 139.6887 | 142.5052 | 144.6791 | 146.3363 | 147.5773 | 209.0074 | 168.1677 | 98.6921 | 16.3289 | 12.5022 | 9.3502 | 6.8243 | 4.9133 | 3.4554 | 2.3464 | 1.511 | 2169.11
v5.10_MeasureAssessmentTemplate_Residential_All | Clothes Washer (Gas WH) - SEG All - INC All - Residential ENERGY STAR Clothes Washers | Appliances | Clothes Washer (Gas WH) | New | Clothes Washer (Gas WH) | Residential | Multifamily-Low Rise | Firm | Sales | Residential | 5.5 | 0 | -0.36088 | 2.2992 | -5.826 | -4.6383 | -0.45964 | 30.2583 | 16.6018 | 24.8844 | 29.8009 | 32.8054 | 34.5599 | 35.1611 | 35.2872 | 34.9533 | 34.2243 | 33.2113 | 31.9766 | 30.5689 | 29.0261 | 27.1493 | 25.2631 | 23.3691 | 21.468 | 19.6214 | 17.7018 | 15.7768 | 13.8469 | 11.9128 | 9.975 | 8.0345 | 627.4382
v5.10_MeasureAssessmentTemplate_Residential_All | Clothes Washer (Gas WH) - SEG All - INC All - Residential ENERGY STAR Clothes Washers | Appliances | Clothes Washer (Gas WH) | NR | Clothes Washer (Gas WH) | Residential | Multifamily-High Rise | Firm | Sales | Residential | 5.5 | 0 | -0.36088 | 2.2992 | -5.826 | -4.6383 | -0.45964 | 0 | 0 | 0 | 0 | 0 | 0 | 0 | 0 | 0 | 0 | 0 | 0 | 0 | 0 | 0 | 0 | 0 | 0 | 0 | 0 | 0 | 0 | 0 | 0 | 0 | 0
v5.10_MeasureAssessmentTemplate_Residential_All | Clothes Washer (Gas WH) - SEG All - INC All - Residential ENERGY STAR Clothes Washers | Appliances | Clothes Washer (Gas WH) | New | Clothes Washer (Gas WH) | Residential | Multifamily-High Rise | Firm | Sales | Residential | 5.5 | 0 | -0.36088 | 2.2992 | -5.826 | -4.6383 | -0.45964 | 0 | 0 | 0 | 0 | 0 | 0 | 0 | 0 | 0 | 0 | 0 | 0 | 0 | 0 | 0 | 0 | 0 | 0 | 0 | 0 | 0 | 0 | 0 | 0 | 0 | 0
v5.10_MeasureAssessmentTemplate_Residential_All | Clothes Washer (Gas WH) - SEG All - INC All - Residential ENERGY STAR Clothes Washers | Appliances | Clothes Washer (Gas WH) | NR | Clothes Washer (Gas WH) | Residential | Manufactured | Firm | Sales | Residential | 5.5 | 0 | -0.36088 | 2.2992 | -5.826 | -4.6383 | -0.45964 | 7.3013 | 9.7286 | 12.1514 | 14.3255 | 16.0566 | 17.4328 | 18.5243 | 19.3875 | 20.0677 | 20.601 | 21.0164 | 21.337 | 21.5814 | 21.7644 | 23.2987 | 22.2084 | 12.0505 | 0.41861 | 0.32051 | 0.2397 | 0.17495 | 0.12596 | 0.088584 | 0.060152 | 0.038736 | 300.3008
v5.10_MeasureAssessmentTemplate_Residential_All | Clothes Washer (Gas WH) - SEG All - INC All - Residential ENERGY STAR Clothes Washers | Appliances | Clothes Washer (Gas WH) | New | Clothes Washer (Gas WH) | Residential | Manufactured | Firm | Sales | Residential | 5.5 | 0 | -0.36088 | 2.2992 | -5.826 | -4.6383 | -0.45964 | 0.77571 | 0.42561 | 0.63794 | 0.76398 | 0.84101 | 0.88599 | 0.9014 | 0.90463 | 0.89607 | 0.87738 | 0.85141 | 0.81976 | 0.78367 | 0.74412 | 0.696 | 0.64765 | 0.5991 | 0.55036 | 0.50302 | 0.45381 | 0.40446 | 0.35498 | 0.3054 | 0.25572 | 0.20597 | 16.0852
v5.10_MeasureAssessmentTemplate_Residential_All | Clothes Washer (Gas WH) - SEG All - INC All - Residential ENERGY STAR Clothes Washers | Appliances | Clothes Washer (Gas WH) | NR | Clothes Washer (Gas WH) | Residential | Single Family LI | Firm | Sales | Residential | 5.5 | 0 | -0.36088 | 2.2992 | -5.826 | -4.6383 | -0.45964 | 1150.1472 | 1532.5164 | 1914.1654 | 2256.6466 | 2529.3516 | 2746.1282 | 2918.0666 | 3054.0535 | 3161.2041 | 3245.2151 | 3310.6473 | 3361.1516 | 3399.6503 | 3428.4824 | 3670.1737 | 3498.4253 | 1898.283 | 65.9426 | 50.4888 | 37.7599 | 27.5594 | 19.842 | 13.9544 | 9.4756 | 6.102 | 47305.4329
v5.10_MeasureAssessmentTemplate_Residential_All | Clothes Washer (Gas WH) - SEG All - INC All - Residential ENERGY STAR Clothes Washers | Appliances | Clothes Washer (Gas WH) | New | Clothes Washer (Gas WH) | Residential | Single Family LI | Firm | Sales | Residential | 5.5 | 0 | -0.36088 | 2.2992 | -5.826 | -4.6383 | -0.45964 | 122.1951 | 67.0445 | 100.493 | 120.3479 | 132.4813 | 139.5664 | 141.9945 | 142.5036 | 141.1552 | 138.2112 | 134.1201 | 129.134 | 123.4492 | 117.2187 | 109.6394 | 102.0224 | 94.3736 | 86.6962 | 79.2389 | 71.487 | 63.7131 | 55.9194 | 48.1084 | 40.2829 | 32.4463 | 2533.8423
v5.10_MeasureAssessmentTemplate_Residential_All | Clothes Washer (Gas WH) - SEG All - INC All - Residential ENERGY STAR Clothes Washers | Appliances | Clothes Washer (Gas WH) | NR | Clothes Washer (Gas WH) | Residential | Multifamily-Low Rise LI | Firm | Sales | Residential | 5.5 | 0 | -0.36088 | 2.2992 | -5.826 | -4.6383 | -0.45964 | 41.6688 | 55.5217 | 69.3485 | 81.7563 | 91.6362 | 99.4898 | 105.719 | 110.6457 | 114.5277 | 117.5713 | 119.9419 | 121.7716 | 123.1664 | 124.2109 | 175.9146 | 141.5412 | 83.0659 | 13.7435 | 10.5227 | 7.8698 | 5.7438 | 4.1354 | 2.9083 | 1.9749 | 1.2717 | 1825.6675
v5.10_MeasureAssessmentTemplate_Residential_All | Clothes Washer (Gas WH) - SEG All - INC All - Residential ENERGY STAR Clothes Washers | Appliances | Clothes Washer (Gas WH) | New | Clothes Washer (Gas WH) | Residential | Multifamily-Low Rise LI | Firm | Sales | Residential | 5.5 | 0 | -0.36088 | 2.2992 | -5.826 | -4.6383 | -0.45964 | 25.4674 | 13.9732 | 20.9444 | 25.0824 | 27.6112 | 29.0879 | 29.594 | 29.7001 | 29.419 | 28.8055 | 27.9528 | 26.9136 | 25.7288 | 24.4303 | 22.8506 | 21.2631 | 19.669 | 18.0689 | 16.5147 | 14.8991 | 13.2788 | 11.6545 | 10.0266 | 8.3956 | 6.7623 | 528.0938
v5.10_MeasureAssessmentTemplate_Residential_All | Clothes Washer (Gas WH) - SEG All - INC All - Residential ENERGY STAR Clothes Washers | Appliances | Clothes Washer (Gas WH) | NR | Clothes Washer (Gas WH) | Residential | Multifamily-High Rise LI | Firm | Sales | Residential | 5.5 | 0 | -0.36088 | 2.2992 | -5.826 | -4.6383 | -0.45964 | 0 | 0 | 0 | 0 | 0 | 0 | 0 | 0 | 0 | 0 | 0 | 0 | 0 | 0 | 0 | 0 | 0 | 0 | 0 | 0 | 0 | 0 | 0 | 0 | 0 | 0
v5.10_MeasureAssessmentTemplate_Residential_All | Clothes Washer (Gas WH) - SEG All - INC All - Residential ENERGY STAR Clothes Washers | Appliances | Clothes Washer (Gas WH) | New | Clothes Washer (Gas WH) | Residential | Multifamily-High Rise LI | Firm | Sales | Residential | 5.5 | 0 | -0.36088 | 2.2992 | -5.826 | -4.6383 | -0.45964 | 0 | 0 | 0 | 0 | 0 | 0 | 0 | 0 | 0 | 0 | 0 | 0 | 0 | 0 | 0 | 0 | 0 | 0 | 0 | 0 | 0 | 0 | 0 | 0 | 0 | 0
v5.10_MeasureAssessmentTemplate_Residential_All | Clothes Washer (Gas WH) - SEG All - INC All - Residential ENERGY STAR Clothes Washers | Appliances | Clothes Washer (Gas WH) | NR | Clothes Washer (Gas WH) | Residential | Manufactured LI | Firm | Sales | Residential | 5.5 | 0 | -0.36088 | 2.2992 | -5.826 | -4.6383 | -0.45964 | 9.1672 | 12.2148 | 15.2567 | 17.9864 | 20.16 | 21.8878 | 23.2582 | 24.3421 | 25.1961 | 25.8657 | 26.3873 | 26.7898 | 27.0967 | 27.3265 | 29.2528 | 27.8839 | 15.1301 | 0.52559 | 0.40242 | 0.30096 | 0.21966 | 0.15815 | 0.11122 | 0.075525 | 0.048635 | 377.0444
v5.10_MeasureAssessmentTemplate_Residential_All | Clothes Washer (Gas WH) - SEG All - INC All - Residential ENERGY STAR Clothes Washers | Appliances | Clothes Washer (Gas WH) | New | Clothes Washer (Gas WH) | Residential | Manufactured LI | Firm | Sales | Residential | 5.5 | 0 | -0.36088 | 2.2992 | -5.826 | -4.6383 | -0.45964 | 0.97395 | 0.53437 | 0.80097 | 0.95922 | 1.0559 | 1.1124 | 1.1318 | 1.1358 | 1.1251 | 1.1016 | 1.069 | 1.0293 | 0.98394 | 0.93428 | 0.87387 | 0.81316 | 0.7522 | 0.69101 | 0.63157 | 0.56978 | 0.50782 | 0.4457 | 0.38344 | 0.32107 | 0.25861 | 20.1958
v5.10_MeasureAssessmentTemplate_Residential_All | Demand Controlled Recirculation Pump - SEG Multifamily - INC All - Demand Controlled Recirculation Pump | Water Heat | Demand Controlled Recirculation Pump | Retrofit | Demand Controlled Recirculation Pump | Residential | Multifamily-Low Rise | Firm | Sales | Residential | 69.128 | 1 | 2.5985 | 2.7834 | -0.74748 | 0.77986 | -0.7993 | 0.60362 | 1.2058 | 2.1393 | 3.4766 | 5.2715 | 7.5408 | 10.2439 | 13.2602 | 16.3743 | 19.2757 | 21.586 | 22.918 | 22.9654 | 21.6009 | 18.9478 | 15.6314 | 11.9229 | 8.2324 | 0.59233 | 0 | 0 | 0 | 0 | 0 | 0 | 223.7888
v5.10_MeasureAssessmentTemplate_Residential_All | Demand Controlled Recirculation Pump - SEG Multifamily - INC All - Demand Controlled Recirculation Pump | Water Heat | Demand Controlled Recirculation Pump | Retrofit | Demand Controlled Recirculation Pump | Residential | Multifamily-High Rise | Firm | Sales | Residential | 69.128 | 1 | 2.5985 | 2.7834 | -0.74748 | 0.77986 | -0.7993 | 0.8008 | 1.5997 | 2.8381 | 4.6124 | 6.9935 | 10.0042 | 13.5902 | 17.5918 | 21.7232 | 25.5724 | 28.6374 | 30.4045 | 30.4675 | 28.6572 | 25.1374 | 20.7377 | 15.8178 | 10.9216 | 0.78582 | 0 | 0 | 0 | 0 | 0 | 0 | 296.8932
v5.10_MeasureAssessmentTemplate_Residential_All | Demand Controlled Recirculation Pump - SEG Multifamily - INC All - Demand Controlled Recirculation Pump | Water Heat | Demand Controlled Recirculation Pump | Retrofit | Demand Controlled Recirculation Pump | Residential | Multifamily-Low Rise LI | Firm | Sales | Residential | 69.128 | 1 | 2.5985 | 2.7834 | -0.74748 | 0.77986 | -0.7993 | 0.50804 | 1.0149 | 1.8006 | 2.9262 | 4.4368 | 6.3469 | 8.6219 | 11.1606 | 13.7817 | 16.2237 | 18.1682 | 19.2893 | 19.3292 | 18.1808 | 15.9477 | 13.1564 | 10.0351 | 6.9289 | 0.49854 | 0 | 0 | 0 | 0 | 0 | 0 | 188.3556
v5.10_MeasureAssessmentTemplate_Residential_All | Demand Controlled Recirculation Pump - SEG Multifamily - INC All - Demand Controlled Recirculation Pump | Water Heat | Demand Controlled Recirculation Pump | Retrofit | Demand Controlled Recirculation Pump | Residential | Multifamily-High Rise LI | Firm | Sales | Residential | 69.128 | 1 | 2.5985 | 2.7834 | -0.74748 | 0.77986 | -0.7993 | 0.64184 | 1.2822 | 2.2748 | 3.6968 | 5.6053 | 8.0184 | 10.8926 | 14.1 | 17.4113 | 20.4965 | 22.9531 | 24.3695 | 24.4199 | 22.969 | 20.1478 | 16.6214 | 12.6781 | 8.7538 | 0.62984 | 0 | 0 | 0 | 0 | 0 | 0 | 237.9621
v5.10_MeasureAssessmentTemplate_Residential_All | Gas Tank Water Heater - SEG All - INC All - ENERGY STAR Tank Water Heater | Water Heat | Gas Tank Water Heater | NR | Gas Tank Water Heater - ENERGY STAR | Residential | Single Family | Firm | Sales | Residential | 15.1 | 1 | 1.4245 | 2.3549 | -0.011801 | 1.2036 | -0.48734 | 290.4419 | 569.6306 | 1003.4467 | 1609.9296 | 2380.4621 | 3277.468 | 4240.8666 | 5200.9811 | 6093.1316 | 6869.1494 | 7502.9614 | 7990.011 | 8342.2966 | 8581.589 | 8733.0528 | 8820.5762 | 8864.1564 | 8888.1271 | 8899.132 | 5372.1096 | 0 | 0 | 0 | 0 | 0 | 113529.5195
v5.10_MeasureAssessmentTemplate_Residential_All | Gas Tank Water Heater - SEG All - INC All - ENERGY STAR Tank Water Heater | Water Heat | Gas Tank Water Heater | NR | Gas Tank Water Heater - ENERGY STAR | Residential | Multifamily-Low Rise | Firm | Sales | Residential | 15.1 | 1 | 1.4245 | 2.3549 | -0.011801 | 1.2036 | -0.48734 | 5.4714 | 10.7307 | 18.903 | 30.3279 | 44.8433 | 61.7411 | 79.8897 | 97.9763 | 114.7827 | 129.4014 | 141.3412 | 150.5162 | 157.1526 | 161.6604 | 164.5137 | 166.1624 | 166.9834 | 167.435 | 167.6423 | 101.2001 | 0 | 0 | 0 | 0 | 0 | 2138.6747
v5.10_MeasureAssessmentTemplate_Residential_All | Gas Tank Water Heater - SEG All - INC All - ENERGY STAR Tank Water Heater | Water Heat | Gas Tank Water Heater | NR | Gas Tank Water Heater - ENERGY STAR | Residential | Multifamily-High Rise | Firm | Sales | Residential | 15.1 | 1 | 1.4245 | 2.3549 | -0.011801 | 1.2036 | -0.48734 | 0 | 0 | 0 | 0 | 0 | 0 | 0 | 0 | 0 | 0 | 0 | 0 | 0 | 0 | 0 | 0 | 0 | 0 | 0 | 0 | 0 | 0 | 0 | 0 | 0 | 0
v5.10_MeasureAssessmentTemplate_Residential_All | Gas Tank Water Heater - SEG All - INC All - ENERGY STAR Tank Water Heater | Water Heat | Gas Tank Water Heater | NR | Gas Tank Water Heater - ENERGY STAR | Residential | Manufactured | Firm | Sales | Residential | 15.1 | 1 | 1.4245 | 2.3549 | -0.011801 | 1.2036 | -0.48734 | 0.63 | 1.2356 | 2.1766 | 3.4921 | 5.1634 | 7.1091 | 9.1988 | 11.2814 | 13.2166 | 14.8998 | 16.2746 | 17.3311 | 18.0952 | 18.6143 | 18.9428 | 19.1327 | 19.2272 | 19.2792 | 19.3031 | 11.6526 | 0 | 0 | 0 | 0 | 0 | 246.2564
v5.10_MeasureAssessmentTemplate_Residential_All | Gas Tank Water Heater - SEG All - INC All - ENERGY STAR Tank Water Heater | Water Heat | Gas Tank Water Heater | NR | Gas Tank Water Heater - ENERGY STAR | Residential | Single Family LI | Firm | Sales | Residential | 15.1 | 1 | 1.4245 | 2.3549 | -0.011801 | 1.2036 | -0.48734 | 100.7494 | 197.5952 | 348.0786 | 558.4573 | 825.742 | 1136.8981 | 1471.0848 | 1804.1322 | 2113.6042 | 2382.7916 | 2602.6502 | 2771.5995 | 2893.8014 | 2976.8079 | 3029.3481 | 3059.7085 | 3074.8257 | 3083.1408 | 3086.9582 | 1863.4938 | 0 | 0 | 0 | 0 | 0 | 39381.4676
v5.10_MeasureAssessmentTemplate_Residential_All | Gas Tank Water Heater - SEG All - INC All - ENERGY STAR Tank Water Heater | Water Heat | Gas Tank Water Heater | NR | Gas Tank Water Heater - ENERGY STAR | Residential | Multifamily-Low Rise LI | Firm | Sales | Residential | 15.1 | 1 | 1.4245 | 2.3549 | -0.011801 | 1.2036 | -0.48734 | 4.6051 | 9.0317 | 15.91 | 25.526 | 37.7431 | 51.9654 | 67.2405 | 82.4634 | 96.6088 | 108.9128 | 118.9621 | 126.6845 | 132.2701 | 136.0642 | 138.4657 | 139.8534 | 140.5444 | 140.9244 | 141.0989 | 85.1767 | 0 | 0 | 0 | 0 | 0 | 1800.0512
v5.10_MeasureAssessmentTemplate_Residential_All | Gas Tank Water Heater - SEG All - INC All - ENERGY STAR Tank Water Heater | Water Heat | Gas Tank Water Heater | NR | Gas Tank Water Heater - ENERGY STAR | Residential | Multifamily-High Rise LI | Firm | Sales | Residential | 15.1 | 1 | 1.4245 | 2.3549 | -0.011801 | 1.2036 | -0.48734 | 0 | 0 | 0 | 0 | 0 | 0 | 0 | 0 | 0 | 0 | 0 | 0 | 0 | 0 | 0 | 0 | 0 | 0 | 0 | 0 | 0 | 0 | 0 | 0 | 0 | 0
v5.10_MeasureAssessmentTemplate_Residential_All | Gas Tank Water Heater - SEG All - INC All - ENERGY STAR Tank Water Heater | Water Heat | Gas Tank Water Heater | NR | Gas Tank Water Heater - ENERGY STAR | Residential | Manufactured LI | Firm | Sales | Residential | 15.1 | 1 | 1.4245 | 2.3549 | -0.011801 | 1.2036 | -0.48734 | 0.791 | 1.5513 | 2.7328 | 4.3845 | 6.483 | 8.9259 | 11.5497 | 14.1645 | 16.5942 | 18.7076 | 20.4337 | 21.7602 | 22.7196 | 23.3713 | 23.7838 | 24.0221 | 24.1408 | 24.2061 | 24.2361 | 14.6305 | 0 | 0 | 0 | 0 | 0 | 309.1885
v5.10_MeasureAssessmentTemplate_Residential_All | Gas Tank Water Heater - SEG All - INC All - Absorption Heat Pump Tank Water Heater | Water Heat | Gas Tank Water Heater | NR | Gas Tank Water Heater - HP | Residential | Single Family | Firm | Sales | Residential | 55.2453 | 1 | 1.5281 | 2.3676 | -0.08737 | 1.128 | -0.48734 | 0 | 0 | 151.2576 | 284.3553 | 486.074 | 774.479 | 1166.0195 | 1672.4746 | 2297.3067 | 3032.037 | 3853.6546 | 4724.3269 | 5594.5333 | 6409.9695 | 7121.1935 | 8070.5246 | 8511.9613 | 8810.1701 | 8944.0853 | 9030.5304 | 9003.8376 | 8936.9685 | 8866.9656 | 6666.4196 | 148.6084 | 114557.7528
v5.10_MeasureAssessmentTemplate_Residential_All | Gas Tank Water Heater - SEG All - INC All - Absorption Heat Pump Tank Water Heater | Water Heat | Gas Tank Water Heater | New | Gas Tank Water Heater - HP | Residential | Single Family | Firm | Sales | Residential | 55.2453 | 1 | 1.5281 | 2.3676 | -0.08737 | 1.128 | -0.48734 | 0 | 0 | 7.3738 | 14.0816 | 23.6408 | 36.5498 | 52.6863 | 72.4643 | 95.253 | 119.9084 | 144.967 | 168.5419 | 188.6398 | 203.5009 | 211.9401 | 213.5804 | 208.8841 | 199.5082 | 185.5672 | 170.1465 | 152.2528 | 133.6284 | 114.9628 | 96.2627 | 77.5358 | 2891.8766
v5.10_MeasureAssessmentTemplate_Residential_All | Gas Tank Water Heater - SEG All - INC All - Absorption Heat Pump Tank Water Heater | Water Heat | Gas Tank Water Heater | NR | Gas Tank Water Heater - HP | Residential | Multifamily-Low Rise | Firm | Sales | Residential | 55.2453 | 1 | 1.5281 | 2.3676 | -0.08737 | 1.128 | -0.48734 | 0 | 0 | 2.8494 | 5.3567 | 9.1567 | 14.5897 | 21.9655 | 31.5062 | 43.2768 | 57.1177 | 72.5953 | 88.9971 | 105.3901 | 120.7513 | 134.1494 | 185.7913 | 196.0272 | 201.5153 | 202.4626 | 201.5505 | 197.8609 | 193.0128 | 187.8985 | 142.6039 | 16.1047 | 2432.5296
v5.10_MeasureAssessmentTemplate_Residential_All | Gas Tank Water Heater - SEG All - INC All - Absorption Heat Pump Tank Water Heater | Water Heat | Gas Tank Water Heater | New | Gas Tank Water Heater - HP | Residential | Multifamily-Low Rise | Firm | Sales | Residential | 55.2453 | 1 | 1.5281 | 2.3676 | -0.08737 | 1.128 | -0.48734 | 0 | 0 | 0.79909 | 1.526 | 2.562 | 3.9609 | 5.7096 | 7.853 | 10.3226 | 12.9945 | 15.7101 | 18.2649 | 20.4429 | 22.0534 | 22.968 | 23.1457 | 22.6368 | 21.6207 | 20.1099 | 18.4388 | 16.4997 | 14.4813 | 12.4585 | 10.432 | 8.4026 | 313.3931
v5.10_MeasureAssessmentTemplate_Residential_All | Gas Tank Water Heater - SEG All - INC All - Absorption Heat Pump Tank Water Heater | Water Heat | Gas Tank Water Heater | NR | Gas Tank Water Heater - HP | Residential | Multifamily-High Rise | Firm | Sales | Residential | 55.2453 | 1 | 1.5281 | 2.3676 | -0.08737 | 1.128 | -0.48734 | 0 | 0 | 0 | 0 | 0 | 0 | 0 | 0 | 0 | 0 | 0 | 0 | 0 | 0 | 0 | 0 | 0 | 0 | 0 | 0 | 0 | 0 | 0 | 0 | 0 | 0
v5.10_MeasureAssessmentTemplate_Residential_All | Gas Tank Water Heater - SEG All - INC All - Absorption Heat Pump Tank Water Heater | Water Heat | Gas Tank Water Heater | New | Gas Tank Water Heater - HP | Residential | Multifamily-High Rise | Firm | Sales | Residential | 55.2453 | 1 | 1.5281 | 2.3676 | -0.08737 | 1.128 | -0.48734 | 0 | 0 | 0 | 0 | 0 | 0 | 0 | 0 | 0 | 0 | 0 | 0 | 0 | 0 | 0 | 0 | 0 | 0 | 0 | 0 | 0 | 0 | 0 | 0 | 0 | 0
v5.10_MeasureAssessmentTemplate_Residential_All | Gas Tank Water Heater - SEG All - INC All - Absorption Heat Pump Tank Water Heater | Water Heat | Gas Tank Water Heater | NR | Gas Tank Water Heater - HP | Residential | Manufactured | Firm | Sales | Residential | 55.2453 | 1 | 1.5281 | 2.3676 | -0.08737 | 1.128 | -0.48734 | 0 | 0 | 0.32809 | 0.61679 | 1.0543 | 1.6799 | 2.5292 | 3.6278 | 4.9831 | 6.5768 | 8.3589 | 10.2475 | 12.1351 | 13.9038 | 15.4465 | 17.5057 | 18.4633 | 19.1101 | 19.4006 | 19.5881 | 19.5302 | 19.3851 | 19.2333 | 14.4601 | 0.32235 | 248.4867
v5.10_MeasureAssessmentTemplate_Residential_All | Gas Tank Water Heater - SEG All - INC All - Absorption Heat Pump Tank Water Heater | Water Heat | Gas Tank Water Heater | New | Gas Tank Water Heater - HP | Residential | Manufactured | Firm | Sales | Residential | 55.2453 | 1 | 1.5281 | 2.3676 | -0.08737 | 1.128 | -0.48734 | 0 | 0 | 0.015994 | 0.030544 | 0.051279 | 0.07928 | 0.11428 | 0.15718 | 0.20661 | 0.26009 | 0.31445 | 0.36558 | 0.40918 | 0.44141 | 0.45972 | 0.46328 | 0.45309 | 0.43275 | 0.40251 | 0.36906 | 0.33025 | 0.28985 | 0.24937 | 0.2088 | 0.16818 | 6.2728
v5.10_MeasureAssessmentTemplate_Residential_All | Gas Tank Water Heater - SEG All - INC All - Absorption Heat Pump Tank Water Heater | Water Heat | Gas Tank Water Heater | NR | Gas Tank Water Heater - HP | Residential | Single Family LI | Firm | Sales | Residential | 55.2453 | 1 | 1.5281 | 2.3676 | -0.08737 | 1.128 | -0.48734 | 0 | 0 | 52.4687 | 98.6381 | 168.6108 | 268.6536 | 404.4724 | 580.1531 | 796.8968 | 1051.7623 | 1336.7675 | 1638.789 | 1940.6489 | 2223.5099 | 2470.2214 | 2799.5283 | 2952.6552 | 3056.0988 | 3102.5517 | 3132.538 | 3123.2788 | 3100.083 | 3075.8002 | 2312.4681 | 51.5497 | 39738.1443
v5.10_MeasureAssessmentTemplate_Residential_All | Gas Tank Water Heater - SEG All - INC All - Absorption Heat Pump Tank Water Heater | Water Heat | Gas Tank Water Heater | New | Gas Tank Water Heater - HP | Residential | Single Family LI | Firm | Sales | Residential | 55.2453 | 1 | 1.5281 | 2.3676 | -0.08737 | 1.128 | -0.48734 | 0 | 0 | 2.5578 | 4.8847 | 8.2006 | 12.6785 | 18.276 | 25.1366 | 33.0417 | 41.5942 | 50.2866 | 58.4643 | 65.4359 | 70.591 | 73.5184 | 74.0874 | 72.4584 | 69.206 | 64.3701 | 59.0209 | 52.8139 | 46.3534 | 39.8787 | 33.3919 | 26.8959 | 1003.143
v5.10_MeasureAssessmentTemplate_Residential_All | Gas Tank Water Heater - SEG All - INC All - Absorption Heat Pump Tank Water Heater | Water Heat | Gas Tank Water Heater | NR | Gas Tank Water Heater - HP | Residential | Multifamily-Low Rise LI | Firm | Sales | Residential | 55.2453 | 1 | 1.5281 | 2.3676 | -0.08737 | 1.128 | -0.48734 | 0 | 0 | 2.3982 | 4.5086 | 7.7069 | 12.2796 | 18.4877 | 26.5177 | 36.4246 | 48.074 | 61.1011 | 74.9059 | 88.7033 | 101.6324 | 112.9091 | 156.3743 | 164.9895 | 169.6087 | 170.4061 | 169.6384 | 166.533 | 162.4524 | 158.1479 | 120.0249 | 13.5548 | 2047.3791
v5.10_MeasureAssessmentTemplate_Residential_All | Gas Tank Water Heater - SEG All - INC All - Absorption Heat Pump Tank Water Heater | Water Heat | Gas Tank Water Heater | New | Gas Tank Water Heater - HP | Residential | Multifamily-Low Rise LI | Firm | Sales | Residential | 55.2453 | 1 | 1.5281 | 2.3676 | -0.08737 | 1.128 | -0.48734 | 0 | 0 | 0.67257 | 1.2844 | 2.1563 | 3.3338 | 4.8056 | 6.6096 | 8.6882 | 10.937 | 13.2227 | 15.373 | 17.2061 | 18.5616 | 19.3314 | 19.481 | 19.0526 | 18.1974 | 16.9259 | 15.5193 | 13.8872 | 12.1885 | 10.4859 | 8.7803 | 7.0722 | 263.7725
v5.10_MeasureAssessmentTemplate_Residential_All | Gas Tank Water Heater - SEG All - INC All - Absorption Heat Pump Tank Water Heater | Water Heat | Gas Tank Water Heater | NR | Gas Tank Water Heater - HP | Residential | Multifamily-High Rise LI | Firm | Sales | Residential | 55.2453 | 1 | 1.5281 | 2.3676 | -0.08737 | 1.128 | -0.48734 | 0 | 0 | 0 | 0 | 0 | 0 | 0 | 0 | 0 | 0 | 0 | 0 | 0 | 0 | 0 | 0 | 0 | 0 | 0 | 0 | 0 | 0 | 0 | 0 | 0 | 0
v5.10_MeasureAssessmentTemplate_Residential_All | Gas Tank Water Heater - SEG All - INC All - Absorption Heat Pump Tank Water Heater | Water Heat | Gas Tank Water Heater | New | Gas Tank Water Heater - HP | Residential | Multifamily-High Rise LI | Firm | Sales | Residential | 55.2453 | 1 | 1.5281 | 2.3676 | -0.08737 | 1.128 | -0.48734 | 0 | 0 | 0 | 0 | 0 | 0 | 0 | 0 | 0 | 0 | 0 | 0 | 0 | 0 | 0 | 0 | 0 | 0 | 0 | 0 | 0 | 0 | 0 | 0 | 0 | 0
v5.10_MeasureAssessmentTemplate_Residential_All | Gas Tank Water Heater - SEG All - INC All - Absorption Heat Pump Tank Water Heater | Water Heat | Gas Tank Water Heater | NR | Gas Tank Water Heater - HP | Residential | Manufactured LI | Firm | Sales | Residential | 55.2453 | 1 | 1.5281 | 2.3676 | -0.08737 | 1.128 | -0.48734 | 0 | 0 | 0.41194 | 0.77442 | 1.3238 | 2.1092 | 3.1756 | 4.5549 | 6.2565 | 8.2575 | 10.4951 | 12.8663 | 15.2363 | 17.457 | 19.394 | 21.9794 | 23.1816 | 23.9938 | 24.3585 | 24.5939 | 24.5212 | 24.3391 | 24.1485 | 18.1555 | 0.40472 | 311.9888
v5.10_MeasureAssessmentTemplate_Residential_All | Gas Tank Water Heater - SEG All - INC All - Absorption Heat Pump Tank Water Heater | Water Heat | Gas Tank Water Heater | New | Gas Tank Water Heater - HP | Residential | Manufactured LI | Firm | Sales | Residential | 55.2453 | 1 | 1.5281 | 2.3676 | -0.08737 | 1.128 | -0.48734 | 0 | 0 | 0.020082 | 0.03835 | 0.064384 | 0.09954 | 0.14349 | 0.19735 | 0.25941 | 0.32656 | 0.39481 | 0.45901 | 0.51375 | 0.55422 | 0.5772 | 0.58167 | 0.56888 | 0.54334 | 0.50538 | 0.46338 | 0.41465 | 0.36393 | 0.31309 | 0.26216 | 0.21116 | 7.8758
v5.10_MeasureAssessmentTemplate_Residential_All | Gas Tankless Water Heater - SEG All - INC All - 0.81+ UEF Tankless Water Heater | Water Heat | Gas Tankless Water Heater | NR | Gas Tankless Water Heater | Residential | Single Family | Firm | Sales | Residential | 60.69 | 1 | 1.1096 | 2.3549 | 0.32978 | 1.5452 | -0.48734 | 1332.2105 | 2505.1173 | 4283.4499 | 6826.9164 | 10281.1623 | 14750.763 | 20266.9838 | 26755.7388 | 34014.5601 | 41709.8943 | 49404.6412 | 56619.028 | 62915.8108 | 67987.3488 | 71714.8502 | 74379.8744 | 75735.818 | 76767.6351 | 76862.6851 | 76641.8439 | 76413.5573 | 76177.9497 | 75935.126 | 75685.1682 | 75428.1321 | 1231396.2655
v5.10_MeasureAssessmentTemplate_Residential_All | Gas Tankless Water Heater - SEG All - INC All - 0.81+ UEF Tankless Water Heater | Water Heat | Gas Tankless Water Heater | NR | Gas Tankless Water Heater | Residential | Multifamily-Low Rise | Firm | Sales | Residential | 60.69 | 1 | 1.1096 | 2.3549 | 0.32978 | 1.5452 | -0.48734 | 25.1267 | 47.2488 | 80.7897 | 128.7617 | 193.9119 | 278.2126 | 382.2534 | 504.6371 | 641.545 | 786.6859 | 931.8157 | 1067.8855 | 1186.6484 | 1282.3022 | 1352.6062 | 1402.8709 | 1428.4452 | 1447.9062 | 1449.6989 | 1445.5337 | 1441.228 | 1436.7842 | 1432.2043 | 1427.4899 | 1422.642 | 23225.2341
v5.10_MeasureAssessmentTemplate_Residential_All | Gas Tankless Water Heater - SEG All - INC All - 0.81+ UEF Tankless Water Heater | Water Heat | Gas Tankless Water Heater | NR | Gas Tankless Water Heater | Residential | Multifamily-High Rise | Firm | Sales | Residential | 60.69 | 1 | 1.1096 | 2.3549 | 0.32978 | 1.5452 | -0.48734 | 0 | 0 | 0 | 0 | 0 | 0 | 0 | 0 | 0 | 0 | 0 | 0 | 0 | 0 | 0 | 0 | 0 | 0 | 0 | 0 | 0 | 0 | 0 | 0 | 0 | 0
v5.10_MeasureAssessmentTemplate_Residential_All | Gas Tankless Water Heater - SEG All - INC All - 0.81+ UEF Tankless Water Heater | Water Heat | Gas Tankless Water Heater | NR | Gas Tankless Water Heater | Residential | Manufactured | Firm | Sales | Residential | 60.69 | 1 | 1.1096 | 2.3549 | 0.32978 | 1.5452 | -0.48734 | 2.8894 | 5.4334 | 9.2904 | 14.807 | 22.2989 | 31.9931 | 43.9573 | 58.0308 | 73.7745 | 90.465 | 107.1543 | 122.8016 | 136.4588 | 147.4585 | 155.5431 | 161.3233 | 164.2642 | 166.5022 | 166.7083 | 166.2293 | 165.7342 | 165.2232 | 164.6965 | 164.1544 | 163.5969 | 2670.7886
v5.10_MeasureAssessmentTemplate_Residential_All | Gas Tankless Water Heater - SEG All - INC All - 0.81+ UEF Tankless Water Heater | Water Heat | Gas Tankless Water Heater | NR | Gas Tankless Water Heater | Residential | Single Family LI | Firm | Sales | Residential | 60.69 | 1 | 1.1096 | 2.3549 | 0.32978 | 1.5452 | -0.48734 | 462.1213 | 868.9828 | 1485.8562 | 2368.1417 | 3566.3611 | 5116.7899 | 7030.2734 | 9281.1127 | 11799.0748 | 14468.456 | 17137.6333 | 19640.1819 | 21824.4292 | 23583.6599 | 24876.667 | 25801.1188 | 26271.4726 | 26629.3925 | 26662.3637 | 26585.7577 | 26506.5689 | 26424.8406 | 26340.6092 | 26253.9031 | 26164.7416 | 427150.5099
v5.10_MeasureAssessmentTemplate_Residential_All | Gas Tankless Water Heater - SEG All - INC All - 0.81+ UEF Tankless Water Heater | Water Heat | Gas Tankless Water Heater | NR | Gas Tankless Water Heater | Residential | Multifamily-Low Rise LI | Firm | Sales | Residential | 60.69 | 1 | 1.1096 | 2.3549 | 0.32978 | 1.5452 | -0.48734 | 21.1483 | 39.7677 | 67.998 | 108.3745 | 163.2092 | 234.1622 | 321.73 | 424.7363 | 539.967 | 662.1273 | 784.2782 | 898.8036 | 998.7624 | 1079.271 | 1138.4435 | 1180.7497 | 1202.2747 | 1218.6544 | 1220.1633 | 1216.6575 | 1213.0336 | 1209.2934 | 1205.4387 | 1201.4707 | 1197.3903 | 19547.9054
v5.10_MeasureAssessmentTemplate_Residential_All | Gas Tankless Water Heater - SEG All - INC All - 0.81+ UEF Tankless Water Heater | Water Heat | Gas Tankless Water Heater | NR | Gas Tankless Water Heater | Residential | Multifamily-High Rise LI | Firm | Sales | Residential | 60.69 | 1 | 1.1096 | 2.3549 | 0.32978 | 1.5452 | -0.48734 | 0 | 0 | 0 | 0 | 0 | 0 | 0 | 0 | 0 | 0 | 0 | 0 | 0 | 0 | 0 | 0 | 0 | 0 | 0 | 0 | 0 | 0 | 0 | 0 | 0 | 0
v5.10_MeasureAssessmentTemplate_Residential_All | Gas Tankless Water Heater - SEG All - INC All - 0.81+ UEF Tankless Water Heater | Water Heat | Gas Tankless Water Heater | NR | Gas Tankless Water Heater | Residential | Manufactured LI | Firm | Sales | Residential | 60.69 | 1 | 1.1096 | 2.3549 | 0.32978 | 1.5452 | -0.48734 | 3.6279 | 6.8219 | 11.6646 | 18.591 | 27.9975 | 40.1691 | 55.1908 | 72.8609 | 92.628 | 113.5839 | 134.5381 | 154.1843 | 171.3316 | 185.1423 | 195.293 | 202.5504 | 206.2429 | 209.0527 | 209.3115 | 208.7101 | 208.0885 | 207.4469 | 206.7856 | 206.1049 | 205.405 | 3353.3235
v5.10_MeasureAssessmentTemplate_Residential_All | Gas Tank Water Heater - SEG Multifamily - INC All - Multifamily Commercial Size Condensing 94% TE Tank Water Heater | Water Heat | Gas Tank Water Heater | NR | Gas Tank Water Heater - MF | Residential | Multifamily-Low Rise | Firm | Sales | Residential | 1.11 | 1 | 2.769 | 2.3549 | -0.5962 | 0.61917 | -0.48734 | 11.0303 | 21.6332 | 38.1085 | 61.1412 | 90.4042 | 124.4703 | 161.0579 | 197.5207 | 231.4024 | 260.8737 | 284.9444 | 303.4413 | 316.8203 | 325.9081 | 331.6603 | 334.9842 | 336.6393 | 337.5496 | 337.9676 | 336.9965 | 335.9927 | 194.3501 | 0 | 0 | 0 | 4974.897
v5.10_MeasureAssessmentTemplate_Residential_All | Gas Tank Water Heater - SEG Multifamily - INC All - Multifamily Commercial Size Condensing 94% TE Tank Water Heater | Water Heat | Gas Tank Water Heater | NR | Gas Tank Water Heater - MF | Residential | Multifamily-High Rise | Firm | Sales | Residential | 1.11 | 1 | 2.769 | 2.3549 | -0.5962 | 0.61917 | -0.48734 | 5.5783 | 10.9405 | 19.2725 | 30.9208 | 45.7198 | 62.948 | 81.4513 | 99.8915 | 117.0264 | 131.9309 | 144.104 | 153.4584 | 160.2245 | 164.8205 | 167.7295 | 169.4105 | 170.2475 | 170.7079 | 170.9193 | 170.4282 | 169.9206 | 98.2881 | 0 | 0 | 0 | 2515.9391
v5.10_MeasureAssessmentTemplate_Residential_All | Gas Tank Water Heater - SEG Multifamily - INC All - Multifamily Commercial Size Condensing 94% TE Tank Water Heater | Water Heat | Gas Tank Water Heater | NR | Gas Tank Water Heater - MF | Residential | Multifamily-Low Rise LI | Firm | Sales | Residential | 1.11 | 1 | 2.769 | 2.3549 | -0.5962 | 0.61917 | -0.48734 | 9.2838 | 18.2079 | 32.0746 | 51.4605 | 76.0902 | 104.7625 | 135.5571 | 166.2466 | 194.7637 | 219.5687 | 239.8282 | 255.3965 | 266.6571 | 274.3059 | 279.1474 | 281.945 | 283.3381 | 284.1043 | 284.456 | 283.6387 | 282.7939 | 163.578 | 0 | 0 | 0 | 4187.205
v5.10_MeasureAssessmentTemplate_Residential_All | Gas Tank Water Heater - SEG Multifamily - INC All - Multifamily Commercial Size Condensing 94% TE Tank Water Heater | Water Heat | Gas Tank Water Heater | NR | Gas Tank Water Heater - MF | Residential | Multifamily-High Rise LI | Firm | Sales | Residential | 1.11 | 1 | 2.769 | 2.3549 | -0.5962 | 0.61917 | -0.48734 | 11.7289 | 23.0033 | 40.522 | 65.0135 | 96.1298 | 132.3535 | 171.2582 | 210.0304 | 246.0579 | 277.3957 | 302.9909 | 322.6593 | 336.8856 | 346.5489 | 352.6654 | 356.1999 | 357.9598 | 358.9278 | 359.3722 | 358.3396 | 357.2723 | 206.6589 | 0 | 0 | 0 | 5289.9738
v5.10_MeasureAssessmentTemplate_Residential_All | Pipe Insulation - SEG Multifamily - INC All - Indoor 2.0" Pipe Insulation | Water Heat | Pipe Insulation | Retrofit | Pipe Insulation | Residential | Multifamily-Low Rise | Firm | Sales | Residential | 4.87 | 1 | 2.1916 | 2.3549 | -0.43309 | 0.78228 | -0.48734 | 37.9495 | 75.8084 | 134.4973 | 218.578 | 331.4194 | 474.0937 | 644.0343 | 833.6714 | 1029.4545 | 1211.87 | 1357.1166 | 1440.8621 | 1443.8446 | 1358.0553 | 1191.2556 | 982.7518 | 749.5995 | 517.5735 | 37.2399 | 0 | 0 | 0 | 0 | 0 | 0 | 14069.6755
v5.10_MeasureAssessmentTemplate_Residential_All | Pipe Insulation - SEG Multifamily - INC All - Indoor 2.0" Pipe Insulation | Water Heat | Pipe Insulation | Retrofit | Pipe Insulation | Residential | Multifamily-High Rise | Firm | Sales | Residential | 4.87 | 1 | 2.1916 | 2.3549 | -0.43309 | 0.78228 | -0.48734 | 0 | 0 | 0 | 0 | 0 | 0 | 0 | 0 | 0 | 0 | 0 | 0 | 0 | 0 | 0 | 0 | 0 | 0 | 0 | 0 | 0 | 0 | 0 | 0 | 0 | 0
v5.10_MeasureAssessmentTemplate_Residential_All | Pipe Insulation - SEG Multifamily - INC All - Indoor 2.0" Pipe Insulation | Water Heat | Pipe Insulation | Retrofit | Pipe Insulation | Residential | Multifamily-Low Rise LI | Firm | Sales | Residential | 4.87 | 1 | 2.1916 | 2.3549 | -0.43309 | 0.78228 | -0.48734 | 31.9408 | 63.8054 | 113.2019 | 183.9698 | 278.9447 | 399.0289 | 542.0622 | 701.6734 | 866.4575 | 1019.9906 | 1142.2398 | 1212.7256 | 1215.2359 | 1143.0299 | 1002.6401 | 827.1494 | 630.913 | 435.6244 | 31.3436 | 0 | 0 | 0 | 0 | 0 | 0 | 11841.9769
v5.10_MeasureAssessmentTemplate_Residential_All | Pipe Insulation - SEG Multifamily - INC All - Indoor 2.0" Pipe Insulation | Water Heat | Pipe Insulation | Retrofit | Pipe Insulation | Residential | Multifamily-High Rise LI | Firm | Sales | Residential | 4.87 | 1 | 2.1916 | 2.3549 | -0.43309 | 0.78228 | -0.48734 | 0 | 0 | 0 | 0 | 0 | 0 | 0 | 0 | 0 | 0 | 0 | 0 | 0 | 0 | 0 | 0 | 0 | 0 | 0 | 0 | 0 | 0 | 0 | 0 | 0 | 0
v5.10_MeasureAssessmentTemplate_Residential_All | Thermostatic Shower Valve - SEG All - INC All - Thermostatic Shower Valve | Water Heat | Thermostatic Shower Valve | Retrofit | Thermostatic Shower Valve | Residential | Single Family | Firm | Sales | Residential | 1.9428 | 1 | 1.4573 | 2.3542 | -0.77752 | 0.65174 | -0.48734 | 349.1108 | 702.6578 | 1250.4836 | 2039.6604 | 3103.9453 | 4455.7253 | 6072.7475 | 7884.3862 | 9762.1259 | 11518.9995 | 12925.4829 | 13745.8267 | 13792.4287 | 12985.9794 | 11399.417 | 9409.0993 | 7179.433 | 4958.4063 | 468.708 | 82.3216 | 0 | 0 | 0 | 0 | 0 | 134086.9452
v5.10_MeasureAssessmentTemplate_Residential_All | Thermostatic Shower Valve - SEG All - INC All - Thermostatic Shower Valve | Water Heat | Thermostatic Shower Valve | New | Thermostatic Shower Valve | Residential | Single Family | Firm | Sales | Residential | 1.9428 | 1 | 1.4573 | 2.3542 | -0.77752 | 0.65174 | -0.48734 | 5.1656 | 3.2694 | 8.5602 | 16.3474 | 27.4448 | 42.4309 | 61.1639 | 84.1243 | 110.5799 | 139.2026 | 168.2933 | 195.6615 | 218.9933 | 236.2457 | 246.0429 | 247.9471 | 242.4952 | 231.6106 | 215.4263 | 197.5244 | 176.7514 | 155.1303 | 133.4612 | 111.752 | 90.0119 | 3365.6363
v5.10_MeasureAssessmentTemplate_Residential_All | Thermostatic Shower Valve - SEG All - INC All - Thermostatic Shower Valve | Water Heat | Thermostatic Shower Valve | Retrofit | Thermostatic Shower Valve | Residential | Multifamily-Low Rise | Firm | Sales | Residential | 1.9428 | 1 | 1.4573 | 2.3542 | -0.77752 | 0.65174 | -0.48734 | 5.3463 | 11.1441 | 20.1105 | 33.3379 | 51.5447 | 75.1042 | 103.7744 | 136.4019 | 170.7376 | 203.3757 | 230.0321 | 246.2297 | 248.3382 | 234.7332 | 206.6434 | 170.9071 | 130.5884 | 90.2768 | 16.3577 | 7.2524 | 0 | 0 | 0 | 0 | 0 | 2392.2363
v5.10_MeasureAssessmentTemplate_Residential_All | Thermostatic Shower Valve - SEG All - INC All - Thermostatic Shower Valve | Water Heat | Thermostatic Shower Valve | New | Thermostatic Shower Valve | Residential | Multifamily-Low Rise | Firm | Sales | Residential | 1.9428 | 1 | 1.4573 | 2.3542 | -0.77752 | 0.65174 | -0.48734 | 0.45508 | 0.28803 | 0.75414 | 1.4402 | 2.4178 | 3.7381 | 5.3884 | 7.4112 | 9.7419 | 12.2635 | 14.8263 | 17.2374 | 19.2929 | 20.8127 | 21.6759 | 21.8436 | 21.3633 | 20.4044 | 18.9786 | 17.4015 | 15.5714 | 13.6666 | 11.7577 | 9.8451 | 7.9299 | 296.5055
v5.10_MeasureAssessmentTemplate_Residential_All | Thermostatic Shower Valve - SEG All - INC All - Thermostatic Shower Valve | Water Heat | Thermostatic Shower Valve | Retrofit | Thermostatic Shower Valve | Residential | Multifamily-High Rise | Firm | Sales | Residential | 1.9428 | 1 | 1.4573 | 2.3542 | -0.77752 | 0.65174 | -0.48734 | 0 | 0 | 0 | 0 | 0 | 0 | 0 | 0 | 0 | 0 | 0 | 0 | 0 | 0 | 0 | 0 | 0 | 0 | 0 | 0 | 0 | 0 | 0 | 0 | 0 | 0
v5.10_MeasureAssessmentTemplate_Residential_All | Thermostatic Shower Valve - SEG All - INC All - Thermostatic Shower Valve | Water Heat | Thermostatic Shower Valve | New | Thermostatic Shower Valve | Residential | Multifamily-High Rise | Firm | Sales | Residential | 1.9428 | 1 | 1.4573 | 2.3542 | -0.77752 | 0.65174 | -0.48734 | 0 | 0 | 0 | 0 | 0 | 0 | 0 | 0 | 0 | 0 | 0 | 0 | 0 | 0 | 0 | 0 | 0 | 0 | 0 | 0 | 0 | 0 | 0 | 0 | 0 | 0
v5.10_MeasureAssessmentTemplate_Residential_All | Thermostatic Shower Valve - SEG All - INC All - Thermostatic Shower Valve | Water Heat | Thermostatic Shower Valve | Retrofit | Thermostatic Shower Valve | Residential | Manufactured | Firm | Sales | Residential | 1.9428 | 1 | 1.4573 | 2.3542 | -0.77752 | 0.65174 | -0.48734 | 0.38903 | 0.783 | 1.3935 | 2.2729 | 3.4588 | 4.9652 | 6.7671 | 8.7858 | 10.8783 | 12.836 | 14.4033 | 15.3174 | 15.3694 | 14.4707 | 12.7028 | 10.4849 | 8.0003 | 5.5253 | 0.5223 | 0.091734 | 0 | 0 | 0 | 0 | 0 | 149.4176
v5.10_MeasureAssessmentTemplate_Residential_All | Thermostatic Shower Valve - SEG All - INC All - Thermostatic Shower Valve | Water Heat | Thermostatic Shower Valve | New | Thermostatic Shower Valve | Residential | Manufactured | Firm | Sales | Residential | 1.9428 | 1 | 1.4573 | 2.3542 | -0.77752 | 0.65174 | -0.48734 | 0.0057562 | 0.0036432 | 0.009539 | 0.018216 | 0.030583 | 0.047282 | 0.068157 | 0.093743 | 0.12322 | 0.15512 | 0.18753 | 0.21803 | 0.24403 | 0.26326 | 0.27417 | 0.2763 | 0.27022 | 0.25809 | 0.24006 | 0.22011 | 0.19696 | 0.17287 | 0.14872 | 0.12453 | 0.1003 | 3.7504
v5.10_MeasureAssessmentTemplate_Residential_All | Thermostatic Shower Valve - SEG All - INC All - Thermostatic Shower Valve | Water Heat | Thermostatic Shower Valve | Retrofit | Thermostatic Shower Valve | Residential | Single Family LI | Firm | Sales | Residential | 1.9428 | 1 | 1.4573 | 2.3542 | -0.77752 | 0.65174 | -0.48734 | 115.0456 | 231.5531 | 412.083 | 672.1475 | 1022.8708 | 1468.3349 | 2001.2066 | 2598.212 | 3217.0003 | 3795.9586 | 4259.4496 | 4529.7848 | 4545.1419 | 4279.3855 | 3756.5515 | 3100.6643 | 2365.9025 | 1633.9878 | 154.4575 | 27.1282 | 0 | 0 | 0 | 0 | 0 | 44186.8659
v5.10_MeasureAssessmentTemplate_Residential_All | Thermostatic Shower Valve - SEG All - INC All - Thermostatic Shower Valve | Water Heat | Thermostatic Shower Valve | New | Thermostatic Shower Valve | Residential | Single Family LI | Firm | Sales | Residential | 1.9428 | 1 | 1.4573 | 2.3542 | -0.77752 | 0.65174 | -0.48734 | 1.7023 | 1.0774 | 2.8209 | 5.3871 | 9.0441 | 13.9826 | 20.1559 | 27.7222 | 36.4404 | 45.8727 | 55.4592 | 64.4781 | 72.1668 | 77.8521 | 81.0807 | 81.7082 | 79.9116 | 76.3247 | 70.9914 | 65.092 | 58.2465 | 51.1215 | 43.9807 | 36.8266 | 29.6624 | 1109.1081
v5.10_MeasureAssessmentTemplate_Residential_All | Thermostatic Shower Valve - SEG All - INC All - Thermostatic Shower Valve | Water Heat | Thermostatic Shower Valve | Retrofit | Thermostatic Shower Valve | Residential | Multifamily-Low Rise LI | Firm | Sales | Residential | 1.9428 | 1 | 1.4573 | 2.3542 | -0.77752 | 0.65174 | -0.48734 | 4.4998 | 9.3796 | 16.9263 | 28.0594 | 43.3835 | 63.2127 | 87.3434 | 114.8049 | 143.7041 | 171.1745 | 193.6103 | 207.2433 | 209.018 | 197.5671 | 173.9248 | 143.8468 | 109.9119 | 75.983 | 13.7678 | 6.1041 | 0 | 0 | 0 | 0 | 0 | 2013.4655
v5.10_MeasureAssessmentTemplate_Residential_All | Thermostatic Shower Valve - SEG All - INC All - Thermostatic Shower Valve | Water Heat | Thermostatic Shower Valve | New | Thermostatic Shower Valve | Residential | Multifamily-Low Rise LI | Firm | Sales | Residential | 1.9428 | 1 | 1.4573 | 2.3542 | -0.77752 | 0.65174 | -0.48734 | 0.38302 | 0.24243 | 0.63473 | 1.2121 | 2.035 | 3.1462 | 4.5352 | 6.2377 | 8.1994 | 10.3217 | 12.4788 | 14.5081 | 16.2382 | 17.5174 | 18.2438 | 18.385 | 17.9808 | 17.1737 | 15.9737 | 14.6462 | 13.1059 | 11.5028 | 9.896 | 8.2863 | 6.6743 | 249.5588
v5.10_MeasureAssessmentTemplate_Residential_All | Thermostatic Shower Valve - SEG All - INC All - Thermostatic Shower Valve | Water Heat | Thermostatic Shower Valve | Retrofit | Thermostatic Shower Valve | Residential | Multifamily-High Rise LI | Firm | Sales | Residential | 1.9428 | 1 | 1.4573 | 2.3542 | -0.77752 | 0.65174 | -0.48734 | 0 | 0 | 0 | 0 | 0 | 0 | 0 | 0 | 0 | 0 | 0 | 0 | 0 | 0 | 0 | 0 | 0 | 0 | 0 | 0 | 0 | 0 | 0 | 0 | 0 | 0
v5.10_MeasureAssessmentTemplate_Residential_All | Thermostatic Shower Valve - SEG All - INC All - Thermostatic Shower Valve | Water Heat | Thermostatic Shower Valve | New | Thermostatic Shower Valve | Residential | Multifamily-High Rise LI | Firm | Sales | Residential | 1.9428 | 1 | 1.4573 | 2.3542 | -0.77752 | 0.65174 | -0.48734 | 0 | 0 | 0 | 0 | 0 | 0 | 0 | 0 | 0 | 0 | 0 | 0 | 0 | 0 | 0 | 0 | 0 | 0 | 0 | 0 | 0 | 0 | 0 | 0 | 0 | 0
v5.10_MeasureAssessmentTemplate_Residential_All | Thermostatic Shower Valve - SEG All - INC All - Thermostatic Shower Valve | Water Heat | Thermostatic Shower Valve | Retrofit | Thermostatic Shower Valve | Residential | Manufactured LI | Firm | Sales | Residential | 1.9428 | 1 | 1.4573 | 2.3542 | -0.77752 | 0.65174 | -0.48734 | 0.48844 | 0.98309 | 1.7496 | 2.8537 | 4.3428 | 6.234 | 8.4964 | 11.0311 | 13.6583 | 16.1163 | 18.0841 | 19.2319 | 19.2971 | 18.1688 | 15.949 | 13.1643 | 10.0448 | 6.9373 | 0.65577 | 0.11518 | 0 | 0 | 0 | 0 | 0 | 187.6021
v5.10_MeasureAssessmentTemplate_Residential_All | Thermostatic Shower Valve - SEG All - INC All - Thermostatic Shower Valve | Water Heat | Thermostatic Shower Valve | New | Thermostatic Shower Valve | Residential | Manufactured LI | Firm | Sales | Residential | 1.9428 | 1 | 1.4573 | 2.3542 | -0.77752 | 0.65174 | -0.48734 | 0.0072272 | 0.0045743 | 0.011977 | 0.022872 | 0.038398 | 0.059365 | 0.085575 | 0.1177 | 0.15471 | 0.19476 | 0.23546 | 0.27375 | 0.3064 | 0.33053 | 0.34424 | 0.3469 | 0.33928 | 0.32405 | 0.3014 | 0.27636 | 0.24729 | 0.21704 | 0.18673 | 0.15635 | 0.12594 | 4.7089
v5.10_MeasureAssessmentTemplate_Residential_All | Ceiling Insulation - SEG Single Family - INC All - Ceiling/Attic Insulation >= R38 from R0-R11 | HVAC | Ceiling Insulation | Retrofit | Ceiling Insulation - R0-R11 to R38 | Residential | Single Family | Firm | Sales | Residential | 0.11 | 1 | 2.8726 | 3.8323 | -1.278 | 0.97128 | -1.5212 | 1576.6169 | 2562.889 | 3887.1018 | 5562.062 | 7557.9166 | 9786.0302 | 12087.4303 | 14232.9579 | 15942.8484 | 16930.8307 | 16969.9687 | 15965.4292 | 14007.7589 | 11558.6283 | 8818.381 | 6042.0175 | 0 | 0 | 0 | 0 | 0 | 0 | 0 | 0 | 0 | 163488.8672
v5.10_MeasureAssessmentTemplate_Residential_All | Ceiling Insulation - SEG Single Family - INC All - Ceiling/Attic Insulation >= R38 from R0-R11 | HVAC | Ceiling Insulation | Retrofit | Ceiling Insulation - R0-R11 to R38 | Residential | Single Family LI | Firm | Sales | Residential | 0.11 | 1 | 2.8726 | 3.8323 | -1.278 | 0.97128 | -1.5212 | 546.9017 | 889.0228 | 1348.3698 | 1929.3851 | 2621.7133 | 3394.6081 | 4192.9248 | 4937.172 | 5530.3041 | 5873.0184 | 5886.5948 | 5538.137 | 4859.0543 | 4009.4924 | 3058.947 | 2095.8735 | 0 | 0 | 0 | 0 | 0 | 0 | 0 | 0 | 0 | 56711.5192
v5.10_MeasureAssessmentTemplate_Residential_All | Ceiling Insulation - SEG Multifamily-Low Rise - INC All - Ceiling/Attic Insulation >= R38 from R0-R11 | HVAC | Ceiling Insulation | Retrofit | Ceiling Insulation - R0-R11 to R38 | Residential | Multifamily-Low Rise | Firm | Sales | Residential | 0.11 | 1 | 2.8726 | 3.8323 | -1.278 | 0.97128 | -1.5212 | 85.1902 | 138.4819 | 210.0338 | 300.5378 | 408.3808 | 528.7736 | 653.1264 | 769.0568 | 861.4482 | 914.8323 | 916.9471 | 862.6683 | 756.8885 | 624.5533 | 476.4881 | 326.4715 | 0 | 0 | 0 | 0 | 0 | 0 | 0 | 0 | 0 | 8833.8786
v5.10_MeasureAssessmentTemplate_Residential_All | Ceiling Insulation - SEG Multifamily-Low Rise - INC All - Ceiling/Attic Insulation >= R38 from R0-R11 | HVAC | Ceiling Insulation | Retrofit | Ceiling Insulation - R0-R11 to R38 | Residential | Multifamily-Low Rise LI | Firm | Sales | Residential | 0.11 | 1 | 2.8726 | 3.8323 | -1.278 | 0.97128 | -1.5212 | 71.7017 | 116.5556 | 176.7784 | 252.9526 | 343.7205 | 445.0511 | 549.7147 | 647.2895 | 725.0522 | 769.9839 | 771.7638 | 726.0792 | 637.0478 | 525.6657 | 401.0442 | 274.7801 | 0 | 0 | 0 | 0 | 0 | 0 | 0 | 0 | 0 | 7435.1812
v5.10_MeasureAssessmentTemplate_Residential_All | Ceiling Insulation - SEG Manufactured - INC All - Ceiling/Attic Insulation >= R38 from R0-R11 | HVAC | Ceiling Insulation | Retrofit | Ceiling Insulation - R0-R11 to R38 | Residential | Manufactured | Firm | Sales | Residential | 0.04 | 1 | 1.3189 | 3.8461 | -0.13956 | 2.1231 | -1.5346 | 4.7713 | 7.756 | 11.7634 | 16.8322 | 22.8722 | 29.6151 | 36.5797 | 43.0726 | 48.2472 | 51.2371 | 51.3555 | 48.3155 | 42.3911 | 34.9794 | 26.6867 | 18.2847 | 0 | 0 | 0 | 0 | 0 | 0 | 0 | 0 | 0 | 494.7596
v5.10_MeasureAssessmentTemplate_Residential_All | Ceiling Insulation - SEG Manufactured - INC All - Ceiling/Attic Insulation >= R38 from R0-R11 | HVAC | Ceiling Insulation | Retrofit | Ceiling Insulation - R0-R11 to R38 | Residential | Manufactured LI | Firm | Sales | Residential | 0.04 | 1 | 1.3189 | 3.8461 | -0.13956 | 2.1231 | -1.5346 | 5.9906 | 9.738 | 14.7696 | 21.1338 | 28.7173 | 37.1834 | 45.9278 | 54.0801 | 60.577 | 64.331 | 64.4797 | 60.6628 | 53.2244 | 43.9186 | 33.5066 | 22.9575 | 0 | 0 | 0 | 0 | 0 | 0 | 0 | 0 | 0 | 621.1982
v5.10_MeasureAssessmentTemplate_Residential_All | Ceiling Insulation - SEG Single Family - INC All - Ceiling/Attic Insulation >= R38 from R12-R18 | HVAC | Ceiling Insulation | Retrofit | Ceiling Insulation - R12-R18 to R38 | Residential | Single Family | Firm | Sales | Residential | 0.06 | 1 | 1.8511 | 3.8641 | -0.75262 | 1.5197 | -1.5443 | 4943.1613 | 8035.4167 | 12187.2165 | 17438.7131 | 23696.309 | 30682.1059 | 37897.6773 | 44624.5424 | 49985.556 | 53083.1735 | 53205.8828 | 50056.3537 | 43918.4768 | 36239.7264 | 27648.2386 | 18943.516 | 0 | 0 | 0 | 0 | 0 | 0 | 0 | 0 | 0 | 512586.0658
v5.10_MeasureAssessmentTemplate_Residential_All | Ceiling Insulation - SEG Single Family - INC All - Ceiling/Attic Insulation >= R38 from R12-R18 | HVAC | Ceiling Insulation | Retrofit | Ceiling Insulation - R12-R18 to R38 | Residential | Single Family LI | Firm | Sales | Residential | 0.06 | 1 | 1.8511 | 3.8641 | -0.75262 | 1.5197 | -1.5443 | 1714.6989 | 2787.35 | 4227.539 | 6049.1942 | 8219.8483 | 10643.1029 | 13146.0624 | 15479.498 | 17339.1428 | 18413.6539 | 18456.2197 | 17363.7014 | 15234.5758 | 12570.9473 | 9590.7057 | 6571.1849 | 0 | 0 | 0 | 0 | 0 | 0 | 0 | 0 | 0 | 177807.4252
v5.10_MeasureAssessmentTemplate_Residential_All | Ceiling Insulation - SEG Multifamily-Low Rise - INC All - Ceiling/Attic Insulation >= R38 from R12-R18 | HVAC | Ceiling Insulation | Retrofit | Ceiling Insulation - R12-R18 to R38 | Residential | Multifamily-Low Rise | Firm | Sales | Residential | 0.06 | 0 | -19.1482 | 3.8641 | -2.4193 | -0.14692 | -1.5443 | 14.5684 | 23.6818 | 35.9179 | 51.395 | 69.8372 | 90.4256 | 111.6912 | 131.5164 | 147.3163 | 156.4455 | 156.8071 | 147.5249 | 129.4355 | 106.8049 | 81.4842 | 55.8299 | 0 | 0 | 0 | 0 | 0 | 0 | 0 | 0 | 0 | 1510.6817
v5.10_MeasureAssessmentTemplate_Residential_All | Ceiling Insulation - SEG Multifamily-Low Rise - INC All - Ceiling/Attic Insulation >= R38 from R12-R18 | HVAC | Ceiling Insulation | Retrofit | Ceiling Insulation - R12-R18 to R38 | Residential | Multifamily-Low Rise LI | Firm | Sales | Residential | 0.06 | 0 | -19.1482 | 3.8641 | -2.4193 | -0.14692 | -1.5443 | 12.2617 | 19.9322 | 30.2309 | 43.2574 | 58.7797 | 76.1082 | 94.0067 | 110.693 | 123.9912 | 131.675 | 131.9793 | 124.1668 | 108.9416 | 89.8941 | 68.5826 | 46.9902 | 0 | 0 | 0 | 0 | 0 | 0 | 0 | 0 | 0 | 1271.4904
v5.10_MeasureAssessmentTemplate_Residential_All | Ceiling Insulation - SEG Manufactured - INC All - Ceiling/Attic Insulation >= R38 from R12-R18 | HVAC | Ceiling Insulation | Retrofit | Ceiling Insulation - R12-R18 to R38 | Residential | Manufactured | Firm | Sales | Residential | 0.02 | 0 | -0.038182 | 3.8058 | -74.8002 | -72.567 | -1.5052 | 0.77197 | 1.2549 | 1.9033 | 2.7234 | 3.7006 | 4.7916 | 5.9185 | 6.969 | 7.8062 | 8.29 | 8.3092 | 7.8173 | 6.8587 | 5.6596 | 4.3178 | 2.9584 | 0 | 0 | 0 | 0 | 0 | 0 | 0 | 0 | 0 | 80.0505
v5.10_MeasureAssessmentTemplate_Residential_All | Ceiling Insulation - SEG Manufactured - INC All - Ceiling/Attic Insulation >= R38 from R12-R18 | HVAC | Ceiling Insulation | Retrofit | Ceiling Insulation - R12-R18 to R38 | Residential | Manufactured LI | Firm | Sales | Residential | 0.02 | 0 | -0.038182 | 3.8058 | -74.8002 | -72.567 | -1.5052 | 0.96925 | 1.5756 | 2.3897 | 3.4194 | 4.6464 | 6.0161 | 7.431 | 8.75 | 9.8012 | 10.4085 | 10.4326 | 9.815 | 8.6115 | 7.1059 | 5.4213 | 3.7144 | 0 | 0 | 0 | 0 | 0 | 0 | 0 | 0 | 0 | 100.5078
v5.10_MeasureAssessmentTemplate_Residential_All | Ceiling Insulation - SEG Single Family/Manufactured - INC All - Ceiling/Attic Insulation >= R60 from R18-R38 | HVAC | Ceiling Insulation | Retrofit | Ceiling Insulation - R18-R38 to R60 | Residential | Single Family | Firm | Sales | Residential | 0.0098838 | 0 | 0.27106 | 3.8138 | 8.0075 | 10.2433 | -1.5077 | 0 | 0 | 796.3655 | 1294.2112 | 1962.3508 | 2807.1325 | 3813.3595 | 4936.2102 | 6095.4516 | 7175.5429 | 8035.5553 | 8531.4168 | 8549.0765 | 8041.1136 | 7053.4841 | 5818.9227 | 4438.4165 | 3064.5788 | 894.0658 | 0 | 0 | 0 | 0 | 0 | 0 | 83307.2541
v5.10_MeasureAssessmentTemplate_Residential_All | Ceiling Insulation - SEG Single Family/Manufactured - INC All - Ceiling/Attic Insulation >= R60 from R18-R38 | HVAC | Ceiling Insulation | Retrofit | Ceiling Insulation - R18-R38 to R60 | Residential | Manufactured | Firm | Sales | Residential | 0.0098838 | 0 | 0.27106 | 3.8138 | 8.0075 | 10.2433 | -1.5077 | 0 | 0 | 0.20879 | 0.33932 | 0.51449 | 0.73598 | 0.99979 | 1.2942 | 1.5981 | 1.8813 | 2.1068 | 2.2368 | 2.2414 | 2.1082 | 1.8493 | 1.5256 | 1.1637 | 0.80348 | 0.23441 | 0 | 0 | 0 | 0 | 0 | 0 | 21.8416
v5.10_MeasureAssessmentTemplate_Residential_All | Ceiling Insulation - SEG Single Family/Manufactured - INC All - Ceiling/Attic Insulation >= R60 from R18-R38 | HVAC | Ceiling Insulation | Retrofit | Ceiling Insulation - R18-R38 to R60 | Residential | Single Family LI | Firm | Sales | Residential | 0.0098838 | 0 | 0.27106 | 3.8138 | 8.0075 | 10.2433 | -1.5077 | 0 | 0 | 276.2457 | 448.94 | 680.7063 | 973.7467 | 1322.7898 | 1712.2877 | 2114.4089 | 2489.0743 | 2787.398 | 2959.404 | 2965.5298 | 2789.3261 | 2446.7342 | 2018.4857 | 1539.6115 | 1063.0505 | 310.1363 | 0 | 0 | 0 | 0 | 0 | 0 | 28897.8756
v5.10_MeasureAssessmentTemplate_Residential_All | Ceiling Insulation - SEG Single Family/Manufactured - INC All - Ceiling/Attic Insulation >= R60 from R18-R38 | HVAC | Ceiling Insulation | Retrofit | Ceiling Insulation - R18-R38 to R60 | Residential | Manufactured LI | Firm | Sales | Residential | 0.0098838 | 0 | 0.27106 | 3.8138 | 8.0075 | 10.2433 | -1.5077 | 0 | 0 | 0.26215 | 0.42603 | 0.64597 | 0.92406 | 1.2553 | 1.6249 | 2.0065 | 2.3621 | 2.6452 | 2.8084 | 2.8142 | 2.647 | 2.3219 | 1.9155 | 1.4611 | 1.0088 | 0.29431 | 0 | 0 | 0 | 0 | 0 | 0 | 27.4234
v5.10_MeasureAssessmentTemplate_Residential_All | Door - SEG Multifamily - INC All - ENERGY STAR Door R2.5-5 | HVAC | Door | Retrofit | Door | Residential | Multifamily-Low Rise | Firm | Sales | Residential | 0.25633 | 0 | 0.29257 | 3.7297 | 7.1065 | 9.281 | -1.4465 | 17.6507 | 35.2592 | 62.556 | 101.6628 | 154.1464 | 220.5056 | 299.5466 | 387.7487 | 478.8093 | 563.6525 | 631.2081 | 670.159 | 671.5462 | 631.6448 | 554.0646 | 457.0874 | 348.646 | 240.7285 | 17.3206 | 0 | 0 | 0 | 0 | 0 | 0 | 6543.9431
v5.10_MeasureAssessmentTemplate_Residential_All | Door - SEG Multifamily - INC All - ENERGY STAR Door R2.5-5 | HVAC | Door | Retrofit | Door | Residential | Multifamily-High Rise | Firm | Sales | Residential | 0.25633 | 0 | 0.29257 | 3.7297 | 7.1065 | 9.281 | -1.4465 | 0 | 0 | 0 | 0 | 0 | 0 | 0 | 0 | 0 | 0 | 0 | 0 | 0 | 0 | 0 | 0 | 0 | 0 | 0 | 0 | 0 | 0 | 0 | 0 | 0 | 0
v5.10_MeasureAssessmentTemplate_Residential_All | Door - SEG Multifamily - INC All - ENERGY STAR Door R2.5-5 | HVAC | Door | Retrofit | Door | Residential | Multifamily-Low Rise LI | Firm | Sales | Residential | 0.25633 | 0 | 0.29257 | 3.7297 | 7.1065 | 9.281 | -1.4465 | 14.856 | 29.6765 | 52.6513 | 85.5661 | 129.7399 | 185.5922 | 252.1184 | 326.3551 | 402.9978 | 474.4075 | 531.2668 | 564.0505 | 565.2181 | 531.6343 | 466.3377 | 384.7153 | 293.4438 | 202.6131 | 14.5782 | 0 | 0 | 0 | 0 | 0 | 0 | 5507.8188
v5.10_MeasureAssessmentTemplate_Residential_All | Door - SEG Multifamily - INC All - ENERGY STAR Door R2.5-5 | HVAC | Door | Retrofit | Door | Residential | Multifamily-High Rise LI | Firm | Sales | Residential | 0.25633 | 0 | 0.29257 | 3.7297 | 7.1065 | 9.281 | -1.4465 | 0 | 0 | 0 | 0 | 0 | 0 | 0 | 0 | 0 | 0 | 0 | 0 | 0 | 0 | 0 | 0 | 0 | 0 | 0 | 0 | 0 | 0 | 0 | 0 | 0 | 0
v5.10_MeasureAssessmentTemplate_Residential_All | Floor Insulation - SEG Single Family - INC All - Floor Insulation >= R30 from R0-R11 | HVAC | Floor Insulation | Retrofit | Floor Insulation - R0-R11 to R30 | Residential | Single Family | Firm | Sales | Residential | 0.09 | 1 | 1.8272 | 3.8999 | -0.74454 | 1.5539 | -1.5704 | 1667.0025 | 3330.027 | 5908.0454 | 9601.4446 | 14558.2129 | 20825.4467 | 28290.405 | 36620.5669 | 45220.7019 | 53233.642 | 59613.8689 | 63292.5473 | 63423.5601 | 59655.1047 | 52328.1167 | 43169.2002 | 32927.5539 | 22735.3794 | 1635.8312 | 0 | 0 | 0 | 0 | 0 | 0 | 618036.6574
v5.10_MeasureAssessmentTemplate_Residential_All | Floor Insulation - SEG Single Family - INC All - Floor Insulation >= R30 from R0-R11 | HVAC | Floor Insulation | Retrofit | Floor Insulation - R0-R11 to R30 | Residential | Single Family LI | Firm | Sales | Residential | 0.09 | 1 | 1.8272 | 3.8999 | -0.74454 | 1.5539 | -1.5704 | 578.2549 | 1155.13 | 2049.4009 | 3330.5785 | 5049.9975 | 7223.9948 | 9813.4624 | 12703.0545 | 15686.2957 | 18465.8489 | 20679.0415 | 21955.1127 | 22000.5589 | 20693.3455 | 18151.7375 | 14974.6644 | 11422.0108 | 7886.5181 | 567.4422 | 0 | 0 | 0 | 0 | 0 | 0 | 214386.4495
v5.10_MeasureAssessmentTemplate_Residential_All | Floor Insulation - SEG Manufactured - INC All - Floor Insulation >= R30 from R0-R11 | HVAC | Floor Insulation | Retrofit | Floor Insulation - R0-R11 to R30 | Residential | Manufactured | Firm | Sales | Residential | 0.04 | 0 | 0.90182 | 3.8461 | 0.8423 | 3.1049 | -1.5346 | 5.1345 | 10.2567 | 18.1971 | 29.573 | 44.8402 | 64.1436 | 87.1361 | 112.7935 | 139.2825 | 163.9628 | 183.6143 | 194.9448 | 195.3484 | 183.7413 | 161.1737 | 132.9637 | 101.4188 | 70.0263 | 5.0385 | 0 | 0 | 0 | 0 | 0 | 0 | 1903.59
v5.10_MeasureAssessmentTemplate_Residential_All | Floor Insulation - SEG Manufactured - INC All - Floor Insulation >= R30 from R0-R11 | HVAC | Floor Insulation | Retrofit | Floor Insulation - R0-R11 to R30 | Residential | Manufactured LI | Firm | Sales | Residential | 0.04 | 0 | 0.90182 | 3.8461 | 0.8423 | 3.1049 | -1.5346 | 6.4466 | 12.8778 | 22.8475 | 37.1306 | 56.2993 | 80.5359 | 109.4043 | 141.6186 | 174.8769 | 205.8644 | 230.5379 | 244.7641 | 245.2707 | 230.6974 | 202.3626 | 166.9433 | 127.337 | 87.9219 | 6.3261 | 0 | 0 | 0 | 0 | 0 | 0 | 2390.0629
v5.10_MeasureAssessmentTemplate_Residential_All | Floor Insulation - SEG Multifamily-Low Rise - INC All - Floor Insulation >= R30 from R11 | HVAC | Floor Insulation | Retrofit | Floor Insulation - R11 to R30 | Residential | Multifamily-Low Rise | Firm | Sales | Residential | 0.06 | 1 | 1.5151 | 3.77 | -0.39232 | 1.8115 | -1.4758 | 16.3113 | 32.5837 | 57.8091 | 93.9483 | 142.4493 | 203.773 | 276.8161 | 358.3251 | 442.4758 | 520.8809 | 583.3101 | 619.3053 | 620.5872 | 583.7136 | 512.0205 | 422.4022 | 322.1897 | 222.4613 | 16.0063 | 0 | 0 | 0 | 0 | 0 | 0 | 6047.3688
v5.10_MeasureAssessmentTemplate_Residential_All | Floor Insulation - SEG Multifamily-Low Rise - INC All - Floor Insulation >= R30 from R11 | HVAC | Floor Insulation | Retrofit | Floor Insulation - R11 to R30 | Residential | Multifamily-Low Rise LI | Firm | Sales | Residential | 0.06 | 1 | 1.5151 | 3.77 | -0.39232 | 1.8115 | -1.4758 | 13.7287 | 27.4246 | 48.656 | 79.0731 | 119.8948 | 171.5089 | 232.9869 | 301.5903 | 372.4171 | 438.4081 | 490.9527 | 521.2486 | 522.3276 | 491.2923 | 430.9506 | 355.5219 | 271.1764 | 187.2382 | 13.472 | 0 | 0 | 0 | 0 | 0 | 0 | 5089.8687
v5.10_MeasureAssessmentTemplate_Residential_All | Infiltration Reduction (Air Sealing) - SEG Single Family - INC All - CFM50 Reduction via Air Sealing | HVAC | Infiltration Reduction (Air Sealing) | Retrofit | Infiltration Reduction (Air Sealing) | Residential | Single Family | Firm | Sales | Residential | 0.012427 | 0 | 0.92533 | 3.8671 | 0.768 | 3.0426 | -1.5465 | 2366.2653 | 4726.884 | 8386.3119 | 13628.9929 | 20664.9925 | 29561.1627 | 40157.4706 | 51981.9118 | 64189.5727 | 75563.7261 | 84620.2868 | 89842.0721 | 90028.0412 | 84678.8199 | 74278.3571 | 61277.521 | 46739.779 | 32272.2608 | 2322.0186 | 0 | 0 | 0 | 0 | 0 | 0 | 877286.447
v5.10_MeasureAssessmentTemplate_Residential_All | Infiltration Reduction (Air Sealing) - SEG Single Family - INC All - CFM50 Reduction via Air Sealing | HVAC | Infiltration Reduction (Air Sealing) | Retrofit | Infiltration Reduction (Air Sealing) | Residential | Single Family LI | Firm | Sales | Residential | 0.012427 | 0 | 0.92533 | 3.8671 | 0.768 | 3.0426 | -1.5465 | 820.8174 | 1639.676 | 2909.0696 | 4727.6668 | 7168.3359 | 10254.2667 | 13929.9465 | 18031.6449 | 22266.2757 | 26211.7768 | 29353.3444 | 31164.6933 | 31229.2028 | 29373.6485 | 25765.9041 | 21256.1343 | 16213.2378 | 11194.7007 | 805.4689 | 0 | 0 | 0 | 0 | 0 | 0 | 304315.811
v5.10_MeasureAssessmentTemplate_Residential_All | Wall Insulation - SEG Single Family/Manufactured - INC All - Wall Insulation >= R11 from R0-R4 | HVAC | Wall Insulation | Retrofit | Wall Insulation - R0-R4 to R11 | Residential | Single Family | Firm | Sales | Residential | 0.08 | 1 | 1.4359 | 3.8607 | -0.31248 | 1.9574 | -1.5419 | 1232.9957 | 2463.049 | 4369.8761 | 7101.6927 | 10767.9582 | 15403.5074 | 20924.9515 | 27086.342 | 33447.4177 | 39374.1756 | 44093.2999 | 46814.2283 | 46911.1317 | 44123.7999 | 38704.4053 | 31930.0278 | 24354.811 | 16816.1859 | 1209.9399 | 0 | 0 | 0 | 0 | 0 | 0 | 457129.7956
v5.10_MeasureAssessmentTemplate_Residential_All | Wall Insulation - SEG Single Family/Manufactured - INC All - Wall Insulation >= R11 from R0-R4 | HVAC | Wall Insulation | Retrofit | Wall Insulation - R0-R4 to R11 | Residential | Manufactured | Firm | Sales | Residential | 0.08 | 1 | 1.4359 | 3.8607 | -0.31248 | 1.9574 | -1.5419 | 0 | 0 | 0 | 0 | 0 | 0 | 0 | 0 | 0 | 0 | 0 | 0 | 0 | 0 | 0 | 0 | 0 | 0 | 0 | 0 | 0 | 0 | 0 | 0 | 0 | 0
v5.10_MeasureAssessmentTemplate_Residential_All | Wall Insulation - SEG Single Family/Manufactured - INC All - Wall Insulation >= R11 from R0-R4 | HVAC | Wall Insulation | Retrofit | Wall Insulation - R0-R4 to R11 | Residential | Single Family LI | Firm | Sales | Residential | 0.08 | 1 | 1.4359 | 3.8607 | -0.31248 | 1.9574 | -1.5419 | 427.7053 | 854.39 | 1515.836 | 2463.4569 | 3735.2223 | 5343.2158 | 7258.5113 | 9395.7933 | 11602.3427 | 13658.2347 | 15295.219 | 16239.063 | 16272.6771 | 15305.7989 | 13425.9027 | 11075.9859 | 8448.2715 | 5833.2501 | 419.7077 | 0 | 0 | 0 | 0 | 0 | 0 | 158570.5843
v5.10_MeasureAssessmentTemplate_Residential_All | Wall Insulation - SEG Single Family/Manufactured - INC All - Wall Insulation >= R11 from R0-R4 | HVAC | Wall Insulation | Retrofit | Wall Insulation - R0-R4 to R11 | Residential | Manufactured LI | Firm | Sales | Residential | 0.08 | 1 | 1.4359 | 3.8607 | -0.31248 | 1.9574 | -1.5419 | 0 | 0 | 0 | 0 | 0 | 0 | 0 | 0 | 0 | 0 | 0 | 0 | 0 | 0 | 0 | 0 | 0 | 0 | 0 | 0 | 0 | 0 | 0 | 0 | 0 | 0
v5.10_MeasureAssessmentTemplate_Residential_All | Wall Insulation - SEG Single Family/Manufactured - INC All - Wall Insulation >= R30 from R4-R11 | HVAC | Wall Insulation | Retrofit | Wall Insulation - R4-R11 to R30 | Residential | Single Family | Firm | Sales | Residential | 0.046444 | 0 | 0.67137 | 3.8402 | 1.9094 | 4.1643 | -1.527 | 0 | 0 | 1468.9511 | 2387.2621 | 3619.6917 | 5177.9499 | 7034.0052 | 9105.181 | 11243.4817 | 13235.7848 | 14822.1371 | 15736.7879 | 15769.3624 | 14832.3898 | 13010.6389 | 10733.4051 | 8186.966 | 5652.8274 | 1649.1661 | 0 | 0 | 0 | 0 | 0 | 0 | 153665.9882
v5.10_MeasureAssessmentTemplate_Residential_All | Wall Insulation - SEG Single Family/Manufactured - INC All - Wall Insulation >= R30 from R4-R11 | HVAC | Wall Insulation | Retrofit | Wall Insulation - R4-R11 to R30 | Residential | Manufactured | Firm | Sales | Residential | 0.046444 | 0 | 0.67137 | 3.8402 | 1.9094 | 4.1643 | -1.527 | 0 | 0 | 0 | 0 | 0 | 0 | 0 | 0 | 0 | 0 | 0 | 0 | 0 | 0 | 0 | 0 | 0 | 0 | 0 | 0 | 0 | 0 | 0 | 0 | 0 | 0
v5.10_MeasureAssessmentTemplate_Residential_All | Wall Insulation - SEG Single Family/Manufactured - INC All - Wall Insulation >= R30 from R4-R11 | HVAC | Wall Insulation | Retrofit | Wall Insulation - R4-R11 to R30 | Residential | Single Family LI | Firm | Sales | Residential | 0.046444 | 0 | 0.67137 | 3.8402 | 1.9094 | 4.1643 | -1.527 | 0 | 0 | 509.5543 | 828.1008 | 1255.6098 | 1796.1431 | 2439.9773 | 3158.4331 | 3900.1734 | 4591.2696 | 5141.5483 | 5458.8252 | 5470.1248 | 5145.1048 | 4513.1703 | 3723.2364 | 2839.9199 | 1960.8701 | 572.0678 | 0 | 0 | 0 | 0 | 0 | 0 | 53304.1289
v5.10_MeasureAssessmentTemplate_Residential_All | Wall Insulation - SEG Single Family/Manufactured - INC All - Wall Insulation >= R30 from R4-R11 | HVAC | Wall Insulation | Retrofit | Wall Insulation - R4-R11 to R30 | Residential | Manufactured LI | Firm | Sales | Residential | 0.046444 | 0 | 0.67137 | 3.8402 | 1.9094 | 4.1643 | -1.527 | 0 | 0 | 0 | 0 | 0 | 0 | 0 | 0 | 0 | 0 | 0 | 0 | 0 | 0 | 0 | 0 | 0 | 0 | 0 | 0 | 0 | 0 | 0 | 0 | 0 | 0
v5.10_MeasureAssessmentTemplate_Residential_All | Wall Insulation - SEG Multifamily - INC All - Wall Insulation >= R11 from R0-R6 | HVAC | Wall Insulation | Retrofit | Wall Insulation - R0-R6 to R11 | Residential | Multifamily-Low Rise | Firm | Sales | Residential | 0.1 | 1 | 1.999 | 3.77 | -0.83081 | 1.3731 | -1.4758 | 30.2566 | 60.441 | 107.2328 | 174.2691 | 264.236 | 377.9881 | 513.4794 | 664.6743 | 820.7694 | 966.2067 | 1082.0097 | 1148.7788 | 1151.1567 | 1082.7581 | 949.7711 | 783.534 | 597.645 | 412.654 | 29.6908 | 0 | 0 | 0 | 0 | 0 | 0 | 11217.5517
v5.10_MeasureAssessmentTemplate_Residential_All | Wall Insulation - SEG Multifamily - INC All - Wall Insulation >= R11 from R0-R6 | HVAC | Wall Insulation | Retrofit | Wall Insulation - R0-R6 to R11 | Residential | Multifamily-High Rise | Firm | Sales | Residential | 0.1 | 1 | 1.999 | 3.77 | -0.83081 | 1.3731 | -1.4758 | 0 | 0 | 0 | 0 | 0 | 0 | 0 | 0 | 0 | 0 | 0 | 0 | 0 | 0 | 0 | 0 | 0 | 0 | 0 | 0 | 0 | 0 | 0 | 0 | 0 | 0
v5.10_MeasureAssessmentTemplate_Residential_All | Wall Insulation - SEG Multifamily - INC All - Wall Insulation >= R11 from R0-R6 | HVAC | Wall Insulation | Retrofit | Wall Insulation - R0-R6 to R11 | Residential | Multifamily-Low Rise LI | Firm | Sales | Residential | 0.1 | 1 | 1.999 | 3.77 | -0.83081 | 1.3731 | -1.4758 | 25.466 | 50.8712 | 90.2543 | 146.6765 | 222.3986 | 318.14 | 432.1785 | 559.4342 | 690.8142 | 813.2239 | 910.6915 | 966.8888 | 968.8903 | 911.3214 | 799.3907 | 659.4745 | 503.0179 | 347.3171 | 24.9898 | 0 | 0 | 0 | 0 | 0 | 0 | 9441.4394
v5.10_MeasureAssessmentTemplate_Residential_All | Wall Insulation - SEG Multifamily - INC All - Wall Insulation >= R11 from R0-R6 | HVAC | Wall Insulation | Retrofit | Wall Insulation - R0-R6 to R11 | Residential | Multifamily-High Rise LI | Firm | Sales | Residential | 0.1 | 1 | 1.999 | 3.77 | -0.83081 | 1.3731 | -1.4758 | 0 | 0 | 0 | 0 | 0 | 0 | 0 | 0 | 0 | 0 | 0 | 0 | 0 | 0 | 0 | 0 | 0 | 0 | 0 | 0 | 0 | 0 | 0 | 0 | 0 | 0
v5.10_MeasureAssessmentTemplate_Residential_All | Windows - SEG Multifamily-High Rise - INC All - Metal Frame Storm Window Replacement to U < 0.30 | HVAC | Windows | Retrofit | Storm Windows - Metal Fram | Residential | Multifamily-High Rise | Firm | Sales | Residential | 0.832 | 1 | 6.8929 | 3.7663 | -1.8034 | 0.3978 | -1.4732 | 0 | 0 | 0 | 0 | 0 | 0 | 0 | 0 | 0 | 0 | 0 | 0 | 0 | 0 | 0 | 0 | 0 | 0 | 0 | 0 | 0 | 0 | 0 | 0 | 0 | 0
v5.10_MeasureAssessmentTemplate_Residential_All | Windows - SEG Multifamily-High Rise - INC All - Metal Frame Storm Window Replacement to U < 0.30 | HVAC | Windows | Retrofit | Storm Windows - Metal Fram | Residential | Multifamily-High Rise LI | Firm | Sales | Residential | 0.832 | 1 | 6.8929 | 3.7663 | -1.8034 | 0.3978 | -1.4732 | 0 | 0 | 0 | 0 | 0 | 0 | 0 | 0 | 0 | 0 | 0 | 0 | 0 | 0 | 0 | 0 | 0 | 0 | 0 | 0 | 0 | 0 | 0 | 0 | 0 | 0
v5.10_MeasureAssessmentTemplate_Residential_All | Windows - SEG Multifamily-High Rise - INC All - Non-Metal Frame Storm Window Replacement to U < 0.30 | HVAC | Windows | Retrofit | Storm Windows - Non-Metal Fram | Residential | Multifamily-High Rise | Firm | Sales | Residential | 0.92 | 1 | 2.4004 | 3.7665 | -1.0589 | 1.1424 | -1.4733 | 0 | 0 | 0 | 0 | 0 | 0 | 0 | 0 | 0 | 0 | 0 | 0 | 0 | 0 | 0 | 0 | 0 | 0 | 0 | 0 | 0 | 0 | 0 | 0 | 0 | 0
v5.10_MeasureAssessmentTemplate_Residential_All | Windows - SEG Multifamily-High Rise - INC All - Non-Metal Frame Storm Window Replacement to U < 0.30 | HVAC | Windows | Retrofit | Storm Windows - Non-Metal Fram | Residential | Multifamily-High Rise LI | Firm | Sales | Residential | 0.92 | 1 | 2.4004 | 3.7665 | -1.0589 | 1.1424 | -1.4733 | 0 | 0 | 0 | 0 | 0 | 0 | 0 | 0 | 0 | 0 | 0 | 0 | 0 | 0 | 0 | 0 | 0 | 0 | 0 | 0 | 0 | 0 | 0 | 0 | 0 | 0
v5.10_MeasureAssessmentTemplate_Residential_All | Windows - SEG Single Family - INC All - Window Replacement to U-Value 0.23-0.27 | HVAC | Windows | NR | Windows - U 0.23-0.27 | Residential | Single Family | Firm | Sales | Residential | 0.05 | 0 | 0.81872 | 3.8748 | 1.1654 | 3.4456 | -1.5522 | 859.5272 | 1260.5789 | 1717.3489 | 2250.4439 | 2833.9772 | 3428.4135 | 3986.4601 | 4463.5097 | 4829.4579 | 5076.709 | 5219.9649 | 5280.8133 | 5269.7439 | 5258.0831 | 5245.8464 | 5233.0485 | 5219.7031 | 5205.8227 | 5191.4193 | 5176.5033 | 5161.0845 | 5145.1712 | 5128.7705 | 5111.888 | 5094.5274 | 108648.8165
v5.10_MeasureAssessmentTemplate_Residential_All | Windows - SEG Single Family - INC All - Window Replacement to U-Value 0.23-0.27 | HVAC | Windows | NR | Windows - U 0.23-0.27 | Residential | Single Family LI | Firm | Sales | Residential | 0.05 | 0 | 0.81872 | 3.8748 | 1.1654 | 3.4456 | -1.5522 | 298.1554 | 437.2735 | 595.7193 | 780.6409 | 983.0587 | 1189.2586 | 1382.8355 | 1548.3159 | 1675.2572 | 1761.0244 | 1810.7174 | 1831.8247 | 1827.9849 | 1823.94 | 1819.6953 | 1815.2559 | 1810.6266 | 1805.8117 | 1800.8154 | 1795.6413 | 1790.2928 | 1784.7728 | 1779.0836 | 1773.2274 | 1767.2053 | 37688.4344
v5.10_MeasureAssessmentTemplate_Residential_All | Windows - SEG Multifamily - INC All - Window Replacement to U-Value 0.23-0.27 | HVAC | Windows | NR | Windows - U 0.23-0.27 | Residential | Multifamily-Low Rise | Firm | Sales | Residential | 0.05 | 0 | 0.81872 | 3.8748 | 1.1654 | 3.4456 | -1.5522 | 31.8752 | 46.7481 | 63.6872 | 83.4568 | 105.0969 | 127.1414 | 147.8363 | 165.5275 | 179.0986 | 188.2678 | 193.5804 | 195.8369 | 195.4264 | 194.994 | 194.5402 | 194.0656 | 193.5707 | 193.0559 | 192.5218 | 191.9686 | 191.3968 | 190.8067 | 190.1985 | 189.5724 | 188.9286 | 4029.1991
v5.10_MeasureAssessmentTemplate_Residential_All | Windows - SEG Multifamily - INC All - Window Replacement to U-Value 0.23-0.27 | HVAC | Windows | NR | Windows - U 0.23-0.27 | Residential | Multifamily-High Rise | Firm | Sales | Residential | 0.05 | 0 | 0.81872 | 3.8748 | 1.1654 | 3.4456 | -1.5522 | 0 | 0 | 0 | 0 | 0 | 0 | 0 | 0 | 0 | 0 | 0 | 0 | 0 | 0 | 0 | 0 | 0 | 0 | 0 | 0 | 0 | 0 | 0 | 0 | 0 | 0
v5.10_MeasureAssessmentTemplate_Residential_All | Windows - SEG Multifamily - INC All - Window Replacement to U-Value 0.23-0.27 | HVAC | Windows | NR | Windows - U 0.23-0.27 | Residential | Multifamily-Low Rise LI | Firm | Sales | Residential | 0.05 | 0 | 0.81872 | 3.8748 | 1.1654 | 3.4456 | -1.5522 | 26.8283 | 39.3463 | 53.6034 | 70.2428 | 88.4566 | 107.0107 | 124.4289 | 139.319 | 150.7413 | 158.4587 | 162.9301 | 164.8294 | 164.4839 | 164.1199 | 163.738 | 163.3385 | 162.922 | 162.4887 | 162.0392 | 161.5736 | 161.0923 | 160.5956 | 160.0837 | 159.5568 | 159.0149 | 3391.2426
v5.10_MeasureAssessmentTemplate_Residential_All | Windows - SEG Multifamily - INC All - Window Replacement to U-Value 0.23-0.27 | HVAC | Windows | NR | Windows - U 0.23-0.27 | Residential | Multifamily-High Rise LI | Firm | Sales | Residential | 0.05 | 0 | 0.81872 | 3.8748 | 1.1654 | 3.4456 | -1.5522 | 0 | 0 | 0 | 0 | 0 | 0 | 0 | 0 | 0 | 0 | 0 | 0 | 0 | 0 | 0 | 0 | 0 | 0 | 0 | 0 | 0 | 0 | 0 | 0 | 0 | 0
v5.10_MeasureAssessmentTemplate_Residential_All | Windows - SEG Manufactured - INC All - Window Replacement to U-Value 0.23-0.27 | HVAC | Windows | NR | Windows - U 0.23-0.27 | Residential | Manufactured | Firm | Sales | Residential | 0.05 | 0 | 0.81777 | 3.8703 | 1.1654 | 3.4456 | -1.5522 | 1.2137 | 1.78 | 2.425 | 3.1777 | 4.0017 | 4.8411 | 5.6291 | 6.3027 | 6.8194 | 7.1685 | 7.3708 | 7.4567 | 7.4411 | 7.4246 | 7.4074 | 7.3893 | 7.3704 | 7.3508 | 7.3305 | 7.3094 | 7.2877 | 7.2652 | 7.242 | 7.2182 | 7.1937 | 153.4168
v5.10_MeasureAssessmentTemplate_Residential_All | Windows - SEG Manufactured - INC All - Window Replacement to U-Value 0.23-0.27 | HVAC | Windows | NR | Windows - U 0.23-0.27 | Residential | Manufactured LI | Firm | Sales | Residential | 0.05 | 0 | 0.81777 | 3.8703 | 1.1654 | 3.4456 | -1.5522 | 1.5239 | 2.2349 | 3.0447 | 3.9898 | 5.0244 | 6.0782 | 7.0676 | 7.9134 | 8.5621 | 9.0005 | 9.2545 | 9.3623 | 9.3427 | 9.322 | 9.3004 | 9.2777 | 9.254 | 9.2294 | 9.2039 | 9.1774 | 9.1501 | 9.1219 | 9.0928 | 9.0629 | 9.0321 | 192.6234
v5.10_MeasureAssessmentTemplate_Residential_All | Windows - SEG Single Family - INC All - Window Replacement to U-Value 0.20-0.23 | HVAC | Windows | NR | Windows - U 0.20-0.23 | Residential | Single Family | Firm | Sales | Residential | 0.03 | 0 | 0.86224 | 3.8641 | 0.99029 | 3.2627 | -1.5443 | 638.4608 | 936.3639 | 1275.6549 | 1671.6403 | 2105.0917 | 2546.6417 | 2961.1614 | 3315.5161 | 3587.3441 | 3771.0033 | 3877.4145 | 3922.613 | 3914.3906 | 3905.7289 | 3896.6394 | 3887.1331 | 3877.22 | 3866.9097 | 3856.2107 | 3845.1311 | 3833.6779 | 3821.8574 | 3809.6749 | 3797.1345 | 3784.239 | 80704.853
v5.10_MeasureAssessmentTemplate_Residential_All | Windows - SEG Single Family - INC All - Window Replacement to U-Value 0.20-0.23 | HVAC | Windows | NR | Windows - U 0.20-0.23 | Residential | Single Family LI | Firm | Sales | Residential | 0.03 | 0 | 0.86224 | 3.8641 | 0.99029 | 3.2627 | -1.5443 | 221.4713 | 324.8088 | 442.5031 | 579.8637 | 730.2206 | 883.3869 | 1027.1767 | 1150.0964 | 1244.3889 | 1308.0972 | 1345.0094 | 1360.688 | 1357.8358 | 1354.8312 | 1351.6782 | 1348.3806 | 1344.942 | 1341.3655 | 1337.6542 | 1333.8108 | 1329.8379 | 1325.7376 | 1321.5117 | 1317.1617 | 1312.6884 | 27995.1467
v5.10_MeasureAssessmentTemplate_Residential_All | Windows - SEG Multifamily - INC All - Window Replacement to U-Value 0.20-0.23 | HVAC | Windows | NR | Windows - U 0.20-0.23 | Residential | Multifamily-Low Rise | Firm | Sales | Residential | 0.03 | 0 | 0.86224 | 3.8641 | 0.99029 | 3.2627 | -1.5443 | 23.6847 | 34.7359 | 47.3224 | 62.0121 | 78.0916 | 94.4716 | 109.8488 | 122.9941 | 133.078 | 139.8911 | 143.8386 | 145.5153 | 145.2103 | 144.889 | 144.5518 | 144.1991 | 143.8314 | 143.4489 | 143.052 | 142.641 | 142.2161 | 141.7776 | 141.3257 | 140.8605 | 140.3821 | 2993.87
v5.10_MeasureAssessmentTemplate_Residential_All | Windows - SEG Multifamily - INC All - Window Replacement to U-Value 0.20-0.23 | HVAC | Windows | NR | Windows - U 0.20-0.23 | Residential | Multifamily-High Rise | Firm | Sales | Residential | 0.03 | 0 | 0.86224 | 3.8641 | 0.99029 | 3.2627 | -1.5443 | 0 | 0 | 0 | 0 | 0 | 0 | 0 | 0 | 0 | 0 | 0 | 0 | 0 | 0 | 0 | 0 | 0 | 0 | 0 | 0 | 0 | 0 | 0 | 0 | 0 | 0
v5.10_MeasureAssessmentTemplate_Residential_All | Windows - SEG Multifamily - INC All - Window Replacement to U-Value 0.20-0.23 | HVAC | Windows | NR | Windows - U 0.20-0.23 | Residential | Multifamily-Low Rise LI | Firm | Sales | Residential | 0.03 | 0 | 0.86224 | 3.8641 | 0.99029 | 3.2627 | -1.5443 | 19.9346 | 29.236 | 39.8297 | 52.1935 | 65.7271 | 79.5136 | 92.4561 | 103.5201 | 112.0073 | 117.7417 | 121.0642 | 122.4754 | 122.2187 | 121.9482 | 121.6644 | 121.3676 | 121.0581 | 120.7362 | 120.4021 | 120.0562 | 119.6986 | 119.3295 | 118.9491 | 118.5576 | 118.155 | 2519.8406
v5.10_MeasureAssessmentTemplate_Residential_All | Windows - SEG Multifamily - INC All - Window Replacement to U-Value 0.20-0.23 | HVAC | Windows | NR | Windows - U 0.20-0.23 | Residential | Multifamily-High Rise LI | Firm | Sales | Residential | 0.03 | 0 | 0.86224 | 3.8641 | 0.99029 | 3.2627 | -1.5443 | 0 | 0 | 0 | 0 | 0 | 0 | 0 | 0 | 0 | 0 | 0 | 0 | 0 | 0 | 0 | 0 | 0 | 0 | 0 | 0 | 0 | 0 | 0 | 0 | 0 | 0
v5.10_MeasureAssessmentTemplate_Residential_All | Windows - SEG Manufactured - INC All - Window Replacement to U-Value 0.20-0.23 | HVAC | Windows | NR | Windows - U 0.20-0.23 | Residential | Manufactured | Firm | Sales | Residential | 0.03 | 0 | 0.86123 | 3.8596 | 0.99024 | 3.2627 | -1.5444 | 0.90184 | 1.3226 | 1.8019 | 2.3612 | 2.9735 | 3.5972 | 4.1827 | 4.6832 | 5.0672 | 5.3266 | 5.4769 | 5.5408 | 5.5292 | 5.5169 | 5.5041 | 5.4907 | 5.4767 | 5.4621 | 5.447 | 5.4313 | 5.4152 | 5.3985 | 5.3812 | 5.3635 | 5.3453 | 113.9973
v5.10_MeasureAssessmentTemplate_Residential_All | Windows - SEG Manufactured - INC All - Window Replacement to U-Value 0.20-0.23 | HVAC | Windows | NR | Windows - U 0.20-0.23 | Residential | Manufactured LI | Firm | Sales | Residential | 0.03 | 0 | 0.86123 | 3.8596 | 0.99024 | 3.2627 | -1.5444 | 1.1323 | 1.6606 | 2.2624 | 2.9647 | 3.7334 | 4.5165 | 5.2516 | 5.8801 | 6.3622 | 6.6879 | 6.8766 | 6.9567 | 6.9422 | 6.9268 | 6.9107 | 6.8938 | 6.8762 | 6.858 | 6.839 | 6.8193 | 6.799 | 6.7781 | 6.7565 | 6.7342 | 6.7113 | 143.13
v5.10_MeasureAssessmentTemplate_Residential_All | Windows - SEG Single Family - INC All - Window Replacement to Thin Triple Pane U-Value < 0.2 | HVAC | Windows | NR | Windows - U < 0.2 | Residential | Single Family | Firm | Sales | Residential | 0.03 | 1 | 1.3425 | 3.8641 | -0.17696 | 2.0955 | -1.5444 | 0 | 0 | 31.0706 | 58.4108 | 99.8469 | 159.0896 | 239.5179 | 343.5513 | 471.9012 | 622.8258 | 791.5983 | 970.4474 | 1149.2008 | 1316.7036 | 1462.7997 | 1580.3541 | 1666.6266 | 1728.1803 | 1759.3029 | 1782.8889 | 1784.7172 | 1779.2144 | 1773.543 | 1767.7049 | 1761.7016 | 25101.1977
v5.10_MeasureAssessmentTemplate_Residential_All | Windows - SEG Single Family - INC All - Window Replacement to Thin Triple Pane U-Value < 0.2 | HVAC | Windows | NR | Windows - U < 0.2 | Residential | Single Family LI | Firm | Sales | Residential | 0.03 | 1 | 1.3425 | 3.8641 | -0.17696 | 2.0955 | -1.5444 | 0 | 0 | 10.7779 | 20.2617 | 34.6352 | 55.1855 | 83.0847 | 119.1721 | 163.6945 | 216.0477 | 274.592 | 336.6318 | 398.6383 | 456.7422 | 507.4204 | 548.1981 | 578.1246 | 599.4765 | 610.2724 | 618.454 | 619.0882 | 617.1793 | 615.212 | 613.1869 | 611.1044 | 8707.1804
v5.10_MeasureAssessmentTemplate_Residential_All | Windows - SEG Multifamily - INC All - Window Replacement to Thin Triple Pane U-Value < 0.2 | HVAC | Windows | NR | Windows - U < 0.2 | Residential | Multifamily-Low Rise | Firm | Sales | Residential | 0.03 | 1 | 1.3425 | 3.8641 | -0.17696 | 2.0955 | -1.5444 | 0 | 0 | 1.1527 | 2.167 | 3.7043 | 5.9022 | 8.886 | 12.7456 | 17.5073 | 23.1066 | 29.3679 | 36.0032 | 42.6348 | 48.8491 | 54.2692 | 58.6304 | 61.8311 | 64.1147 | 65.2693 | 66.1444 | 66.2122 | 66.008 | 65.7976 | 65.581 | 65.3583 | 931.243
v5.10_MeasureAssessmentTemplate_Residential_All | Windows - SEG Multifamily - INC All - Window Replacement to Thin Triple Pane U-Value < 0.2 | HVAC | Windows | NR | Windows - U < 0.2 | Residential | Multifamily-High Rise | Firm | Sales | Residential | 0.03 | 1 | 1.3425 | 3.8641 | -0.17696 | 2.0955 | -1.5444 | 0 | 0 | 0 | 0 | 0 | 0 | 0 | 0 | 0 | 0 | 0 | 0 | 0 | 0 | 0 | 0 | 0 | 0 | 0 | 0 | 0 | 0 | 0 | 0 | 0 | 0
v5.10_MeasureAssessmentTemplate_Residential_All | Windows - SEG Multifamily - INC All - Window Replacement to Thin Triple Pane U-Value < 0.2 | HVAC | Windows | NR | Windows - U < 0.2 | Residential | Multifamily-Low Rise LI | Firm | Sales | Residential | 0.03 | 1 | 1.3425 | 3.8641 | -0.17696 | 2.0955 | -1.5444 | 0 | 0 | 0.97019 | 1.8239 | 3.1178 | 4.9676 | 7.4791 | 10.7275 | 14.7353 | 19.448 | 24.718 | 30.3027 | 35.8843 | 41.1147 | 45.6766 | 49.3473 | 52.0412 | 53.9632 | 54.935 | 55.6715 | 55.7286 | 55.5568 | 55.3797 | 55.1974 | 55.0099 | 783.7962
v5.10_MeasureAssessmentTemplate_Residential_All | Windows - SEG Multifamily - INC All - Window Replacement to Thin Triple Pane U-Value < 0.2 | HVAC | Windows | NR | Windows - U < 0.2 | Residential | Multifamily-High Rise LI | Firm | Sales | Residential | 0.03 | 1 | 1.3425 | 3.8641 | -0.17696 | 2.0955 | -1.5444 | 0 | 0 | 0 | 0 | 0 | 0 | 0 | 0 | 0 | 0 | 0 | 0 | 0 | 0 | 0 | 0 | 0 | 0 | 0 | 0 | 0 | 0 | 0 | 0 | 0 | 0
v5.10_MeasureAssessmentTemplate_Residential_All | Windows - SEG Manufactured - INC All - Window Replacement to Thin Triple Pane U-Value < 0.2 | HVAC | Windows | NR | Windows - U < 0.2 | Residential | Manufactured | Firm | Sales | Residential | 0.03 | 1 | 1.341 | 3.8596 | -0.17701 | 2.0955 | -1.5444 | 0 | 0 | 0.043892 | 0.082514 | 0.14105 | 0.22474 | 0.33835 | 0.48532 | 0.66663 | 0.87983 | 1.1182 | 1.3709 | 1.6234 | 1.86 | 2.0664 | 2.2325 | 2.3543 | 2.4413 | 2.4853 | 2.5186 | 2.5212 | 2.5134 | 2.5054 | 2.4971 | 2.4887 | 35.459
v5.10_MeasureAssessmentTemplate_Residential_All | Windows - SEG Manufactured - INC All - Window Replacement to Thin Triple Pane U-Value < 0.2 | HVAC | Windows | NR | Windows - U < 0.2 | Residential | Manufactured LI | Firm | Sales | Residential | 0.03 | 1 | 1.341 | 3.8596 | -0.17701 | 2.0955 | -1.5444 | 0 | 0 | 0.055108 | 0.1036 | 0.17709 | 0.28217 | 0.42482 | 0.60934 | 0.83699 | 1.1047 | 1.404 | 1.7212 | 2.0383 | 2.3354 | 2.5945 | 2.803 | 2.956 | 3.0652 | 3.1204 | 3.1622 | 3.1655 | 3.1557 | 3.1456 | 3.1353 | 3.1246 | 44.5208
v5.10_MeasureAssessmentTemplate_Residential_All | Duct Insulation - SEG Single Family - INC All - Duct Insulation >= R11 | HVAC | Duct Insulation | Retrofit | Duct Insulation | Residential | Single Family | Firm | Sales | Residential | 0.17361 | 1 | 2.4454 | 3.8671 | -1.1155 | 1.1513 | -1.5388 | 1292.904 | 2582.7228 | 4582.1981 | 7446.7473 | 11291.1481 | 16151.9278 | 21941.6459 | 28402.404 | 35072.5495 | 41287.2748 | 46235.6903 | 49088.8222 | 49190.4339 | 46267.6722 | 40584.9619 | 33481.4332 | 25538.1544 | 17633.2451 | 1268.728 | 0 | 0 | 0 | 0 | 0 | 0 | 479340.6637
v5.10_MeasureAssessmentTemplate_Residential_All | Duct Insulation - SEG Single Family - INC All - Duct Insulation >= R11 | HVAC | Duct Insulation | Retrofit | Duct Insulation | Residential | Single Family LI | Firm | Sales | Residential | 0.17361 | 1 | 2.4454 | 3.8671 | -1.1155 | 1.1513 | -1.5388 | 448.4865 | 895.9028 | 1589.4869 | 2583.1505 | 3916.7081 | 5602.8302 | 7611.1854 | 9852.3129 | 12166.0734 | 14321.8564 | 16038.3779 | 17028.0811 | 17063.3285 | 16049.4719 | 14078.2359 | 11614.1421 | 8858.7532 | 6116.6741 | 440.1003 | 0 | 0 | 0 | 0 | 0 | 0 | 166275.1582
v5.10_MeasureAssessmentTemplate_Residential_All | Behavior Program - SEG All - INC All - Home Energy Reports | Whole Building | Behavior Program | Retrofit | Behavior Program | Residential | Single Family | Firm | Sales | Residential | 3.72 | 1 | 1.0976 | 3.6888 | 0.27234 | 2.4469 | -1.4465 | 973.1257 | 1768.3491 | 2791.1748 | 3974.8717 | 5143.7822 | 6094.9413 | 6657.1528 | 6740.6637 | 6359.4907 | 5615.0726 | 4657.8442 | 3642.722 | 2694.3703 | 1890.374 | 349.1886 | 139.7198 | 85.6114 | 58.1801 | 0 | 0 | 0 | 0 | 0 | 0 | 0 | 59636.6351
v5.10_MeasureAssessmentTemplate_Residential_All | Behavior Program - SEG All - INC All - Home Energy Reports | Whole Building | Behavior Program | New | Behavior Program | Residential | Single Family | Firm | Sales | Residential | 3.72 | 1 | 1.0976 | 3.6888 | 0.27234 | 2.4469 | -1.4465 | 10.7766 | 6.8208 | 17.8586 | 34.1044 | 57.256 | 88.5204 | 127.6015 | 175.5021 | 230.6944 | 290.4076 | 351.0973 | 408.1935 | 456.8689 | 492.8611 | 513.3003 | 517.273 | 505.899 | 483.1913 | 449.4273 | 412.0798 | 368.7427 | 323.6363 | 278.4298 | 233.1397 | 187.785 | 7021.4673
v5.10_MeasureAssessmentTemplate_Residential_All | Behavior Program - SEG All - INC All - Home Energy Reports | Whole Building | Behavior Program | Retrofit | Behavior Program | Residential | Multifamily-Low Rise | Firm | Sales | Residential | 3.72 | 1 | 1.0976 | 3.6888 | 0.27234 | 2.4469 | -1.4465 | 91.9405 | 167.7786 | 265.2574 | 378.4612 | 490.6483 | 582.3569 | 637.0498 | 645.9182 | 610.1181 | 539.2505 | 447.7044 | 350.3758 | 259.2999 | 182.0003 | 35.2956 | 14.6833 | 8.997 | 6.1142 | 0 | 0 | 0 | 0 | 0 | 0 | 0 | 5713.25
v5.10_MeasureAssessmentTemplate_Residential_All | Behavior Program - SEG All - INC All - Home Energy Reports | Whole Building | Behavior Program | New | Behavior Program | Residential | Multifamily-Low Rise | Firm | Sales | Residential | 3.72 | 1 | 1.0976 | 3.6888 | 0.27234 | 2.4469 | -1.4465 | 1.1325 | 0.7168 | 1.8768 | 3.5841 | 6.0171 | 9.3027 | 13.4097 | 18.4437 | 24.2439 | 30.5192 | 36.8971 | 42.8974 | 48.0127 | 51.7952 | 53.9432 | 54.3606 | 53.1653 | 50.779 | 47.2307 | 43.3058 | 38.7515 | 34.0112 | 29.2604 | 24.5008 | 19.7345 | 737.8918
v5.10_MeasureAssessmentTemplate_Residential_All | Behavior Program - SEG All - INC All - Home Energy Reports | Whole Building | Behavior Program | Retrofit | Behavior Program | Residential | Multifamily-High Rise | Firm | Sales | Residential | 3.72 | 1 | 1.0976 | 3.6888 | 0.27234 | 2.4469 | -1.4465 | 211.3493 | 385.683 | 609.7633 | 869.992 | 1127.8832 | 1338.6995 | 1464.4253 | 1484.8116 | 1402.5158 | 1239.6081 | 1029.1655 | 805.4303 | 596.0686 | 418.3753 | 81.1361 | 33.7533 | 20.6819 | 14.0551 | 0 | 0 | 0 | 0 | 0 | 0 | 0 | 13133.3974
v5.10_MeasureAssessmentTemplate_Residential_All | Behavior Program - SEG All - INC All - Home Energy Reports | Whole Building | Behavior Program | New | Behavior Program | Residential | Multifamily-High Rise | Firm | Sales | Residential | 3.72 | 1 | 1.0976 | 3.6888 | 0.27234 | 2.4469 | -1.4465 | 2.6034 | 1.6478 | 4.3143 | 8.2389 | 13.8318 | 21.3846 | 30.8258 | 42.3976 | 55.7309 | 70.1563 | 84.8176 | 98.6109 | 110.3698 | 119.0648 | 124.0024 | 124.9621 | 122.2144 | 116.7287 | 108.5721 | 99.5497 | 89.0804 | 78.1836 | 67.2627 | 56.3216 | 45.3648 | 1696.2371
v5.10_MeasureAssessmentTemplate_Residential_All | Behavior Program - SEG All - INC All - Home Energy Reports | Whole Building | Behavior Program | Retrofit | Behavior Program | Residential | Manufactured | Firm | Sales | Residential | 3.72 | 1 | 1.0976 | 3.6888 | 0.27234 | 2.4469 | -1.4465 | 1.8678 | 3.3942 | 5.3575 | 7.6295 | 9.8731 | 11.6988 | 12.7779 | 12.9382 | 12.2066 | 10.7777 | 8.9404 | 6.9919 | 5.1716 | 3.6284 | 0.67024 | 0.26818 | 0.16432 | 0.11167 | 0 | 0 | 0 | 0 | 0 | 0 | 0 | 114.4682
v5.10_MeasureAssessmentTemplate_Residential_All | Behavior Program - SEG All - INC All - Home Energy Reports | Whole Building | Behavior Program | New | Behavior Program | Residential | Manufactured | Firm | Sales | Residential | 3.72 | 1 | 1.0976 | 3.6888 | 0.27234 | 2.4469 | -1.4465 | 0.020685 | 0.013092 | 0.034278 | 0.065461 | 0.1099 | 0.16991 | 0.24492 | 0.33686 | 0.4428 | 0.55742 | 0.67391 | 0.7835 | 0.87693 | 0.94601 | 0.98524 | 0.99287 | 0.97104 | 0.92745 | 0.86264 | 0.79096 | 0.70777 | 0.6212 | 0.53443 | 0.44749 | 0.36044 | 13.4772
v5.10_MeasureAssessmentTemplate_Residential_All | Behavior Program - SEG All - INC All - Home Energy Reports | Whole Building | Behavior Program | Retrofit | Behavior Program | Residential | Single Family LI | Firm | Sales | Residential | 3.72 | 1 | 1.0976 | 3.6888 | 0.27234 | 2.4469 | -1.4465 | 337.5608 | 613.4103 | 968.2113 | 1378.8157 | 1784.2909 | 2114.2319 | 2309.2536 | 2338.2221 | 2205.9996 | 1947.7736 | 1615.7273 | 1263.5986 | 934.6314 | 655.7387 | 121.1276 | 48.4664 | 29.6972 | 20.1817 | 0 | 0 | 0 | 0 | 0 | 0 | 0 | 20686.9387
v5.10_MeasureAssessmentTemplate_Residential_All | Behavior Program - SEG All - INC All - Home Energy Reports | Whole Building | Behavior Program | New | Behavior Program | Residential | Single Family LI | Firm | Sales | Residential | 3.72 | 1 | 1.0976 | 3.6888 | 0.27234 | 2.4469 | -1.4465 | 3.7382 | 2.366 | 6.1948 | 11.8302 | 19.8611 | 30.7062 | 44.2628 | 60.8787 | 80.024 | 100.7375 | 121.7897 | 141.5954 | 158.4801 | 170.9652 | 178.0552 | 179.4332 | 175.4878 | 167.6109 | 155.8987 | 142.9435 | 127.9106 | 112.2639 | 96.5826 | 80.8722 | 65.1394 | 2435.6281
v5.10_MeasureAssessmentTemplate_Residential_All | Behavior Program - SEG All - INC All - Home Energy Reports | Whole Building | Behavior Program | Retrofit | Behavior Program | Residential | Multifamily-Low Rise LI | Firm | Sales | Residential | 3.72 | 1 | 1.0976 | 3.6888 | 0.27234 | 2.4469 | -1.4465 | 77.3833 | 141.2137 | 223.2583 | 318.5382 | 412.9623 | 490.1504 | 536.1836 | 543.6478 | 513.5161 | 453.8692 | 376.8179 | 294.8996 | 218.2441 | 153.1836 | 29.7071 | 12.3584 | 7.5725 | 5.1461 | 0 | 0 | 0 | 0 | 0 | 0 | 0 | 4808.6521
v5.10_MeasureAssessmentTemplate_Residential_All | Behavior Program - SEG All - INC All - Home Energy Reports | Whole Building | Behavior Program | New | Behavior Program | Residential | Multifamily-Low Rise LI | Firm | Sales | Residential | 3.72 | 1 | 1.0976 | 3.6888 | 0.27234 | 2.4469 | -1.4465 | 0.9532 | 0.60331 | 1.5796 | 3.0166 | 5.0644 | 7.8298 | 11.2865 | 15.5234 | 20.4053 | 25.687 | 31.0551 | 36.1053 | 40.4107 | 43.5943 | 45.4022 | 45.7535 | 44.7475 | 42.739 | 39.7525 | 36.4491 | 32.6158 | 28.6261 | 24.6275 | 20.6215 | 16.6099 | 621.0589
v5.10_MeasureAssessmentTemplate_Residential_All | Behavior Program - SEG All - INC All - Home Energy Reports | Whole Building | Behavior Program | Retrofit | Behavior Program | Residential | Multifamily-High Rise LI | Firm | Sales | Residential | 3.72 | 1 | 1.0976 | 3.6888 | 0.27234 | 2.4469 | -1.4465 | 169.3981 | 309.1278 | 488.7299 | 697.3051 | 904.0069 | 1072.9778 | 1173.7479 | 1190.0877 | 1124.127 | 993.5553 | 824.8839 | 645.5585 | 477.7535 | 335.331 | 65.0312 | 27.0536 | 16.5767 | 11.2652 | 0 | 0 | 0 | 0 | 0 | 0 | 0 | 10526.517
v5.10_MeasureAssessmentTemplate_Residential_All | Behavior Program - SEG All - INC All - Home Energy Reports | Whole Building | Behavior Program | New | Behavior Program | Residential | Multifamily-High Rise LI | Firm | Sales | Residential | 3.72 | 1 | 1.0976 | 3.6888 | 0.27234 | 2.4469 | -1.4465 | 2.0866 | 1.3207 | 3.4579 | 6.6035 | 11.0863 | 17.14 | 24.7071 | 33.982 | 44.6687 | 56.2308 | 67.982 | 79.0374 | 88.4622 | 95.4313 | 99.3889 | 100.1581 | 97.9558 | 93.559 | 87.0213 | 79.7898 | 71.3986 | 62.6648 | 53.9116 | 45.1422 | 36.3603 | 1359.5468
v5.10_MeasureAssessmentTemplate_Residential_All | Behavior Program - SEG All - INC All - Home Energy Reports | Whole Building | Behavior Program | Retrofit | Behavior Program | Residential | Manufactured LI | Firm | Sales | Residential | 3.72 | 1 | 1.0976 | 3.6888 | 0.27234 | 2.4469 | -1.4465 | 2.3452 | 4.2616 | 6.7266 | 9.5792 | 12.3962 | 14.6885 | 16.0434 | 16.2446 | 15.326 | 13.532 | 11.2252 | 8.7788 | 6.4933 | 4.5557 | 0.84153 | 0.33672 | 0.20632 | 0.14021 | 0 | 0 | 0 | 0 | 0 | 0 | 0 | 143.7211
v5.10_MeasureAssessmentTemplate_Residential_All | Behavior Program - SEG All - INC All - Home Energy Reports | Whole Building | Behavior Program | New | Behavior Program | Residential | Manufactured LI | Firm | Sales | Residential | 3.72 | 1 | 1.0976 | 3.6888 | 0.27234 | 2.4469 | -1.4465 | 0.025971 | 0.016438 | 0.043038 | 0.08219 | 0.13798 | 0.21333 | 0.30751 | 0.42295 | 0.55596 | 0.69987 | 0.84613 | 0.98372 | 1.101 | 1.1878 | 1.237 | 1.2466 | 1.2192 | 1.1645 | 1.0831 | 0.99309 | 0.88865 | 0.77995 | 0.671 | 0.56185 | 0.45255 | 16.9214
v5.10_MeasureAssessmentTemplate_Residential_All | Energy Performance Score Homes - SEG Single Family - INC All - New Homes EPS - Path 2 - MECH + DHW | Whole Building | Energy Performance Score Homes | New | Energy Performance Score Homes - Path 2 | Residential | Single Family | Firm | Sales | Residential | 71 | 1 | 3.0519 | 3.6888 | -1.2945 | 0.87998 | -1.4465 | 0 | 0 | 0 | 0 | 0 | 0 | 0 | 0 | 0 | 0 | 0 | 0 | 0 | 0 | 0 | 0 | 0 | 0 | 0 | 0 | 0 | 0 | 0 | 0 | 0 | 0
v5.10_MeasureAssessmentTemplate_Residential_All | Energy Performance Score Homes - SEG Single Family - INC All - New Homes EPS - Path 2 - MECH + DHW | Whole Building | Energy Performance Score Homes | New | Energy Performance Score Homes - Path 2 | Residential | Single Family LI | Firm | Sales | Residential | 71 | 1 | 3.0519 | 3.6888 | -1.2945 | 0.87998 | -1.4465 | 0 | 0 | 0 | 0 | 0 | 0 | 0 | 0 | 0 | 0 | 0 | 0 | 0 | 0 | 0 | 0 | 0 | 0 | 0 | 0 | 0 | 0 | 0 | 0 | 0 | 0
v5.10_MeasureAssessmentTemplate_Residential_All | Energy Performance Score Homes - SEG Single Family - INC All - New Homes EPS - Path 3 - MECH + DHW | Whole Building | Energy Performance Score Homes | New | Energy Performance Score Homes - Path 3 | Residential | Single Family | Firm | Sales | Residential | 91.42 | 1 | 1.2286 | 3.6764 | 0.013024 | 2.1785 | -1.4374 | 0 | 0 | 0 | 0 | 0 | 0 | 0 | 0 | 0 | 0 | 0 | 0 | 0 | 0 | 0 | 0 | 0 | 0 | 0 | 0 | 0 | 0 | 0 | 0 | 0 | 0
v5.10_MeasureAssessmentTemplate_Residential_All | Energy Performance Score Homes - SEG Single Family - INC All - New Homes EPS - Path 3 - MECH + DHW | Whole Building | Energy Performance Score Homes | New | Energy Performance Score Homes - Path 3 | Residential | Single Family LI | Firm | Sales | Residential | 91.42 | 1 | 1.2286 | 3.6764 | 0.013024 | 2.1785 | -1.4374 | 0 | 0 | 0 | 0 | 0 | 0 | 0 | 0 | 0 | 0 | 0 | 0 | 0 | 0 | 0 | 0 | 0 | 0 | 0 | 0 | 0 | 0 | 0 | 0 | 0 | 0
v5.10_MeasureAssessmentTemplate_Residential_All | Energy Performance Score Homes - SEG Single Family - INC All - New Homes EPS - Path 4 - Advanced Whole Home | Whole Building | Energy Performance Score Homes | New | Energy Performance Score Homes - Path 4 | Residential | Single Family | Firm | Sales | Residential | 21.92 | 1 | 1.1401 | 3.9384 | 0.15881 | 2.515 | -1.6282 | 0 | 0 | 0 | 0 | 0 | 0 | 0 | 0 | 0 | 0 | 0 | 0 | 0 | 0 | 0 | 0 | 0 | 0 | 0 | 0 | 0 | 0 | 0 | 0 | 0 | 0
v5.10_MeasureAssessmentTemplate_Residential_All | Energy Performance Score Homes - SEG Single Family - INC All - New Homes EPS - Path 4 - Advanced Whole Home | Whole Building | Energy Performance Score Homes | New | Energy Performance Score Homes - Path 4 | Residential | Single Family LI | Firm | Sales | Residential | 21.92 | 1 | 1.1401 | 3.9384 | 0.15881 | 2.515 | -1.6282 | 0 | 0 | 0 | 0 | 0 | 0 | 0 | 0 | 0 | 0 | 0 | 0 | 0 | 0 | 0 | 0 | 0 | 0 | 0 | 0 | 0 | 0 | 0 | 0 | 0 | 0
v5.10_MeasureAssessmentTemplate_Residential_All | Energy Performance Score Homes - SEG Single Family - INC All - Path 5 Emerging Super Efficient Home | Whole Building | Energy Performance Score Homes | New | Energy Performance Score Homes - Path 5 | Residential | Single Family | Firm | Sales | Residential | 53.29 | 0 | 0.77259 | 3.7571 | 1.3162 | 3.5404 | -1.4962 | 0 | 0 | 0 | 0 | 0 | 0 | 0 | 0 | 0 | 0 | 0 | 0 | 0 | 0 | 0 | 0 | 0 | 0 | 0 | 0 | 0 | 0 | 0 | 0 | 0 | 0
v5.10_MeasureAssessmentTemplate_Residential_All | Energy Performance Score Homes - SEG Single Family - INC All - Path 5 Emerging Super Efficient Home | Whole Building | Energy Performance Score Homes | New | Energy Performance Score Homes - Path 5 | Residential | Single Family LI | Firm | Sales | Residential | 53.29 | 0 | 0.77259 | 3.7571 | 1.3162 | 3.5404 | -1.4962 | 0 | 0 | 0 | 0 | 0 | 0 | 0 | 0 | 0 | 0 | 0 | 0 | 0 | 0 | 0 | 0 | 0 | 0 | 0 | 0 | 0 | 0 | 0 | 0 | 0 | 0
v5.10_MeasureAssessmentTemplate_Residential_All | Manufactured New Home - SEG Manufactured - INC All - Manufactured New Homes - ENERGY STAR | Whole Building | Manufactured New Home | New | Manufactured New Home | Residential | Manufactured | Firm | Sales | Residential | 118.23 | 1 | 1.4009 | 3.7073 | -0.26125 | 1.9267 | -1.4599 | 0 | 0 | 0 | 0 | 0 | 0 | 0 | 0 | 0 | 0 | 0 | 0 | 0 | 0 | 0 | 0 | 0 | 0 | 0 | 0 | 0 | 0 | 0 | 0 | 0 | 0
v5.10_MeasureAssessmentTemplate_Residential_All | Manufactured New Home - SEG Manufactured - INC All - Manufactured New Homes - ENERGY STAR | Whole Building | Manufactured New Home | New | Manufactured New Home | Residential | Manufactured LI | Firm | Sales | Residential | 118.23 | 1 | 1.4009 | 3.7073 | -0.26125 | 1.9267 | -1.4599 | 0 | 0 | 0 | 0 | 0 | 0 | 0 | 0 | 0 | 0 | 0 | 0 | 0 | 0 | 0 | 0 | 0 | 0 | 0 | 0 | 0 | 0 | 0 | 0 | 0 | 0
v5.10_MeasureAssessmentTemplate_Commercial_All | Clothes Dryer - SEG SEL - ENERGY STAR Clothes Dryer | Appliances | Clothes Dryer | NR | Clothes Dryer | Commercial | Lodging | Firm | Sales | Commercial | 29.8316 | 1 | 3.6066 | 3.1114 | -0.72038 | 0.46729 | -0.64602 | 0.93575 | 1.4339 | 3.1194 | 5.8479 | 9.97 | 15.8458 | 23.8003 | 34.0616 | 46.6887 | 61.4993 | 78.0198 | 95.4821 | 128.8702 | 153.423 | 170.2659 | 183.6029 | 193.0331 | 199.2344 | 201.4828 | 202.3639 | 200.2538 | 196.8452 | 134.7915 | 17.0948 | 13.5824 | 2371.5485
v5.10_MeasureAssessmentTemplate_Commercial_All | Clothes Dryer - SEG SEL - ENERGY STAR Clothes Dryer | Appliances | Clothes Dryer | New | Clothes Dryer | Commercial | Lodging | Firm | Sales | Commercial | 29.8316 | 1 | 3.6066 | 3.1114 | -0.72038 | 0.46729 | -0.64602 | 0.12735 | 0.25978 | 0.57151 | 1.0836 | 1.8683 | 3.0033 | 4.5626 | 6.6048 | 9.1576 | 12.2021 | 15.6597 | 19.3878 | 23.1899 | 26.8413 | 30.1287 | 32.8923 | 35.0579 | 36.7459 | 37.8176 | 38.7502 | 39.2262 | 39.5506 | 39.879 | 40.2116 | 40.5483 | 535.3279
v5.10_MeasureAssessmentTemplate_Commercial_All | Clothes Dryer - SEG SEL - ENERGY STAR Clothes Dryer | Appliances | Clothes Dryer | NR | Clothes Dryer | Commercial | Hospital | Firm | Sales | Commercial | 29.8316 | 1 | 3.6066 | 3.1114 | -0.72038 | 0.46729 | -0.64602 | 0.058783 | 0.090043 | 0.1958 | 0.36692 | 0.62531 | 0.99343 | 1.4915 | 2.1337 | 2.9236 | 3.8494 | 4.8815 | 5.9717 | 8.0615 | 9.6363 | 10.69 | 11.5225 | 12.1089 | 12.4917 | 12.6257 | 12.6731 | 12.5322 | 12.3094 | 8.0041 | 1.0983 | 0.87235 | 148.2079
v5.10_MeasureAssessmentTemplate_Commercial_All | Clothes Dryer - SEG SEL - ENERGY STAR Clothes Dryer | Appliances | Clothes Dryer | New | Clothes Dryer | Commercial | Hospital | Firm | Sales | Commercial | 29.8316 | 1 | 3.6066 | 3.1114 | -0.72038 | 0.46729 | -0.64602 | 0.0080003 | 0.016754 | 0.036843 | 0.069824 | 0.12035 | 0.19338 | 0.29368 | 0.42496 | 0.589 | 0.78453 | 1.0065 | 1.2456 | 1.4894 | 1.7233 | 1.9337 | 2.1104 | 2.2486 | 2.3561 | 2.424 | 2.483 | 2.5127 | 2.5327 | 2.5529 | 2.5734 | 2.5942 | 34.3237
v5.10_MeasureAssessmentTemplate_Commercial_All | Clothes Dryer - SEG SEL - ENERGY STAR Clothes Dryer | Appliances | Clothes Dryer | NR | Clothes Dryer | Commercial | Assembly | Firm | Sales | Commercial | 29.8316 | 1 | 3.6066 | 3.1114 | -0.72038 | 0.46729 | -0.64602 | 0.25376 | 0.38855 | 0.84458 | 1.5821 | 2.6951 | 4.2801 | 6.4236 | 9.1859 | 12.5813 | 16.5592 | 20.9909 | 25.6688 | 34.6582 | 41.5917 | 46.1221 | 49.6941 | 52.2002 | 53.8248 | 54.3732 | 54.5445 | 53.9021 | 52.9041 | 32.6447 | 4.8424 | 3.8448 | 636.6005
v5.10_MeasureAssessmentTemplate_Commercial_All | Clothes Dryer - SEG SEL - ENERGY STAR Clothes Dryer | Appliances | Clothes Dryer | New | Clothes Dryer | Commercial | Assembly | Firm | Sales | Commercial | 29.8316 | 1 | 3.6066 | 3.1114 | -0.72038 | 0.46729 | -0.64602 | 0.034536 | 0.074133 | 0.16296 | 0.30873 | 0.53192 | 0.85442 | 1.2971 | 1.8762 | 2.5995 | 3.4613 | 4.439 | 5.4919 | 6.5644 | 7.5928 | 8.517 | 9.292 | 9.8973 | 10.3671 | 10.6627 | 10.9187 | 11.0459 | 11.1304 | 11.216 | 11.3027 | 11.3906 | 151.0294
v5.10_MeasureAssessmentTemplate_Commercial_All | Clothes Dryer - SEG SEL - ENERGY STAR Clothes Dryer | Appliances | Clothes Dryer | NR | Clothes Dryer | Commercial | Other | Firm | Sales | Commercial | 29.8316 | 1 | 3.6066 | 3.1114 | -0.72038 | 0.46729 | -0.64602 | 0.065332 | 0.099581 | 0.21548 | 0.40181 | 0.68139 | 1.0772 | 1.6093 | 2.2909 | 3.1235 | 4.0925 | 5.1642 | 6.2865 | 8.5087 | 10.7047 | 11.8183 | 12.6738 | 13.2455 | 13.5816 | 13.6349 | 13.5827 | 13.3178 | 12.9572 | 3.1544 | 1.5356 | 1.2145 | 155.0375
v5.10_MeasureAssessmentTemplate_Commercial_All | Clothes Dryer - SEG SEL - ENERGY STAR Clothes Dryer | Appliances | Clothes Dryer | New | Clothes Dryer | Commercial | Other | Firm | Sales | Commercial | 29.8316 | 1 | 3.6066 | 3.1114 | -0.72038 | 0.46729 | -0.64602 | 0.0088915 | 0.024528 | 0.053679 | 0.10125 | 0.17368 | 0.27777 | 0.41988 | 0.60482 | 0.8345 | 1.1066 | 1.4134 | 1.7416 | 2.0735 | 2.389 | 2.6695 | 2.9013 | 3.0787 | 3.2129 | 3.2924 | 3.3594 | 3.3864 | 3.4004 | 3.4147 | 3.4294 | 3.4445 | 46.8126
v5.10_MeasureAssessmentTemplate_Commercial_All | Clothes Dryer - SEG SEL - ENERGY STAR Clothes Dryer | Appliances | Clothes Dryer | NR | Clothes Dryer | Commercial | Hospital | Interruptible | Sales | Commercial | 29.8316 | 1 | 3.0793 | 2.6565 | -0.47398 | 0.46729 | -0.39962 | 0.030835 | 0.047233 | 0.10271 | 0.19247 | 0.32801 | 0.52111 | 0.7824 | 1.1193 | 1.5336 | 2.0193 | 2.5607 | 3.1325 | 4.2287 | 5.0548 | 5.6075 | 6.0443 | 6.3519 | 6.5527 | 6.623 | 6.6478 | 6.5739 | 6.457 | 4.1986 | 0.57614 | 0.4576 | 77.744
v5.10_MeasureAssessmentTemplate_Commercial_All | Clothes Dryer - SEG SEL - ENERGY STAR Clothes Dryer | Appliances | Clothes Dryer | New | Clothes Dryer | Commercial | Hospital | Interruptible | Sales | Commercial | 29.8316 | 1 | 3.0793 | 2.6565 | -0.47398 | 0.46729 | -0.39962 | 0.0041966 | 0.0087882 | 0.019326 | 0.036627 | 0.06313 | 0.10144 | 0.15405 | 0.22292 | 0.30897 | 0.41154 | 0.52796 | 0.65342 | 0.78128 | 0.90399 | 1.0144 | 1.107 | 1.1795 | 1.2359 | 1.2715 | 1.3025 | 1.318 | 1.3285 | 1.3392 | 1.3499 | 1.3608 | 18.0049
v5.10_MeasureAssessmentTemplate_Commercial_All | Clothes Dryer - SEG SEL - ENERGY STAR Clothes Dryer | Appliances | Clothes Dryer | NR | Clothes Dryer | Commercial | Hospital | Firm | Transport | Commercial | 29.8316 | 1 | 3.6066 | 1.9287 | -0.72038 | 0.46729 | -0.50302 | 0.030921 | 0.047365 | 0.103 | 0.19301 | 0.32892 | 0.52256 | 0.78457 | 1.1224 | 1.5379 | 2.0249 | 2.5678 | 3.1412 | 4.2405 | 5.0689 | 5.6232 | 6.0611 | 6.3695 | 6.5709 | 6.6414 | 6.6663 | 6.5922 | 6.475 | 4.2103 | 0.57774 | 0.45887 | 77.9604
v5.10_MeasureAssessmentTemplate_Commercial_All | Clothes Dryer - SEG SEL - ENERGY STAR Clothes Dryer | Appliances | Clothes Dryer | New | Clothes Dryer | Commercial | Hospital | Firm | Transport | Commercial | 29.8316 | 1 | 3.6066 | 1.9287 | -0.72038 | 0.46729 | -0.50302 | 0.0042083 | 0.0088127 | 0.01938 | 0.036729 | 0.063306 | 0.10172 | 0.15448 | 0.22354 | 0.30983 | 0.41268 | 0.52943 | 0.65523 | 0.78346 | 0.9065 | 1.0172 | 1.1101 | 1.1828 | 1.2393 | 1.2751 | 1.3061 | 1.3217 | 1.3322 | 1.3429 | 1.3537 | 1.3646 | 18.055
v5.10_MeasureAssessmentTemplate_Commercial_All | Clothes Washer - SEG SEL - ENERGY STAR Clothes Washer | Appliances | Clothes Washer | NR | Clothes Washer | Commercial | Lodging | Firm | Sales | Commercial | 38.7 | 1 | 1.5279 | 3.2631 | -0.11304 | 1.1568 | -0.72816 | 7.6164 | 11.6714 | 25.3901 | 47.599 | 81.1501 | 128.9757 | 193.7206 | 299.7186 | 420.9197 | 554.552 | 703.2542 | 859.6449 | 1014.1098 | 1156.1566 | 1276.3259 | 1368.1501 | 1429.4799 | 1062.6401 | 79.5427 | 64.2313 | 48.5452 | 34.3476 | 22.6546 | 13.8189 | 7.2696 | 10911.4849
v5.10_MeasureAssessmentTemplate_Commercial_All | Clothes Washer - SEG SEL - ENERGY STAR Clothes Washer | Appliances | Clothes Washer | New | Clothes Washer | Commercial | Lodging | Firm | Sales | Commercial | 38.7 | 1 | 1.5279 | 3.2631 | -0.11304 | 1.1568 | -0.72816 | 0.60467 | 1.2335 | 2.7136 | 5.1447 | 8.8708 | 14.2597 | 21.6632 | 31.3594 | 43.4804 | 57.9358 | 74.3522 | 92.0532 | 110.1056 | 127.4427 | 143.0511 | 156.1727 | 166.4552 | 174.4696 | 179.5582 | 183.986 | 186.2461 | 187.7863 | 189.3458 | 190.9248 | 192.5236 | 2541.7389
v5.10_MeasureAssessmentTemplate_Commercial_All | Clothes Washer - SEG SEL - ENERGY STAR Clothes Washer | Appliances | Clothes Washer | NR | Clothes Washer | Commercial | Hospital | Firm | Sales | Commercial | 38.7 | 1 | 1.5279 | 3.2631 | -0.11304 | 1.1568 | -0.72816 | 0.26985 | 0.41336 | 0.89886 | 1.6844 | 2.8705 | 4.5605 | 6.847 | 10.5915 | 14.9086 | 19.634 | 24.8886 | 30.4102 | 35.858 | 40.8605 | 45.0834 | 48.2989 | 50.4325 | 35.9412 | 2.8823 | 2.3267 | 1.7579 | 1.2433 | 0.81979 | 0.49989 | 0.26288 | 384.2447
v5.10_MeasureAssessmentTemplate_Commercial_All | Clothes Washer - SEG SEL - ENERGY STAR Clothes Washer | Appliances | Clothes Washer | New | Clothes Washer | Commercial | Hospital | Firm | Sales | Commercial | 38.7 | 1 | 1.5279 | 3.2631 | -0.11304 | 1.1568 | -0.72816 | 0.021424 | 0.044864 | 0.09866 | 0.18698 | 0.32228 | 0.51786 | 0.78642 | 1.138 | 1.5773 | 2.1009 | 2.6952 | 3.3357 | 3.9884 | 4.6148 | 5.1783 | 5.6513 | 6.0214 | 6.3092 | 6.4911 | 6.6491 | 6.7286 | 6.7821 | 6.8363 | 6.8912 | 6.9468 | 91.9143
v5.10_MeasureAssessmentTemplate_Commercial_All | Clothes Washer - SEG SEL - ENERGY STAR Clothes Washer | Appliances | Clothes Washer | NR | Clothes Washer | Commercial | Assembly | Firm | Sales | Commercial | 38.7 | 1 | 1.5279 | 3.2631 | -0.11304 | 1.1568 | -0.72816 | 1.7499 | 2.6794 | 5.8241 | 10.9099 | 18.5853 | 29.5151 | 44.2965 | 68.5086 | 96.647 | 127.2311 | 161.2177 | 196.9023 | 232.0728 | 264.3226 | 291.4895 | 312.1049 | 325.6953 | 222.4921 | 19.0893 | 15.4041 | 11.6343 | 8.2262 | 5.4221 | 3.3052 | 1.7376 | 2477.0628
v5.10_MeasureAssessmentTemplate_Commercial_All | Clothes Washer - SEG SEL - ENERGY STAR Clothes Washer | Appliances | Clothes Washer | New | Clothes Washer | Commercial | Assembly | Firm | Sales | Commercial | 38.7 | 1 | 1.5279 | 3.2631 | -0.11304 | 1.1568 | -0.72816 | 0.13892 | 0.29821 | 0.65553 | 1.2419 | 2.1397 | 3.437 | 5.2175 | 7.5473 | 10.4569 | 13.9234 | 17.8561 | 22.0917 | 26.4058 | 30.5428 | 34.2604 | 37.3781 | 39.8129 | 41.7027 | 42.8916 | 43.9215 | 44.4332 | 44.7731 | 45.1174 | 45.4664 | 45.8199 | 607.5299
v5.10_MeasureAssessmentTemplate_Commercial_All | Clothes Washer - SEG SEL - ENERGY STAR Clothes Washer | Appliances | Clothes Washer | NR | Clothes Washer | Commercial | Other | Firm | Sales | Commercial | 38.7 | 1 | 1.5279 | 3.2631 | -0.11304 | 1.1568 | -0.72816 | 0.45052 | 0.6867 | 1.4859 | 2.7708 | 4.6988 | 7.4282 | 11.0978 | 17.1276 | 24.8111 | 32.5169 | 41.012 | 49.8461 | 58.4454 | 66.1969 | 72.5612 | 77.1859 | 79.979 | 28.0028 | 6.0537 | 4.8657 | 3.6606 | 2.5783 | 1.693 | 1.0281 | 0.53851 | 596.7216
v5.10_MeasureAssessmentTemplate_Commercial_All | Clothes Washer - SEG SEL - ENERGY STAR Clothes Washer | Appliances | Clothes Washer | New | Clothes Washer | Commercial | Other | Firm | Sales | Commercial | 38.7 | 1 | 1.5279 | 3.2631 | -0.11304 | 1.1568 | -0.72816 | 0.035767 | 0.098668 | 0.21593 | 0.40727 | 0.69864 | 1.1174 | 1.689 | 2.4329 | 3.3569 | 4.4513 | 5.6854 | 7.0059 | 8.3409 | 9.61 | 10.7381 | 11.6708 | 12.3844 | 12.9242 | 13.2441 | 13.5133 | 13.6222 | 13.6783 | 13.736 | 13.7951 | 13.8557 | 188.3082
v5.10_MeasureAssessmentTemplate_Commercial_All | Clothes Washer - SEG SEL - ENERGY STAR Clothes Washer | Appliances | Clothes Washer | NR | Clothes Washer | Commercial | Hospital | Interruptible | Sales | Commercial | 38.7 | 1 | 1.3149 | 2.8082 | 0.13336 | 0.46729 | -0.48175 | 0.14155 | 0.21683 | 0.4715 | 0.88358 | 1.5058 | 2.3922 | 3.5917 | 5.5559 | 7.8205 | 10.2992 | 13.0556 | 15.952 | 18.8097 | 21.4338 | 23.649 | 25.3357 | 26.4549 | 18.8534 | 1.512 | 1.2205 | 0.92211 | 0.65221 | 0.43003 | 0.26222 | 0.1379 | 201.5597
v5.10_MeasureAssessmentTemplate_Commercial_All | Clothes Washer - SEG SEL - ENERGY STAR Clothes Washer | Appliances | Clothes Washer | New | Clothes Washer | Commercial | Hospital | Interruptible | Sales | Commercial | 38.7 | 1 | 1.3149 | 2.8082 | 0.13336 | 0.46729 | -0.48175 | 0.011238 | 0.023534 | 0.051753 | 0.098082 | 0.16905 | 0.27165 | 0.41253 | 0.59695 | 0.82737 | 1.102 | 1.4138 | 1.7498 | 2.0922 | 2.4208 | 2.7163 | 2.9645 | 3.1586 | 3.3096 | 3.405 | 3.4878 | 3.5296 | 3.5576 | 3.5861 | 3.6149 | 3.644 | 48.2147
v5.10_MeasureAssessmentTemplate_Commercial_All | Clothes Washer - SEG SEL - ENERGY STAR Clothes Washer | Appliances | Clothes Washer | NR | Clothes Washer | Commercial | Hospital | Firm | Transport | Commercial | 38.7 | 1 | 1.5279 | 2.0803 | -0.11304 | 0.46729 | -0.58516 | 0.14195 | 0.21743 | 0.47282 | 0.88603 | 1.51 | 2.3989 | 3.6017 | 5.5714 | 7.8422 | 10.3279 | 13.0919 | 15.9964 | 18.8621 | 21.4935 | 23.7148 | 25.4062 | 26.5285 | 18.9058 | 1.5162 | 1.2239 | 0.92468 | 0.65402 | 0.43123 | 0.26295 | 0.13828 | 202.1207
v5.10_MeasureAssessmentTemplate_Commercial_All | Clothes Washer - SEG SEL - ENERGY STAR Clothes Washer | Appliances | Clothes Washer | New | Clothes Washer | Commercial | Hospital | Firm | Transport | Commercial | 38.7 | 1 | 1.5279 | 2.0803 | -0.11304 | 0.46729 | -0.58516 | 0.011269 | 0.023599 | 0.051897 | 0.098355 | 0.16952 | 0.2724 | 0.41368 | 0.59861 | 0.82968 | 1.1051 | 1.4177 | 1.7546 | 2.098 | 2.4275 | 2.7239 | 2.9727 | 3.1674 | 3.3188 | 3.4145 | 3.4975 | 3.5394 | 3.5675 | 3.596 | 3.6249 | 3.6542 | 48.3488
v5.10_MeasureAssessmentTemplate_Commercial_All | Ozone Laundry - SEG SEL - Laundry with Ozone Gas Generator | Appliances | Ozone Laundry | Retrofit | Ozone Laundry | Commercial | Lodging | Firm | Sales | Commercial | 44.6458 | 0 | 0.81671 | 3.1364 | 0.87893 | 2.0801 | -0.65956 | 217.0807 | 432.3246 | 764.7718 | 1239.4033 | 1874.2805 | 2674.438 | 3624.5097 | 4681.2886 | 5768.5243 | 6777.2914 | 7575.5469 | 8029.1375 | 8032.8262 | 7544.2759 | 6608.5634 | 5444.9876 | 4148.408 | 2008.3709 | 0 | 0 | 0 | 0 | 0 | 0 | 0 | 77446.0296
v5.10_MeasureAssessmentTemplate_Commercial_All | Ozone Laundry - SEG SEL - Laundry with Ozone Gas Generator | Appliances | Ozone Laundry | Retrofit | Ozone Laundry | Commercial | Hospital | Firm | Sales | Commercial | 44.6458 | 0 | 0.81671 | 3.1364 | 0.87893 | 2.0801 | -0.65956 | 7.6912 | 15.3112 | 27.0743 | 43.8594 | 66.2996 | 94.5658 | 128.1081 | 165.3934 | 203.7244 | 239.2545 | 267.3275 | 283.2201 | 283.2365 | 265.9035 | 232.8301 | 191.7585 | 146.0376 | 56.0148 | 0 | 0 | 0 | 0 | 0 | 0 | 0 | 2717.6104
v5.10_MeasureAssessmentTemplate_Commercial_All | Ozone Laundry - SEG SEL - Laundry with Ozone Gas Generator | Appliances | Ozone Laundry | Retrofit | Ozone Laundry | Commercial | Assembly | Firm | Sales | Commercial | 44.6458 | 0 | 0.81671 | 3.1364 | 0.87893 | 2.0801 | -0.65956 | 49.8739 | 99.2474 | 175.4276 | 284.0767 | 429.2541 | 612.0253 | 828.7872 | 1069.5871 | 1316.9595 | 1546.0403 | 1726.7743 | 1828.7209 | 1828.1165 | 1715.5762 | 1501.6076 | 1236.2413 | 941.1195 | 269.5122 | 0 | 0 | 0 | 0 | 0 | 0 | 0 | 17458.9474
v5.10_MeasureAssessmentTemplate_Commercial_All | Ozone Laundry - SEG SEL - Laundry with Ozone Gas Generator | Appliances | Ozone Laundry | Retrofit | Ozone Laundry | Commercial | Other | Firm | Sales | Commercial | 44.6458 | 0 | 0.81671 | 3.1364 | 0.87893 | 2.0801 | -0.65956 | 12.8405 | 25.4363 | 44.7568 | 72.1478 | 108.5247 | 154.0317 | 207.6397 | 266.7535 | 326.9587 | 382.092 | 424.8242 | 447.8656 | 445.6877 | 416.3546 | 362.7742 | 297.3102 | 34.5466 | 0 | 0 | 0 | 0 | 0 | 0 | 0 | 0 | 4030.5449
v5.10_MeasureAssessmentTemplate_Commercial_All | Ozone Laundry - SEG SEL - Laundry with Ozone Gas Generator | Appliances | Ozone Laundry | Retrofit | Ozone Laundry | Commercial | Hospital | Interruptible | Sales | Commercial | 44.6458 | 0 | 0.69825 | 2.6815 | 1.1253 | 0.46729 | -0.41316 | 4.0345 | 8.0317 | 14.2021 | 23.0069 | 34.7782 | 49.6055 | 67.2005 | 86.7589 | 106.8659 | 125.5036 | 140.2295 | 148.5662 | 148.5748 | 139.4826 | 122.1336 | 100.589 | 76.6056 | 29.3832 | 0 | 0 | 0 | 0 | 0 | 0 | 0 | 1425.5522
v5.10_MeasureAssessmentTemplate_Commercial_All | Ozone Laundry - SEG SEL - Laundry with Ozone Gas Generator | Appliances | Ozone Laundry | Retrofit | Ozone Laundry | Commercial | Hospital | Firm | Transport | Commercial | 44.6458 | 0 | 0.81671 | 1.9537 | 0.87893 | 0.46729 | -0.51656 | 4.0457 | 8.054 | 14.2416 | 23.071 | 34.8749 | 49.7436 | 67.3875 | 87.0004 | 107.1633 | 125.8529 | 140.6198 | 148.9797 | 148.9883 | 139.8707 | 122.4735 | 100.8689 | 76.8188 | 29.465 | 0 | 0 | 0 | 0 | 0 | 0 | 0 | 1429.5195
v5.10_MeasureAssessmentTemplate_Commercial_All | Pool Cover - SEG SEL - Pool Cover | Appliances | Pool Cover | Retrofit | Pool Cover | Commercial | Lodging | Firm | Sales | Commercial | 1.5017 | 1 | 1.5585 | 2.9026 | -0.070872 | 1.0088 | -0.538 | 22.8585 | 45.5235 | 80.53 | 130.5084 | 197.3606 | 281.6167 | 381.6586 | 492.9368 | 607.422 | 713.6446 | 797.7004 | 845.4632 | 845.8516 | 794.4076 | 695.8776 | 573.3538 | 436.8248 | 211.4802 | 0 | 0 | 0 | 0 | 0 | 0 | 0 | 8155.019
v5.10_MeasureAssessmentTemplate_Commercial_All | Pool Cover - SEG SEL - Pool Cover | Appliances | Pool Cover | Retrofit | Pool Cover | Commercial | Assembly | Firm | Sales | Commercial | 1.5017 | 1 | 1.5585 | 2.9026 | -0.070872 | 1.0088 | -0.538 | 5.6484 | 11.2401 | 19.8677 | 32.1725 | 48.6143 | 69.3137 | 93.8626 | 121.1339 | 149.1496 | 175.0936 | 195.5623 | 207.108 | 207.0396 | 194.2941 | 170.0615 | 140.008 | 106.5846 | 30.5231 | 0 | 0 | 0 | 0 | 0 | 0 | 0 | 1977.2774
v5.10_MeasureAssessmentTemplate_Commercial_All | Pool Cover - SEG SEL - Pool Cover | Appliances | Pool Cover | Retrofit | Pool Cover | Commercial | Other | Firm | Sales | Commercial | 1.5017 | 1 | 1.5585 | 2.9026 | -0.070872 | 1.0088 | -0.538 | 1.4542 | 2.8807 | 5.0688 | 8.171 | 12.2907 | 17.4445 | 23.5158 | 30.2106 | 37.029 | 43.273 | 48.1126 | 50.7221 | 50.4755 | 47.1534 | 41.0853 | 33.6713 | 3.9125 | 0 | 0 | 0 | 0 | 0 | 0 | 0 | 0 | 456.4711
v5.10_MeasureAssessmentTemplate_Commercial_All | Pool Heater - SEG SEL - 96% Efficient Pool Heater for Indoor Pool | Appliances | Pool Heater | NR | Pool Heater Indoor | Commercial | Lodging | Firm | Sales | Commercial | 0.3625 | 1 | 1.1291 | 2.9026 | 0.31277 | 1.3924 | -0.538 | 1.5673 | 2.4018 | 5.2249 | 9.7951 | 16.6993 | 26.541 | 39.8644 | 57.0518 | 78.2017 | 103.0088 | 145.9839 | 184.7927 | 218.5383 | 249.887 | 276.7808 | 297.7327 | 312.1122 | 321.0809 | 323.5874 | 323.945 | 227.5282 | 23.8609 | 18.9583 | 14.2711 | 10.0974 | 3289.5129
v5.10_MeasureAssessmentTemplate_Commercial_All | Pool Heater - SEG SEL - 96% Efficient Pool Heater for Indoor Pool | Appliances | Pool Heater | New | Pool Heater Indoor | Commercial | Lodging | Firm | Sales | Commercial | 0.3625 | 1 | 1.1291 | 2.9026 | 0.31277 | 1.3924 | -0.538 | 0.17776 | 0.36261 | 0.79772 | 1.5124 | 2.6078 | 4.192 | 6.3685 | 9.2189 | 12.7822 | 17.0317 | 21.8578 | 27.0614 | 32.3684 | 37.4651 | 42.0536 | 45.911 | 48.9338 | 51.2899 | 52.7858 | 54.0875 | 54.7519 | 55.2047 | 55.6631 | 56.1273 | 56.5973 | 747.2101
v5.10_MeasureAssessmentTemplate_Commercial_All | Pool Heater - SEG SEL - 96% Efficient Pool Heater for Indoor Pool | Appliances | Pool Heater | NR | Pool Heater Indoor | Commercial | Assembly | Firm | Sales | Commercial | 0.3625 | 1 | 1.1291 | 2.9026 | 0.31277 | 1.3924 | -0.538 | 0.30386 | 0.46526 | 1.0113 | 1.8945 | 3.2273 | 5.1252 | 7.6919 | 10.9996 | 15.0653 | 19.8287 | 28.1023 | 35.8093 | 42.3159 | 48.3465 | 53.5031 | 57.4988 | 60.2131 | 61.872 | 62.2754 | 62.2566 | 39.6593 | 4.832 | 3.8366 | 2.8861 | 2.0406 | 631.0605
v5.10_MeasureAssessmentTemplate_Commercial_All | Pool Heater - SEG SEL - 96% Efficient Pool Heater for Indoor Pool | Appliances | Pool Heater | New | Pool Heater Indoor | Commercial | Assembly | Firm | Sales | Commercial | 0.3625 | 1 | 1.1291 | 2.9026 | 0.31277 | 1.3924 | -0.538 | 0.034462 | 0.073974 | 0.16261 | 0.30807 | 0.53079 | 0.8526 | 1.2943 | 1.8722 | 2.594 | 3.4539 | 4.4295 | 5.4802 | 6.5504 | 7.5766 | 8.4988 | 9.2722 | 9.8762 | 10.345 | 10.6399 | 10.8954 | 11.0224 | 11.1067 | 11.1921 | 11.2786 | 11.3664 | 150.7074
v5.10_MeasureAssessmentTemplate_Commercial_All | Pool Heater - SEG SEL - 96% Efficient Pool Heater for Indoor Pool | Appliances | Pool Heater | NR | Pool Heater Indoor | Commercial | Other | Firm | Sales | Commercial | 0.3625 | 1 | 1.1291 | 2.9026 | 0.31277 | 1.3924 | -0.538 | 0.078231 | 0.11924 | 0.25802 | 0.48114 | 0.81592 | 1.2899 | 1.9271 | 2.7433 | 3.7402 | 4.9005 | 6.9477 | 9.206 | 10.8304 | 12.3162 | 13.5618 | 14.4956 | 15.0894 | 15.4029 | 15.3899 | 15.2612 | 4.2174 | 1.5324 | 1.2119 | 0.90807 | 0.63959 | 153.3639
v5.10_MeasureAssessmentTemplate_Commercial_All | Pool Heater - SEG SEL - 96% Efficient Pool Heater for Indoor Pool | Appliances | Pool Heater | New | Pool Heater Indoor | Commercial | Other | Firm | Sales | Commercial | 0.3625 | 1 | 1.1291 | 2.9026 | 0.31277 | 1.3924 | -0.538 | 0.0088725 | 0.024476 | 0.053565 | 0.10103 | 0.17331 | 0.27718 | 0.41899 | 0.60353 | 0.83272 | 1.1042 | 1.4104 | 1.7379 | 2.0691 | 2.3839 | 2.6638 | 2.8951 | 3.0721 | 3.2061 | 3.2854 | 3.3522 | 3.3792 | 3.3931 | 3.4074 | 3.4221 | 3.4371 | 46.7128
v5.10_MeasureAssessmentTemplate_Commercial_All | Pool Heater - SEG SEL - 96% Efficient Pool Heater for Outdoor Pool | Appliances | Pool Heater | NR | Pool Heater Outdoor | Commercial | Lodging | Firm | Sales | Commercial | 1.1475 | 1 | 1.9436 | 2.5395 | -0.23354 | 0.70773 | -0.39962 | 1.6129 | 2.4716 | 5.3767 | 10.0798 | 17.1847 | 27.3125 | 41.0232 | 58.7102 | 80.4748 | 106.003 | 150.2273 | 190.1641 | 224.8906 | 257.1505 | 284.826 | 306.387 | 321.1844 | 330.4138 | 332.9932 | 333.3612 | 234.1418 | 24.5544 | 19.5093 | 14.6859 | 10.3909 | 3385.1296
v5.10_MeasureAssessmentTemplate_Commercial_All | Pool Heater - SEG SEL - 96% Efficient Pool Heater for Outdoor Pool | Appliances | Pool Heater | New | Pool Heater Outdoor | Commercial | Lodging | Firm | Sales | Commercial | 1.1475 | 1 | 1.9436 | 2.5395 | -0.23354 | 0.70773 | -0.39962 | 0.18293 | 0.37315 | 0.82091 | 1.5564 | 2.6836 | 4.3139 | 6.5536 | 9.4869 | 13.1537 | 17.5268 | 22.4931 | 27.848 | 33.3093 | 38.5541 | 43.276 | 47.2455 | 50.3562 | 52.7807 | 54.3201 | 55.6596 | 56.3433 | 56.8093 | 57.2811 | 57.7588 | 58.2424 | 768.9294
v5.10_MeasureAssessmentTemplate_Commercial_All | Pool Heater - SEG SEL - 96% Efficient Pool Heater for Outdoor Pool | Appliances | Pool Heater | NR | Pool Heater Outdoor | Commercial | Assembly | Firm | Sales | Commercial | 1.1475 | 1 | 1.9436 | 2.5395 | -0.23354 | 0.70773 | -0.39962 | 0.67662 | 1.036 | 2.252 | 4.2185 | 7.1863 | 11.4126 | 17.128 | 24.4934 | 33.5469 | 44.1537 | 62.5772 | 79.7388 | 94.2272 | 107.6561 | 119.1386 | 128.036 | 134.08 | 137.774 | 138.6723 | 138.6306 | 88.3118 | 10.7598 | 8.5431 | 6.4266 | 4.544 | 1405.2202
v5.10_MeasureAssessmentTemplate_Commercial_All | Pool Heater - SEG SEL - 96% Efficient Pool Heater for Outdoor Pool | Appliances | Pool Heater | New | Pool Heater Outdoor | Commercial | Assembly | Firm | Sales | Commercial | 1.1475 | 1 | 1.9436 | 2.5395 | -0.23354 | 0.70773 | -0.39962 | 0.076738 | 0.16472 | 0.3621 | 0.686 | 1.1819 | 1.8985 | 2.8821 | 4.169 | 5.7762 | 7.6911 | 9.8634 | 12.2031 | 14.5861 | 16.8713 | 18.9248 | 20.647 | 21.992 | 23.0359 | 23.6926 | 24.2615 | 24.5441 | 24.7319 | 24.9221 | 25.1148 | 25.3101 | 335.5891
v5.10_MeasureAssessmentTemplate_Commercial_All | Pool Heater - SEG SEL - 96% Efficient Pool Heater for Outdoor Pool | Appliances | Pool Heater | NR | Pool Heater Outdoor | Commercial | Other | Firm | Sales | Commercial | 1.1475 | 1 | 1.9436 | 2.5395 | -0.23354 | 0.70773 | -0.39962 | 0.1742 | 0.26553 | 0.57455 | 1.0714 | 1.8169 | 2.8723 | 4.2912 | 6.1086 | 8.3286 | 10.9123 | 15.4709 | 20.4995 | 24.1168 | 27.4251 | 30.1988 | 32.2782 | 33.6006 | 34.2986 | 34.2697 | 33.983 | 9.391 | 3.4122 | 2.6985 | 2.0221 | 1.4242 | 341.5046
v5.10_MeasureAssessmentTemplate_Commercial_All | Pool Heater - SEG SEL - 96% Efficient Pool Heater for Outdoor Pool | Appliances | Pool Heater | New | Pool Heater Outdoor | Commercial | Other | Firm | Sales | Commercial | 1.1475 | 1 | 1.9436 | 2.5395 | -0.23354 | 0.70773 | -0.39962 | 0.019757 | 0.054502 | 0.11928 | 0.22497 | 0.38592 | 0.61722 | 0.93299 | 1.3439 | 1.8543 | 2.4588 | 3.1405 | 3.8699 | 4.6073 | 5.3084 | 5.9316 | 6.4467 | 6.8409 | 7.1391 | 7.3158 | 7.4645 | 7.5247 | 7.5557 | 7.5875 | 7.6202 | 7.6537 | 104.0182
v5.10_MeasureAssessmentTemplate_Commercial_All | Two Stage Valve for Clothes Dryer - SEG SEL - Two-Stage Valves for Commercial Gas Clothes Dryers | Appliances | Two Stage Valve for Clothes Dryer | Retrofit | Two Stage Valve for Clothes Dryer | Commercial | Lodging | Firm | Sales | Commercial | 351.82 | 1 | 2.8101 | 3.1014 | -0.58987 | 0.59781 | -0.64602 | 1983.7074 | 2294.2515 | 2607.2019 | 3036.8543 | 3319.1498 | 3378.2002 | 3171.7692 | 2716.3166 | 2094.223 | 916.4458 | 0 | 0 | 0 | 0 | 0 | 0 | 0 | 0 | 0 | 0 | 0 | 0 | 0 | 0 | 0 | 25518.1197
v5.10_MeasureAssessmentTemplate_Commercial_All | Two Stage Valve for Clothes Dryer - SEG SEL - Two-Stage Valves for Commercial Gas Clothes Dryers | Appliances | Two Stage Valve for Clothes Dryer | Retrofit | Two Stage Valve for Clothes Dryer | Commercial | Hospital | Firm | Sales | Commercial | 351.82 | 1 | 2.8101 | 3.1014 | -0.58987 | 0.59781 | -0.64602 | 124.6158 | 144.0662 | 163.6521 | 190.5445 | 208.1732 | 211.7917 | 198.77 | 170.1591 | 131.1364 | 44.7554 | 0 | 0 | 0 | 0 | 0 | 0 | 0 | 0 | 0 | 0 | 0 | 0 | 0 | 0 | 0 | 1587.6645
v5.10_MeasureAssessmentTemplate_Commercial_All | Two Stage Valve for Clothes Dryer - SEG SEL - Two-Stage Valves for Commercial Gas Clothes Dryers | Appliances | Two Stage Valve for Clothes Dryer | Retrofit | Two Stage Valve for Clothes Dryer | Commercial | Assembly | Firm | Sales | Commercial | 351.82 | 1 | 2.8101 | 3.1014 | -0.58987 | 0.59781 | -0.64602 | 47.3618 | 54.7329 | 62.1497 | 72.3345 | 78.996 | 80.338 | 75.3692 | 64.4955 | 49.6854 | 12.3509 | 0 | 0 | 0 | 0 | 0 | 0 | 0 | 0 | 0 | 0 | 0 | 0 | 0 | 0 | 0 | 597.814
v5.10_MeasureAssessmentTemplate_Commercial_All | Two Stage Valve for Clothes Dryer - SEG SEL - Two-Stage Valves for Commercial Gas Clothes Dryers | Appliances | Two Stage Valve for Clothes Dryer | Retrofit | Two Stage Valve for Clothes Dryer | Commercial | Other | Firm | Sales | Commercial | 351.82 | 1 | 2.8101 | 3.1014 | -0.58987 | 0.59781 | -0.64602 | 12.1937 | 14.0276 | 15.8562 | 18.371 | 19.9719 | 20.2191 | 18.8826 | 16.0851 | 2.4032 | 0 | 0 | 0 | 0 | 0 | 0 | 0 | 0 | 0 | 0 | 0 | 0 | 0 | 0 | 0 | 0 | 138.0104
v5.10_MeasureAssessmentTemplate_Commercial_All | Two Stage Valve for Clothes Dryer - SEG SEL - Two-Stage Valves for Commercial Gas Clothes Dryers | Appliances | Two Stage Valve for Clothes Dryer | Retrofit | Two Stage Valve for Clothes Dryer | Commercial | Hospital | Interruptible | Sales | Commercial | 351.82 | 1 | 2.3979 | 2.6465 | -0.34346 | 0.46729 | -0.39962 | 65.3686 | 75.5715 | 85.8455 | 99.9522 | 109.1995 | 111.0977 | 104.267 | 89.2588 | 68.789 | 23.4769 | 0 | 0 | 0 | 0 | 0 | 0 | 0 | 0 | 0 | 0 | 0 | 0 | 0 | 0 | 0 | 832.8267
v5.10_MeasureAssessmentTemplate_Commercial_All | Two Stage Valve for Clothes Dryer - SEG SEL - Two-Stage Valves for Commercial Gas Clothes Dryers | Appliances | Two Stage Valve for Clothes Dryer | Retrofit | Two Stage Valve for Clothes Dryer | Commercial | Hospital | Firm | Transport | Commercial | 351.82 | 1 | 2.8101 | 1.9287 | -0.58987 | 0.46729 | -0.50302 | 65.5505 | 75.7818 | 86.0844 | 100.2304 | 109.5034 | 111.4069 | 104.5571 | 89.5072 | 68.9805 | 23.5423 | 0 | 0 | 0 | 0 | 0 | 0 | 0 | 0 | 0 | 0 | 0 | 0 | 0 | 0 | 0 | 835.1445
v5.10_MeasureAssessmentTemplate_Commercial_All | Griddles - SEG SEL - Energy Star Gas Griddle | Appliances | Griddles | NR | Griddles | Commercial | Extra Large Retail | Firm | Sales | Commercial | 30.12 | 0 | 0.47837 | 3.9948 | 2.8517 | 4.5233 | -1.1299 | 5.0491 | 6.7012 | 8.338 | 9.9596 | 11.5661 | 13.1575 | 14.7341 | 16.296 | 17.8431 | 19.3757 | 20.8937 | 22.3974 | 26.8074 | 29.4833 | 30.9556 | 32.3816 | 33.7606 | 35.0919 | 33.8 | 3.3528 | 3.0385 | 2.7198 | 2.3966 | 2.0688 | 1.7363 | 403.9048
v5.10_MeasureAssessmentTemplate_Commercial_All | Griddles - SEG SEL - Energy Star Gas Griddle | Appliances | Griddles | New | Griddles | Commercial | Extra Large Retail | Firm | Sales | Commercial | 30.12 | 0 | 0.47837 | 3.9948 | 2.8517 | 4.5233 | -1.1299 | 0.68718 | 1.2879 | 1.6205 | 1.9577 | 2.2994 | 2.6457 | 2.9968 | 3.3528 | 3.7137 | 4.0797 | 4.4508 | 4.8272 | 5.209 | 5.5962 | 5.989 | 6.3875 | 6.7918 | 7.202 | 7.2555 | 7.3097 | 7.3646 | 7.4203 | 7.4767 | 7.5339 | 7.5918 | 123.0474
v5.10_MeasureAssessmentTemplate_Commercial_All | Griddles - SEG SEL - Energy Star Gas Griddle | Appliances | Griddles | NR | Griddles | Commercial | Large Retail | Firm | Sales | Commercial | 30.12 | 0 | 0.47837 | 3.9948 | 2.8517 | 4.5233 | -1.1299 | 1.5186 | 2.0154 | 2.5077 | 2.9954 | 3.4786 | 3.9572 | 4.4314 | 4.9011 | 5.3664 | 5.8274 | 6.2839 | 6.7362 | 8.0625 | 8.8673 | 9.3101 | 9.739 | 10.1537 | 10.5541 | 10.1656 | 1.0084 | 0.91385 | 0.818 | 0.72079 | 0.62221 | 0.52221 | 121.477
v5.10_MeasureAssessmentTemplate_Commercial_All | Griddles - SEG SEL - Energy Star Gas Griddle | Appliances | Griddles | New | Griddles | Commercial | Large Retail | Firm | Sales | Commercial | 30.12 | 0 | 0.47837 | 3.9948 | 2.8517 | 4.5233 | -1.1299 | 0.20667 | 0.38733 | 0.48738 | 0.58878 | 0.69155 | 0.79572 | 0.90132 | 1.0084 | 1.1169 | 1.227 | 1.3386 | 1.4518 | 1.5666 | 1.6831 | 1.8012 | 1.9211 | 2.0427 | 2.1661 | 2.1821 | 2.1984 | 2.215 | 2.2317 | 2.2487 | 2.2659 | 2.2833 | 37.0073
v5.10_MeasureAssessmentTemplate_Commercial_All | Griddles - SEG SEL - Energy Star Gas Griddle | Appliances | Griddles | NR | Griddles | Commercial | Medium Retail | Firm | Sales | Commercial | 30.12 | 0 | 0.47837 | 3.9948 | 2.8517 | 4.5233 | -1.1299 | 2.3905 | 3.1727 | 3.9476 | 4.7153 | 5.4759 | 6.2294 | 6.9758 | 7.7152 | 8.4477 | 9.1733 | 9.892 | 10.604 | 12.6918 | 13.9587 | 14.6558 | 15.3309 | 15.9838 | 16.6141 | 16.0025 | 1.5874 | 1.4386 | 1.2877 | 1.1347 | 0.97946 | 0.82205 | 191.2266
v5.10_MeasureAssessmentTemplate_Commercial_All | Griddles - SEG SEL - Energy Star Gas Griddle | Appliances | Griddles | New | Griddles | Commercial | Medium Retail | Firm | Sales | Commercial | 30.12 | 0 | 0.47837 | 3.9948 | 2.8517 | 4.5233 | -1.1299 | 0.32534 | 0.60973 | 0.76723 | 0.92685 | 1.0886 | 1.2526 | 1.4188 | 1.5874 | 1.7582 | 1.9315 | 2.1072 | 2.2854 | 2.4662 | 2.6495 | 2.8355 | 3.0241 | 3.2155 | 3.4098 | 3.4351 | 3.4607 | 3.4867 | 3.5131 | 3.5398 | 3.5669 | 3.5943 | 58.2561
v5.10_MeasureAssessmentTemplate_Commercial_All | Griddles - SEG SEL - Energy Star Gas Griddle | Appliances | Griddles | NR | Griddles | Commercial | Small Retail | Firm | Sales | Commercial | 30.12 | 0 | 0.47837 | 3.9948 | 2.8517 | 4.5233 | -1.1299 | 3.6519 | 4.8468 | 6.0307 | 7.2035 | 8.3654 | 9.5165 | 10.6568 | 11.7865 | 12.9055 | 14.0139 | 15.1119 | 16.1995 | 19.3891 | 21.3245 | 22.3895 | 23.4208 | 24.4182 | 25.3811 | 24.4467 | 2.425 | 2.1977 | 1.9672 | 1.7334 | 1.4963 | 1.2558 | 292.1344
v5.10_MeasureAssessmentTemplate_Commercial_All | Griddles - SEG SEL - Energy Star Gas Griddle | Appliances | Griddles | New | Griddles | Commercial | Small Retail | Firm | Sales | Commercial | 30.12 | 0 | 0.47837 | 3.9948 | 2.8517 | 4.5233 | -1.1299 | 0.49702 | 0.93147 | 1.1721 | 1.4159 | 1.6631 | 1.9136 | 2.1675 | 2.425 | 2.686 | 2.9507 | 3.2192 | 3.4914 | 3.7675 | 4.0476 | 4.3317 | 4.6199 | 4.9123 | 5.209 | 5.2477 | 5.2869 | 5.3267 | 5.3669 | 5.4077 | 5.4491 | 5.491 | 88.9972
v5.10_MeasureAssessmentTemplate_Commercial_All | Griddles - SEG SEL - Energy Star Gas Griddle | Appliances | Griddles | NR | Griddles | Commercial | School K-12 | Firm | Sales | Commercial | 30.12 | 0 | 0.47837 | 3.9948 | 2.8517 | 4.5233 | -1.1299 | 8.5187 | 11.3344 | 14.1383 | 16.9303 | 19.7106 | 22.479 | 25.2358 | 27.9809 | 30.7144 | 33.4362 | 36.1465 | 38.8453 | 46.4599 | 50.0709 | 52.7658 | 55.4028 | 57.9807 | 60.4983 | 59.9563 | 23.5478 | 4.3951 | 3.9431 | 3.4823 | 3.0127 | 2.5341 | 709.5203
v5.10_MeasureAssessmentTemplate_Commercial_All | Griddles - SEG SEL - Energy Star Gas Griddle | Appliances | Griddles | New | Griddles | Commercial | School K-12 | Firm | Sales | Commercial | 30.12 | 0 | 0.47837 | 3.9948 | 2.8517 | 4.5233 | -1.1299 | 1.1594 | 1.8321 | 2.311 | 2.7986 | 3.295 | 3.8004 | 4.3149 | 4.8386 | 5.3718 | 5.9146 | 6.4672 | 7.0297 | 7.6023 | 8.1852 | 8.7785 | 9.3824 | 9.9971 | 10.6228 | 10.7235 | 10.8254 | 10.9285 | 11.0327 | 11.1382 | 11.2448 | 11.3527 | 180.9474
v5.10_MeasureAssessmentTemplate_Commercial_All | Griddles - SEG SEL - Energy Star Gas Griddle | Appliances | Griddles | NR | Griddles | Commercial | Supermarket | Firm | Sales | Commercial | 30.12 | 0 | 0.47837 | 3.9948 | 2.8517 | 4.5233 | -1.1299 | 50.3866 | 66.8651 | 83.1868 | 99.353 | 115.3648 | 131.2231 | 146.9292 | 162.4841 | 177.8889 | 193.1447 | 208.2525 | 223.2133 | 267.1727 | 294.1338 | 308.7679 | 322.9331 | 336.6238 | 349.8344 | 331.4065 | 33.687 | 30.5257 | 27.3209 | 24.0717 | 20.7771 | 17.4361 | 4022.9829
v5.10_MeasureAssessmentTemplate_Commercial_All | Griddles - SEG SEL - Energy Star Gas Griddle | Appliances | Griddles | New | Griddles | Commercial | Supermarket | Firm | Sales | Commercial | 30.12 | 0 | 0.47837 | 3.9948 | 2.8517 | 4.5233 | -1.1299 | 6.8575 | 12.9486 | 16.2914 | 19.6784 | 23.1105 | 26.5886 | 30.1138 | 33.687 | 37.3091 | 40.9813 | 44.7046 | 48.4799 | 52.3084 | 56.1911 | 60.1291 | 64.1235 | 68.1754 | 72.286 | 72.8156 | 73.3524 | 73.8966 | 74.4482 | 75.0073 | 75.5739 | 76.1483 | 1235.2066
v5.10_MeasureAssessmentTemplate_Commercial_All | Griddles - SEG SEL - Energy Star Gas Griddle | Appliances | Griddles | NR | Griddles | Commercial | Restaurant | Firm | Sales | Commercial | 30.12 | 0 | 0.47837 | 3.9948 | 2.8517 | 4.5233 | -1.1299 | 133.3094 | 176.1462 | 218.2011 | 259.4848 | 300.0077 | 339.7801 | 378.8123 | 417.1145 | 454.6965 | 491.5682 | 527.7395 | 563.2198 | 675.1271 | 770.9854 | 804.2213 | 835.7261 | 865.5005 | 893.5447 | 358.3897 | 110.1197 | 99.3922 | 88.6109 | 77.7723 | 66.873 | 55.9093 | 9962.2522
v5.10_MeasureAssessmentTemplate_Commercial_All | Griddles - SEG SEL - Energy Star Gas Griddle | Appliances | Griddles | New | Griddles | Commercial | Restaurant | Firm | Sales | Commercial | 30.12 | 0 | 0.47837 | 3.9948 | 2.8517 | 4.5233 | -1.1299 | 18.1431 | 43.3874 | 54.3574 | 65.3836 | 76.4694 | 87.6183 | 98.8339 | 110.1197 | 121.4793 | 132.9163 | 144.4343 | 156.0369 | 167.7278 | 179.5108 | 191.3895 | 203.3677 | 215.4491 | 227.6377 | 228.5116 | 229.4103 | 230.3342 | 231.2832 | 232.2576 | 233.2575 | 234.283 | 3913.5997
v5.10_MeasureAssessmentTemplate_Commercial_All | Griddles - SEG SEL - Energy Star Gas Griddle | Appliances | Griddles | NR | Griddles | Commercial | Hospital | Firm | Sales | Commercial | 30.12 | 0 | 0.47837 | 3.9948 | 2.8517 | 4.5233 | -1.1299 | 1.7374 | 2.307 | 2.8719 | 3.4321 | 3.9878 | 4.5387 | 5.0852 | 5.627 | 6.1643 | 6.6972 | 7.2255 | 7.7494 | 9.2738 | 10.1575 | 10.6727 | 11.1727 | 11.6573 | 12.1263 | 11.9805 | 1.6254 | 1.0161 | 0.90994 | 0.80217 | 0.69277 | 0.58169 | 140.0923
v5.10_MeasureAssessmentTemplate_Commercial_All | Griddles - SEG SEL - Energy Star Gas Griddle | Appliances | Griddles | New | Griddles | Commercial | Hospital | Firm | Sales | Commercial | 30.12 | 0 | 0.47837 | 3.9948 | 2.8517 | 4.5233 | -1.1299 | 0.23645 | 0.42924 | 0.54038 | 0.65312 | 0.76749 | 0.88352 | 1.0012 | 1.1207 | 1.2419 | 1.3649 | 1.4898 | 1.6165 | 1.7451 | 1.8756 | 2.0081 | 2.1426 | 2.2792 | 2.4179 | 2.4368 | 2.456 | 2.4754 | 2.4951 | 2.5151 | 2.5353 | 2.5557 | 41.283
v5.10_MeasureAssessmentTemplate_Commercial_All | Griddles - SEG SEL - Energy Star Gas Griddle | Appliances | Griddles | NR | Griddles | Commercial | Medium Retail | Firm | Sales | Industrial | 30.12 | 0 | 0.47837 | 3.9948 | 2.8517 | 4.5233 | -1.1299 | 0.0076914 | 0.010208 | 0.012701 | 0.015171 | 0.017619 | 0.020043 | 0.022445 | 0.024824 | 0.02718 | 0.029515 | 0.031827 | 0.034118 | 0.040836 | 0.044912 | 0.047155 | 0.049327 | 0.051427 | 0.053456 | 0.051488 | 0.0051073 | 0.0046285 | 0.0041431 | 0.0036507 | 0.0031514 | 0.0026449 | 0.61527
v5.10_MeasureAssessmentTemplate_Commercial_All | Griddles - SEG SEL - Energy Star Gas Griddle | Appliances | Griddles | New | Griddles | Commercial | Medium Retail | Firm | Sales | Industrial | 30.12 | 0 | 0.47837 | 3.9948 | 2.8517 | 4.5233 | -1.1299 | 0.0010468 | 0.0019618 | 0.0024685 | 0.0029821 | 0.0035026 | 0.0040302 | 0.0045651 | 0.0051073 | 0.0056571 | 0.0062146 | 0.0067799 | 0.0073533 | 0.0079348 | 0.0085247 | 0.0091231 | 0.0097301 | 0.010346 | 0.010971 | 0.011052 | 0.011135 | 0.011219 | 0.011303 | 0.011389 | 0.011476 | 0.011565 | 0.18744
v5.10_MeasureAssessmentTemplate_Commercial_All | Griddles - SEG SEL - Energy Star Gas Griddle | Appliances | Griddles | NR | Griddles | Commercial | Hospital | Interruptible | Sales | Commercial | 30.12 | 0 | 0.31691 | 2.6465 | 3.5821 | 0.46729 | -0.39962 | 0.91135 | 1.2101 | 1.5065 | 1.8004 | 2.0918 | 2.3808 | 2.6675 | 2.9517 | 3.2336 | 3.5131 | 3.7902 | 4.065 | 4.8647 | 5.3283 | 5.5985 | 5.8608 | 6.115 | 6.361 | 6.2845 | 0.85261 | 0.53301 | 0.47732 | 0.42079 | 0.3634 | 0.30513 | 73.4869
v5.10_MeasureAssessmentTemplate_Commercial_All | Griddles - SEG SEL - Energy Star Gas Griddle | Appliances | Griddles | New | Griddles | Commercial | Hospital | Interruptible | Sales | Commercial | 30.12 | 0 | 0.31691 | 2.6465 | 3.5821 | 0.46729 | -0.39962 | 0.12403 | 0.22516 | 0.28346 | 0.3426 | 0.4026 | 0.46346 | 0.52522 | 0.58787 | 0.65146 | 0.71598 | 0.78147 | 0.84793 | 0.91539 | 0.98386 | 1.0534 | 1.1239 | 1.1956 | 1.2683 | 1.2782 | 1.2883 | 1.2985 | 1.3088 | 1.3193 | 1.3299 | 1.3406 | 21.6554
v5.10_MeasureAssessmentTemplate_Commercial_All | Griddles - SEG SEL - Energy Star Gas Griddle | Appliances | Griddles | NR | Griddles | Commercial | Extra Large Retail | Firm | Transport | Commercial | 30.12 | 0 | 0.47837 | 2.8221 | 2.8517 | 0.46729 | -0.98694 | 0.49944 | 0.66286 | 0.82476 | 0.98516 | 1.1441 | 1.3015 | 1.4574 | 1.6119 | 1.765 | 1.9166 | 2.0667 | 2.2155 | 2.6517 | 2.9164 | 3.062 | 3.2031 | 3.3395 | 3.4711 | 3.3434 | 0.33164 | 0.30056 | 0.26903 | 0.23706 | 0.20464 | 0.17175 | 39.9526
v5.10_MeasureAssessmentTemplate_Commercial_All | Griddles - SEG SEL - Energy Star Gas Griddle | Appliances | Griddles | New | Griddles | Commercial | Extra Large Retail | Firm | Transport | Commercial | 30.12 | 0 | 0.47837 | 2.8221 | 2.8517 | 0.46729 | -0.98694 | 0.067973 | 0.12739 | 0.1603 | 0.19364 | 0.22744 | 0.2617 | 0.29643 | 0.33164 | 0.36735 | 0.40355 | 0.44026 | 0.47749 | 0.51525 | 0.55355 | 0.59241 | 0.63183 | 0.67182 | 0.71239 | 0.71768 | 0.72304 | 0.72848 | 0.73398 | 0.73956 | 0.74522 | 0.75095 | 12.1713
v5.10_MeasureAssessmentTemplate_Commercial_All | Griddles - SEG SEL - Energy Star Gas Griddle | Appliances | Griddles | NR | Griddles | Commercial | Supermarket | Firm | Transport | Commercial | 30.12 | 0 | 0.47837 | 2.8221 | 2.8517 | 0.46729 | -0.98694 | 7.9483 | 10.5477 | 13.1223 | 15.6725 | 18.1983 | 20.6998 | 23.1774 | 25.6311 | 28.0612 | 30.4677 | 32.8509 | 35.2109 | 42.1453 | 46.3983 | 48.7067 | 50.9412 | 53.1009 | 55.1848 | 52.2778 | 5.314 | 4.8153 | 4.3097 | 3.7972 | 3.2775 | 2.7505 | 634.607
v5.10_MeasureAssessmentTemplate_Commercial_All | Griddles - SEG SEL - Energy Star Gas Griddle | Appliances | Griddles | New | Griddles | Commercial | Supermarket | Firm | Transport | Commercial | 30.12 | 0 | 0.47837 | 2.8221 | 2.8517 | 0.46729 | -0.98694 | 1.0817 | 2.0426 | 2.5699 | 3.1042 | 3.6456 | 4.1942 | 4.7503 | 5.314 | 5.8853 | 6.4646 | 7.0519 | 7.6475 | 8.2514 | 8.8639 | 9.4851 | 10.1152 | 10.7544 | 11.4028 | 11.4863 | 11.571 | 11.6568 | 11.7439 | 11.8321 | 11.9214 | 12.012 | 194.8481
v5.10_MeasureAssessmentTemplate_Commercial_All | Griddles - SEG SEL - Energy Star Gas Griddle | Appliances | Griddles | NR | Griddles | Commercial | Hospital | Firm | Transport | Commercial | 30.12 | 0 | 0.47837 | 2.8221 | 2.8517 | 0.46729 | -0.98694 | 0.91388 | 1.2135 | 1.5107 | 1.8054 | 2.0976 | 2.3875 | 2.6749 | 2.9599 | 3.2426 | 3.5228 | 3.8008 | 4.0763 | 4.8782 | 5.3431 | 5.6141 | 5.8771 | 6.132 | 6.3787 | 6.302 | 0.85499 | 0.53449 | 0.47865 | 0.42196 | 0.36441 | 0.30598 | 73.6915
v5.10_MeasureAssessmentTemplate_Commercial_All | Griddles - SEG SEL - Energy Star Gas Griddle | Appliances | Griddles | New | Griddles | Commercial | Hospital | Firm | Transport | Commercial | 30.12 | 0 | 0.47837 | 2.8221 | 2.8517 | 0.46729 | -0.98694 | 0.12438 | 0.22579 | 0.28425 | 0.34356 | 0.40372 | 0.46475 | 0.52668 | 0.58951 | 0.65327 | 0.71797 | 0.78364 | 0.85029 | 0.91794 | 0.9866 | 1.0563 | 1.1271 | 1.1989 | 1.2718 | 1.2818 | 1.2919 | 1.3021 | 1.3125 | 1.323 | 1.3336 | 1.3444 | 21.7157
v5.10_MeasureAssessmentTemplate_Commercial_All | Steam Cookers - SEG SEL - Energy Star Gas Steamer | Appliances | Steam Cookers | NR | Steam Cookers | Commercial | Extra Large Retail | Firm | Sales | Commercial | 555.32 | 1 | 7.4417 | 3.9948 | -1.3808 | 0.29077 | -1.1299 | 0.065197 | 0.099817 | 0.21695 | 0.40634 | 0.69214 | 1.0991 | 1.6493 | 2.3582 | 3.2295 | 4.2502 | 5.387 | 6.5868 | 8.894 | 10.6856 | 11.8482 | 12.7643 | 13.4063 | 13.8216 | 13.9603 | 14.0018 | 13.8342 | 13.575 | 8.245 | 1.2517 | 0.99374 | 163.3222
v5.10_MeasureAssessmentTemplate_Commercial_All | Steam Cookers - SEG SEL - Energy Star Gas Steamer | Appliances | Steam Cookers | New | Steam Cookers | Commercial | Extra Large Retail | Firm | Sales | Commercial | 555.32 | 1 | 7.4417 | 3.9948 | -1.3808 | 0.29077 | -1.1299 | 0.0088731 | 0.019183 | 0.042164 | 0.079871 | 0.1376 | 0.221 | 0.33545 | 0.48519 | 0.67217 | 0.8949 | 1.1475 | 1.4196 | 1.6967 | 1.9623 | 2.2009 | 2.401 | 2.5571 | 2.6783 | 2.7544 | 2.8202 | 2.8528 | 2.8744 | 2.8963 | 2.9184 | 2.9409 | 39.0172
v5.10_MeasureAssessmentTemplate_Commercial_All | Steam Cookers - SEG SEL - Energy Star Gas Steamer | Appliances | Steam Cookers | NR | Steam Cookers | Commercial | Large Retail | Firm | Sales | Commercial | 555.32 | 1 | 7.4417 | 3.9948 | -1.3808 | 0.29077 | -1.1299 | 0.019608 | 0.030021 | 0.065248 | 0.12221 | 0.20816 | 0.33055 | 0.49603 | 0.70925 | 0.9713 | 1.2783 | 1.6202 | 1.981 | 2.6749 | 3.2138 | 3.5634 | 3.839 | 4.032 | 4.1569 | 4.1986 | 4.2111 | 4.1607 | 4.0828 | 2.4797 | 0.37646 | 0.29888 | 49.1202
v5.10_MeasureAssessmentTemplate_Commercial_All | Steam Cookers - SEG SEL - Energy Star Gas Steamer | Appliances | Steam Cookers | New | Steam Cookers | Commercial | Large Retail | Firm | Sales | Commercial | 555.32 | 1 | 7.4417 | 3.9948 | -1.3808 | 0.29077 | -1.1299 | 0.0026687 | 0.0057694 | 0.012681 | 0.024022 | 0.041384 | 0.066466 | 0.10089 | 0.14592 | 0.20216 | 0.26915 | 0.34513 | 0.42696 | 0.51028 | 0.59017 | 0.66194 | 0.72211 | 0.76908 | 0.80551 | 0.82839 | 0.84821 | 0.85801 | 0.8645 | 0.87107 | 0.87773 | 0.88448 | 11.7347
v5.10_MeasureAssessmentTemplate_Commercial_All | Steam Cookers - SEG SEL - Energy Star Gas Steamer | Appliances | Steam Cookers | NR | Steam Cookers | Commercial | Medium Retail | Firm | Sales | Commercial | 555.32 | 1 | 7.4417 | 3.9948 | -1.3808 | 0.29077 | -1.1299 | 0.030867 | 0.047258 | 0.10271 | 0.19238 | 0.32769 | 0.52034 | 0.78084 | 1.1165 | 1.529 | 2.0122 | 2.5504 | 3.1185 | 4.2108 | 5.059 | 5.6095 | 6.0432 | 6.3472 | 6.5438 | 6.6094 | 6.6291 | 6.5497 | 6.427 | 3.9035 | 0.59262 | 0.47048 | 77.324
v5.10_MeasureAssessmentTemplate_Commercial_All | Steam Cookers - SEG SEL - Energy Star Gas Steamer | Appliances | Steam Cookers | New | Steam Cookers | Commercial | Medium Retail | Firm | Sales | Commercial | 555.32 | 1 | 7.4417 | 3.9948 | -1.3808 | 0.29077 | -1.1299 | 0.0042009 | 0.0090821 | 0.019963 | 0.037815 | 0.065145 | 0.10463 | 0.15882 | 0.22971 | 0.31823 | 0.42369 | 0.5433 | 0.67211 | 0.80328 | 0.92904 | 1.042 | 1.1367 | 1.2107 | 1.268 | 1.304 | 1.3352 | 1.3507 | 1.3609 | 1.3712 | 1.3817 | 1.3923 | 18.4725
v5.10_MeasureAssessmentTemplate_Commercial_All | Steam Cookers - SEG SEL - Energy Star Gas Steamer | Appliances | Steam Cookers | NR | Steam Cookers | Commercial | Small Retail | Firm | Sales | Commercial | 555.32 | 1 | 7.4417 | 3.9948 | -1.3808 | 0.29077 | -1.1299 | 0.047155 | 0.072195 | 0.15691 | 0.2939 | 0.50061 | 0.79492 | 1.1929 | 1.7056 | 2.3358 | 3.074 | 3.8963 | 4.764 | 6.4328 | 7.7286 | 8.5695 | 9.2321 | 9.6965 | 9.9968 | 10.0971 | 10.1272 | 10.0059 | 9.8185 | 5.9634 | 0.90533 | 0.71875 | 118.1269
v5.10_MeasureAssessmentTemplate_Commercial_All | Steam Cookers - SEG SEL - Energy Star Gas Steamer | Appliances | Steam Cookers | New | Steam Cookers | Commercial | Small Retail | Firm | Sales | Commercial | 555.32 | 1 | 7.4417 | 3.9948 | -1.3808 | 0.29077 | -1.1299 | 0.0064177 | 0.013875 | 0.030497 | 0.057769 | 0.099522 | 0.15984 | 0.24262 | 0.35093 | 0.48616 | 0.64726 | 0.82999 | 1.0268 | 1.2272 | 1.4193 | 1.5919 | 1.7366 | 1.8495 | 1.9371 | 1.9922 | 2.0398 | 2.0634 | 2.079 | 2.0948 | 2.1108 | 2.1271 | 28.2202
v5.10_MeasureAssessmentTemplate_Commercial_All | Steam Cookers - SEG SEL - Energy Star Gas Steamer | Appliances | Steam Cookers | NR | Steam Cookers | Commercial | School K-12 | Firm | Sales | Commercial | 555.32 | 1 | 7.4417 | 3.9948 | -1.3808 | 0.29077 | -1.1299 | 0.25719 | 0.39475 | 0.86011 | 1.615 | 2.7579 | 4.3902 | 6.6047 | 9.4675 | 12.998 | 17.1487 | 21.7903 | 26.7102 | 36.0227 | 42.2063 | 46.9132 | 50.6722 | 53.3708 | 55.1946 | 55.9409 | 56.3247 | 55.8923 | 55.1107 | 45.4524 | 4.262 | 3.391 | 665.7485
v5.10_MeasureAssessmentTemplate_Commercial_All | Steam Cookers - SEG SEL - Energy Star Gas Steamer | Appliances | Steam Cookers | New | Steam Cookers | Commercial | School K-12 | Firm | Sales | Commercial | 555.32 | 1 | 7.4417 | 3.9948 | -1.3808 | 0.29077 | -1.1299 | 0.035003 | 0.063806 | 0.14059 | 0.26697 | 0.46103 | 0.74223 | 1.1293 | 1.6372 | 2.2733 | 3.0335 | 3.8986 | 4.8337 | 5.7897 | 6.7106 | 7.5428 | 8.2459 | 8.8005 | 9.2365 | 9.5183 | 9.7656 | 9.8981 | 9.9926 | 10.0881 | 10.1847 | 10.2824 | 134.571
v5.10_MeasureAssessmentTemplate_Commercial_All | Steam Cookers - SEG SEL - Energy Star Gas Steamer | Appliances | Steam Cookers | NR | Steam Cookers | Commercial | Supermarket | Firm | Sales | Commercial | 555.32 | 1 | 7.4417 | 3.9948 | -1.3808 | 0.29077 | -1.1299 | 6.2491 | 9.5663 | 20.7893 | 38.9338 | 66.3091 | 105.2803 | 157.9684 | 225.8445 | 309.251 | 406.9343 | 515.7206 | 630.5019 | 851.4082 | 1024.1702 | 1135.4683 | 1223.1112 | 1284.4563 | 1324.0468 | 1337.1067 | 1340.8359 | 1324.5067 | 1299.3962 | 775.8906 | 120.7435 | 95.849 | 15630.338
v5.10_MeasureAssessmentTemplate_Commercial_All | Steam Cookers - SEG SEL - Energy Star Gas Steamer | Appliances | Steam Cookers | New | Steam Cookers | Commercial | Supermarket | Firm | Sales | Commercial | 555.32 | 1 | 7.4417 | 3.9948 | -1.3808 | 0.29077 | -1.1299 | 0.85049 | 1.8525 | 4.0714 | 7.7114 | 13.2834 | 21.3321 | 32.3763 | 46.8231 | 64.8601 | 86.3431 | 110.7073 | 136.9393 | 163.6477 | 189.248 | 212.2405 | 231.5089 | 246.5415 | 258.1945 | 265.5045 | 271.8287 | 274.9451 | 276.9974 | 279.0776 | 281.186 | 283.3228 | 3761.394
v5.10_MeasureAssessmentTemplate_Commercial_All | Steam Cookers - SEG SEL - Energy Star Gas Steamer | Appliances | Steam Cookers | NR | Steam Cookers | Commercial | Restaurant | Firm | Sales | Commercial | 555.32 | 1 | 7.4417 | 3.9948 | -1.3808 | 0.29077 | -1.1299 | 0.13076 | 0.19932 | 0.43128 | 0.80423 | 1.3638 | 2.156 | 3.2211 | 4.5854 | 6.2518 | 8.1912 | 10.3363 | 12.5825 | 17.0305 | 21.4258 | 23.6546 | 25.367 | 26.5112 | 27.1839 | 27.2906 | 27.1861 | 26.6559 | 25.9342 | 6.3137 | 3.0736 | 2.4308 | 310.3118
v5.10_MeasureAssessmentTemplate_Commercial_All | Steam Cookers - SEG SEL - Energy Star Gas Steamer | Appliances | Steam Cookers | New | Steam Cookers | Commercial | Restaurant | Firm | Sales | Commercial | 555.32 | 1 | 7.4417 | 3.9948 | -1.3808 | 0.29077 | -1.1299 | 0.017797 | 0.049094 | 0.10744 | 0.20265 | 0.34762 | 0.55597 | 0.84041 | 1.2106 | 1.6703 | 2.2148 | 2.8289 | 3.4859 | 4.1502 | 4.7816 | 5.343 | 5.807 | 6.1621 | 6.4307 | 6.5899 | 6.7238 | 6.778 | 6.8059 | 6.8346 | 6.864 | 6.8942 | 93.6968
v5.10_MeasureAssessmentTemplate_Commercial_All | Steam Cookers - SEG SEL - Energy Star Gas Steamer | Appliances | Steam Cookers | NR | Steam Cookers | Commercial | Lodging | Firm | Sales | Commercial | 555.32 | 1 | 7.4417 | 3.9948 | -1.3808 | 0.29077 | -1.1299 | 1.5304 | 2.3451 | 5.1016 | 9.564 | 16.3054 | 25.915 | 38.9241 | 55.7061 | 76.3571 | 100.5791 | 127.5976 | 156.1563 | 210.7609 | 250.9159 | 278.4615 | 300.2736 | 315.6961 | 325.8381 | 329.5153 | 330.9563 | 327.5052 | 321.9306 | 220.445 | 27.9577 | 22.2133 | 3878.5513
v5.10_MeasureAssessmentTemplate_Commercial_All | Steam Cookers - SEG SEL - Energy Star Gas Steamer | Appliances | Steam Cookers | New | Steam Cookers | Commercial | Lodging | Firm | Sales | Commercial | 555.32 | 1 | 7.4417 | 3.9948 | -1.3808 | 0.29077 | -1.1299 | 0.20828 | 0.42486 | 0.93468 | 1.7721 | 3.0556 | 4.9118 | 7.4619 | 10.8018 | 14.9768 | 19.956 | 25.6106 | 31.7078 | 37.9259 | 43.8977 | 49.274 | 53.7937 | 57.3355 | 60.0961 | 61.8489 | 63.374 | 64.1525 | 64.683 | 65.2202 | 65.7641 | 66.3148 | 875.5025
v5.10_MeasureAssessmentTemplate_Commercial_All | Steam Cookers - SEG SEL - Energy Star Gas Steamer | Appliances | Steam Cookers | NR | Steam Cookers | Commercial | Hospital | Firm | Sales | Commercial | 555.32 | 1 | 7.4417 | 3.9948 | -1.3808 | 0.29077 | -1.1299 | 0.10082 | 0.15443 | 0.33582 | 0.62931 | 1.0725 | 1.7038 | 2.5581 | 3.6596 | 5.0142 | 6.6022 | 8.3723 | 10.2421 | 13.8263 | 16.5272 | 18.3344 | 19.7624 | 20.768 | 21.4246 | 21.6544 | 21.7357 | 21.4941 | 21.1119 | 13.7278 | 1.8837 | 1.4962 | 254.192
v5.10_MeasureAssessmentTemplate_Commercial_All | Steam Cookers - SEG SEL - Energy Star Gas Steamer | Appliances | Steam Cookers | New | Steam Cookers | Commercial | Hospital | Firm | Sales | Commercial | 555.32 | 1 | 7.4417 | 3.9948 | -1.3808 | 0.29077 | -1.1299 | 0.013721 | 0.028734 | 0.063189 | 0.11976 | 0.20641 | 0.33167 | 0.50368 | 0.72886 | 1.0102 | 1.3456 | 1.7262 | 2.1364 | 2.5545 | 2.9557 | 3.3165 | 3.6195 | 3.8566 | 4.0409 | 4.1574 | 4.2586 | 4.3095 | 4.3438 | 4.3785 | 4.4137 | 4.4493 | 58.8687
v5.10_MeasureAssessmentTemplate_Commercial_All | Steam Cookers - SEG SEL - Energy Star Gas Steamer | Appliances | Steam Cookers | NR | Steam Cookers | Commercial | Medium Retail | Firm | Sales | Industrial | 555.32 | 1 | 7.4417 | 3.9948 | -1.3808 | 0.29077 | -1.1299 | 9.9314e-05 | 0.00015205 | 0.00033047 | 0.00061898 | 0.0010543 | 0.0016742 | 0.0025123 | 0.0035923 | 0.0049195 | 0.0064743 | 0.008206 | 0.010034 | 0.013548 | 0.016277 | 0.018048 | 0.019444 | 0.020422 | 0.021054 | 0.021266 | 0.021329 | 0.021074 | 0.020679 | 0.01256 | 0.0019067 | 0.0015138 | 0.24879
v5.10_MeasureAssessmentTemplate_Commercial_All | Steam Cookers - SEG SEL - Energy Star Gas Steamer | Appliances | Steam Cookers | New | Steam Cookers | Commercial | Medium Retail | Firm | Sales | Industrial | 555.32 | 1 | 7.4417 | 3.9948 | -1.3808 | 0.29077 | -1.1299 | 1.3516e-05 | 2.9222e-05 | 6.4229e-05 | 0.00012167 | 0.0002096 | 0.00033665 | 0.000511 | 0.00073909 | 0.0010239 | 0.0013632 | 0.0017481 | 0.0021625 | 0.0025845 | 0.0029892 | 0.0033527 | 0.0036574 | 0.0038953 | 0.0040798 | 0.0041957 | 0.0042961 | 0.0043457 | 0.0043786 | 0.0044119 | 0.0044456 | 0.0044798 | 0.059435
v5.10_MeasureAssessmentTemplate_Commercial_All | Steam Cookers - SEG SEL - Energy Star Gas Steamer | Appliances | Steam Cookers | NR | Steam Cookers | Commercial | Hospital | Interruptible | Sales | Commercial | 555.32 | 1 | 4.93 | 2.6465 | -0.6505 | 0.46729 | -0.39962 | 0.052886 | 0.08101 | 0.17616 | 0.33011 | 0.56257 | 0.89377 | 1.3419 | 1.9197 | 2.6303 | 3.4632 | 4.3918 | 5.3726 | 7.2527 | 8.6695 | 9.6175 | 10.3666 | 10.8941 | 11.2385 | 11.3591 | 11.4017 | 11.275 | 11.0745 | 7.2011 | 0.98813 | 0.78483 | 133.3392
v5.10_MeasureAssessmentTemplate_Commercial_All | Steam Cookers - SEG SEL - Energy Star Gas Steamer | Appliances | Steam Cookers | New | Steam Cookers | Commercial | Hospital | Interruptible | Sales | Commercial | 555.32 | 1 | 4.93 | 2.6465 | -0.6505 | 0.46729 | -0.39962 | 0.0071977 | 0.015073 | 0.033146 | 0.062819 | 0.10827 | 0.17398 | 0.26421 | 0.38233 | 0.52991 | 0.70583 | 0.9055 | 1.1207 | 1.34 | 1.5504 | 1.7397 | 1.8987 | 2.023 | 2.1197 | 2.1808 | 2.2339 | 2.2606 | 2.2786 | 2.2968 | 2.3152 | 2.3339 | 30.8802
v5.10_MeasureAssessmentTemplate_Commercial_All | Steam Cookers - SEG SEL - Energy Star Gas Steamer | Appliances | Steam Cookers | NR | Steam Cookers | Commercial | Extra Large Retail | Firm | Transport | Commercial | 555.32 | 1 | 7.4417 | 2.8221 | -1.3808 | 0.46729 | -0.98694 | 0.006449 | 0.0098735 | 0.021459 | 0.040194 | 0.068463 | 0.10871 | 0.16314 | 0.23327 | 0.31945 | 0.42041 | 0.53286 | 0.65153 | 0.87976 | 1.057 | 1.172 | 1.2626 | 1.3261 | 1.3672 | 1.3809 | 1.385 | 1.3684 | 1.3428 | 0.81556 | 0.12381 | 0.098297 | 16.1552
v5.10_MeasureAssessmentTemplate_Commercial_All | Steam Cookers - SEG SEL - Energy Star Gas Steamer | Appliances | Steam Cookers | New | Steam Cookers | Commercial | Extra Large Retail | Firm | Transport | Commercial | 555.32 | 1 | 7.4417 | 2.8221 | -1.3808 | 0.46729 | -0.98694 | 0.00087769 | 0.0018975 | 0.0041707 | 0.0079005 | 0.013611 | 0.02186 | 0.033182 | 0.047993 | 0.066488 | 0.08852 | 0.11351 | 0.14042 | 0.16783 | 0.1941 | 0.21771 | 0.23749 | 0.25294 | 0.26492 | 0.27245 | 0.27897 | 0.28219 | 0.28433 | 0.28649 | 0.28868 | 0.2909 | 3.8594
v5.10_MeasureAssessmentTemplate_Commercial_All | Steam Cookers - SEG SEL - Energy Star Gas Steamer | Appliances | Steam Cookers | NR | Steam Cookers | Commercial | Supermarket | Firm | Transport | Commercial | 555.32 | 1 | 7.4417 | 2.8221 | -1.3808 | 0.46729 | -0.98694 | 0.98576 | 1.509 | 3.2794 | 6.1416 | 10.46 | 16.6075 | 24.9188 | 35.6259 | 48.7829 | 64.192 | 81.3525 | 99.4588 | 134.3057 | 161.5581 | 179.1149 | 192.9402 | 202.6171 | 208.8623 | 210.9224 | 211.5107 | 208.9348 | 204.9738 | 122.3932 | 19.0467 | 15.1197 | 2465.6138
v5.10_MeasureAssessmentTemplate_Commercial_All | Steam Cookers - SEG SEL - Energy Star Gas Steamer | Appliances | Steam Cookers | New | Steam Cookers | Commercial | Supermarket | Firm | Transport | Commercial | 555.32 | 1 | 7.4417 | 2.8221 | -1.3808 | 0.46729 | -0.98694 | 0.13416 | 0.29223 | 0.64224 | 1.2164 | 2.0954 | 3.365 | 5.1072 | 7.3861 | 10.2314 | 13.6202 | 17.4636 | 21.6015 | 25.8147 | 29.853 | 33.48 | 36.5195 | 38.8908 | 40.729 | 41.8821 | 42.8797 | 43.3713 | 43.6951 | 44.0232 | 44.3558 | 44.6929 | 593.3426
v5.10_MeasureAssessmentTemplate_Commercial_All | Steam Cookers - SEG SEL - Energy Star Gas Steamer | Appliances | Steam Cookers | NR | Steam Cookers | Commercial | Hospital | Firm | Transport | Commercial | 555.32 | 1 | 7.4417 | 2.8221 | -1.3808 | 0.46729 | -0.98694 | 0.053033 | 0.081235 | 0.17665 | 0.33103 | 0.56414 | 0.89625 | 1.3456 | 1.925 | 2.6376 | 3.4729 | 4.404 | 5.3876 | 7.2729 | 8.6937 | 9.6443 | 10.3954 | 10.9244 | 11.2698 | 11.3907 | 11.4334 | 11.3063 | 11.1053 | 7.2211 | 0.99088 | 0.78702 | 133.7103
v5.10_MeasureAssessmentTemplate_Commercial_All | Steam Cookers - SEG SEL - Energy Star Gas Steamer | Appliances | Steam Cookers | New | Steam Cookers | Commercial | Hospital | Firm | Transport | Commercial | 555.32 | 1 | 7.4417 | 2.8221 | -1.3808 | 0.46729 | -0.98694 | 0.0072177 | 0.015115 | 0.033239 | 0.062994 | 0.10858 | 0.17447 | 0.26495 | 0.38339 | 0.53139 | 0.70779 | 0.90802 | 1.1238 | 1.3437 | 1.5547 | 1.7446 | 1.9039 | 2.0286 | 2.1256 | 2.1869 | 2.2401 | 2.2669 | 2.2849 | 2.3032 | 2.3217 | 2.3404 | 30.9662
v5.10_MeasureAssessmentTemplate_Commercial_All | Conveyor Boilers - SEG SEL - Automatic Conveyor Broiler Gas | Appliances | Conveyor Boilers | NR | Conveyor Boilers | Commercial | Extra Large Retail | Firm | Sales | Commercial | 2077.36 | 1 | 3.2066 | 4.4373 | -1.1617 | 0.74954 | -1.3696 | 0.95112 | 1.4562 | 3.1649 | 5.9279 | 10.0972 | 16.0335 | 24.0604 | 34.4029 | 47.1138 | 62.0032 | 78.5881 | 96.0906 | 129.7496 | 155.8864 | 172.8472 | 186.2119 | 195.5778 | 201.636 | 203.6586 | 204.2645 | 201.819 | 198.0388 | 120.2812 | 18.2606 | 14.4972 | 2382.6185
v5.10_MeasureAssessmentTemplate_Commercial_All | Conveyor Boilers - SEG SEL - Automatic Conveyor Broiler Gas | Appliances | Conveyor Boilers | New | Conveyor Boilers | Commercial | Extra Large Retail | Firm | Sales | Commercial | 2077.36 | 1 | 3.2066 | 4.4373 | -1.1617 | 0.74954 | -1.3696 | 0.12945 | 0.27985 | 0.61511 | 1.1652 | 2.0074 | 3.224 | 4.8937 | 7.0782 | 9.8059 | 13.0552 | 16.741 | 20.7099 | 24.7518 | 28.6268 | 32.1081 | 35.0266 | 37.3047 | 39.0718 | 40.1819 | 41.143 | 41.6187 | 41.9333 | 42.2521 | 42.5752 | 42.9026 | 569.2014
v5.10_MeasureAssessmentTemplate_Commercial_All | Conveyor Boilers - SEG SEL - Automatic Conveyor Broiler Gas | Appliances | Conveyor Boilers | NR | Conveyor Boilers | Commercial | Large Retail | Firm | Sales | Commercial | 2077.36 | 1 | 3.2066 | 4.4373 | -1.1617 | 0.74954 | -1.3696 | 0.28605 | 0.43795 | 0.95187 | 1.7829 | 3.0368 | 4.8222 | 7.2363 | 10.3469 | 14.1698 | 18.6479 | 23.6359 | 28.8999 | 39.023 | 46.8839 | 51.9849 | 56.0045 | 58.8213 | 60.6434 | 61.2517 | 61.4339 | 60.6984 | 59.5615 | 36.1753 | 5.492 | 4.3601 | 716.5881
v5.10_MeasureAssessmentTemplate_Commercial_All | Conveyor Boilers - SEG SEL - Automatic Conveyor Broiler Gas | Appliances | Conveyor Boilers | New | Conveyor Boilers | Commercial | Large Retail | Firm | Sales | Commercial | 2077.36 | 1 | 3.2066 | 4.4373 | -1.1617 | 0.74954 | -1.3696 | 0.038931 | 0.084167 | 0.185 | 0.35044 | 0.60372 | 0.96964 | 1.4718 | 2.1288 | 2.9492 | 3.9264 | 5.035 | 6.2286 | 7.4443 | 8.6097 | 9.6567 | 10.5345 | 11.2196 | 11.7511 | 12.085 | 12.374 | 12.5171 | 12.6117 | 12.7076 | 12.8048 | 12.9032 | 171.191
v5.10_MeasureAssessmentTemplate_Commercial_All | Conveyor Boilers - SEG SEL - Automatic Conveyor Broiler Gas | Appliances | Conveyor Boilers | NR | Conveyor Boilers | Commercial | Medium Retail | Firm | Sales | Commercial | 2077.36 | 1 | 3.2066 | 4.4373 | -1.1617 | 0.74954 | -1.3696 | 0.4503 | 0.68942 | 1.4984 | 2.8065 | 4.7805 | 7.591 | 11.3913 | 16.2878 | 22.3058 | 29.3551 | 37.2071 | 45.4936 | 61.4292 | 73.8036 | 81.8336 | 88.161 | 92.5953 | 95.4635 | 96.4211 | 96.708 | 95.5501 | 93.7604 | 56.9465 | 8.6454 | 6.8636 | 1128.038
v5.10_MeasureAssessmentTemplate_Commercial_All | Conveyor Boilers - SEG SEL - Automatic Conveyor Broiler Gas | Appliances | Conveyor Boilers | New | Conveyor Boilers | Commercial | Medium Retail | Firm | Sales | Commercial | 2077.36 | 1 | 3.2066 | 4.4373 | -1.1617 | 0.74954 | -1.3696 | 0.061285 | 0.13249 | 0.29122 | 0.55166 | 0.95037 | 1.5264 | 2.3169 | 3.3511 | 4.6425 | 6.1809 | 7.9259 | 9.805 | 11.7186 | 13.5532 | 15.2014 | 16.5831 | 17.6617 | 18.4983 | 19.0239 | 19.4789 | 19.7041 | 19.8531 | 20.004 | 20.157 | 20.312 | 269.4854
v5.10_MeasureAssessmentTemplate_Commercial_All | Conveyor Boilers - SEG SEL - Automatic Conveyor Broiler Gas | Appliances | Conveyor Boilers | NR | Conveyor Boilers | Commercial | Small Retail | Firm | Sales | Commercial | 2077.36 | 1 | 3.2066 | 4.4373 | -1.1617 | 0.74954 | -1.3696 | 0.68792 | 1.0532 | 2.2891 | 4.2875 | 7.3031 | 11.5966 | 17.4023 | 24.8827 | 34.0763 | 44.8454 | 56.8408 | 69.5 | 93.8447 | 112.7488 | 125.0161 | 134.6825 | 141.4566 | 145.8384 | 147.3013 | 147.7395 | 145.9707 | 143.2366 | 86.9964 | 13.2074 | 10.4855 | 1723.2895
v5.10_MeasureAssessmentTemplate_Commercial_All | Conveyor Boilers - SEG SEL - Automatic Conveyor Broiler Gas | Appliances | Conveyor Boilers | New | Conveyor Boilers | Commercial | Small Retail | Firm | Sales | Commercial | 2077.36 | 1 | 3.2066 | 4.4373 | -1.1617 | 0.74954 | -1.3696 | 0.093625 | 0.20241 | 0.4449 | 0.84276 | 1.4519 | 2.3318 | 3.5395 | 5.1195 | 7.0924 | 9.4425 | 12.1083 | 14.979 | 17.9023 | 20.7051 | 23.223 | 25.3339 | 26.9816 | 28.2597 | 29.0626 | 29.7577 | 30.1018 | 30.3293 | 30.5599 | 30.7936 | 31.0304 | 411.6894
v5.10_MeasureAssessmentTemplate_Commercial_All | Conveyor Boilers - SEG SEL - Automatic Conveyor Broiler Gas | Appliances | Conveyor Boilers | NR | Conveyor Boilers | Commercial | School K-12 | Firm | Sales | Commercial | 2077.36 | 1 | 3.2066 | 4.4373 | -1.1617 | 0.74954 | -1.3696 | 8.9121 | 13.6789 | 29.8049 | 55.965 | 95.5664 | 152.1321 | 228.8685 | 328.0702 | 450.4123 | 594.2445 | 755.0871 | 925.5731 | 1248.2738 | 1462.5499 | 1625.6536 | 1755.9123 | 1849.4268 | 1912.6267 | 1938.4854 | 1951.7872 | 1936.8011 | 1909.7183 | 1575.0347 | 147.6878 | 117.5079 | 23069.7807
v5.10_MeasureAssessmentTemplate_Commercial_All | Conveyor Boilers - SEG SEL - Automatic Conveyor Broiler Gas | Appliances | Conveyor Boilers | New | Conveyor Boilers | Commercial | School K-12 | Firm | Sales | Commercial | 2077.36 | 1 | 3.2066 | 4.4373 | -1.1617 | 0.74954 | -1.3696 | 1.2129 | 2.211 | 4.8718 | 9.2511 | 15.9758 | 25.7199 | 39.1324 | 56.732 | 78.7756 | 105.1178 | 135.0975 | 167.4979 | 200.6268 | 232.5395 | 261.3774 | 285.7393 | 304.9602 | 320.0658 | 329.8312 | 338.4007 | 342.9941 | 346.2659 | 349.5756 | 352.9237 | 356.3105 | 4663.2064
v5.10_MeasureAssessmentTemplate_Commercial_All | Conveyor Boilers - SEG SEL - Automatic Conveyor Broiler Gas | Appliances | Conveyor Boilers | NR | Conveyor Boilers | Commercial | Supermarket | Firm | Sales | Commercial | 2077.36 | 1 | 3.2066 | 4.4373 | -1.1617 | 0.74954 | -1.3696 | 5.1545 | 7.8907 | 17.1479 | 32.1144 | 54.6948 | 86.8401 | 130.2997 | 186.287 | 255.0846 | 335.6584 | 425.3904 | 520.0673 | 702.2811 | 844.7833 | 936.5872 | 1008.8791 | 1059.4794 | 1092.1355 | 1102.9079 | 1105.9839 | 1092.5148 | 1071.8026 | 639.9907 | 99.5948 | 79.0607 | 12892.6309
v5.10_MeasureAssessmentTemplate_Commercial_All | Conveyor Boilers - SEG SEL - Automatic Conveyor Broiler Gas | Appliances | Conveyor Boilers | New | Conveyor Boilers | Commercial | Supermarket | Firm | Sales | Commercial | 2077.36 | 1 | 3.2066 | 4.4373 | -1.1617 | 0.74954 | -1.3696 | 0.70152 | 1.5281 | 3.3583 | 6.3608 | 10.9568 | 17.5957 | 26.7055 | 38.6219 | 53.4996 | 71.2198 | 91.3166 | 112.9539 | 134.9842 | 156.1006 | 175.0659 | 190.9593 | 203.3589 | 212.9709 | 219.0005 | 224.217 | 226.7876 | 228.4804 | 230.1962 | 231.9353 | 233.6979 | 3102.573
v5.10_MeasureAssessmentTemplate_Commercial_All | Conveyor Boilers - SEG SEL - Automatic Conveyor Broiler Gas | Appliances | Conveyor Boilers | NR | Conveyor Boilers | Commercial | Restaurant | Firm | Sales | Commercial | 2077.36 | 1 | 3.2066 | 4.4373 | -1.1617 | 0.74954 | -1.3696 | 69.2683 | 105.5821 | 228.4622 | 426.0203 | 722.4458 | 1142.1094 | 1706.3154 | 2428.996 | 3311.7446 | 4339.0878 | 5475.4139 | 6665.2625 | 9021.4652 | 11349.7852 | 12530.3987 | 13437.5146 | 14043.6241 | 14400.0052 | 14456.5033 | 14401.1483 | 14120.3116 | 13738.0018 | 3344.4983 | 1628.179 | 1287.6399 | 164379.7836
v5.10_MeasureAssessmentTemplate_Commercial_All | Conveyor Boilers - SEG SEL - Automatic Conveyor Broiler Gas | Appliances | Conveyor Boilers | New | Conveyor Boilers | Commercial | Restaurant | Firm | Sales | Commercial | 2077.36 | 1 | 3.2066 | 4.4373 | -1.1617 | 0.74954 | -1.3696 | 9.4273 | 26.0064 | 56.9136 | 107.3463 | 184.1452 | 294.5131 | 445.1856 | 641.2636 | 884.7846 | 1173.2561 | 1498.5376 | 1846.5738 | 2198.4497 | 2532.9545 | 2830.3143 | 3076.1343 | 3264.2235 | 3406.5128 | 3490.8315 | 3561.779 | 3590.4843 | 3605.2781 | 3620.467 | 3636.0535 | 3652.0398 | 49633.4755
v5.10_MeasureAssessmentTemplate_Commercial_All | Conveyor Boilers - SEG SEL - Automatic Conveyor Broiler Gas | Appliances | Conveyor Boilers | NR | Conveyor Boilers | Commercial | Lodging | Firm | Sales | Commercial | 2077.36 | 1 | 3.2066 | 4.4373 | -1.1617 | 0.74954 | -1.3696 | 1.253 | 1.9202 | 4.1771 | 7.8309 | 13.3506 | 21.2188 | 31.8705 | 45.6114 | 62.5201 | 82.3527 | 104.4751 | 127.8584 | 172.5679 | 205.4462 | 228.0002 | 245.8596 | 258.4873 | 266.7914 | 269.8023 | 270.9821 | 268.1564 | 263.592 | 180.4971 | 22.8913 | 18.1879 | 3175.7006
v5.10_MeasureAssessmentTemplate_Commercial_All | Conveyor Boilers - SEG SEL - Automatic Conveyor Broiler Gas | Appliances | Conveyor Boilers | New | Conveyor Boilers | Commercial | Lodging | Firm | Sales | Commercial | 2077.36 | 1 | 3.2066 | 4.4373 | -1.1617 | 0.74954 | -1.3696 | 0.17054 | 0.34787 | 0.76531 | 1.451 | 2.5018 | 4.0217 | 6.1097 | 8.8443 | 12.2628 | 16.3397 | 20.9696 | 25.9618 | 31.0532 | 35.9428 | 40.3448 | 44.0455 | 46.9455 | 49.2058 | 50.6409 | 51.8897 | 52.5271 | 52.9615 | 53.4013 | 53.8467 | 54.2976 | 716.8485
v5.10_MeasureAssessmentTemplate_Commercial_All | Conveyor Boilers - SEG SEL - Automatic Conveyor Broiler Gas | Appliances | Conveyor Boilers | NR | Conveyor Boilers | Commercial | Hospital | Firm | Sales | Commercial | 2077.36 | 1 | 3.2066 | 4.4373 | -1.1617 | 0.74954 | -1.3696 | 0.32286 | 0.49455 | 1.0754 | 2.0153 | 3.4344 | 5.4563 | 8.192 | 11.7193 | 16.0573 | 21.1426 | 26.8113 | 32.799 | 44.2769 | 52.9263 | 58.7135 | 63.2862 | 66.5068 | 68.6093 | 69.3454 | 69.6055 | 68.8319 | 67.608 | 43.9614 | 6.0324 | 4.7913 | 814.0152
v5.10_MeasureAssessmentTemplate_Commercial_All | Conveyor Boilers - SEG SEL - Automatic Conveyor Broiler Gas | Appliances | Conveyor Boilers | New | Conveyor Boilers | Commercial | Hospital | Firm | Sales | Commercial | 2077.36 | 1 | 3.2066 | 4.4373 | -1.1617 | 0.74954 | -1.3696 | 0.043941 | 0.092017 | 0.20235 | 0.3835 | 0.661 | 1.0621 | 1.613 | 2.3341 | 3.235 | 4.309 | 5.528 | 6.8416 | 8.1804 | 9.4652 | 10.6208 | 11.5911 | 12.3501 | 12.9404 | 13.3135 | 13.6374 | 13.8006 | 13.9103 | 14.0215 | 14.1341 | 14.2482 | 188.5191
v5.10_MeasureAssessmentTemplate_Commercial_All | Conveyor Boilers - SEG SEL - Automatic Conveyor Broiler Gas | Appliances | Conveyor Boilers | NR | Conveyor Boilers | Commercial | Medium Retail | Firm | Sales | Industrial | 2077.36 | 1 | 3.2066 | 4.4373 | -1.1617 | 0.74954 | -1.3696 | 0.0014488 | 0.0022182 | 0.0048211 | 0.00903 | 0.015381 | 0.024424 | 0.036651 | 0.052406 | 0.071769 | 0.094449 | 0.11971 | 0.14637 | 0.19765 | 0.23746 | 0.2633 | 0.28366 | 0.29792 | 0.30715 | 0.31023 | 0.31116 | 0.30743 | 0.30167 | 0.18322 | 0.027816 | 0.022084 | 3.6294
v5.10_MeasureAssessmentTemplate_Commercial_All | Conveyor Boilers - SEG SEL - Automatic Conveyor Broiler Gas | Appliances | Conveyor Boilers | New | Conveyor Boilers | Commercial | Medium Retail | Firm | Sales | Industrial | 2077.36 | 1 | 3.2066 | 4.4373 | -1.1617 | 0.74954 | -1.3696 | 0.00019718 | 0.0004263 | 0.000937 | 0.0017749 | 0.0030578 | 0.0049111 | 0.0074546 | 0.010782 | 0.014937 | 0.019887 | 0.025502 | 0.031547 | 0.037704 | 0.043607 | 0.04891 | 0.053356 | 0.056826 | 0.059518 | 0.061209 | 0.062673 | 0.063398 | 0.063877 | 0.064363 | 0.064855 | 0.065354 | 0.86706
v5.10_MeasureAssessmentTemplate_Commercial_All | Conveyor Boilers - SEG SEL - Automatic Conveyor Broiler Gas | Appliances | Conveyor Boilers | NR | Conveyor Boilers | Commercial | Hospital | Interruptible | Sales | Commercial | 2077.36 | 1 | 2.2322 | 3.0889 | -0.43137 | 0.46729 | -0.63926 | 0.16936 | 0.25942 | 0.56412 | 1.0571 | 1.8016 | 2.8622 | 4.2972 | 6.1475 | 8.4231 | 11.0906 | 14.0642 | 17.2051 | 23.2259 | 27.7631 | 30.7988 | 33.1975 | 34.8869 | 35.9898 | 36.3759 | 36.5123 | 36.1065 | 35.4645 | 23.0604 | 3.1644 | 2.5133 | 427.0006
v5.10_MeasureAssessmentTemplate_Commercial_All | Conveyor Boilers - SEG SEL - Automatic Conveyor Broiler Gas | Appliances | Conveyor Boilers | New | Conveyor Boilers | Commercial | Hospital | Interruptible | Sales | Commercial | 2077.36 | 1 | 2.2322 | 3.0889 | -0.43137 | 0.46729 | -0.63926 | 0.02305 | 0.048268 | 0.10615 | 0.20117 | 0.34673 | 0.55716 | 0.84611 | 1.2244 | 1.697 | 2.2603 | 2.8997 | 3.5888 | 4.2911 | 4.9651 | 5.5712 | 6.0802 | 6.4784 | 6.788 | 6.9838 | 7.1537 | 7.2392 | 7.2968 | 7.3551 | 7.4142 | 7.474 | 98.8898
v5.10_MeasureAssessmentTemplate_Commercial_All | Conveyor Boilers - SEG SEL - Automatic Conveyor Broiler Gas | Appliances | Conveyor Boilers | NR | Conveyor Boilers | Commercial | Extra Large Retail | Firm | Transport | Commercial | 2077.36 | 1 | 3.2066 | 3.2645 | -1.1617 | 0.46729 | -1.2266 | 0.094081 | 0.14404 | 0.31306 | 0.58636 | 0.99877 | 1.586 | 2.38 | 3.403 | 4.6603 | 6.1331 | 7.7736 | 9.5049 | 12.8343 | 15.4196 | 17.0973 | 18.4193 | 19.3457 | 19.945 | 20.1451 | 20.205 | 19.9631 | 19.5892 | 11.8977 | 1.8063 | 1.434 | 235.6787
v5.10_MeasureAssessmentTemplate_Commercial_All | Conveyor Boilers - SEG SEL - Automatic Conveyor Broiler Gas | Appliances | Conveyor Boilers | New | Conveyor Boilers | Commercial | Extra Large Retail | Firm | Transport | Commercial | 2077.36 | 1 | 3.2066 | 3.2645 | -1.1617 | 0.46729 | -1.2266 | 0.012804 | 0.027682 | 0.060845 | 0.11526 | 0.19856 | 0.31891 | 0.48407 | 0.70014 | 0.96996 | 1.2914 | 1.6559 | 2.0485 | 2.4483 | 2.8316 | 3.176 | 3.4647 | 3.69 | 3.8648 | 3.9746 | 4.0697 | 4.1167 | 4.1479 | 4.1794 | 4.2114 | 4.2437 | 56.303
v5.10_MeasureAssessmentTemplate_Commercial_All | Conveyor Boilers - SEG SEL - Automatic Conveyor Broiler Gas | Appliances | Conveyor Boilers | NR | Conveyor Boilers | Commercial | Supermarket | Firm | Transport | Commercial | 2077.36 | 1 | 3.2066 | 3.2645 | -1.1617 | 0.46729 | -1.2266 | 0.8131 | 1.2447 | 2.705 | 5.0659 | 8.6279 | 13.6986 | 20.5542 | 29.3859 | 40.2384 | 52.9486 | 67.1034 | 82.0382 | 110.7816 | 133.2607 | 147.7423 | 159.146 | 167.128 | 172.2793 | 173.9786 | 174.4639 | 172.3392 | 169.0719 | 100.9556 | 15.7106 | 12.4715 | 2033.7531
v5.10_MeasureAssessmentTemplate_Commercial_All | Conveyor Boilers - SEG SEL - Automatic Conveyor Broiler Gas | Appliances | Conveyor Boilers | New | Conveyor Boilers | Commercial | Supermarket | Firm | Transport | Commercial | 2077.36 | 1 | 3.2066 | 3.2645 | -1.1617 | 0.46729 | -1.2266 | 0.11066 | 0.24104 | 0.52975 | 1.0034 | 1.7284 | 2.7756 | 4.2127 | 6.0924 | 8.4393 | 11.2346 | 14.4048 | 17.818 | 21.2931 | 24.6241 | 27.6158 | 30.123 | 32.0789 | 33.5952 | 34.5463 | 35.3692 | 35.7747 | 36.0417 | 36.3124 | 36.5867 | 36.8648 | 489.4166
v5.10_MeasureAssessmentTemplate_Commercial_All | Conveyor Boilers - SEG SEL - Automatic Conveyor Broiler Gas | Appliances | Conveyor Boilers | NR | Conveyor Boilers | Commercial | Hospital | Firm | Transport | Commercial | 2077.36 | 1 | 3.2066 | 3.2645 | -1.1617 | 0.46729 | -1.2266 | 0.16983 | 0.26015 | 0.56569 | 1.0601 | 1.8066 | 2.8701 | 4.3092 | 6.1646 | 8.4465 | 11.1214 | 14.1033 | 17.2529 | 23.2905 | 27.8403 | 30.8845 | 33.2899 | 34.9839 | 36.0899 | 36.4771 | 36.614 | 36.207 | 35.5632 | 23.1246 | 3.1732 | 2.5203 | 428.1889
v5.10_MeasureAssessmentTemplate_Commercial_All | Conveyor Boilers - SEG SEL - Automatic Conveyor Broiler Gas | Appliances | Conveyor Boilers | New | Conveyor Boilers | Commercial | Hospital | Firm | Transport | Commercial | 2077.36 | 1 | 3.2066 | 3.2645 | -1.1617 | 0.46729 | -1.2266 | 0.023114 | 0.048403 | 0.10644 | 0.20173 | 0.3477 | 0.55871 | 0.84846 | 1.2278 | 1.7017 | 2.2666 | 2.9078 | 3.5988 | 4.303 | 4.9789 | 5.5867 | 6.0971 | 6.4964 | 6.8069 | 7.0032 | 7.1736 | 7.2594 | 7.3171 | 7.3756 | 7.4348 | 7.4948 | 99.165
v5.10_MeasureAssessmentTemplate_Commercial_All | Fryers - SEG Restaurant - Energy Star Gas Fryer | Appliances | Fryers | NR | Fryers | Commercial | Restaurant | Firm | Sales | Commercial | 317.69 | 1 | 1.6376 | 3.9933 | -0.35076 | 1.3208 | -1.1299 | 571.7985 | 1112.0842 | 1942.889 | 3091.9477 | 4535.4513 | 6195.7362 | 7955.445 | 9682.9772 | 11259.9069 | 12601.53 | 13665.7432 | 14450.4402 | 17184.1805 | 19250.0329 | 19300.6682 | 19120.9283 | 18761.1605 | 13664.5548 | 2393.3797 | 1925.034 | 1485.9743 | 1100.2196 | 781.2954 | 532.2981 | 348.1365 | 202913.8122
v5.10_MeasureAssessmentTemplate_Commercial_All | Fryers - SEG Restaurant - Energy Star Gas Fryer | Appliances | Fryers | New | Fryers | Commercial | Restaurant | Firm | Sales | Commercial | 317.69 | 1 | 1.6376 | 3.9933 | -0.35076 | 1.3208 | -1.1299 | 77.8206 | 273.9228 | 484.005 | 779.0924 | 1156.0475 | 1597.68 | 2075.6125 | 2556.3406 | 3008.261 | 3407.3573 | 3740.1062 | 4003.4138 | 4202.3737 | 4347.0589 | 4449.4296 | 4521.0185 | 4571.5916 | 4613.3847 | 4649.6938 | 4667.9821 | 4686.7801 | 4706.091 | 4725.9176 | 4746.2631 | 4767.1306 | 82814.375
v5.10_MeasureAssessmentTemplate_Commercial_All | Fryers - SEG SEL - Energy Star Gas Fryer | Appliances | Fryers | NR | Fryers | Commercial | Extra Large Retail | Firm | Sales | Commercial | 259.74 | 1 | 1.3954 | 3.9948 | -0.1209 | 1.5507 | -1.1299 | 17.4967 | 34.1803 | 59.9805 | 95.8779 | 141.2638 | 193.8328 | 249.99 | 305.6266 | 356.9776 | 401.2855 | 437.1067 | 464.2578 | 550.8603 | 590.7196 | 595.9616 | 594.6941 | 588.3731 | 579.0653 | 235.3466 | 47.352 | 36.7008 | 27.2826 | 19.451 | 13.304 | 8.7348 | 6645.7221
v5.10_MeasureAssessmentTemplate_Commercial_All | Fryers - SEG SEL - Energy Star Gas Fryer | Appliances | Fryers | New | Fryers | Commercial | Extra Large Retail | Firm | Sales | Commercial | 259.74 | 1 | 1.3954 | 3.9948 | -0.1209 | 1.5507 | -1.1299 | 2.3813 | 6.5688 | 11.6575 | 18.8459 | 28.0836 | 38.9759 | 50.8464 | 62.8809 | 74.2984 | 84.4937 | 93.1132 | 100.0592 | 105.4384 | 109.4852 | 112.486 | 114.7211 | 116.4302 | 117.9201 | 119.2726 | 120.1636 | 121.0666 | 121.9817 | 122.9091 | 123.849 | 124.8014 | 2102.7298
v5.10_MeasureAssessmentTemplate_Commercial_All | Fryers - SEG SEL - Energy Star Gas Fryer | Appliances | Fryers | NR | Fryers | Commercial | Large Retail | Firm | Sales | Commercial | 259.74 | 1 | 1.3954 | 3.9948 | -0.1209 | 1.5507 | -1.1299 | 5.2623 | 10.28 | 18.0395 | 28.8359 | 42.486 | 58.2965 | 75.1861 | 91.9192 | 107.3634 | 120.6892 | 131.4627 | 139.6286 | 165.6748 | 177.6628 | 179.2394 | 178.8581 | 176.9571 | 174.1577 | 70.782 | 14.2414 | 11.038 | 8.2054 | 5.85 | 4.0013 | 2.6271 | 1998.7444
v5.10_MeasureAssessmentTemplate_Commercial_All | Fryers - SEG SEL - Energy Star Gas Fryer | Appliances | Fryers | New | Fryers | Commercial | Large Retail | Firm | Sales | Commercial | 259.74 | 1 | 1.3954 | 3.9948 | -0.1209 | 1.5507 | -1.1299 | 0.71618 | 1.9756 | 3.5061 | 5.668 | 8.4463 | 11.7223 | 15.2924 | 18.9118 | 22.3457 | 25.412 | 28.0044 | 30.0935 | 31.7113 | 32.9284 | 33.8309 | 34.5031 | 35.0171 | 35.4652 | 35.872 | 36.14 | 36.4116 | 36.6868 | 36.9657 | 37.2484 | 37.5349 | 632.4098
v5.10_MeasureAssessmentTemplate_Commercial_All | Fryers - SEG SEL - Energy Star Gas Fryer | Appliances | Fryers | NR | Fryers | Commercial | Medium Retail | Firm | Sales | Commercial | 259.74 | 1 | 1.3954 | 3.9948 | -0.1209 | 1.5507 | -1.1299 | 8.2837 | 16.1825 | 28.3975 | 45.3929 | 66.8806 | 91.7691 | 118.3565 | 144.6973 | 169.0092 | 189.9865 | 206.9458 | 219.8004 | 260.8019 | 279.673 | 282.1549 | 281.5547 | 278.5621 | 274.1554 | 111.4236 | 22.4186 | 17.3758 | 12.9168 | 9.209 | 6.2987 | 4.1355 | 3146.3817
v5.10_MeasureAssessmentTemplate_Commercial_All | Fryers - SEG SEL - Energy Star Gas Fryer | Appliances | Fryers | New | Fryers | Commercial | Medium Retail | Firm | Sales | Commercial | 259.74 | 1 | 1.3954 | 3.9948 | -0.1209 | 1.5507 | -1.1299 | 1.1274 | 3.11 | 5.5192 | 8.9225 | 13.296 | 18.453 | 24.073 | 29.7706 | 35.1762 | 40.0031 | 44.084 | 47.3725 | 49.9192 | 51.8352 | 53.2559 | 54.3141 | 55.1233 | 55.8286 | 56.469 | 56.8908 | 57.3183 | 57.7516 | 58.1907 | 58.6357 | 59.0866 | 995.5262
v5.10_MeasureAssessmentTemplate_Commercial_All | Fryers - SEG SEL - Energy Star Gas Fryer | Appliances | Fryers | NR | Fryers | Commercial | Small Retail | Firm | Sales | Commercial | 259.74 | 1 | 1.3954 | 3.9948 | -0.1209 | 1.5507 | -1.1299 | 12.655 | 24.7218 | 43.3824 | 69.3461 | 102.1726 | 140.1945 | 180.8117 | 221.0522 | 258.1932 | 290.2399 | 316.1485 | 335.7863 | 398.4237 | 427.253 | 431.0444 | 430.1276 | 425.5558 | 418.8237 | 170.2204 | 34.2485 | 26.5448 | 19.7328 | 14.0685 | 9.6224 | 6.3177 | 4806.6876
v5.10_MeasureAssessmentTemplate_Commercial_All | Fryers - SEG SEL - Energy Star Gas Fryer | Appliances | Fryers | New | Fryers | Commercial | Small Retail | Firm | Sales | Commercial | 259.74 | 1 | 1.3954 | 3.9948 | -0.1209 | 1.5507 | -1.1299 | 1.7223 | 4.7511 | 8.4316 | 13.6307 | 20.3122 | 28.1903 | 36.776 | 45.4802 | 53.7382 | 61.1122 | 67.3465 | 72.3704 | 76.261 | 79.1879 | 81.3584 | 82.9749 | 84.2111 | 85.2887 | 86.267 | 86.9114 | 87.5645 | 88.2264 | 88.8972 | 89.577 | 90.2658 | 1520.8529
v5.10_MeasureAssessmentTemplate_Commercial_All | Fryers - SEG SEL - Energy Star Gas Fryer | Appliances | Fryers | NR | Fryers | Commercial | School K-12 | Firm | Sales | Commercial | 259.74 | 1 | 1.3954 | 3.9948 | -0.1209 | 1.5507 | -1.1299 | 12.4993 | 24.4789 | 43.0642 | 69.0103 | 101.9332 | 140.2172 | 181.2951 | 222.2 | 260.1856 | 293.2142 | 320.1905 | 340.9334 | 404.0768 | 423.1554 | 428.4161 | 429.2594 | 426.6968 | 422.1539 | 306.605 | 28.9351 | 22.4781 | 16.7478 | 11.9671 | 8.2034 | 5.3978 | 4943.3145
v5.10_MeasureAssessmentTemplate_Commercial_All | Fryers - SEG SEL - Energy Star Gas Fryer | Appliances | Fryers | New | Fryers | Commercial | School K-12 | Firm | Sales | Commercial | 259.74 | 1 | 1.3954 | 3.9948 | -0.1209 | 1.5507 | -1.1299 | 1.7011 | 3.9567 | 7.0391 | 11.4075 | 17.0401 | 23.7056 | 30.9982 | 38.4242 | 45.5056 | 51.8676 | 57.2873 | 61.6976 | 65.1572 | 67.8047 | 69.8124 | 71.3503 | 72.5647 | 73.6451 | 74.6418 | 75.3509 | 76.0682 | 76.7938 | 77.5279 | 78.2704 | 79.0215 | 1308.6397
v5.10_MeasureAssessmentTemplate_Commercial_All | Fryers - SEG SEL - Energy Star Gas Fryer | Appliances | Fryers | NR | Fryers | Commercial | Supermarket | Firm | Sales | Commercial | 259.74 | 1 | 1.3954 | 3.9948 | -0.1209 | 1.5507 | -1.1299 | 204.4542 | 399.3579 | 700.7195 | 1119.9535 | 1649.909 | 2263.6226 | 2919.0881 | 3568.3156 | 4167.3576 | 4684.0429 | 5101.5538 | 5417.7868 | 6428.7813 | 6901.9506 | 6962.0211 | 6945.8458 | 6870.4664 | 6760.0713 | 2646.0551 | 557.1008 | 431.7405 | 320.912 | 228.7682 | 156.4545 | 102.7104 | 77509.0396
v5.10_MeasureAssessmentTemplate_Commercial_All | Fryers - SEG SEL - Energy Star Gas Fryer | Appliances | Fryers | New | Fryers | Commercial | Supermarket | Firm | Sales | Commercial | 259.74 | 1 | 1.3954 | 3.9948 | -0.1209 | 1.5507 | -1.1299 | 27.8258 | 77.3365 | 137.2298 | 221.8242 | 330.5188 | 458.6588 | 598.28 | 739.7997 | 874.0314 | 993.8577 | 1095.1267 | 1176.6945 | 1239.8229 | 1287.2746 | 1322.4209 | 1348.5602 | 1368.514 | 1385.8888 | 1401.6486 | 1411.9823 | 1422.4574 | 1433.0753 | 1443.8374 | 1454.7452 | 1465.8003 | 24717.2118
v5.10_MeasureAssessmentTemplate_Commercial_All | Fryers - SEG SEL - Energy Star Gas Fryer | Appliances | Fryers | NR | Fryers | Commercial | Lodging | Firm | Sales | Commercial | 259.74 | 1 | 1.3954 | 3.9948 | -0.1209 | 1.5507 | -1.1299 | 8.8405 | 17.2857 | 30.3608 | 48.5751 | 71.6339 | 98.3802 | 126.9977 | 155.402 | 181.6766 | 204.4109 | 222.8591 | 236.9162 | 280.9935 | 298.7355 | 301.769 | 301.5718 | 298.8722 | 294.7011 | 153.234 | 22.6918 | 17.6021 | 13.0958 | 9.3441 | 6.3962 | 4.2028 | 3406.5486
v5.10_MeasureAssessmentTemplate_Commercial_All | Fryers - SEG SEL - Energy Star Gas Fryer | Appliances | Fryers | New | Fryers | Commercial | Lodging | Firm | Sales | Commercial | 259.74 | 1 | 1.3954 | 3.9948 | -0.1209 | 1.5507 | -1.1299 | 1.2032 | 3.1316 | 5.5625 | 9.0004 | 13.4239 | 18.6463 | 24.3459 | 30.1334 | 35.6344 | 40.5573 | 44.7309 | 48.1062 | 50.7324 | 52.7207 | 54.2074 | 55.3266 | 56.1931 | 56.9544 | 57.6499 | 58.1226 | 58.6012 | 59.0858 | 59.5765 | 60.0734 | 60.5764 | 1014.2965
v5.10_MeasureAssessmentTemplate_Commercial_All | Fryers - SEG SEL - Energy Star Gas Fryer | Appliances | Fryers | NR | Fryers | Commercial | Hospital | Firm | Sales | Commercial | 259.74 | 1 | 1.3954 | 3.9948 | -0.1209 | 1.5507 | -1.1299 | 2.8608 | 5.5915 | 9.817 | 15.7002 | 23.1438 | 31.7724 | 40.9981 | 50.1476 | 58.6028 | 65.9096 | 71.8292 | 76.3292 | 90.5465 | 96.6325 | 97.5588 | 97.4311 | 96.4863 | 95.0598 | 44.6094 | 7.5211 | 5.832 | 4.3374 | 3.0937 | 2.1169 | 1.3905 | 1095.3184
v5.10_MeasureAssessmentTemplate_Commercial_All | Fryers - SEG SEL - Energy Star Gas Fryer | Appliances | Fryers | New | Fryers | Commercial | Hospital | Firm | Sales | Commercial | 259.74 | 1 | 1.3954 | 3.9948 | -0.1209 | 1.5507 | -1.1299 | 0.38935 | 1.0404 | 1.8472 | 2.9877 | 4.4543 | 6.1849 | 8.0724 | 9.9876 | 11.8065 | 13.4327 | 14.8097 | 15.9216 | 16.7849 | 17.4366 | 17.9222 | 18.2861 | 18.5662 | 18.8116 | 19.0351 | 19.185 | 19.3368 | 19.4906 | 19.6464 | 19.8042 | 19.964 | 335.2041
v5.10_MeasureAssessmentTemplate_Commercial_All | Fryers - SEG SEL - Energy Star Gas Fryer | Appliances | Fryers | NR | Fryers | Commercial | Medium Retail | Firm | Sales | Industrial | 259.74 | 1 | 1.3954 | 3.9948 | -0.1209 | 1.5507 | -1.1299 | 0.026653 | 0.052067 | 0.091368 | 0.14605 | 0.21519 | 0.29527 | 0.38081 | 0.46556 | 0.54378 | 0.61128 | 0.66584 | 0.7072 | 0.83913 | 0.89984 | 0.90783 | 0.9059 | 0.89627 | 0.88209 | 0.3585 | 0.072131 | 0.055906 | 0.04156 | 0.02963 | 0.020266 | 0.013306 | 10.1234
v5.10_MeasureAssessmentTemplate_Commercial_All | Fryers - SEG SEL - Energy Star Gas Fryer | Appliances | Fryers | New | Fryers | Commercial | Medium Retail | Firm | Sales | Industrial | 259.74 | 1 | 1.3954 | 3.9948 | -0.1209 | 1.5507 | -1.1299 | 0.0036274 | 0.010006 | 0.017758 | 0.028708 | 0.04278 | 0.059372 | 0.077454 | 0.095786 | 0.11318 | 0.12871 | 0.14184 | 0.15242 | 0.16061 | 0.16678 | 0.17135 | 0.17475 | 0.17736 | 0.17963 | 0.18169 | 0.18305 | 0.18442 | 0.18581 | 0.18723 | 0.18866 | 0.19011 | 3.2031
v5.10_MeasureAssessmentTemplate_Commercial_All | Fryers - SEG SEL - Energy Star Gas Fryer | Appliances | Fryers | NR | Fryers | Commercial | Hospital | Interruptible | Sales | Commercial | 259.74 | 0 | 0.92441 | 2.6465 | 0.60943 | 0.46729 | -0.39962 | 1.5007 | 2.9331 | 5.1496 | 8.2357 | 12.1404 | 16.6666 | 21.506 | 26.3055 | 30.7407 | 34.5736 | 37.6788 | 40.0393 | 47.4972 | 50.6896 | 51.1755 | 51.1086 | 50.6129 | 49.8647 | 23.4004 | 3.9453 | 3.0592 | 2.2752 | 1.6228 | 1.1105 | 0.72941 | 574.5612
v5.10_MeasureAssessmentTemplate_Commercial_All | Fryers - SEG SEL - Energy Star Gas Fryer | Appliances | Fryers | New | Fryers | Commercial | Hospital | Interruptible | Sales | Commercial | 259.74 | 0 | 0.92441 | 2.6465 | 0.60943 | 0.46729 | -0.39962 | 0.20424 | 0.54573 | 0.96896 | 1.5672 | 2.3366 | 3.2444 | 4.2345 | 5.2391 | 6.1932 | 7.0463 | 7.7686 | 8.3518 | 8.8047 | 9.1466 | 9.4013 | 9.5922 | 9.7391 | 9.8678 | 9.9851 | 10.0637 | 10.1433 | 10.224 | 10.3057 | 10.3885 | 10.4723 | 175.835
v5.10_MeasureAssessmentTemplate_Commercial_All | Fryers - SEG SEL - Energy Star Gas Fryer | Appliances | Fryers | NR | Fryers | Commercial | Extra Large Retail | Firm | Transport | Commercial | 259.74 | 1 | 1.3954 | 2.8221 | -0.1209 | 0.46729 | -0.98694 | 1.7307 | 3.381 | 5.933 | 9.4838 | 13.9732 | 19.1731 | 24.728 | 30.2313 | 35.3107 | 39.6935 | 43.2368 | 45.9225 | 54.4888 | 58.4315 | 58.95 | 58.8247 | 58.1994 | 57.2787 | 23.2795 | 4.6839 | 3.6303 | 2.6987 | 1.924 | 1.316 | 0.86401 | 657.3672
v5.10_MeasureAssessmentTemplate_Commercial_All | Fryers - SEG SEL - Energy Star Gas Fryer | Appliances | Fryers | New | Fryers | Commercial | Extra Large Retail | Firm | Transport | Commercial | 259.74 | 1 | 1.3954 | 2.8221 | -0.1209 | 0.46729 | -0.98694 | 0.23555 | 0.64976 | 1.1531 | 1.8642 | 2.7779 | 3.8553 | 5.0295 | 6.2199 | 7.3493 | 8.3578 | 9.2104 | 9.8974 | 10.4295 | 10.8298 | 11.1266 | 11.3477 | 11.5168 | 11.6642 | 11.798 | 11.8861 | 11.9754 | 12.0659 | 12.1577 | 12.2506 | 12.3448 | 207.9933
v5.10_MeasureAssessmentTemplate_Commercial_All | Fryers - SEG SEL - Energy Star Gas Fryer | Appliances | Fryers | NR | Fryers | Commercial | Supermarket | Firm | Transport | Commercial | 259.74 | 1 | 1.3954 | 2.8221 | -0.1209 | 0.46729 | -0.98694 | 32.2517 | 62.9969 | 110.5353 | 176.6675 | 260.2655 | 357.076 | 460.4727 | 562.8853 | 657.3814 | 738.8862 | 804.7466 | 854.6309 | 1014.1106 | 1088.7509 | 1098.2267 | 1095.6752 | 1083.7844 | 1066.3701 | 417.403 | 87.8801 | 68.1051 | 50.6224 | 36.0871 | 24.68 | 16.2021 | 12226.6937
v5.10_MeasureAssessmentTemplate_Commercial_All | Fryers - SEG SEL - Energy Star Gas Fryer | Appliances | Fryers | New | Fryers | Commercial | Supermarket | Firm | Transport | Commercial | 259.74 | 1 | 1.3954 | 2.8221 | -0.1209 | 0.46729 | -0.98694 | 4.3894 | 12.1995 | 21.6474 | 34.9918 | 52.1378 | 72.3513 | 94.3759 | 116.7 | 137.8744 | 156.7765 | 172.7512 | 185.6181 | 195.5763 | 203.0616 | 208.6058 | 212.7292 | 215.8768 | 218.6176 | 221.1036 | 222.7337 | 224.3861 | 226.061 | 227.7587 | 229.4794 | 231.2232 | 3899.0262
v5.10_MeasureAssessmentTemplate_Commercial_All | Fryers - SEG SEL - Energy Star Gas Fryer | Appliances | Fryers | NR | Fryers | Commercial | Hospital | Firm | Transport | Commercial | 259.74 | 1 | 1.3954 | 2.8221 | -0.1209 | 0.46729 | -0.98694 | 1.5048 | 2.9412 | 5.1639 | 8.2586 | 12.1741 | 16.7129 | 21.5659 | 26.3787 | 30.8263 | 34.6698 | 37.7836 | 40.1507 | 47.6294 | 50.8307 | 51.3179 | 51.2508 | 50.7538 | 50.0034 | 23.4655 | 3.9563 | 3.0678 | 2.2815 | 1.6274 | 1.1136 | 0.73143 | 576.1602
v5.10_MeasureAssessmentTemplate_Commercial_All | Fryers - SEG SEL - Energy Star Gas Fryer | Appliances | Fryers | New | Fryers | Commercial | Hospital | Firm | Transport | Commercial | 259.74 | 1 | 1.3954 | 2.8221 | -0.1209 | 0.46729 | -0.98694 | 0.20481 | 0.54725 | 0.97166 | 1.5716 | 2.3431 | 3.2534 | 4.2462 | 5.2537 | 6.2105 | 7.0659 | 7.7902 | 8.3751 | 8.8292 | 9.172 | 9.4275 | 9.6188 | 9.7662 | 9.8953 | 10.0129 | 10.0917 | 10.1716 | 10.2525 | 10.3344 | 10.4174 | 10.5015 | 176.3243
v5.10_MeasureAssessmentTemplate_Commercial_All | Advanced RTU Controls (ARC) - SEG All - Full ARC on RTUs | HVAC | Advanced RTU Controls (ARC) | Retrofit | Advanced RTU Controls (ARC) | Commercial | Large Office | Firm | Sales | Commercial | 15.1968 | 1 | 1.6937 | 8.7545 | -1.4152 | 2.7998 | -3.6733 | 139.5666 | 226.3431 | 342.5266 | 489.0995 | 663.3137 | 857.3145 | 1057.1692 | 1242.9137 | 1390.285 | 1474.5644 | 1476.2784 | 1387.4664 | 1216.2336 | 1002.7943 | 764.5422 | 432.875 | 0 | 0 | 0 | 0 | 0 | 0 | 0 | 0 | 0 | 14163.2863
v5.10_MeasureAssessmentTemplate_Commercial_All | Advanced RTU Controls (ARC) - SEG All - Full ARC on RTUs | HVAC | Advanced RTU Controls (ARC) | Retrofit | Advanced RTU Controls (ARC) | Commercial | Medium Office | Firm | Sales | Commercial | 15.1968 | 1 | 1.6937 | 8.7545 | -1.4152 | 2.7998 | -3.6733 | 132.652 | 215.1293 | 325.5567 | 464.8679 | 630.4509 | 814.8403 | 1004.7935 | 1181.3356 | 1321.4056 | 1401.5096 | 1403.1386 | 1318.7267 | 1155.9773 | 953.1125 | 726.6642 | 411.429 | 0 | 0 | 0 | 0 | 0 | 0 | 0 | 0 | 0 | 13461.5896
v5.10_MeasureAssessmentTemplate_Commercial_All | Advanced RTU Controls (ARC) - SEG All - Full ARC on RTUs | HVAC | Advanced RTU Controls (ARC) | Retrofit | Advanced RTU Controls (ARC) | Commercial | Small Office | Firm | Sales | Commercial | 15.1968 | 1 | 1.6937 | 8.7545 | -1.4152 | 2.7998 | -3.6733 | 192.0891 | 311.5219 | 471.4282 | 673.1604 | 912.9359 | 1179.9442 | 1455.0094 | 1710.6544 | 1913.4853 | 2029.4813 | 2031.8403 | 1909.6061 | 1673.9339 | 1380.1719 | 1052.2593 | 595.7772 | 0 | 0 | 0 | 0 | 0 | 0 | 0 | 0 | 0 | 19493.2987
v5.10_MeasureAssessmentTemplate_Commercial_All | Advanced RTU Controls (ARC) - SEG All - Full ARC on RTUs | HVAC | Advanced RTU Controls (ARC) | Retrofit | Advanced RTU Controls (ARC) | Commercial | Extra Large Retail | Firm | Sales | Commercial | 15.1968 | 1 | 1.6937 | 8.7545 | -1.4152 | 2.7998 | -3.6733 | 69.8637 | 113.1201 | 170.9107 | 243.6547 | 329.9127 | 425.7187 | 524.1185 | 615.2172 | 687.0586 | 727.5388 | 727.2156 | 682.3699 | 597.196 | 491.6026 | 374.2022 | 42.016 | 0 | 0 | 0 | 0 | 0 | 0 | 0 | 0 | 0 | 6821.716
v5.10_MeasureAssessmentTemplate_Commercial_All | Advanced RTU Controls (ARC) - SEG All - Full ARC on RTUs | HVAC | Advanced RTU Controls (ARC) | Retrofit | Advanced RTU Controls (ARC) | Commercial | Large Retail | Firm | Sales | Commercial | 15.1968 | 1 | 1.6937 | 8.7545 | -1.4152 | 2.7998 | -3.6733 | 21.012 | 34.0216 | 51.4025 | 73.2807 | 99.2234 | 128.0377 | 157.6321 | 185.0306 | 206.6374 | 218.8121 | 218.7148 | 205.2272 | 179.6106 | 147.8527 | 112.5437 | 12.6366 | 0 | 0 | 0 | 0 | 0 | 0 | 0 | 0 | 0 | 2051.6758
v5.10_MeasureAssessmentTemplate_Commercial_All | Advanced RTU Controls (ARC) - SEG All - Full ARC on RTUs | HVAC | Advanced RTU Controls (ARC) | Retrofit | Advanced RTU Controls (ARC) | Commercial | Medium Retail | Firm | Sales | Commercial | 15.1968 | 1 | 1.6937 | 8.7545 | -1.4152 | 2.7998 | -3.6733 | 33.0766 | 53.5561 | 80.9168 | 115.357 | 156.1954 | 201.5542 | 248.1411 | 291.2713 | 325.2842 | 344.4494 | 344.2963 | 323.0644 | 282.7392 | 232.7467 | 177.164 | 19.8923 | 0 | 0 | 0 | 0 | 0 | 0 | 0 | 0 | 0 | 3229.705
v5.10_MeasureAssessmentTemplate_Commercial_All | Advanced RTU Controls (ARC) - SEG All - Full ARC on RTUs | HVAC | Advanced RTU Controls (ARC) | Retrofit | Advanced RTU Controls (ARC) | Commercial | Small Retail | Firm | Sales | Commercial | 15.1968 | 1 | 1.6937 | 8.7545 | -1.4152 | 2.7998 | -3.6733 | 50.5307 | 81.817 | 123.6155 | 176.2295 | 238.6178 | 307.9118 | 379.0821 | 444.9715 | 496.9326 | 526.211 | 525.9772 | 493.5414 | 431.9372 | 355.5641 | 270.6512 | 30.3892 | 0 | 0 | 0 | 0 | 0 | 0 | 0 | 0 | 0 | 4933.9797
v5.10_MeasureAssessmentTemplate_Commercial_All | Advanced RTU Controls (ARC) - SEG All - Full ARC on RTUs | HVAC | Advanced RTU Controls (ARC) | Retrofit | Advanced RTU Controls (ARC) | Commercial | School K-12 | Firm | Sales | Commercial | 15.1968 | 1 | 1.6937 | 8.7545 | -1.4152 | 2.7998 | -3.6733 | 81.0958 | 131.6365 | 199.3862 | 284.9639 | 386.8152 | 500.3991 | 617.6078 | 726.7768 | 813.684 | 863.7888 | 865.5735 | 814.2355 | 714.3918 | 589.5534 | 449.8882 | 310.807 | 59.1996 | 0 | 0 | 0 | 0 | 0 | 0 | 0 | 0 | 8409.8032
v5.10_MeasureAssessmentTemplate_Commercial_All | Advanced RTU Controls (ARC) - SEG All - Full ARC on RTUs | HVAC | Advanced RTU Controls (ARC) | Retrofit | Advanced RTU Controls (ARC) | Commercial | Supermarket | Firm | Sales | Commercial | 15.1968 | 1 | 1.6937 | 8.7545 | -1.4152 | 2.7998 | -3.6733 | 256.2038 | 414.7835 | 626.6118 | 893.2061 | 1209.2708 | 1560.2524 | 1920.6548 | 2254.2179 | 2517.1487 | 2665.1332 | 2663.6278 | 2499.0669 | 2186.8678 | 1799.9793 | 1369.9579 | 107.2977 | 0 | 0 | 0 | 0 | 0 | 0 | 0 | 0 | 0 | 24944.2804
v5.10_MeasureAssessmentTemplate_Commercial_All | Advanced RTU Controls (ARC) - SEG All - Full ARC on RTUs | HVAC | Advanced RTU Controls (ARC) | Retrofit | Advanced RTU Controls (ARC) | Commercial | Restaurant | Firm | Sales | Commercial | 15.1968 | 1 | 1.6937 | 8.7545 | -1.4152 | 2.7998 | -3.6733 | 52.2593 | 84.2419 | 126.7166 | 179.8519 | 242.4461 | 311.469 | 381.7664 | 446.1416 | 496.037 | 522.9407 | 520.3978 | 486.1476 | 423.5856 | 314.07 | 0 | 0 | 0 | 0 | 0 | 0 | 0 | 0 | 0 | 0 | 0 | 4588.0716
v5.10_MeasureAssessmentTemplate_Commercial_All | Advanced RTU Controls (ARC) - SEG All - Full ARC on RTUs | HVAC | Advanced RTU Controls (ARC) | Retrofit | Advanced RTU Controls (ARC) | Commercial | Lodging | Firm | Sales | Commercial | 15.1968 | 1 | 1.6937 | 8.7545 | -1.4152 | 2.7998 | -3.6733 | 13.5656 | 21.9846 | 33.2461 | 47.4393 | 64.2917 | 83.0369 | 102.3223 | 120.2159 | 134.3753 | 142.4211 | 142.4866 | 133.8207 | 117.2229 | 96.5834 | 73.5846 | 27.0311 | 0 | 0 | 0 | 0 | 0 | 0 | 0 | 0 | 0 | 1353.628
v5.10_MeasureAssessmentTemplate_Commercial_All | Advanced RTU Controls (ARC) - SEG All - Full ARC on RTUs | HVAC | Advanced RTU Controls (ARC) | Retrofit | Advanced RTU Controls (ARC) | Commercial | Hospital | Firm | Sales | Commercial | 15.1968 | 1 | 1.6937 | 8.7545 | -1.4152 | 2.7998 | -3.6733 | 0.6666 | 1.0799 | 1.6324 | 2.3283 | 3.1542 | 4.0722 | 5.0159 | 5.8907 | 6.5819 | 6.9732 | 6.9736 | 6.5468 | 5.7325 | 4.7213 | 3.5956 | 0.91294 | 0 | 0 | 0 | 0 | 0 | 0 | 0 | 0 | 0 | 65.878
v5.10_MeasureAssessmentTemplate_Commercial_All | Advanced RTU Controls (ARC) - SEG All - Full ARC on RTUs | HVAC | Advanced RTU Controls (ARC) | Retrofit | Advanced RTU Controls (ARC) | Commercial | Assembly | Firm | Sales | Commercial | 15.1968 | 1 | 1.6937 | 8.7545 | -1.4152 | 2.7998 | -3.6733 | 6.5863 | 10.6654 | 16.116 | 22.978 | 31.1161 | 40.1567 | 49.4441 | 58.0447 | 64.8302 | 68.6577 | 68.635 | 64.4098 | 56.3765 | 46.4136 | 35.3335 | 5.1009 | 0 | 0 | 0 | 0 | 0 | 0 | 0 | 0 | 0 | 644.8646
v5.10_MeasureAssessmentTemplate_Commercial_All | Advanced RTU Controls (ARC) - SEG All - Full ARC on RTUs | HVAC | Advanced RTU Controls (ARC) | Retrofit | Advanced RTU Controls (ARC) | Commercial | Other | Firm | Sales | Commercial | 15.1968 | 1 | 1.6937 | 8.7545 | -1.4152 | 2.7998 | -3.6733 | 1.3807 | 2.2257 | 3.348 | 4.7518 | 6.4056 | 8.2293 | 10.0866 | 11.7875 | 13.1057 | 13.8166 | 13.7494 | 12.8445 | 11.1915 | 8.298 | 0 | 0 | 0 | 0 | 0 | 0 | 0 | 0 | 0 | 0 | 0 | 121.221
v5.10_MeasureAssessmentTemplate_Commercial_All | Advanced RTU Controls (ARC) - SEG All - Full ARC on RTUs | HVAC | Advanced RTU Controls (ARC) | Retrofit | Advanced RTU Controls (ARC) | Commercial | Large Office | Firm | Sales | Industrial | 15.1968 | 1 | 1.6937 | 8.7545 | -1.4152 | 2.7998 | -3.6733 | 1.3129 | 2.1292 | 3.2222 | 4.601 | 6.2399 | 8.0649 | 9.9449 | 11.6922 | 13.0786 | 13.8714 | 13.8875 | 13.0521 | 11.4412 | 9.4334 | 7.1921 | 4.0721 | 0 | 0 | 0 | 0 | 0 | 0 | 0 | 0 | 0 | 133.2356
v5.10_MeasureAssessmentTemplate_Commercial_All | Advanced RTU Controls (ARC) - SEG All - Full ARC on RTUs | HVAC | Advanced RTU Controls (ARC) | Retrofit | Advanced RTU Controls (ARC) | Commercial | Medium Retail | Firm | Sales | Industrial | 15.1968 | 1 | 1.6937 | 8.7545 | -1.4152 | 2.7998 | -3.6733 | 0.10642 | 0.17232 | 0.26035 | 0.37116 | 0.50256 | 0.6485 | 0.79839 | 0.93716 | 1.0466 | 1.1083 | 1.1078 | 1.0395 | 0.90971 | 0.74886 | 0.57002 | 0.064003 | 0 | 0 | 0 | 0 | 0 | 0 | 0 | 0 | 0 | 10.3915
v5.10_MeasureAssessmentTemplate_Commercial_All | Advanced RTU Controls (ARC) - SEG All - Full ARC on RTUs | HVAC | Advanced RTU Controls (ARC) | Retrofit | Advanced RTU Controls (ARC) | Commercial | Hospital | Interruptible | Sales | Commercial | 15.1968 | 1 | 1.1711 | 6.0536 | 0.047733 | 0.46729 | -2.2104 | 0.34967 | 0.56646 | 0.85628 | 1.2213 | 1.6546 | 2.1361 | 2.6312 | 3.09 | 3.4526 | 3.6579 | 3.6581 | 3.4342 | 3.0071 | 2.4766 | 1.8861 | 0.47889 | 0 | 0 | 0 | 0 | 0 | 0 | 0 | 0 | 0 | 34.557
v5.10_MeasureAssessmentTemplate_Commercial_All | Advanced RTU Controls (ARC) - SEG All - Full ARC on RTUs | HVAC | Advanced RTU Controls (ARC) | Retrofit | Advanced RTU Controls (ARC) | Commercial | Extra Large Retail | Firm | Transport | Commercial | 15.1968 | 1 | 1.6937 | 7.5177 | -1.4152 | 0.46729 | -3.5303 | 6.9106 | 11.1894 | 16.9058 | 24.1013 | 32.6336 | 42.1103 | 51.8436 | 60.8547 | 67.961 | 71.9651 | 71.9331 | 67.4972 | 59.0721 | 48.6273 | 37.0145 | 4.1561 | 0 | 0 | 0 | 0 | 0 | 0 | 0 | 0 | 0 | 674.7758
v5.10_MeasureAssessmentTemplate_Commercial_All | Advanced RTU Controls (ARC) - SEG All - Full ARC on RTUs | HVAC | Advanced RTU Controls (ARC) | Retrofit | Advanced RTU Controls (ARC) | Commercial | Supermarket | Firm | Transport | Commercial | 15.1968 | 1 | 1.6937 | 7.5177 | -1.4152 | 0.46729 | -3.5303 | 40.415 | 65.4302 | 98.8451 | 140.8991 | 190.7569 | 246.1226 | 302.9744 | 355.5925 | 397.0686 | 420.4125 | 420.175 | 394.2163 | 344.9683 | 283.9384 | 216.1045 | 16.9257 | 0 | 0 | 0 | 0 | 0 | 0 | 0 | 0 | 0 | 3934.8452
v5.10_MeasureAssessmentTemplate_Commercial_All | Advanced RTU Controls (ARC) - SEG All - Full ARC on RTUs | HVAC | Advanced RTU Controls (ARC) | Retrofit | Advanced RTU Controls (ARC) | Commercial | Hospital | Firm | Transport | Commercial | 15.1968 | 1 | 1.6937 | 7.5177 | -1.4152 | 0.46729 | -3.5303 | 0.35064 | 0.56803 | 0.85866 | 1.2247 | 1.6592 | 2.142 | 2.6385 | 3.0986 | 3.4622 | 3.668 | 3.6683 | 3.4438 | 3.0154 | 2.4835 | 1.8914 | 0.48023 | 0 | 0 | 0 | 0 | 0 | 0 | 0 | 0 | 0 | 34.6532
v5.10_MeasureAssessmentTemplate_Commercial_All | Condensing Gas RTU - SEG All - Condensing Gas RTU (>90% Eff) | HVAC | Condensing Gas RTU | NR | Condensing Gas RTU | Commercial | Large Office | Firm | Sales | Commercial | 2.37 | 1 | 2.7298 | 5.3798 | -1.3196 | 1.0675 | -1.8454 | 0 | 0 | 31.6622 | 59.3988 | 101.3385 | 161.1752 | 242.2542 | 346.9448 | 475.8959 | 627.2996 | 796.3703 | 975.297 | 1153.8976 | 1321.0419 | 1466.6296 | 1583.6017 | 1669.2984 | 2118.7012 | 2154.8029 | 2178.5756 | 2171.6751 | 2150.9232 | 2124.3494 | 2091.6058 | 287.9674 | 26290.7061
v5.10_MeasureAssessmentTemplate_Commercial_All | Condensing Gas RTU - SEG All - Condensing Gas RTU (>90% Eff) | HVAC | Condensing Gas RTU | New | Condensing Gas RTU | Commercial | Large Office | Firm | Sales | Commercial | 2.37 | 1 | 2.7298 | 5.3798 | -1.3196 | 1.0675 | -1.8454 | 0 | 0 | 6.9088 | 13.1075 | 22.616 | 36.379 | 55.3031 | 80.1084 | 111.1431 | 148.1877 | 190.2972 | 235.7477 | 282.1529 | 326.7786 | 367.0204 | 400.9233 | 427.5704 | 448.4158 | 461.758 | 473.4114 | 479.4935 | 483.7247 | 488.0067 | 492.3402 | 0 | 6031.3942
v5.10_MeasureAssessmentTemplate_Commercial_All | Condensing Gas RTU - SEG All - Condensing Gas RTU (>90% Eff) | HVAC | Condensing Gas RTU | NR | Condensing Gas RTU | Commercial | Medium Office | Firm | Sales | Commercial | 2.37 | 1 | 2.7298 | 5.3798 | -1.3196 | 1.0675 | -1.8454 | 0 | 0 | 30.0935 | 56.456 | 96.3178 | 153.1901 | 230.2522 | 329.756 | 452.3184 | 596.2211 | 756.9155 | 926.9775 | 1096.7296 | 1255.593 | 1393.9678 | 1505.1448 | 1586.5958 | 2013.7336 | 2048.0467 | 2070.6416 | 2064.0831 | 2044.3593 | 2019.102 | 1987.9806 | 273.7005 | 24988.1765
v5.10_MeasureAssessmentTemplate_Commercial_All | Condensing Gas RTU - SEG All - Condensing Gas RTU (>90% Eff) | HVAC | Condensing Gas RTU | New | Condensing Gas RTU | Commercial | Medium Office | Firm | Sales | Commercial | 2.37 | 1 | 2.7298 | 5.3798 | -1.3196 | 1.0675 | -1.8454 | 0 | 0 | 6.5665 | 12.4581 | 21.4955 | 34.5767 | 52.5632 | 76.1395 | 105.6367 | 140.846 | 180.8692 | 224.068 | 268.1741 | 310.5889 | 348.837 | 381.0602 | 406.3871 | 426.1998 | 438.8809 | 449.957 | 455.7378 | 459.7593 | 463.8292 | 467.948 | 0 | 5732.5788
v5.10_MeasureAssessmentTemplate_Commercial_All | Condensing Gas RTU - SEG All - Condensing Gas RTU (>90% Eff) | HVAC | Condensing Gas RTU | NR | Condensing Gas RTU | Commercial | Small Office | Firm | Sales | Commercial | 2.37 | 1 | 2.7298 | 5.3798 | -1.3196 | 1.0675 | -1.8454 | 0 | 0 | 43.5774 | 81.7521 | 139.4748 | 221.8296 | 333.4208 | 477.5091 | 654.9878 | 863.3688 | 1096.0651 | 1342.3265 | 1588.1392 | 1818.1842 | 2018.5603 | 2179.5522 | 2297.4988 | 2916.0234 | 2965.7111 | 2998.4301 | 2988.9329 | 2960.3715 | 2923.7972 | 2878.7313 | 396.337 | 36184.5815
v5.10_MeasureAssessmentTemplate_Commercial_All | Condensing Gas RTU - SEG All - Condensing Gas RTU (>90% Eff) | HVAC | Condensing Gas RTU | New | Condensing Gas RTU | Commercial | Small Office | Firm | Sales | Commercial | 2.37 | 1 | 2.7298 | 5.3798 | -1.3196 | 1.0675 | -1.8454 | 0 | 0 | 9.5087 | 18.0402 | 31.1269 | 50.0694 | 76.1151 | 110.2552 | 152.9691 | 203.9546 | 261.9109 | 324.4657 | 388.3344 | 449.7539 | 505.1397 | 551.8011 | 588.4763 | 617.1663 | 635.5295 | 651.5684 | 659.9393 | 665.7628 | 671.6563 | 677.6206 | 0 | 8301.1645
v5.10_MeasureAssessmentTemplate_Commercial_All | Condensing Gas RTU - SEG All - Condensing Gas RTU (>90% Eff) | HVAC | Condensing Gas RTU | NR | Condensing Gas RTU | Commercial | Extra Large Retail | Firm | Sales | Commercial | 2.37 | 1 | 2.7298 | 5.3798 | -1.3196 | 1.0675 | -1.8454 | 0 | 0 | 33.3116 | 62.3929 | 106.2758 | 168.7566 | 253.2423 | 362.0993 | 495.8859 | 652.6004 | 827.1606 | 1011.3795 | 1194.6674 | 1365.5223 | 1513.5792 | 1631.6731 | 1717.2109 | 2232.0651 | 2266.2942 | 2287.0799 | 2275.1433 | 2248.1469 | 2214.4648 | 2173.7219 | 333.7792 | 27426.4532
v5.10_MeasureAssessmentTemplate_Commercial_All | Condensing Gas RTU - SEG All - Condensing Gas RTU (>90% Eff) | HVAC | Condensing Gas RTU | New | Condensing Gas RTU | Commercial | Extra Large Retail | Firm | Sales | Commercial | 2.37 | 1 | 2.7298 | 5.3798 | -1.3196 | 1.0675 | -1.8454 | 0 | 0 | 8.0928 | 15.33 | 26.4099 | 42.417 | 64.3849 | 93.1248 | 129.0121 | 171.7624 | 220.254 | 272.472 | 325.6486 | 376.6309 | 422.4327 | 460.8302 | 490.8026 | 514.0517 | 528.6572 | 541.3017 | 547.5596 | 551.6986 | 555.8932 | 560.1441 | 0 | 6918.911
v5.10_MeasureAssessmentTemplate_Commercial_All | Condensing Gas RTU - SEG All - Condensing Gas RTU (>90% Eff) | HVAC | Condensing Gas RTU | NR | Condensing Gas RTU | Commercial | Large Retail | Firm | Sales | Commercial | 2.37 | 1 | 2.7298 | 5.3798 | -1.3196 | 1.0675 | -1.8454 | 0 | 0 | 10.0187 | 18.7651 | 31.9631 | 50.7546 | 76.1643 | 108.9037 | 149.1409 | 196.2739 | 248.774 | 304.179 | 359.304 | 410.6898 | 455.2188 | 490.7364 | 516.4624 | 671.3082 | 681.6028 | 687.8543 | 684.2643 | 676.1449 | 666.0148 | 653.7611 | 100.3863 | 8248.6854
v5.10_MeasureAssessmentTemplate_Commercial_All | Condensing Gas RTU - SEG All - Condensing Gas RTU (>90% Eff) | HVAC | Condensing Gas RTU | New | Condensing Gas RTU | Commercial | Large Retail | Firm | Sales | Commercial | 2.37 | 1 | 2.7298 | 5.3798 | -1.3196 | 1.0675 | -1.8454 | 0 | 0 | 2.434 | 4.6106 | 7.943 | 12.7572 | 19.3642 | 28.0079 | 38.8012 | 51.6587 | 66.2428 | 81.9477 | 97.941 | 113.2742 | 127.0494 | 138.5977 | 147.6121 | 154.6044 | 158.9971 | 162.8 | 164.6821 | 165.927 | 167.1885 | 168.467 | 0 | 2080.9078
v5.10_MeasureAssessmentTemplate_Commercial_All | Condensing Gas RTU - SEG All - Condensing Gas RTU (>90% Eff) | HVAC | Condensing Gas RTU | NR | Condensing Gas RTU | Commercial | Medium Retail | Firm | Sales | Commercial | 2.37 | 1 | 2.7298 | 5.3798 | -1.3196 | 1.0675 | -1.8454 | 0 | 0 | 15.7712 | 29.5396 | 50.3157 | 79.8969 | 119.8962 | 171.434 | 234.7745 | 308.9702 | 391.6148 | 478.8322 | 565.6089 | 646.4993 | 716.596 | 772.5069 | 813.0044 | 1056.7593 | 1072.9649 | 1082.8058 | 1077.1545 | 1064.3732 | 1048.4265 | 1029.137 | 158.026 | 12984.9079
v5.10_MeasureAssessmentTemplate_Commercial_All | Condensing Gas RTU - SEG All - Condensing Gas RTU (>90% Eff) | HVAC | Condensing Gas RTU | New | Condensing Gas RTU | Commercial | Medium Retail | Firm | Sales | Commercial | 2.37 | 1 | 2.7298 | 5.3798 | -1.3196 | 1.0675 | -1.8454 | 0 | 0 | 3.8315 | 7.2579 | 12.5036 | 20.0821 | 30.4827 | 44.0894 | 61.0801 | 81.32 | 104.2781 | 129.0004 | 154.1766 | 178.3139 | 199.9985 | 218.1776 | 232.3678 | 243.375 | 250.2899 | 256.2764 | 259.2391 | 261.1987 | 263.1847 | 265.1972 | 0 | 3275.7215
v5.10_MeasureAssessmentTemplate_Commercial_All | Condensing Gas RTU - SEG All - Condensing Gas RTU (>90% Eff) | HVAC | Condensing Gas RTU | NR | Condensing Gas RTU | Commercial | Small Retail | Firm | Sales | Commercial | 2.37 | 1 | 2.7298 | 5.3798 | -1.3196 | 1.0675 | -1.8454 | 0 | 0 | 24.0935 | 45.1273 | 76.8667 | 122.0575 | 183.1639 | 261.8976 | 358.6621 | 472.0099 | 598.265 | 731.5059 | 864.0736 | 987.6488 | 1094.7346 | 1180.1491 | 1242.0165 | 1614.3979 | 1639.1549 | 1654.1887 | 1645.5553 | 1626.0295 | 1601.668 | 1572.1997 | 241.4143 | 19836.8801
v5.10_MeasureAssessmentTemplate_Commercial_All | Condensing Gas RTU - SEG All - Condensing Gas RTU (>90% Eff) | HVAC | Condensing Gas RTU | New | Condensing Gas RTU | Commercial | Small Retail | Firm | Sales | Commercial | 2.37 | 1 | 2.7298 | 5.3798 | -1.3196 | 1.0675 | -1.8454 | 0 | 0 | 5.8533 | 11.0878 | 19.1016 | 30.6792 | 46.568 | 67.3549 | 93.3113 | 124.2316 | 159.3043 | 197.0723 | 235.5337 | 272.4079 | 305.5352 | 333.3072 | 354.9854 | 371.801 | 382.3647 | 391.5102 | 396.0364 | 399.03 | 402.0639 | 405.1385 | 0 | 5004.2784
v5.10_MeasureAssessmentTemplate_Commercial_All | Condensing Gas RTU - SEG All - Condensing Gas RTU (>90% Eff) | HVAC | Condensing Gas RTU | NR | Condensing Gas RTU | Commercial | School K-12 | Firm | Sales | Commercial | 2.37 | 1 | 2.7298 | 5.3798 | -1.3196 | 1.0675 | -1.8454 | 0 | 0 | 16.2957 | 30.5987 | 52.2506 | 83.1778 | 125.1332 | 179.3714 | 246.2616 | 324.9015 | 412.8417 | 506.0545 | 599.2658 | 686.69 | 763.056 | 824.6579 | 870.069 | 1089.8644 | 1109.4811 | 1122.8845 | 1120.6266 | 1111.3779 | 1099.2937 | 1084.1985 | 139.6059 | 13597.9581
v5.10_MeasureAssessmentTemplate_Commercial_All | Condensing Gas RTU - SEG All - Condensing Gas RTU (>90% Eff) | HVAC | Condensing Gas RTU | New | Condensing Gas RTU | Commercial | School K-12 | Firm | Sales | Commercial | 2.37 | 1 | 2.7298 | 5.3798 | -1.3196 | 1.0675 | -1.8454 | 0 | 0 | 3.3296 | 6.3225 | 10.9184 | 17.5779 | 26.7444 | 38.7725 | 53.8379 | 71.8411 | 92.3302 | 114.4737 | 137.1152 | 158.9254 | 178.6342 | 195.2839 | 208.4201 | 218.7438 | 225.4179 | 231.2745 | 234.4138 | 236.6499 | 238.9119 | 241.2 | 0 | 2941.1388
v5.10_MeasureAssessmentTemplate_Commercial_All | Condensing Gas RTU - SEG All - Condensing Gas RTU (>90% Eff) | HVAC | Condensing Gas RTU | NR | Condensing Gas RTU | Commercial | Supermarket | Firm | Sales | Commercial | 2.37 | 1 | 2.7298 | 5.3798 | -1.3196 | 1.0675 | -1.8454 | 0 | 0 | 89.454 | 167.528 | 285.3211 | 453.0103 | 679.7219 | 971.7854 | 1330.6751 | 1750.9965 | 2219.0925 | 2712.9846 | 3204.2607 | 3662.0754 | 4058.6468 | 4374.7869 | 4603.5731 | 5994.6485 | 6085.8114 | 6140.7803 | 6107.7874 | 6034.2573 | 5942.6639 | 5831.9989 | 902.4637 | 73604.3237
v5.10_MeasureAssessmentTemplate_Commercial_All | Condensing Gas RTU - SEG All - Condensing Gas RTU (>90% Eff) | HVAC | Condensing Gas RTU | New | Condensing Gas RTU | Commercial | Supermarket | Firm | Sales | Commercial | 2.37 | 1 | 2.7298 | 5.3798 | -1.3196 | 1.0675 | -1.8454 | 0 | 0 | 21.8985 | 41.4769 | 71.4464 | 114.7371 | 174.14 | 251.8438 | 348.8577 | 464.4068 | 595.4528 | 736.5448 | 880.1988 | 1017.8934 | 1141.5614 | 1245.1985 | 1326.0532 | 1388.7305 | 1428.0484 | 1462.0637 | 1478.8257 | 1489.8643 | 1501.0528 | 1512.3929 | 0 | 18692.6884
v5.10_MeasureAssessmentTemplate_Commercial_All | Condensing Gas RTU - SEG All - Condensing Gas RTU (>90% Eff) | HVAC | Condensing Gas RTU | NR | Condensing Gas RTU | Commercial | Restaurant | Firm | Sales | Commercial | 2.37 | 1 | 2.7298 | 5.3798 | -1.3196 | 1.0675 | -1.8454 | 0 | 0 | 16.5659 | 30.8909 | 52.3848 | 82.8148 | 123.7256 | 176.1274 | 240.1358 | 314.6289 | 397.0243 | 483.3007 | 568.3636 | 646.7763 | 713.7341 | 766.0207 | 802.6145 | 1116.9278 | 1128.8335 | 1133.4361 | 1121.1644 | 1100.7891 | 1076.3994 | 1047.81 | 206.6494 | 13347.1178
v5.10_MeasureAssessmentTemplate_Commercial_All | Condensing Gas RTU - SEG All - Condensing Gas RTU (>90% Eff) | HVAC | Condensing Gas RTU | New | Condensing Gas RTU | Commercial | Restaurant | Firm | Sales | Commercial | 2.37 | 1 | 2.7298 | 5.3798 | -1.3196 | 1.0675 | -1.8454 | 0 | 0 | 5.1585 | 9.7297 | 16.6905 | 26.6941 | 40.3507 | 58.1228 | 80.1951 | 106.3415 | 135.8244 | 167.3697 | 199.263 | 229.5818 | 256.5339 | 278.8146 | 295.8626 | 308.7594 | 316.4019 | 322.8324 | 325.4342 | 326.7751 | 328.1518 | 329.5645 | 0 | 4164.4521
v5.10_MeasureAssessmentTemplate_Commercial_All | Condensing Gas RTU - SEG All - Condensing Gas RTU (>90% Eff) | HVAC | Condensing Gas RTU | NR | Condensing Gas RTU | Commercial | Lodging | Firm | Sales | Commercial | 2.37 | 1 | 2.7298 | 5.3798 | -1.3196 | 1.0675 | -1.8454 | 0 | 0 | 0.72017 | 1.3501 | 2.3017 | 3.6583 | 5.4947 | 7.8637 | 10.7789 | 14.1982 | 18.0123 | 22.0437 | 26.0622 | 29.8164 | 33.0791 | 35.6923 | 37.5973 | 48.216 | 49.0016 | 49.5023 | 49.301 | 48.78 | 48.1212 | 47.3166 | 6.8429 | 595.7507
v5.10_MeasureAssessmentTemplate_Commercial_All | Condensing Gas RTU - SEG All - Condensing Gas RTU (>90% Eff) | HVAC | Condensing Gas RTU | New | Condensing Gas RTU | Commercial | Lodging | Firm | Sales | Commercial | 2.37 | 1 | 2.7298 | 5.3798 | -1.3196 | 1.0675 | -1.8454 | 0 | 0 | 0.16493 | 0.3127 | 0.53917 | 0.86671 | 1.3167 | 1.906 | 2.6427 | 3.5213 | 4.5191 | 5.595 | 6.6922 | 7.746 | 8.6947 | 9.4922 | 10.1172 | 10.6043 | 10.9136 | 11.1827 | 11.3201 | 11.4137 | 11.5085 | 11.6044 | 0 | 142.674
v5.10_MeasureAssessmentTemplate_Commercial_All | Condensing Gas RTU - SEG All - Condensing Gas RTU (>90% Eff) | HVAC | Condensing Gas RTU | NR | Condensing Gas RTU | Commercial | Hospital | Firm | Sales | Commercial | 2.37 | 1 | 2.7298 | 5.3798 | -1.3196 | 1.0675 | -1.8454 | 0 | 0 | 0.15625 | 0.2928 | 0.49899 | 0.79275 | 1.1902 | 1.7027 | 2.333 | 3.0718 | 3.8954 | 4.7654 | 5.6318 | 6.4405 | 7.1424 | 7.7035 | 8.1114 | 10.4646 | 10.6306 | 10.7343 | 10.6851 | 10.5661 | 10.4164 | 10.2345 | 1.5207 | 128.9811
v5.10_MeasureAssessmentTemplate_Commercial_All | Condensing Gas RTU - SEG All - Condensing Gas RTU (>90% Eff) | HVAC | Condensing Gas RTU | New | Condensing Gas RTU | Commercial | Hospital | Firm | Sales | Commercial | 2.37 | 1 | 2.7298 | 5.3798 | -1.3196 | 1.0675 | -1.8454 | 0 | 0 | 0.03675 | 0.069649 | 0.12005 | 0.1929 | 0.29294 | 0.4239 | 0.58752 | 0.78256 | 1.0039 | 1.2425 | 1.4857 | 1.719 | 1.9289 | 2.1051 | 2.2429 | 2.3501 | 2.4179 | 2.4767 | 2.5064 | 2.5263 | 2.5465 | 2.5669 | 0 | 31.6251
v5.10_MeasureAssessmentTemplate_Commercial_All | Condensing Gas RTU - SEG All - Condensing Gas RTU (>90% Eff) | HVAC | Condensing Gas RTU | NR | Condensing Gas RTU | Commercial | Assembly | Firm | Sales | Commercial | 2.37 | 1 | 2.7298 | 5.3798 | -1.3196 | 1.0675 | -1.8454 | 0 | 0 | 27.2869 | 51.1144 | 87.0746 | 138.2825 | 207.5355 | 296.779 | 406.4777 | 534.9975 | 678.1779 | 829.3109 | 979.7149 | 1119.956 | 1241.5286 | 1338.5487 | 1408.8804 | 1828.1706 | 1856.4264 | 1873.6974 | 1864.1903 | 1842.3747 | 1815.1143 | 1782.1022 | 271.64 | 22479.3814
v5.10_MeasureAssessmentTemplate_Commercial_All | Condensing Gas RTU - SEG All - Condensing Gas RTU (>90% Eff) | HVAC | Condensing Gas RTU | New | Condensing Gas RTU | Commercial | Assembly | Firm | Sales | Commercial | 2.37 | 1 | 2.7298 | 5.3798 | -1.3196 | 1.0675 | -1.8454 | 0 | 0 | 6.5813 | 12.4681 | 21.4819 | 34.5058 | 52.3821 | 75.7722 | 104.9833 | 139.7857 | 179.2679 | 221.7912 | 265.1031 | 306.6368 | 343.96 | 375.2606 | 399.7053 | 418.6783 | 430.6137 | 440.9534 | 446.0912 | 449.5031 | 452.9604 | 456.4636 | 0 | 5634.9486
v5.10_MeasureAssessmentTemplate_Commercial_All | Condensing Gas RTU - SEG All - Condensing Gas RTU (>90% Eff) | HVAC | Condensing Gas RTU | NR | Condensing Gas RTU | Commercial | Other | Firm | Sales | Commercial | 2.37 | 1 | 2.7298 | 5.3798 | -1.3196 | 1.0675 | -1.8454 | 0 | 0 | 5.6686 | 10.5705 | 17.9254 | 28.3382 | 42.3373 | 60.2686 | 82.1714 | 107.662 | 135.8567 | 165.3793 | 194.4868 | 221.3186 | 244.2307 | 262.1225 | 274.6444 | 382.1984 | 386.2724 | 387.8474 | 383.6482 | 376.676 | 368.3301 | 358.5472 | 70.7128 | 4567.2135
v5.10_MeasureAssessmentTemplate_Commercial_All | Condensing Gas RTU - SEG All - Condensing Gas RTU (>90% Eff) | HVAC | Condensing Gas RTU | New | Condensing Gas RTU | Commercial | Other | Firm | Sales | Commercial | 2.37 | 1 | 2.7298 | 5.3798 | -1.3196 | 1.0675 | -1.8454 | 0 | 0 | 1.7652 | 3.3294 | 5.7113 | 9.1344 | 13.8075 | 19.8889 | 27.4417 | 36.3887 | 46.4774 | 57.2718 | 68.1853 | 78.56 | 87.7826 | 95.4068 | 101.2404 | 105.6535 | 108.2687 | 110.4691 | 111.3594 | 111.8183 | 112.2893 | 112.7728 | 0 | 1425.0224
v5.10_MeasureAssessmentTemplate_Commercial_All | Condensing Gas RTU - SEG All - Condensing Gas RTU (>90% Eff) | HVAC | Condensing Gas RTU | NR | Condensing Gas RTU | Commercial | Large Office | Firm | Sales | Industrial | 2.37 | 1 | 2.7298 | 5.3798 | -1.3196 | 1.0675 | -1.8454 | 0 | 0 | 0.29785 | 0.55877 | 0.9533 | 1.5162 | 2.2789 | 3.2637 | 4.4768 | 5.9011 | 7.4915 | 9.1747 | 10.8548 | 12.4272 | 13.7968 | 14.8971 | 15.7033 | 19.9309 | 20.2705 | 20.4941 | 20.4292 | 20.234 | 19.984 | 19.676 | 2.7089 | 247.3197
v5.10_MeasureAssessmentTemplate_Commercial_All | Condensing Gas RTU - SEG All - Condensing Gas RTU (>90% Eff) | HVAC | Condensing Gas RTU | New | Condensing Gas RTU | Commercial | Large Office | Firm | Sales | Industrial | 2.37 | 1 | 2.7298 | 5.3798 | -1.3196 | 1.0675 | -1.8454 | 0 | 0 | 0.064992 | 0.1233 | 0.21275 | 0.34222 | 0.52024 | 0.75359 | 1.0455 | 1.394 | 1.7901 | 2.2177 | 2.6542 | 3.074 | 3.4526 | 3.7715 | 4.0222 | 4.2183 | 4.3438 | 4.4534 | 4.5106 | 4.5505 | 4.5907 | 4.6315 | 0 | 56.738
v5.10_MeasureAssessmentTemplate_Commercial_All | Condensing Gas RTU - SEG All - Condensing Gas RTU (>90% Eff) | HVAC | Condensing Gas RTU | NR | Condensing Gas RTU | Commercial | Medium Retail | Firm | Sales | Industrial | 2.37 | 1 | 2.7298 | 5.3798 | -1.3196 | 1.0675 | -1.8454 | 0 | 0 | 0.050744 | 0.095043 | 0.16189 | 0.25707 | 0.38576 | 0.55159 | 0.75538 | 0.99411 | 1.26 | 1.5406 | 1.8198 | 2.0801 | 2.3056 | 2.4855 | 2.6158 | 3.4001 | 3.4522 | 3.4839 | 3.4657 | 3.4246 | 3.3733 | 3.3112 | 0.50845 | 41.7787
v5.10_MeasureAssessmentTemplate_Commercial_All | Condensing Gas RTU - SEG All - Condensing Gas RTU (>90% Eff) | HVAC | Condensing Gas RTU | New | Condensing Gas RTU | Commercial | Medium Retail | Firm | Sales | Industrial | 2.37 | 1 | 2.7298 | 5.3798 | -1.3196 | 1.0675 | -1.8454 | 0 | 0 | 0.012328 | 0.023352 | 0.04023 | 0.064614 | 0.098078 | 0.14186 | 0.19652 | 0.26165 | 0.33551 | 0.41506 | 0.49606 | 0.57372 | 0.64349 | 0.70198 | 0.74764 | 0.78305 | 0.8053 | 0.82456 | 0.8341 | 0.8404 | 0.84679 | 0.85327 | 0 | 10.5396
v5.10_MeasureAssessmentTemplate_Commercial_All | Condensing Gas RTU - SEG All - Condensing Gas RTU (>90% Eff) | HVAC | Condensing Gas RTU | NR | Condensing Gas RTU | Commercial | Hospital | Interruptible | Sales | Commercial | 2.37 | 1 | 1.3593 | 2.6789 | 0.14333 | 0.46729 | -0.38247 | 0 | 0 | 0.081962 | 0.15359 | 0.26175 | 0.41584 | 0.62434 | 0.89317 | 1.2238 | 1.6113 | 2.0434 | 2.4997 | 2.9542 | 3.3784 | 3.7466 | 4.041 | 4.2549 | 5.4893 | 5.5764 | 5.6308 | 5.605 | 5.5425 | 5.464 | 5.3686 | 0.79771 | 67.6584
v5.10_MeasureAssessmentTemplate_Commercial_All | Condensing Gas RTU - SEG All - Condensing Gas RTU (>90% Eff) | HVAC | Condensing Gas RTU | New | Condensing Gas RTU | Commercial | Hospital | Interruptible | Sales | Commercial | 2.37 | 1 | 1.3593 | 2.6789 | 0.14333 | 0.46729 | -0.38247 | 0 | 0 | 0.019278 | 0.036535 | 0.062971 | 0.10119 | 0.15366 | 0.22236 | 0.30819 | 0.4105 | 0.52663 | 0.65177 | 0.77932 | 0.90172 | 1.0118 | 1.1042 | 1.1766 | 1.2328 | 1.2683 | 1.2992 | 1.3147 | 1.3252 | 1.3358 | 1.3465 | 0 | 16.5893
v5.10_MeasureAssessmentTemplate_Commercial_All | Condensing Gas RTU - SEG All - Condensing Gas RTU (>90% Eff) | HVAC | Condensing Gas RTU | NR | Condensing Gas RTU | Commercial | Extra Large Retail | Firm | Transport | Commercial | 2.37 | 1 | 2.7298 | 4.143 | -1.3196 | 0.46729 | -1.7024 | 0 | 0 | 3.295 | 6.1716 | 10.5124 | 16.6927 | 25.0497 | 35.8174 | 49.051 | 64.5525 | 81.8193 | 100.0415 | 118.1715 | 135.0718 | 149.717 | 161.3983 | 169.8594 | 220.7866 | 224.1724 | 226.2284 | 225.0477 | 222.3773 | 219.0457 | 215.0155 | 33.0161 | 2712.9107
v5.10_MeasureAssessmentTemplate_Commercial_All | Condensing Gas RTU - SEG All - Condensing Gas RTU (>90% Eff) | HVAC | Condensing Gas RTU | New | Condensing Gas RTU | Commercial | Extra Large Retail | Firm | Transport | Commercial | 2.37 | 1 | 2.7298 | 4.143 | -1.3196 | 0.46729 | -1.7024 | 0 | 0 | 0.80051 | 1.5164 | 2.6124 | 4.1957 | 6.3687 | 9.2115 | 12.7613 | 16.99 | 21.7866 | 26.9518 | 32.2118 | 37.2548 | 41.7853 | 45.5834 | 48.5481 | 50.8479 | 52.2926 | 53.5433 | 54.1623 | 54.5717 | 54.9866 | 55.4071 | 0 | 684.3899
v5.10_MeasureAssessmentTemplate_Commercial_All | Condensing Gas RTU - SEG All - Condensing Gas RTU (>90% Eff) | HVAC | Condensing Gas RTU | NR | Condensing Gas RTU | Commercial | Supermarket | Firm | Transport | Commercial | 2.37 | 1 | 2.7298 | 4.143 | -1.3196 | 0.46729 | -1.7024 | 0 | 0 | 14.111 | 26.4268 | 45.0081 | 71.4603 | 107.223 | 153.2947 | 209.9079 | 276.2116 | 350.0516 | 427.9608 | 505.4574 | 577.6755 | 640.2328 | 690.1025 | 726.1924 | 945.6282 | 960.0087 | 968.6798 | 963.4753 | 951.8763 | 937.4278 | 919.9709 | 142.3595 | 11610.7428
v5.10_MeasureAssessmentTemplate_Commercial_All | Condensing Gas RTU - SEG All - Condensing Gas RTU (>90% Eff) | HVAC | Condensing Gas RTU | New | Condensing Gas RTU | Commercial | Supermarket | Firm | Transport | Commercial | 2.37 | 1 | 2.7298 | 4.143 | -1.3196 | 0.46729 | -1.7024 | 0 | 0 | 3.4544 | 6.5428 | 11.2703 | 18.0992 | 27.4698 | 39.7272 | 55.0307 | 73.258 | 93.9299 | 116.1865 | 138.8473 | 160.568 | 180.076 | 196.4243 | 209.1788 | 219.0658 | 225.268 | 230.6338 | 233.2779 | 235.0192 | 236.7842 | 238.573 | 0 | 2948.6854
v5.10_MeasureAssessmentTemplate_Commercial_All | Condensing Gas RTU - SEG All - Condensing Gas RTU (>90% Eff) | HVAC | Condensing Gas RTU | NR | Condensing Gas RTU | Commercial | Hospital | Firm | Transport | Commercial | 2.37 | 1 | 2.7298 | 4.143 | -1.3196 | 0.46729 | -1.7024 | 0 | 0 | 0.08219 | 0.15402 | 0.26248 | 0.417 | 0.62608 | 0.89565 | 1.2272 | 1.6158 | 2.0491 | 2.5067 | 2.9624 | 3.3878 | 3.757 | 4.0522 | 4.2668 | 5.5046 | 5.5919 | 5.6465 | 5.6206 | 5.558 | 5.4793 | 5.3835 | 0.79993 | 67.8467
v5.10_MeasureAssessmentTemplate_Commercial_All | Condensing Gas RTU - SEG All - Condensing Gas RTU (>90% Eff) | HVAC | Condensing Gas RTU | New | Condensing Gas RTU | Commercial | Hospital | Firm | Transport | Commercial | 2.37 | 1 | 2.7298 | 4.143 | -1.3196 | 0.46729 | -1.7024 | 0 | 0 | 0.019331 | 0.036637 | 0.063147 | 0.10147 | 0.15409 | 0.22298 | 0.30905 | 0.41164 | 0.5281 | 0.65359 | 0.78149 | 0.90423 | 1.0146 | 1.1073 | 1.1798 | 1.2362 | 1.2719 | 1.3028 | 1.3184 | 1.3289 | 1.3395 | 1.3503 | 0 | 16.6355
v5.10_MeasureAssessmentTemplate_Commercial_All | Gas Boiler - SEG Office - Condensing Boiler (>= 94 AFUE) | HVAC | Gas Boiler | NR | Gas Boiler | Commercial | Large Office | Firm | Sales | Commercial | 0.80006 | 1 | 3.6363 | 5.4757 | -1.5886 | 0.81564 | -1.8626 | 109.1938 | 159.7683 | 217.175 | 283.9963 | 356.9409 | 431.0323 | 500.3581 | 559.3779 | 604.3929 | 634.528 | 651.6852 | 658.6061 | 656.6302 | 654.6603 | 652.6964 | 650.7383 | 648.7861 | 646.8397 | 644.8992 | 642.9645 | 641.0356 | 639.1125 | 637.1952 | 635.2836 | 633.3777 | 13551.2739
v5.10_MeasureAssessmentTemplate_Commercial_All | Gas Boiler - SEG Office - Condensing Boiler (>= 94 AFUE) | HVAC | Gas Boiler | New | Gas Boiler | Commercial | Large Office | Firm | Sales | Commercial | 0.80006 | 1 | 3.6363 | 5.4757 | -1.5886 | 0.81564 | -1.8626 | 30.9605 | 57.4553 | 78.9803 | 104.4491 | 132.7657 | 162.1478 | 190.3741 | 215.2641 | 235.2549 | 249.8255 | 259.5397 | 265.3292 | 267.6005 | 269.8993 | 272.226 | 274.581 | 276.9644 | 279.3766 | 281.818 | 284.2888 | 286.7894 | 289.3201 | 291.8812 | 294.4731 | 297.0961 | 5648.6606
v5.10_MeasureAssessmentTemplate_Commercial_All | Gas Boiler - SEG Office - Condensing Boiler (>= 94 AFUE) | HVAC | Gas Boiler | NR | Gas Boiler | Commercial | Medium Office | Firm | Sales | Commercial | 0.80006 | 1 | 3.6363 | 5.4757 | -1.5886 | 0.81564 | -1.8626 | 103.784 | 151.8528 | 206.4155 | 269.9261 | 339.2568 | 409.6775 | 475.5687 | 531.6645 | 574.4492 | 603.0913 | 619.3985 | 625.9765 | 624.0986 | 622.2263 | 620.3596 | 618.4985 | 616.643 | 614.7931 | 612.9487 | 611.1099 | 609.2765 | 607.4487 | 605.6264 | 603.8095 | 601.9981 | 12879.8984
v5.10_MeasureAssessmentTemplate_Commercial_All | Gas Boiler - SEG Office - Condensing Boiler (>= 94 AFUE) | HVAC | Gas Boiler | New | Gas Boiler | Commercial | Medium Office | Firm | Sales | Commercial | 0.80006 | 1 | 3.6363 | 5.4757 | -1.5886 | 0.81564 | -1.8626 | 29.4266 | 54.6088 | 75.0673 | 99.2743 | 126.188 | 154.1145 | 180.9423 | 204.5992 | 223.5995 | 237.4483 | 246.6812 | 252.1839 | 254.3427 | 256.5276 | 258.7391 | 260.9773 | 263.2426 | 265.5354 | 267.8558 | 270.2042 | 272.5809 | 274.9862 | 277.4204 | 279.8839 | 282.377 | 5368.807
v5.10_MeasureAssessmentTemplate_Commercial_All | Gas Boiler - SEG Office - Condensing Boiler (>= 94 AFUE) | HVAC | Gas Boiler | NR | Gas Boiler | Commercial | Small Office | Firm | Sales | Commercial | 0.80006 | 1 | 3.6363 | 5.4757 | -1.5886 | 0.81564 | -1.8626 | 150.2863 | 219.8932 | 298.9036 | 390.8714 | 491.267 | 593.241 | 688.6559 | 769.8863 | 831.8416 | 873.3173 | 896.9312 | 906.4566 | 903.7373 | 901.026 | 898.323 | 895.628 | 892.9411 | 890.2623 | 887.5915 | 884.9287 | 882.2739 | 879.6271 | 876.9882 | 874.3573 | 871.7342 | 18650.9701
v5.10_MeasureAssessmentTemplate_Commercial_All | Gas Boiler - SEG Office - Condensing Boiler (>= 94 AFUE) | HVAC | Gas Boiler | New | Gas Boiler | Commercial | Small Office | Firm | Sales | Commercial | 0.80006 | 1 | 3.6363 | 5.4757 | -1.5886 | 0.81564 | -1.8626 | 42.6118 | 79.0772 | 108.7026 | 143.756 | 182.7289 | 223.1683 | 262.0168 | 296.2735 | 323.7874 | 343.8413 | 357.2112 | 365.1795 | 368.3055 | 371.4695 | 374.6718 | 377.9129 | 381.1933 | 384.5133 | 387.8734 | 391.274 | 394.7157 | 398.1987 | 401.7237 | 405.291 | 408.9011 | 7774.3982
v5.10_MeasureAssessmentTemplate_Commercial_All | Gas Boiler - SEG Office - Condensing Boiler (>= 94 AFUE) | HVAC | Gas Boiler | NR | Gas Boiler | Commercial | Large Office | Firm | Sales | Industrial | 0.80006 | 1 | 3.6363 | 5.4757 | -1.5886 | 0.81564 | -1.8626 | 1.0272 | 1.503 | 2.043 | 2.6716 | 3.3578 | 4.0548 | 4.7069 | 5.2621 | 5.6856 | 5.9691 | 6.1305 | 6.1956 | 6.177 | 6.1585 | 6.14 | 6.1216 | 6.1032 | 6.0849 | 6.0666 | 6.0484 | 6.0303 | 6.0122 | 5.9942 | 5.9762 | 5.9583 | 127.4784
v5.10_MeasureAssessmentTemplate_Commercial_All | Gas Boiler - SEG Office - Condensing Boiler (>= 94 AFUE) | HVAC | Gas Boiler | New | Gas Boiler | Commercial | Large Office | Firm | Sales | Industrial | 0.80006 | 1 | 3.6363 | 5.4757 | -1.5886 | 0.81564 | -1.8626 | 0.29125 | 0.54049 | 0.74298 | 0.98256 | 1.2489 | 1.5253 | 1.7909 | 2.025 | 2.2131 | 2.3501 | 2.4415 | 2.496 | 2.5173 | 2.539 | 2.5609 | 2.583 | 2.6054 | 2.6281 | 2.6511 | 2.6743 | 2.6979 | 2.7217 | 2.7458 | 2.7701 | 2.7948 | 53.1376
v5.10_MeasureAssessmentTemplate_Commercial_All | Gas Boiler - SEG Retail - Condensing Boiler (>= 94 AFUE) | HVAC | Gas Boiler | NR | Gas Boiler | Commercial | Extra Large Retail | Firm | Sales | Commercial | 1.193 | 1 | 4.6078 | 5.4674 | -1.7615 | 0.64271 | -1.8626 | 0 | 0 | 0 | 0 | 0 | 0 | 0 | 0 | 0 | 0 | 0 | 0 | 0 | 0 | 0 | 0 | 0 | 0 | 0 | 0 | 0 | 0 | 0 | 0 | 0 | 0
v5.10_MeasureAssessmentTemplate_Commercial_All | Gas Boiler - SEG Retail - Condensing Boiler (>= 94 AFUE) | HVAC | Gas Boiler | New | Gas Boiler | Commercial | Extra Large Retail | Firm | Sales | Commercial | 1.193 | 1 | 4.6078 | 5.4674 | -1.7615 | 0.64271 | -1.8626 | 0 | 0 | 0 | 0 | 0 | 0 | 0 | 0 | 0 | 0 | 0 | 0 | 0 | 0 | 0 | 0 | 0 | 0 | 0 | 0 | 0 | 0 | 0 | 0 | 0 | 0
v5.10_MeasureAssessmentTemplate_Commercial_All | Gas Boiler - SEG Retail - Condensing Boiler (>= 94 AFUE) | HVAC | Gas Boiler | NR | Gas Boiler | Commercial | Large Retail | Firm | Sales | Commercial | 1.193 | 1 | 4.6078 | 5.4674 | -1.7615 | 0.64271 | -1.8626 | 0 | 0 | 0 | 0 | 0 | 0 | 0 | 0 | 0 | 0 | 0 | 0 | 0 | 0 | 0 | 0 | 0 | 0 | 0 | 0 | 0 | 0 | 0 | 0 | 0 | 0
v5.10_MeasureAssessmentTemplate_Commercial_All | Gas Boiler - SEG Retail - Condensing Boiler (>= 94 AFUE) | HVAC | Gas Boiler | New | Gas Boiler | Commercial | Large Retail | Firm | Sales | Commercial | 1.193 | 1 | 4.6078 | 5.4674 | -1.7615 | 0.64271 | -1.8626 | 0 | 0 | 0 | 0 | 0 | 0 | 0 | 0 | 0 | 0 | 0 | 0 | 0 | 0 | 0 | 0 | 0 | 0 | 0 | 0 | 0 | 0 | 0 | 0 | 0 | 0
v5.10_MeasureAssessmentTemplate_Commercial_All | Gas Boiler - SEG Retail - Condensing Boiler (>= 94 AFUE) | HVAC | Gas Boiler | NR | Gas Boiler | Commercial | Medium Retail | Firm | Sales | Commercial | 1.193 | 1 | 4.6078 | 5.4674 | -1.7615 | 0.64271 | -1.8626 | 0 | 0 | 0 | 0 | 0 | 0 | 0 | 0 | 0 | 0 | 0 | 0 | 0 | 0 | 0 | 0 | 0 | 0 | 0 | 0 | 0 | 0 | 0 | 0 | 0 | 0
v5.10_MeasureAssessmentTemplate_Commercial_All | Gas Boiler - SEG Retail - Condensing Boiler (>= 94 AFUE) | HVAC | Gas Boiler | New | Gas Boiler | Commercial | Medium Retail | Firm | Sales | Commercial | 1.193 | 1 | 4.6078 | 5.4674 | -1.7615 | 0.64271 | -1.8626 | 0 | 0 | 0 | 0 | 0 | 0 | 0 | 0 | 0 | 0 | 0 | 0 | 0 | 0 | 0 | 0 | 0 | 0 | 0 | 0 | 0 | 0 | 0 | 0 | 0 | 0
v5.10_MeasureAssessmentTemplate_Commercial_All | Gas Boiler - SEG Retail - Condensing Boiler (>= 94 AFUE) | HVAC | Gas Boiler | NR | Gas Boiler | Commercial | Small Retail | Firm | Sales | Commercial | 1.193 | 1 | 4.6078 | 5.4674 | -1.7615 | 0.64271 | -1.8626 | 0 | 0 | 0 | 0 | 0 | 0 | 0 | 0 | 0 | 0 | 0 | 0 | 0 | 0 | 0 | 0 | 0 | 0 | 0 | 0 | 0 | 0 | 0 | 0 | 0 | 0
v5.10_MeasureAssessmentTemplate_Commercial_All | Gas Boiler - SEG Retail - Condensing Boiler (>= 94 AFUE) | HVAC | Gas Boiler | New | Gas Boiler | Commercial | Small Retail | Firm | Sales | Commercial | 1.193 | 1 | 4.6078 | 5.4674 | -1.7615 | 0.64271 | -1.8626 | 0 | 0 | 0 | 0 | 0 | 0 | 0 | 0 | 0 | 0 | 0 | 0 | 0 | 0 | 0 | 0 | 0 | 0 | 0 | 0 | 0 | 0 | 0 | 0 | 0 | 0
v5.10_MeasureAssessmentTemplate_Commercial_All | Gas Boiler - SEG Retail - Condensing Boiler (>= 94 AFUE) | HVAC | Gas Boiler | NR | Gas Boiler | Commercial | Medium Retail | Firm | Sales | Industrial | 1.193 | 1 | 4.6078 | 5.4674 | -1.7615 | 0.64271 | -1.8626 | 0 | 0 | 0 | 0 | 0 | 0 | 0 | 0 | 0 | 0 | 0 | 0 | 0 | 0 | 0 | 0 | 0 | 0 | 0 | 0 | 0 | 0 | 0 | 0 | 0 | 0
v5.10_MeasureAssessmentTemplate_Commercial_All | Gas Boiler - SEG Retail - Condensing Boiler (>= 94 AFUE) | HVAC | Gas Boiler | New | Gas Boiler | Commercial | Medium Retail | Firm | Sales | Industrial | 1.193 | 1 | 4.6078 | 5.4674 | -1.7615 | 0.64271 | -1.8626 | 0 | 0 | 0 | 0 | 0 | 0 | 0 | 0 | 0 | 0 | 0 | 0 | 0 | 0 | 0 | 0 | 0 | 0 | 0 | 0 | 0 | 0 | 0 | 0 | 0 | 0
v5.10_MeasureAssessmentTemplate_Commercial_All | Gas Boiler - SEG Retail - Condensing Boiler (>= 94 AFUE) | HVAC | Gas Boiler | NR | Gas Boiler | Commercial | Extra Large Retail | Firm | Transport | Commercial | 1.193 | 1 | 4.6078 | 4.1746 | -1.7615 | 0.46729 | -1.7196 | 0 | 0 | 0 | 0 | 0 | 0 | 0 | 0 | 0 | 0 | 0 | 0 | 0 | 0 | 0 | 0 | 0 | 0 | 0 | 0 | 0 | 0 | 0 | 0 | 0 | 0
v5.10_MeasureAssessmentTemplate_Commercial_All | Gas Boiler - SEG Retail - Condensing Boiler (>= 94 AFUE) | HVAC | Gas Boiler | New | Gas Boiler | Commercial | Extra Large Retail | Firm | Transport | Commercial | 1.193 | 1 | 4.6078 | 4.1746 | -1.7615 | 0.46729 | -1.7196 | 0 | 0 | 0 | 0 | 0 | 0 | 0 | 0 | 0 | 0 | 0 | 0 | 0 | 0 | 0 | 0 | 0 | 0 | 0 | 0 | 0 | 0 | 0 | 0 | 0 | 0
v5.10_MeasureAssessmentTemplate_Commercial_All | Gas Boiler - SEG School - Condensing Boiler (>= 94 AFUE) | HVAC | Gas Boiler | NR | Gas Boiler | Commercial | School K-12 | Firm | Sales | Commercial | 0.93349 | 1 | 3.9962 | 5.464 | -1.6636 | 0.74059 | -1.8626 | 1814.4922 | 2657.2938 | 3615.3538 | 4732.007 | 5952.7946 | 7194.9258 | 8359.6736 | 9354.1757 | 10116.06 | 10630.0356 | 10927.3193 | 11053.3365 | 11030.1245 | 11006.9613 | 10983.8466 | 10960.7806 | 10937.7629 | 10914.7936 | 10891.8726 | 10868.9996 | 10846.1747 | 10823.3978 | 10800.6686 | 10777.9872 | 10755.3534 | 228006.1915
v5.10_MeasureAssessmentTemplate_Commercial_All | Gas Boiler - SEG School - Condensing Boiler (>= 94 AFUE) | HVAC | Gas Boiler | New | Gas Boiler | Commercial | School K-12 | Firm | Sales | Commercial | 0.93349 | 1 | 3.9962 | 5.464 | -1.6636 | 0.74059 | -1.8626 | 514.4766 | 894.8295 | 1231.157 | 1629.5957 | 2073.1805 | 2534.1601 | 2977.8189 | 3369.9643 | 3685.9675 | 3917.4601 | 4073.0767 | 4167.2609 | 4206.2513 | 4245.6952 | 4285.5977 | 4325.9638 | 4366.7988 | 4408.1079 | 4449.8963 | 4492.1693 | 4534.9325 | 4578.1912 | 4621.951 | 4666.2174 | 4710.9962 | 88961.7163
v5.10_MeasureAssessmentTemplate_Commercial_All | Gas Boiler - SEG Hospital - Condensing Boiler (>= 94 AFUE) | HVAC | Gas Boiler | NR | Gas Boiler | Commercial | Hospital | Firm | Sales | Commercial | 2.6708 | 1 | 6.5014 | 5.3757 | -1.9563 | 0.44786 | -1.8626 | 488.4516 | 713.8956 | 969.3367 | 1266.1872 | 1589.6523 | 1917.504 | 2223.4532 | 2482.9782 | 2679.8315 | 2810.3443 | 2883.1494 | 2910.5537 | 2898.6204 | 2886.7361 | 2874.9005 | 2863.1134 | 2851.3746 | 2839.684 | 2828.0413 | 2816.4463 | 2804.8989 | 2793.3988 | 2781.9458 | 2770.5399 | 2759.1807 | 59704.2182
v5.10_MeasureAssessmentTemplate_Commercial_All | Gas Boiler - SEG Hospital - Condensing Boiler (>= 94 AFUE) | HVAC | Gas Boiler | New | Gas Boiler | Commercial | Hospital | Firm | Sales | Commercial | 2.6708 | 1 | 6.5014 | 5.3757 | -1.9563 | 0.44786 | -1.8626 | 138.4943 | 276.725 | 379.9846 | 501.9801 | 637.393 | 777.6378 | 912.0616 | 1030.2512 | 1124.788 | 1193.258 | 1238.4322 | 1264.8218 | 1274.4184 | 1284.1414 | 1293.9921 | 1303.972 | 1314.0823 | 1324.3246 | 1334.7001 | 1345.2104 | 1355.8568 | 1366.6407 | 1377.5638 | 1388.6274 | 1399.833 | 26839.1907
v5.10_MeasureAssessmentTemplate_Commercial_All | Gas Boiler - SEG Hospital - Condensing Boiler (>= 94 AFUE) | HVAC | Gas Boiler | NR | Gas Boiler | Commercial | Hospital | Interruptible | Sales | Commercial | 2.6708 | 1 | 3.235 | 2.6748 | -0.49341 | 0.46729 | -0.39962 | 256.2226 | 374.4817 | 508.4761 | 664.1923 | 833.8695 | 1005.8477 | 1166.3366 | 1302.4733 | 1405.7349 | 1474.1968 | 1512.3875 | 1526.7627 | 1520.503 | 1514.2689 | 1508.0604 | 1501.8774 | 1495.7197 | 1489.5872 | 1483.4799 | 1477.3976 | 1471.3403 | 1465.3078 | 1459.3001 | 1453.3169 | 1447.3583 | 31318.4992
v5.10_MeasureAssessmentTemplate_Commercial_All | Gas Boiler - SEG Hospital - Condensing Boiler (>= 94 AFUE) | HVAC | Gas Boiler | New | Gas Boiler | Commercial | Hospital | Interruptible | Sales | Commercial | 2.6708 | 1 | 3.235 | 2.6748 | -0.49341 | 0.46729 | -0.39962 | 72.6487 | 145.1591 | 199.3251 | 263.3191 | 334.3515 | 407.9184 | 478.4318 | 540.4295 | 590.0198 | 625.9365 | 649.6331 | 663.4761 | 668.5101 | 673.6104 | 678.7777 | 684.0127 | 689.3162 | 694.6889 | 700.1315 | 705.6448 | 711.2295 | 716.8863 | 722.6161 | 728.4196 | 734.2977 | 14078.7903
v5.10_MeasureAssessmentTemplate_Commercial_All | Gas Boiler - SEG Hospital - Condensing Boiler (>= 94 AFUE) | HVAC | Gas Boiler | NR | Gas Boiler | Commercial | Hospital | Firm | Transport | Commercial | 2.6708 | 1 | 6.5014 | 4.1746 | -1.9563 | 0.46729 | -1.7196 | 256.9357 | 375.5239 | 509.8912 | 666.0408 | 836.1902 | 1008.647 | 1169.5826 | 1306.0981 | 1409.6471 | 1478.2995 | 1516.5965 | 1531.0117 | 1524.7346 | 1518.4832 | 1512.2574 | 1506.0571 | 1499.8823 | 1493.7328 | 1487.6085 | 1481.5093 | 1475.4351 | 1469.3858 | 1463.3613 | 1457.3616 | 1451.3864 | 31405.6597
v5.10_MeasureAssessmentTemplate_Commercial_All | Gas Boiler - SEG Hospital - Condensing Boiler (>= 94 AFUE) | HVAC | Gas Boiler | New | Gas Boiler | Commercial | Hospital | Firm | Transport | Commercial | 2.6708 | 1 | 6.5014 | 4.1746 | -1.9563 | 0.46729 | -1.7196 | 72.8509 | 145.5631 | 199.8798 | 264.0519 | 335.282 | 409.0536 | 479.7633 | 541.9336 | 591.6619 | 627.6785 | 651.4411 | 665.3226 | 670.3706 | 675.485 | 680.6667 | 685.9164 | 691.2346 | 696.6223 | 702.08 | 707.6086 | 713.2088 | 718.8814 | 724.6272 | 730.4469 | 736.3413 | 14117.9721
v5.10_MeasureAssessmentTemplate_Commercial_All | Gas Boiler - SEG Lodging - Condensing Boiler (>= 94 AFUE) | HVAC | Gas Boiler | NR | Gas Boiler | Commercial | Lodging | Firm | Sales | Commercial | 1.7838 | 1 | 5.6033 | 5.4421 | -1.8781 | 0.52607 | -1.8626 | 108.6303 | 158.8322 | 215.751 | 281.936 | 354.1026 | 427.3047 | 495.6827 | 553.7619 | 597.9048 | 627.2757 | 643.7845 | 650.1646 | 647.759 | 645.3623 | 642.9745 | 640.5955 | 638.2253 | 635.8638 | 633.5112 | 631.1672 | 628.8318 | 626.5052 | 624.1871 | 621.8776 | 619.5767 | 13351.5679
v5.10_MeasureAssessmentTemplate_Commercial_All | Gas Boiler - SEG Lodging - Condensing Boiler (>= 94 AFUE) | HVAC | Gas Boiler | New | Gas Boiler | Commercial | Lodging | Firm | Sales | Commercial | 1.7838 | 1 | 5.6033 | 5.4421 | -1.8781 | 0.52607 | -1.8626 | 30.8008 | 59.9487 | 82.3509 | 108.8324 | 138.2441 | 168.7261 | 197.967 | 223.7039 | 244.3211 | 259.2882 | 269.2011 | 275.0351 | 277.2192 | 279.4311 | 281.6711 | 283.9395 | 286.2366 | 288.5628 | 290.9184 | 293.3036 | 295.7188 | 298.1644 | 300.6406 | 303.1477 | 305.6862 | 5843.0594
v5.10_MeasureAssessmentTemplate_Commercial_All | Gas Furnace - SEG All - Condensing Furnace(>=95 AFUE) | HVAC | Gas Furnace | NR | Gas Furnace - Condensing | Commercial | Large Office | Firm | Sales | Commercial | 0.82 | 1 | 2.8161 | 5.4114 | -1.3634 | 1.0408 | -1.8626 | 4.9955 | 9.3716 | 15.9886 | 25.4292 | 38.2214 | 54.7388 | 75.0839 | 98.9714 | 125.6463 | 153.8763 | 182.0548 | 208.4258 | 231.3957 | 249.8508 | 263.3715 | 273.0053 | 277.8569 | 281.5461 | 281.8288 | 280.9833 | 346.4869 | 361.9329 | 359.8427 | 356.8888 | 352.8852 | 4910.6783
v5.10_MeasureAssessmentTemplate_Commercial_All | Gas Furnace - SEG All - Condensing Furnace(>=95 AFUE) | HVAC | Gas Furnace | New | Gas Furnace - Condensing | Commercial | Large Office | Firm | Sales | Commercial | 0.82 | 1 | 2.8161 | 5.4114 | -1.3634 | 1.0408 | -1.8626 | 1.1331 | 2.6961 | 4.6517 | 7.482 | 11.3733 | 16.4735 | 22.8541 | 30.4696 | 39.1254 | 48.4672 | 58.004 | 67.1739 | 75.4417 | 82.4056 | 87.8774 | 92.1563 | 94.8929 | 97.2821 | 98.5263 | 99.3901 | 100.2644 | 101.1491 | 102.0445 | 102.9507 | 103.8677 | 1548.1525
v5.10_MeasureAssessmentTemplate_Commercial_All | Gas Furnace - SEG All - Condensing Furnace(>=95 AFUE) | HVAC | Gas Furnace | NR | Gas Furnace - Condensing | Commercial | Medium Office | Firm | Sales | Commercial | 0.82 | 1 | 2.8161 | 5.4114 | -1.3634 | 1.0408 | -1.8626 | 4.748 | 8.9073 | 15.1964 | 24.1694 | 36.3278 | 52.0268 | 71.364 | 94.0681 | 119.4214 | 146.2527 | 173.0352 | 198.0997 | 219.9316 | 237.4724 | 250.3232 | 259.4797 | 264.0909 | 267.5974 | 267.8661 | 267.0625 | 329.3208 | 344.0015 | 342.0148 | 339.2073 | 335.4021 | 4667.3869
v5.10_MeasureAssessmentTemplate_Commercial_All | Gas Furnace - SEG All - Condensing Furnace(>=95 AFUE) | HVAC | Gas Furnace | New | Gas Furnace - Condensing | Commercial | Medium Office | Firm | Sales | Commercial | 0.82 | 1 | 2.8161 | 5.4114 | -1.3634 | 1.0408 | -1.8626 | 1.077 | 2.5626 | 4.4212 | 7.1113 | 10.8098 | 15.6574 | 21.7218 | 28.96 | 37.187 | 46.0659 | 55.1303 | 63.8459 | 71.704 | 78.3229 | 83.5237 | 87.5906 | 90.1915 | 92.4624 | 93.645 | 94.466 | 95.2969 | 96.1378 | 96.9889 | 97.8501 | 98.7217 | 1471.4519
v5.10_MeasureAssessmentTemplate_Commercial_All | Gas Furnace - SEG All - Condensing Furnace(>=95 AFUE) | HVAC | Gas Furnace | NR | Gas Furnace - Condensing | Commercial | Small Office | Firm | Sales | Commercial | 0.82 | 1 | 2.8161 | 5.4114 | -1.3634 | 1.0408 | -1.8626 | 6.8754 | 12.8983 | 22.0055 | 34.9989 | 52.6051 | 75.3384 | 103.3399 | 136.217 | 172.9303 | 211.7839 | 250.5667 | 286.8618 | 318.4759 | 343.8762 | 362.4851 | 375.7443 | 382.4216 | 387.4992 | 387.8883 | 386.7246 | 476.8789 | 498.1376 | 495.2608 | 491.1953 | 485.685 | 6758.6941
v5.10_MeasureAssessmentTemplate_Commercial_All | Gas Furnace - SEG All - Condensing Furnace(>=95 AFUE) | HVAC | Gas Furnace | New | Gas Furnace - Condensing | Commercial | Small Office | Firm | Sales | Commercial | 0.82 | 1 | 2.8161 | 5.4114 | -1.3634 | 1.0408 | -1.8626 | 1.5595 | 3.7108 | 6.4022 | 10.2976 | 15.6533 | 22.6729 | 31.4547 | 41.936 | 53.8493 | 66.7066 | 79.8324 | 92.4532 | 103.8323 | 113.4169 | 120.948 | 126.8372 | 130.6035 | 133.8919 | 135.6043 | 136.7932 | 137.9964 | 139.2142 | 140.4465 | 141.6937 | 142.9558 | 2130.7626
v5.10_MeasureAssessmentTemplate_Commercial_All | Gas Furnace - SEG All - Condensing Furnace(>=95 AFUE) | HVAC | Gas Furnace | NR | Gas Furnace - Condensing | Commercial | Extra Large Retail | Firm | Sales | Commercial | 0.82 | 1 | 2.8161 | 5.4114 | -1.3634 | 1.0408 | -1.8626 | 0.4542 | 0.85073 | 1.4491 | 2.301 | 3.453 | 4.9372 | 6.7614 | 8.8982 | 11.2784 | 13.7902 | 16.2893 | 18.6189 | 20.6377 | 22.2479 | 23.4142 | 24.2317 | 24.6228 | 24.9097 | 24.8947 | 24.7802 | 30.6986 | 32.9042 | 32.6517 | 32.3131 | 31.8699 | 439.258
v5.10_MeasureAssessmentTemplate_Commercial_All | Gas Furnace - SEG All - Condensing Furnace(>=95 AFUE) | HVAC | Gas Furnace | New | Gas Furnace - Condensing | Commercial | Extra Large Retail | Firm | Sales | Commercial | 0.82 | 1 | 2.8161 | 5.4114 | -1.3634 | 1.0408 | -1.8626 | 0.10303 | 0.27249 | 0.46939 | 0.75381 | 1.1441 | 1.6546 | 2.2921 | 3.0513 | 3.9123 | 4.8394 | 5.7833 | 6.6881 | 7.5007 | 8.1817 | 8.7131 | 9.125 | 9.3834 | 9.6069 | 9.7171 | 9.7897 | 9.8633 | 9.9378 | 10.0134 | 10.09 | 10.1676 | 153.0536
v5.10_MeasureAssessmentTemplate_Commercial_All | Gas Furnace - SEG All - Condensing Furnace(>=95 AFUE) | HVAC | Gas Furnace | NR | Gas Furnace - Condensing | Commercial | Large Retail | Firm | Sales | Commercial | 0.82 | 1 | 2.8161 | 5.4114 | -1.3634 | 1.0408 | -1.8626 | 0.13661 | 0.25586 | 0.43582 | 0.69204 | 1.0385 | 1.4849 | 2.0335 | 2.6762 | 3.392 | 4.1475 | 4.8991 | 5.5998 | 6.2069 | 6.6912 | 7.042 | 7.2879 | 7.4055 | 7.4917 | 7.4872 | 7.4528 | 9.2328 | 9.8962 | 9.8202 | 9.7184 | 9.5851 | 132.1097
v5.10_MeasureAssessmentTemplate_Commercial_All | Gas Furnace - SEG All - Condensing Furnace(>=95 AFUE) | HVAC | Gas Furnace | New | Gas Furnace - Condensing | Commercial | Large Retail | Firm | Sales | Commercial | 0.82 | 1 | 2.8161 | 5.4114 | -1.3634 | 1.0408 | -1.8626 | 0.030986 | 0.081954 | 0.14117 | 0.22671 | 0.3441 | 0.49764 | 0.68935 | 0.91769 | 1.1767 | 1.4555 | 1.7394 | 2.0115 | 2.2559 | 2.4607 | 2.6205 | 2.7444 | 2.8221 | 2.8894 | 2.9225 | 2.9443 | 2.9664 | 2.9889 | 3.0116 | 3.0346 | 3.058 | 46.0319
v5.10_MeasureAssessmentTemplate_Commercial_All | Gas Furnace - SEG All - Condensing Furnace(>=95 AFUE) | HVAC | Gas Furnace | NR | Gas Furnace - Condensing | Commercial | Medium Retail | Firm | Sales | Commercial | 0.82 | 1 | 2.8161 | 5.4114 | -1.3634 | 1.0408 | -1.8626 | 0.21504 | 0.40277 | 0.68606 | 1.0894 | 1.6348 | 2.3375 | 3.2012 | 4.2128 | 5.3397 | 6.5289 | 7.7121 | 8.815 | 9.7708 | 10.5332 | 11.0853 | 11.4724 | 11.6575 | 11.7934 | 11.7862 | 11.732 | 14.5341 | 15.5783 | 15.4588 | 15.2984 | 15.0886 | 207.9644
v5.10_MeasureAssessmentTemplate_Commercial_All | Gas Furnace - SEG All - Condensing Furnace(>=95 AFUE) | HVAC | Gas Furnace | New | Gas Furnace - Condensing | Commercial | Medium Retail | Firm | Sales | Commercial | 0.82 | 1 | 2.8161 | 5.4114 | -1.3634 | 1.0408 | -1.8626 | 0.048778 | 0.12901 | 0.22223 | 0.35689 | 0.54167 | 0.78338 | 1.0852 | 1.4446 | 1.8523 | 2.2912 | 2.7381 | 3.1664 | 3.5512 | 3.8736 | 4.1252 | 4.3202 | 4.4425 | 4.5484 | 4.6005 | 4.6349 | 4.6697 | 4.705 | 4.7408 | 4.777 | 4.8138 | 72.4624
v5.10_MeasureAssessmentTemplate_Commercial_All | Gas Furnace - SEG All - Condensing Furnace(>=95 AFUE) | HVAC | Gas Furnace | NR | Gas Furnace - Condensing | Commercial | Small Retail | Firm | Sales | Commercial | 0.82 | 1 | 2.8161 | 5.4114 | -1.3634 | 1.0408 | -1.8626 | 0.32852 | 0.61531 | 1.0481 | 1.6643 | 2.4974 | 3.571 | 4.8904 | 6.4359 | 8.1574 | 9.9741 | 11.7817 | 13.4666 | 14.9267 | 16.0914 | 16.9349 | 17.5262 | 17.8091 | 18.0166 | 18.0057 | 17.9229 | 22.2036 | 23.7988 | 23.6162 | 23.3712 | 23.0507 | 317.7046
v5.10_MeasureAssessmentTemplate_Commercial_All | Gas Furnace - SEG All - Condensing Furnace(>=95 AFUE) | HVAC | Gas Furnace | New | Gas Furnace - Condensing | Commercial | Small Retail | Firm | Sales | Commercial | 0.82 | 1 | 2.8161 | 5.4114 | -1.3634 | 1.0408 | -1.8626 | 0.074517 | 0.19709 | 0.3395 | 0.54521 | 0.8275 | 1.1968 | 1.6578 | 2.2069 | 2.8297 | 3.5002 | 4.1829 | 4.8373 | 5.4251 | 5.9176 | 6.3019 | 6.5999 | 6.7868 | 6.9485 | 7.0282 | 7.0807 | 7.1339 | 7.1878 | 7.2424 | 7.2978 | 7.354 | 110.6999
v5.10_MeasureAssessmentTemplate_Commercial_All | Gas Furnace - SEG All - Condensing Furnace(>=95 AFUE) | HVAC | Gas Furnace | NR | Gas Furnace - Condensing | Commercial | School K-12 | Firm | Sales | Commercial | 0.82 | 1 | 2.8161 | 5.4114 | -1.3634 | 1.0408 | -1.8626 | 20.3416 | 38.1957 | 65.2233 | 103.829 | 156.2009 | 223.9054 | 307.4029 | 405.5672 | 515.3411 | 631.6964 | 748.0501 | 857.1797 | 952.5057 | 1029.4019 | 1086.0876 | 1126.8317 | 1147.8917 | 1164.1828 | 1166.4037 | 1163.9542 | 1431.6745 | 1474.4378 | 1467.4994 | 1457.2435 | 1442.9492 | 20183.9969
v5.10_MeasureAssessmentTemplate_Commercial_All | Gas Furnace - SEG All - Condensing Furnace(>=95 AFUE) | HVAC | Gas Furnace | New | Gas Furnace - Condensing | Commercial | School K-12 | Firm | Sales | Commercial | 0.82 | 1 | 2.8161 | 5.4114 | -1.3634 | 1.0408 | -1.8626 | 4.6141 | 10.2898 | 17.7687 | 28.6051 | 43.5201 | 63.0902 | 87.6006 | 116.8887 | 150.219 | 186.238 | 223.0641 | 258.5349 | 290.5844 | 317.6555 | 339.0094 | 355.7873 | 366.6279 | 376.1386 | 381.2292 | 384.8508 | 388.5144 | 392.2205 | 395.9694 | 399.7618 | 403.598 | 5982.3805
v5.10_MeasureAssessmentTemplate_Commercial_All | Gas Furnace - SEG All - Condensing Furnace(>=95 AFUE) | HVAC | Gas Furnace | NR | Gas Furnace - Condensing | Commercial | Supermarket | Firm | Sales | Commercial | 0.82 | 1 | 2.8161 | 5.4114 | -1.3634 | 1.0408 | -1.8626 | 0 | 0 | 0 | 0 | 0 | 0 | 0 | 0 | 0 | 0 | 0 | 0 | 0 | 0 | 0 | 0 | 0 | 0 | 0 | 0 | 0 | 0 | 0 | 0 | 0 | 0
v5.10_MeasureAssessmentTemplate_Commercial_All | Gas Furnace - SEG All - Condensing Furnace(>=95 AFUE) | HVAC | Gas Furnace | New | Gas Furnace - Condensing | Commercial | Supermarket | Firm | Sales | Commercial | 0.82 | 1 | 2.8161 | 5.4114 | -1.3634 | 1.0408 | -1.8626 | 0 | 0 | 0 | 0 | 0 | 0 | 0 | 0 | 0 | 0 | 0 | 0 | 0 | 0 | 0 | 0 | 0 | 0 | 0 | 0 | 0 | 0 | 0 | 0 | 0 | 0
v5.10_MeasureAssessmentTemplate_Commercial_All | Gas Furnace - SEG All - Condensing Furnace(>=95 AFUE) | HVAC | Gas Furnace | NR | Gas Furnace - Condensing | Commercial | Restaurant | Firm | Sales | Commercial | 0.82 | 1 | 2.8161 | 5.4114 | -1.3634 | 1.0408 | -1.8626 | 1.4494 | 2.7027 | 4.5832 | 7.2456 | 10.8249 | 15.4096 | 21.0098 | 27.5273 | 34.7362 | 42.2846 | 49.7269 | 56.5874 | 62.4456 | 67.0202 | 70.2218 | 72.3524 | 73.195 | 73.7205 | 73.3505 | 72.6903 | 91.2857 | 105.393 | 104.0369 | 102.3437 | 100.2441 | 1342.3875
v5.10_MeasureAssessmentTemplate_Commercial_All | Gas Furnace - SEG All - Condensing Furnace(>=95 AFUE) | HVAC | Gas Furnace | New | Gas Furnace - Condensing | Commercial | Restaurant | Firm | Sales | Commercial | 0.82 | 1 | 2.8161 | 5.4114 | -1.3634 | 1.0408 | -1.8626 | 0.32876 | 1.1095 | 1.9029 | 3.0428 | 4.5986 | 6.6227 | 9.1359 | 12.1122 | 15.4672 | 19.0557 | 22.6825 | 26.1287 | 29.1905 | 31.7196 | 33.6527 | 35.1129 | 35.9752 | 36.6995 | 36.9883 | 37.1338 | 37.2833 | 37.4369 | 37.5947 | 37.7565 | 37.9225 | 586.6539
v5.10_MeasureAssessmentTemplate_Commercial_All | Gas Furnace - SEG All - Condensing Furnace(>=95 AFUE) | HVAC | Gas Furnace | NR | Gas Furnace - Condensing | Commercial | Lodging | Firm | Sales | Commercial | 0.82 | 1 | 2.8161 | 5.4114 | -1.3634 | 1.0408 | -1.8626 | 0.46346 | 0.86885 | 1.4813 | 2.3543 | 3.5361 | 5.0606 | 6.9367 | 9.1371 | 11.5916 | 14.1861 | 16.7721 | 19.1881 | 21.2878 | 22.9695 | 24.1955 | 25.0629 | 25.4904 | 25.8107 | 25.8185 | 25.7229 | 31.7831 | 33.5735 | 33.3517 | 33.0463 | 32.6394 | 452.3283
v5.10_MeasureAssessmentTemplate_Commercial_All | Gas Furnace - SEG All - Condensing Furnace(>=95 AFUE) | HVAC | Gas Furnace | New | Gas Furnace - Condensing | Commercial | Lodging | Firm | Sales | Commercial | 0.82 | 1 | 2.8161 | 5.4114 | -1.3634 | 1.0408 | -1.8626 | 0.10513 | 0.26235 | 0.45231 | 0.72703 | 1.1044 | 1.5986 | 2.2163 | 2.9529 | 3.7893 | 4.6911 | 5.6107 | 6.4936 | 7.2884 | 7.9563 | 8.4795 | 8.8872 | 9.1457 | 9.3706 | 9.485 | 9.5628 | 9.6415 | 9.7212 | 9.802 | 9.8837 | 9.9665 | 149.1941
v5.10_MeasureAssessmentTemplate_Commercial_All | Gas Furnace - SEG All - Condensing Furnace(>=95 AFUE) | HVAC | Gas Furnace | NR | Gas Furnace - Condensing | Commercial | Hospital | Firm | Sales | Commercial | 0.82 | 1 | 2.8161 | 5.4114 | -1.3634 | 1.0408 | -1.8626 | 0.00058002 | 0.0010869 | 0.0018523 | 0.0029428 | 0.0044183 | 0.0063207 | 0.0086604 | 0.011403 | 0.014461 | 0.01769 | 0.020906 | 0.023908 | 0.026514 | 0.028597 | 0.030111 | 0.031178 | 0.031697 | 0.032083 | 0.032079 | 0.031948 | 0.03952 | 0.042017 | 0.041719 | 0.041315 | 0.04078 | 0.56379
v5.10_MeasureAssessmentTemplate_Commercial_All | Gas Furnace - SEG All - Condensing Furnace(>=95 AFUE) | HVAC | Gas Furnace | New | Gas Furnace - Condensing | Commercial | Hospital | Firm | Sales | Commercial | 0.82 | 1 | 2.8161 | 5.4114 | -1.3634 | 1.0408 | -1.8626 | 0.00013157 | 0.00033706 | 0.0005809 | 0.00093335 | 0.0014173 | 0.0020507 | 0.002842 | 0.0037851 | 0.0048555 | 0.0060088 | 0.0071841 | 0.0083117 | 0.0093257 | 0.010177 | 0.010842 | 0.01136 | 0.011686 | 0.01197 | 0.012112 | 0.012207 | 0.012304 | 0.012402 | 0.012501 | 0.012601 | 0.012703 | 0.19063
v5.10_MeasureAssessmentTemplate_Commercial_All | Gas Furnace - SEG All - Condensing Furnace(>=95 AFUE) | HVAC | Gas Furnace | NR | Gas Furnace - Condensing | Commercial | Assembly | Firm | Sales | Commercial | 0.82 | 1 | 2.8161 | 5.4114 | -1.3634 | 1.0408 | -1.8626 | 0.78309 | 1.4669 | 2.4989 | 3.9685 | 5.956 | 8.5171 | 11.6653 | 15.3537 | 19.4627 | 23.8 | 28.1164 | 32.1411 | 35.6301 | 38.4144 | 40.4328 | 41.8493 | 42.5295 | 43.0299 | 43.0089 | 42.8159 | 53.0244 | 56.729 | 56.3013 | 55.726 | 54.9715 | 758.1929
v5.10_MeasureAssessmentTemplate_Commercial_All | Gas Furnace - SEG All - Condensing Furnace(>=95 AFUE) | HVAC | Gas Furnace | New | Gas Furnace - Condensing | Commercial | Assembly | Firm | Sales | Commercial | 0.82 | 1 | 2.8161 | 5.4114 | -1.3634 | 1.0408 | -1.8626 | 0.17763 | 0.46646 | 0.80361 | 1.2907 | 1.9592 | 2.8337 | 3.9258 | 5.2267 | 6.7023 | 8.2914 | 9.9096 | 11.4611 | 12.855 | 14.0235 | 14.9356 | 15.6432 | 16.0877 | 16.4726 | 16.6631 | 16.7891 | 16.9167 | 17.0461 | 17.1772 | 17.3101 | 17.4447 | 262.4127
v5.10_MeasureAssessmentTemplate_Commercial_All | Gas Furnace - SEG All - Condensing Furnace(>=95 AFUE) | HVAC | Gas Furnace | NR | Gas Furnace - Condensing | Commercial | Other | Firm | Sales | Commercial | 0.82 | 1 | 2.8161 | 5.4114 | -1.3634 | 1.0408 | -1.8626 | 0.16417 | 0.30613 | 0.51913 | 0.82069 | 1.2261 | 1.7454 | 2.3797 | 3.118 | 3.9345 | 4.7895 | 5.6324 | 6.4095 | 7.0731 | 7.5912 | 7.9539 | 8.1952 | 8.2906 | 8.3501 | 8.3082 | 8.2334 | 10.3397 | 11.9376 | 11.784 | 11.5922 | 11.3544 | 152.0489
v5.10_MeasureAssessmentTemplate_Commercial_All | Gas Furnace - SEG All - Condensing Furnace(>=95 AFUE) | HVAC | Gas Furnace | New | Gas Furnace - Condensing | Commercial | Other | Firm | Sales | Commercial | 0.82 | 1 | 2.8161 | 5.4114 | -1.3634 | 1.0408 | -1.8626 | 0.037238 | 0.12567 | 0.21554 | 0.34465 | 0.52088 | 0.75014 | 1.0348 | 1.3719 | 1.7519 | 2.1584 | 2.5692 | 2.9595 | 3.3063 | 3.5928 | 3.8118 | 3.9772 | 4.0748 | 4.1569 | 4.1896 | 4.206 | 4.223 | 4.2404 | 4.2583 | 4.2766 | 4.2954 | 66.4488
v5.10_MeasureAssessmentTemplate_Commercial_All | Gas Furnace - SEG All - Condensing Furnace(>=95 AFUE) | HVAC | Gas Furnace | NR | Gas Furnace - Condensing | Commercial | Large Office | Firm | Sales | Industrial | 0.82 | 1 | 2.8161 | 5.4114 | -1.3634 | 1.0408 | -1.8626 | 0.046993 | 0.088159 | 0.15041 | 0.23922 | 0.35955 | 0.51493 | 0.70632 | 0.93104 | 1.182 | 1.4475 | 1.7126 | 1.9607 | 2.1768 | 2.3504 | 2.4776 | 2.5682 | 2.6138 | 2.6485 | 2.6512 | 2.6432 | 3.2594 | 3.4047 | 3.3851 | 3.3573 | 3.3196 | 46.1953
v5.10_MeasureAssessmentTemplate_Commercial_All | Gas Furnace - SEG All - Condensing Furnace(>=95 AFUE) | HVAC | Gas Furnace | New | Gas Furnace - Condensing | Commercial | Large Office | Firm | Sales | Industrial | 0.82 | 1 | 2.8161 | 5.4114 | -1.3634 | 1.0408 | -1.8626 | 0.010659 | 0.025363 | 0.043759 | 0.070384 | 0.10699 | 0.15497 | 0.21499 | 0.28663 | 0.36806 | 0.45594 | 0.54565 | 0.63191 | 0.70969 | 0.7752 | 0.82667 | 0.86693 | 0.89267 | 0.91514 | 0.92685 | 0.93497 | 0.9432 | 0.95152 | 0.95994 | 0.96847 | 0.9771 | 14.5636
v5.10_MeasureAssessmentTemplate_Commercial_All | Gas Furnace - SEG All - Condensing Furnace(>=95 AFUE) | HVAC | Gas Furnace | NR | Gas Furnace - Condensing | Commercial | Medium Retail | Firm | Sales | Industrial | 0.82 | 1 | 2.8161 | 5.4114 | -1.3634 | 1.0408 | -1.8626 | 0.00069189 | 0.0012959 | 0.0022074 | 0.0035051 | 0.0052599 | 0.0075209 | 0.0103 | 0.013555 | 0.01718 | 0.021007 | 0.024814 | 0.028362 | 0.031437 | 0.03389 | 0.035667 | 0.036912 | 0.037508 | 0.037945 | 0.037922 | 0.037748 | 0.046763 | 0.050123 | 0.049738 | 0.049222 | 0.048547 | 0.66912
v5.10_MeasureAssessmentTemplate_Commercial_All | Gas Furnace - SEG All - Condensing Furnace(>=95 AFUE) | HVAC | Gas Furnace | New | Gas Furnace - Condensing | Commercial | Medium Retail | Firm | Sales | Industrial | 0.82 | 1 | 2.8161 | 5.4114 | -1.3634 | 1.0408 | -1.8626 | 0.00015694 | 0.00041509 | 0.00071502 | 0.0011483 | 0.0017428 | 0.0025205 | 0.0034915 | 0.004648 | 0.0059596 | 0.0073718 | 0.0088097 | 0.010188 | 0.011426 | 0.012463 | 0.013273 | 0.0139 | 0.014294 | 0.014634 | 0.014802 | 0.014913 | 0.015025 | 0.015138 | 0.015253 | 0.01537 | 0.015488 | 0.23315
v5.10_MeasureAssessmentTemplate_Commercial_All | Gas Furnace - SEG All - Condensing Furnace(>=95 AFUE) | HVAC | Gas Furnace | NR | Gas Furnace - Condensing | Commercial | Hospital | Interruptible | Sales | Commercial | 0.82 | 1 | 1.4106 | 2.7106 | 0.09958 | 0.46729 | -0.39962 | 0.00030426 | 0.00057016 | 0.00097166 | 0.0015437 | 0.0023177 | 0.0033156 | 0.0045429 | 0.0059816 | 0.0075854 | 0.0092794 | 0.010967 | 0.012541 | 0.013908 | 0.015001 | 0.015795 | 0.016355 | 0.016627 | 0.016829 | 0.016828 | 0.016759 | 0.020731 | 0.02204 | 0.021884 | 0.021672 | 0.021392 | 0.29574
v5.10_MeasureAssessmentTemplate_Commercial_All | Gas Furnace - SEG All - Condensing Furnace(>=95 AFUE) | HVAC | Gas Furnace | New | Gas Furnace - Condensing | Commercial | Hospital | Interruptible | Sales | Commercial | 0.82 | 1 | 1.4106 | 2.7106 | 0.09958 | 0.46729 | -0.39962 | 6.9015e-05 | 0.00017681 | 0.00030472 | 0.0004896 | 0.00074344 | 0.0010757 | 0.0014908 | 0.0019855 | 0.002547 | 0.003152 | 0.0037685 | 0.00436 | 0.0048919 | 0.0053384 | 0.0056875 | 0.0059589 | 0.0061302 | 0.0062788 | 0.0063534 | 0.0064035 | 0.0064541 | 0.0065055 | 0.0065575 | 0.0066101 | 0.0066635 | 0.099996
v5.10_MeasureAssessmentTemplate_Commercial_All | Gas Furnace - SEG All - Condensing Furnace(>=95 AFUE) | HVAC | Gas Furnace | NR | Gas Furnace - Condensing | Commercial | Extra Large Retail | Firm | Transport | Commercial | 0.82 | 1 | 2.8161 | 4.1746 | -1.3634 | 0.46729 | -1.7196 | 0.044928 | 0.084151 | 0.14334 | 0.22761 | 0.34155 | 0.48837 | 0.66881 | 0.88018 | 1.1156 | 1.3641 | 1.6113 | 1.8417 | 2.0414 | 2.2007 | 2.316 | 2.3969 | 2.4356 | 2.464 | 2.4625 | 2.4511 | 3.0366 | 3.2547 | 3.2298 | 3.1963 | 3.1524 | 43.4496
v5.10_MeasureAssessmentTemplate_Commercial_All | Gas Furnace - SEG All - Condensing Furnace(>=95 AFUE) | HVAC | Gas Furnace | New | Gas Furnace - Condensing | Commercial | Extra Large Retail | Firm | Transport | Commercial | 0.82 | 1 | 2.8161 | 4.1746 | -1.3634 | 0.46729 | -1.7196 | 0.010191 | 0.026954 | 0.04643 | 0.074564 | 0.11317 | 0.16367 | 0.22672 | 0.30182 | 0.38699 | 0.47869 | 0.57206 | 0.66156 | 0.74194 | 0.8093 | 0.86186 | 0.9026 | 0.92816 | 0.95028 | 0.96118 | 0.96836 | 0.97564 | 0.98301 | 0.99048 | 0.99806 | 1.0057 | 15.1394
v5.10_MeasureAssessmentTemplate_Commercial_All | Gas Furnace - SEG All - Condensing Furnace(>=95 AFUE) | HVAC | Gas Furnace | NR | Gas Furnace - Condensing | Commercial | Supermarket | Firm | Transport | Commercial | 0.82 | 1 | 2.8161 | 4.1746 | -1.3634 | 0.46729 | -1.7196 | 0 | 0 | 0 | 0 | 0 | 0 | 0 | 0 | 0 | 0 | 0 | 0 | 0 | 0 | 0 | 0 | 0 | 0 | 0 | 0 | 0 | 0 | 0 | 0 | 0 | 0
v5.10_MeasureAssessmentTemplate_Commercial_All | Gas Furnace - SEG All - Condensing Furnace(>=95 AFUE) | HVAC | Gas Furnace | New | Gas Furnace - Condensing | Commercial | Supermarket | Firm | Transport | Commercial | 0.82 | 1 | 2.8161 | 4.1746 | -1.3634 | 0.46729 | -1.7196 | 0 | 0 | 0 | 0 | 0 | 0 | 0 | 0 | 0 | 0 | 0 | 0 | 0 | 0 | 0 | 0 | 0 | 0 | 0 | 0 | 0 | 0 | 0 | 0 | 0 | 0
v5.10_MeasureAssessmentTemplate_Commercial_All | Gas Furnace - SEG All - Condensing Furnace(>=95 AFUE) | HVAC | Gas Furnace | NR | Gas Furnace - Condensing | Commercial | Hospital | Firm | Transport | Commercial | 0.82 | 1 | 2.8161 | 4.1746 | -1.3634 | 0.46729 | -1.7196 | 0.0003051 | 0.00057175 | 0.00097437 | 0.001548 | 0.0023241 | 0.0033248 | 0.0045556 | 0.0059983 | 0.0076065 | 0.0093053 | 0.010997 | 0.012576 | 0.013947 | 0.015043 | 0.015839 | 0.0164 | 0.016673 | 0.016876 | 0.016874 | 0.016805 | 0.020788 | 0.022102 | 0.021945 | 0.021732 | 0.021451 | 0.29656
v5.10_MeasureAssessmentTemplate_Commercial_All | Gas Furnace - SEG All - Condensing Furnace(>=95 AFUE) | HVAC | Gas Furnace | New | Gas Furnace - Condensing | Commercial | Hospital | Firm | Transport | Commercial | 0.82 | 1 | 2.8161 | 4.1746 | -1.3634 | 0.46729 | -1.7196 | 6.9207e-05 | 0.0001773 | 0.00030556 | 0.00049096 | 0.00074551 | 0.0010787 | 0.001495 | 0.0019911 | 0.0025541 | 0.0031608 | 0.003779 | 0.0043721 | 0.0049055 | 0.0053532 | 0.0057033 | 0.0059755 | 0.0061472 | 0.0062963 | 0.0063711 | 0.0064213 | 0.0064721 | 0.0065236 | 0.0065757 | 0.0066285 | 0.006682 | 0.10027
v5.10_MeasureAssessmentTemplate_Commercial_All | Gas Furnace - SEG All - Gas-Fired Heat Pump (140% efficiency) | HVAC | Gas Furnace | NR | Gas Furnace - HP | Commercial | Large Office | Firm | Sales | Commercial | 2.46 | 1 | 1.9257 | 5.4114 | -0.88214 | 1.5221 | -1.8626 | 0 | 0 | 5.9586 | 11.1785 | 19.0713 | 30.3323 | 45.5909 | 65.293 | 89.5609 | 118.0542 | 149.8723 | 183.5453 | 217.1569 | 248.6125 | 276.0113 | 298.0248 | 314.1524 | 325.6437 | 331.4307 | 335.8312 | 336.1684 | 335.1599 | 435.6596 | 433.9559 | 99.2827 | 4705.5473
v5.10_MeasureAssessmentTemplate_Commercial_All | Gas Furnace - SEG All - Gas-Fired Heat Pump (140% efficiency) | HVAC | Gas Furnace | New | Gas Furnace - HP | Commercial | Large Office | Firm | Sales | Commercial | 2.46 | 1 | 1.9257 | 5.4114 | -0.88214 | 1.5221 | -1.8626 | 0 | 0 | 1.7336 | 3.289 | 5.6749 | 9.1284 | 13.877 | 20.1012 | 27.8887 | 37.1841 | 47.7504 | 59.1552 | 70.7994 | 81.9971 | 92.0948 | 100.602 | 107.2884 | 112.519 | 115.8669 | 118.7911 | 120.3172 | 121.3789 | 122.4534 | 123.5408 | 0 | 1513.4317
v5.10_MeasureAssessmentTemplate_Commercial_All | Gas Furnace - SEG All - Gas-Fired Heat Pump (140% efficiency) | HVAC | Gas Furnace | NR | Gas Furnace - HP | Commercial | Medium Office | Firm | Sales | Commercial | 2.46 | 1 | 1.9257 | 5.4114 | -0.88214 | 1.5221 | -1.8626 | 0 | 0 | 5.6634 | 10.6247 | 18.1265 | 28.8295 | 43.3321 | 62.0582 | 85.1237 | 112.2054 | 142.4471 | 174.4518 | 206.3982 | 236.2954 | 262.3367 | 283.2596 | 298.5882 | 309.5102 | 315.0105 | 319.193 | 319.5135 | 318.555 | 414.0756 | 412.4563 | 94.3639 | 4472.4187
v5.10_MeasureAssessmentTemplate_Commercial_All | Gas Furnace - SEG All - Gas-Fired Heat Pump (140% efficiency) | HVAC | Gas Furnace | New | Gas Furnace - HP | Commercial | Medium Office | Firm | Sales | Commercial | 2.46 | 1 | 1.9257 | 5.4114 | -0.88214 | 1.5221 | -1.8626 | 0 | 0 | 1.6477 | 3.1261 | 5.3938 | 8.6762 | 13.1895 | 19.1054 | 26.507 | 35.3419 | 45.3847 | 56.2244 | 67.2918 | 77.9347 | 87.5322 | 95.6178 | 101.973 | 106.9445 | 110.1265 | 112.9058 | 114.3563 | 115.3654 | 116.3867 | 117.4202 | 0 | 1438.4512
v5.10_MeasureAssessmentTemplate_Commercial_All | Gas Furnace - SEG All - Gas-Fired Heat Pump (140% efficiency) | HVAC | Gas Furnace | NR | Gas Furnace - HP | Commercial | Small Office | Firm | Sales | Commercial | 2.46 | 1 | 1.9257 | 5.4114 | -0.88214 | 1.5221 | -1.8626 | 0 | 0 | 8.201 | 15.3853 | 26.2484 | 41.7471 | 62.7479 | 89.8645 | 123.265 | 162.4811 | 206.2732 | 252.6182 | 298.8787 | 342.1718 | 379.8815 | 410.1792 | 432.3761 | 448.1919 | 456.1566 | 462.2133 | 462.6773 | 461.2893 | 599.6096 | 597.2648 | 136.6454 | 6476.3669
v5.10_MeasureAssessmentTemplate_Commercial_All | Gas Furnace - SEG All - Gas-Fired Heat Pump (140% efficiency) | HVAC | Gas Furnace | New | Gas Furnace - HP | Commercial | Small Office | Firm | Sales | Commercial | 2.46 | 1 | 1.9257 | 5.4114 | -0.88214 | 1.5221 | -1.8626 | 0 | 0 | 2.386 | 4.5268 | 7.8106 | 12.5637 | 19.0992 | 27.6659 | 38.3839 | 51.1774 | 65.7202 | 81.4168 | 97.4431 | 112.8548 | 126.7525 | 138.4611 | 147.6638 | 154.8629 | 159.4707 | 163.4952 | 165.5957 | 167.057 | 168.5358 | 170.0324 | 0 | 2082.9754
v5.10_MeasureAssessmentTemplate_Commercial_All | Gas Furnace - SEG All - Gas-Fired Heat Pump (140% efficiency) | HVAC | Gas Furnace | NR | Gas Furnace - HP | Commercial | Extra Large Retail | Firm | Sales | Commercial | 2.46 | 1 | 1.9257 | 5.4114 | -0.88214 | 1.5221 | -1.8626 | 0 | 0 | 0.54004 | 1.0115 | 1.7229 | 2.7359 | 4.1055 | 5.8703 | 8.0392 | 10.5799 | 13.4098 | 16.3963 | 19.3678 | 22.1377 | 24.5379 | 26.4525 | 27.8392 | 28.8112 | 29.2761 | 29.6172 | 29.5994 | 29.4632 | 39.5704 | 39.3489 | 9.9874 | 420.4202
v5.10_MeasureAssessmentTemplate_Commercial_All | Gas Furnace - SEG All - Gas-Fired Heat Pump (140% efficiency) | HVAC | Gas Furnace | New | Gas Furnace - HP | Commercial | Extra Large Retail | Firm | Sales | Commercial | 2.46 | 1 | 1.9257 | 5.4114 | -0.88214 | 1.5221 | -1.8626 | 0 | 0 | 0.17493 | 0.33137 | 0.57087 | 0.91688 | 1.3917 | 2.013 | 2.7887 | 3.7128 | 4.761 | 5.8897 | 7.0392 | 8.1412 | 9.1312 | 9.9612 | 10.6091 | 11.1116 | 11.4274 | 11.7007 | 11.8359 | 11.9254 | 12.0161 | 12.108 | 0 | 149.5579
v5.10_MeasureAssessmentTemplate_Commercial_All | Gas Furnace - SEG All - Gas-Fired Heat Pump (140% efficiency) | HVAC | Gas Furnace | NR | Gas Furnace - HP | Commercial | Large Retail | Firm | Sales | Commercial | 2.46 | 1 | 1.9257 | 5.4114 | -0.88214 | 1.5221 | -1.8626 | 0 | 0 | 0.16242 | 0.30422 | 0.51818 | 0.82283 | 1.2348 | 1.7655 | 2.4179 | 3.182 | 4.0331 | 4.9313 | 5.825 | 6.658 | 7.3799 | 7.9557 | 8.3728 | 8.6652 | 8.805 | 8.9076 | 8.9022 | 8.8613 | 11.9011 | 11.8344 | 3.0038 | 126.4441
v5.10_MeasureAssessmentTemplate_Commercial_All | Gas Furnace - SEG All - Gas-Fired Heat Pump (140% efficiency) | HVAC | Gas Furnace | New | Gas Furnace - HP | Commercial | Large Retail | Firm | Sales | Commercial | 2.46 | 1 | 1.9257 | 5.4114 | -0.88214 | 1.5221 | -1.8626 | 0 | 0 | 0.052612 | 0.099662 | 0.17169 | 0.27576 | 0.41857 | 0.60541 | 0.83872 | 1.1166 | 1.4319 | 1.7714 | 2.1171 | 2.4485 | 2.7463 | 2.9959 | 3.1908 | 3.3419 | 3.4369 | 3.5191 | 3.5597 | 3.5866 | 3.6139 | 3.6416 | 0 | 44.9805
v5.10_MeasureAssessmentTemplate_Commercial_All | Gas Furnace - SEG All - Gas-Fired Heat Pump (140% efficiency) | HVAC | Gas Furnace | NR | Gas Furnace - HP | Commercial | Medium Retail | Firm | Sales | Commercial | 2.46 | 1 | 1.9257 | 5.4114 | -0.88214 | 1.5221 | -1.8626 | 0 | 0 | 0.25568 | 0.47889 | 0.81571 | 1.2953 | 1.9437 | 2.7793 | 3.8061 | 5.009 | 6.3488 | 7.7628 | 9.1696 | 10.481 | 11.6174 | 12.5238 | 13.1803 | 13.6405 | 13.8606 | 14.0221 | 14.0137 | 13.9492 | 18.7344 | 18.6295 | 4.7285 | 199.0457
v5.10_MeasureAssessmentTemplate_Commercial_All | Gas Furnace - SEG All - Gas-Fired Heat Pump (140% efficiency) | HVAC | Gas Furnace | New | Gas Furnace - HP | Commercial | Medium Retail | Firm | Sales | Commercial | 2.46 | 1 | 1.9257 | 5.4114 | -0.88214 | 1.5221 | -1.8626 | 0 | 0 | 0.082821 | 0.15689 | 0.27028 | 0.43409 | 0.65891 | 0.95303 | 1.3203 | 1.7578 | 2.2541 | 2.7884 | 3.3327 | 3.8544 | 4.3231 | 4.7161 | 5.0228 | 5.2607 | 5.4102 | 5.5396 | 5.6037 | 5.646 | 5.6889 | 5.7325 | 0 | 70.8074
v5.10_MeasureAssessmentTemplate_Commercial_All | Gas Furnace - SEG All - Gas-Fired Heat Pump (140% efficiency) | HVAC | Gas Furnace | NR | Gas Furnace - HP | Commercial | Small Retail | Firm | Sales | Commercial | 2.46 | 1 | 1.9257 | 5.4114 | -0.88214 | 1.5221 | -1.8626 | 0 | 0 | 0.3906 | 0.7316 | 1.2462 | 1.9788 | 2.9694 | 4.2458 | 5.8146 | 7.6522 | 9.699 | 11.8591 | 14.0082 | 16.0116 | 17.7477 | 19.1324 | 20.1354 | 20.8384 | 21.1747 | 21.4214 | 21.4085 | 21.31 | 28.6203 | 28.4601 | 7.2236 | 304.0796
v5.10_MeasureAssessmentTemplate_Commercial_All | Gas Furnace - SEG All - Gas-Fired Heat Pump (140% efficiency) | HVAC | Gas Furnace | New | Gas Furnace - HP | Commercial | Small Retail | Firm | Sales | Commercial | 2.46 | 1 | 1.9257 | 5.4114 | -0.88214 | 1.5221 | -1.8626 | 0 | 0 | 0.12652 | 0.23967 | 0.4129 | 0.66316 | 1.0066 | 1.4559 | 2.017 | 2.6854 | 3.4435 | 4.2599 | 5.0913 | 5.8883 | 6.6044 | 7.2047 | 7.6733 | 8.0368 | 8.2651 | 8.4628 | 8.5606 | 8.6254 | 8.6909 | 8.7574 | 0 | 108.1715
v5.10_MeasureAssessmentTemplate_Commercial_All | Gas Furnace - SEG All - Gas-Fired Heat Pump (140% efficiency) | HVAC | Gas Furnace | NR | Gas Furnace - HP | Commercial | School K-12 | Firm | Sales | Commercial | 2.46 | 1 | 1.9257 | 5.4114 | -0.88214 | 1.5221 | -1.8626 | 0 | 0 | 24.3075 | 45.6425 | 77.9396 | 124.072 | 186.6547 | 267.5591 | 367.3357 | 484.6388 | 615.8147 | 754.8553 | 893.8939 | 1024.3 | 1138.2112 | 1230.0996 | 1297.837 | 1346.5247 | 1371.6907 | 1391.1581 | 1393.8119 | 1390.8849 | 1775.6997 | 1770.4437 | 379.9073 | 19353.2826
v5.10_MeasureAssessmentTemplate_Commercial_All | Gas Furnace - SEG All - Gas-Fired Heat Pump (140% efficiency) | HVAC | Gas Furnace | New | Gas Furnace - HP | Commercial | School K-12 | Firm | Sales | Commercial | 2.46 | 1 | 1.9257 | 5.4114 | -0.88214 | 1.5221 | -1.8626 | 0 | 0 | 6.6221 | 12.5746 | 21.7152 | 34.96 | 53.191 | 77.1133 | 107.0763 | 142.8822 | 183.6323 | 227.6727 | 272.7035 | 316.0811 | 355.2792 | 388.3932 | 414.5194 | 435.0518 | 448.3256 | 459.9737 | 466.2173 | 470.6645 | 475.1633 | 479.7141 | 0 | 5849.5265
v5.10_MeasureAssessmentTemplate_Commercial_All | Gas Furnace - SEG All - Gas-Fired Heat Pump (140% efficiency) | HVAC | Gas Furnace | NR | Gas Furnace - HP | Commercial | Supermarket | Firm | Sales | Commercial | 2.46 | 1 | 1.9257 | 5.4114 | -0.88214 | 1.5221 | -1.8626 | 0 | 0 | 0 | 0 | 0 | 0 | 0 | 0 | 0 | 0 | 0 | 0 | 0 | 0 | 0 | 0 | 0 | 0 | 0 | 0 | 0 | 0 | 0 | 0 | 0 | 0
v5.10_MeasureAssessmentTemplate_Commercial_All | Gas Furnace - SEG All - Gas-Fired Heat Pump (140% efficiency) | HVAC | Gas Furnace | New | Gas Furnace - HP | Commercial | Supermarket | Firm | Sales | Commercial | 2.46 | 1 | 1.9257 | 5.4114 | -0.88214 | 1.5221 | -1.8626 | 0 | 0 | 0 | 0 | 0 | 0 | 0 | 0 | 0 | 0 | 0 | 0 | 0 | 0 | 0 | 0 | 0 | 0 | 0 | 0 | 0 | 0 | 0 | 0 | 0 | 0
v5.10_MeasureAssessmentTemplate_Commercial_All | Gas Furnace - SEG All - Gas-Fired Heat Pump (140% efficiency) | HVAC | Gas Furnace | NR | Gas Furnace - HP | Commercial | Restaurant | Firm | Sales | Commercial | 2.46 | 1 | 1.9257 | 5.4114 | -0.88214 | 1.5221 | -1.8626 | 0 | 0 | 1.7081 | 3.1851 | 5.4013 | 8.5389 | 12.7571 | 18.1602 | 24.76 | 32.4409 | 40.9365 | 49.8323 | 58.603 | 66.688 | 73.5919 | 78.9831 | 82.7563 | 85.2671 | 86.2601 | 86.8794 | 86.4433 | 85.6653 | 126.4186 | 125.1262 | 40.1436 | 1280.5466
v5.10_MeasureAssessmentTemplate_Commercial_All | Gas Furnace - SEG All - Gas-Fired Heat Pump (140% efficiency) | HVAC | Gas Furnace | New | Gas Furnace - HP | Commercial | Restaurant | Firm | Sales | Commercial | 2.46 | 1 | 1.9257 | 5.4114 | -0.88214 | 1.5221 | -1.8626 | 0 | 0 | 0.70918 | 1.3376 | 2.2946 | 3.6698 | 5.5473 | 7.9906 | 11.025 | 14.6196 | 18.6728 | 23.0096 | 27.3942 | 31.5624 | 35.2677 | 38.3308 | 40.6745 | 42.4476 | 43.4982 | 44.3823 | 44.74 | 44.9243 | 45.1136 | 45.3078 | 0 | 572.5197
v5.10_MeasureAssessmentTemplate_Commercial_All | Gas Furnace - SEG All - Gas-Fired Heat Pump (140% efficiency) | HVAC | Gas Furnace | NR | Gas Furnace - HP | Commercial | Lodging | Firm | Sales | Commercial | 2.46 | 1 | 1.9257 | 5.4114 | -0.88214 | 1.5221 | -1.8626 | 0 | 0 | 0.55204 | 1.0349 | 1.7644 | 2.8042 | 4.2119 | 6.0279 | 8.2625 | 10.8836 | 13.8072 | 16.8975 | 19.9778 | 22.8556 | 25.3566 | 27.3598 | 28.8201 | 29.8533 | 30.3625 | 30.744 | 30.7533 | 30.6395 | 40.3962 | 40.2084 | 9.6409 | 433.2145
v5.10_MeasureAssessmentTemplate_Commercial_All | Gas Furnace - SEG All - Gas-Fired Heat Pump (140% efficiency) | HVAC | Gas Furnace | New | Gas Furnace - HP | Commercial | Lodging | Firm | Sales | Commercial | 2.46 | 1 | 1.9257 | 5.4114 | -0.88214 | 1.5221 | -1.8626 | 0 | 0 | 0.16857 | 0.3196 | 0.55107 | 0.88583 | 1.3457 | 1.9481 | 2.701 | 3.599 | 4.6188 | 5.7184 | 6.8399 | 7.9169 | 8.8865 | 9.7016 | 10.3404 | 10.8382 | 11.1544 | 11.4294 | 11.5698 | 11.6655 | 11.7624 | 11.8605 | 0 | 145.8216
v5.10_MeasureAssessmentTemplate_Commercial_All | Gas Furnace - SEG All - Gas-Fired Heat Pump (140% efficiency) | HVAC | Gas Furnace | NR | Gas Furnace - HP | Commercial | Hospital | Firm | Sales | Commercial | 2.46 | 1 | 1.9257 | 5.4114 | -0.88214 | 1.5221 | -1.8626 | 0 | 0 | 0.00069033 | 0.0012936 | 0.0022046 | 0.0035025 | 0.0052586 | 0.0075228 | 0.010307 | 0.013572 | 0.017211 | 0.021054 | 0.024882 | 0.028455 | 0.031556 | 0.034035 | 0.035838 | 0.037107 | 0.037725 | 0.038184 | 0.03818 | 0.038024 | 0.050544 | 0.050287 | 0.012372 | 0.53981
v5.10_MeasureAssessmentTemplate_Commercial_All | Gas Furnace - SEG All - Gas-Fired Heat Pump (140% efficiency) | HVAC | Gas Furnace | New | Gas Furnace - HP | Commercial | Hospital | Firm | Sales | Commercial | 2.46 | 1 | 1.9257 | 5.4114 | -0.88214 | 1.5221 | -1.8626 | 0 | 0 | 0.00021649 | 0.00041029 | 0.00070718 | 0.0011363 | 0.0017257 | 0.0024971 | 0.003461 | 0.00461 | 0.0059141 | 0.0073195 | 0.0087519 | 0.010126 | 0.011363 | 0.012401 | 0.013213 | 0.013844 | 0.014244 | 0.01459 | 0.014765 | 0.014882 | 0.015001 | 0.015122 | 0 | 0.1863
v5.10_MeasureAssessmentTemplate_Commercial_All | Gas Furnace - SEG All - Gas-Fired Heat Pump (140% efficiency) | HVAC | Gas Furnace | NR | Gas Furnace - HP | Commercial | Assembly | Firm | Sales | Commercial | 2.46 | 1 | 1.9257 | 5.4114 | -0.88214 | 1.5221 | -1.8626 | 0 | 0 | 0.9313 | 1.7445 | 2.9718 | 4.7196 | 7.0832 | 10.129 | 13.8731 | 18.2594 | 23.1462 | 28.3043 | 33.4376 | 38.224 | 42.3733 | 45.6846 | 48.085 | 49.7695 | 50.5785 | 51.1736 | 51.1486 | 50.9191 | 68.2265 | 67.8527 | 17.1025 | 725.7377
v5.10_MeasureAssessmentTemplate_Commercial_All | Gas Furnace - SEG All - Gas-Fired Heat Pump (140% efficiency) | HVAC | Gas Furnace | New | Gas Furnace - HP | Commercial | Assembly | Firm | Sales | Commercial | 2.46 | 1 | 1.9257 | 5.4114 | -0.88214 | 1.5221 | -1.8626 | 0 | 0 | 0.29949 | 0.56738 | 0.97757 | 1.5702 | 2.3837 | 3.4481 | 4.7774 | 6.3612 | 8.1579 | 10.093 | 12.0639 | 13.954 | 15.6524 | 17.0768 | 18.1892 | 19.0526 | 19.5958 | 20.0663 | 20.3001 | 20.4553 | 20.6127 | 20.7721 | 0 | 256.4272
v5.10_MeasureAssessmentTemplate_Commercial_All | Gas Furnace - SEG All - Gas-Fired Heat Pump (140% efficiency) | HVAC | Gas Furnace | NR | Gas Furnace - HP | Commercial | Other | Firm | Sales | Commercial | 2.46 | 1 | 1.9257 | 5.4114 | -0.88214 | 1.5221 | -1.8626 | 0 | 0 | 0.19347 | 0.36077 | 0.61179 | 0.96718 | 1.445 | 2.057 | 2.8045 | 3.6745 | 4.6368 | 5.6444 | 6.6378 | 7.5536 | 8.3356 | 8.9462 | 9.3736 | 9.658 | 9.7705 | 9.8406 | 9.7912 | 9.7031 | 14.3191 | 14.1727 | 4.547 | 145.0443
v5.10_MeasureAssessmentTemplate_Commercial_All | Gas Furnace - SEG All - Gas-Fired Heat Pump (140% efficiency) | HVAC | Gas Furnace | New | Gas Furnace - HP | Commercial | Other | Firm | Sales | Commercial | 2.46 | 1 | 1.9257 | 5.4114 | -0.88214 | 1.5221 | -1.8626 | 0 | 0 | 0.080328 | 0.15151 | 0.2599 | 0.41567 | 0.62833 | 0.90508 | 1.2488 | 1.6559 | 2.115 | 2.6062 | 3.1029 | 3.575 | 3.9947 | 4.3416 | 4.6071 | 4.8079 | 4.9269 | 5.0271 | 5.0676 | 5.0885 | 5.1099 | 5.1319 | 0 | 64.8479
v5.10_MeasureAssessmentTemplate_Commercial_All | Gas Furnace - SEG All - Gas-Fired Heat Pump (140% efficiency) | HVAC | Gas Furnace | NR | Gas Furnace - HP | Commercial | Large Office | Firm | Sales | Industrial | 2.46 | 1 | 1.9257 | 5.4114 | -0.88214 | 1.5221 | -1.8626 | 0 | 0 | 0.056054 | 0.10516 | 0.17941 | 0.28534 | 0.42888 | 0.61422 | 0.84251 | 1.1105 | 1.4099 | 1.7266 | 2.0428 | 2.3387 | 2.5965 | 2.8036 | 2.9553 | 3.0634 | 3.1178 | 3.1592 | 3.1624 | 3.1529 | 4.0983 | 4.0823 | 0.93396 | 44.2656
v5.10_MeasureAssessmentTemplate_Commercial_All | Gas Furnace - SEG All - Gas-Fired Heat Pump (140% efficiency) | HVAC | Gas Furnace | New | Gas Furnace - HP | Commercial | Large Office | Firm | Sales | Industrial | 2.46 | 1 | 1.9257 | 5.4114 | -0.88214 | 1.5221 | -1.8626 | 0 | 0 | 0.016308 | 0.03094 | 0.053385 | 0.085872 | 0.13054 | 0.18909 | 0.26235 | 0.3498 | 0.44919 | 0.55648 | 0.66602 | 0.77136 | 0.86635 | 0.94637 | 1.0093 | 1.0585 | 1.09 | 1.1175 | 1.1318 | 1.1418 | 1.1519 | 1.1622 | 0 | 14.237
v5.10_MeasureAssessmentTemplate_Commercial_All | Gas Furnace - SEG All - Gas-Fired Heat Pump (140% efficiency) | HVAC | Gas Furnace | NR | Gas Furnace - HP | Commercial | Medium Retail | Firm | Sales | Industrial | 2.46 | 1 | 1.9257 | 5.4114 | -0.88214 | 1.5221 | -1.8626 | 0 | 0 | 0.00082265 | 0.0015408 | 0.0026245 | 0.0041675 | 0.006254 | 0.0089422 | 0.012246 | 0.016116 | 0.020427 | 0.024977 | 0.029503 | 0.033722 | 0.037379 | 0.040295 | 0.042407 | 0.043888 | 0.044596 | 0.045116 | 0.045089 | 0.044881 | 0.060278 | 0.05994 | 0.015214 | 0.64043
v5.10_MeasureAssessmentTemplate_Commercial_All | Gas Furnace - SEG All - Gas-Fired Heat Pump (140% efficiency) | HVAC | Gas Furnace | New | Gas Furnace - HP | Commercial | Medium Retail | Firm | Sales | Industrial | 2.46 | 1 | 1.9257 | 5.4114 | -0.88214 | 1.5221 | -1.8626 | 0 | 0 | 0.00026647 | 0.00050478 | 0.00086961 | 0.0013967 | 0.00212 | 0.0030664 | 0.004248 | 0.0056557 | 0.0072524 | 0.0089718 | 0.010723 | 0.012401 | 0.01391 | 0.015174 | 0.016161 | 0.016926 | 0.017407 | 0.017824 | 0.01803 | 0.018166 | 0.018304 | 0.018444 | 0 | 0.22782
v5.10_MeasureAssessmentTemplate_Commercial_All | Gas Furnace - SEG All - Gas-Fired Heat Pump (140% efficiency) | HVAC | Gas Furnace | NR | Gas Furnace - HP | Commercial | Hospital | Interruptible | Sales | Commercial | 2.46 | 0 | 0.9646 | 2.7106 | 0.5808 | 0.46729 | -0.39962 | 0 | 0 | 0.00036212 | 0.0006786 | 0.0011565 | 0.0018373 | 0.0027585 | 0.0039462 | 0.0054069 | 0.0071192 | 0.009028 | 0.011044 | 0.013052 | 0.014926 | 0.016553 | 0.017854 | 0.018799 | 0.019465 | 0.019789 | 0.02003 | 0.020028 | 0.019946 | 0.026513 | 0.026379 | 0.0064899 | 0.28316
v5.10_MeasureAssessmentTemplate_Commercial_All | Gas Furnace - SEG All - Gas-Fired Heat Pump (140% efficiency) | HVAC | Gas Furnace | New | Gas Furnace - HP | Commercial | Hospital | Interruptible | Sales | Commercial | 2.46 | 0 | 0.9646 | 2.7106 | 0.5808 | 0.46729 | -0.39962 | 0 | 0 | 0.00011356 | 0.00021522 | 0.00037096 | 0.00059608 | 0.00090522 | 0.0013099 | 0.0018155 | 0.0024182 | 0.0031023 | 0.0038395 | 0.0045909 | 0.0053119 | 0.0059604 | 0.006505 | 0.0069309 | 0.0072623 | 0.0074716 | 0.0076534 | 0.007745 | 0.0078066 | 0.007869 | 0.0079322 | 0 | 0.097726
v5.10_MeasureAssessmentTemplate_Commercial_All | Gas Furnace - SEG All - Gas-Fired Heat Pump (140% efficiency) | HVAC | Gas Furnace | NR | Gas Furnace - HP | Commercial | Extra Large Retail | Firm | Transport | Commercial | 2.46 | 1 | 1.9257 | 4.1746 | -0.88214 | 0.46729 | -1.7196 | 0 | 0 | 0.053419 | 0.10005 | 0.17042 | 0.27062 | 0.4061 | 0.58067 | 0.79521 | 1.0465 | 1.3264 | 1.6219 | 1.9158 | 2.1898 | 2.4272 | 2.6166 | 2.7537 | 2.8499 | 2.8959 | 2.9296 | 2.9278 | 2.9144 | 3.9141 | 3.8922 | 0.98791 | 41.5862
v5.10_MeasureAssessmentTemplate_Commercial_All | Gas Furnace - SEG All - Gas-Fired Heat Pump (140% efficiency) | HVAC | Gas Furnace | New | Gas Furnace - HP | Commercial | Extra Large Retail | Firm | Transport | Commercial | 2.46 | 1 | 1.9257 | 4.1746 | -0.88214 | 0.46729 | -1.7196 | 0 | 0 | 0.017304 | 0.032778 | 0.056468 | 0.090694 | 0.13766 | 0.19911 | 0.27585 | 0.36725 | 0.47094 | 0.58258 | 0.69628 | 0.80529 | 0.90322 | 0.98532 | 1.0494 | 1.0991 | 1.1303 | 1.1574 | 1.1708 | 1.1796 | 1.1886 | 1.1977 | 0 | 14.7936
v5.10_MeasureAssessmentTemplate_Commercial_All | Gas Furnace - SEG All - Gas-Fired Heat Pump (140% efficiency) | HVAC | Gas Furnace | NR | Gas Furnace - HP | Commercial | Supermarket | Firm | Transport | Commercial | 2.46 | 1 | 1.9257 | 4.1746 | -0.88214 | 0.46729 | -1.7196 | 0 | 0 | 0 | 0 | 0 | 0 | 0 | 0 | 0 | 0 | 0 | 0 | 0 | 0 | 0 | 0 | 0 | 0 | 0 | 0 | 0 | 0 | 0 | 0 | 0 | 0
v5.10_MeasureAssessmentTemplate_Commercial_All | Gas Furnace - SEG All - Gas-Fired Heat Pump (140% efficiency) | HVAC | Gas Furnace | New | Gas Furnace - HP | Commercial | Supermarket | Firm | Transport | Commercial | 2.46 | 1 | 1.9257 | 4.1746 | -0.88214 | 0.46729 | -1.7196 | 0 | 0 | 0 | 0 | 0 | 0 | 0 | 0 | 0 | 0 | 0 | 0 | 0 | 0 | 0 | 0 | 0 | 0 | 0 | 0 | 0 | 0 | 0 | 0 | 0 | 0
v5.10_MeasureAssessmentTemplate_Commercial_All | Gas Furnace - SEG All - Gas-Fired Heat Pump (140% efficiency) | HVAC | Gas Furnace | NR | Gas Furnace - HP | Commercial | Hospital | Firm | Transport | Commercial | 2.46 | 1 | 1.9257 | 4.1746 | -0.88214 | 0.46729 | -1.7196 | 0 | 0 | 0.00036313 | 0.00068048 | 0.0011597 | 0.0018424 | 0.0027661 | 0.0039572 | 0.0054219 | 0.007139 | 0.0090531 | 0.011075 | 0.013089 | 0.014968 | 0.016599 | 0.017903 | 0.018851 | 0.019519 | 0.019844 | 0.020086 | 0.020084 | 0.020001 | 0.026587 | 0.026452 | 0.0065079 | 0.28395
v5.10_MeasureAssessmentTemplate_Commercial_All | Gas Furnace - SEG All - Gas-Fired Heat Pump (140% efficiency) | HVAC | Gas Furnace | New | Gas Furnace - HP | Commercial | Hospital | Firm | Transport | Commercial | 2.46 | 1 | 1.9257 | 4.1746 | -0.88214 | 0.46729 | -1.7196 | 0 | 0 | 0.00011388 | 0.00021582 | 0.00037199 | 0.00059774 | 0.00090774 | 0.0013135 | 0.0018206 | 0.002425 | 0.003111 | 0.0038502 | 0.0046037 | 0.0053267 | 0.005977 | 0.0065231 | 0.0069502 | 0.0072825 | 0.0074924 | 0.0076747 | 0.0077665 | 0.0078283 | 0.0078909 | 0.0079542 | 0 | 0.097998
v5.10_MeasureAssessmentTemplate_Commercial_All | Heat Recovery Ventilator - SEG Office - Heat Recovery Ventilator Installed | HVAC | Heat Recovery Ventilator | NR | Heat Recovery Ventilator | Commercial | Large Office | Firm | Sales | Commercial | 0.031011 | 0 | 0.020541 | 5.4757 | 141.9865 | 144.3908 | -1.8626 | 2.4062 | 3.5207 | 4.7857 | 6.2582 | 7.8656 | 9.4983 | 11.026 | 12.3265 | 13.3185 | 13.9825 | 14.3606 | 14.5131 | 14.4696 | 14.4262 | 14.3829 | 16.4824 | 16.7641 | 16.4632 | 11.2265 | 1.5524 | 1.1915 | 0.84622 | 0.5454 | 0.30969 | 0.14601 | 222.668
v5.10_MeasureAssessmentTemplate_Commercial_All | Heat Recovery Ventilator - SEG Office - Heat Recovery Ventilator Installed | HVAC | Heat Recovery Ventilator | New | Heat Recovery Ventilator | Commercial | Large Office | Firm | Sales | Commercial | 0.031011 | 0 | 0.020541 | 5.4757 | 141.9865 | 144.3908 | -1.8626 | 0.40935 | 0.75966 | 1.0443 | 1.381 | 1.7554 | 2.1439 | 2.5171 | 2.8462 | 3.1105 | 3.3031 | 3.4316 | 3.5081 | 3.5381 | 3.5685 | 3.5993 | 3.6304 | 3.6619 | 3.6938 | 3.7261 | 3.7588 | 3.7918 | 3.8253 | 3.8592 | 3.8934 | 3.9281 | 74.6848
v5.10_MeasureAssessmentTemplate_Commercial_All | Heat Recovery Ventilator - SEG Office - Heat Recovery Ventilator Installed | HVAC | Heat Recovery Ventilator | NR | Heat Recovery Ventilator | Commercial | Medium Office | Firm | Sales | Commercial | 0.031011 | 0 | 0.020541 | 5.4757 | 141.9865 | 144.3908 | -1.8626 | 2.287 | 3.3462 | 4.5486 | 5.9481 | 7.4759 | 9.0277 | 10.4797 | 11.7158 | 12.6586 | 13.2898 | 13.6492 | 13.7941 | 13.7527 | 13.7115 | 13.6703 | 15.6658 | 15.9335 | 15.6476 | 10.6703 | 1.4755 | 1.1325 | 0.80429 | 0.51837 | 0.29435 | 0.13877 | 211.6363
v5.10_MeasureAssessmentTemplate_Commercial_All | Heat Recovery Ventilator - SEG Office - Heat Recovery Ventilator Installed | HVAC | Heat Recovery Ventilator | New | Heat Recovery Ventilator | Commercial | Medium Office | Firm | Sales | Commercial | 0.031011 | 0 | 0.020541 | 5.4757 | 141.9865 | 144.3908 | -1.8626 | 0.38907 | 0.72202 | 0.99252 | 1.3126 | 1.6684 | 2.0377 | 2.3924 | 2.7051 | 2.9564 | 3.1395 | 3.2615 | 3.3343 | 3.3628 | 3.3917 | 3.421 | 3.4506 | 3.4805 | 3.5108 | 3.5415 | 3.5726 | 3.604 | 3.6358 | 3.668 | 3.7005 | 3.7335 | 70.9847
v5.10_MeasureAssessmentTemplate_Commercial_All | Heat Recovery Ventilator - SEG Office - Heat Recovery Ventilator Installed | HVAC | Heat Recovery Ventilator | NR | Heat Recovery Ventilator | Commercial | Small Office | Firm | Sales | Commercial | 0.031011 | 0 | 0.020541 | 5.4757 | 141.9865 | 144.3908 | -1.8626 | 3.3117 | 4.8456 | 6.5867 | 8.6133 | 10.8256 | 13.0727 | 15.1753 | 16.9653 | 18.3306 | 19.2445 | 19.7649 | 19.9748 | 19.9149 | 19.8551 | 19.7956 | 22.6851 | 23.0729 | 22.6587 | 15.4514 | 2.1366 | 1.6399 | 1.1647 | 0.75064 | 0.42624 | 0.20095 | 306.4638
v5.10_MeasureAssessmentTemplate_Commercial_All | Heat Recovery Ventilator - SEG Office - Heat Recovery Ventilator Installed | HVAC | Heat Recovery Ventilator | New | Heat Recovery Ventilator | Commercial | Small Office | Firm | Sales | Commercial | 0.031011 | 0 | 0.020541 | 5.4757 | 141.9865 | 144.3908 | -1.8626 | 0.5634 | 1.0455 | 1.4372 | 1.9007 | 2.416 | 2.9507 | 3.4643 | 3.9172 | 4.281 | 4.5462 | 4.7229 | 4.8283 | 4.8696 | 4.9115 | 4.9538 | 4.9966 | 5.04 | 5.0839 | 5.1283 | 5.1733 | 5.2188 | 5.2649 | 5.3115 | 5.3586 | 5.4064 | 102.7906
v5.10_MeasureAssessmentTemplate_Commercial_All | Heat Recovery Ventilator - SEG Office - Heat Recovery Ventilator Installed | HVAC | Heat Recovery Ventilator | NR | Heat Recovery Ventilator | Commercial | Large Office | Firm | Sales | Industrial | 0.031011 | 0 | 0.020541 | 5.4757 | 141.9865 | 144.3908 | -1.8626 | 0.022635 | 0.033119 | 0.04502 | 0.058871 | 0.073993 | 0.089351 | 0.10372 | 0.11596 | 0.12529 | 0.13154 | 0.13509 | 0.13653 | 0.13612 | 0.13571 | 0.1353 | 0.15505 | 0.1577 | 0.15487 | 0.10561 | 0.014604 | 0.011209 | 0.0079605 | 0.0051306 | 0.0029133 | 0.0013735 | 2.0947
v5.10_MeasureAssessmentTemplate_Commercial_All | Heat Recovery Ventilator - SEG Office - Heat Recovery Ventilator Installed | HVAC | Heat Recovery Ventilator | New | Heat Recovery Ventilator | Commercial | Large Office | Firm | Sales | Industrial | 0.031011 | 0 | 0.020541 | 5.4757 | 141.9865 | 144.3908 | -1.8626 | 0.0038508 | 0.0071462 | 0.0098234 | 0.012991 | 0.016513 | 0.020168 | 0.023678 | 0.026774 | 0.02926 | 0.031073 | 0.032281 | 0.033001 | 0.033284 | 0.03357 | 0.033859 | 0.034152 | 0.034448 | 0.034748 | 0.035052 | 0.035359 | 0.03567 | 0.035985 | 0.036304 | 0.036626 | 0.036952 | 0.70257
v5.10_MeasureAssessmentTemplate_Commercial_All | Heat Recovery Ventilator - SEG Restaurant - Heat Recovery Ventilator Installed | HVAC | Heat Recovery Ventilator | NR | Heat Recovery Ventilator | Commercial | Restaurant | Firm | Sales | Commercial | 0.050292 | 0 | 0.033209 | 5.4656 | 86.742 | 89.1462 | -1.8626 | 1.1322 | 1.6466 | 2.2248 | 2.8918 | 3.6127 | 4.3363 | 5.0035 | 5.56 | 5.9713 | 6.2313 | 6.3612 | 6.3901 | 6.3326 | 6.2756 | 6.2191 | 7.1713 | 7.7543 | 4.2289 | 1.2528 | 1.0179 | 0.77682 | 0.54859 | 0.3516 | 0.19855 | 0.093095 | 93.5831
v5.10_MeasureAssessmentTemplate_Commercial_All | Heat Recovery Ventilator - SEG Restaurant - Heat Recovery Ventilator Installed | HVAC | Heat Recovery Ventilator | New | Heat Recovery Ventilator | Commercial | Restaurant | Firm | Sales | Commercial | 0.050292 | 0 | 0.033209 | 5.4656 | 86.742 | 89.1462 | -1.8626 | 0.19261 | 0.50698 | 0.69278 | 0.91082 | 1.1511 | 1.3977 | 1.6318 | 1.8348 | 1.9941 | 2.1061 | 2.1762 | 2.2129 | 2.2202 | 2.2276 | 2.2353 | 2.2433 | 2.2514 | 2.2599 | 2.2685 | 2.2775 | 2.2866 | 2.2961 | 2.3057 | 2.3157 | 2.3258 | 46.3216
v5.10_MeasureAssessmentTemplate_Commercial_All | Heat Recovery Ventilator - SEG Retail - Heat Recovery Ventilator Installed | HVAC | Heat Recovery Ventilator | NR | Heat Recovery Ventilator | Commercial | Extra Large Retail | Firm | Sales | Commercial | 0.044455 | 0 | 0.029376 | 5.4674 | 98.4085 | 100.8127 | -1.8626 | 0.31363 | 0.45815 | 0.62177 | 0.81177 | 1.0186 | 1.2281 | 1.4233 | 1.5887 | 1.7138 | 1.7963 | 1.8419 | 1.8585 | 1.85 | 1.8415 | 1.833 | 2.1038 | 2.1736 | 2.1274 | 0.88268 | 0.22386 | 0.17156 | 0.12166 | 0.078294 | 0.044392 | 0.020898 | 28.1473
v5.10_MeasureAssessmentTemplate_Commercial_All | Heat Recovery Ventilator - SEG Retail - Heat Recovery Ventilator Installed | HVAC | Heat Recovery Ventilator | New | Heat Recovery Ventilator | Commercial | Extra Large Retail | Firm | Sales | Commercial | 0.044455 | 0 | 0.029376 | 5.4674 | 98.4085 | 100.8127 | -1.8626 | 0.053355 | 0.11006 | 0.15105 | 0.19945 | 0.25314 | 0.30869 | 0.36187 | 0.40858 | 0.44586 | 0.47279 | 0.49047 | 0.5007 | 0.50428 | 0.5079 | 0.51158 | 0.51531 | 0.51909 | 0.52292 | 0.5268 | 0.53073 | 0.53472 | 0.53876 | 0.54286 | 0.54701 | 0.55122 | 10.6092
v5.10_MeasureAssessmentTemplate_Commercial_All | Heat Recovery Ventilator - SEG Retail - Heat Recovery Ventilator Installed | HVAC | Heat Recovery Ventilator | NR | Heat Recovery Ventilator | Commercial | Large Retail | Firm | Sales | Commercial | 0.044455 | 0 | 0.029376 | 5.4674 | 98.4085 | 100.8127 | -1.8626 | 0.094325 | 0.13779 | 0.187 | 0.24415 | 0.30636 | 0.36936 | 0.42808 | 0.47781 | 0.51543 | 0.54026 | 0.55398 | 0.55896 | 0.55639 | 0.55383 | 0.55128 | 0.63274 | 0.65374 | 0.63983 | 0.26547 | 0.067328 | 0.051597 | 0.03659 | 0.023547 | 0.013351 | 0.0062853 | 8.4655
v5.10_MeasureAssessmentTemplate_Commercial_All | Heat Recovery Ventilator - SEG Retail - Heat Recovery Ventilator Installed | HVAC | Heat Recovery Ventilator | New | Heat Recovery Ventilator | Commercial | Large Retail | Firm | Sales | Commercial | 0.044455 | 0 | 0.029376 | 5.4674 | 98.4085 | 100.8127 | -1.8626 | 0.016047 | 0.033101 | 0.045431 | 0.059987 | 0.076132 | 0.092839 | 0.10884 | 0.12288 | 0.1341 | 0.14219 | 0.14751 | 0.15059 | 0.15166 | 0.15275 | 0.15386 | 0.15498 | 0.15612 | 0.15727 | 0.15844 | 0.15962 | 0.16082 | 0.16204 | 0.16327 | 0.16452 | 0.16578 | 3.1908
v5.10_MeasureAssessmentTemplate_Commercial_All | Heat Recovery Ventilator - SEG Retail - Heat Recovery Ventilator Installed | HVAC | Heat Recovery Ventilator | NR | Heat Recovery Ventilator | Commercial | Medium Retail | Firm | Sales | Commercial | 0.044455 | 0 | 0.029376 | 5.4674 | 98.4085 | 100.8127 | -1.8626 | 0.14848 | 0.21691 | 0.29437 | 0.38433 | 0.48227 | 0.58144 | 0.67388 | 0.75215 | 0.81138 | 0.85047 | 0.87206 | 0.87991 | 0.87586 | 0.87183 | 0.86782 | 0.99605 | 1.0291 | 1.0072 | 0.4179 | 0.10599 | 0.081223 | 0.057599 | 0.037068 | 0.021017 | 0.0098942 | 13.3262
v5.10_MeasureAssessmentTemplate_Commercial_All | Heat Recovery Ventilator - SEG Retail - Heat Recovery Ventilator Installed | HVAC | Heat Recovery Ventilator | New | Heat Recovery Ventilator | Commercial | Medium Retail | Firm | Sales | Commercial | 0.044455 | 0 | 0.029376 | 5.4674 | 98.4085 | 100.8127 | -1.8626 | 0.025261 | 0.052107 | 0.071516 | 0.09443 | 0.11985 | 0.14615 | 0.17133 | 0.19344 | 0.21109 | 0.22384 | 0.23221 | 0.23705 | 0.23875 | 0.24046 | 0.2422 | 0.24397 | 0.24576 | 0.24757 | 0.24941 | 0.25127 | 0.25316 | 0.25507 | 0.25701 | 0.25898 | 0.26097 | 5.0229
v5.10_MeasureAssessmentTemplate_Commercial_All | Heat Recovery Ventilator - SEG Retail - Heat Recovery Ventilator Installed | HVAC | Heat Recovery Ventilator | NR | Heat Recovery Ventilator | Commercial | Small Retail | Firm | Sales | Commercial | 0.044455 | 0 | 0.029376 | 5.4674 | 98.4085 | 100.8127 | -1.8626 | 0.22684 | 0.33137 | 0.44971 | 0.58714 | 0.73676 | 0.88826 | 1.0295 | 1.1491 | 1.2395 | 1.2992 | 1.3322 | 1.3442 | 1.338 | 1.3319 | 1.3258 | 1.5216 | 1.5721 | 1.5387 | 0.63842 | 0.16191 | 0.12408 | 0.087993 | 0.056628 | 0.032108 | 0.015115 | 20.3583
v5.10_MeasureAssessmentTemplate_Commercial_All | Heat Recovery Ventilator - SEG Retail - Heat Recovery Ventilator Installed | HVAC | Heat Recovery Ventilator | New | Heat Recovery Ventilator | Commercial | Small Retail | Firm | Sales | Commercial | 0.044455 | 0 | 0.029376 | 5.4674 | 98.4085 | 100.8127 | -1.8626 | 0.03859 | 0.079604 | 0.10925 | 0.14426 | 0.18309 | 0.22326 | 0.26174 | 0.29551 | 0.32248 | 0.34196 | 0.35474 | 0.36214 | 0.36473 | 0.36735 | 0.37001 | 0.37271 | 0.37544 | 0.37821 | 0.38102 | 0.38387 | 0.38675 | 0.38967 | 0.39264 | 0.39564 | 0.39868 | 7.6734
v5.10_MeasureAssessmentTemplate_Commercial_All | Heat Recovery Ventilator - SEG Retail - Heat Recovery Ventilator Installed | HVAC | Heat Recovery Ventilator | NR | Heat Recovery Ventilator | Commercial | Medium Retail | Firm | Sales | Industrial | 0.044455 | 0 | 0.029376 | 5.4674 | 98.4085 | 100.8127 | -1.8626 | 0.00047775 | 0.0006979 | 0.00094714 | 0.0012366 | 0.0015517 | 0.0018708 | 0.0021682 | 0.00242 | 0.0026106 | 0.0027364 | 0.0028058 | 0.0028311 | 0.0028181 | 0.0028051 | 0.0027922 | 0.0032048 | 0.0033111 | 0.0032407 | 0.0013446 | 0.00034101 | 0.00026133 | 0.00018532 | 0.00011927 | 6.7623e-05 | 3.1835e-05 | 0.042877
v5.10_MeasureAssessmentTemplate_Commercial_All | Heat Recovery Ventilator - SEG Retail - Heat Recovery Ventilator Installed | HVAC | Heat Recovery Ventilator | New | Heat Recovery Ventilator | Commercial | Medium Retail | Firm | Sales | Industrial | 0.044455 | 0 | 0.029376 | 5.4674 | 98.4085 | 100.8127 | -1.8626 | 8.1276e-05 | 0.00016765 | 0.0002301 | 0.00030383 | 0.0003856 | 0.00047022 | 0.00055124 | 0.00062239 | 0.00067918 | 0.0007202 | 0.00074713 | 0.00076271 | 0.00076816 | 0.00077369 | 0.00077929 | 0.00078497 | 0.00079072 | 0.00079656 | 0.00080247 | 0.00080847 | 0.00081454 | 0.0008207 | 0.00082694 | 0.00083326 | 0.00083967 | 0.016161
v5.10_MeasureAssessmentTemplate_Commercial_All | Heat Recovery Ventilator - SEG Retail - Heat Recovery Ventilator Installed | HVAC | Heat Recovery Ventilator | NR | Heat Recovery Ventilator | Commercial | Extra Large Retail | Firm | Transport | Commercial | 0.044455 | 0 | 0.029376 | 4.1746 | 98.4085 | 0.46729 | -1.7196 | 0.031023 | 0.045318 | 0.061503 | 0.080297 | 0.10076 | 0.12148 | 0.14079 | 0.15715 | 0.16952 | 0.17769 | 0.1822 | 0.18384 | 0.18299 | 0.18215 | 0.18131 | 0.2081 | 0.21501 | 0.21043 | 0.087311 | 0.022144 | 0.01697 | 0.012034 | 0.0077445 | 0.0043911 | 0.0020672 | 2.7842
v5.10_MeasureAssessmentTemplate_Commercial_All | Heat Recovery Ventilator - SEG Retail - Heat Recovery Ventilator Installed | HVAC | Heat Recovery Ventilator | New | Heat Recovery Ventilator | Commercial | Extra Large Retail | Firm | Transport | Commercial | 0.044455 | 0 | 0.029376 | 4.1746 | 98.4085 | 0.46729 | -1.7196 | 0.0052776 | 0.010887 | 0.014942 | 0.019729 | 0.025039 | 0.030534 | 0.035795 | 0.040415 | 0.044103 | 0.046766 | 0.048515 | 0.049527 | 0.049881 | 0.05024 | 0.050603 | 0.050972 | 0.051346 | 0.051725 | 0.052109 | 0.052498 | 0.052892 | 0.053292 | 0.053697 | 0.054108 | 0.054524 | 1.0494
v5.10_MeasureAssessmentTemplate_Commercial_All | Heat Recovery Ventilator - SEG Supermarket - Heat Recovery Ventilator Installed | HVAC | Heat Recovery Ventilator | NR | Heat Recovery Ventilator | Commercial | Supermarket | Firm | Sales | Commercial | 0.060954 | 0 | 0.040239 | 5.4679 | 71.1994 | 73.6036 | -1.8626 | 0 | 0 | 0 | 0 | 0 | 0 | 0 | 0 | 0 | 0 | 0 | 0 | 0 | 0 | 0 | 0 | 0 | 0 | 0 | 0 | 0 | 0 | 0 | 0 | 0 | 0
v5.10_MeasureAssessmentTemplate_Commercial_All | Heat Recovery Ventilator - SEG Supermarket - Heat Recovery Ventilator Installed | HVAC | Heat Recovery Ventilator | New | Heat Recovery Ventilator | Commercial | Supermarket | Firm | Sales | Commercial | 0.060954 | 0 | 0.040239 | 5.4679 | 71.1994 | 73.6036 | -1.8626 | 0 | 0 | 0 | 0 | 0 | 0 | 0 | 0 | 0 | 0 | 0 | 0 | 0 | 0 | 0 | 0 | 0 | 0 | 0 | 0 | 0 | 0 | 0 | 0 | 0 | 0
v5.10_MeasureAssessmentTemplate_Commercial_All | Heat Recovery Ventilator - SEG Supermarket - Heat Recovery Ventilator Installed | HVAC | Heat Recovery Ventilator | NR | Heat Recovery Ventilator | Commercial | Supermarket | Firm | Transport | Commercial | 0.060954 | 0 | 0.040239 | 4.1746 | 71.1994 | 0.46729 | -1.7196 | 0 | 0 | 0 | 0 | 0 | 0 | 0 | 0 | 0 | 0 | 0 | 0 | 0 | 0 | 0 | 0 | 0 | 0 | 0 | 0 | 0 | 0 | 0 | 0 | 0 | 0
v5.10_MeasureAssessmentTemplate_Commercial_All | Heat Recovery Ventilator - SEG Supermarket - Heat Recovery Ventilator Installed | HVAC | Heat Recovery Ventilator | New | Heat Recovery Ventilator | Commercial | Supermarket | Firm | Transport | Commercial | 0.060954 | 0 | 0.040239 | 4.1746 | 71.1994 | 0.46729 | -1.7196 | 0 | 0 | 0 | 0 | 0 | 0 | 0 | 0 | 0 | 0 | 0 | 0 | 0 | 0 | 0 | 0 | 0 | 0 | 0 | 0 | 0 | 0 | 0 | 0 | 0 | 0
v5.10_MeasureAssessmentTemplate_Commercial_All | Heat Recovery Ventilator - SEG School - Heat Recovery Ventilator Installed | HVAC | Heat Recovery Ventilator | NR | Heat Recovery Ventilator | Commercial | School K-12 | Firm | Sales | Commercial | 0.024563 | 0 | 0.016242 | 5.464 | 179.8129 | 182.2171 | -1.8626 | 7.7609 | 11.3657 | 15.4635 | 20.2396 | 25.4611 | 30.7739 | 35.7558 | 40.0094 | 43.2681 | 45.4665 | 46.738 | 47.277 | 47.1777 | 47.0787 | 46.9798 | 53.7919 | 54.2414 | 53.3691 | 44.6257 | 4.7051 | 3.6144 | 2.5692 | 1.6572 | 0.94182 | 0.44438 | 730.776
v5.10_MeasureAssessmentTemplate_Commercial_All | Heat Recovery Ventilator - SEG School - Heat Recovery Ventilator Installed | HVAC | Heat Recovery Ventilator | New | Heat Recovery Ventilator | Commercial | School K-12 | Firm | Sales | Commercial | 0.024563 | 0 | 0.016242 | 5.464 | 179.8129 | 182.2171 | -1.8626 | 1.3203 | 2.2964 | 3.1595 | 4.182 | 5.3204 | 6.5034 | 7.642 | 8.6483 | 9.4593 | 10.0534 | 10.4527 | 10.6945 | 10.7945 | 10.8957 | 10.9981 | 11.1017 | 11.2065 | 11.3125 | 11.4198 | 11.5283 | 11.638 | 11.749 | 11.8613 | 11.9749 | 12.0898 | 228.3027
v5.10_MeasureAssessmentTemplate_Commercial_All | Heat Recovery Ventilator - SEG Hospital - Heat Recovery Ventilator Installed | HVAC | Heat Recovery Ventilator | NR | Heat Recovery Ventilator | Commercial | Hospital | Firm | Sales | Commercial | 0.10172 | 0 | 0.065847 | 5.3757 | 41.8156 | 44.2198 | -1.8626 | 0.00091646 | 0.0013394 | 0.0018187 | 0.0023757 | 0.0029826 | 0.0035977 | 0.0041718 | 0.0046587 | 0.005028 | 0.0052729 | 0.0054095 | 0.0054609 | 0.0054385 | 0.0054162 | 0.005394 | 0.006188 | 0.0063617 | 0.006233 | 0.0031 | 0.00063457 | 0.00048653 | 0.00034519 | 0.00022225 | 0.00012607 | 5.9377e-05 | 0.083038
v5.10_MeasureAssessmentTemplate_Commercial_All | Heat Recovery Ventilator - SEG Hospital - Heat Recovery Ventilator Installed | HVAC | Heat Recovery Ventilator | New | Heat Recovery Ventilator | Commercial | Hospital | Firm | Sales | Commercial | 0.10172 | 0 | 0.065847 | 5.3757 | 41.8156 | 44.2198 | -1.8626 | 0.00015591 | 0.00031152 | 0.00042777 | 0.00056511 | 0.00071755 | 0.00087543 | 0.0010268 | 0.0011598 | 0.0012662 | 0.0013433 | 0.0013942 | 0.0014239 | 0.0014347 | 0.0014456 | 0.0014567 | 0.0014679 | 0.0014793 | 0.0014909 | 0.0015025 | 0.0015144 | 0.0015264 | 0.0015385 | 0.0015508 | 0.0015633 | 0.0015759 | 0.030214
v5.10_MeasureAssessmentTemplate_Commercial_All | Heat Recovery Ventilator - SEG Hospital - Heat Recovery Ventilator Installed | HVAC | Heat Recovery Ventilator | NR | Heat Recovery Ventilator | Commercial | Hospital | Interruptible | Sales | Commercial | 0.10172 | 0 | 0.032764 | 2.6748 | 43.2786 | 0.46729 | -0.39962 | 0.00048074 | 0.00070262 | 0.00095403 | 0.0012462 | 0.0015646 | 0.0018872 | 0.0021883 | 0.0024438 | 0.0026375 | 0.002766 | 0.0028376 | 0.0028646 | 0.0028528 | 0.0028412 | 0.0028295 | 0.003246 | 0.0033371 | 0.0032696 | 0.0016261 | 0.00033287 | 0.00025522 | 0.00018107 | 0.00011658 | 6.6133e-05 | 3.1147e-05 | 0.043559
v5.10_MeasureAssessmentTemplate_Commercial_All | Heat Recovery Ventilator - SEG Hospital - Heat Recovery Ventilator Installed | HVAC | Heat Recovery Ventilator | New | Heat Recovery Ventilator | Commercial | Hospital | Interruptible | Sales | Commercial | 0.10172 | 0 | 0.032764 | 2.6748 | 43.2786 | 0.46729 | -0.39962 | 8.1784e-05 | 0.00016341 | 0.00022439 | 0.00029643 | 0.0003764 | 0.00045921 | 0.0005386 | 0.00060839 | 0.00066422 | 0.00070465 | 0.00073133 | 0.00074691 | 0.00075258 | 0.00075832 | 0.00076414 | 0.00077003 | 0.000776 | 0.00078205 | 0.00078817 | 0.00079438 | 0.00080067 | 0.00080704 | 0.00081349 | 0.00082002 | 0.00082664 | 0.015849
v5.10_MeasureAssessmentTemplate_Commercial_All | Heat Recovery Ventilator - SEG Hospital - Heat Recovery Ventilator Installed | HVAC | Heat Recovery Ventilator | NR | Heat Recovery Ventilator | Commercial | Hospital | Firm | Transport | Commercial | 0.10172 | 0 | 0.065847 | 4.1746 | 41.8156 | 0.46729 | -1.7196 | 0.00048208 | 0.00070458 | 0.00095669 | 0.0012497 | 0.0015689 | 0.0018925 | 0.0021944 | 0.0024506 | 0.0026449 | 0.0027737 | 0.0028455 | 0.0028726 | 0.0028608 | 0.0028491 | 0.0028374 | 0.003255 | 0.0033464 | 0.0032787 | 0.0016307 | 0.0003338 | 0.00025593 | 0.00018158 | 0.00011691 | 6.6317e-05 | 3.1234e-05 | 0.04368
v5.10_MeasureAssessmentTemplate_Commercial_All | Heat Recovery Ventilator - SEG Hospital - Heat Recovery Ventilator Installed | HVAC | Heat Recovery Ventilator | New | Heat Recovery Ventilator | Commercial | Hospital | Firm | Transport | Commercial | 0.10172 | 0 | 0.065847 | 4.1746 | 41.8156 | 0.46729 | -1.7196 | 8.2012e-05 | 0.00016387 | 0.00022502 | 0.00029726 | 0.00037744 | 0.00046049 | 0.00054009 | 0.00061008 | 0.00066606 | 0.00070661 | 0.00073336 | 0.00074899 | 0.00075467 | 0.00076043 | 0.00076626 | 0.00077217 | 0.00077816 | 0.00078422 | 0.00079037 | 0.00079659 | 0.0008029 | 0.00080928 | 0.00081575 | 0.0008223 | 0.00082894 | 0.015893
v5.10_MeasureAssessmentTemplate_Commercial_All | Heat Recovery Ventilator - SEG Lodging - Heat Recovery Ventilator Installed | HVAC | Heat Recovery Ventilator | NR | Heat Recovery Ventilator | Commercial | Lodging | Firm | Sales | Commercial | 0.11928 | 0 | 0.078073 | 5.4421 | 35.3519 | 37.7561 | -1.8626 | 0.85862 | 1.2554 | 1.7053 | 2.2284 | 2.7988 | 3.3774 | 3.9179 | 4.377 | 4.7259 | 4.958 | 5.0885 | 5.1389 | 5.1199 | 5.101 | 5.0821 | 5.8279 | 5.968 | 5.8522 | 3.3004 | 0.5798 | 0.44471 | 0.31563 | 0.2033 | 0.11536 | 0.054354 | 78.3949
v5.10_MeasureAssessmentTemplate_Commercial_All | Heat Recovery Ventilator - SEG Lodging - Heat Recovery Ventilator Installed | HVAC | Heat Recovery Ventilator | New | Heat Recovery Ventilator | Commercial | Lodging | Firm | Sales | Commercial | 0.11928 | 0 | 0.078073 | 5.4421 | 35.3519 | 37.7561 | -1.8626 | 0.14607 | 0.2843 | 0.39054 | 0.51613 | 0.65561 | 0.80017 | 0.93885 | 1.0609 | 1.1587 | 1.2297 | 1.2767 | 1.3043 | 1.3147 | 1.3252 | 1.3358 | 1.3466 | 1.3575 | 1.3685 | 1.3797 | 1.391 | 1.4024 | 1.414 | 1.4258 | 1.4377 | 1.4497 | 27.7103
v5.10_MeasureAssessmentTemplate_Commercial_All | Heat Recovery Ventilator - SEG Other - Heat Recovery Ventilator Installed | HVAC | Heat Recovery Ventilator | NR | Heat Recovery Ventilator | Commercial | Assembly | Firm | Sales | Commercial | 0.040842 | 0 | 0.026718 | 5.4114 | 107.3017 | 109.7059 | -1.8626 | 0.49677 | 0.72578 | 0.98509 | 1.2863 | 1.6142 | 1.9464 | 2.2561 | 2.5184 | 2.717 | 2.8483 | 2.9209 | 2.9475 | 2.9343 | 2.9211 | 2.908 | 3.3373 | 3.4442 | 3.3717 | 1.4617 | 0.35219 | 0.26993 | 0.19144 | 0.12321 | 0.069869 | 0.032895 | 44.6807
v5.10_MeasureAssessmentTemplate_Commercial_All | Heat Recovery Ventilator - SEG Other - Heat Recovery Ventilator Installed | HVAC | Heat Recovery Ventilator | New | Heat Recovery Ventilator | Commercial | Assembly | Firm | Sales | Commercial | 0.040842 | 0 | 0.026718 | 5.4114 | 107.3017 | 109.7059 | -1.8626 | 0.084512 | 0.17309 | 0.23759 | 0.31375 | 0.39824 | 0.48568 | 0.56943 | 0.64299 | 0.70174 | 0.7442 | 0.7721 | 0.78829 | 0.794 | 0.79979 | 0.80566 | 0.8116 | 0.81763 | 0.82374 | 0.82994 | 0.83621 | 0.84257 | 0.84901 | 0.85554 | 0.86216 | 0.86887 | 16.7084
v5.10_MeasureAssessmentTemplate_Commercial_All | Heat Recovery Ventilator - SEG Other - Heat Recovery Ventilator Installed | HVAC | Heat Recovery Ventilator | NR | Heat Recovery Ventilator | Commercial | Other | Firm | Sales | Commercial | 0.040842 | 0 | 0.026718 | 5.4114 | 107.3017 | 109.7059 | -1.8626 | 0.10414 | 0.15146 | 0.20464 | 0.266 | 0.33231 | 0.39887 | 0.46024 | 0.51143 | 0.54926 | 0.57318 | 0.58513 | 0.58779 | 0.5825 | 0.57726 | 0.57206 | 0.65965 | 0.71328 | 0.38899 | 0.11524 | 0.093634 | 0.071455 | 0.050462 | 0.032341 | 0.018263 | 0.0085632 | 8.6081
v5.10_MeasureAssessmentTemplate_Commercial_All | Heat Recovery Ventilator - SEG Other - Heat Recovery Ventilator Installed | HVAC | Heat Recovery Ventilator | New | Heat Recovery Ventilator | Commercial | Other | Firm | Sales | Commercial | 0.040842 | 0 | 0.026718 | 5.4114 | 107.3017 | 109.7059 | -1.8626 | 0.017717 | 0.046634 | 0.063725 | 0.083781 | 0.10588 | 0.12857 | 0.1501 | 0.16877 | 0.18343 | 0.19373 | 0.20018 | 0.20355 | 0.20422 | 0.2049 | 0.20561 | 0.20634 | 0.2071 | 0.20787 | 0.20867 | 0.20949 | 0.21033 | 0.2112 | 0.21209 | 0.213 | 0.21394 | 4.2608
v5.10_MeasureAssessmentTemplate_Commercial_All | Kitchen Vent Hood VFD - SEG SEL - VFD on Kitchen Vent Hood | HVAC | Kitchen Vent Hood VFD | Retrofit | Kitchen Vent Hood VFD | Commercial | Extra Large Retail | Firm | Sales | Commercial | 142 | 1 | 2.0198 | 6.2295 | -1.1767 | 1.6706 | -2.3057 | 9.377 | 18.6577 | 32.9752 | 53.392 | 80.6687 | 115.0034 | 155.7166 | 200.9364 | 247.3805 | 290.3785 | 324.2872 | 343.3936 | 343.241 | 322.0741 | 281.8726 | 232.0332 | 176.621 | 45.549 | 0 | 0 | 0 | 0 | 0 | 0 | 0 | 3273.5577
v5.10_MeasureAssessmentTemplate_Commercial_All | Kitchen Vent Hood VFD - SEG SEL - VFD on Kitchen Vent Hood | HVAC | Kitchen Vent Hood VFD | Retrofit | Kitchen Vent Hood VFD | Commercial | Large Retail | Firm | Sales | Commercial | 142 | 1 | 2.0198 | 6.2295 | -1.1767 | 1.6706 | -2.3057 | 2.8202 | 5.6114 | 9.9175 | 16.058 | 24.2617 | 34.588 | 46.8328 | 60.4329 | 74.4013 | 87.3332 | 97.5315 | 103.2779 | 103.232 | 96.8659 | 84.775 | 69.7855 | 53.1199 | 13.6992 | 0 | 0 | 0 | 0 | 0 | 0 | 0 | 984.5439
v5.10_MeasureAssessmentTemplate_Commercial_All | Kitchen Vent Hood VFD - SEG SEL - VFD on Kitchen Vent Hood | HVAC | Kitchen Vent Hood VFD | Retrofit | Kitchen Vent Hood VFD | Commercial | Medium Retail | Firm | Sales | Commercial | 142 | 1 | 2.0198 | 6.2295 | -1.1767 | 1.6706 | -2.3057 | 4.4395 | 8.8334 | 15.6119 | 25.2781 | 38.1922 | 54.4478 | 73.7232 | 95.1323 | 117.121 | 137.4781 | 153.532 | 162.5779 | 162.5056 | 152.4843 | 133.4511 | 109.8549 | 83.6203 | 21.565 | 0 | 0 | 0 | 0 | 0 | 0 | 0 | 1549.8484
v5.10_MeasureAssessmentTemplate_Commercial_All | Kitchen Vent Hood VFD - SEG SEL - VFD on Kitchen Vent Hood | HVAC | Kitchen Vent Hood VFD | Retrofit | Kitchen Vent Hood VFD | Commercial | Small Retail | Firm | Sales | Commercial | 142 | 1 | 2.0198 | 6.2295 | -1.1767 | 1.6706 | -2.3057 | 6.7821 | 13.4947 | 23.8502 | 38.6171 | 58.3457 | 83.1792 | 112.626 | 145.3324 | 178.9242 | 210.0236 | 234.5489 | 248.3681 | 248.2578 | 232.9483 | 203.8715 | 167.8239 | 127.7456 | 32.9445 | 0 | 0 | 0 | 0 | 0 | 0 | 0 | 2367.6839
v5.10_MeasureAssessmentTemplate_Commercial_All | Kitchen Vent Hood VFD - SEG SEL - VFD on Kitchen Vent Hood | HVAC | Kitchen Vent Hood VFD | Retrofit | Kitchen Vent Hood VFD | Commercial | School K-12 | Firm | Sales | Commercial | 142 | 1 | 2.0198 | 6.2295 | -1.1767 | 1.6706 | -2.3057 | 32.0186 | 63.8687 | 113.1636 | 183.6896 | 278.2296 | 397.6474 | 539.7738 | 698.2723 | 861.8289 | 1014.1667 | 1135.4397 | 1205.3575 | 1207.8479 | 1136.2093 | 996.8842 | 822.681 | 627.7878 | 433.7096 | 122.9276 | 0 | 0 | 0 | 0 | 0 | 0 | 11871.5039
v5.10_MeasureAssessmentTemplate_Commercial_All | Kitchen Vent Hood VFD - SEG SEL - VFD on Kitchen Vent Hood | HVAC | Kitchen Vent Hood VFD | Retrofit | Kitchen Vent Hood VFD | Commercial | Supermarket | Firm | Sales | Commercial | 142 | 1 | 2.0198 | 6.2295 | -1.1767 | 1.6706 | -2.3057 | 84.6568 | 168.4247 | 297.6341 | 481.8576 | 727.9403 | 1037.6452 | 1404.8202 | 1812.5585 | 2231.2411 | 2618.7442 | 2924.1931 | 3096.108 | 3094.3592 | 2903.1874 | 2540.503 | 2091.0513 | 1591.4918 | 362.4393 | 0 | 0 | 0 | 0 | 0 | 0 | 0 | 29468.8558
v5.10_MeasureAssessmentTemplate_Commercial_All | Kitchen Vent Hood VFD - SEG SEL - VFD on Kitchen Vent Hood | HVAC | Kitchen Vent Hood VFD | Retrofit | Kitchen Vent Hood VFD | Commercial | Restaurant | Firm | Sales | Commercial | 142 | 1 | 2.0198 | 6.2295 | -1.1767 | 1.6706 | -2.3057 | 144.9337 | 287.1056 | 505.181 | 814.3504 | 1224.9456 | 1738.5944 | 2343.6811 | 3010.9129 | 3690.4645 | 4312.7669 | 4795.0964 | 5055.17 | 5030.5882 | 4699.4982 | 4094.7228 | 3355.8139 | 389.9358 | 0 | 0 | 0 | 0 | 0 | 0 | 0 | 0 | 45493.761
v5.10_MeasureAssessmentTemplate_Commercial_All | Kitchen Vent Hood VFD - SEG SEL - VFD on Kitchen Vent Hood | HVAC | Kitchen Vent Hood VFD | Retrofit | Kitchen Vent Hood VFD | Commercial | Hospital | Firm | Sales | Commercial | 142 | 1 | 2.0198 | 6.2295 | -1.1767 | 1.6706 | -2.3057 | 7.8706 | 15.6683 | 27.7058 | 44.8824 | 67.846 | 96.7715 | 131.0961 | 169.2512 | 208.4763 | 244.8351 | 273.5628 | 289.8261 | 289.8429 | 272.1056 | 238.2608 | 196.2312 | 149.4439 | 57.3213 | 0 | 0 | 0 | 0 | 0 | 0 | 0 | 2780.9978
v5.10_MeasureAssessmentTemplate_Commercial_All | Kitchen Vent Hood VFD - SEG SEL - VFD on Kitchen Vent Hood | HVAC | Kitchen Vent Hood VFD | Retrofit | Kitchen Vent Hood VFD | Commercial | Medium Retail | Firm | Sales | Industrial | 142 | 1 | 2.0198 | 6.2295 | -1.1767 | 1.6706 | -2.3057 | 0.014284 | 0.028421 | 0.050231 | 0.081332 | 0.12288 | 0.17518 | 0.2372 | 0.30609 | 0.37683 | 0.44233 | 0.49399 | 0.52309 | 0.52286 | 0.49062 | 0.42938 | 0.35346 | 0.26905 | 0.069385 | 0 | 0 | 0 | 0 | 0 | 0 | 0 | 4.9866
v5.10_MeasureAssessmentTemplate_Commercial_All | Kitchen Vent Hood VFD - SEG SEL - VFD on Kitchen Vent Hood | HVAC | Kitchen Vent Hood VFD | Retrofit | Kitchen Vent Hood VFD | Commercial | Hospital | Interruptible | Sales | Commercial | 142 | 1 | 1.1441 | 3.5286 | 0.28622 | 0.46729 | -0.84274 | 4.1286 | 8.219 | 14.5334 | 23.5436 | 35.5893 | 50.7626 | 68.7679 | 88.7825 | 109.3585 | 128.4309 | 143.5004 | 152.0315 | 152.0402 | 142.7359 | 124.9823 | 102.9352 | 78.3924 | 30.0685 | 0 | 0 | 0 | 0 | 0 | 0 | 0 | 1458.8028
v5.10_MeasureAssessmentTemplate_Commercial_All | Kitchen Vent Hood VFD - SEG SEL - VFD on Kitchen Vent Hood | HVAC | Kitchen Vent Hood VFD | Retrofit | Kitchen Vent Hood VFD | Commercial | Extra Large Retail | Firm | Transport | Commercial | 142 | 1 | 2.0198 | 4.9927 | -1.1767 | 0.46729 | -2.1627 | 0.92753 | 1.8455 | 3.2618 | 5.2813 | 7.9794 | 11.3757 | 15.4028 | 19.8758 | 24.4699 | 28.723 | 32.0771 | 33.9671 | 33.952 | 31.8582 | 27.8817 | 22.9518 | 17.4706 | 4.5055 | 0 | 0 | 0 | 0 | 0 | 0 | 0 | 323.8067
v5.10_MeasureAssessmentTemplate_Commercial_All | Kitchen Vent Hood VFD - SEG SEL - VFD on Kitchen Vent Hood | HVAC | Kitchen Vent Hood VFD | Retrofit | Kitchen Vent Hood VFD | Commercial | Supermarket | Firm | Transport | Commercial | 142 | 1 | 2.0198 | 4.9927 | -1.1767 | 0.46729 | -2.1627 | 13.3542 | 26.5682 | 46.9504 | 76.0108 | 114.8292 | 163.6837 | 221.6039 | 285.9227 | 351.968 | 413.0948 | 461.278 | 488.3968 | 488.1209 | 457.9644 | 400.7526 | 329.8537 | 251.0505 | 57.1731 | 0 | 0 | 0 | 0 | 0 | 0 | 0 | 4648.5762
v5.10_MeasureAssessmentTemplate_Commercial_All | Kitchen Vent Hood VFD - SEG SEL - VFD on Kitchen Vent Hood | HVAC | Kitchen Vent Hood VFD | Retrofit | Kitchen Vent Hood VFD | Commercial | Hospital | Firm | Transport | Commercial | 142 | 1 | 2.0198 | 4.9927 | -1.1767 | 0.46729 | -2.1627 | 4.1401 | 8.2419 | 14.5738 | 23.6091 | 35.6884 | 50.9038 | 68.9593 | 89.0296 | 109.6628 | 128.7883 | 143.8997 | 152.4546 | 152.4634 | 143.1332 | 125.3301 | 103.2217 | 78.6106 | 30.1522 | 0 | 0 | 0 | 0 | 0 | 0 | 0 | 1462.8627
v5.10_MeasureAssessmentTemplate_Commercial_All | Modulating Burner - SEG All - Modulating Boiler Burner | HVAC | Modulating Burner | Retrofit | Modulating Burner | Commercial | Large Office | Firm | Sales | Commercial | 0.87 | 1 | 2.1205 | 5.4114 | -1.0219 | 1.3823 | -1.8626 | 63.1821 | 125.9181 | 222.9025 | 361.4937 | 547.0509 | 781.1433 | 1059.3817 | 1369.2213 | 1688.4103 | 1985.0638 | 2220.4312 | 2355.0344 | 2357.7717 | 2215.9297 | 1942.4529 | 1601.5679 | 1221.0542 | 806.1208 | 0 | 0 | 0 | 0 | 0 | 0 | 0 | 22924.1309
v5.10_MeasureAssessmentTemplate_Commercial_All | Modulating Burner - SEG All - Modulating Boiler Burner | HVAC | Modulating Burner | Retrofit | Modulating Burner | Commercial | Medium Office | Firm | Sales | Commercial | 0.87 | 1 | 2.1205 | 5.4114 | -1.0219 | 1.3823 | -1.8626 | 60.0519 | 119.6797 | 211.8592 | 343.5841 | 519.9482 | 742.4429 | 1006.8964 | 1301.3855 | 1604.7608 | 1886.7171 | 2110.4236 | 2238.3581 | 2240.9598 | 2106.1451 | 1846.2173 | 1522.2209 | 1160.5591 | 766.1829 | 0 | 0 | 0 | 0 | 0 | 0 | 0 | 21788.3927
v5.10_MeasureAssessmentTemplate_Commercial_All | Modulating Burner - SEG All - Modulating Boiler Burner | HVAC | Modulating Burner | Retrofit | Modulating Burner | Commercial | Small Office | Firm | Sales | Commercial | 0.87 | 1 | 2.1205 | 5.4114 | -1.0219 | 1.3823 | -1.8626 | 86.9592 | 173.3043 | 306.7865 | 497.5332 | 752.9204 | 1075.1079 | 1458.0546 | 1884.4949 | 2323.803 | 2732.0948 | 3056.0371 | 3241.295 | 3245.0625 | 3049.8416 | 2673.4484 | 2204.2795 | 1680.5687 | 1109.485 | 0 | 0 | 0 | 0 | 0 | 0 | 0 | 31551.0766
v5.10_MeasureAssessmentTemplate_Commercial_All | Modulating Burner - SEG All - Modulating Boiler Burner | HVAC | Modulating Burner | Retrofit | Modulating Burner | Commercial | Extra Large Retail | Firm | Sales | Commercial | 0.87 | 1 | 2.1205 | 5.4114 | -1.0219 | 1.3823 | -1.8626 | 0 | 0 | 0 | 0 | 0 | 0 | 0 | 0 | 0 | 0 | 0 | 0 | 0 | 0 | 0 | 0 | 0 | 0 | 0 | 0 | 0 | 0 | 0 | 0 | 0 | 0
v5.10_MeasureAssessmentTemplate_Commercial_All | Modulating Burner - SEG All - Modulating Boiler Burner | HVAC | Modulating Burner | Retrofit | Modulating Burner | Commercial | Large Retail | Firm | Sales | Commercial | 0.87 | 1 | 2.1205 | 5.4114 | -1.0219 | 1.3823 | -1.8626 | 0 | 0 | 0 | 0 | 0 | 0 | 0 | 0 | 0 | 0 | 0 | 0 | 0 | 0 | 0 | 0 | 0 | 0 | 0 | 0 | 0 | 0 | 0 | 0 | 0 | 0
v5.10_MeasureAssessmentTemplate_Commercial_All | Modulating Burner - SEG All - Modulating Boiler Burner | HVAC | Modulating Burner | Retrofit | Modulating Burner | Commercial | Medium Retail | Firm | Sales | Commercial | 0.87 | 1 | 2.1205 | 5.4114 | -1.0219 | 1.3823 | -1.8626 | 0 | 0 | 0 | 0 | 0 | 0 | 0 | 0 | 0 | 0 | 0 | 0 | 0 | 0 | 0 | 0 | 0 | 0 | 0 | 0 | 0 | 0 | 0 | 0 | 0 | 0
v5.10_MeasureAssessmentTemplate_Commercial_All | Modulating Burner - SEG All - Modulating Boiler Burner | HVAC | Modulating Burner | Retrofit | Modulating Burner | Commercial | Small Retail | Firm | Sales | Commercial | 0.87 | 1 | 2.1205 | 5.4114 | -1.0219 | 1.3823 | -1.8626 | 0 | 0 | 0 | 0 | 0 | 0 | 0 | 0 | 0 | 0 | 0 | 0 | 0 | 0 | 0 | 0 | 0 | 0 | 0 | 0 | 0 | 0 | 0 | 0 | 0 | 0
v5.10_MeasureAssessmentTemplate_Commercial_All | Modulating Burner - SEG All - Modulating Boiler Burner | HVAC | Modulating Burner | Retrofit | Modulating Burner | Commercial | School K-12 | Firm | Sales | Commercial | 0.87 | 1 | 2.1205 | 5.4114 | -1.0219 | 1.3823 | -1.8626 | 400.8857 | 799.6613 | 1416.8532 | 2299.866 | 3483.5446 | 4978.7029 | 6758.1812 | 8742.6455 | 10790.4381 | 12697.7683 | 14216.1541 | 15091.5525 | 15122.7331 | 14225.7893 | 12481.3845 | 10300.2909 | 7860.152 | 5430.2162 | 1539.1026 | 0 | 0 | 0 | 0 | 0 | 0 | 148635.922
v5.10_MeasureAssessmentTemplate_Commercial_All | Modulating Burner - SEG All - Modulating Boiler Burner | HVAC | Modulating Burner | Retrofit | Modulating Burner | Commercial | Supermarket | Firm | Sales | Commercial | 0.87 | 1 | 2.1205 | 5.4114 | -1.0219 | 1.3823 | -1.8626 | 0 | 0 | 0 | 0 | 0 | 0 | 0 | 0 | 0 | 0 | 0 | 0 | 0 | 0 | 0 | 0 | 0 | 0 | 0 | 0 | 0 | 0 | 0 | 0 | 0 | 0
v5.10_MeasureAssessmentTemplate_Commercial_All | Modulating Burner - SEG All - Modulating Boiler Burner | HVAC | Modulating Burner | Retrofit | Modulating Burner | Commercial | Restaurant | Firm | Sales | Commercial | 0.87 | 1 | 2.1205 | 5.4114 | -1.0219 | 1.3823 | -1.8626 | 0 | 0 | 0 | 0 | 0 | 0 | 0 | 0 | 0 | 0 | 0 | 0 | 0 | 0 | 0 | 0 | 0 | 0 | 0 | 0 | 0 | 0 | 0 | 0 | 0 | 0
v5.10_MeasureAssessmentTemplate_Commercial_All | Modulating Burner - SEG All - Modulating Boiler Burner | HVAC | Modulating Burner | Retrofit | Modulating Burner | Commercial | Lodging | Firm | Sales | Commercial | 0.87 | 1 | 2.1205 | 5.4114 | -1.0219 | 1.3823 | -1.8626 | 3.2527 | 6.4778 | 11.4591 | 18.5708 | 28.0836 | 40.073 | 54.3085 | 70.143 | 86.4338 | 101.5489 | 113.5097 | 120.3061 | 120.3614 | 113.0411 | 99.0207 | 81.586 | 62.1585 | 30.0928 | 0 | 0 | 0 | 0 | 0 | 0 | 0 | 1160.4275
v5.10_MeasureAssessmentTemplate_Commercial_All | Modulating Burner - SEG All - Modulating Boiler Burner | HVAC | Modulating Burner | Retrofit | Modulating Burner | Commercial | Hospital | Firm | Sales | Commercial | 0.87 | 1 | 2.1205 | 5.4114 | -1.0219 | 1.3823 | -1.8626 | 28.2719 | 56.2819 | 99.5213 | 161.2213 | 243.7081 | 347.611 | 470.9078 | 607.9637 | 748.8633 | 879.467 | 982.6594 | 1041.0786 | 1041.1387 | 977.4249 | 855.8516 | 704.8779 | 536.8143 | 205.9028 | 0 | 0 | 0 | 0 | 0 | 0 | 0 | 9989.5654
v5.10_MeasureAssessmentTemplate_Commercial_All | Modulating Burner - SEG All - Modulating Boiler Burner | HVAC | Modulating Burner | Retrofit | Modulating Burner | Commercial | Assembly | Firm | Sales | Commercial | 0.87 | 1 | 2.1205 | 5.4114 | -1.0219 | 1.3823 | -1.8626 | 22.0328 | 43.8446 | 77.4987 | 125.4967 | 189.6318 | 270.3747 | 366.1337 | 472.5119 | 581.7937 | 682.9948 | 762.8378 | 807.8748 | 807.6077 | 757.8908 | 663.3658 | 546.1348 | 415.7587 | 119.0625 | 0 | 0 | 0 | 0 | 0 | 0 | 0 | 7712.8461
v5.10_MeasureAssessmentTemplate_Commercial_All | Modulating Burner - SEG All - Modulating Boiler Burner | HVAC | Modulating Burner | Retrofit | Modulating Burner | Commercial | Other | Firm | Sales | Commercial | 0.87 | 1 | 2.1205 | 5.4114 | -1.0219 | 1.3823 | -1.8626 | 4.6189 | 9.1498 | 16.0997 | 25.9528 | 39.0381 | 55.4077 | 74.6914 | 95.9556 | 117.6124 | 137.4447 | 152.8162 | 161.1046 | 160.3212 | 149.7696 | 130.4958 | 106.9473 | 12.427 | 0 | 0 | 0 | 0 | 0 | 0 | 0 | 0 | 1449.8529
v5.10_MeasureAssessmentTemplate_Commercial_All | Modulating Burner - SEG All - Modulating Boiler Burner | HVAC | Modulating Burner | Retrofit | Modulating Burner | Commercial | Large Office | Firm | Sales | Industrial | 0.87 | 1 | 2.1205 | 5.4114 | -1.0219 | 1.3823 | -1.8626 | 0.59436 | 1.1845 | 2.0969 | 3.4006 | 5.1462 | 7.3483 | 9.9657 | 12.8804 | 15.8831 | 18.6737 | 20.8878 | 22.1541 | 22.1798 | 20.8455 | 18.2729 | 15.0661 | 11.4866 | 7.5833 | 0 | 0 | 0 | 0 | 0 | 0 | 0 | 215.6499
v5.10_MeasureAssessmentTemplate_Commercial_All | Modulating Burner - SEG All - Modulating Boiler Burner | HVAC | Modulating Burner | Retrofit | Modulating Burner | Commercial | Medium Retail | Firm | Sales | Industrial | 0.87 | 1 | 2.1205 | 5.4114 | -1.0219 | 1.3823 | -1.8626 | 0 | 0 | 0 | 0 | 0 | 0 | 0 | 0 | 0 | 0 | 0 | 0 | 0 | 0 | 0 | 0 | 0 | 0 | 0 | 0 | 0 | 0 | 0 | 0 | 0 | 0
v5.10_MeasureAssessmentTemplate_Commercial_All | Modulating Burner - SEG All - Modulating Boiler Burner | HVAC | Modulating Burner | Retrofit | Modulating Burner | Commercial | Hospital | Interruptible | Sales | Commercial | 0.87 | 1 | 1.0621 | 2.7106 | 0.44104 | 0.46729 | -0.39962 | 14.8303 | 29.5233 | 52.205 | 84.5704 | 127.8398 | 182.3432 | 247.0198 | 318.914 | 392.8244 | 461.334 | 515.4647 | 546.1091 | 546.1407 | 512.7189 | 448.9463 | 369.7514 | 281.5918 | 108.0086 | 0 | 0 | 0 | 0 | 0 | 0 | 0 | 5240.1355
v5.10_MeasureAssessmentTemplate_Commercial_All | Modulating Burner - SEG All - Modulating Boiler Burner | HVAC | Modulating Burner | Retrofit | Modulating Burner | Commercial | Extra Large Retail | Firm | Transport | Commercial | 0.87 | 1 | 2.1205 | 4.1746 | -1.0219 | 0.46729 | -1.7196 | 0 | 0 | 0 | 0 | 0 | 0 | 0 | 0 | 0 | 0 | 0 | 0 | 0 | 0 | 0 | 0 | 0 | 0 | 0 | 0 | 0 | 0 | 0 | 0 | 0 | 0
v5.10_MeasureAssessmentTemplate_Commercial_All | Modulating Burner - SEG All - Modulating Boiler Burner | HVAC | Modulating Burner | Retrofit | Modulating Burner | Commercial | Supermarket | Firm | Transport | Commercial | 0.87 | 1 | 2.1205 | 4.1746 | -1.0219 | 0.46729 | -1.7196 | 0 | 0 | 0 | 0 | 0 | 0 | 0 | 0 | 0 | 0 | 0 | 0 | 0 | 0 | 0 | 0 | 0 | 0 | 0 | 0 | 0 | 0 | 0 | 0 | 0 | 0
v5.10_MeasureAssessmentTemplate_Commercial_All | Modulating Burner - SEG All - Modulating Boiler Burner | HVAC | Modulating Burner | Retrofit | Modulating Burner | Commercial | Hospital | Firm | Transport | Commercial | 0.87 | 1 | 2.1205 | 4.1746 | -1.0219 | 0.46729 | -1.7196 | 14.8716 | 29.6054 | 52.3503 | 84.8058 | 128.1955 | 182.8506 | 247.7073 | 319.8015 | 393.9176 | 462.6179 | 516.8993 | 547.629 | 547.6606 | 514.1458 | 450.1957 | 370.7804 | 282.3755 | 108.3092 | 0 | 0 | 0 | 0 | 0 | 0 | 0 | 5254.719
v5.10_MeasureAssessmentTemplate_Commercial_All | Pipe Insulation - SEG Office - Pipe Insulation for Space Heating Boiler | HVAC | Pipe Insulation | Retrofit | Pipe Insulation | Commercial | Large Office | Firm | Sales | Commercial | 8.1058 | 1 | 3.8578 | 5.4757 | -1.6354 | 0.76882 | -1.8626 | 27.8399 | 55.4831 | 98.2172 | 159.2844 | 241.0462 | 344.194 | 466.7938 | 603.3179 | 743.9617 | 874.6756 | 978.3852 | 1037.6952 | 1038.9014 | 976.4017 | 855.9001 | 705.6964 | 538.0313 | 355.1998 | 0 | 0 | 0 | 0 | 0 | 0 | 0 | 10101.0249
v5.10_MeasureAssessmentTemplate_Commercial_All | Pipe Insulation - SEG Office - Pipe Insulation for Space Heating Boiler | HVAC | Pipe Insulation | Retrofit | Pipe Insulation | Commercial | Medium Office | Firm | Sales | Commercial | 8.1058 | 1 | 3.8578 | 5.4757 | -1.6354 | 0.76882 | -1.8626 | 26.4606 | 52.7343 | 93.3512 | 151.393 | 229.104 | 327.1415 | 443.6672 | 573.4275 | 707.1033 | 831.3413 | 929.9127 | 986.2843 | 987.4307 | 928.0275 | 813.4959 | 670.7339 | 511.3754 | 337.602 | 0 | 0 | 0 | 0 | 0 | 0 | 0 | 9600.5863
v5.10_MeasureAssessmentTemplate_Commercial_All | Pipe Insulation - SEG Office - Pipe Insulation for Space Heating Boiler | HVAC | Pipe Insulation | Retrofit | Pipe Insulation | Commercial | Small Office | Firm | Sales | Commercial | 8.1058 | 1 | 3.8578 | 5.4757 | -1.6354 | 0.76882 | -1.8626 | 38.3167 | 76.3628 | 135.1789 | 219.2273 | 331.7582 | 473.7231 | 642.4604 | 830.3621 | 1023.9338 | 1203.8388 | 1346.577 | 1428.2069 | 1429.8669 | 1343.8471 | 1177.9975 | 971.2683 | 740.5064 | 488.8707 | 0 | 0 | 0 | 0 | 0 | 0 | 0 | 13902.3029
v5.10_MeasureAssessmentTemplate_Commercial_All | Pipe Insulation - SEG Office - Pipe Insulation for Space Heating Boiler | HVAC | Pipe Insulation | Retrofit | Pipe Insulation | Commercial | Large Office | Firm | Sales | Industrial | 8.1058 | 1 | 3.8578 | 5.4757 | -1.6354 | 0.76882 | -1.8626 | 0.26189 | 0.52194 | 0.92394 | 1.4984 | 2.2675 | 3.2379 | 4.3912 | 5.6755 | 6.9985 | 8.2282 | 9.2038 | 9.7617 | 9.7731 | 9.1851 | 8.0515 | 6.6386 | 5.0613 | 3.3414 | 0 | 0 | 0 | 0 | 0 | 0 | 0 | 95.0215
v5.10_MeasureAssessmentTemplate_Commercial_All | Pipe Insulation - SEG Restaurant - Pipe Insulation for Space Heating Boiler | HVAC | Pipe Insulation | Retrofit | Pipe Insulation | Commercial | Restaurant | Firm | Sales | Commercial | 5.53 | 1 | 2.9856 | 5.4656 | -1.4126 | 0.99158 | -1.8626 | 0 | 0 | 0 | 0 | 0 | 0 | 0 | 0 | 0 | 0 | 0 | 0 | 0 | 0 | 0 | 0 | 0 | 0 | 0 | 0 | 0 | 0 | 0 | 0 | 0 | 0
v5.10_MeasureAssessmentTemplate_Commercial_All | Pipe Insulation - SEG Retail - Pipe Insulation for Space Heating Boiler | HVAC | Pipe Insulation | Retrofit | Pipe Insulation | Commercial | Extra Large Retail | Firm | Sales | Commercial | 5.53 | 1 | 2.9866 | 5.4674 | -1.4126 | 0.99158 | -1.8626 | 0 | 0 | 0 | 0 | 0 | 0 | 0 | 0 | 0 | 0 | 0 | 0 | 0 | 0 | 0 | 0 | 0 | 0 | 0 | 0 | 0 | 0 | 0 | 0 | 0 | 0
v5.10_MeasureAssessmentTemplate_Commercial_All | Pipe Insulation - SEG Retail - Pipe Insulation for Space Heating Boiler | HVAC | Pipe Insulation | Retrofit | Pipe Insulation | Commercial | Large Retail | Firm | Sales | Commercial | 5.53 | 1 | 2.9866 | 5.4674 | -1.4126 | 0.99158 | -1.8626 | 0 | 0 | 0 | 0 | 0 | 0 | 0 | 0 | 0 | 0 | 0 | 0 | 0 | 0 | 0 | 0 | 0 | 0 | 0 | 0 | 0 | 0 | 0 | 0 | 0 | 0
v5.10_MeasureAssessmentTemplate_Commercial_All | Pipe Insulation - SEG Retail - Pipe Insulation for Space Heating Boiler | HVAC | Pipe Insulation | Retrofit | Pipe Insulation | Commercial | Medium Retail | Firm | Sales | Commercial | 5.53 | 1 | 2.9866 | 5.4674 | -1.4126 | 0.99158 | -1.8626 | 0 | 0 | 0 | 0 | 0 | 0 | 0 | 0 | 0 | 0 | 0 | 0 | 0 | 0 | 0 | 0 | 0 | 0 | 0 | 0 | 0 | 0 | 0 | 0 | 0 | 0
v5.10_MeasureAssessmentTemplate_Commercial_All | Pipe Insulation - SEG Retail - Pipe Insulation for Space Heating Boiler | HVAC | Pipe Insulation | Retrofit | Pipe Insulation | Commercial | Small Retail | Firm | Sales | Commercial | 5.53 | 1 | 2.9866 | 5.4674 | -1.4126 | 0.99158 | -1.8626 | 0 | 0 | 0 | 0 | 0 | 0 | 0 | 0 | 0 | 0 | 0 | 0 | 0 | 0 | 0 | 0 | 0 | 0 | 0 | 0 | 0 | 0 | 0 | 0 | 0 | 0
v5.10_MeasureAssessmentTemplate_Commercial_All | Pipe Insulation - SEG Retail - Pipe Insulation for Space Heating Boiler | HVAC | Pipe Insulation | Retrofit | Pipe Insulation | Commercial | Medium Retail | Firm | Sales | Industrial | 5.53 | 1 | 2.9866 | 5.4674 | -1.4126 | 0.99158 | -1.8626 | 0 | 0 | 0 | 0 | 0 | 0 | 0 | 0 | 0 | 0 | 0 | 0 | 0 | 0 | 0 | 0 | 0 | 0 | 0 | 0 | 0 | 0 | 0 | 0 | 0 | 0
v5.10_MeasureAssessmentTemplate_Commercial_All | Pipe Insulation - SEG Retail - Pipe Insulation for Space Heating Boiler | HVAC | Pipe Insulation | Retrofit | Pipe Insulation | Commercial | Extra Large Retail | Firm | Transport | Commercial | 5.53 | 1 | 2.9866 | 4.1746 | -1.4126 | 0.46729 | -1.7196 | 0 | 0 | 0 | 0 | 0 | 0 | 0 | 0 | 0 | 0 | 0 | 0 | 0 | 0 | 0 | 0 | 0 | 0 | 0 | 0 | 0 | 0 | 0 | 0 | 0 | 0
v5.10_MeasureAssessmentTemplate_Commercial_All | Pipe Insulation - SEG Supermarket - Pipe Insulation for Space Heating Boiler | HVAC | Pipe Insulation | Retrofit | Pipe Insulation | Commercial | Supermarket | Firm | Sales | Commercial | 5.53 | 1 | 2.9869 | 5.4679 | -1.4126 | 0.99158 | -1.8626 | 0 | 0 | 0 | 0 | 0 | 0 | 0 | 0 | 0 | 0 | 0 | 0 | 0 | 0 | 0 | 0 | 0 | 0 | 0 | 0 | 0 | 0 | 0 | 0 | 0 | 0
v5.10_MeasureAssessmentTemplate_Commercial_All | Pipe Insulation - SEG Supermarket - Pipe Insulation for Space Heating Boiler | HVAC | Pipe Insulation | Retrofit | Pipe Insulation | Commercial | Supermarket | Firm | Transport | Commercial | 5.53 | 1 | 2.9869 | 4.1746 | -1.4126 | 0.46729 | -1.7196 | 0 | 0 | 0 | 0 | 0 | 0 | 0 | 0 | 0 | 0 | 0 | 0 | 0 | 0 | 0 | 0 | 0 | 0 | 0 | 0 | 0 | 0 | 0 | 0 | 0 | 0
v5.10_MeasureAssessmentTemplate_Commercial_All | Pipe Insulation - SEG School - Pipe Insulation for Space Heating Boiler | HVAC | Pipe Insulation | Retrofit | Pipe Insulation | Commercial | School K-12 | Firm | Sales | Commercial | 8.1058 | 1 | 3.8495 | 5.464 | -1.6354 | 0.76882 | -1.8626 | 314.9264 | 628.1951 | 1113.0466 | 1806.7207 | 2736.5908 | 3911.1521 | 5309.0684 | 6868.0169 | 8476.7147 | 9975.0686 | 11167.8768 | 11855.5691 | 11880.0639 | 11175.446 | 9805.0825 | 8091.6666 | 6174.7508 | 4265.8503 | 1209.0828 | 0 | 0 | 0 | 0 | 0 | 0 | 116764.8892
v5.10_MeasureAssessmentTemplate_Commercial_All | Pipe Insulation - SEG Hospital - Pipe Insulation for Space Heating Boiler | HVAC | Pipe Insulation | Retrofit | Pipe Insulation | Commercial | Hospital | Firm | Sales | Commercial | 8.1058 | 1 | 3.7873 | 5.3757 | -1.6354 | 0.76882 | -1.8626 | 40.3484 | 80.3231 | 142.0326 | 230.0882 | 347.8099 | 496.0958 | 672.0597 | 867.66 | 1068.746 | 1255.1382 | 1402.4099 | 1485.7833 | 1485.8691 | 1394.9394 | 1221.4352 | 1005.972 | 766.1187 | 293.8558 | 0 | 0 | 0 | 0 | 0 | 0 | 0 | 14256.6854
v5.10_MeasureAssessmentTemplate_Commercial_All | Pipe Insulation - SEG Hospital - Pipe Insulation for Space Heating Boiler | HVAC | Pipe Insulation | Retrofit | Pipe Insulation | Commercial | Hospital | Interruptible | Sales | Commercial | 8.1058 | 1 | 1.8845 | 2.6748 | -0.17245 | 0.46729 | -0.39962 | 21.1652 | 42.1344 | 74.5047 | 120.6953 | 182.4475 | 260.2324 | 352.5362 | 455.1405 | 560.6224 | 658.3964 | 735.6494 | 779.3839 | 779.4289 | 731.7307 | 640.7172 | 527.6936 | 401.8759 | 154.1453 | 0 | 0 | 0 | 0 | 0 | 0 | 0 | 7478.4999
v5.10_MeasureAssessmentTemplate_Commercial_All | Pipe Insulation - SEG Hospital - Pipe Insulation for Space Heating Boiler | HVAC | Pipe Insulation | Retrofit | Pipe Insulation | Commercial | Hospital | Firm | Transport | Commercial | 8.1058 | 1 | 3.7873 | 4.1746 | -1.6354 | 0.46729 | -1.7196 | 21.2241 | 42.2516 | 74.7121 | 121.0312 | 182.9552 | 260.9567 | 353.5174 | 456.4072 | 562.1826 | 660.2288 | 737.6968 | 781.5529 | 781.598 | 733.7671 | 642.5003 | 529.1622 | 402.9943 | 154.5743 | 0 | 0 | 0 | 0 | 0 | 0 | 0 | 7499.3128
v5.10_MeasureAssessmentTemplate_Commercial_All | Pipe Insulation - SEG Lodging - Pipe Insulation for Space Heating Boiler | HVAC | Pipe Insulation | Retrofit | Pipe Insulation | Commercial | Lodging | Firm | Sales | Commercial | 5.53 | 1 | 2.9728 | 5.4421 | -1.4126 | 0.99158 | -1.8626 | 2.1993 | 4.3799 | 7.748 | 12.5565 | 18.9885 | 27.095 | 36.7202 | 47.4265 | 58.4414 | 68.6613 | 76.7485 | 81.3439 | 81.3812 | 76.4317 | 66.9519 | 55.1636 | 42.0279 | 20.347 | 0 | 0 | 0 | 0 | 0 | 0 | 0 | 784.6121
v5.10_MeasureAssessmentTemplate_Commercial_All | Pipe Insulation - SEG Other - Pipe Insulation for Space Heating Boiler | HVAC | Pipe Insulation | Retrofit | Pipe Insulation | Commercial | Assembly | Firm | Sales | Commercial | 5.53 | 1 | 2.956 | 5.4114 | -1.4126 | 0.99158 | -1.8626 | 11.4882 | 22.8612 | 40.409 | 65.4359 | 98.8769 | 140.9775 | 190.9077 | 246.375 | 303.3562 | 356.124 | 397.7554 | 421.2384 | 421.0991 | 395.1759 | 345.8891 | 284.7631 | 216.783 | 62.081 | 0 | 0 | 0 | 0 | 0 | 0 | 0 | 4021.5969
v5.10_MeasureAssessmentTemplate_Commercial_All | Pipe Insulation - SEG Other - Pipe Insulation for Space Heating Boiler | HVAC | Pipe Insulation | Retrofit | Pipe Insulation | Commercial | Other | Firm | Sales | Commercial | 5.53 | 1 | 2.956 | 5.4114 | -1.4126 | 0.99158 | -1.8626 | 2.4084 | 4.7709 | 8.3947 | 13.5322 | 20.3551 | 28.8904 | 38.9452 | 50.0327 | 61.3249 | 71.6658 | 79.6807 | 84.0024 | 83.5939 | 78.0922 | 68.0425 | 55.764 | 6.4796 | 0 | 0 | 0 | 0 | 0 | 0 | 0 | 0 | 755.9757
v5.10_MeasureAssessmentTemplate_Commercial_All | Radiant Unit Heater - SEG Office - Radiant Unit Heater | HVAC | Radiant Unit Heater | NR | Radiant Unit Heater | Commercial | Large Office | Firm | Sales | Commercial | 2.5659 | 1 | 7.7071 | 5.4757 | -2.0194 | 0.38483 | -1.8626 | 7.0501 | 7.3543 | 7.5593 | 7.6875 | 7.7602 | 7.7951 | 7.8055 | 7.8213 | 7.7978 | 7.7745 | 7.7511 | 7.7279 | 7.7047 | 7.6816 | 4.2068 | 0.15947 | 0.13146 | 0.082999 | 0.050385 | 0.029435 | 0.016566 | 0.0089899 | 0 | 0 | 0 | 111.9571
v5.10_MeasureAssessmentTemplate_Commercial_All | Radiant Unit Heater - SEG Office - Radiant Unit Heater | HVAC | Radiant Unit Heater | New | Radiant Unit Heater | Commercial | Large Office | Firm | Sales | Commercial | 2.5659 | 1 | 7.7071 | 5.4757 | -2.0194 | 0.38483 | -1.8626 | 1.1994 | 1.5868 | 1.6495 | 1.6964 | 1.7319 | 1.7594 | 1.7819 | 1.8059 | 1.8211 | 1.8366 | 1.8522 | 1.868 | 1.884 | 1.9001 | 1.9165 | 1.9331 | 1.9499 | 1.9669 | 1.9841 | 2.0015 | 2.0191 | 2.0369 | 2.0549 | 2.0732 | 2.0916 | 46.4007
v5.10_MeasureAssessmentTemplate_Commercial_All | Radiant Unit Heater - SEG Office - Radiant Unit Heater | HVAC | Radiant Unit Heater | NR | Radiant Unit Heater | Commercial | Medium Office | Firm | Sales | Commercial | 2.5659 | 1 | 7.7071 | 5.4757 | -2.0194 | 0.38483 | -1.8626 | 6.7009 | 6.99 | 7.1848 | 7.3067 | 7.3758 | 7.4089 | 7.4188 | 7.4338 | 7.4115 | 7.3893 | 7.3671 | 7.345 | 7.323 | 7.301 | 3.9984 | 0.15157 | 0.12495 | 0.078887 | 0.047888 | 0.027977 | 0.015745 | 0.0085445 | 0 | 0 | 0 | 106.4104
v5.10_MeasureAssessmentTemplate_Commercial_All | Radiant Unit Heater - SEG Office - Radiant Unit Heater | HVAC | Radiant Unit Heater | New | Radiant Unit Heater | Commercial | Medium Office | Firm | Sales | Commercial | 2.5659 | 1 | 7.7071 | 5.4757 | -2.0194 | 0.38483 | -1.8626 | 1.14 | 1.5082 | 1.5677 | 1.6124 | 1.6461 | 1.6723 | 1.6936 | 1.7164 | 1.7309 | 1.7456 | 1.7604 | 1.7754 | 1.7906 | 1.806 | 1.8216 | 1.8373 | 1.8533 | 1.8694 | 1.8858 | 1.9023 | 1.919 | 1.936 | 1.9531 | 1.9704 | 1.988 | 44.1018
v5.10_MeasureAssessmentTemplate_Commercial_All | Radiant Unit Heater - SEG Office - Radiant Unit Heater | HVAC | Radiant Unit Heater | NR | Radiant Unit Heater | Commercial | Small Office | Firm | Sales | Commercial | 2.5659 | 1 | 7.7071 | 5.4757 | -2.0194 | 0.38483 | -1.8626 | 9.7033 | 10.122 | 10.4041 | 10.5806 | 10.6806 | 10.7285 | 10.7429 | 10.7647 | 10.7324 | 10.7002 | 10.6681 | 10.6361 | 10.6042 | 10.5724 | 5.79 | 0.21949 | 0.18093 | 0.11423 | 0.069346 | 0.040513 | 0.0228 | 0.012373 | 0 | 0 | 0 | 154.0895
v5.10_MeasureAssessmentTemplate_Commercial_All | Radiant Unit Heater - SEG Office - Radiant Unit Heater | HVAC | Radiant Unit Heater | New | Radiant Unit Heater | Commercial | Small Office | Firm | Sales | Commercial | 2.5659 | 1 | 7.7071 | 5.4757 | -2.0194 | 0.38483 | -1.8626 | 1.6508 | 2.184 | 2.2702 | 2.3348 | 2.3836 | 2.4215 | 2.4524 | 2.4855 | 2.5065 | 2.5277 | 2.5492 | 2.5709 | 2.5929 | 2.6152 | 2.6378 | 2.6606 | 2.6837 | 2.7071 | 2.7307 | 2.7547 | 2.7789 | 2.8034 | 2.8282 | 2.8533 | 2.8787 | 63.8625
v5.10_MeasureAssessmentTemplate_Commercial_All | Radiant Unit Heater - SEG Office - Radiant Unit Heater | HVAC | Radiant Unit Heater | NR | Radiant Unit Heater | Commercial | Large Office | Firm | Sales | Industrial | 2.5659 | 1 | 7.7071 | 5.4757 | -2.0194 | 0.38483 | -1.8626 | 0.066322 | 0.069183 | 0.071111 | 0.072318 | 0.073001 | 0.073329 | 0.073427 | 0.073576 | 0.073355 | 0.073135 | 0.072916 | 0.072697 | 0.072479 | 0.072261 | 0.039574 | 0.0015002 | 0.0012366 | 0.00078079 | 0.00047397 | 0.0002769 | 0.00015584 | 8.4569e-05 | 0 | 0 | 0 | 1.0532
v5.10_MeasureAssessmentTemplate_Commercial_All | Radiant Unit Heater - SEG Office - Radiant Unit Heater | HVAC | Radiant Unit Heater | New | Radiant Unit Heater | Commercial | Large Office | Firm | Sales | Industrial | 2.5659 | 1 | 7.7071 | 5.4757 | -2.0194 | 0.38483 | -1.8626 | 0.011283 | 0.014928 | 0.015517 | 0.015958 | 0.016292 | 0.016551 | 0.016762 | 0.016988 | 0.017132 | 0.017277 | 0.017424 | 0.017572 | 0.017723 | 0.017875 | 0.018029 | 0.018185 | 0.018343 | 0.018503 | 0.018664 | 0.018828 | 0.018994 | 0.019161 | 0.019331 | 0.019502 | 0.019676 | 0.4365
v5.10_MeasureAssessmentTemplate_Commercial_All | Radiant Unit Heater - SEG Restaurant - Radiant Unit Heater | HVAC | Radiant Unit Heater | NR | Radiant Unit Heater | Commercial | Restaurant | Firm | Sales | Commercial | 2.0806 | 1 | 7.2772 | 5.4656 | -1.9974 | 0.40682 | -1.8626 | 3.3849 | 3.5097 | 3.5858 | 3.6247 | 3.637 | 3.6313 | 3.6143 | 3.5998 | 3.5674 | 3.5353 | 3.5035 | 3.4719 | 3.4407 | 0.19807 | 0 | 0.076566 | 0.089521 | 0.056187 | 0.033908 | 0.019695 | 0.011021 | 0.0059469 | 0 | 0 | 0 | 46.5972
v5.10_MeasureAssessmentTemplate_Commercial_All | Radiant Unit Heater - SEG Restaurant - Radiant Unit Heater | HVAC | Radiant Unit Heater | New | Radiant Unit Heater | Commercial | Restaurant | Firm | Sales | Commercial | 2.0806 | 1 | 7.2772 | 5.4656 | -1.9974 | 0.40682 | -1.8626 | 0.57585 | 1.0806 | 1.1166 | 1.1417 | 1.1588 | 1.1705 | 1.1787 | 1.188 | 1.1914 | 1.1949 | 1.1986 | 1.2024 | 1.2063 | 1.2103 | 1.2145 | 1.2188 | 1.2233 | 1.2279 | 1.2326 | 1.2374 | 1.2424 | 1.2475 | 1.2528 | 1.2582 | 1.2637 | 29.4335
v5.10_MeasureAssessmentTemplate_Commercial_All | Radiant Unit Heater - SEG Retail - Radiant Unit Heater | HVAC | Radiant Unit Heater | NR | Radiant Unit Heater | Commercial | Extra Large Retail | Firm | Sales | Commercial | 2.0876 | 1 | 7.2866 | 5.4674 | -1.9978 | 0.40642 | -1.8626 | 7.5444 | 7.8572 | 8.0633 | 8.1869 | 8.251 | 8.2748 | 8.2725 | 8.276 | 8.2379 | 8.2 | 8.1623 | 8.1248 | 8.0874 | 8.0502 | 1.1927 | 0.17065 | 0.15637 | 0.098571 | 0.059744 | 0.034849 | 0.019583 | 0.010611 | 0 | 0 | 0 | 115.3319
v5.10_MeasureAssessmentTemplate_Commercial_All | Radiant Unit Heater - SEG Retail - Radiant Unit Heater | HVAC | Radiant Unit Heater | New | Radiant Unit Heater | Commercial | Extra Large Retail | Firm | Sales | Commercial | 2.0876 | 1 | 7.2866 | 5.4674 | -1.9978 | 0.40642 | -1.8626 | 1.2835 | 1.8875 | 1.9589 | 2.0115 | 2.0504 | 2.0799 | 2.1032 | 2.1284 | 2.1432 | 2.1582 | 2.1734 | 2.1889 | 2.2045 | 2.2204 | 2.2364 | 2.2527 | 2.2693 | 2.286 | 2.303 | 2.3202 | 2.3376 | 2.3553 | 2.3732 | 2.3913 | 2.4097 | 54.1267
v5.10_MeasureAssessmentTemplate_Commercial_All | Radiant Unit Heater - SEG Retail - Radiant Unit Heater | HVAC | Radiant Unit Heater | NR | Radiant Unit Heater | Commercial | Large Retail | Firm | Sales | Commercial | 2.0876 | 1 | 7.2866 | 5.4674 | -1.9978 | 0.40642 | -1.8626 | 2.269 | 2.3631 | 2.4251 | 2.4623 | 2.4816 | 2.4887 | 2.488 | 2.4891 | 2.4776 | 2.4662 | 2.4549 | 2.4436 | 2.4323 | 2.4212 | 0.35872 | 0.051324 | 0.047029 | 0.029646 | 0.017968 | 0.010481 | 0.0058896 | 0.0031914 | 0 | 0 | 0 | 34.6868
v5.10_MeasureAssessmentTemplate_Commercial_All | Radiant Unit Heater - SEG Retail - Radiant Unit Heater | HVAC | Radiant Unit Heater | New | Radiant Unit Heater | Commercial | Large Retail | Firm | Sales | Commercial | 2.0876 | 1 | 7.2866 | 5.4674 | -1.9978 | 0.40642 | -1.8626 | 0.38601 | 0.56769 | 0.58916 | 0.60498 | 0.61667 | 0.62553 | 0.63256 | 0.64014 | 0.64459 | 0.6491 | 0.65368 | 0.65832 | 0.66302 | 0.66779 | 0.67262 | 0.67752 | 0.68249 | 0.68753 | 0.69263 | 0.69781 | 0.70305 | 0.70836 | 0.71375 | 0.71921 | 0.72474 | 16.2789
v5.10_MeasureAssessmentTemplate_Commercial_All | Radiant Unit Heater - SEG Retail - Radiant Unit Heater | HVAC | Radiant Unit Heater | NR | Radiant Unit Heater | Commercial | Medium Retail | Firm | Sales | Commercial | 2.0876 | 1 | 7.2866 | 5.4674 | -1.9978 | 0.40642 | -1.8626 | 3.5718 | 3.72 | 3.8175 | 3.876 | 3.9064 | 3.9176 | 3.9166 | 3.9182 | 3.9002 | 3.8823 | 3.8644 | 3.8466 | 3.8289 | 3.8113 | 0.5647 | 0.080794 | 0.074031 | 0.046668 | 0.028285 | 0.016499 | 0.0092714 | 0.0050238 | 0 | 0 | 0 | 54.6033
v5.10_MeasureAssessmentTemplate_Commercial_All | Radiant Unit Heater - SEG Retail - Radiant Unit Heater | HVAC | Radiant Unit Heater | New | Radiant Unit Heater | Commercial | Medium Retail | Firm | Sales | Commercial | 2.0876 | 1 | 7.2866 | 5.4674 | -1.9978 | 0.40642 | -1.8626 | 0.60765 | 0.89364 | 0.92744 | 0.95235 | 0.97076 | 0.9847 | 0.99576 | 1.0077 | 1.0147 | 1.0218 | 1.029 | 1.0363 | 1.0437 | 1.0512 | 1.0588 | 1.0665 | 1.0744 | 1.0823 | 1.0903 | 1.0985 | 1.1067 | 1.1151 | 1.1236 | 1.1322 | 1.1409 | 25.626
v5.10_MeasureAssessmentTemplate_Commercial_All | Radiant Unit Heater - SEG Retail - Radiant Unit Heater | HVAC | Radiant Unit Heater | NR | Radiant Unit Heater | Commercial | Small Retail | Firm | Sales | Commercial | 2.0876 | 1 | 7.2866 | 5.4674 | -1.9978 | 0.40642 | -1.8626 | 5.4567 | 5.6829 | 5.832 | 5.9214 | 5.9678 | 5.9849 | 5.9833 | 5.9858 | 5.9583 | 5.9309 | 5.9036 | 5.8765 | 5.8494 | 5.8225 | 0.86268 | 0.12343 | 0.1131 | 0.071294 | 0.043211 | 0.025206 | 0.014164 | 0.0076748 | 0 | 0 | 0 | 83.4167
v5.10_MeasureAssessmentTemplate_Commercial_All | Radiant Unit Heater - SEG Retail - Radiant Unit Heater | HVAC | Radiant Unit Heater | New | Radiant Unit Heater | Commercial | Small Retail | Firm | Sales | Commercial | 2.0876 | 1 | 7.2866 | 5.4674 | -1.9978 | 0.40642 | -1.8626 | 0.9283 | 1.3652 | 1.4168 | 1.4549 | 1.483 | 1.5043 | 1.5212 | 1.5394 | 1.5501 | 1.561 | 1.572 | 1.5832 | 1.5945 | 1.6059 | 1.6176 | 1.6293 | 1.6413 | 1.6534 | 1.6657 | 1.6781 | 1.6907 | 1.7035 | 1.7165 | 1.7296 | 1.7429 | 39.1485
v5.10_MeasureAssessmentTemplate_Commercial_All | Radiant Unit Heater - SEG Retail - Radiant Unit Heater | HVAC | Radiant Unit Heater | NR | Radiant Unit Heater | Commercial | Medium Retail | Firm | Sales | Industrial | 2.0876 | 1 | 7.2866 | 5.4674 | -1.9978 | 0.40642 | -1.8626 | 0.011492 | 0.011969 | 0.012283 | 0.012471 | 0.012569 | 0.012605 | 0.012602 | 0.012607 | 0.012549 | 0.012491 | 0.012434 | 0.012376 | 0.01232 | 0.012263 | 0.0018169 | 0.00025995 | 0.0002382 | 0.00015015 | 9.1008e-05 | 5.3086e-05 | 2.983e-05 | 1.6164e-05 | 0 | 0 | 0 | 0.17569
v5.10_MeasureAssessmentTemplate_Commercial_All | Radiant Unit Heater - SEG Retail - Radiant Unit Heater | HVAC | Radiant Unit Heater | New | Radiant Unit Heater | Commercial | Medium Retail | Firm | Sales | Industrial | 2.0876 | 1 | 7.2866 | 5.4674 | -1.9978 | 0.40642 | -1.8626 | 0.0019551 | 0.0028753 | 0.002984 | 0.0030642 | 0.0031234 | 0.0031683 | 0.0032038 | 0.0032422 | 0.0032648 | 0.0032876 | 0.0033108 | 0.0033343 | 0.0033581 | 0.0033823 | 0.0034068 | 0.0034316 | 0.0034568 | 0.0034823 | 0.0035081 | 0.0035343 | 0.0035609 | 0.0035878 | 0.0036151 | 0.0036427 | 0.0036707 | 0.082451
v5.10_MeasureAssessmentTemplate_Commercial_All | Radiant Unit Heater - SEG Retail - Radiant Unit Heater | HVAC | Radiant Unit Heater | NR | Radiant Unit Heater | Commercial | Extra Large Retail | Firm | Transport | Commercial | 2.0876 | 1 | 7.2866 | 4.1746 | -1.9978 | 0.46729 | -1.7196 | 0.74626 | 0.7772 | 0.79759 | 0.80981 | 0.81616 | 0.81851 | 0.81828 | 0.81863 | 0.81486 | 0.81111 | 0.80738 | 0.80367 | 0.79997 | 0.79629 | 0.11798 | 0.01688 | 0.015467 | 0.0097502 | 0.0059096 | 0.0034471 | 0.001937 | 0.0010496 | 0 | 0 | 0 | 11.4082
v5.10_MeasureAssessmentTemplate_Commercial_All | Radiant Unit Heater - SEG Retail - Radiant Unit Heater | HVAC | Radiant Unit Heater | New | Radiant Unit Heater | Commercial | Extra Large Retail | Firm | Transport | Commercial | 2.0876 | 1 | 7.2866 | 4.1746 | -1.9978 | 0.46729 | -1.7196 | 0.12696 | 0.18671 | 0.19377 | 0.19897 | 0.20282 | 0.20573 | 0.20804 | 0.21054 | 0.212 | 0.21348 | 0.21499 | 0.21651 | 0.21806 | 0.21963 | 0.22122 | 0.22283 | 0.22446 | 0.22612 | 0.2278 | 0.2295 | 0.23123 | 0.23297 | 0.23475 | 0.23654 | 0.23836 | 5.354
v5.10_MeasureAssessmentTemplate_Commercial_All | Radiant Unit Heater - SEG Supermarket - Radiant Unit Heater | HVAC | Radiant Unit Heater | NR | Radiant Unit Heater | Commercial | Supermarket | Firm | Sales | Commercial | 2.4071 | 1 | 7.5738 | 5.4679 | -2.0132 | 0.39105 | -1.8626 | 2.6684 | 2.7788 | 2.8513 | 2.8947 | 2.917 | 2.925 | 2.9239 | 2.9248 | 2.911 | 2.8972 | 2.8835 | 2.8699 | 2.8564 | 2.8429 | 0.33623 | 0.060359 | 0.055724 | 0.035123 | 0.021286 | 0.012415 | 0.0069753 | 0.0037793 | 0 | 0 | 0 | 40.6767
v5.10_MeasureAssessmentTemplate_Commercial_All | Radiant Unit Heater - SEG Supermarket - Radiant Unit Heater | HVAC | Radiant Unit Heater | New | Radiant Unit Heater | Commercial | Supermarket | Firm | Sales | Commercial | 2.4071 | 1 | 7.5738 | 5.4679 | -2.0132 | 0.39105 | -1.8626 | 0.45396 | 0.67264 | 0.698 | 0.71667 | 0.73043 | 0.74084 | 0.74908 | 0.75797 | 0.76315 | 0.76841 | 0.77375 | 0.77915 | 0.78464 | 0.7902 | 0.79584 | 0.80156 | 0.80735 | 0.81323 | 0.81919 | 0.82523 | 0.83135 | 0.83756 | 0.84385 | 0.85022 | 0.85668 | 19.2609
v5.10_MeasureAssessmentTemplate_Commercial_All | Radiant Unit Heater - SEG Supermarket - Radiant Unit Heater | HVAC | Radiant Unit Heater | NR | Radiant Unit Heater | Commercial | Supermarket | Firm | Transport | Commercial | 2.4071 | 1 | 7.5738 | 4.1746 | -2.0132 | 0.46729 | -1.7196 | 0.42093 | 0.43834 | 0.44978 | 0.45662 | 0.46014 | 0.46141 | 0.46123 | 0.46137 | 0.45919 | 0.45702 | 0.45487 | 0.45272 | 0.45058 | 0.44845 | 0.053039 | 0.0095214 | 0.0087902 | 0.0055405 | 0.0033577 | 0.0019584 | 0.0011003 | 0.00059616 | 0 | 0 | 0 | 6.4166
v5.10_MeasureAssessmentTemplate_Commercial_All | Radiant Unit Heater - SEG Supermarket - Radiant Unit Heater | HVAC | Radiant Unit Heater | New | Radiant Unit Heater | Commercial | Supermarket | Firm | Transport | Commercial | 2.4071 | 1 | 7.5738 | 4.1746 | -2.0132 | 0.46729 | -1.7196 | 0.071611 | 0.10611 | 0.11011 | 0.11305 | 0.11522 | 0.11686 | 0.11816 | 0.11957 | 0.12038 | 0.12121 | 0.12205 | 0.12291 | 0.12377 | 0.12465 | 0.12554 | 0.12644 | 0.12736 | 0.12828 | 0.12922 | 0.13018 | 0.13114 | 0.13212 | 0.13311 | 0.13412 | 0.13514 | 3.0383
v5.10_MeasureAssessmentTemplate_Commercial_All | Radiant Unit Heater - SEG School - Radiant Unit Heater | HVAC | Radiant Unit Heater | NR | Radiant Unit Heater | Commercial | School K-12 | Firm | Sales | Commercial | 2.91 | 1 | 7.92 | 5.464 | -2.0305 | 0.37369 | -1.8626 | 5.1938 | 5.4228 | 5.579 | 5.6788 | 5.7376 | 5.7686 | 5.7815 | 5.7985 | 5.7863 | 5.7741 | 5.762 | 5.7499 | 5.7378 | 5.7258 | 4.4269 | 0.11748 | 0.090768 | 0.057359 | 0.03485 | 0.020378 | 0.011478 | 0.0062342 | 0 | 0 | 0 | 84.2619
v5.10_MeasureAssessmentTemplate_Commercial_All | Radiant Unit Heater - SEG School - Radiant Unit Heater | HVAC | Radiant Unit Heater | New | Radiant Unit Heater | Commercial | School K-12 | Firm | Sales | Commercial | 2.91 | 1 | 7.92 | 5.464 | -2.0305 | 0.37369 | -1.8626 | 0.88359 | 1.0957 | 1.1399 | 1.1734 | 1.1989 | 1.2191 | 1.2357 | 1.2534 | 1.265 | 1.2768 | 1.2886 | 1.3007 | 1.3128 | 1.3252 | 1.3376 | 1.3502 | 1.363 | 1.3758 | 1.3889 | 1.4021 | 1.4154 | 1.4289 | 1.4426 | 1.4564 | 1.4704 | 32.4
v5.10_MeasureAssessmentTemplate_Commercial_All | Radiant Unit Heater - SEG Hospital - Radiant Unit Heater | HVAC | Radiant Unit Heater | NR | Radiant Unit Heater | Commercial | Hospital | Firm | Sales | Commercial | 2.2094 | 1 | 7.2786 | 5.3757 | -2.0042 | 0.40004 | -1.8626 | 0.04514 | 0.047035 | 0.048293 | 0.049058 | 0.049467 | 0.049635 | 0.049646 | 0.049692 | 0.049488 | 0.049285 | 0.049083 | 0.048882 | 0.048682 | 0.048482 | 0.013227 | 0.001021 | 0.00090624 | 0.00057156 | 0.00034659 | 0.00020227 | 0.00011371 | 6.1647e-05 | 0 | 0 | 0 | 0.69832
v5.10_MeasureAssessmentTemplate_Commercial_All | Radiant Unit Heater - SEG Hospital - Radiant Unit Heater | HVAC | Radiant Unit Heater | New | Radiant Unit Heater | Commercial | Hospital | Firm | Sales | Commercial | 2.2094 | 1 | 7.2786 | 5.3757 | -2.0042 | 0.40004 | -1.8626 | 0.0076793 | 0.010939 | 0.011359 | 0.011669 | 0.011901 | 0.012077 | 0.012219 | 0.012371 | 0.012463 | 0.012556 | 0.01265 | 0.012745 | 0.012842 | 0.01294 | 0.013039 | 0.01314 | 0.013242 | 0.013345 | 0.01345 | 0.013555 | 0.013663 | 0.013771 | 0.013881 | 0.013993 | 0.014106 | 0.3156
v5.10_MeasureAssessmentTemplate_Commercial_All | Radiant Unit Heater - SEG Hospital - Radiant Unit Heater | HVAC | Radiant Unit Heater | NR | Radiant Unit Heater | Commercial | Hospital | Interruptible | Sales | Commercial | 2.2094 | 1 | 3.6217 | 2.6748 | -0.54123 | 0.46729 | -0.39962 | 0.023679 | 0.024673 | 0.025333 | 0.025734 | 0.025949 | 0.026036 | 0.026042 | 0.026066 | 0.02596 | 0.025853 | 0.025747 | 0.025642 | 0.025536 | 0.025432 | 0.0069381 | 0.0005356 | 0.00047538 | 0.00029982 | 0.00018181 | 0.0001061 | 5.965e-05 | 3.2338e-05 | 0 | 0 | 0 | 0.36631
v5.10_MeasureAssessmentTemplate_Commercial_All | Radiant Unit Heater - SEG Hospital - Radiant Unit Heater | HVAC | Radiant Unit Heater | New | Radiant Unit Heater | Commercial | Hospital | Interruptible | Sales | Commercial | 2.2094 | 1 | 3.6217 | 2.6748 | -0.54123 | 0.46729 | -0.39962 | 0.0040283 | 0.0057383 | 0.0059583 | 0.0061214 | 0.0062427 | 0.0063354 | 0.0064095 | 0.0064894 | 0.0065375 | 0.0065863 | 0.0066357 | 0.0066857 | 0.0067365 | 0.0067879 | 0.0068399 | 0.0068927 | 0.0069461 | 0.0070003 | 0.0070551 | 0.0071107 | 0.0071669 | 0.0072239 | 0.0072817 | 0.0073402 | 0.0073994 | 0.16555
v5.10_MeasureAssessmentTemplate_Commercial_All | Radiant Unit Heater - SEG Hospital - Radiant Unit Heater | HVAC | Radiant Unit Heater | NR | Radiant Unit Heater | Commercial | Hospital | Firm | Transport | Commercial | 2.2094 | 1 | 7.2786 | 4.1746 | -2.0042 | 0.46729 | -1.7196 | 0.023745 | 0.024742 | 0.025403 | 0.025806 | 0.026021 | 0.026109 | 0.026115 | 0.026139 | 0.026032 | 0.025925 | 0.025819 | 0.025713 | 0.025607 | 0.025503 | 0.0069574 | 0.00053709 | 0.0004767 | 0.00030065 | 0.00018231 | 0.0001064 | 5.9816e-05 | 3.2428e-05 | 0 | 0 | 0 | 0.36733
v5.10_MeasureAssessmentTemplate_Commercial_All | Radiant Unit Heater - SEG Hospital - Radiant Unit Heater | HVAC | Radiant Unit Heater | New | Radiant Unit Heater | Commercial | Hospital | Firm | Transport | Commercial | 2.2094 | 1 | 7.2786 | 4.1746 | -2.0042 | 0.46729 | -1.7196 | 0.0040395 | 0.0057543 | 0.0059749 | 0.0061384 | 0.0062601 | 0.006353 | 0.0064274 | 0.0065074 | 0.0065557 | 0.0066046 | 0.0066541 | 0.0067043 | 0.0067552 | 0.0068067 | 0.006859 | 0.0069119 | 0.0069655 | 0.0070197 | 0.0070747 | 0.0071305 | 0.0071869 | 0.007244 | 0.0073019 | 0.0073606 | 0.00742 | 0.16601
v5.10_MeasureAssessmentTemplate_Commercial_All | Radiant Unit Heater - SEG Lodging - Radiant Unit Heater | HVAC | Radiant Unit Heater | NR | Radiant Unit Heater | Commercial | Lodging | Firm | Sales | Commercial | 2.5906 | 1 | 7.6778 | 5.4421 | -2.0203 | 0.38393 | -1.8626 | 0.88464 | 0.92216 | 0.9472 | 0.96259 | 0.97101 | 0.97468 | 0.9753 | 0.97659 | 0.97298 | 0.96938 | 0.96579 | 0.96222 | 0.95866 | 0.95511 | 0.35593 | 0.02001 | 0.0173 | 0.010915 | 0.0066217 | 0.0038659 | 0.0021742 | 0.0011791 | 0 | 0 | 0 | 13.8163
v5.10_MeasureAssessmentTemplate_Commercial_All | Radiant Unit Heater - SEG Lodging - Radiant Unit Heater | HVAC | Radiant Unit Heater | New | Radiant Unit Heater | Commercial | Lodging | Firm | Sales | Commercial | 2.5906 | 1 | 7.6778 | 5.4421 | -2.0203 | 0.38393 | -1.8626 | 0.1505 | 0.20883 | 0.21692 | 0.22295 | 0.22745 | 0.23092 | 0.23371 | 0.23671 | 0.23855 | 0.24042 | 0.24231 | 0.24423 | 0.24616 | 0.24813 | 0.25012 | 0.25213 | 0.25417 | 0.25624 | 0.25833 | 0.26045 | 0.26259 | 0.26476 | 0.26696 | 0.26919 | 0.27144 | 6.0542
v5.10_MeasureAssessmentTemplate_Commercial_All | Radiant Unit Heater - SEG Other - Radiant Unit Heater | HVAC | Radiant Unit Heater | NR | Radiant Unit Heater | Commercial | Assembly | Firm | Sales | Commercial | 2.6612 | 1 | 7.684 | 5.4114 | -2.0227 | 0.38146 | -1.8626 | 1.8868 | 1.9652 | 2.017 | 2.0482 | 2.0644 | 2.0706 | 2.0703 | 2.0714 | 2.0621 | 2.0528 | 2.0436 | 2.0345 | 2.0253 | 2.0162 | 0.35567 | 0.042678 | 0.038828 | 0.024479 | 0.014838 | 0.0086563 | 0.0048648 | 0.0026363 | 0 | 0 | 0 | 28.9211
v5.10_MeasureAssessmentTemplate_Commercial_All | Radiant Unit Heater - SEG Other - Radiant Unit Heater | HVAC | Radiant Unit Heater | New | Radiant Unit Heater | Commercial | Assembly | Firm | Sales | Commercial | 2.6612 | 1 | 7.684 | 5.4114 | -2.0227 | 0.38146 | -1.8626 | 0.32098 | 0.46869 | 0.48647 | 0.4996 | 0.50931 | 0.51668 | 0.52254 | 0.52886 | 0.53259 | 0.53637 | 0.54021 | 0.5441 | 0.54804 | 0.55204 | 0.55609 | 0.56019 | 0.56435 | 0.56857 | 0.57284 | 0.57718 | 0.58157 | 0.58601 | 0.59052 | 0.59509 | 0.59972 | 13.4586
v5.10_MeasureAssessmentTemplate_Commercial_All | Radiant Unit Heater - SEG Other - Radiant Unit Heater | HVAC | Radiant Unit Heater | NR | Radiant Unit Heater | Commercial | Other | Firm | Sales | Commercial | 2.6612 | 1 | 7.684 | 5.4114 | -2.0227 | 0.38146 | -1.8626 | 3.1873 | 3.3048 | 3.3764 | 3.4131 | 3.4246 | 3.4193 | 3.4032 | 3.3896 | 3.3591 | 3.3289 | 3.2989 | 3.2692 | 3.2398 | 0.1865 | 0 | 0.072095 | 0.084294 | 0.052906 | 0.031928 | 0.018545 | 0.010377 | 0.0055997 | 0 | 0 | 0 | 43.8764
v5.10_MeasureAssessmentTemplate_Commercial_All | Radiant Unit Heater - SEG Other - Radiant Unit Heater | HVAC | Radiant Unit Heater | New | Radiant Unit Heater | Commercial | Other | Firm | Sales | Commercial | 2.6612 | 1 | 7.684 | 5.4114 | -2.0227 | 0.38146 | -1.8626 | 0.54223 | 1.0175 | 1.0514 | 1.075 | 1.0911 | 1.1021 | 1.1099 | 1.1186 | 1.1218 | 1.1251 | 1.1286 | 1.1321 | 1.1358 | 1.1397 | 1.1436 | 1.1477 | 1.1518 | 1.1562 | 1.1606 | 1.1652 | 1.1699 | 1.1747 | 1.1796 | 1.1847 | 1.1899 | 27.7149
v5.10_MeasureAssessmentTemplate_Commercial_All | Refrigeration - Retrofit Doors - HVAC Savings - SEG SEL - Add Cooler Doors to Open Display Cases | HVAC | Refrigeration | Retrofit | Refrigeration - Retrofit Doors - HVAC Savings | Commercial | Extra Large Retail | Firm | Sales | Commercial | 47.6904 | 1 | 3.2356 | 7.3503 | -2.2239 | 1.2305 | -2.9128 | 7.5511 | 12.2264 | 18.4726 | 26.335 | 35.658 | 46.013 | 56.6484 | 66.4946 | 74.2595 | 78.6347 | 78.5998 | 73.7527 | 64.5468 | 53.134 | 40.445 | 4.5412 | 0 | 0 | 0 | 0 | 0 | 0 | 0 | 0 | 0 | 737.3126
v5.10_MeasureAssessmentTemplate_Commercial_All | Refrigeration - Retrofit Doors - HVAC Savings - SEG SEL - Add Cooler Doors to Open Display Cases | HVAC | Refrigeration | Retrofit | Refrigeration - Retrofit Doors - HVAC Savings | Commercial | Large Retail | Firm | Sales | Commercial | 47.6904 | 1 | 3.2356 | 7.3503 | -2.2239 | 1.2305 | -2.9128 | 2.271 | 3.6772 | 5.5557 | 7.9204 | 10.7244 | 13.8387 | 17.0374 | 19.9987 | 22.334 | 23.6499 | 23.6394 | 22.1816 | 19.4129 | 15.9804 | 12.1641 | 1.3658 | 0 | 0 | 0 | 0 | 0 | 0 | 0 | 0 | 0 | 221.7516
v5.10_MeasureAssessmentTemplate_Commercial_All | Refrigeration - Retrofit Doors - HVAC Savings - SEG SEL - Add Cooler Doors to Open Display Cases | HVAC | Refrigeration | Retrofit | Refrigeration - Retrofit Doors - HVAC Savings | Commercial | Medium Retail | Firm | Sales | Commercial | 47.6904 | 1 | 3.2356 | 7.3503 | -2.2239 | 1.2305 | -2.9128 | 3.575 | 5.7885 | 8.7457 | 12.4682 | 16.8821 | 21.7846 | 26.8199 | 31.4815 | 35.1577 | 37.2292 | 37.2126 | 34.9178 | 30.5594 | 25.156 | 19.1484 | 2.15 | 0 | 0 | 0 | 0 | 0 | 0 | 0 | 0 | 0 | 349.0767
v5.10_MeasureAssessmentTemplate_Commercial_All | Refrigeration - Retrofit Doors - HVAC Savings - SEG SEL - Add Cooler Doors to Open Display Cases | HVAC | Refrigeration | Retrofit | Refrigeration - Retrofit Doors - HVAC Savings | Commercial | Small Retail | Firm | Sales | Commercial | 47.6904 | 1 | 3.2356 | 7.3503 | -2.2239 | 1.2305 | -2.9128 | 5.4615 | 8.843 | 13.3608 | 19.0474 | 25.7906 | 33.2801 | 40.9724 | 48.0939 | 53.71 | 56.8745 | 56.8493 | 53.3435 | 46.6851 | 38.4305 | 29.2528 | 3.2846 | 0 | 0 | 0 | 0 | 0 | 0 | 0 | 0 | 0 | 533.2801
v5.10_MeasureAssessmentTemplate_Commercial_All | Refrigeration - Retrofit Doors - HVAC Savings - SEG SEL - Add Cooler Doors to Open Display Cases | HVAC | Refrigeration | Retrofit | Refrigeration - Retrofit Doors - HVAC Savings | Commercial | Supermarket | Firm | Sales | Commercial | 47.6904 | 1 | 3.2356 | 7.3503 | -2.2239 | 1.2305 | -2.9128 | 1147.1648 | 1857.2132 | 2805.6846 | 3999.3733 | 5414.5681 | 6986.1051 | 8599.8243 | 10093.3691 | 11270.6544 | 11933.2621 | 11926.5218 | 11189.6923 | 9791.8057 | 8059.4939 | 6134.0524 | 480.4306 | 0 | 0 | 0 | 0 | 0 | 0 | 0 | 0 | 0 | 111689.2157
v5.10_MeasureAssessmentTemplate_Commercial_All | Refrigeration - Retrofit Doors - HVAC Savings - SEG SEL - Add Cooler Doors to Open Display Cases | HVAC | Refrigeration | Retrofit | Refrigeration - Retrofit Doors - HVAC Savings | Commercial | Restaurant | Firm | Sales | Commercial | 47.6904 | 1 | 3.2356 | 7.3503 | -2.2239 | 1.2305 | -2.9128 | 0.11399 | 0.18375 | 0.27639 | 0.39229 | 0.52882 | 0.67937 | 0.8327 | 0.97311 | 1.0819 | 1.1406 | 1.1351 | 1.0604 | 0.92391 | 0.68504 | 0 | 0 | 0 | 0 | 0 | 0 | 0 | 0 | 0 | 0 | 0 | 10.0074
v5.10_MeasureAssessmentTemplate_Commercial_All | Refrigeration - Retrofit Doors - HVAC Savings - SEG SEL - Add Cooler Doors to Open Display Cases | HVAC | Refrigeration | Retrofit | Refrigeration - Retrofit Doors - HVAC Savings | Commercial | Medium Retail | Firm | Sales | Industrial | 47.6904 | 1 | 3.2356 | 7.3503 | -2.2239 | 1.2305 | -2.9128 | 0.011503 | 0.018624 | 0.028139 | 0.040116 | 0.054318 | 0.070092 | 0.086292 | 0.10129 | 0.11312 | 0.11978 | 0.11973 | 0.11235 | 0.098324 | 0.080939 | 0.06161 | 0.0069176 | 0 | 0 | 0 | 0 | 0 | 0 | 0 | 0 | 0 | 1.1231
v5.10_MeasureAssessmentTemplate_Commercial_All | Refrigeration - Retrofit Doors - HVAC Savings - SEG SEL - Add Cooler Doors to Open Display Cases | HVAC | Refrigeration | Retrofit | Refrigeration - Retrofit Doors - HVAC Savings | Commercial | Extra Large Retail | Firm | Transport | Commercial | 47.6904 | 1 | 3.2356 | 6.1135 | -2.2239 | 0.46729 | -2.7698 | 0.74692 | 1.2094 | 1.8272 | 2.6049 | 3.5271 | 4.5514 | 5.6034 | 6.5774 | 7.3454 | 7.7782 | 7.7748 | 7.2953 | 6.3847 | 5.2558 | 4.0006 | 0.4492 | 0 | 0 | 0 | 0 | 0 | 0 | 0 | 0 | 0 | 72.9319
v5.10_MeasureAssessmentTemplate_Commercial_All | Refrigeration - Retrofit Doors - HVAC Savings - SEG SEL - Add Cooler Doors to Open Display Cases | HVAC | Refrigeration | Retrofit | Refrigeration - Retrofit Doors - HVAC Savings | Commercial | Supermarket | Firm | Transport | Commercial | 47.6904 | 1 | 3.2356 | 6.1135 | -2.2239 | 0.46729 | -2.7698 | 180.96 | 292.9668 | 442.5838 | 630.8827 | 854.1232 | 1102.0259 | 1356.5826 | 1592.1824 | 1777.8938 | 1882.4171 | 1881.3538 | 1765.1224 | 1544.6122 | 1271.348 | 967.6185 | 75.7857 | 0 | 0 | 0 | 0 | 0 | 0 | 0 | 0 | 0 | 17618.4589
v5.10_MeasureAssessmentTemplate_Commercial_All | Steam Traps - SEG Office - Steam Trap Repair or Replacement | HVAC | Steam Traps | Retrofit | Steam Traps | Commercial | Large Office | Firm | Sales | Commercial | 514.795 | 1 | 5.9226 | 5.4757 | -1.9034 | 0.50078 | -1.8626 | 0.36444 | 0.72631 | 1.2857 | 2.0851 | 3.1555 | 4.5057 | 6.1106 | 7.8978 | 9.739 | 11.4501 | 12.8077 | 13.5841 | 13.5999 | 12.7818 | 11.2043 | 9.238 | 7.0432 | 4.6498 | 0 | 0 | 0 | 0 | 0 | 0 | 0 | 132.2293
v5.10_MeasureAssessmentTemplate_Commercial_All | Steam Traps - SEG Office - Steam Trap Repair or Replacement | HVAC | Steam Traps | Retrofit | Steam Traps | Commercial | Medium Office | Firm | Sales | Commercial | 514.795 | 1 | 5.9226 | 5.4757 | -1.9034 | 0.50078 | -1.8626 | 0.34639 | 0.69033 | 1.222 | 1.9818 | 2.9991 | 4.2825 | 5.8079 | 7.5066 | 9.2565 | 10.8828 | 12.1732 | 12.9111 | 12.9261 | 12.1485 | 10.6492 | 8.7804 | 6.6943 | 4.4194 | 0 | 0 | 0 | 0 | 0 | 0 | 0 | 125.6782
v5.10_MeasureAssessmentTemplate_Commercial_All | Steam Traps - SEG Office - Steam Trap Repair or Replacement | HVAC | Steam Traps | Retrofit | Steam Traps | Commercial | Small Office | Firm | Sales | Commercial | 514.795 | 1 | 5.9226 | 5.4757 | -1.9034 | 0.50078 | -1.8626 | 0.50159 | 0.99964 | 1.7696 | 2.8698 | 4.3429 | 6.2014 | 8.4102 | 10.87 | 13.404 | 15.7591 | 17.6276 | 18.6962 | 18.7179 | 17.5919 | 15.4208 | 12.7146 | 9.6937 | 6.3997 | 0 | 0 | 0 | 0 | 0 | 0 | 0 | 181.9906
v5.10_MeasureAssessmentTemplate_Commercial_All | Steam Traps - SEG Office - Steam Trap Repair or Replacement | HVAC | Steam Traps | Retrofit | Steam Traps | Commercial | Large Office | Firm | Sales | Industrial | 514.795 | 1 | 5.9226 | 5.4757 | -1.9034 | 0.50078 | -1.8626 | 0.0034284 | 0.0068325 | 0.012095 | 0.019615 | 0.029684 | 0.042386 | 0.057484 | 0.074296 | 0.091616 | 0.10771 | 0.12048 | 0.12779 | 0.12794 | 0.12024 | 0.1054 | 0.086903 | 0.066256 | 0.043741 | 0 | 0 | 0 | 0 | 0 | 0 | 0 | 1.2439
v5.10_MeasureAssessmentTemplate_Commercial_All | Steam Traps - SEG Restaurant - Steam Trap Repair or Replacement | HVAC | Steam Traps | Retrofit | Steam Traps | Commercial | Restaurant | Firm | Sales | Commercial | 514.795 | 1 | 5.9117 | 5.4656 | -1.9034 | 0.50078 | -1.8626 | 0 | 0 | 0 | 0 | 0 | 0 | 0 | 0 | 0 | 0 | 0 | 0 | 0 | 0 | 0 | 0 | 0 | 0 | 0 | 0 | 0 | 0 | 0 | 0 | 0 | 0
v5.10_MeasureAssessmentTemplate_Commercial_All | Steam Traps - SEG Retail - Steam Trap Repair or Replacement | HVAC | Steam Traps | Retrofit | Steam Traps | Commercial | Extra Large Retail | Firm | Sales | Commercial | 211.14 | 1 | 4.6734 | 5.4674 | -1.7705 | 0.63368 | -1.8626 | 0.24784 | 0.49313 | 0.87155 | 1.4112 | 2.1321 | 3.0396 | 4.1157 | 5.3109 | 6.5384 | 7.6749 | 8.5711 | 9.0761 | 9.072 | 8.5126 | 7.45 | 6.1328 | 4.6682 | 1.2039 | 0 | 0 | 0 | 0 | 0 | 0 | 0 | 86.5219
v5.10_MeasureAssessmentTemplate_Commercial_All | Steam Traps - SEG Retail - Steam Trap Repair or Replacement | HVAC | Steam Traps | Retrofit | Steam Traps | Commercial | Large Retail | Firm | Sales | Commercial | 211.14 | 1 | 4.6734 | 5.4674 | -1.7705 | 0.63368 | -1.8626 | 0.074539 | 0.14831 | 0.26213 | 0.42442 | 0.64125 | 0.91418 | 1.2378 | 1.5973 | 1.9665 | 2.3083 | 2.5778 | 2.7297 | 2.7285 | 2.5602 | 2.2407 | 1.8445 | 1.404 | 0.36208 | 0 | 0 | 0 | 0 | 0 | 0 | 0 | 26.022
v5.10_MeasureAssessmentTemplate_Commercial_All | Steam Traps - SEG Retail - Steam Trap Repair or Replacement | HVAC | Steam Traps | Retrofit | Steam Traps | Commercial | Medium Retail | Firm | Sales | Commercial | 211.14 | 1 | 4.6734 | 5.4674 | -1.7705 | 0.63368 | -1.8626 | 0.11734 | 0.23347 | 0.41263 | 0.66812 | 1.0094 | 1.4391 | 1.9485 | 2.5144 | 3.0956 | 3.6336 | 4.0579 | 4.297 | 4.2951 | 4.0302 | 3.5272 | 2.9035 | 2.2101 | 0.56997 | 0 | 0 | 0 | 0 | 0 | 0 | 0 | 40.9633
v5.10_MeasureAssessmentTemplate_Commercial_All | Steam Traps - SEG Retail - Steam Trap Repair or Replacement | HVAC | Steam Traps | Retrofit | Steam Traps | Commercial | Small Retail | Firm | Sales | Commercial | 211.14 | 1 | 4.6734 | 5.4674 | -1.7705 | 0.63368 | -1.8626 | 0.17926 | 0.35667 | 0.63037 | 1.0207 | 1.5421 | 2.1985 | 2.9768 | 3.8412 | 4.7291 | 5.551 | 6.1993 | 6.5645 | 6.5616 | 6.157 | 5.3884 | 4.4357 | 3.3764 | 0.87074 | 0 | 0 | 0 | 0 | 0 | 0 | 0 | 62.5792
v5.10_MeasureAssessmentTemplate_Commercial_All | Steam Traps - SEG Retail - Steam Trap Repair or Replacement | HVAC | Steam Traps | Retrofit | Steam Traps | Commercial | Medium Retail | Firm | Sales | Industrial | 211.14 | 1 | 4.6734 | 5.4674 | -1.7705 | 0.63368 | -1.8626 | 0.00037753 | 0.00075119 | 0.0013276 | 0.0021496 | 0.0032479 | 0.0046302 | 0.0062694 | 0.00809 | 0.0099599 | 0.011691 | 0.013056 | 0.013826 | 0.013819 | 0.012967 | 0.011349 | 0.009342 | 0.0071111 | 0.0018339 | 0 | 0 | 0 | 0 | 0 | 0 | 0 | 0.1318
v5.10_MeasureAssessmentTemplate_Commercial_All | Steam Traps - SEG Retail - Steam Trap Repair or Replacement | HVAC | Steam Traps | Retrofit | Steam Traps | Commercial | Extra Large Retail | Firm | Transport | Commercial | 211.14 | 1 | 4.6734 | 4.1746 | -1.7705 | 0.46729 | -1.7196 | 0.024515 | 0.048779 | 0.08621 | 0.13959 | 0.2109 | 0.30066 | 0.40711 | 0.52533 | 0.64675 | 0.75917 | 0.84782 | 0.89777 | 0.89737 | 0.84203 | 0.73693 | 0.60663 | 0.46176 | 0.11908 | 0 | 0 | 0 | 0 | 0 | 0 | 0 | 8.5584
v5.10_MeasureAssessmentTemplate_Commercial_All | Steam Traps - SEG Supermarket - Steam Trap Repair or Replacement | HVAC | Steam Traps | Retrofit | Steam Traps | Commercial | Supermarket | Firm | Sales | Commercial | 514.795 | 1 | 5.9142 | 5.4679 | -1.9034 | 0.50078 | -1.8626 | 0 | 0 | 0 | 0 | 0 | 0 | 0 | 0 | 0 | 0 | 0 | 0 | 0 | 0 | 0 | 0 | 0 | 0 | 0 | 0 | 0 | 0 | 0 | 0 | 0 | 0
v5.10_MeasureAssessmentTemplate_Commercial_All | Steam Traps - SEG Supermarket - Steam Trap Repair or Replacement | HVAC | Steam Traps | Retrofit | Steam Traps | Commercial | Supermarket | Firm | Transport | Commercial | 514.795 | 1 | 5.9142 | 4.1746 | -1.9034 | 0.46729 | -1.7196 | 0 | 0 | 0 | 0 | 0 | 0 | 0 | 0 | 0 | 0 | 0 | 0 | 0 | 0 | 0 | 0 | 0 | 0 | 0 | 0 | 0 | 0 | 0 | 0 | 0 | 0
v5.10_MeasureAssessmentTemplate_Commercial_All | Steam Traps - SEG School - Steam Trap Repair or Replacement | HVAC | Steam Traps | Retrofit | Steam Traps | Commercial | School K-12 | Firm | Sales | Commercial | 514.795 | 1 | 5.9099 | 5.464 | -1.9034 | 0.50078 | -1.8626 | 8.7837 | 17.5212 | 31.0444 | 50.3919 | 76.3272 | 109.0873 | 148.077 | 191.5582 | 236.4269 | 278.218 | 311.487 | 330.6677 | 331.3509 | 311.6982 | 273.4769 | 225.6874 | 172.2221 | 118.9803 | 33.7229 | 0 | 0 | 0 | 0 | 0 | 0 | 3256.7292
v5.10_MeasureAssessmentTemplate_Commercial_All | Steam Traps - SEG Hospital - Steam Trap Repair or Replacement | HVAC | Steam Traps | Retrofit | Steam Traps | Commercial | Hospital | Firm | Sales | Commercial | 1016.045 | 1 | 7.3329 | 5.3757 | -2.0071 | 0.39708 | -1.8626 | 8.0443 | 16.0142 | 28.3173 | 45.8732 | 69.3436 | 98.9076 | 133.9899 | 172.9872 | 213.0781 | 250.2395 | 279.6013 | 296.2237 | 296.2408 | 278.1119 | 243.52 | 200.5627 | 152.7427 | 58.5866 | 0 | 0 | 0 | 0 | 0 | 0 | 0 | 2842.3846
v5.10_MeasureAssessmentTemplate_Commercial_All | Steam Traps - SEG Hospital - Steam Trap Repair or Replacement | HVAC | Steam Traps | Retrofit | Steam Traps | Commercial | Hospital | Interruptible | Sales | Commercial | 1016.045 | 1 | 3.6487 | 2.6748 | -0.54419 | 0.46729 | -0.39962 | 4.2197 | 8.4004 | 14.8542 | 24.0633 | 36.3749 | 51.8831 | 70.2859 | 90.7423 | 111.7724 | 131.2658 | 146.6679 | 155.3874 | 155.3963 | 145.8866 | 127.7411 | 105.2074 | 80.1228 | 30.7323 | 0 | 0 | 0 | 0 | 0 | 0 | 0 | 1491.0038
v5.10_MeasureAssessmentTemplate_Commercial_All | Steam Traps - SEG Hospital - Steam Trap Repair or Replacement | HVAC | Steam Traps | Retrofit | Steam Traps | Commercial | Hospital | Firm | Transport | Commercial | 1016.045 | 1 | 7.3329 | 4.1746 | -2.0071 | 0.46729 | -1.7196 | 4.2315 | 8.4238 | 14.8955 | 24.1302 | 36.4762 | 52.0275 | 70.4815 | 90.9948 | 112.0835 | 131.6312 | 147.0761 | 155.8198 | 155.8288 | 146.2927 | 128.0966 | 105.5001 | 80.3458 | 30.8178 | 0 | 0 | 0 | 0 | 0 | 0 | 0 | 1495.1534
v5.10_MeasureAssessmentTemplate_Commercial_All | Steam Traps - SEG Lodging - Steam Trap Repair or Replacement | HVAC | Steam Traps | Retrofit | Steam Traps | Commercial | Lodging | Firm | Sales | Commercial | 514.795 | 1 | 5.8863 | 5.4421 | -1.9034 | 0.50078 | -1.8626 | 0.02888 | 0.057515 | 0.10174 | 0.16489 | 0.24935 | 0.3558 | 0.4822 | 0.62279 | 0.76743 | 0.90164 | 1.0078 | 1.0682 | 1.0687 | 1.0037 | 0.87919 | 0.72439 | 0.55189 | 0.26719 | 0 | 0 | 0 | 0 | 0 | 0 | 0 | 10.3032
v5.10_MeasureAssessmentTemplate_Commercial_All | Steam Traps - SEG Other - Steam Trap Repair or Replacement | HVAC | Steam Traps | Retrofit | Steam Traps | Commercial | Assembly | Firm | Sales | Commercial | 514.795 | 1 | 5.8531 | 5.4114 | -1.9034 | 0.50078 | -1.8626 | 2.4212 | 4.8181 | 8.5164 | 13.791 | 20.8389 | 29.7118 | 40.2349 | 51.9249 | 63.934 | 75.0551 | 83.8291 | 88.7783 | 88.749 | 83.2855 | 72.8981 | 60.0154 | 45.6882 | 13.0839 | 0 | 0 | 0 | 0 | 0 | 0 | 0 | 847.5738
v5.10_MeasureAssessmentTemplate_Commercial_All | Steam Traps - SEG Other - Steam Trap Repair or Replacement | HVAC | Steam Traps | Retrofit | Steam Traps | Commercial | Other | Firm | Sales | Commercial | 514.795 | 1 | 5.8531 | 5.4114 | -1.9034 | 0.50078 | -1.8626 | 0.50758 | 1.0055 | 1.7692 | 2.852 | 4.2899 | 6.0888 | 8.2079 | 10.5447 | 12.9246 | 15.104 | 16.7932 | 17.704 | 17.6179 | 16.4584 | 14.3403 | 11.7526 | 1.3656 | 0 | 0 | 0 | 0 | 0 | 0 | 0 | 0 | 159.3261
v5.10_MeasureAssessmentTemplate_Commercial_All | Thermostat - SEG All - Smart Thermostats | HVAC | Thermostat | Retrofit | Thermostat | Commercial | Large Office | Firm | Sales | Commercial | 47.9188 | 1 | 1.7886 | 6.0587 | -0.92007 | 1.8348 | -2.2132 | 87.8008 | 174.9815 | 309.7555 | 502.3483 | 760.207 | 1085.5125 | 1472.1654 | 1902.7326 | 2346.2923 | 2758.5355 | 3085.6128 | 3272.6636 | 3276.4675 | 3079.3573 | 2699.3215 | 2225.6121 | 1696.8329 | 1120.2224 | 0 | 0 | 0 | 0 | 0 | 0 | 0 | 31856.4216
v5.10_MeasureAssessmentTemplate_Commercial_All | Thermostat - SEG All - Smart Thermostats | HVAC | Thermostat | Retrofit | Thermostat | Commercial | Medium Office | Firm | Sales | Commercial | 47.9188 | 1 | 1.7886 | 6.0587 | -0.92007 | 1.8348 | -2.2132 | 83.4509 | 166.3123 | 294.4092 | 477.4602 | 722.5438 | 1031.7326 | 1399.2294 | 1808.4649 | 2230.0491 | 2621.8684 | 2932.7412 | 3110.5249 | 3114.1404 | 2926.7957 | 2565.5881 | 2115.3478 | 1612.7661 | 1064.7228 | 0 | 0 | 0 | 0 | 0 | 0 | 0 | 30278.1478
v5.10_MeasureAssessmentTemplate_Commercial_All | Thermostat - SEG All - Smart Thermostats | HVAC | Thermostat | Retrofit | Thermostat | Commercial | Small Office | Firm | Sales | Commercial | 47.9188 | 1 | 1.7886 | 6.0587 | -0.92007 | 1.8348 | -2.2132 | 120.8425 | 240.8316 | 426.3246 | 691.3949 | 1046.2926 | 1494.0191 | 2026.1794 | 2618.7804 | 3229.263 | 3796.644 | 4246.8091 | 4504.2519 | 4509.4873 | 4238.1995 | 3715.1463 | 3063.1678 | 2335.3951 | 1541.7912 | 0 | 0 | 0 | 0 | 0 | 0 | 0 | 43844.8203
v5.10_MeasureAssessmentTemplate_Commercial_All | Thermostat - SEG All - Smart Thermostats | HVAC | Thermostat | Retrofit | Thermostat | Commercial | Extra Large Retail | Firm | Sales | Commercial | 47.9188 | 1 | 1.7886 | 6.0587 | -0.92007 | 1.8348 | -2.2132 | 47.172 | 93.8599 | 165.8859 | 268.595 | 405.8143 | 578.5392 | 783.3521 | 1010.8359 | 1244.4787 | 1460.7853 | 1631.3673 | 1727.4845 | 1726.7169 | 1620.2343 | 1417.9954 | 1167.2723 | 888.5139 | 229.1402 | 0 | 0 | 0 | 0 | 0 | 0 | 0 | 16468.043
v5.10_MeasureAssessmentTemplate_Commercial_All | Thermostat - SEG All - Smart Thermostats | HVAC | Thermostat | Retrofit | Thermostat | Commercial | Large Retail | Firm | Sales | Commercial | 47.9188 | 1 | 1.7886 | 6.0587 | -0.92007 | 1.8348 | -2.2132 | 14.1873 | 28.229 | 49.8913 | 80.7817 | 122.0513 | 173.9994 | 235.5983 | 304.0155 | 374.2851 | 439.3408 | 490.6444 | 519.5523 | 519.3214 | 487.2961 | 426.4714 | 351.0648 | 267.2264 | 68.9154 | 0 | 0 | 0 | 0 | 0 | 0 | 0 | 4952.8718
v5.10_MeasureAssessmentTemplate_Commercial_All | Thermostat - SEG All - Smart Thermostats | HVAC | Thermostat | Retrofit | Thermostat | Commercial | Medium Retail | Firm | Sales | Commercial | 47.9188 | 1 | 1.7886 | 6.0587 | -0.92007 | 1.8348 | -2.2132 | 22.3333 | 44.4375 | 78.5378 | 127.1649 | 192.1306 | 273.9063 | 370.8739 | 478.5748 | 589.1918 | 691.601 | 772.3621 | 817.8683 | 817.5049 | 767.0913 | 671.3424 | 552.6388 | 420.6622 | 108.4852 | 0 | 0 | 0 | 0 | 0 | 0 | 0 | 7796.7071
v5.10_MeasureAssessmentTemplate_Commercial_All | Thermostat - SEG All - Smart Thermostats | HVAC | Thermostat | Retrofit | Thermostat | Commercial | Small Retail | Firm | Sales | Commercial | 47.9188 | 1 | 1.7886 | 6.0587 | -0.92007 | 1.8348 | -2.2132 | 34.1183 | 67.8866 | 119.9812 | 194.2681 | 293.5155 | 418.4432 | 566.5793 | 731.1128 | 900.1009 | 1056.5502 | 1179.9279 | 1249.4471 | 1248.8919 | 1171.8757 | 1025.6013 | 844.2594 | 642.6403 | 165.7315 | 0 | 0 | 0 | 0 | 0 | 0 | 0 | 11910.9311
v5.10_MeasureAssessmentTemplate_Commercial_All | Thermostat - SEG All - Smart Thermostats | HVAC | Thermostat | Retrofit | Thermostat | Commercial | School K-12 | Firm | Sales | Commercial | 47.9188 | 1 | 1.7886 | 6.0587 | -0.92007 | 1.8348 | -2.2132 | 48.2168 | 96.1798 | 170.413 | 276.6181 | 418.9859 | 598.8171 | 812.8451 | 1051.528 | 1297.8278 | 1527.2333 | 1709.8583 | 1815.1474 | 1818.8977 | 1711.0171 | 1501.2076 | 1238.875 | 945.3855 | 653.1232 | 185.1167 | 0 | 0 | 0 | 0 | 0 | 0 | 17877.2934
v5.10_MeasureAssessmentTemplate_Commercial_All | Thermostat - SEG All - Smart Thermostats | HVAC | Thermostat | Retrofit | Thermostat | Commercial | Supermarket | Firm | Sales | Commercial | 47.9188 | 1 | 1.7886 | 6.0587 | -0.92007 | 1.8348 | -2.2132 | 112.5259 | 223.8703 | 395.6156 | 640.4856 | 967.5791 | 1379.2391 | 1867.2886 | 2409.2548 | 2965.7681 | 3480.8377 | 3886.8407 | 4115.3502 | 4113.0257 | 3858.9199 | 3376.8394 | 2779.4277 | 2115.4126 | 481.7548 | 0 | 0 | 0 | 0 | 0 | 0 | 0 | 39170.0356
v5.10_MeasureAssessmentTemplate_Commercial_All | Thermostat - SEG All - Smart Thermostats | HVAC | Thermostat | Retrofit | Thermostat | Commercial | Restaurant | Firm | Sales | Commercial | 47.9188 | 1 | 1.7886 | 6.0587 | -0.92007 | 1.8348 | -2.2132 | 35.1692 | 69.6682 | 122.5857 | 197.6079 | 297.2417 | 421.8822 | 568.7107 | 730.6192 | 895.5172 | 1046.5232 | 1163.5639 | 1226.6726 | 1220.7076 | 1140.3663 | 993.6133 | 814.3119 | 94.6207 | 0 | 0 | 0 | 0 | 0 | 0 | 0 | 0 | 11039.3814
v5.10_MeasureAssessmentTemplate_Commercial_All | Thermostat - SEG All - Smart Thermostats | HVAC | Thermostat | Retrofit | Thermostat | Commercial | Lodging | Firm | Sales | Commercial | 47.9188 | 1 | 1.7886 | 6.0587 | -0.92007 | 1.8348 | -2.2132 | 0 | 0 | 0 | 0 | 0 | 0 | 0 | 0 | 0 | 0 | 0 | 0 | 0 | 0 | 0 | 0 | 0 | 0 | 0 | 0 | 0 | 0 | 0 | 0 | 0 | 0
v5.10_MeasureAssessmentTemplate_Commercial_All | Thermostat - SEG All - Smart Thermostats | HVAC | Thermostat | Retrofit | Thermostat | Commercial | Hospital | Firm | Sales | Commercial | 47.9188 | 1 | 1.7886 | 6.0587 | -0.92007 | 1.8348 | -2.2132 | 2.701 | 5.3769 | 9.5078 | 15.4024 | 23.2829 | 33.2093 | 44.9886 | 58.0823 | 71.5433 | 84.0206 | 93.8792 | 99.4603 | 99.466 | 93.3791 | 81.7645 | 67.3411 | 51.285 | 19.6711 | 0 | 0 | 0 | 0 | 0 | 0 | 0 | 954.3612
v5.10_MeasureAssessmentTemplate_Commercial_All | Thermostat - SEG All - Smart Thermostats | HVAC | Thermostat | Retrofit | Thermostat | Commercial | Assembly | Firm | Sales | Commercial | 47.9188 | 1 | 1.7886 | 6.0587 | -0.92007 | 1.8348 | -2.2132 | 38.7112 | 77.0339 | 136.1635 | 220.4948 | 333.1787 | 475.0421 | 643.2885 | 830.1927 | 1022.1983 | 1200.0064 | 1340.2886 | 1419.4176 | 1418.9485 | 1331.5969 | 1165.5186 | 959.5464 | 730.4786 | 209.1901 | 0 | 0 | 0 | 0 | 0 | 0 | 0 | 13551.2955
v5.10_MeasureAssessmentTemplate_Commercial_All | Thermostat - SEG All - Smart Thermostats | HVAC | Thermostat | Retrofit | Thermostat | Commercial | Other | Firm | Sales | Commercial | 47.9188 | 1 | 1.7886 | 6.0587 | -0.92007 | 1.8348 | -2.2132 | 8.1154 | 16.0761 | 28.2869 | 45.5984 | 68.5891 | 97.3501 | 131.2311 | 168.5918 | 206.6423 | 241.4873 | 268.4946 | 283.0571 | 281.6807 | 263.1417 | 229.2782 | 187.904 | 21.8339 | 0 | 0 | 0 | 0 | 0 | 0 | 0 | 0 | 2547.3586
v5.10_MeasureAssessmentTemplate_Commercial_All | Thermostat - SEG All - Smart Thermostats | HVAC | Thermostat | Retrofit | Thermostat | Commercial | Large Office | Firm | Sales | Industrial | 47.9188 | 1 | 1.7886 | 6.0587 | -0.92007 | 1.8348 | -2.2132 | 0.82595 | 1.6461 | 2.9139 | 4.7256 | 7.1514 | 10.2115 | 13.8488 | 17.8992 | 22.0718 | 25.9499 | 29.0267 | 30.7863 | 30.8221 | 28.9679 | 25.3928 | 20.9366 | 15.9623 | 10.5381 | 0 | 0 | 0 | 0 | 0 | 0 | 0 | 299.677
v5.10_MeasureAssessmentTemplate_Commercial_All | Thermostat - SEG All - Smart Thermostats | HVAC | Thermostat | Retrofit | Thermostat | Commercial | Medium Retail | Firm | Sales | Industrial | 47.9188 | 1 | 1.7886 | 6.0587 | -0.92007 | 1.8348 | -2.2132 | 0.071857 | 0.14298 | 0.25269 | 0.40915 | 0.61818 | 0.88129 | 1.1933 | 1.5398 | 1.8957 | 2.2252 | 2.4851 | 2.6315 | 2.6303 | 2.4681 | 2.16 | 1.7781 | 1.3535 | 0.34905 | 0 | 0 | 0 | 0 | 0 | 0 | 0 | 25.0858
v5.10_MeasureAssessmentTemplate_Commercial_All | Thermostat - SEG All - Smart Thermostats | HVAC | Thermostat | Retrofit | Thermostat | Commercial | Hospital | Interruptible | Sales | Commercial | 47.9188 | 0 | 0.9913 | 3.3579 | 0.54287 | 0.46729 | -0.75024 | 1.4168 | 2.8205 | 4.9874 | 8.0795 | 12.2133 | 17.4203 | 23.5992 | 30.4677 | 37.5288 | 44.0739 | 49.2453 | 52.173 | 52.176 | 48.983 | 42.8904 | 35.3245 | 26.9021 | 10.3187 | 0 | 0 | 0 | 0 | 0 | 0 | 0 | 500.6206
v5.10_MeasureAssessmentTemplate_Commercial_All | Thermostat - SEG All - Smart Thermostats | HVAC | Thermostat | Retrofit | Thermostat | Commercial | Extra Large Retail | Firm | Transport | Commercial | 47.9188 | 1 | 1.7886 | 4.8219 | -0.92007 | 0.46729 | -2.0702 | 4.6661 | 9.2842 | 16.4087 | 26.5683 | 40.1415 | 57.2267 | 77.4859 | 99.9877 | 123.0987 | 144.4948 | 161.3681 | 170.8756 | 170.7997 | 160.2668 | 140.2622 | 115.4617 | 87.8881 | 22.6656 | 0 | 0 | 0 | 0 | 0 | 0 | 0 | 1628.9503
v5.10_MeasureAssessmentTemplate_Commercial_All | Thermostat - SEG All - Smart Thermostats | HVAC | Thermostat | Retrofit | Thermostat | Commercial | Supermarket | Firm | Transport | Commercial | 47.9188 | 1 | 1.7886 | 4.8219 | -0.92007 | 0.46729 | -2.0702 | 17.7504 | 35.3145 | 62.4065 | 101.0337 | 152.6311 | 217.5686 | 294.5562 | 380.0488 | 467.8362 | 549.0861 | 613.1312 | 649.1775 | 648.8108 | 608.7268 | 532.6808 | 438.4419 | 333.6966 | 75.9946 | 0 | 0 | 0 | 0 | 0 | 0 | 0 | 6178.8925
v5.10_MeasureAssessmentTemplate_Commercial_All | Thermostat - SEG All - Smart Thermostats | HVAC | Thermostat | Retrofit | Thermostat | Commercial | Hospital | Firm | Transport | Commercial | 47.9188 | 1 | 1.7886 | 4.8219 | -0.92007 | 0.46729 | -2.0702 | 1.4208 | 2.8284 | 5.0013 | 8.102 | 12.2473 | 17.4688 | 23.6649 | 30.5525 | 37.6332 | 44.1966 | 49.3824 | 52.3182 | 52.3212 | 49.1193 | 43.0098 | 35.4228 | 26.977 | 10.3474 | 0 | 0 | 0 | 0 | 0 | 0 | 0 | 502.0138
v5.10_MeasureAssessmentTemplate_Commercial_All | Gas Boiler Water Heat - SEG Office - Consensing Gas Water Heating Boiler (>= 90% EF) | Water Heat | Gas Boiler Water Heat | NR | Gas Boiler Water Heat | Commercial | Large Office | Firm | Sales | Commercial | 0.53714 | 1 | 1.8618 | 3.1585 | -0.29647 | 0.9189 | -0.67372 | 0.083929 | 0.1287 | 0.28018 | 0.52562 | 0.89674 | 1.4262 | 2.1437 | 3.0701 | 4.2112 | 5.551 | 7.0471 | 8.6304 | 10.2108 | 11.6898 | 12.9781 | 14.0132 | 14.7716 | 15.3119 | 15.584 | 15.7909 | 19.5952 | 20.537 | 20.4849 | 20.4048 | 20.2862 | 245.6532
v5.10_MeasureAssessmentTemplate_Commercial_All | Gas Boiler Water Heat - SEG Office - Consensing Gas Water Heating Boiler (>= 90% EF) | Water Heat | Gas Boiler Water Heat | New | Gas Boiler Water Heat | Commercial | Large Office | Firm | Sales | Commercial | 0.53714 | 1 | 1.8618 | 3.1585 | -0.29647 | 0.9189 | -0.67372 | 0.019038 | 0.037027 | 0.081514 | 0.15465 | 0.26684 | 0.42922 | 0.6525 | 0.94517 | 1.3113 | 1.7484 | 2.2452 | 2.7815 | 3.329 | 3.8555 | 4.3303 | 4.7303 | 5.0447 | 5.2907 | 5.4481 | 5.5856 | 5.6574 | 5.7073 | 5.7578 | 5.8089 | 5.8607 | 77.0788
v5.10_MeasureAssessmentTemplate_Commercial_All | Gas Boiler Water Heat - SEG Office - Consensing Gas Water Heating Boiler (>= 90% EF) | Water Heat | Gas Boiler Water Heat | NR | Gas Boiler Water Heat | Commercial | Medium Office | Firm | Sales | Commercial | 0.53714 | 1 | 1.8618 | 3.1585 | -0.29647 | 0.9189 | -0.67372 | 0.07977 | 0.12233 | 0.2663 | 0.49958 | 0.85231 | 1.3556 | 2.0375 | 2.918 | 4.0025 | 5.2759 | 6.6979 | 8.2028 | 9.7049 | 11.1107 | 12.3352 | 13.319 | 14.0397 | 14.5533 | 14.8119 | 15.0086 | 18.6244 | 19.5195 | 19.47 | 19.3938 | 19.2812 | 233.4827
v5.10_MeasureAssessmentTemplate_Commercial_All | Gas Boiler Water Heat - SEG Office - Consensing Gas Water Heating Boiler (>= 90% EF) | Water Heat | Gas Boiler Water Heat | New | Gas Boiler Water Heat | Commercial | Medium Office | Firm | Sales | Commercial | 0.53714 | 1 | 1.8618 | 3.1585 | -0.29647 | 0.9189 | -0.67372 | 0.018094 | 0.035192 | 0.077475 | 0.14699 | 0.25362 | 0.40796 | 0.62017 | 0.89834 | 1.2464 | 1.6618 | 2.134 | 2.6437 | 3.1641 | 3.6645 | 4.1158 | 4.496 | 4.7948 | 5.0286 | 5.1782 | 5.3089 | 5.3771 | 5.4245 | 5.4725 | 5.5211 | 5.5703 | 73.2601
v5.10_MeasureAssessmentTemplate_Commercial_All | Gas Boiler Water Heat - SEG Office - Consensing Gas Water Heating Boiler (>= 90% EF) | Water Heat | Gas Boiler Water Heat | NR | Gas Boiler Water Heat | Commercial | Small Office | Firm | Sales | Commercial | 0.53714 | 1 | 1.8618 | 3.1585 | -0.29647 | 0.9189 | -0.67372 | 0.11551 | 0.17714 | 0.38562 | 0.72342 | 1.2342 | 1.963 | 2.9504 | 4.2255 | 5.796 | 7.6399 | 9.699 | 11.8782 | 14.0534 | 16.089 | 17.8622 | 19.2868 | 20.3305 | 21.0741 | 21.4486 | 21.7334 | 26.9694 | 28.2656 | 28.1939 | 28.0836 | 27.9205 | 338.0988
v5.10_MeasureAssessmentTemplate_Commercial_All | Gas Boiler Water Heat - SEG Office - Consensing Gas Water Heating Boiler (>= 90% EF) | Water Heat | Gas Boiler Water Heat | New | Gas Boiler Water Heat | Commercial | Small Office | Firm | Sales | Commercial | 0.53714 | 1 | 1.8618 | 3.1585 | -0.29647 | 0.9189 | -0.67372 | 0.026202 | 0.050961 | 0.11219 | 0.21285 | 0.36725 | 0.59075 | 0.89805 | 1.3009 | 1.8048 | 2.4064 | 3.0902 | 3.8282 | 4.5818 | 5.3065 | 5.9599 | 6.5105 | 6.9432 | 7.2817 | 7.4984 | 7.6876 | 7.7864 | 7.8551 | 7.9246 | 7.995 | 8.0662 | 106.0856
v5.10_MeasureAssessmentTemplate_Commercial_All | Gas Boiler Water Heat - SEG Office - Consensing Gas Water Heating Boiler (>= 90% EF) | Water Heat | Gas Boiler Water Heat | NR | Gas Boiler Water Heat | Commercial | Large Office | Firm | Sales | Industrial | 0.53714 | 1 | 1.8618 | 3.1585 | -0.29647 | 0.9189 | -0.67372 | 0.00078953 | 0.0012107 | 0.0026357 | 0.0049445 | 0.0084357 | 0.013417 | 0.020166 | 0.028881 | 0.039615 | 0.052218 | 0.066292 | 0.081187 | 0.096054 | 0.10997 | 0.12209 | 0.13182 | 0.13896 | 0.14404 | 0.1466 | 0.14855 | 0.18433 | 0.19319 | 0.1927 | 0.19195 | 0.19083 | 2.3109
v5.10_MeasureAssessmentTemplate_Commercial_All | Gas Boiler Water Heat - SEG Office - Consensing Gas Water Heating Boiler (>= 90% EF) | Water Heat | Gas Boiler Water Heat | New | Gas Boiler Water Heat | Commercial | Large Office | Firm | Sales | Industrial | 0.53714 | 1 | 1.8618 | 3.1585 | -0.29647 | 0.9189 | -0.67372 | 0.00017909 | 0.00034832 | 0.00076681 | 0.0014548 | 0.0025102 | 0.0040377 | 0.0061381 | 0.0088913 | 0.012336 | 0.016447 | 0.021121 | 0.026166 | 0.031316 | 0.036269 | 0.040736 | 0.044499 | 0.047456 | 0.04977 | 0.051251 | 0.052544 | 0.053219 | 0.053689 | 0.054164 | 0.054645 | 0.055132 | 0.72509
v5.10_MeasureAssessmentTemplate_Commercial_All | Gas Boiler Water Heat - SEG Restaurant - Consensing Gas Water Heating Boiler (>= 90% EF) | Water Heat | Gas Boiler Water Heat | NR | Gas Boiler Water Heat | Commercial | Restaurant | Firm | Sales | Commercial | 1.0514 | 1 | 2.7978 | 3.1589 | -0.60381 | 0.61157 | -0.67372 | 0 | 0 | 0 | 0 | 0 | 0 | 0 | 0 | 0 | 0 | 0 | 0 | 0 | 0 | 0 | 0 | 0 | 0 | 0 | 0 | 0 | 0 | 0 | 0 | 0 | 0
v5.10_MeasureAssessmentTemplate_Commercial_All | Gas Boiler Water Heat - SEG Restaurant - Consensing Gas Water Heating Boiler (>= 90% EF) | Water Heat | Gas Boiler Water Heat | New | Gas Boiler Water Heat | Commercial | Restaurant | Firm | Sales | Commercial | 1.0514 | 1 | 2.7978 | 3.1589 | -0.60381 | 0.61157 | -0.67372 | 0 | 0 | 0 | 0 | 0 | 0 | 0 | 0 | 0 | 0 | 0 | 0 | 0 | 0 | 0 | 0 | 0 | 0 | 0 | 0 | 0 | 0 | 0 | 0 | 0 | 0
v5.10_MeasureAssessmentTemplate_Commercial_All | Gas Boiler Water Heat - SEG Retail - Consensing Gas Water Heating Boiler (>= 90% EF) | Water Heat | Gas Boiler Water Heat | NR | Gas Boiler Water Heat | Commercial | Extra Large Retail | Firm | Sales | Commercial | 0.63429 | 1 | 2.0798 | 3.1589 | -0.3927 | 0.82267 | -0.67372 | 0 | 0 | 0 | 0 | 0 | 0 | 0 | 0 | 0 | 0 | 0 | 0 | 0 | 0 | 0 | 0 | 0 | 0 | 0 | 0 | 0 | 0 | 0 | 0 | 0 | 0
v5.10_MeasureAssessmentTemplate_Commercial_All | Gas Boiler Water Heat - SEG Retail - Consensing Gas Water Heating Boiler (>= 90% EF) | Water Heat | Gas Boiler Water Heat | New | Gas Boiler Water Heat | Commercial | Extra Large Retail | Firm | Sales | Commercial | 0.63429 | 1 | 2.0798 | 3.1589 | -0.3927 | 0.82267 | -0.67372 | 0 | 0 | 0 | 0 | 0 | 0 | 0 | 0 | 0 | 0 | 0 | 0 | 0 | 0 | 0 | 0 | 0 | 0 | 0 | 0 | 0 | 0 | 0 | 0 | 0 | 0
v5.10_MeasureAssessmentTemplate_Commercial_All | Gas Boiler Water Heat - SEG Retail - Consensing Gas Water Heating Boiler (>= 90% EF) | Water Heat | Gas Boiler Water Heat | NR | Gas Boiler Water Heat | Commercial | Large Retail | Firm | Sales | Commercial | 0.63429 | 1 | 2.0798 | 3.1589 | -0.3927 | 0.82267 | -0.67372 | 0 | 0 | 0 | 0 | 0 | 0 | 0 | 0 | 0 | 0 | 0 | 0 | 0 | 0 | 0 | 0 | 0 | 0 | 0 | 0 | 0 | 0 | 0 | 0 | 0 | 0
v5.10_MeasureAssessmentTemplate_Commercial_All | Gas Boiler Water Heat - SEG Retail - Consensing Gas Water Heating Boiler (>= 90% EF) | Water Heat | Gas Boiler Water Heat | New | Gas Boiler Water Heat | Commercial | Large Retail | Firm | Sales | Commercial | 0.63429 | 1 | 2.0798 | 3.1589 | -0.3927 | 0.82267 | -0.67372 | 0 | 0 | 0 | 0 | 0 | 0 | 0 | 0 | 0 | 0 | 0 | 0 | 0 | 0 | 0 | 0 | 0 | 0 | 0 | 0 | 0 | 0 | 0 | 0 | 0 | 0
v5.10_MeasureAssessmentTemplate_Commercial_All | Gas Boiler Water Heat - SEG Retail - Consensing Gas Water Heating Boiler (>= 90% EF) | Water Heat | Gas Boiler Water Heat | NR | Gas Boiler Water Heat | Commercial | Medium Retail | Firm | Sales | Commercial | 0.63429 | 1 | 2.0798 | 3.1589 | -0.3927 | 0.82267 | -0.67372 | 0 | 0 | 0 | 0 | 0 | 0 | 0 | 0 | 0 | 0 | 0 | 0 | 0 | 0 | 0 | 0 | 0 | 0 | 0 | 0 | 0 | 0 | 0 | 0 | 0 | 0
v5.10_MeasureAssessmentTemplate_Commercial_All | Gas Boiler Water Heat - SEG Retail - Consensing Gas Water Heating Boiler (>= 90% EF) | Water Heat | Gas Boiler Water Heat | New | Gas Boiler Water Heat | Commercial | Medium Retail | Firm | Sales | Commercial | 0.63429 | 1 | 2.0798 | 3.1589 | -0.3927 | 0.82267 | -0.67372 | 0 | 0 | 0 | 0 | 0 | 0 | 0 | 0 | 0 | 0 | 0 | 0 | 0 | 0 | 0 | 0 | 0 | 0 | 0 | 0 | 0 | 0 | 0 | 0 | 0 | 0
v5.10_MeasureAssessmentTemplate_Commercial_All | Gas Boiler Water Heat - SEG Retail - Consensing Gas Water Heating Boiler (>= 90% EF) | Water Heat | Gas Boiler Water Heat | NR | Gas Boiler Water Heat | Commercial | Small Retail | Firm | Sales | Commercial | 0.63429 | 1 | 2.0798 | 3.1589 | -0.3927 | 0.82267 | -0.67372 | 0 | 0 | 0 | 0 | 0 | 0 | 0 | 0 | 0 | 0 | 0 | 0 | 0 | 0 | 0 | 0 | 0 | 0 | 0 | 0 | 0 | 0 | 0 | 0 | 0 | 0
v5.10_MeasureAssessmentTemplate_Commercial_All | Gas Boiler Water Heat - SEG Retail - Consensing Gas Water Heating Boiler (>= 90% EF) | Water Heat | Gas Boiler Water Heat | New | Gas Boiler Water Heat | Commercial | Small Retail | Firm | Sales | Commercial | 0.63429 | 1 | 2.0798 | 3.1589 | -0.3927 | 0.82267 | -0.67372 | 0 | 0 | 0 | 0 | 0 | 0 | 0 | 0 | 0 | 0 | 0 | 0 | 0 | 0 | 0 | 0 | 0 | 0 | 0 | 0 | 0 | 0 | 0 | 0 | 0 | 0
v5.10_MeasureAssessmentTemplate_Commercial_All | Gas Boiler Water Heat - SEG Retail - Consensing Gas Water Heating Boiler (>= 90% EF) | Water Heat | Gas Boiler Water Heat | NR | Gas Boiler Water Heat | Commercial | Medium Retail | Firm | Sales | Industrial | 0.63429 | 1 | 2.0798 | 3.1589 | -0.3927 | 0.82267 | -0.67372 | 0 | 0 | 0 | 0 | 0 | 0 | 0 | 0 | 0 | 0 | 0 | 0 | 0 | 0 | 0 | 0 | 0 | 0 | 0 | 0 | 0 | 0 | 0 | 0 | 0 | 0
v5.10_MeasureAssessmentTemplate_Commercial_All | Gas Boiler Water Heat - SEG Retail - Consensing Gas Water Heating Boiler (>= 90% EF) | Water Heat | Gas Boiler Water Heat | New | Gas Boiler Water Heat | Commercial | Medium Retail | Firm | Sales | Industrial | 0.63429 | 1 | 2.0798 | 3.1589 | -0.3927 | 0.82267 | -0.67372 | 0 | 0 | 0 | 0 | 0 | 0 | 0 | 0 | 0 | 0 | 0 | 0 | 0 | 0 | 0 | 0 | 0 | 0 | 0 | 0 | 0 | 0 | 0 | 0 | 0 | 0
v5.10_MeasureAssessmentTemplate_Commercial_All | Gas Boiler Water Heat - SEG Retail - Consensing Gas Water Heating Boiler (>= 90% EF) | Water Heat | Gas Boiler Water Heat | NR | Gas Boiler Water Heat | Commercial | Extra Large Retail | Firm | Transport | Commercial | 0.63429 | 1 | 2.0798 | 1.9798 | -0.3927 | 0.46729 | -0.53072 | 0 | 0 | 0 | 0 | 0 | 0 | 0 | 0 | 0 | 0 | 0 | 0 | 0 | 0 | 0 | 0 | 0 | 0 | 0 | 0 | 0 | 0 | 0 | 0 | 0 | 0
v5.10_MeasureAssessmentTemplate_Commercial_All | Gas Boiler Water Heat - SEG Retail - Consensing Gas Water Heating Boiler (>= 90% EF) | Water Heat | Gas Boiler Water Heat | New | Gas Boiler Water Heat | Commercial | Extra Large Retail | Firm | Transport | Commercial | 0.63429 | 1 | 2.0798 | 1.9798 | -0.3927 | 0.46729 | -0.53072 | 0 | 0 | 0 | 0 | 0 | 0 | 0 | 0 | 0 | 0 | 0 | 0 | 0 | 0 | 0 | 0 | 0 | 0 | 0 | 0 | 0 | 0 | 0 | 0 | 0 | 0
v5.10_MeasureAssessmentTemplate_Commercial_All | Gas Boiler Water Heat - SEG Supermarket - Consensing Gas Water Heating Boiler (>= 90% EF) | Water Heat | Gas Boiler Water Heat | NR | Gas Boiler Water Heat | Commercial | Supermarket | Firm | Sales | Commercial | 0.63429 | 1 | 2.0798 | 3.1589 | -0.3927 | 0.82267 | -0.67372 | 0.31507 | 0.48231 | 1.0482 | 1.963 | 3.3432 | 5.308 | 7.9645 | 11.3867 | 15.5919 | 20.5169 | 26.0017 | 31.7887 | 37.5452 | 42.9095 | 47.5562 | 51.2605 | 53.9413 | 55.8179 | 56.7118 | 57.3657 | 71.5461 | 77.1397 | 76.8162 | 76.3765 | 75.7776 | 906.4741
v5.10_MeasureAssessmentTemplate_Commercial_All | Gas Boiler Water Heat - SEG Supermarket - Consensing Gas Water Heating Boiler (>= 90% EF) | Water Heat | Gas Boiler Water Heat | New | Gas Boiler Water Heat | Commercial | Supermarket | Firm | Sales | Commercial | 0.63429 | 1 | 2.0798 | 3.1589 | -0.3927 | 0.82267 | -0.67372 | 0.071467 | 0.15567 | 0.34212 | 0.64799 | 1.1162 | 1.7925 | 2.7206 | 3.9346 | 5.4502 | 7.2554 | 9.3028 | 11.507 | 13.7514 | 15.9026 | 17.8346 | 19.4538 | 20.7169 | 21.6962 | 22.3104 | 22.8418 | 23.1037 | 23.2762 | 23.451 | 23.6281 | 23.8077 | 316.0709
v5.10_MeasureAssessmentTemplate_Commercial_All | Gas Boiler Water Heat - SEG Supermarket - Consensing Gas Water Heating Boiler (>= 90% EF) | Water Heat | Gas Boiler Water Heat | NR | Gas Boiler Water Heat | Commercial | Supermarket | Firm | Transport | Commercial | 0.63429 | 1 | 2.0798 | 1.9798 | -0.3927 | 0.46729 | -0.53072 | 0.0497 | 0.076083 | 0.16534 | 0.30965 | 0.52737 | 0.83732 | 1.2564 | 1.7962 | 2.4595 | 3.2364 | 4.1016 | 5.0145 | 5.9226 | 6.7688 | 7.5018 | 8.0861 | 8.509 | 8.805 | 8.946 | 9.0492 | 11.2861 | 12.1684 | 12.1174 | 12.048 | 11.9536 | 142.9921
v5.10_MeasureAssessmentTemplate_Commercial_All | Gas Boiler Water Heat - SEG Supermarket - Consensing Gas Water Heating Boiler (>= 90% EF) | Water Heat | Gas Boiler Water Heat | New | Gas Boiler Water Heat | Commercial | Supermarket | Firm | Transport | Commercial | 0.63429 | 1 | 2.0798 | 1.9798 | -0.3927 | 0.46729 | -0.53072 | 0.011274 | 0.024556 | 0.053968 | 0.10222 | 0.17608 | 0.28276 | 0.42916 | 0.62066 | 0.85975 | 1.1445 | 1.4675 | 1.8152 | 2.1692 | 2.5086 | 2.8133 | 3.0687 | 3.268 | 3.4225 | 3.5194 | 3.6032 | 3.6445 | 3.6717 | 3.6993 | 3.7272 | 3.7556 | 49.8587
v5.10_MeasureAssessmentTemplate_Commercial_All | Gas Boiler Water Heat - SEG School - Consensing Gas Water Heating Boiler (>= 90% EF) | Water Heat | Gas Boiler Water Heat | NR | Gas Boiler Water Heat | Commercial | School K-12 | Firm | Sales | Commercial | 0.53143 | 1 | 1.849 | 3.1598 | -0.28972 | 0.92565 | -0.67372 | 0.039963 | 0.061337 | 0.13365 | 0.25095 | 0.42853 | 0.68218 | 1.0263 | 1.4711 | 2.0197 | 2.6647 | 3.3859 | 4.1504 | 4.9148 | 5.6318 | 6.2581 | 6.7634 | 7.1358 | 7.4035 | 7.5419 | 7.6489 | 9.4674 | 9.7795 | 9.7632 | 9.7343 | 9.6881 | 118.0455
v5.10_MeasureAssessmentTemplate_Commercial_All | Gas Boiler Water Heat - SEG School - Consensing Gas Water Heating Boiler (>= 90% EF) | Water Heat | Gas Boiler Water Heat | New | Gas Boiler Water Heat | Commercial | School K-12 | Firm | Sales | Commercial | 0.53143 | 1 | 1.849 | 3.1598 | -0.28972 | 0.92565 | -0.67372 | 0.0090648 | 0.016524 | 0.03641 | 0.069138 | 0.1194 | 0.19222 | 0.29246 | 0.42399 | 0.58873 | 0.7856 | 1.0097 | 1.2518 | 1.4994 | 1.7379 | 1.9534 | 2.1355 | 2.2791 | 2.392 | 2.465 | 2.529 | 2.5634 | 2.5878 | 2.6126 | 2.6376 | 2.6629 | 34.8505
v5.10_MeasureAssessmentTemplate_Commercial_All | Gas Boiler Water Heat - SEG Hospital - Consensing Gas Water Heating Boiler (>= 90% EF) | Water Heat | Gas Boiler Water Heat | NR | Gas Boiler Water Heat | Commercial | Hospital | Firm | Sales | Commercial | 0.36 | 1 | 1.3933 | 3.1591 | 0.0127 | 1.2281 | -0.67372 | 0.76823 | 1.1768 | 2.5589 | 4.7953 | 8.172 | 12.983 | 19.4925 | 27.8855 | 38.2076 | 50.3076 | 63.7961 | 78.0435 | 92.2333 | 105.477 | 116.972 | 126.1619 | 132.8424 | 137.5497 | 139.8396 | 141.54 | 176.203 | 188.0311 | 187.3548 | 186.4047 | 185.0795 | 2223.8761
v5.10_MeasureAssessmentTemplate_Commercial_All | Gas Boiler Water Heat - SEG Hospital - Consensing Gas Water Heating Boiler (>= 90% EF) | Water Heat | Gas Boiler Water Heat | New | Gas Boiler Water Heat | Commercial | Hospital | Firm | Sales | Commercial | 0.36 | 1 | 1.3933 | 3.1591 | 0.0127 | 1.2281 | -0.67372 | 0.17426 | 0.36492 | 0.80248 | 1.5209 | 2.6214 | 4.2122 | 6.3967 | 9.2563 | 12.8293 | 17.0883 | 21.9225 | 27.1319 | 32.4413 | 37.5365 | 42.1193 | 45.9672 | 48.9773 | 51.3185 | 52.7981 | 54.0826 | 54.7296 | 55.1649 | 55.6058 | 56.0524 | 56.5047 | 747.6192
v5.10_MeasureAssessmentTemplate_Commercial_All | Gas Boiler Water Heat - SEG Hospital - Consensing Gas Water Heating Boiler (>= 90% EF) | Water Heat | Gas Boiler Water Heat | NR | Gas Boiler Water Heat | Commercial | Hospital | Interruptible | Sales | Commercial | 0.36 | 1 | 1.1701 | 2.653 | 0.2868 | 0.46729 | -0.39962 | 0.40298 | 0.61728 | 1.3423 | 2.5154 | 4.2867 | 6.8104 | 10.225 | 14.6276 | 20.0422 | 26.3894 | 33.465 | 40.9386 | 48.382 | 55.3291 | 61.359 | 66.1796 | 69.6839 | 72.1532 | 73.3544 | 74.2464 | 92.4292 | 98.6338 | 98.279 | 97.7806 | 97.0855 | 1166.5585
v5.10_MeasureAssessmentTemplate_Commercial_All | Gas Boiler Water Heat - SEG Hospital - Consensing Gas Water Heating Boiler (>= 90% EF) | Water Heat | Gas Boiler Water Heat | New | Gas Boiler Water Heat | Commercial | Hospital | Interruptible | Sales | Commercial | 0.36 | 1 | 1.1701 | 2.653 | 0.2868 | 0.46729 | -0.39962 | 0.091409 | 0.19142 | 0.42095 | 0.79779 | 1.3751 | 2.2095 | 3.3554 | 4.8555 | 6.7298 | 8.9638 | 11.4997 | 14.2323 | 17.0174 | 19.6902 | 22.0941 | 24.1126 | 25.6916 | 26.9197 | 27.6958 | 28.3696 | 28.709 | 28.9373 | 29.1686 | 29.4029 | 29.6402 | 392.1718
v5.10_MeasureAssessmentTemplate_Commercial_All | Gas Boiler Water Heat - SEG Hospital - Consensing Gas Water Heating Boiler (>= 90% EF) | Water Heat | Gas Boiler Water Heat | NR | Gas Boiler Water Heat | Commercial | Hospital | Firm | Transport | Commercial | 0.36 | 1 | 1.3933 | 1.9798 | 0.0127 | 0.46729 | -0.53072 | 0.4041 | 0.619 | 1.346 | 2.5224 | 4.2987 | 6.8293 | 10.2535 | 14.6683 | 20.098 | 26.4629 | 33.5581 | 41.0525 | 48.5166 | 55.4831 | 61.5297 | 66.3638 | 69.8779 | 72.354 | 73.5585 | 74.453 | 92.6865 | 98.9083 | 98.5525 | 98.0527 | 97.3557 | 1169.805
v5.10_MeasureAssessmentTemplate_Commercial_All | Gas Boiler Water Heat - SEG Hospital - Consensing Gas Water Heating Boiler (>= 90% EF) | Water Heat | Gas Boiler Water Heat | New | Gas Boiler Water Heat | Commercial | Hospital | Firm | Transport | Commercial | 0.36 | 1 | 1.3933 | 1.9798 | 0.0127 | 0.46729 | -0.53072 | 0.091663 | 0.19195 | 0.42212 | 0.80001 | 1.3789 | 2.2157 | 3.3648 | 4.869 | 6.7485 | 8.9888 | 11.5317 | 14.272 | 17.0648 | 19.745 | 22.1556 | 24.1797 | 25.7631 | 26.9946 | 27.7729 | 28.4486 | 28.7889 | 29.0179 | 29.2498 | 29.4847 | 29.7226 | 393.2632
v5.10_MeasureAssessmentTemplate_Commercial_All | Gas Boiler Water Heat - SEG Lodging - Consensing Gas Water Heating Boiler (>= 90% EF) | Water Heat | Gas Boiler Water Heat | NR | Gas Boiler Water Heat | Commercial | Lodging | Firm | Sales | Commercial | 1.0857 | 1 | 2.8421 | 3.1558 | -0.61394 | 0.60143 | -0.67372 | 4.6294 | 7.0941 | 15.4325 | 28.9313 | 49.3241 | 78.3932 | 117.7461 | 168.5118 | 230.9813 | 304.2531 | 385.9846 | 472.3748 | 558.4858 | 638.9346 | 708.8515 | 764.8491 | 805.6729 | 834.557 | 848.7915 | 859.4575 | 1068.6826 | 1132.9245 | 1129.2866 | 1124.0362 | 1116.5763 | 13454.7624
v5.10_MeasureAssessmentTemplate_Commercial_All | Gas Boiler Water Heat - SEG Lodging - Consensing Gas Water Heating Boiler (>= 90% EF) | Water Heat | Gas Boiler Water Heat | New | Gas Boiler Water Heat | Commercial | Lodging | Firm | Sales | Commercial | 1.0857 | 1 | 2.8421 | 3.1558 | -0.61394 | 0.60143 | -0.67372 | 1.0501 | 2.142 | 4.7124 | 8.9344 | 15.4052 | 24.7636 | 37.6206 | 54.4592 | 75.5085 | 100.6119 | 129.1208 | 159.8607 | 191.2106 | 221.3184 | 248.4241 | 271.2112 | 289.0679 | 302.9858 | 311.8228 | 319.5122 | 323.437 | 326.1117 | 328.82 | 331.5622 | 334.3386 | 4414.0116
v5.10_MeasureAssessmentTemplate_Commercial_All | Gas Boiler Water Heat - SEG Other - Consensing Gas Water Heating Boiler (>= 90% EF) | Water Heat | Gas Boiler Water Heat | NR | Gas Boiler Water Heat | Commercial | Assembly | Firm | Sales | Commercial | 0.49714 | 1 | 1.7649 | 3.1589 | -0.24592 | 0.96945 | -0.67372 | 0 | 0 | 0 | 0 | 0 | 0 | 0 | 0 | 0 | 0 | 0 | 0 | 0 | 0 | 0 | 0 | 0 | 0 | 0 | 0 | 0 | 0 | 0 | 0 | 0 | 0
v5.10_MeasureAssessmentTemplate_Commercial_All | Gas Boiler Water Heat - SEG Other - Consensing Gas Water Heating Boiler (>= 90% EF) | Water Heat | Gas Boiler Water Heat | New | Gas Boiler Water Heat | Commercial | Assembly | Firm | Sales | Commercial | 0.49714 | 1 | 1.7649 | 3.1589 | -0.24592 | 0.96945 | -0.67372 | 0 | 0 | 0 | 0 | 0 | 0 | 0 | 0 | 0 | 0 | 0 | 0 | 0 | 0 | 0 | 0 | 0 | 0 | 0 | 0 | 0 | 0 | 0 | 0 | 0 | 0
v5.10_MeasureAssessmentTemplate_Commercial_All | Gas Boiler Water Heat - SEG Other - Consensing Gas Water Heating Boiler (>= 90% EF) | Water Heat | Gas Boiler Water Heat | NR | Gas Boiler Water Heat | Commercial | Other | Firm | Sales | Commercial | 0.49714 | 1 | 1.7649 | 3.1589 | -0.24592 | 0.96945 | -0.67372 | 0 | 0 | 0 | 0 | 0 | 0 | 0 | 0 | 0 | 0 | 0 | 0 | 0 | 0 | 0 | 0 | 0 | 0 | 0 | 0 | 0 | 0 | 0 | 0 | 0 | 0
v5.10_MeasureAssessmentTemplate_Commercial_All | Gas Boiler Water Heat - SEG Other - Consensing Gas Water Heating Boiler (>= 90% EF) | Water Heat | Gas Boiler Water Heat | New | Gas Boiler Water Heat | Commercial | Other | Firm | Sales | Commercial | 0.49714 | 1 | 1.7649 | 3.1589 | -0.24592 | 0.96945 | -0.67372 | 0 | 0 | 0 | 0 | 0 | 0 | 0 | 0 | 0 | 0 | 0 | 0 | 0 | 0 | 0 | 0 | 0 | 0 | 0 | 0 | 0 | 0 | 0 | 0 | 0 | 0
v5.10_MeasureAssessmentTemplate_Commercial_All | Pipe Insulation Water Heat - SEG All - Pipe Insulation for Water Heating | Water Heat | Pipe Insulation Water Heat | Retrofit | Pipe Insulation Water Heat | Commercial | Large Office | Firm | Sales | Commercial | 2.11 | 1 | 1.5959 | 3.1589 | -0.14325 | 1.0721 | -0.67372 | 36.0198 | 71.7852 | 127.0755 | 206.0855 | 311.8707 | 445.3254 | 603.9476 | 780.5854 | 962.5532 | 1131.6737 | 1265.8553 | 1342.5918 | 1344.1524 | 1263.2891 | 1107.3815 | 913.0449 | 696.1162 | 459.5649 | 0 | 0 | 0 | 0 | 0 | 0 | 0 | 13068.918
v5.10_MeasureAssessmentTemplate_Commercial_All | Pipe Insulation Water Heat - SEG All - Pipe Insulation for Water Heating | Water Heat | Pipe Insulation Water Heat | Retrofit | Pipe Insulation Water Heat | Commercial | Medium Office | Firm | Sales | Commercial | 2.11 | 1 | 1.5959 | 3.1589 | -0.14325 | 1.0721 | -0.67372 | 34.2352 | 68.2287 | 120.7797 | 195.8754 | 296.4195 | 423.2625 | 574.026 | 741.9126 | 914.8651 | 1075.6068 | 1203.1406 | 1276.0754 | 1277.5586 | 1200.7015 | 1052.5181 | 867.8096 | 661.6282 | 436.7966 | 0 | 0 | 0 | 0 | 0 | 0 | 0 | 12421.44
v5.10_MeasureAssessmentTemplate_Commercial_All | Pipe Insulation Water Heat - SEG All - Pipe Insulation for Water Heating | Water Heat | Pipe Insulation Water Heat | Retrofit | Pipe Insulation Water Heat | Commercial | Small Office | Firm | Sales | Commercial | 2.11 | 1 | 1.5959 | 3.1589 | -0.14325 | 1.0721 | -0.67372 | 49.575 | 98.7998 | 174.8973 | 283.6409 | 429.2357 | 612.9129 | 831.2287 | 1074.3399 | 1324.787 | 1557.5519 | 1742.2296 | 1847.844 | 1849.9919 | 1738.6975 | 1524.1179 | 1256.6474 | 958.0827 | 632.5112 | 0 | 0 | 0 | 0 | 0 | 0 | 0 | 17987.0912
v5.10_MeasureAssessmentTemplate_Commercial_All | Pipe Insulation Water Heat - SEG All - Pipe Insulation for Water Heating | Water Heat | Pipe Insulation Water Heat | Retrofit | Pipe Insulation Water Heat | Commercial | Extra Large Retail | Firm | Sales | Commercial | 2.11 | 1 | 1.5959 | 3.1589 | -0.14325 | 1.0721 | -0.67372 | 4.8865 | 9.7229 | 17.184 | 27.8236 | 42.038 | 59.9305 | 81.1469 | 104.7118 | 128.9147 | 151.3218 | 168.9922 | 178.9489 | 178.8694 | 167.839 | 146.8892 | 120.9169 | 92.0405 | 23.7365 | 0 | 0 | 0 | 0 | 0 | 0 | 0 | 1705.9133
v5.10_MeasureAssessmentTemplate_Commercial_All | Pipe Insulation Water Heat - SEG All - Pipe Insulation for Water Heating | Water Heat | Pipe Insulation Water Heat | Retrofit | Pipe Insulation Water Heat | Commercial | Large Retail | Firm | Sales | Commercial | 2.11 | 1 | 1.5959 | 3.1589 | -0.14325 | 1.0721 | -0.67372 | 1.4697 | 2.9242 | 5.1682 | 8.3681 | 12.6432 | 18.0245 | 24.4055 | 31.4928 | 38.7719 | 45.511 | 50.8255 | 53.8201 | 53.7961 | 50.4787 | 44.1779 | 36.3666 | 27.6818 | 7.1389 | 0 | 0 | 0 | 0 | 0 | 0 | 0 | 513.0646
v5.10_MeasureAssessmentTemplate_Commercial_All | Pipe Insulation Water Heat - SEG All - Pipe Insulation for Water Heating | Water Heat | Pipe Insulation Water Heat | Retrofit | Pipe Insulation Water Heat | Commercial | Medium Retail | Firm | Sales | Commercial | 2.11 | 1 | 1.5959 | 3.1589 | -0.14325 | 1.0721 | -0.67372 | 2.3135 | 4.6032 | 8.1357 | 13.1729 | 19.9027 | 28.3738 | 38.4186 | 49.5752 | 61.034 | 71.6425 | 80.0085 | 84.7224 | 84.6848 | 79.4625 | 69.5439 | 57.2475 | 43.5761 | 11.2379 | 0 | 0 | 0 | 0 | 0 | 0 | 0 | 807.6555
v5.10_MeasureAssessmentTemplate_Commercial_All | Pipe Insulation Water Heat - SEG All - Pipe Insulation for Water Heating | Water Heat | Pipe Insulation Water Heat | Retrofit | Pipe Insulation Water Heat | Commercial | Small Retail | Firm | Sales | Commercial | 2.11 | 1 | 1.5959 | 3.1589 | -0.14325 | 1.0721 | -0.67372 | 3.5343 | 7.0323 | 12.4288 | 20.1241 | 30.4051 | 43.3462 | 58.6916 | 75.7355 | 93.2408 | 109.4473 | 122.2279 | 129.4294 | 129.3719 | 121.3938 | 106.2413 | 87.4563 | 66.5707 | 17.168 | 0 | 0 | 0 | 0 | 0 | 0 | 0 | 1233.8452
v5.10_MeasureAssessmentTemplate_Commercial_All | Pipe Insulation Water Heat - SEG All - Pipe Insulation for Water Heating | Water Heat | Pipe Insulation Water Heat | Retrofit | Pipe Insulation Water Heat | Commercial | School K-12 | Firm | Sales | Commercial | 2.11 | 1 | 1.5959 | 3.1589 | -0.14325 | 1.0721 | -0.67372 | 77.8309 | 155.2521 | 275.0783 | 446.5129 | 676.3209 | 966.6019 | 1312.0829 | 1697.3613 | 2094.9348 | 2465.2379 | 2760.0285 | 2929.9847 | 2936.0384 | 2761.8991 | 2423.2276 | 1999.7741 | 1526.0276 | 1054.262 | 298.8127 | 0 | 0 | 0 | 0 | 0 | 0 | 28857.2686
v5.10_MeasureAssessmentTemplate_Commercial_All | Pipe Insulation Water Heat - SEG All - Pipe Insulation for Water Heating | Water Heat | Pipe Insulation Water Heat | Retrofit | Pipe Insulation Water Heat | Commercial | Supermarket | Firm | Sales | Commercial | 2.11 | 1 | 1.5959 | 3.1589 | -0.14325 | 1.0721 | -0.67372 | 1.8646 | 3.7095 | 6.5554 | 10.6128 | 16.0328 | 22.854 | 30.941 | 39.9214 | 49.1428 | 57.6775 | 64.405 | 68.1914 | 68.1528 | 63.9423 | 55.9542 | 46.0551 | 35.0524 | 7.9827 | 0 | 0 | 0 | 0 | 0 | 0 | 0 | 649.0476
v5.10_MeasureAssessmentTemplate_Commercial_All | Pipe Insulation Water Heat - SEG All - Pipe Insulation for Water Heating | Water Heat | Pipe Insulation Water Heat | Retrofit | Pipe Insulation Water Heat | Commercial | Restaurant | Firm | Sales | Commercial | 2.11 | 1 | 1.5959 | 3.1589 | -0.14325 | 1.0721 | -0.67372 | 15.814 | 31.3266 | 55.1212 | 88.8552 | 133.656 | 189.7011 | 255.7232 | 328.526 | 402.673 | 470.5736 | 523.2014 | 551.5785 | 548.8963 | 512.7705 | 446.7824 | 366.1587 | 42.5466 | 0 | 0 | 0 | 0 | 0 | 0 | 0 | 0 | 4963.904
v5.10_MeasureAssessmentTemplate_Commercial_All | Pipe Insulation Water Heat - SEG All - Pipe Insulation for Water Heating | Water Heat | Pipe Insulation Water Heat | Retrofit | Pipe Insulation Water Heat | Commercial | Lodging | Firm | Sales | Commercial | 2.11 | 1 | 1.5959 | 3.1589 | -0.14325 | 1.0721 | -0.67372 | 31.5167 | 62.7667 | 111.0327 | 179.9417 | 272.1158 | 388.286 | 526.2214 | 679.6489 | 837.4983 | 983.9553 | 1099.8493 | 1165.7035 | 1166.239 | 1095.3093 | 959.4587 | 790.5259 | 602.2831 | 291.5836 | 0 | 0 | 0 | 0 | 0 | 0 | 0 | 11243.9359
v5.10_MeasureAssessmentTemplate_Commercial_All | Pipe Insulation Water Heat - SEG All - Pipe Insulation for Water Heating | Water Heat | Pipe Insulation Water Heat | Retrofit | Pipe Insulation Water Heat | Commercial | Hospital | Firm | Sales | Commercial | 2.11 | 1 | 1.5959 | 3.1589 | -0.14325 | 1.0721 | -0.67372 | 18.9852 | 37.7945 | 66.8307 | 108.2635 | 163.6552 | 233.4282 | 316.2246 | 408.2606 | 502.8777 | 590.5809 | 659.8767 | 699.1064 | 699.1468 | 656.3616 | 574.7226 | 473.3406 | 360.4822 | 138.2681 | 0 | 0 | 0 | 0 | 0 | 0 | 0 | 6708.2061
v5.10_MeasureAssessmentTemplate_Commercial_All | Pipe Insulation Water Heat - SEG All - Pipe Insulation for Water Heating | Water Heat | Pipe Insulation Water Heat | Retrofit | Pipe Insulation Water Heat | Commercial | Assembly | Firm | Sales | Commercial | 2.11 | 1 | 1.5959 | 3.1589 | -0.14325 | 1.0721 | -0.67372 | 30.5496 | 60.7926 | 107.4558 | 174.0073 | 262.9338 | 374.8878 | 507.6624 | 655.1611 | 806.6857 | 947.0061 | 1057.7123 | 1120.1583 | 1119.788 | 1050.853 | 919.7894 | 757.2429 | 576.47 | 165.0861 | 0 | 0 | 0 | 0 | 0 | 0 | 0 | 10694.2424
v5.10_MeasureAssessmentTemplate_Commercial_All | Pipe Insulation Water Heat - SEG All - Pipe Insulation for Water Heating | Water Heat | Pipe Insulation Water Heat | Retrofit | Pipe Insulation Water Heat | Commercial | Other | Firm | Sales | Commercial | 2.11 | 1 | 1.5959 | 3.1589 | -0.14325 | 1.0721 | -0.67372 | 6.7281 | 13.328 | 23.4515 | 37.8038 | 56.8645 | 80.7091 | 108.7984 | 139.7727 | 171.3189 | 200.2074 | 222.5981 | 234.6713 | 233.5301 | 218.1603 | 190.0853 | 155.7837 | 18.1016 | 0 | 0 | 0 | 0 | 0 | 0 | 0 | 0 | 2111.9128
v5.10_MeasureAssessmentTemplate_Commercial_All | Pipe Insulation Water Heat - SEG All - Pipe Insulation for Water Heating | Water Heat | Pipe Insulation Water Heat | Retrofit | Pipe Insulation Water Heat | Commercial | Large Office | Firm | Sales | Industrial | 2.11 | 1 | 1.5959 | 3.1589 | -0.14325 | 1.0721 | -0.67372 | 0.33884 | 0.67529 | 1.1954 | 1.9387 | 2.9338 | 4.1892 | 5.6814 | 7.3431 | 9.0548 | 10.6458 | 11.908 | 12.6299 | 12.6446 | 11.8839 | 10.4173 | 8.5891 | 6.5484 | 4.3232 | 0 | 0 | 0 | 0 | 0 | 0 | 0 | 122.9408
v5.10_MeasureAssessmentTemplate_Commercial_All | Pipe Insulation Water Heat - SEG All - Pipe Insulation for Water Heating | Water Heat | Pipe Insulation Water Heat | Retrofit | Pipe Insulation Water Heat | Commercial | Medium Retail | Firm | Sales | Industrial | 2.11 | 1 | 1.5959 | 3.1589 | -0.14325 | 1.0721 | -0.67372 | 0.0074436 | 0.014811 | 0.026176 | 0.042384 | 0.064037 | 0.091292 | 0.12361 | 0.15951 | 0.19638 | 0.23051 | 0.25743 | 0.27259 | 0.27247 | 0.25567 | 0.22376 | 0.18419 | 0.14021 | 0.036158 | 0 | 0 | 0 | 0 | 0 | 0 | 0 | 2.5986
v5.10_MeasureAssessmentTemplate_Commercial_All | Pipe Insulation Water Heat - SEG All - Pipe Insulation for Water Heating | Water Heat | Pipe Insulation Water Heat | Retrofit | Pipe Insulation Water Heat | Commercial | Hospital | Interruptible | Sales | Commercial | 2.11 | 1 | 1.3403 | 2.6528 | 0.13085 | 0.46729 | -0.39962 | 9.9589 | 19.8255 | 35.0568 | 56.7908 | 85.8471 | 122.4473 | 165.8791 | 214.1575 | 263.79 | 309.7956 | 346.1455 | 366.7239 | 366.7451 | 344.3017 | 301.477 | 248.296 | 189.0949 | 72.5301 | 0 | 0 | 0 | 0 | 0 | 0 | 0 | 3518.8627
v5.10_MeasureAssessmentTemplate_Commercial_All | Pipe Insulation Water Heat - SEG All - Pipe Insulation for Water Heating | Water Heat | Pipe Insulation Water Heat | Retrofit | Pipe Insulation Water Heat | Commercial | Extra Large Retail | Firm | Transport | Commercial | 2.11 | 1 | 1.5959 | 1.9798 | -0.14325 | 0.46729 | -0.53072 | 0.48335 | 0.96175 | 1.6998 | 2.7522 | 4.1582 | 5.9281 | 8.0267 | 10.3577 | 12.7517 | 14.9681 | 16.716 | 17.7009 | 17.693 | 16.6019 | 14.5297 | 11.9606 | 9.1043 | 2.3479 | 0 | 0 | 0 | 0 | 0 | 0 | 0 | 168.7418
v5.10_MeasureAssessmentTemplate_Commercial_All | Pipe Insulation Water Heat - SEG All - Pipe Insulation for Water Heating | Water Heat | Pipe Insulation Water Heat | Retrofit | Pipe Insulation Water Heat | Commercial | Supermarket | Firm | Transport | Commercial | 2.11 | 1 | 1.5959 | 1.9798 | -0.14325 | 0.46729 | -0.53072 | 0.29412 | 0.58516 | 1.0341 | 1.6741 | 2.5291 | 3.6051 | 4.8808 | 6.2974 | 7.752 | 9.0984 | 10.1596 | 10.7569 | 10.7508 | 10.0866 | 8.8265 | 7.265 | 5.5294 | 1.2592 | 0 | 0 | 0 | 0 | 0 | 0 | 0 | 102.3843
v5.10_MeasureAssessmentTemplate_Commercial_All | Pipe Insulation Water Heat - SEG All - Pipe Insulation for Water Heating | Water Heat | Pipe Insulation Water Heat | Retrofit | Pipe Insulation Water Heat | Commercial | Hospital | Firm | Transport | Commercial | 2.11 | 1 | 1.5959 | 1.9798 | -0.14325 | 0.46729 | -0.53072 | 9.9866 | 19.8807 | 35.1543 | 56.9489 | 86.086 | 122.7881 | 166.3407 | 214.7535 | 264.5241 | 310.6578 | 347.1089 | 367.7445 | 367.7658 | 345.2599 | 302.316 | 248.987 | 189.6212 | 72.7319 | 0 | 0 | 0 | 0 | 0 | 0 | 0 | 3528.6558
v5.10_MeasureAssessmentTemplate_Commercial_All | Recirculation Pumps - SEG All - Recirculation Pump Motor and Controls | Water Heat | Recirculation Pumps | Retrofit | Recirculation Pumps | Commercial | Large Office | Firm | Sales | Commercial | 27.6097 | 0 | 0.97528 | 5.5126 | 0.57135 | 3.0616 | -1.9486 | 0.14539 | 0.28976 | 0.51293 | 0.83185 | 1.2588 | 1.7975 | 2.4378 | 3.1508 | 3.8853 | 4.5679 | 5.1095 | 5.4193 | 5.4256 | 5.0992 | 4.4699 | 3.6854 | 2.8098 | 1.855 | 0 | 0 | 0 | 0 | 0 | 0 | 0 | 52.7519
v5.10_MeasureAssessmentTemplate_Commercial_All | Recirculation Pumps - SEG All - Recirculation Pump Motor and Controls | Water Heat | Recirculation Pumps | Retrofit | Recirculation Pumps | Commercial | Medium Office | Firm | Sales | Commercial | 27.6097 | 0 | 0.97528 | 5.5126 | 0.57135 | 3.0616 | -1.9486 | 0.13819 | 0.2754 | 0.48752 | 0.79064 | 1.1965 | 1.7085 | 2.317 | 2.9947 | 3.6928 | 4.3416 | 4.8564 | 5.1508 | 5.1568 | 4.8466 | 4.2484 | 3.5029 | 2.6706 | 1.7631 | 0 | 0 | 0 | 0 | 0 | 0 | 0 | 50.1384
v5.10_MeasureAssessmentTemplate_Commercial_All | Recirculation Pumps - SEG All - Recirculation Pump Motor and Controls | Water Heat | Recirculation Pumps | Retrofit | Recirculation Pumps | Commercial | Small Office | Firm | Sales | Commercial | 27.6097 | 0 | 0.97528 | 5.5126 | 0.57135 | 3.0616 | -1.9486 | 0.20011 | 0.3988 | 0.70596 | 1.1449 | 1.7326 | 2.474 | 3.3552 | 4.3365 | 5.3474 | 6.287 | 7.0324 | 7.4587 | 7.4674 | 7.0181 | 6.152 | 5.0724 | 3.8672 | 2.5531 | 0 | 0 | 0 | 0 | 0 | 0 | 0 | 72.6038
v5.10_MeasureAssessmentTemplate_Commercial_All | Recirculation Pumps - SEG All - Recirculation Pump Motor and Controls | Water Heat | Recirculation Pumps | Retrofit | Recirculation Pumps | Commercial | Extra Large Retail | Firm | Sales | Commercial | 27.6097 | 0 | 0.97528 | 5.5126 | 0.57135 | 3.0616 | -1.9486 | 0.070776 | 0.14083 | 0.24889 | 0.40299 | 0.60887 | 0.86803 | 1.1753 | 1.5166 | 1.8672 | 2.1917 | 2.4477 | 2.5919 | 2.5907 | 2.431 | 2.1275 | 1.7513 | 1.3331 | 0.3438 | 0 | 0 | 0 | 0 | 0 | 0 | 0 | 24.7083
v5.10_MeasureAssessmentTemplate_Commercial_All | Recirculation Pumps - SEG All - Recirculation Pump Motor and Controls | Water Heat | Recirculation Pumps | Retrofit | Recirculation Pumps | Commercial | Large Retail | Firm | Sales | Commercial | 27.6097 | 0 | 0.97528 | 5.5126 | 0.57135 | 3.0616 | -1.9486 | 0.021286 | 0.042354 | 0.074856 | 0.1212 | 0.18312 | 0.26106 | 0.35349 | 0.45614 | 0.56157 | 0.65918 | 0.73615 | 0.77952 | 0.77918 | 0.73113 | 0.63987 | 0.52673 | 0.40094 | 0.1034 | 0 | 0 | 0 | 0 | 0 | 0 | 0 | 7.4312
v5.10_MeasureAssessmentTemplate_Commercial_All | Recirculation Pumps - SEG All - Recirculation Pump Motor and Controls | Water Heat | Recirculation Pumps | Retrofit | Recirculation Pumps | Commercial | Medium Retail | Firm | Sales | Commercial | 27.6097 | 0 | 0.97528 | 5.5126 | 0.57135 | 3.0616 | -1.9486 | 0.033508 | 0.066673 | 0.11784 | 0.1908 | 0.28827 | 0.41096 | 0.55645 | 0.71804 | 0.88401 | 1.0377 | 1.1588 | 1.2271 | 1.2266 | 1.1509 | 1.0073 | 0.82917 | 0.63115 | 0.16277 | 0 | 0 | 0 | 0 | 0 | 0 | 0 | 11.698
v5.10_MeasureAssessmentTemplate_Commercial_All | Recirculation Pumps - SEG All - Recirculation Pump Motor and Controls | Water Heat | Recirculation Pumps | Retrofit | Recirculation Pumps | Commercial | Small Retail | Firm | Sales | Commercial | 27.6097 | 0 | 0.97528 | 5.5126 | 0.57135 | 3.0616 | -1.9486 | 0.05119 | 0.10186 | 0.18002 | 0.29148 | 0.44038 | 0.62782 | 0.85008 | 1.0969 | 1.3505 | 1.5852 | 1.7703 | 1.8746 | 1.8738 | 1.7583 | 1.5388 | 1.2667 | 0.9642 | 0.24866 | 0 | 0 | 0 | 0 | 0 | 0 | 0 | 17.8709
v5.10_MeasureAssessmentTemplate_Commercial_All | Recirculation Pumps - SEG All - Recirculation Pump Motor and Controls | Water Heat | Recirculation Pumps | Retrofit | Recirculation Pumps | Commercial | School K-12 | Firm | Sales | Commercial | 27.6097 | 0 | 0.97528 | 5.5126 | 0.57135 | 3.0616 | -1.9486 | 0.44187 | 0.88141 | 1.5617 | 2.535 | 3.8397 | 5.4877 | 7.4491 | 9.6364 | 11.8935 | 13.9959 | 15.6695 | 16.6344 | 16.6687 | 15.6801 | 13.7574 | 11.3533 | 8.6637 | 5.9853 | 1.6964 | 0 | 0 | 0 | 0 | 0 | 0 | 163.8309
v5.10_MeasureAssessmentTemplate_Commercial_All | Recirculation Pumps - SEG All - Recirculation Pump Motor and Controls | Water Heat | Recirculation Pumps | Retrofit | Recirculation Pumps | Commercial | Supermarket | Firm | Sales | Commercial | 27.6097 | 0 | 0.97528 | 5.5126 | 0.57135 | 3.0616 | -1.9486 | 0.13544 | 0.26946 | 0.47618 | 0.77092 | 1.1646 | 1.6601 | 2.2476 | 2.8999 | 3.5697 | 4.1897 | 4.6784 | 4.9534 | 4.9506 | 4.6448 | 4.0645 | 3.3455 | 2.5462 | 0.57986 | 0 | 0 | 0 | 0 | 0 | 0 | 0 | 47.1469
v5.10_MeasureAssessmentTemplate_Commercial_All | Recirculation Pumps - SEG All - Recirculation Pump Motor and Controls | Water Heat | Recirculation Pumps | Retrofit | Recirculation Pumps | Commercial | Restaurant | Firm | Sales | Commercial | 27.6097 | 0 | 0.97528 | 5.5126 | 0.57135 | 3.0616 | -1.9486 | 0.028346 | 0.056152 | 0.098804 | 0.15927 | 0.23958 | 0.34004 | 0.45838 | 0.58888 | 0.72179 | 0.8435 | 0.93783 | 0.9887 | 0.98389 | 0.91913 | 0.80085 | 0.65633 | 0.076264 | 0 | 0 | 0 | 0 | 0 | 0 | 0 | 0 | 8.8977
v5.10_MeasureAssessmentTemplate_Commercial_All | Recirculation Pumps - SEG All - Recirculation Pump Motor and Controls | Water Heat | Recirculation Pumps | Retrofit | Recirculation Pumps | Commercial | Lodging | Firm | Sales | Commercial | 27.6097 | 0 | 0.97528 | 5.5126 | 0.57135 | 3.0616 | -1.9486 | 0.095775 | 0.19074 | 0.33741 | 0.54682 | 0.82693 | 1.18 | 1.5991 | 2.0654 | 2.5451 | 2.9901 | 3.3423 | 3.5424 | 3.5441 | 3.3285 | 2.9157 | 2.4023 | 1.8303 | 0.88609 | 0 | 0 | 0 | 0 | 0 | 0 | 0 | 34.1689
v5.10_MeasureAssessmentTemplate_Commercial_All | Recirculation Pumps - SEG All - Recirculation Pump Motor and Controls | Water Heat | Recirculation Pumps | Retrofit | Recirculation Pumps | Commercial | Hospital | Firm | Sales | Commercial | 27.6097 | 0 | 0.97528 | 5.5126 | 0.57135 | 3.0616 | -1.9486 | 0.038697 | 0.077035 | 0.13622 | 0.22067 | 0.33357 | 0.47579 | 0.64455 | 0.83214 | 1.025 | 1.2038 | 1.345 | 1.425 | 1.425 | 1.3378 | 1.1714 | 0.96479 | 0.73476 | 0.28183 | 0 | 0 | 0 | 0 | 0 | 0 | 0 | 13.6731
v5.10_MeasureAssessmentTemplate_Commercial_All | Recirculation Pumps - SEG All - Recirculation Pump Motor and Controls | Water Heat | Recirculation Pumps | Retrofit | Recirculation Pumps | Commercial | Assembly | Firm | Sales | Commercial | 27.6097 | 0 | 0.97528 | 5.5126 | 0.57135 | 3.0616 | -1.9486 | 0.0888 | 0.17671 | 0.31235 | 0.50579 | 0.76428 | 1.0897 | 1.4756 | 1.9044 | 2.3448 | 2.7527 | 3.0745 | 3.256 | 3.2549 | 3.0546 | 2.6736 | 2.2011 | 1.6756 | 0.47986 | 0 | 0 | 0 | 0 | 0 | 0 | 0 | 31.0854
v5.10_MeasureAssessmentTemplate_Commercial_All | Recirculation Pumps - SEG All - Recirculation Pump Motor and Controls | Water Heat | Recirculation Pumps | Retrofit | Recirculation Pumps | Commercial | Other | Firm | Sales | Commercial | 27.6097 | 0 | 0.97528 | 5.5126 | 0.57135 | 3.0616 | -1.9486 | 0.019557 | 0.038741 | 0.068167 | 0.10989 | 0.16529 | 0.2346 | 0.31625 | 0.40628 | 0.49798 | 0.58195 | 0.64703 | 0.68213 | 0.67881 | 0.63413 | 0.55253 | 0.45282 | 0.052617 | 0 | 0 | 0 | 0 | 0 | 0 | 0 | 0 | 6.1388
v5.10_MeasureAssessmentTemplate_Commercial_All | Recirculation Pumps - SEG All - Recirculation Pump Motor and Controls | Water Heat | Recirculation Pumps | Retrofit | Recirculation Pumps | Commercial | Large Office | Firm | Sales | Industrial | 27.6097 | 0 | 0.97528 | 5.5126 | 0.57135 | 3.0616 | -1.9486 | 0.0013677 | 0.0027258 | 0.0048252 | 0.0078253 | 0.011842 | 0.01691 | 0.022933 | 0.02964 | 0.036549 | 0.042971 | 0.048066 | 0.05098 | 0.051039 | 0.047969 | 0.042049 | 0.034669 | 0.026432 | 0.01745 | 0 | 0 | 0 | 0 | 0 | 0 | 0 | 0.49624
v5.10_MeasureAssessmentTemplate_Commercial_All | Recirculation Pumps - SEG All - Recirculation Pump Motor and Controls | Water Heat | Recirculation Pumps | Retrofit | Recirculation Pumps | Commercial | Medium Retail | Firm | Sales | Industrial | 27.6097 | 0 | 0.97528 | 5.5126 | 0.57135 | 3.0616 | -1.9486 | 0.00010781 | 0.00021452 | 0.00037914 | 0.00061388 | 0.0009275 | 0.0013223 | 0.0017904 | 0.0023103 | 0.0028443 | 0.0033387 | 0.0037285 | 0.0039482 | 0.0039465 | 0.0037031 | 0.0032409 | 0.0026678 | 0.0020307 | 0.00052371 | 0 | 0 | 0 | 0 | 0 | 0 | 0 | 0.037638
v5.10_MeasureAssessmentTemplate_Commercial_All | Recirculation Pumps - SEG All - Recirculation Pump Motor and Controls | Water Heat | Recirculation Pumps | Retrofit | Recirculation Pumps | Commercial | Hospital | Interruptible | Sales | Commercial | 27.6097 | 0 | 0.88575 | 5.0065 | 0.84545 | 0.46729 | -1.6745 | 0.020299 | 0.04041 | 0.071455 | 0.11575 | 0.17498 | 0.24958 | 0.3381 | 0.43651 | 0.53767 | 0.63144 | 0.70554 | 0.74748 | 0.74752 | 0.70178 | 0.61449 | 0.50609 | 0.38542 | 0.14784 | 0 | 0 | 0 | 0 | 0 | 0 | 0 | 7.1724
v5.10_MeasureAssessmentTemplate_Commercial_All | Recirculation Pumps - SEG All - Recirculation Pump Motor and Controls | Water Heat | Recirculation Pumps | Retrofit | Recirculation Pumps | Commercial | Extra Large Retail | Firm | Transport | Commercial | 27.6097 | 0 | 0.97528 | 4.3335 | 0.57135 | 0.46729 | -1.8056 | 0.0070008 | 0.01393 | 0.024619 | 0.039862 | 0.060227 | 0.085862 | 0.11626 | 0.15002 | 0.18469 | 0.2168 | 0.24211 | 0.25638 | 0.25626 | 0.24046 | 0.21045 | 0.17324 | 0.13187 | 0.034007 | 0 | 0 | 0 | 0 | 0 | 0 | 0 | 2.444
v5.10_MeasureAssessmentTemplate_Commercial_All | Recirculation Pumps - SEG All - Recirculation Pump Motor and Controls | Water Heat | Recirculation Pumps | Retrofit | Recirculation Pumps | Commercial | Supermarket | Firm | Transport | Commercial | 27.6097 | 0 | 0.97528 | 4.3335 | 0.57135 | 0.46729 | -1.8056 | 0.021365 | 0.042506 | 0.075115 | 0.12161 | 0.18371 | 0.26188 | 0.35454 | 0.45744 | 0.56311 | 0.66091 | 0.73799 | 0.78138 | 0.78094 | 0.73269 | 0.64116 | 0.52773 | 0.40165 | 0.091471 | 0 | 0 | 0 | 0 | 0 | 0 | 0 | 7.4372
v5.10_MeasureAssessmentTemplate_Commercial_All | Recirculation Pumps - SEG All - Recirculation Pump Motor and Controls | Water Heat | Recirculation Pumps | Retrofit | Recirculation Pumps | Commercial | Hospital | Firm | Transport | Commercial | 27.6097 | 0 | 0.97528 | 4.3335 | 0.57135 | 0.46729 | -1.8056 | 0.020355 | 0.040522 | 0.071654 | 0.11608 | 0.17547 | 0.25027 | 0.33905 | 0.43772 | 0.53917 | 0.6332 | 0.7075 | 0.74956 | 0.7496 | 0.70373 | 0.6162 | 0.5075 | 0.3865 | 0.14825 | 0 | 0 | 0 | 0 | 0 | 0 | 0 | 7.1923
v5.10_MeasureAssessmentTemplate_Commercial_All | Tank Water Heater - SEG Office - Consensing Gas Storage Water Heater (>= 94% EF) | Water Heat | Tank Water Heater | NR | Tank Water Heater 94% EF | Commercial | Large Office | Firm | Sales | Commercial | 0.94 | 1 | 2.664 | 3.1585 | -0.57317 | 0.6422 | -0.67372 | 67.2611 | 131.6073 | 231.3193 | 370.3543 | 546.5467 | 751.1406 | 970.3184 | 1188.1745 | 1390.041 | 1565.0838 | 1707.5329 | 1816.5126 | 1894.8861 | 1947.7017 | 1980.7417 | 2344.0529 | 2433.6482 | 2422.4448 | 2398.6755 | 2356.2461 | 2306.564 | 1335.6562 | 206.5938 | 160.3592 | 119.3813 | 32642.844
v5.10_MeasureAssessmentTemplate_Commercial_All | Tank Water Heater - SEG Office - Consensing Gas Storage Water Heater (>= 94% EF) | Water Heat | Tank Water Heater | New | Tank Water Heater 94% EF | Commercial | Large Office | Firm | Sales | Commercial | 0.94 | 1 | 2.664 | 3.1585 | -0.57317 | 0.6422 | -0.67372 | 11.4426 | 28.3969 | 50.4745 | 81.7261 | 121.9743 | 169.5406 | 221.5095 | 274.3454 | 324.6371 | 369.7215 | 408.0246 | 439.0855 | 463.3407 | 481.7919 | 495.6756 | 506.2091 | 514.4378 | 521.709 | 528.3815 | 533.014 | 537.7024 | 542.4472 | 547.2491 | 552.1087 | 557.0266 | 9281.9721
v5.10_MeasureAssessmentTemplate_Commercial_All | Tank Water Heater - SEG Office - Consensing Gas Storage Water Heater (>= 94% EF) | Water Heat | Tank Water Heater | NR | Tank Water Heater 94% EF | Commercial | Medium Office | Firm | Sales | Commercial | 0.94 | 1 | 2.664 | 3.1585 | -0.57317 | 0.6422 | -0.67372 | 63.9287 | 125.087 | 219.8589 | 352.0057 | 519.469 | 713.9266 | 922.2456 | 1129.3083 | 1321.1737 | 1487.5443 | 1622.936 | 1726.5164 | 1801.0071 | 1851.206 | 1882.6091 | 2227.9207 | 2313.0772 | 2302.4288 | 2279.8371 | 2239.5098 | 2192.2891 | 1269.4833 | 196.3585 | 152.4145 | 113.4668 | 31025.6083
v5.10_MeasureAssessmentTemplate_Commercial_All | Tank Water Heater - SEG Office - Consensing Gas Storage Water Heater (>= 94% EF) | Water Heat | Tank Water Heater | New | Tank Water Heater 94% EF | Commercial | Medium Office | Firm | Sales | Commercial | 0.94 | 1 | 2.664 | 3.1585 | -0.57317 | 0.6422 | -0.67372 | 10.8757 | 26.99 | 47.9738 | 77.6771 | 115.9312 | 161.141 | 210.5352 | 260.7534 | 308.5535 | 351.4043 | 387.8097 | 417.3317 | 440.3852 | 457.9223 | 471.1182 | 481.1299 | 488.9509 | 495.8617 | 502.2037 | 506.6067 | 511.0628 | 515.5726 | 520.1365 | 524.7554 | 529.4296 | 8822.1121
v5.10_MeasureAssessmentTemplate_Commercial_All | Tank Water Heater - SEG Office - Consensing Gas Storage Water Heater (>= 94% EF) | Water Heat | Tank Water Heater | NR | Tank Water Heater 94% EF | Commercial | Small Office | Firm | Sales | Commercial | 0.94 | 1 | 2.664 | 3.1585 | -0.57317 | 0.6422 | -0.67372 | 92.5732 | 181.1345 | 318.3707 | 509.7283 | 752.2265 | 1033.8143 | 1335.4745 | 1635.3154 | 1913.1495 | 2154.0655 | 2350.1219 | 2500.1134 | 2607.981 | 2680.6724 | 2726.1462 | 3226.1809 | 3349.4933 | 3334.0737 | 3301.3594 | 3242.9627 | 3174.5839 | 1838.2983 | 284.3405 | 220.7066 | 164.3076 | 44927.1939
v5.10_MeasureAssessmentTemplate_Commercial_All | Tank Water Heater - SEG Office - Consensing Gas Storage Water Heater (>= 94% EF) | Water Heat | Tank Water Heater | New | Tank Water Heater 94% EF | Commercial | Small Office | Firm | Sales | Commercial | 0.94 | 1 | 2.664 | 3.1585 | -0.57317 | 0.6422 | -0.67372 | 15.7488 | 39.0834 | 69.4693 | 112.4817 | 167.8763 | 233.3431 | 304.8693 | 377.5887 | 446.8065 | 508.8574 | 561.5748 | 604.3247 | 637.7078 | 663.1026 | 682.2112 | 696.7088 | 708.0341 | 718.0416 | 727.2252 | 733.6011 | 740.0538 | 746.5842 | 753.1931 | 759.8815 | 766.6501 | 12775.0192
v5.10_MeasureAssessmentTemplate_Commercial_All | Tank Water Heater - SEG Office - Consensing Gas Storage Water Heater (>= 94% EF) | Water Heat | Tank Water Heater | NR | Tank Water Heater 94% EF | Commercial | Large Office | Firm | Sales | Industrial | 0.94 | 1 | 2.664 | 3.1585 | -0.57317 | 0.6422 | -0.67372 | 0.63273 | 1.238 | 2.176 | 3.484 | 5.1414 | 7.0661 | 9.1279 | 11.1773 | 13.0763 | 14.7229 | 16.063 | 17.0881 | 17.8254 | 18.3223 | 18.6331 | 22.0508 | 22.8936 | 22.7882 | 22.5646 | 22.1655 | 21.6981 | 12.5647 | 1.9435 | 1.5085 | 1.123 | 307.0749
v5.10_MeasureAssessmentTemplate_Commercial_All | Tank Water Heater - SEG Office - Consensing Gas Storage Water Heater (>= 94% EF) | Water Heat | Tank Water Heater | New | Tank Water Heater 94% EF | Commercial | Large Office | Firm | Sales | Industrial | 0.94 | 1 | 2.664 | 3.1585 | -0.57317 | 0.6422 | -0.67372 | 0.10764 | 0.26713 | 0.47482 | 0.76881 | 1.1474 | 1.5949 | 2.0838 | 2.5808 | 3.0539 | 3.478 | 3.8383 | 4.1305 | 4.3587 | 4.5323 | 4.6629 | 4.762 | 4.8394 | 4.9078 | 4.9705 | 5.0141 | 5.0582 | 5.1029 | 5.148 | 5.1937 | 5.24 | 87.3166
v5.10_MeasureAssessmentTemplate_Commercial_All | Tank Water Heater - SEG Restaurant - Consensing Gas Storage Water Heater (>= 94% EF) | Water Heat | Tank Water Heater | NR | Tank Water Heater 94% EF | Commercial | Restaurant | Firm | Sales | Commercial | 1.84 | 1 | 3.6426 | 3.1589 | -0.74565 | 0.46972 | -0.67372 | 61.7324 | 120.0626 | 209.7578 | 333.8123 | 489.6555 | 668.9029 | 858.8843 | 1045.3918 | 1215.6399 | 1360.484 | 1475.3784 | 1560.0957 | 1617.6123 | 1652.6933 | 1670.6142 | 1992.5205 | 2227.1752 | 2197.118 | 2152.467 | 2088.1429 | 1297.4183 | 322.992 | 259.7877 | 200.5356 | 148.4771 | 27227.3517
v5.10_MeasureAssessmentTemplate_Commercial_All | Tank Water Heater - SEG Restaurant - Consensing Gas Storage Water Heater (>= 94% EF) | Water Heat | Tank Water Heater | New | Tank Water Heater 94% EF | Commercial | Restaurant | Firm | Sales | Commercial | 1.84 | 1 | 3.6426 | 3.1589 | -0.74565 | 0.46972 | -0.67372 | 10.5021 | 36.9665 | 65.3176 | 105.1403 | 156.0112 | 215.6105 | 280.1086 | 344.9839 | 405.9716 | 459.8306 | 504.7358 | 540.2698 | 567.1198 | 586.6454 | 600.4606 | 610.1217 | 616.9466 | 622.5867 | 627.4867 | 629.9547 | 632.4916 | 635.0976 | 637.7733 | 640.519 | 643.3351 | 11175.9874
v5.10_MeasureAssessmentTemplate_Commercial_All | Tank Water Heater - SEG Retail - Consensing Gas Storage Water Heater (>= 94% EF) | Water Heat | Tank Water Heater | NR | Tank Water Heater 94% EF | Commercial | Extra Large Retail | Firm | Sales | Commercial | 1.11 | 1 | 2.8805 | 3.1589 | -0.62137 | 0.594 | -0.67372 | 13.3905 | 26.1587 | 45.9039 | 73.3767 | 108.1111 | 148.3429 | 191.3209 | 233.9003 | 273.2 | 307.1094 | 334.5239 | 355.303 | 370.0378 | 379.7413 | 385.5634 | 457.1848 | 483.7968 | 480.4186 | 474.3532 | 464.4161 | 452.9142 | 164.799 | 45.2989 | 35.1095 | 26.0997 | 6330.3747
v5.10_MeasureAssessmentTemplate_Commercial_All | Tank Water Heater - SEG Retail - Consensing Gas Storage Water Heater (>= 94% EF) | Water Heat | Tank Water Heater | New | Tank Water Heater 94% EF | Commercial | Extra Large Retail | Firm | Sales | Commercial | 1.11 | 1 | 2.8805 | 3.1589 | -0.62137 | 0.594 | -0.67372 | 2.278 | 6.284 | 11.152 | 18.0287 | 26.866 | 37.286 | 48.6419 | 60.1545 | 71.077 | 80.8303 | 89.0761 | 95.7209 | 100.8668 | 104.7382 | 107.6089 | 109.7471 | 111.3821 | 112.8073 | 114.1013 | 114.9536 | 115.8174 | 116.6929 | 117.5801 | 118.4792 | 119.3904 | 2011.5608
v5.10_MeasureAssessmentTemplate_Commercial_All | Tank Water Heater - SEG Retail - Consensing Gas Storage Water Heater (>= 94% EF) | Water Heat | Tank Water Heater | NR | Tank Water Heater 94% EF | Commercial | Large Retail | Firm | Sales | Commercial | 1.11 | 1 | 2.8805 | 3.1589 | -0.62137 | 0.594 | -0.67372 | 4.0273 | 7.8674 | 13.8059 | 22.0685 | 32.5151 | 44.6151 | 57.541 | 70.3471 | 82.1667 | 92.3652 | 100.6102 | 106.8597 | 111.2913 | 114.2097 | 115.9607 | 137.5013 | 145.5051 | 144.489 | 142.6648 | 139.6762 | 136.2169 | 49.5644 | 13.624 | 10.5594 | 7.8497 | 1903.9016
v5.10_MeasureAssessmentTemplate_Commercial_All | Tank Water Heater - SEG Retail - Consensing Gas Storage Water Heater (>= 94% EF) | Water Heat | Tank Water Heater | New | Tank Water Heater 94% EF | Commercial | Large Retail | Firm | Sales | Commercial | 1.11 | 1 | 2.8805 | 3.1589 | -0.62137 | 0.594 | -0.67372 | 0.68513 | 1.89 | 3.354 | 5.4223 | 8.0801 | 11.214 | 14.6294 | 18.0919 | 21.3769 | 24.3102 | 26.7902 | 28.7887 | 30.3364 | 31.5007 | 32.3641 | 33.0071 | 33.4989 | 33.9275 | 34.3167 | 34.573 | 34.8328 | 35.0961 | 35.363 | 35.6334 | 35.9074 | 604.9901
v5.10_MeasureAssessmentTemplate_Commercial_All | Tank Water Heater - SEG Retail - Consensing Gas Storage Water Heater (>= 94% EF) | Water Heat | Tank Water Heater | NR | Tank Water Heater 94% EF | Commercial | Medium Retail | Firm | Sales | Commercial | 1.11 | 1 | 2.8805 | 3.1589 | -0.62137 | 0.594 | -0.67372 | 6.3397 | 12.3847 | 21.733 | 34.7398 | 51.1846 | 70.2322 | 90.5799 | 110.7389 | 129.3451 | 145.3993 | 158.3785 | 168.2163 | 175.1924 | 179.7865 | 182.5429 | 216.4517 | 229.051 | 227.4516 | 224.58 | 219.8753 | 214.4298 | 78.0232 | 21.4465 | 16.6224 | 12.3568 | 2997.0821
v5.10_MeasureAssessmentTemplate_Commercial_All | Tank Water Heater - SEG Retail - Consensing Gas Storage Water Heater (>= 94% EF) | Water Heat | Tank Water Heater | New | Tank Water Heater 94% EF | Commercial | Medium Retail | Firm | Sales | Commercial | 1.11 | 1 | 2.8805 | 3.1589 | -0.62137 | 0.594 | -0.67372 | 1.0785 | 2.9751 | 5.2799 | 8.5356 | 12.7196 | 17.6529 | 23.0292 | 28.4798 | 33.651 | 38.2687 | 42.1726 | 45.3185 | 47.7549 | 49.5877 | 50.9469 | 51.9592 | 52.7332 | 53.408 | 54.0206 | 54.4242 | 54.8331 | 55.2476 | 55.6677 | 56.0934 | 56.5247 | 952.3627
v5.10_MeasureAssessmentTemplate_Commercial_All | Tank Water Heater - SEG Retail - Consensing Gas Storage Water Heater (>= 94% EF) | Water Heat | Tank Water Heater | NR | Tank Water Heater 94% EF | Commercial | Small Retail | Firm | Sales | Commercial | 1.11 | 1 | 2.8805 | 3.1589 | -0.62137 | 0.594 | -0.67372 | 9.685 | 18.9199 | 33.2012 | 53.0716 | 78.1941 | 107.2928 | 138.3777 | 169.1744 | 197.5988 | 222.1247 | 241.9529 | 256.9819 | 267.6393 | 274.6576 | 278.8685 | 330.6705 | 349.9183 | 347.4749 | 343.0881 | 335.9007 | 327.5817 | 119.1951 | 32.7636 | 25.3939 | 18.8773 | 4578.6046
v5.10_MeasureAssessmentTemplate_Commercial_All | Tank Water Heater - SEG Retail - Consensing Gas Storage Water Heater (>= 94% EF) | Water Heat | Tank Water Heater | New | Tank Water Heater 94% EF | Commercial | Small Retail | Firm | Sales | Commercial | 1.11 | 1 | 2.8805 | 3.1589 | -0.62137 | 0.594 | -0.67372 | 1.6476 | 4.5451 | 8.066 | 13.0397 | 19.4315 | 26.9681 | 35.1815 | 43.5083 | 51.4083 | 58.4625 | 64.4265 | 69.2326 | 72.9545 | 75.7546 | 77.8309 | 79.3774 | 80.5599 | 81.5908 | 82.5267 | 83.1431 | 83.7679 | 84.4011 | 85.0428 | 85.6931 | 86.3521 | 1454.9125
v5.10_MeasureAssessmentTemplate_Commercial_All | Tank Water Heater - SEG Retail - Consensing Gas Storage Water Heater (>= 94% EF) | Water Heat | Tank Water Heater | NR | Tank Water Heater 94% EF | Commercial | Medium Retail | Firm | Sales | Industrial | 1.11 | 1 | 2.8805 | 3.1589 | -0.62137 | 0.594 | -0.67372 | 0.020398 | 0.039848 | 0.069925 | 0.11177 | 0.16469 | 0.22597 | 0.29144 | 0.3563 | 0.41617 | 0.46782 | 0.50958 | 0.54123 | 0.56368 | 0.57846 | 0.58733 | 0.69643 | 0.73697 | 0.73182 | 0.72258 | 0.70744 | 0.68992 | 0.25104 | 0.069004 | 0.053482 | 0.039758 | 9.6431
v5.10_MeasureAssessmentTemplate_Commercial_All | Tank Water Heater - SEG Retail - Consensing Gas Storage Water Heater (>= 94% EF) | Water Heat | Tank Water Heater | New | Tank Water Heater 94% EF | Commercial | Medium Retail | Firm | Sales | Industrial | 1.11 | 1 | 2.8805 | 3.1589 | -0.62137 | 0.594 | -0.67372 | 0.0034701 | 0.0095725 | 0.016988 | 0.027463 | 0.040925 | 0.056798 | 0.074096 | 0.091633 | 0.10827 | 0.12313 | 0.13569 | 0.14581 | 0.15365 | 0.15955 | 0.16392 | 0.16718 | 0.16967 | 0.17184 | 0.17381 | 0.17511 | 0.17642 | 0.17776 | 0.17911 | 0.18048 | 0.18187 | 3.0642
v5.10_MeasureAssessmentTemplate_Commercial_All | Tank Water Heater - SEG Retail - Consensing Gas Storage Water Heater (>= 94% EF) | Water Heat | Tank Water Heater | NR | Tank Water Heater 94% EF | Commercial | Extra Large Retail | Firm | Transport | Commercial | 1.11 | 1 | 2.8805 | 1.9798 | -0.62137 | 0.46729 | -0.53072 | 1.3245 | 2.5875 | 4.5406 | 7.2581 | 10.6939 | 14.6735 | 18.9247 | 23.1364 | 27.0238 | 30.378 | 33.0897 | 35.1451 | 36.6026 | 37.5624 | 38.1383 | 38.4371 | 38.5477 | 38.5767 | 38.5534 | 38.3761 | 38.1996 | 10.7532 | 0 | 0 | 0 | 562.523
v5.10_MeasureAssessmentTemplate_Commercial_All | Tank Water Heater - SEG Retail - Consensing Gas Storage Water Heater (>= 94% EF) | Water Heat | Tank Water Heater | New | Tank Water Heater 94% EF | Commercial | Extra Large Retail | Firm | Transport | Commercial | 1.11 | 1 | 2.8805 | 1.9798 | -0.62137 | 0.46729 | -0.53072 | 0.22533 | 0.62159 | 1.1031 | 1.7833 | 2.6575 | 3.6882 | 4.8115 | 5.9502 | 7.0306 | 7.9954 | 8.811 | 9.4683 | 9.9773 | 10.3603 | 10.6442 | 10.8557 | 11.0175 | 11.1584 | 11.2864 | 11.3707 | 11.4562 | 11.5428 | 11.6305 | 11.7195 | 11.8096 | 198.9752
v5.10_MeasureAssessmentTemplate_Commercial_All | Tank Water Heater - SEG Supermarket - Consensing Gas Storage Water Heater (>= 94% EF) | Water Heat | Tank Water Heater | NR | Tank Water Heater 94% EF | Commercial | Supermarket | Firm | Sales | Commercial | 1.11 | 1 | 2.8805 | 3.1589 | -0.62137 | 0.594 | -0.67372 | 79.5259 | 155.337 | 272.5567 | 435.6248 | 641.7599 | 880.4741 | 1135.4284 | 1387.9564 | 1620.9639 | 1821.9373 | 1984.3352 | 2107.3394 | 2194.4683 | 2251.7426 | 2285.9897 | 2303.622 | 2309.9678 | 2311.4285 | 2309.7576 | 2298.8555 | 2288.0049 | 599.6083 | 0 | 0 | 0 | 33676.6841
v5.10_MeasureAssessmentTemplate_Commercial_All | Tank Water Heater - SEG Supermarket - Consensing Gas Storage Water Heater (>= 94% EF) | Water Heat | Tank Water Heater | New | Tank Water Heater 94% EF | Commercial | Supermarket | Firm | Sales | Commercial | 1.11 | 1 | 2.8805 | 3.1589 | -0.62137 | 0.594 | -0.67372 | 13.5291 | 37.6017 | 66.7223 | 107.8528 | 160.7011 | 223.0038 | 290.8888 | 359.6969 | 424.9615 | 483.2221 | 532.4599 | 572.1189 | 602.8125 | 625.8839 | 642.9723 | 655.6815 | 665.3832 | 673.831 | 681.4935 | 686.5179 | 691.6109 | 696.7734 | 702.0061 | 707.3095 | 712.6846 | 12017.7194
v5.10_MeasureAssessmentTemplate_Commercial_All | Tank Water Heater - SEG Supermarket - Consensing Gas Storage Water Heater (>= 94% EF) | Water Heat | Tank Water Heater | NR | Tank Water Heater 94% EF | Commercial | Supermarket | Firm | Transport | Commercial | 1.11 | 1 | 2.8805 | 1.9798 | -0.62137 | 0.46729 | -0.53072 | 12.5448 | 24.5037 | 42.9946 | 68.7178 | 101.2347 | 138.8907 | 179.1086 | 218.9437 | 255.6996 | 287.4022 | 313.0197 | 332.4231 | 346.1673 | 355.202 | 360.6043 | 363.3858 | 364.3868 | 364.6172 | 364.3536 | 362.6339 | 360.9222 | 94.5854 | 0 | 0 | 0 | 5312.3417
v5.10_MeasureAssessmentTemplate_Commercial_All | Tank Water Heater - SEG Supermarket - Consensing Gas Storage Water Heater (>= 94% EF) | Water Heat | Tank Water Heater | New | Tank Water Heater 94% EF | Commercial | Supermarket | Firm | Transport | Commercial | 1.11 | 1 | 2.8805 | 1.9798 | -0.62137 | 0.46729 | -0.53072 | 2.1342 | 5.9315 | 10.5251 | 17.0133 | 25.3499 | 35.1778 | 45.8864 | 56.7405 | 67.0357 | 76.2261 | 83.9931 | 90.2491 | 95.0909 | 98.7303 | 101.4259 | 103.4307 | 104.9611 | 106.2937 | 107.5025 | 108.295 | 109.0984 | 109.9128 | 110.7382 | 111.5748 | 112.4227 | 1895.7398
v5.10_MeasureAssessmentTemplate_Commercial_All | Tank Water Heater - SEG School - Consensing Gas Storage Water Heater (>= 94% EF) | Water Heat | Tank Water Heater | NR | Tank Water Heater 94% EF | Commercial | School K-12 | Firm | Sales | Commercial | 0.93 | 1 | 2.626 | 3.1598 | -0.56361 | 0.65176 | -0.67372 | 52.9457 | 103.6904 | 182.4158 | 292.321 | 431.7792 | 593.9467 | 767.949 | 941.2179 | 1102.1214 | 1242.0277 | 1356.2965 | 1444.1617 | 1507.8301 | 1551.2564 | 1578.9954 | 1595.3632 | 1603.9691 | 1609.2084 | 1612.2782 | 1608.8924 | 1605.5137 | 1096.8673 | 0 | 0 | 0 | 23881.0474
v5.10_MeasureAssessmentTemplate_Commercial_All | Tank Water Heater - SEG School - Consensing Gas Storage Water Heater (>= 94% EF) | Water Heat | Tank Water Heater | New | Tank Water Heater 94% EF | Commercial | School K-12 | Firm | Sales | Commercial | 0.93 | 1 | 2.626 | 3.1598 | -0.56361 | 0.65176 | -0.67372 | 9.0073 | 20.9503 | 37.2715 | 60.4012 | 90.2255 | 125.5181 | 164.1317 | 203.4516 | 240.9466 | 274.6328 | 303.3296 | 326.6814 | 344.9995 | 359.018 | 369.6486 | 377.7915 | 384.2217 | 389.9422 | 395.2197 | 398.9742 | 402.7722 | 406.6143 | 410.5008 | 414.4323 | 418.4094 | 6929.0921
v5.10_MeasureAssessmentTemplate_Commercial_All | Tank Water Heater - SEG Hospital - Consensing Gas Storage Water Heater (>= 94% EF) | Water Heat | Tank Water Heater | NR | Tank Water Heater 94% EF | Commercial | Hospital | Firm | Sales | Commercial | 0.63 | 1 | 2.0844 | 3.1591 | -0.39446 | 0.82091 | -0.67372 | 10.5308 | 20.5824 | 36.1367 | 57.7929 | 85.1933 | 116.9553 | 150.9153 | 184.595 | 215.7187 | 242.6154 | 264.4055 | 280.9703 | 292.7694 | 300.5976 | 305.3596 | 307.9066 | 308.9471 | 309.335 | 309.304 | 308.0358 | 306.7729 | 111.1503 | 0 | 0 | 0 | 4526.5898
v5.10_MeasureAssessmentTemplate_Commercial_All | Tank Water Heater - SEG Hospital - Consensing Gas Storage Water Heater (>= 94% EF) | Water Heat | Tank Water Heater | New | Tank Water Heater 94% EF | Commercial | Hospital | Firm | Sales | Commercial | 0.63 | 1 | 2.0844 | 3.1591 | -0.39446 | 0.82091 | -0.67372 | 1.7915 | 4.787 | 8.4995 | 13.7472 | 20.4956 | 28.4585 | 37.1433 | 45.9559 | 54.3253 | 61.808 | 68.1439 | 73.2597 | 77.2321 | 80.2311 | 82.4654 | 84.1395 | 85.4287 | 86.5575 | 87.586 | 88.2757 | 88.9743 | 89.682 | 90.3988 | 91.1248 | 91.8602 | 1542.3715
v5.10_MeasureAssessmentTemplate_Commercial_All | Tank Water Heater - SEG Hospital - Consensing Gas Storage Water Heater (>= 94% EF) | Water Heat | Tank Water Heater | NR | Tank Water Heater 94% EF | Commercial | Hospital | Interruptible | Sales | Commercial | 0.63 | 1 | 1.7505 | 2.653 | -0.12036 | 0.46729 | -0.39962 | 5.524 | 10.7967 | 18.9559 | 30.3159 | 44.6891 | 61.3502 | 79.1643 | 96.8313 | 113.1576 | 127.2666 | 138.6968 | 147.386 | 153.5754 | 157.6818 | 160.1797 | 161.5157 | 162.0616 | 162.2651 | 162.2488 | 161.5836 | 160.9211 | 58.3051 | 0 | 0 | 0 | 2374.4721
v5.10_MeasureAssessmentTemplate_Commercial_All | Tank Water Heater - SEG Hospital - Consensing Gas Storage Water Heater (>= 94% EF) | Water Heat | Tank Water Heater | New | Tank Water Heater 94% EF | Commercial | Hospital | Interruptible | Sales | Commercial | 0.63 | 1 | 1.7505 | 2.653 | -0.12036 | 0.46729 | -0.39962 | 0.93976 | 2.5111 | 4.4585 | 7.2112 | 10.7512 | 14.9282 | 19.4839 | 24.1067 | 28.4969 | 32.422 | 35.7456 | 38.4292 | 40.5129 | 42.0861 | 43.2581 | 44.1363 | 44.8125 | 45.4047 | 45.9442 | 46.306 | 46.6725 | 47.0437 | 47.4197 | 47.8005 | 48.1863 | 809.0678
v5.10_MeasureAssessmentTemplate_Commercial_All | Tank Water Heater - SEG Hospital - Consensing Gas Storage Water Heater (>= 94% EF) | Water Heat | Tank Water Heater | NR | Tank Water Heater 94% EF | Commercial | Hospital | Firm | Transport | Commercial | 0.63 | 1 | 2.0844 | 1.9798 | -0.39446 | 0.46729 | -0.53072 | 5.5394 | 10.8268 | 19.0087 | 30.4003 | 44.8134 | 61.5209 | 79.3846 | 97.1008 | 113.4725 | 127.6208 | 139.0828 | 147.7962 | 154.0028 | 158.1206 | 160.6255 | 161.9653 | 162.5126 | 162.7167 | 162.7003 | 162.0332 | 161.3689 | 58.4674 | 0 | 0 | 0 | 2381.0803
v5.10_MeasureAssessmentTemplate_Commercial_All | Tank Water Heater - SEG Hospital - Consensing Gas Storage Water Heater (>= 94% EF) | Water Heat | Tank Water Heater | New | Tank Water Heater 94% EF | Commercial | Hospital | Firm | Transport | Commercial | 0.63 | 1 | 2.0844 | 1.9798 | -0.39446 | 0.46729 | -0.53072 | 0.94238 | 2.518 | 4.4709 | 7.2313 | 10.7811 | 14.9698 | 19.5382 | 24.1738 | 28.5762 | 32.5123 | 35.8451 | 38.5361 | 40.6257 | 42.2032 | 43.3785 | 44.2591 | 44.9373 | 45.5311 | 46.0721 | 46.4349 | 46.8024 | 47.1746 | 47.5517 | 47.9336 | 48.3204 | 811.3195
v5.10_MeasureAssessmentTemplate_Commercial_All | Tank Water Heater - SEG Lodging - Consensing Gas Storage Water Heater (>= 94% EF) | Water Heat | Tank Water Heater | NR | Tank Water Heater 94% EF | Commercial | Lodging | Firm | Sales | Commercial | 1.9 | 1 | 3.6464 | 3.1558 | -0.74659 | 0.46878 | -0.67372 | 105.6141 | 206.5062 | 362.7103 | 580.3106 | 855.7863 | 1175.3148 | 1517.198 | 1856.5351 | 2170.4287 | 2442.0271 | 2662.4222 | 2830.3571 | 2950.4001 | 3030.5064 | 3079.7508 | 3106.6862 | 3118.4367 | 3123.6066 | 3124.5474 | 3112.9866 | 3101.4686 | 1323.7146 | 0 | 0 | 0 | 45837.3142
v5.10_MeasureAssessmentTemplate_Commercial_All | Tank Water Heater - SEG Lodging - Consensing Gas Storage Water Heater (>= 94% EF) | Water Heat | Tank Water Heater | New | Tank Water Heater 94% EF | Commercial | Lodging | Firm | Sales | Commercial | 1.9 | 1 | 3.6464 | 3.1558 | -0.74659 | 0.46878 | -0.67372 | 17.9673 | 46.7655 | 83.0667 | 134.4063 | 200.463 | 278.4519 | 363.5654 | 449.9922 | 532.1398 | 605.656 | 667.9815 | 718.3851 | 757.6035 | 787.295 | 809.4971 | 826.2102 | 839.1496 | 850.5186 | 860.9051 | 867.9636 | 875.1109 | 882.3479 | 889.6756 | 897.095 | 904.607 | 15146.8198
v5.10_MeasureAssessmentTemplate_Commercial_All | Tank Water Heater - SEG Other - Consensing Gas Storage Water Heater (>= 94% EF) | Water Heat | Tank Water Heater | NR | Tank Water Heater 94% EF | Commercial | Assembly | Firm | Sales | Commercial | 0.87 | 1 | 2.5057 | 3.1589 | -0.53252 | 0.68285 | -0.67372 | 34.8556 | 68.0989 | 119.5154 | 191.0652 | 281.5421 | 386.3574 | 498.3497 | 609.3293 | 711.7891 | 800.2271 | 871.7594 | 926.0147 | 964.5273 | 989.9329 | 1005.2246 | 1013.2156 | 1016.2449 | 1017.1259 | 1016.6289 | 1012.0676 | 1007.5268 | 302.0975 | 0 | 0 | 0 | 14843.4959
v5.10_MeasureAssessmentTemplate_Commercial_All | Tank Water Heater - SEG Other - Consensing Gas Storage Water Heater (>= 94% EF) | Water Heat | Tank Water Heater | New | Tank Water Heater 94% EF | Commercial | Assembly | Firm | Sales | Commercial | 0.87 | 1 | 2.5057 | 3.1589 | -0.53252 | 0.68285 | -0.67372 | 5.9297 | 16.2411 | 28.8257 | 46.6057 | 69.4582 | 96.4082 | 125.7837 | 155.5709 | 183.8378 | 209.0856 | 230.4387 | 247.6537 | 260.9935 | 271.0373 | 278.493 | 284.0538 | 288.313 | 292.0296 | 295.4065 | 297.6402 | 299.9038 | 302.1975 | 304.5219 | 306.877 | 309.2633 | 5206.5693
v5.10_MeasureAssessmentTemplate_Commercial_All | Tank Water Heater - SEG Other - Consensing Gas Storage Water Heater (>= 94% EF) | Water Heat | Tank Water Heater | NR | Tank Water Heater 94% EF | Commercial | Other | Firm | Sales | Commercial | 0.87 | 1 | 2.5057 | 3.1589 | -0.53252 | 0.68285 | -0.67372 | 7.6764 | 14.9298 | 26.0835 | 41.5097 | 60.8889 | 83.1783 | 106.8026 | 129.9949 | 151.1653 | 169.1767 | 183.4639 | 193.9985 | 201.1507 | 205.5131 | 207.7415 | 208.4436 | 208.119 | 207.3551 | 206.3141 | 204.4573 | 113.3497 | 0 | 0 | 0 | 0 | 2931.3128
v5.10_MeasureAssessmentTemplate_Commercial_All | Tank Water Heater - SEG Other - Consensing Gas Storage Water Heater (>= 94% EF) | Water Heat | Tank Water Heater | New | Tank Water Heater 94% EF | Commercial | Other | Firm | Sales | Commercial | 0.87 | 1 | 2.5057 | 3.1589 | -0.53252 | 0.68285 | -0.67372 | 1.3059 | 4.5968 | 8.1223 | 13.0742 | 19.4001 | 26.8113 | 34.8316 | 42.8989 | 50.4827 | 57.1801 | 62.7641 | 67.1828 | 70.5216 | 72.9496 | 74.6675 | 75.8689 | 76.7176 | 77.4189 | 78.0282 | 78.3351 | 78.6506 | 78.9746 | 79.3074 | 79.6488 | 79.999 | 1389.7385
v5.10_MeasureAssessmentTemplate_Commercial_All | Tank Water Heater - SEG Office - Gas Absorption HPWH (106% EF to 140% EF) | Water Heat | Tank Water Heater | NR | Tank Water Heater HPWH | Commercial | Large Office | Firm | Sales | Commercial | 0.60809 | 1 | 4.3951 | 3.1585 | -0.82611 | 0.38926 | -0.67372 | 0 | 0 | 5.7422 | 10.7724 | 18.3785 | 29.2304 | 43.9347 | 62.9212 | 86.3075 | 113.7658 | 144.4281 | 176.8779 | 209.2685 | 239.5815 | 265.9849 | 287.1988 | 302.7406 | 313.8144 | 319.3912 | 323.6319 | 323.9568 | 322.985 | 322.016 | 321.05 | 0 | 4243.9783
v5.10_MeasureAssessmentTemplate_Commercial_All | Tank Water Heater - SEG Office - Gas Absorption HPWH (106% EF to 140% EF) | Water Heat | Tank Water Heater | New | Tank Water Heater HPWH | Commercial | Large Office | Firm | Sales | Commercial | 0.60809 | 1 | 4.3951 | 3.1585 | -0.82611 | 0.38926 | -0.67372 | 0 | 0 | 1.5036 | 2.8526 | 4.9219 | 7.9171 | 12.0356 | 17.4339 | 24.188 | 32.25 | 41.4143 | 51.3057 | 61.4048 | 71.1167 | 79.8745 | 87.2528 | 93.052 | 97.5885 | 100.4922 | 103.0283 | 104.3519 | 105.2728 | 106.2047 | 107.1478 | 0 | 1312.6096
v5.10_MeasureAssessmentTemplate_Commercial_All | Tank Water Heater - SEG Office - Gas Absorption HPWH (106% EF to 140% EF) | Water Heat | Tank Water Heater | NR | Tank Water Heater HPWH | Commercial | Medium Office | Firm | Sales | Commercial | 0.60809 | 1 | 4.3951 | 3.1585 | -0.82611 | 0.38926 | -0.67372 | 0 | 0 | 5.4577 | 10.2387 | 17.468 | 27.7822 | 41.7581 | 59.8039 | 82.0315 | 108.1294 | 137.2726 | 168.1147 | 198.9006 | 227.7118 | 252.8072 | 272.97 | 287.7418 | 298.267 | 303.5675 | 307.5981 | 307.9069 | 306.9832 | 306.0623 | 305.1441 | 0 | 4033.7174
v5.10_MeasureAssessmentTemplate_Commercial_All | Tank Water Heater - SEG Office - Gas Absorption HPWH (106% EF to 140% EF) | Water Heat | Tank Water Heater | New | Tank Water Heater HPWH | Commercial | Medium Office | Firm | Sales | Commercial | 0.60809 | 1 | 4.3951 | 3.1585 | -0.82611 | 0.38926 | -0.67372 | 0 | 0 | 1.4291 | 2.7113 | 4.6781 | 7.5249 | 11.4393 | 16.5702 | 22.9897 | 30.6523 | 39.3625 | 48.7638 | 58.3626 | 67.5933 | 75.9172 | 82.93 | 88.4418 | 92.7537 | 95.5135 | 97.9239 | 99.182 | 100.0572 | 100.9429 | 101.8393 | 0 | 1247.5785
v5.10_MeasureAssessmentTemplate_Commercial_All | Tank Water Heater - SEG Office - Gas Absorption HPWH (106% EF to 140% EF) | Water Heat | Tank Water Heater | NR | Tank Water Heater HPWH | Commercial | Small Office | Firm | Sales | Commercial | 0.60809 | 1 | 4.3951 | 3.1585 | -0.82611 | 0.38926 | -0.67372 | 0 | 0 | 7.9031 | 14.8264 | 25.2949 | 40.2306 | 60.4685 | 86.6001 | 118.7873 | 156.5788 | 198.7801 | 243.4416 | 288.0217 | 329.7422 | 366.082 | 395.2791 | 416.6697 | 431.9109 | 439.5864 | 445.423 | 445.8702 | 444.5326 | 443.199 | 441.8694 | 0 | 5841.0975
v5.10_MeasureAssessmentTemplate_Commercial_All | Tank Water Heater - SEG Office - Gas Absorption HPWH (106% EF to 140% EF) | Water Heat | Tank Water Heater | New | Tank Water Heater HPWH | Commercial | Small Office | Firm | Sales | Commercial | 0.60809 | 1 | 4.3951 | 3.1585 | -0.82611 | 0.38926 | -0.67372 | 0 | 0 | 2.0694 | 3.9261 | 6.7741 | 10.8966 | 16.5649 | 23.9948 | 33.2906 | 44.3865 | 56.9996 | 70.6133 | 84.513 | 97.8797 | 109.9333 | 120.0882 | 128.0698 | 134.3136 | 138.31 | 141.8005 | 143.6223 | 144.8897 | 146.1723 | 147.4703 | 0 | 1806.5787
v5.10_MeasureAssessmentTemplate_Commercial_All | Tank Water Heater - SEG Office - Gas Absorption HPWH (106% EF to 140% EF) | Water Heat | Tank Water Heater | NR | Tank Water Heater HPWH | Commercial | Large Office | Firm | Sales | Industrial | 0.60809 | 1 | 4.3951 | 3.1585 | -0.82611 | 0.38926 | -0.67372 | 0 | 0 | 0.054017 | 0.10134 | 0.17289 | 0.27497 | 0.4133 | 0.59191 | 0.8119 | 1.0702 | 1.3587 | 1.6639 | 1.9686 | 2.2538 | 2.5022 | 2.7017 | 2.8479 | 2.9521 | 3.0045 | 3.0444 | 3.0475 | 3.0384 | 3.0292 | 3.0202 | 0 | 39.9236
v5.10_MeasureAssessmentTemplate_Commercial_All | Tank Water Heater - SEG Office - Gas Absorption HPWH (106% EF to 140% EF) | Water Heat | Tank Water Heater | New | Tank Water Heater HPWH | Commercial | Large Office | Firm | Sales | Industrial | 0.60809 | 1 | 4.3951 | 3.1585 | -0.82611 | 0.38926 | -0.67372 | 0 | 0 | 0.014144 | 0.026835 | 0.046301 | 0.074477 | 0.11322 | 0.164 | 0.22754 | 0.30338 | 0.38959 | 0.48264 | 0.57764 | 0.669 | 0.75139 | 0.8208 | 0.87535 | 0.91803 | 0.94534 | 0.9692 | 0.98165 | 0.99031 | 0.99908 | 1.008 | 0 | 12.3479
v5.10_MeasureAssessmentTemplate_Commercial_All | Tank Water Heater - SEG Restaurant - Gas Absorption HPWH (106% EF to 140% EF) | Water Heat | Tank Water Heater | NR | Tank Water Heater HPWH | Commercial | Restaurant | Firm | Sales | Commercial | 1.1903 | 1 | 5.0198 | 3.1589 | -0.87452 | 0.34085 | -0.67372 | 0 | 0 | 5.207 | 9.7096 | 16.4655 | 26.0302 | 38.8891 | 55.36 | 75.479 | 98.8934 | 124.7918 | 151.91 | 178.6468 | 203.2933 | 224.3393 | 240.7739 | 252.276 | 259.9302 | 262.9573 | 264.8452 | 263.5157 | 261.144 | 258.7937 | 256.4646 | 0 | 3529.7154
v5.10_MeasureAssessmentTemplate_Commercial_All | Tank Water Heater - SEG Restaurant - Gas Absorption HPWH (106% EF to 140% EF) | Water Heat | Tank Water Heater | New | Tank Water Heater HPWH | Commercial | Restaurant | Firm | Sales | Commercial | 1.1903 | 1 | 5.0198 | 3.1589 | -0.87452 | 0.34085 | -0.67372 | 0 | 0 | 1.9457 | 3.6698 | 6.2954 | 10.0685 | 15.2195 | 21.9228 | 30.2481 | 40.11 | 51.2304 | 63.1287 | 75.1583 | 86.594 | 96.7598 | 105.1636 | 111.5938 | 116.4583 | 119.3409 | 121.7663 | 122.7477 | 123.2534 | 123.7727 | 124.3056 | 0 | 1570.7535
v5.10_MeasureAssessmentTemplate_Commercial_All | Tank Water Heater - SEG Retail - Gas Absorption HPWH (106% EF to 140% EF) | Water Heat | Tank Water Heater | NR | Tank Water Heater HPWH | Commercial | Extra Large Retail | Firm | Sales | Commercial | 0.71806 | 1 | 4.5539 | 3.1589 | -0.83964 | 0.37573 | -0.67372 | 0 | 0 | 1.1395 | 2.1343 | 3.6354 | 5.7727 | 8.6628 | 12.3865 | 16.963 | 22.3238 | 28.295 | 34.5966 | 40.8664 | 46.7109 | 51.7756 | 55.8153 | 58.7413 | 60.7923 | 61.7733 | 62.493 | 62.4554 | 62.1681 | 61.8821 | 61.5975 | 0 | 822.9807
v5.10_MeasureAssessmentTemplate_Commercial_All | Tank Water Heater - SEG Retail - Gas Absorption HPWH (106% EF to 140% EF) | Water Heat | Tank Water Heater | New | Tank Water Heater HPWH | Commercial | Extra Large Retail | Firm | Sales | Commercial | 0.71806 | 1 | 4.5539 | 3.1589 | -0.83964 | 0.37573 | -0.67372 | 0 | 0 | 0.3322 | 0.62928 | 1.0841 | 1.7412 | 2.6429 | 3.8227 | 5.2958 | 7.0507 | 9.0412 | 11.1847 | 13.3675 | 15.4603 | 17.3404 | 18.9166 | 20.1469 | 21.1012 | 21.7008 | 22.2198 | 22.4767 | 22.6466 | 22.8188 | 22.9933 | 0 | 284.0134
v5.10_MeasureAssessmentTemplate_Commercial_All | Tank Water Heater - SEG Retail - Gas Absorption HPWH (106% EF to 140% EF) | Water Heat | Tank Water Heater | NR | Tank Water Heater HPWH | Commercial | Large Retail | Firm | Sales | Commercial | 0.71806 | 1 | 4.5539 | 3.1589 | -0.83964 | 0.37573 | -0.67372 | 0 | 0 | 0.34271 | 0.6419 | 1.0934 | 1.7362 | 2.6054 | 3.7253 | 5.1017 | 6.714 | 8.5099 | 10.4052 | 12.2909 | 14.0486 | 15.5718 | 16.7868 | 17.6668 | 18.2837 | 18.5787 | 18.7952 | 18.7839 | 18.6975 | 18.6115 | 18.5258 | 0 | 247.5168
v5.10_MeasureAssessmentTemplate_Commercial_All | Tank Water Heater - SEG Retail - Gas Absorption HPWH (106% EF to 140% EF) | Water Heat | Tank Water Heater | New | Tank Water Heater HPWH | Commercial | Large Retail | Firm | Sales | Commercial | 0.71806 | 1 | 4.5539 | 3.1589 | -0.83964 | 0.37573 | -0.67372 | 0 | 0 | 0.099912 | 0.18926 | 0.32605 | 0.52367 | 0.79488 | 1.1497 | 1.5927 | 2.1205 | 2.7192 | 3.3639 | 4.0204 | 4.6498 | 5.2152 | 5.6893 | 6.0593 | 6.3463 | 6.5266 | 6.6828 | 6.76 | 6.8111 | 6.8629 | 6.9154 | 0 | 85.4189
v5.10_MeasureAssessmentTemplate_Commercial_All | Tank Water Heater - SEG Retail - Gas Absorption HPWH (106% EF to 140% EF) | Water Heat | Tank Water Heater | NR | Tank Water Heater HPWH | Commercial | Medium Retail | Firm | Sales | Commercial | 0.71806 | 1 | 4.5539 | 3.1589 | -0.83964 | 0.37573 | -0.67372 | 0 | 0 | 0.53949 | 1.0105 | 1.7212 | 2.7331 | 4.1013 | 5.8643 | 8.031 | 10.5691 | 13.3961 | 16.3796 | 19.348 | 22.115 | 24.5129 | 26.4254 | 27.8108 | 28.7818 | 29.2462 | 29.587 | 29.5692 | 29.4332 | 29.2978 | 29.163 | 0 | 389.6358
v5.10_MeasureAssessmentTemplate_Commercial_All | Tank Water Heater - SEG Retail - Gas Absorption HPWH (106% EF to 140% EF) | Water Heat | Tank Water Heater | New | Tank Water Heater HPWH | Commercial | Medium Retail | Firm | Sales | Commercial | 0.71806 | 1 | 4.5539 | 3.1589 | -0.83964 | 0.37573 | -0.67372 | 0 | 0 | 0.15728 | 0.29793 | 0.51326 | 0.82435 | 1.2513 | 1.8098 | 2.5073 | 3.3381 | 4.2805 | 5.2953 | 6.3288 | 7.3196 | 8.2097 | 8.9559 | 9.5384 | 9.9903 | 10.2741 | 10.5199 | 10.6415 | 10.7219 | 10.8034 | 10.886 | 0 | 134.4646
v5.10_MeasureAssessmentTemplate_Commercial_All | Tank Water Heater - SEG Retail - Gas Absorption HPWH (106% EF to 140% EF) | Water Heat | Tank Water Heater | NR | Tank Water Heater HPWH | Commercial | Small Retail | Firm | Sales | Commercial | 0.71806 | 1 | 4.5539 | 3.1589 | -0.83964 | 0.37573 | -0.67372 | 0 | 0 | 0.82417 | 1.5437 | 2.6294 | 4.1753 | 6.2656 | 8.9588 | 12.2689 | 16.1462 | 20.4651 | 25.0229 | 29.5577 | 33.7849 | 37.448 | 40.3698 | 42.4861 | 43.9695 | 44.6791 | 45.1997 | 45.1725 | 44.9647 | 44.7578 | 44.5519 | 0 | 595.2417
v5.10_MeasureAssessmentTemplate_Commercial_All | Tank Water Heater - SEG Retail - Gas Absorption HPWH (106% EF to 140% EF) | Water Heat | Tank Water Heater | New | Tank Water Heater HPWH | Commercial | Small Retail | Firm | Sales | Commercial | 0.71806 | 1 | 4.5539 | 3.1589 | -0.83964 | 0.37573 | -0.67372 | 0 | 0 | 0.24027 | 0.45514 | 0.7841 | 1.2593 | 1.9116 | 2.7648 | 3.8303 | 5.0996 | 6.5393 | 8.0896 | 9.6684 | 11.182 | 12.5419 | 13.6819 | 14.5717 | 15.262 | 15.6956 | 16.071 | 16.2568 | 16.3797 | 16.5043 | 16.6305 | 0 | 205.4199
v5.10_MeasureAssessmentTemplate_Commercial_All | Tank Water Heater - SEG Retail - Gas Absorption HPWH (106% EF to 140% EF) | Water Heat | Tank Water Heater | NR | Tank Water Heater HPWH | Commercial | Medium Retail | Firm | Sales | Industrial | 0.71806 | 1 | 4.5539 | 3.1589 | -0.83964 | 0.37573 | -0.67372 | 0 | 0 | 0.0017358 | 0.0032512 | 0.0055378 | 0.0087936 | 0.013196 | 0.018868 | 0.02584 | 0.034006 | 0.043102 | 0.052701 | 0.062252 | 0.071155 | 0.07887 | 0.085023 | 0.089481 | 0.092605 | 0.094099 | 0.095196 | 0.095138 | 0.094701 | 0.094265 | 0.093831 | 0 | 1.2536
v5.10_MeasureAssessmentTemplate_Commercial_All | Tank Water Heater - SEG Retail - Gas Absorption HPWH (106% EF to 140% EF) | Water Heat | Tank Water Heater | New | Tank Water Heater HPWH | Commercial | Medium Retail | Firm | Sales | Industrial | 0.71806 | 1 | 4.5539 | 3.1589 | -0.83964 | 0.37573 | -0.67372 | 0 | 0 | 0.00050604 | 0.00095858 | 0.0016514 | 0.0026523 | 0.004026 | 0.0058231 | 0.0080671 | 0.01074 | 0.013772 | 0.017038 | 0.020363 | 0.023551 | 0.026415 | 0.028816 | 0.03069 | 0.032144 | 0.033057 | 0.033847 | 0.034239 | 0.034498 | 0.03476 | 0.035026 | 0 | 0.43264
v5.10_MeasureAssessmentTemplate_Commercial_All | Tank Water Heater - SEG Retail - Gas Absorption HPWH (106% EF to 140% EF) | Water Heat | Tank Water Heater | NR | Tank Water Heater HPWH | Commercial | Extra Large Retail | Firm | Transport | Commercial | 0.71806 | 1 | 4.5539 | 1.9798 | -0.83964 | 0.46729 | -0.53072 | 0 | 0 | 0.11271 | 0.21112 | 0.3596 | 0.57101 | 0.85688 | 1.2252 | 1.6779 | 2.2082 | 2.7988 | 3.4222 | 4.0423 | 4.6205 | 5.1214 | 5.521 | 5.8104 | 6.0133 | 6.1104 | 6.1816 | 6.1778 | 6.1494 | 6.1211 | 6.093 | 0 | 81.4058
v5.10_MeasureAssessmentTemplate_Commercial_All | Tank Water Heater - SEG Retail - Gas Absorption HPWH (106% EF to 140% EF) | Water Heat | Tank Water Heater | New | Tank Water Heater HPWH | Commercial | Extra Large Retail | Firm | Transport | Commercial | 0.71806 | 1 | 4.5539 | 1.9798 | -0.83964 | 0.46729 | -0.53072 | 0 | 0 | 0.03286 | 0.062246 | 0.10723 | 0.17223 | 0.26143 | 0.37812 | 0.52384 | 0.69742 | 0.89432 | 1.1063 | 1.3223 | 1.5293 | 1.7152 | 1.8711 | 1.9928 | 2.0872 | 2.1466 | 2.1979 | 2.2233 | 2.2401 | 2.2571 | 2.2744 | 0 | 28.0934
v5.10_MeasureAssessmentTemplate_Commercial_All | Tank Water Heater - SEG Supermarket - Gas Absorption HPWH (106% EF to 140% EF) | Water Heat | Tank Water Heater | NR | Tank Water Heater HPWH | Commercial | Supermarket | Firm | Sales | Commercial | 0.71806 | 1 | 4.5539 | 3.1589 | -0.83964 | 0.37573 | -0.67372 | 0 | 0 | 6.7658 | 12.671 | 21.5802 | 34.2634 | 51.4107 | 73.5009 | 100.6455 | 132.4364 | 167.8408 | 205.1963 | 242.3539 | 276.9807 | 306.9753 | 330.8866 | 348.1908 | 360.3045 | 366.0748 | 370.2954 | 370.0278 | 368.2812 | 366.5429 | 364.8129 | 0 | 4878.0379
v5.10_MeasureAssessmentTemplate_Commercial_All | Tank Water Heater - SEG Supermarket - Gas Absorption HPWH (106% EF to 140% EF) | Water Heat | Tank Water Heater | New | Tank Water Heater HPWH | Commercial | Supermarket | Firm | Sales | Commercial | 0.71806 | 1 | 4.5539 | 3.1589 | -0.83964 | 0.37573 | -0.67372 | 0 | 0 | 1.9875 | 3.7645 | 6.4846 | 10.4138 | 15.8053 | 22.8578 | 31.663 | 42.1504 | 54.0444 | 66.8502 | 79.8885 | 92.3859 | 103.6103 | 113.0166 | 120.3551 | 126.0438 | 129.6123 | 132.6996 | 134.221 | 135.2229 | 136.2384 | 137.2676 | 0 | 1696.5835
v5.10_MeasureAssessmentTemplate_Commercial_All | Tank Water Heater - SEG Supermarket - Gas Absorption HPWH (106% EF to 140% EF) | Water Heat | Tank Water Heater | NR | Tank Water Heater HPWH | Commercial | Supermarket | Firm | Transport | Commercial | 0.71806 | 1 | 4.5539 | 1.9798 | -0.83964 | 0.46729 | -0.53072 | 0 | 0 | 1.0673 | 1.9988 | 3.4042 | 5.4049 | 8.1098 | 11.5944 | 15.8764 | 20.8912 | 26.4761 | 32.3688 | 38.2302 | 43.6924 | 48.4239 | 52.1958 | 54.9255 | 56.8364 | 57.7466 | 58.4124 | 58.3702 | 58.0947 | 57.8205 | 57.5475 | 0 | 769.488
v5.10_MeasureAssessmentTemplate_Commercial_All | Tank Water Heater - SEG Supermarket - Gas Absorption HPWH (106% EF to 140% EF) | Water Heat | Tank Water Heater | New | Tank Water Heater HPWH | Commercial | Supermarket | Firm | Transport | Commercial | 0.71806 | 1 | 4.5539 | 1.9798 | -0.83964 | 0.46729 | -0.53072 | 0 | 0 | 0.31353 | 0.59384 | 1.0229 | 1.6427 | 2.4932 | 3.6057 | 4.9947 | 6.649 | 8.5253 | 10.5453 | 12.602 | 14.5735 | 16.344 | 17.8278 | 18.9855 | 19.8828 | 20.4458 | 20.9328 | 21.1727 | 21.3308 | 21.491 | 21.6533 | 0 | 267.6282
v5.10_MeasureAssessmentTemplate_Commercial_All | Tank Water Heater - SEG School - Gas Absorption HPWH (106% EF to 140% EF) | Water Heat | Tank Water Heater | NR | Tank Water Heater HPWH | Commercial | School K-12 | Firm | Sales | Commercial | 0.61809 | 1 | 4.397 | 3.1598 | -0.82613 | 0.38924 | -0.67372 | 0 | 0 | 4.6522 | 8.7355 | 14.9167 | 23.746 | 35.7236 | 51.2078 | 70.3039 | 92.7543 | 117.8599 | 144.4707 | 171.0811 | 196.0393 | 217.8406 | 235.427 | 248.3912 | 257.7094 | 262.5259 | 266.2518 | 266.7597 | 266.1995 | 265.6405 | 265.0826 | 0 | 3483.3189
v5.10_MeasureAssessmentTemplate_Commercial_All | Tank Water Heater - SEG School - Gas Absorption HPWH (106% EF to 140% EF) | Water Heat | Tank Water Heater | New | Tank Water Heater HPWH | Commercial | School K-12 | Firm | Sales | Commercial | 0.61809 | 1 | 4.397 | 3.1598 | -0.82613 | 0.38924 | -0.67372 | 0 | 0 | 1.1406 | 2.166 | 3.7404 | 6.0219 | 9.1621 | 13.2828 | 18.4439 | 24.6114 | 31.6306 | 39.2166 | 46.9731 | 54.4449 | 61.1967 | 66.9006 | 71.4008 | 74.9376 | 77.224 | 79.2303 | 80.3058 | 81.0718 | 81.8467 | 82.6306 | 0 | 1007.5793
v5.10_MeasureAssessmentTemplate_Commercial_All | Tank Water Heater - SEG Hospital - Gas Absorption HPWH (106% EF to 140% EF) | Water Heat | Tank Water Heater | NR | Tank Water Heater HPWH | Commercial | Hospital | Firm | Sales | Commercial | 0.40755 | 1 | 3.8941 | 3.1591 | -0.77596 | 0.43941 | -0.67372 | 0 | 0 | 0.89704 | 1.681 | 2.8648 | 4.5513 | 6.8332 | 9.7754 | 13.394 | 17.6357 | 22.3642 | 27.3587 | 32.333 | 36.9757 | 41.0054 | 44.2269 | 46.5688 | 48.219 | 49.0218 | 49.6178 | 49.6129 | 49.4095 | 49.2069 | 49.0051 | 0 | 652.5581
v5.10_MeasureAssessmentTemplate_Commercial_All | Tank Water Heater - SEG Hospital - Gas Absorption HPWH (106% EF to 140% EF) | Water Heat | Tank Water Heater | New | Tank Water Heater HPWH | Commercial | Hospital | Firm | Sales | Commercial | 0.40755 | 1 | 3.8941 | 3.1591 | -0.77596 | 0.43941 | -0.67372 | 0 | 0 | 0.25318 | 0.47984 | 0.82704 | 1.3289 | 2.0182 | 2.9204 | 4.0477 | 5.3914 | 6.9166 | 8.5602 | 10.2353 | 11.8428 | 13.2887 | 14.5027 | 15.4524 | 16.1911 | 16.6579 | 17.0631 | 17.2673 | 17.4046 | 17.5437 | 17.6846 | 0 | 217.8774
v5.10_MeasureAssessmentTemplate_Commercial_All | Tank Water Heater - SEG Hospital - Gas Absorption HPWH (106% EF to 140% EF) | Water Heat | Tank Water Heater | NR | Tank Water Heater HPWH | Commercial | Hospital | Interruptible | Sales | Commercial | 0.40755 | 1 | 3.2703 | 2.653 | -0.50186 | 0.46729 | -0.39962 | 0 | 0 | 0.47055 | 0.8818 | 1.5027 | 2.3874 | 3.5845 | 5.1278 | 7.0259 | 9.251 | 11.7314 | 14.3513 | 16.9606 | 19.396 | 21.5098 | 23.1997 | 24.4282 | 25.2938 | 25.7149 | 26.0276 | 26.025 | 25.9183 | 25.812 | 25.7062 | 0 | 342.3065
v5.10_MeasureAssessmentTemplate_Commercial_All | Tank Water Heater - SEG Hospital - Gas Absorption HPWH (106% EF to 140% EF) | Water Heat | Tank Water Heater | New | Tank Water Heater HPWH | Commercial | Hospital | Interruptible | Sales | Commercial | 0.40755 | 1 | 3.2703 | 2.653 | -0.50186 | 0.46729 | -0.39962 | 0 | 0 | 0.13281 | 0.2517 | 0.43383 | 0.69711 | 1.0586 | 1.5319 | 2.1232 | 2.8281 | 3.6282 | 4.4903 | 5.369 | 6.2123 | 6.9707 | 7.6076 | 8.1057 | 8.4932 | 8.7381 | 8.9507 | 9.0577 | 9.1298 | 9.2027 | 9.2767 | 0 | 114.29
v5.10_MeasureAssessmentTemplate_Commercial_All | Tank Water Heater - SEG Hospital - Gas Absorption HPWH (106% EF to 140% EF) | Water Heat | Tank Water Heater | NR | Tank Water Heater HPWH | Commercial | Hospital | Firm | Transport | Commercial | 0.40755 | 1 | 3.8941 | 1.9798 | -0.77596 | 0.46729 | -0.53072 | 0 | 0 | 0.47186 | 0.88425 | 1.5069 | 2.3941 | 3.5944 | 5.1421 | 7.0455 | 9.2767 | 11.764 | 14.3912 | 17.0078 | 19.45 | 21.5697 | 23.2643 | 24.4962 | 25.3642 | 25.7865 | 26.1 | 26.0974 | 25.9904 | 25.8838 | 25.7777 | 0 | 343.2591
v5.10_MeasureAssessmentTemplate_Commercial_All | Tank Water Heater - SEG Hospital - Gas Absorption HPWH (106% EF to 140% EF) | Water Heat | Tank Water Heater | New | Tank Water Heater HPWH | Commercial | Hospital | Firm | Transport | Commercial | 0.40755 | 1 | 3.8941 | 1.9798 | -0.77596 | 0.46729 | -0.53072 | 0 | 0 | 0.13318 | 0.2524 | 0.43504 | 0.69905 | 1.0616 | 1.5362 | 2.1292 | 2.836 | 3.6383 | 4.5028 | 5.384 | 6.2296 | 6.9901 | 7.6287 | 8.1283 | 8.5168 | 8.7624 | 8.9756 | 9.0829 | 9.1552 | 9.2284 | 9.3025 | 0 | 114.6081
v5.10_MeasureAssessmentTemplate_Commercial_All | Tank Water Heater - SEG Lodging - Gas Absorption HPWH (106% EF to 140% EF) | Water Heat | Tank Water Heater | NR | Tank Water Heater HPWH | Commercial | Lodging | Firm | Sales | Commercial | 1.2291 | 1 | 5.0188 | 3.1558 | -0.87478 | 0.34059 | -0.67372 | 0 | 0 | 9.0038 | 16.8794 | 28.7772 | 45.737 | 68.6967 | 98.315 | 134.7617 | 177.5107 | 225.1954 | 275.5982 | 325.8379 | 372.7743 | 413.566 | 446.2367 | 470.0546 | 486.9065 | 495.2113 | 501.4342 | 501.5852 | 499.7293 | 497.8803 | 496.0382 | 0 | 6587.7297
v5.10_MeasureAssessmentTemplate_Commercial_All | Tank Water Heater - SEG Lodging - Gas Absorption HPWH (106% EF to 140% EF) | Water Heat | Tank Water Heater | New | Tank Water Heater HPWH | Commercial | Lodging | Firm | Sales | Commercial | 1.2291 | 1 | 5.0188 | 3.1558 | -0.87478 | 0.34059 | -0.67372 | 0 | 0 | 2.4744 | 4.6914 | 8.0891 | 13.003 | 19.7541 | 28.5958 | 39.6486 | 52.8301 | 67.7998 | 83.9409 | 100.4024 | 116.2116 | 130.4445 | 142.4097 | 151.7861 | 159.0942 | 163.7344 | 167.772 | 169.8328 | 171.2373 | 172.6594 | 174.0993 | 0 | 2140.511
v5.10_MeasureAssessmentTemplate_Commercial_All | Tank Water Heater - SEG Other - Gas Absorption HPWH (106% EF to 140% EF) | Water Heat | Tank Water Heater | NR | Tank Water Heater HPWH | Commercial | Assembly | Firm | Sales | Commercial | 0.5628 | 1 | 4.2705 | 3.1589 | -0.81471 | 0.40067 | -0.67372 | 0 | 0 | 2.9668 | 5.5575 | 9.4673 | 15.035 | 22.5646 | 32.2678 | 44.1949 | 58.1684 | 73.7359 | 90.1681 | 106.521 | 121.7689 | 134.9871 | 145.5358 | 153.1827 | 158.5492 | 161.1261 | 163.022 | 162.9423 | 162.2113 | 161.4835 | 160.759 | 0 | 2146.2152
v5.10_MeasureAssessmentTemplate_Commercial_All | Tank Water Heater - SEG Other - Gas Absorption HPWH (106% EF to 140% EF) | Water Heat | Tank Water Heater | New | Tank Water Heater HPWH | Commercial | Assembly | Firm | Sales | Commercial | 0.5628 | 1 | 4.2705 | 3.1589 | -0.81471 | 0.40067 | -0.67372 | 0 | 0 | 0.85867 | 1.6267 | 2.8028 | 4.502 | 6.8344 | 9.8861 | 13.6974 | 18.2381 | 23.3894 | 28.9375 | 34.5885 | 40.0075 | 44.8771 | 48.9609 | 52.1503 | 54.6257 | 56.183 | 57.532 | 58.2023 | 58.6475 | 59.0986 | 59.5556 | 0 | 735.2022
v5.10_MeasureAssessmentTemplate_Commercial_All | Tank Water Heater - SEG Other - Gas Absorption HPWH (106% EF to 140% EF) | Water Heat | Tank Water Heater | NR | Tank Water Heater HPWH | Commercial | Other | Firm | Sales | Commercial | 0.5628 | 1 | 4.2705 | 3.1589 | -0.81471 | 0.40067 | -0.67372 | 0 | 0 | 0.64749 | 1.2074 | 2.0475 | 3.2369 | 4.8359 | 6.884 | 9.3858 | 12.2974 | 15.5179 | 18.8901 | 22.2148 | 25.2796 | 27.8967 | 29.9403 | 31.3706 | 32.3224 | 32.6988 | 32.9336 | 32.7683 | 32.4734 | 32.1811 | 31.8915 | 0 | 438.9215
v5.10_MeasureAssessmentTemplate_Commercial_All | Tank Water Heater - SEG Other - Gas Absorption HPWH (106% EF to 140% EF) | Water Heat | Tank Water Heater | New | Tank Water Heater HPWH | Commercial | Other | Firm | Sales | Commercial | 0.5628 | 1 | 4.2705 | 3.1589 | -0.81471 | 0.40067 | -0.67372 | 0 | 0 | 0.24195 | 0.45635 | 0.78283 | 1.252 | 1.8926 | 2.7261 | 3.7614 | 4.9877 | 6.3705 | 7.8501 | 9.346 | 10.768 | 12.0321 | 13.0771 | 13.8767 | 14.4816 | 14.8401 | 15.1417 | 15.2637 | 15.3266 | 15.3912 | 15.4574 | 0 | 195.3238
v5.10_MeasureAssessmentTemplate_Commercial_All | Tankless Water Heater - SEG Office - Consensing Gas Instantaneous Water Heater (92% EF) | Water Heat | Tankless Water Heater | NR | Tankless Water Heater | Commercial | Large Office | Firm | Sales | Commercial | 0.44 | 1 | 2.9514 | 3.1585 | -0.63572 | 0.57966 | -0.67372 | 16.7199 | 31.3669 | 53.5141 | 85.1122 | 127.9279 | 183.2121 | 251.3077 | 331.2599 | 420.5415 | 515.0278 | 609.3419 | 697.6062 | 774.4871 | 836.257 | 881.5111 | 913.7557 | 929.9938 | 942.3419 | 943.288 | 940.4582 | 937.6368 | 934.8239 | 932.0194 | 607.0243 | 0 | 13896.535
v5.10_MeasureAssessmentTemplate_Commercial_All | Tankless Water Heater - SEG Office - Consensing Gas Instantaneous Water Heater (92% EF) | Water Heat | Tankless Water Heater | New | Tankless Water Heater | Commercial | Large Office | Firm | Sales | Commercial | 0.44 | 1 | 2.9514 | 3.1585 | -0.63572 | 0.57966 | -0.67372 | 2.8444 | 6.768 | 11.6769 | 18.7817 | 28.55 | 41.353 | 57.3699 | 76.4868 | 98.2153 | 121.6656 | 145.6057 | 168.6246 | 189.3789 | 206.8601 | 220.5959 | 231.3372 | 238.2066 | 244.2042 | 247.3275 | 249.4959 | 251.6905 | 253.9115 | 256.1592 | 258.4338 | 260.7358 | 3886.279
v5.10_MeasureAssessmentTemplate_Commercial_All | Tankless Water Heater - SEG Office - Consensing Gas Instantaneous Water Heater (92% EF) | Water Heat | Tankless Water Heater | NR | Tankless Water Heater | Commercial | Medium Office | Firm | Sales | Commercial | 0.44 | 1 | 2.9514 | 3.1585 | -0.63572 | 0.57966 | -0.67372 | 15.8916 | 29.8129 | 50.8628 | 80.8955 | 121.5899 | 174.1352 | 238.857 | 314.8481 | 399.7064 | 489.5116 | 579.1531 | 663.0445 | 736.1165 | 794.826 | 837.838 | 868.4851 | 883.9188 | 895.6551 | 896.5544 | 893.8647 | 891.1831 | 888.5096 | 885.844 | 576.9503 | 0 | 13208.0542
v5.10_MeasureAssessmentTemplate_Commercial_All | Tankless Water Heater - SEG Office - Consensing Gas Instantaneous Water Heater (92% EF) | Water Heat | Tankless Water Heater | New | Tankless Water Heater | Commercial | Medium Office | Firm | Sales | Commercial | 0.44 | 1 | 2.9514 | 3.1585 | -0.63572 | 0.57966 | -0.67372 | 2.7035 | 6.4327 | 11.0984 | 17.8512 | 27.1355 | 39.3042 | 54.5276 | 72.6974 | 93.3494 | 115.6379 | 138.3919 | 160.2704 | 179.9964 | 196.6116 | 209.6669 | 219.8759 | 226.405 | 232.1055 | 235.0741 | 237.1351 | 239.2209 | 241.3318 | 243.4682 | 245.6302 | 247.8181 | 3693.7397
v5.10_MeasureAssessmentTemplate_Commercial_All | Tankless Water Heater - SEG Office - Consensing Gas Instantaneous Water Heater (92% EF) | Water Heat | Tankless Water Heater | NR | Tankless Water Heater | Commercial | Small Office | Firm | Sales | Commercial | 0.44 | 1 | 2.9514 | 3.1585 | -0.63572 | 0.57966 | -0.67372 | 23.0121 | 43.1711 | 73.6528 | 117.1422 | 176.0705 | 252.1596 | 345.8812 | 455.9215 | 578.8022 | 708.8461 | 838.6531 | 960.1336 | 1065.9468 | 1150.9622 | 1213.2466 | 1257.6256 | 1279.9747 | 1296.9696 | 1298.2718 | 1294.377 | 1290.4938 | 1286.6224 | 1282.7625 | 835.4633 | 0 | 19126.162
v5.10_MeasureAssessmentTemplate_Commercial_All | Tankless Water Heater - SEG Office - Consensing Gas Instantaneous Water Heater (92% EF) | Water Heat | Tankless Water Heater | New | Tankless Water Heater | Commercial | Small Office | Firm | Sales | Commercial | 0.44 | 1 | 2.9514 | 3.1585 | -0.63572 | 0.57966 | -0.67372 | 3.9149 | 9.315 | 16.0712 | 25.8498 | 39.2941 | 56.9152 | 78.9596 | 105.2707 | 135.1763 | 167.4515 | 200.4009 | 232.0825 | 260.647 | 284.7069 | 303.6119 | 318.3953 | 327.8499 | 336.1046 | 340.4033 | 343.3877 | 346.4082 | 349.4649 | 352.5585 | 355.6892 | 358.8575 | 5348.7867
v5.10_MeasureAssessmentTemplate_Commercial_All | Tankless Water Heater - SEG Office - Consensing Gas Instantaneous Water Heater (92% EF) | Water Heat | Tankless Water Heater | NR | Tankless Water Heater | Commercial | Large Office | Firm | Sales | Industrial | 0.44 | 1 | 2.9514 | 3.1585 | -0.63572 | 0.57966 | -0.67372 | 0.15729 | 0.29507 | 0.50341 | 0.80066 | 1.2034 | 1.7235 | 2.3641 | 3.1162 | 3.9561 | 4.8449 | 5.7321 | 6.5625 | 7.2857 | 7.8668 | 8.2925 | 8.5958 | 8.7486 | 8.8647 | 8.8736 | 8.847 | 8.8205 | 8.794 | 8.7676 | 5.7103 | 0 | 130.7263
v5.10_MeasureAssessmentTemplate_Commercial_All | Tankless Water Heater - SEG Office - Consensing Gas Instantaneous Water Heater (92% EF) | Water Heat | Tankless Water Heater | New | Tankless Water Heater | Commercial | Large Office | Firm | Sales | Industrial | 0.44 | 1 | 2.9514 | 3.1585 | -0.63572 | 0.57966 | -0.67372 | 0.026758 | 0.063668 | 0.10985 | 0.17668 | 0.26857 | 0.38901 | 0.53968 | 0.71952 | 0.92392 | 1.1445 | 1.3697 | 1.5863 | 1.7815 | 1.946 | 2.0752 | 2.1762 | 2.2408 | 2.2973 | 2.3266 | 2.347 | 2.3677 | 2.3886 | 2.4097 | 2.4311 | 2.4528 | 36.5587
v5.10_MeasureAssessmentTemplate_Commercial_All | Tankless Water Heater - SEG Restaurant - Consensing Gas Instantaneous Water Heater (92% EF) | Water Heat | Tankless Water Heater | NR | Tankless Water Heater | Commercial | Restaurant | Firm | Sales | Commercial | 0.15 | 1 | 1.495 | 3.1589 | -0.070854 | 1.1445 | -0.67372 | 2.6726 | 4.9837 | 8.4513 | 13.3606 | 19.9608 | 28.4148 | 38.7413 | 50.7594 | 64.0523 | 77.9714 | 91.6946 | 104.345 | 115.1474 | 123.5828 | 129.4866 | 133.4153 | 134.969 | 135.938 | 135.2556 | 134.0383 | 132.8319 | 131.6365 | 110.0034 | 0 | 0 | 1921.7125
v5.10_MeasureAssessmentTemplate_Commercial_All | Tankless Water Heater - SEG Restaurant - Consensing Gas Instantaneous Water Heater (92% EF) | Water Heat | Tankless Water Heater | New | Tankless Water Heater | Commercial | Restaurant | Firm | Sales | Commercial | 0.15 | 1 | 1.495 | 3.1589 | -0.070854 | 1.1445 | -0.67372 | 0.45467 | 1.5344 | 2.6317 | 4.2082 | 6.3598 | 9.1591 | 12.6347 | 16.7508 | 21.3907 | 26.3536 | 31.3693 | 36.1353 | 40.3696 | 43.8674 | 46.5407 | 48.5602 | 49.7527 | 50.7544 | 51.1538 | 51.355 | 51.5618 | 51.7743 | 51.9924 | 52.2162 | 52.4458 | 811.3265
v5.10_MeasureAssessmentTemplate_Commercial_All | Tankless Water Heater - SEG Retail - Consensing Gas Instantaneous Water Heater (92% EF) | Water Heat | Tankless Water Heater | NR | Tankless Water Heater | Commercial | Extra Large Retail | Firm | Sales | Commercial | 0.9 | 1 | 3.9254 | 3.1589 | -0.77949 | 0.43589 | -0.67372 | 5.7658 | 10.7995 | 18.3951 | 29.2097 | 43.8332 | 62.675 | 85.8319 | 112.9572 | 143.1715 | 175.0576 | 206.7825 | 236.3554 | 261.9823 | 282.4229 | 297.2285 | 307.6063 | 312.5703 | 316.2122 | 316.0217 | 314.568 | 313.121 | 311.6806 | 310.2469 | 136.4927 | 0 | 4610.9875
v5.10_MeasureAssessmentTemplate_Commercial_All | Tankless Water Heater - SEG Retail - Consensing Gas Instantaneous Water Heater (92% EF) | Water Heat | Tankless Water Heater | New | Tankless Water Heater | Commercial | Extra Large Retail | Firm | Sales | Commercial | 0.9 | 1 | 3.9254 | 3.1589 | -0.77949 | 0.43589 | -0.67372 | 0.9809 | 2.5943 | 4.4689 | 7.1769 | 10.8927 | 15.7534 | 21.8221 | 29.0504 | 37.2482 | 46.0746 | 55.0615 | 63.6756 | 71.4125 | 77.8963 | 82.955 | 86.8766 | 89.3369 | 91.4654 | 92.5146 | 93.2056 | 93.906 | 94.6158 | 95.3352 | 96.0642 | 96.803 | 1457.1868
v5.10_MeasureAssessmentTemplate_Commercial_All | Tankless Water Heater - SEG Retail - Consensing Gas Instantaneous Water Heater (92% EF) | Water Heat | Tankless Water Heater | NR | Tankless Water Heater | Commercial | Large Retail | Firm | Sales | Commercial | 0.9 | 1 | 3.9254 | 3.1589 | -0.77949 | 0.43589 | -0.67372 | 1.7341 | 3.248 | 5.5324 | 8.785 | 13.1831 | 18.8499 | 25.8145 | 33.9726 | 43.0598 | 52.6497 | 62.1912 | 71.0854 | 78.7929 | 84.9405 | 89.3934 | 92.5146 | 94.0076 | 95.1029 | 95.0456 | 94.6084 | 94.1732 | 93.74 | 93.3088 | 41.0511 | 0 | 1386.7847
v5.10_MeasureAssessmentTemplate_Commercial_All | Tankless Water Heater - SEG Retail - Consensing Gas Instantaneous Water Heater (92% EF) | Water Heat | Tankless Water Heater | New | Tankless Water Heater | Commercial | Large Retail | Firm | Sales | Commercial | 0.9 | 1 | 3.9254 | 3.1589 | -0.77949 | 0.43589 | -0.67372 | 0.29501 | 0.78026 | 1.3441 | 2.1585 | 3.2761 | 4.7379 | 6.5631 | 8.7371 | 11.2026 | 13.8572 | 16.5601 | 19.1509 | 21.4778 | 23.4278 | 24.9493 | 26.1287 | 26.8687 | 27.5088 | 27.8244 | 28.0322 | 28.2428 | 28.4563 | 28.6727 | 28.8919 | 29.1141 | 438.2585
v5.10_MeasureAssessmentTemplate_Commercial_All | Tankless Water Heater - SEG Retail - Consensing Gas Instantaneous Water Heater (92% EF) | Water Heat | Tankless Water Heater | NR | Tankless Water Heater | Commercial | Medium Retail | Firm | Sales | Commercial | 0.9 | 1 | 3.9254 | 3.1589 | -0.77949 | 0.43589 | -0.67372 | 2.7298 | 5.1129 | 8.709 | 13.8292 | 20.7526 | 29.6732 | 40.6366 | 53.479 | 67.7838 | 82.8801 | 97.9001 | 111.9012 | 124.0341 | 133.7116 | 140.7212 | 145.6345 | 147.9847 | 149.709 | 149.6188 | 148.9305 | 148.2454 | 147.5635 | 146.8847 | 64.6217 | 0 | 2183.0474
v5.10_MeasureAssessmentTemplate_Commercial_All | Tankless Water Heater - SEG Retail - Consensing Gas Instantaneous Water Heater (92% EF) | Water Heat | Tankless Water Heater | New | Tankless Water Heater | Commercial | Medium Retail | Firm | Sales | Commercial | 0.9 | 1 | 3.9254 | 3.1589 | -0.77949 | 0.43589 | -0.67372 | 0.4644 | 1.2283 | 2.1158 | 3.3978 | 5.1571 | 7.4584 | 10.3316 | 13.7537 | 17.635 | 21.8138 | 26.0686 | 30.1469 | 33.8099 | 36.8796 | 39.2746 | 41.1313 | 42.2961 | 43.3038 | 43.8005 | 44.1277 | 44.4593 | 44.7954 | 45.136 | 45.4811 | 45.8309 | 689.8973
v5.10_MeasureAssessmentTemplate_Commercial_All | Tankless Water Heater - SEG Retail - Consensing Gas Instantaneous Water Heater (92% EF) | Water Heat | Tankless Water Heater | NR | Tankless Water Heater | Commercial | Small Retail | Firm | Sales | Commercial | 0.9 | 1 | 3.9254 | 3.1589 | -0.77949 | 0.43589 | -0.67372 | 4.1703 | 7.811 | 13.3047 | 21.1267 | 31.7035 | 45.3313 | 62.0801 | 81.6992 | 103.5524 | 126.6148 | 149.5607 | 170.9501 | 189.4853 | 204.2695 | 214.978 | 222.4841 | 226.0744 | 228.7085 | 228.5707 | 227.5193 | 226.4727 | 225.4309 | 224.3939 | 98.7218 | 0 | 3335.014
v5.10_MeasureAssessmentTemplate_Commercial_All | Tankless Water Heater - SEG Retail - Consensing Gas Instantaneous Water Heater (92% EF) | Water Heat | Tankless Water Heater | New | Tankless Water Heater | Commercial | Small Retail | Firm | Sales | Commercial | 0.9 | 1 | 3.9254 | 3.1589 | -0.77949 | 0.43589 | -0.67372 | 0.70946 | 1.8764 | 3.2323 | 5.1909 | 7.8784 | 11.394 | 15.7834 | 21.0114 | 26.9407 | 33.3246 | 39.8246 | 46.055 | 51.6509 | 56.3405 | 59.9993 | 62.8357 | 64.6152 | 66.1547 | 66.9135 | 67.4133 | 67.9199 | 68.4333 | 68.9536 | 69.4809 | 70.0152 | 1053.9474
v5.10_MeasureAssessmentTemplate_Commercial_All | Tankless Water Heater - SEG Retail - Consensing Gas Instantaneous Water Heater (92% EF) | Water Heat | Tankless Water Heater | NR | Tankless Water Heater | Commercial | Medium Retail | Firm | Sales | Industrial | 0.9 | 1 | 3.9254 | 3.1589 | -0.77949 | 0.43589 | -0.67372 | 0.0087831 | 0.016451 | 0.028021 | 0.044495 | 0.066771 | 0.095473 | 0.13075 | 0.17207 | 0.21809 | 0.26667 | 0.31499 | 0.36004 | 0.39908 | 0.43021 | 0.45277 | 0.46858 | 0.47614 | 0.48169 | 0.4814 | 0.47918 | 0.47698 | 0.47478 | 0.4726 | 0.20792 | 0 | 7.0239
v5.10_MeasureAssessmentTemplate_Commercial_All | Tankless Water Heater - SEG Retail - Consensing Gas Instantaneous Water Heater (92% EF) | Water Heat | Tankless Water Heater | New | Tankless Water Heater | Commercial | Medium Retail | Firm | Sales | Industrial | 0.9 | 1 | 3.9254 | 3.1589 | -0.77949 | 0.43589 | -0.67372 | 0.0014942 | 0.0039519 | 0.0068075 | 0.010933 | 0.016593 | 0.023997 | 0.033242 | 0.044252 | 0.05674 | 0.070185 | 0.083875 | 0.096997 | 0.10878 | 0.11866 | 0.12637 | 0.13234 | 0.13609 | 0.13933 | 0.14093 | 0.14198 | 0.14305 | 0.14413 | 0.14522 | 0.14633 | 0.14746 | 2.2197
v5.10_MeasureAssessmentTemplate_Commercial_All | Tankless Water Heater - SEG Retail - Consensing Gas Instantaneous Water Heater (92% EF) | Water Heat | Tankless Water Heater | NR | Tankless Water Heater | Commercial | Extra Large Retail | Firm | Transport | Commercial | 0.9 | 1 | 3.9254 | 1.9798 | -0.77949 | 0.46729 | -0.53072 | 0.57033 | 1.0682 | 1.8196 | 2.8893 | 4.3358 | 6.1996 | 8.4901 | 11.1733 | 14.1619 | 17.316 | 20.4541 | 23.3793 | 25.9142 | 27.9361 | 29.4006 | 30.4271 | 30.9182 | 31.2784 | 31.2595 | 31.1158 | 30.9726 | 30.8301 | 30.6883 | 13.5013 | 0 | 456.0997
v5.10_MeasureAssessmentTemplate_Commercial_All | Tankless Water Heater - SEG Retail - Consensing Gas Instantaneous Water Heater (92% EF) | Water Heat | Tankless Water Heater | New | Tankless Water Heater | Commercial | Extra Large Retail | Firm | Transport | Commercial | 0.9 | 1 | 3.9254 | 1.9798 | -0.77949 | 0.46729 | -0.53072 | 0.097026 | 0.25662 | 0.44205 | 0.70991 | 1.0775 | 1.5583 | 2.1586 | 2.8735 | 3.6844 | 4.5575 | 5.4464 | 6.2985 | 7.0638 | 7.7052 | 8.2056 | 8.5935 | 8.8368 | 9.0474 | 9.1512 | 9.2195 | 9.2888 | 9.359 | 9.4302 | 9.5023 | 9.5754 | 144.1389
v5.10_MeasureAssessmentTemplate_Commercial_All | Tankless Water Heater - SEG Supermarket - Consensing Gas Instantaneous Water Heater (92% EF) | Water Heat | Tankless Water Heater | NR | Tankless Water Heater | Commercial | Supermarket | Firm | Sales | Commercial | 0.9 | 1 | 3.9254 | 3.1589 | -0.77949 | 0.43589 | -0.67372 | 34.2432 | 64.13 | 109.2214 | 173.4131 | 260.1987 | 372.0011 | 509.3847 | 670.2844 | 849.4724 | 1038.5351 | 1226.5964 | 1401.8487 | 1553.6569 | 1674.6759 | 1762.2556 | 1823.5654 | 1852.7698 | 1874.1312 | 1872.7764 | 1863.9369 | 1855.1391 | 1846.3829 | 1837.6679 | 779.1323 | 0 | 27305.4196
v5.10_MeasureAssessmentTemplate_Commercial_All | Tankless Water Heater - SEG Supermarket - Consensing Gas Instantaneous Water Heater (92% EF) | Water Heat | Tankless Water Heater | New | Tankless Water Heater | Commercial | Supermarket | Firm | Sales | Commercial | 0.9 | 1 | 3.9254 | 3.1589 | -0.77949 | 0.43589 | -0.67372 | 5.8255 | 15.5236 | 26.7376 | 42.934 | 65.1555 | 94.2193 | 130.5008 | 173.7081 | 222.7027 | 275.4448 | 329.1346 | 380.5861 | 426.7839 | 465.4851 | 495.6635 | 519.0426 | 533.6879 | 546.3494 | 552.5623 | 556.6361 | 560.7656 | 564.9514 | 569.1941 | 573.4942 | 577.8524 | 8704.9414
v5.10_MeasureAssessmentTemplate_Commercial_All | Tankless Water Heater - SEG Supermarket - Consensing Gas Instantaneous Water Heater (92% EF) | Water Heat | Tankless Water Heater | NR | Tankless Water Heater | Commercial | Supermarket | Firm | Transport | Commercial | 0.9 | 1 | 3.9254 | 1.9798 | -0.77949 | 0.46729 | -0.53072 | 5.4017 | 10.1162 | 17.2292 | 27.3551 | 41.0451 | 58.6815 | 80.3531 | 105.7343 | 134.0004 | 163.8241 | 193.4899 | 221.1352 | 245.0822 | 264.1724 | 277.9877 | 287.659 | 292.2659 | 295.6356 | 295.4218 | 294.0275 | 292.6396 | 291.2584 | 289.8836 | 122.9045 | 0 | 4307.3041
v5.10_MeasureAssessmentTemplate_Commercial_All | Tankless Water Heater - SEG Supermarket - Consensing Gas Instantaneous Water Heater (92% EF) | Water Heat | Tankless Water Heater | New | Tankless Water Heater | Commercial | Supermarket | Firm | Transport | Commercial | 0.9 | 1 | 3.9254 | 1.9798 | -0.77949 | 0.46729 | -0.53072 | 0.91895 | 2.4488 | 4.2177 | 6.7726 | 10.278 | 14.8627 | 20.5859 | 27.4016 | 35.1303 | 43.4501 | 51.9195 | 60.0357 | 67.3232 | 73.4281 | 78.1886 | 81.8766 | 84.1868 | 86.1841 | 87.1642 | 87.8068 | 88.4582 | 89.1185 | 89.7877 | 90.4661 | 91.1536 | 1373.1644
v5.10_MeasureAssessmentTemplate_Commercial_All | Tankless Water Heater - SEG School - Consensing Gas Instantaneous Water Heater (92% EF) | Water Heat | Tankless Water Heater | NR | Tankless Water Heater | Commercial | School K-12 | Firm | Sales | Commercial | 0.28 | 1 | 2.2978 | 3.1598 | -0.47053 | 0.74485 | -0.67372 | 8.4655 | 15.8957 | 27.1437 | 43.2101 | 65.0055 | 93.1817 | 127.9305 | 168.7831 | 214.4672 | 262.8903 | 311.3127 | 356.7287 | 396.4001 | 428.4017 | 451.9923 | 468.9486 | 477.713 | 484.4929 | 485.4171 | 484.3977 | 483.3805 | 482.3654 | 481.3524 | 370.1164 | 0 | 7189.9928
v5.10_MeasureAssessmentTemplate_Commercial_All | Tankless Water Heater - SEG School - Consensing Gas Instantaneous Water Heater (92% EF) | Water Heat | Tankless Water Heater | New | Tankless Water Heater | Commercial | School K-12 | Firm | Sales | Commercial | 0.28 | 1 | 2.2978 | 3.1598 | -0.47053 | 0.74485 | -0.67372 | 1.4402 | 3.2117 | 5.546 | 8.9283 | 13.5837 | 19.692 | 27.3423 | 36.4838 | 46.887 | 58.1294 | 69.6237 | 80.695 | 90.6984 | 99.148 | 105.8131 | 111.0498 | 114.4335 | 117.4019 | 118.9909 | 120.1213 | 121.2648 | 122.4215 | 123.5916 | 124.7753 | 125.9727 | 1867.2457
v5.10_MeasureAssessmentTemplate_Commercial_All | Tankless Water Heater - SEG Hospital - Consensing Gas Instantaneous Water Heater (92% EF) | Water Heat | Tankless Water Heater | NR | Tankless Water Heater | Commercial | Hospital | Firm | Sales | Commercial | 0.34633 | 1 | 2.6703 | 3.1591 | -0.57457 | 0.6408 | -0.67372 | 3.0743 | 5.7612 | 9.8181 | 15.5981 | 23.4188 | 33.5023 | 45.9035 | 60.4408 | 76.6462 | 93.7633 | 110.8112 | 126.7225 | 140.5329 | 151.5738 | 159.6 | 165.2554 | 168.0066 | 170.0495 | 170.0324 | 169.3353 | 168.641 | 167.9496 | 167.261 | 84.6861 | 0 | 2488.3838
v5.10_MeasureAssessmentTemplate_Commercial_All | Tankless Water Heater - SEG Hospital - Consensing Gas Instantaneous Water Heater (92% EF) | Water Heat | Tankless Water Heater | New | Tankless Water Heater | Commercial | Hospital | Firm | Sales | Commercial | 0.34633 | 1 | 2.6703 | 3.1591 | -0.57457 | 0.6408 | -0.67372 | 0.52301 | 1.3399 | 2.3092 | 3.7103 | 5.6341 | 8.152 | 11.2978 | 15.0471 | 19.3021 | 23.8869 | 28.5588 | 33.0414 | 37.0723 | 40.4558 | 43.1016 | 45.1582 | 46.4564 | 47.5829 | 48.1483 | 48.5274 | 48.9115 | 49.3005 | 49.6946 | 50.0937 | 50.4979 | 757.8038
v5.10_MeasureAssessmentTemplate_Commercial_All | Tankless Water Heater - SEG Hospital - Consensing Gas Instantaneous Water Heater (92% EF) | Water Heat | Tankless Water Heater | NR | Tankless Water Heater | Commercial | Hospital | Interruptible | Sales | Commercial | 0.34633 | 1 | 2.2426 | 2.653 | -0.30047 | 0.46729 | -0.39962 | 1.6127 | 3.0221 | 5.1502 | 8.1821 | 12.2846 | 17.574 | 24.0792 | 31.7049 | 40.2056 | 49.1846 | 58.1272 | 66.4737 | 73.7181 | 79.5097 | 83.7199 | 86.6865 | 88.1297 | 89.2013 | 89.1924 | 88.8267 | 88.4625 | 88.0998 | 87.7386 | 44.423 | 0 | 1305.3089
v5.10_MeasureAssessmentTemplate_Commercial_All | Tankless Water Heater - SEG Hospital - Consensing Gas Instantaneous Water Heater (92% EF) | Water Heat | Tankless Water Heater | New | Tankless Water Heater | Commercial | Hospital | Interruptible | Sales | Commercial | 0.34633 | 1 | 2.2426 | 2.653 | -0.30047 | 0.46729 | -0.39962 | 0.27435 | 0.70286 | 1.2113 | 1.9463 | 2.9554 | 4.2762 | 5.9264 | 7.8931 | 10.1251 | 12.5301 | 14.9808 | 17.3322 | 19.4467 | 21.2216 | 22.6094 | 23.6882 | 24.3692 | 24.9601 | 25.2567 | 25.4556 | 25.6571 | 25.8611 | 26.0678 | 26.2772 | 26.4892 | 397.5143
v5.10_MeasureAssessmentTemplate_Commercial_All | Tankless Water Heater - SEG Hospital - Consensing Gas Instantaneous Water Heater (92% EF) | Water Heat | Tankless Water Heater | NR | Tankless Water Heater | Commercial | Hospital | Firm | Transport | Commercial | 0.34633 | 1 | 2.6703 | 1.9798 | -0.57457 | 0.46729 | -0.53072 | 1.6172 | 3.0305 | 5.1645 | 8.2049 | 12.3188 | 17.6229 | 24.1462 | 31.7931 | 40.3175 | 49.3214 | 58.289 | 66.6587 | 73.9233 | 79.731 | 83.9529 | 86.9278 | 88.375 | 89.4496 | 89.4406 | 89.0739 | 88.7087 | 88.345 | 87.9828 | 44.5466 | 0 | 1308.9416
v5.10_MeasureAssessmentTemplate_Commercial_All | Tankless Water Heater - SEG Hospital - Consensing Gas Instantaneous Water Heater (92% EF) | Water Heat | Tankless Water Heater | New | Tankless Water Heater | Commercial | Hospital | Firm | Transport | Commercial | 0.34633 | 1 | 2.6703 | 1.9798 | -0.57457 | 0.46729 | -0.53072 | 0.27512 | 0.70482 | 1.2147 | 1.9517 | 2.9636 | 4.2881 | 5.9429 | 7.9151 | 10.1533 | 12.565 | 15.0225 | 17.3805 | 19.5008 | 21.2806 | 22.6723 | 23.7542 | 24.437 | 25.0296 | 25.327 | 25.5264 | 25.7285 | 25.9331 | 26.1404 | 26.3503 | 26.563 | 398.6206
v5.10_MeasureAssessmentTemplate_Commercial_All | Thermostatic Shower Valve - SEG SEL - Thermostatic Shower Valve | Water Heat | Thermostatic Shower Valve | Retrofit | Thermostatic Shower Valve | Commercial | Large Office | Firm | Sales | Commercial | 2.9543 | 1 | 2.1185 | 3.1589 | -1.6499 | -0.22061 | -0.67372 | 2.0578 | 4.101 | 7.2597 | 11.7735 | 17.817 | 25.4412 | 34.5032 | 44.5944 | 54.9901 | 64.6519 | 72.3176 | 76.7015 | 76.7906 | 72.171 | 63.2641 | 52.1617 | 39.7687 | 26.2547 | 0 | 0 | 0 | 0 | 0 | 0 | 0 | 746.6196
v5.10_MeasureAssessmentTemplate_Commercial_All | Thermostatic Shower Valve - SEG SEL - Thermostatic Shower Valve | Water Heat | Thermostatic Shower Valve | Retrofit | Thermostatic Shower Valve | Commercial | Medium Office | Firm | Sales | Commercial | 2.9543 | 1 | 2.1185 | 3.1589 | -1.6499 | -0.22061 | -0.67372 | 1.9558 | 3.8979 | 6.9001 | 11.1902 | 16.9343 | 24.1807 | 32.7938 | 42.385 | 52.2657 | 61.4488 | 68.7347 | 72.9014 | 72.9862 | 68.5954 | 60.1297 | 49.5775 | 37.7984 | 24.9539 | 0 | 0 | 0 | 0 | 0 | 0 | 0 | 709.6296
v5.10_MeasureAssessmentTemplate_Commercial_All | Thermostatic Shower Valve - SEG SEL - Thermostatic Shower Valve | Water Heat | Thermostatic Shower Valve | Retrofit | Thermostatic Shower Valve | Commercial | Small Office | Firm | Sales | Commercial | 2.9543 | 1 | 2.1185 | 3.1589 | -1.6499 | -0.22061 | -0.67372 | 2.8322 | 5.6444 | 9.9918 | 16.2042 | 24.522 | 35.0154 | 47.4876 | 61.3764 | 75.6843 | 88.982 | 99.5325 | 105.5662 | 105.6889 | 99.3308 | 87.072 | 71.7915 | 54.7347 | 36.135 | 0 | 0 | 0 | 0 | 0 | 0 | 0 | 1027.5919
v5.10_MeasureAssessmentTemplate_Commercial_All | Thermostatic Shower Valve - SEG SEL - Thermostatic Shower Valve | Water Heat | Thermostatic Shower Valve | Retrofit | Thermostatic Shower Valve | Commercial | School K-12 | Firm | Sales | Commercial | 2.9543 | 1 | 2.1185 | 3.1589 | -1.6499 | -0.22061 | -0.67372 | 1.4634 | 2.9192 | 5.1722 | 8.3957 | 12.7167 | 18.1748 | 24.6709 | 31.9152 | 39.3907 | 46.3534 | 51.8963 | 55.092 | 55.2058 | 51.9315 | 45.5635 | 37.6014 | 28.6936 | 19.8231 | 5.6185 | 0 | 0 | 0 | 0 | 0 | 0 | 542.5981
v5.10_MeasureAssessmentTemplate_Commercial_All | Thermostatic Shower Valve - SEG SEL - Thermostatic Shower Valve | Water Heat | Thermostatic Shower Valve | Retrofit | Thermostatic Shower Valve | Commercial | Lodging | Firm | Sales | Commercial | 2.9543 | 1 | 2.1185 | 3.1589 | -1.6499 | -0.22061 | -0.67372 | 24.27 | 48.3347 | 85.503 | 138.5677 | 209.5482 | 299.0073 | 405.2272 | 523.3771 | 644.9321 | 757.7142 | 846.9607 | 897.673 | 898.0854 | 843.4646 | 738.8501 | 608.7601 | 463.8 | 224.5397 | 0 | 0 | 0 | 0 | 0 | 0 | 0 | 8658.6153
v5.10_MeasureAssessmentTemplate_Commercial_All | Thermostatic Shower Valve - SEG SEL - Thermostatic Shower Valve | Water Heat | Thermostatic Shower Valve | Retrofit | Thermostatic Shower Valve | Commercial | Hospital | Firm | Sales | Commercial | 2.9543 | 1 | 2.1185 | 3.1589 | -1.6499 | -0.22061 | -0.67372 | 2.1651 | 4.3101 | 7.6213 | 12.3463 | 18.6631 | 26.62 | 36.062 | 46.5578 | 57.3478 | 67.3494 | 75.2519 | 79.7256 | 79.7302 | 74.851 | 65.541 | 53.9794 | 41.1091 | 15.768 | 0 | 0 | 0 | 0 | 0 | 0 | 0 | 764.9992
v5.10_MeasureAssessmentTemplate_Commercial_All | Thermostatic Shower Valve - SEG SEL - Thermostatic Shower Valve | Water Heat | Thermostatic Shower Valve | Retrofit | Thermostatic Shower Valve | Commercial | Assembly | Firm | Sales | Commercial | 2.9543 | 1 | 2.1185 | 3.1589 | -1.6499 | -0.22061 | -0.67372 | 0.52447 | 1.0437 | 1.8448 | 2.9873 | 4.514 | 6.436 | 8.7155 | 11.2477 | 13.8491 | 16.2581 | 18.1587 | 19.2308 | 19.2244 | 18.041 | 15.7909 | 13.0003 | 9.8968 | 2.8342 | 0 | 0 | 0 | 0 | 0 | 0 | 0 | 183.5978
v5.10_MeasureAssessmentTemplate_Commercial_All | Thermostatic Shower Valve - SEG SEL - Thermostatic Shower Valve | Water Heat | Thermostatic Shower Valve | Retrofit | Thermostatic Shower Valve | Commercial | Other | Firm | Sales | Commercial | 2.9543 | 1 | 2.1185 | 3.1589 | -1.6499 | -0.22061 | -0.67372 | 0.11551 | 0.22881 | 0.40261 | 0.64901 | 0.97624 | 1.3856 | 1.8678 | 2.3996 | 2.9412 | 3.4371 | 3.8215 | 4.0288 | 4.0092 | 3.7454 | 3.2634 | 2.6745 | 0.31077 | 0 | 0 | 0 | 0 | 0 | 0 | 0 | 0 | 36.2571
v5.10_MeasureAssessmentTemplate_Commercial_All | Thermostatic Shower Valve - SEG SEL - Thermostatic Shower Valve | Water Heat | Thermostatic Shower Valve | Retrofit | Thermostatic Shower Valve | Commercial | Large Office | Firm | Sales | Industrial | 2.9543 | 1 | 2.1185 | 3.1589 | -1.6499 | -0.22061 | -0.67372 | 0.019358 | 0.038579 | 0.068293 | 0.11076 | 0.16761 | 0.23933 | 0.32458 | 0.4195 | 0.5173 | 0.60819 | 0.6803 | 0.72154 | 0.72238 | 0.67892 | 0.59513 | 0.49069 | 0.37411 | 0.24698 | 0 | 0 | 0 | 0 | 0 | 0 | 0 | 7.0235
v5.10_MeasureAssessmentTemplate_Commercial_All | Thermostatic Shower Valve - SEG SEL - Thermostatic Shower Valve | Water Heat | Thermostatic Shower Valve | Retrofit | Thermostatic Shower Valve | Commercial | Hospital | Interruptible | Sales | Commercial | 2.9543 | 1 | 1.9756 | 2.6528 | -1.3758 | 0.46729 | -0.39962 | 1.1357 | 2.2609 | 3.9978 | 6.4764 | 9.7899 | 13.9638 | 18.9167 | 24.4224 | 30.0824 | 35.3289 | 39.4742 | 41.8209 | 41.8234 | 39.2639 | 34.3802 | 28.3155 | 21.5643 | 8.2713 | 0 | 0 | 0 | 0 | 0 | 0 | 0 | 401.2887
v5.10_MeasureAssessmentTemplate_Commercial_All | Thermostatic Shower Valve - SEG SEL - Thermostatic Shower Valve | Water Heat | Thermostatic Shower Valve | Retrofit | Thermostatic Shower Valve | Commercial | Hospital | Firm | Transport | Commercial | 2.9543 | 1 | 2.1185 | 1.9798 | -1.6499 | 0.46729 | -0.53072 | 1.1389 | 2.2672 | 4.009 | 6.4944 | 9.8172 | 14.0027 | 18.9694 | 24.4903 | 30.1661 | 35.4272 | 39.5841 | 41.9373 | 41.9398 | 39.3732 | 34.4759 | 28.3943 | 21.6243 | 8.2943 | 0 | 0 | 0 | 0 | 0 | 0 | 0 | 402.4055
v5.10_MeasureAssessmentTemplate_Commercial_All | Ceiling Insulation - SEG All - Roof Insulation R-15 from R-0 | HVAC | Ceiling Insulation | Retrofit | Ceiling Insulation R-15 from R-0 | Commercial | Large Office | Firm | Sales | Commercial | 0.47 | 1 | 5.3214 | 6.6227 | -2.3862 | 0.67411 | -2.5186 | 2.1636 | 4.3119 | 7.6329 | 12.3788 | 18.7329 | 26.749 | 36.2768 | 46.8867 | 57.8168 | 67.9752 | 76.035 | 80.6442 | 80.738 | 75.8808 | 66.5161 | 54.843 | 41.813 | 27.6043 | 0 | 0 | 0 | 0 | 0 | 0 | 0 | 784.9988
v5.10_MeasureAssessmentTemplate_Commercial_All | Ceiling Insulation - SEG All - Roof Insulation R-15 from R-0 | HVAC | Ceiling Insulation | Retrofit | Ceiling Insulation R-15 from R-0 | Commercial | Medium Office | Firm | Sales | Commercial | 0.47 | 1 | 5.3214 | 6.6227 | -2.3862 | 0.67411 | -2.5186 | 2.0564 | 4.0982 | 7.2548 | 11.7655 | 17.8048 | 25.4237 | 34.4795 | 44.5638 | 54.9524 | 64.6075 | 72.268 | 76.6489 | 76.738 | 72.1214 | 63.2206 | 52.1259 | 39.7414 | 26.2367 | 0 | 0 | 0 | 0 | 0 | 0 | 0 | 746.1074
v5.10_MeasureAssessmentTemplate_Commercial_All | Ceiling Insulation - SEG All - Roof Insulation R-15 from R-0 | HVAC | Ceiling Insulation | Retrofit | Ceiling Insulation R-15 from R-0 | Commercial | Small Office | Firm | Sales | Commercial | 0.47 | 1 | 5.3214 | 6.6227 | -2.3862 | 0.67411 | -2.5186 | 2.9778 | 5.9345 | 10.5054 | 17.0372 | 25.7825 | 36.8153 | 49.9287 | 64.5314 | 79.5748 | 93.5561 | 104.6489 | 110.9928 | 111.1218 | 104.4368 | 91.5478 | 75.4819 | 57.5483 | 37.9925 | 0 | 0 | 0 | 0 | 0 | 0 | 0 | 1080.4143
v5.10_MeasureAssessmentTemplate_Commercial_All | Ceiling Insulation - SEG All - Roof Insulation R-15 from R-0 | HVAC | Ceiling Insulation | Retrofit | Ceiling Insulation R-15 from R-0 | Commercial | Extra Large Retail | Firm | Sales | Commercial | 0.47 | 1 | 5.3214 | 6.6227 | -2.3862 | 0.67411 | -2.5186 | 2.4676 | 4.9099 | 8.6776 | 14.0504 | 21.2284 | 30.2637 | 40.9776 | 52.8774 | 65.0994 | 76.4145 | 85.3377 | 90.3657 | 90.3255 | 84.7554 | 74.1761 | 61.0607 | 46.4787 | 11.9865 | 0 | 0 | 0 | 0 | 0 | 0 | 0 | 861.4524
v5.10_MeasureAssessmentTemplate_Commercial_All | Ceiling Insulation - SEG All - Roof Insulation R-15 from R-0 | HVAC | Ceiling Insulation | Retrofit | Ceiling Insulation R-15 from R-0 | Commercial | Large Retail | Firm | Sales | Commercial | 0.47 | 1 | 5.3214 | 6.6227 | -2.3862 | 0.67411 | -2.5186 | 0.74214 | 1.4767 | 2.6098 | 4.2257 | 6.3846 | 9.102 | 12.3243 | 15.9032 | 19.5791 | 22.9822 | 25.6659 | 27.1781 | 27.166 | 25.4907 | 22.309 | 18.3644 | 13.9788 | 3.605 | 0 | 0 | 0 | 0 | 0 | 0 | 0 | 259.0875
v5.10_MeasureAssessmentTemplate_Commercial_All | Ceiling Insulation - SEG All - Roof Insulation R-15 from R-0 | HVAC | Ceiling Insulation | Retrofit | Ceiling Insulation R-15 from R-0 | Commercial | Medium Retail | Firm | Sales | Commercial | 0.47 | 1 | 5.3214 | 6.6227 | -2.3862 | 0.67411 | -2.5186 | 1.1683 | 2.3245 | 4.1084 | 6.6521 | 10.0505 | 14.3282 | 19.4006 | 25.0345 | 30.8209 | 36.178 | 40.4027 | 42.7831 | 42.7641 | 40.127 | 35.1183 | 28.9088 | 22.0051 | 5.6749 | 0 | 0 | 0 | 0 | 0 | 0 | 0 | 407.8501
v5.10_MeasureAssessmentTemplate_Commercial_All | Ceiling Insulation - SEG All - Roof Insulation R-15 from R-0 | HVAC | Ceiling Insulation | Retrofit | Ceiling Insulation R-15 from R-0 | Commercial | Small Retail | Firm | Sales | Commercial | 0.47 | 1 | 5.3214 | 6.6227 | -2.3862 | 0.67411 | -2.5186 | 1.7847 | 3.5512 | 6.2763 | 10.1623 | 15.354 | 21.889 | 29.6381 | 38.2449 | 47.0848 | 55.2687 | 61.7227 | 65.3593 | 65.3302 | 61.3015 | 53.6498 | 44.1637 | 33.6169 | 8.6695 | 0 | 0 | 0 | 0 | 0 | 0 | 0 | 623.0674
v5.10_MeasureAssessmentTemplate_Commercial_All | Ceiling Insulation - SEG All - Roof Insulation R-15 from R-0 | HVAC | Ceiling Insulation | Retrofit | Ceiling Insulation R-15 from R-0 | Commercial | School K-12 | Firm | Sales | Commercial | 0.47 | 1 | 5.3214 | 6.6227 | -2.3862 | 0.67411 | -2.5186 | 6.1926 | 12.3526 | 21.8865 | 35.5267 | 53.8113 | 76.9074 | 104.3955 | 135.05 | 166.6828 | 196.1459 | 219.6008 | 233.1233 | 233.605 | 219.7497 | 192.8034 | 159.1114 | 121.4179 | 83.882 | 23.7749 | 0 | 0 | 0 | 0 | 0 | 0 | 2296.0197
v5.10_MeasureAssessmentTemplate_Commercial_All | Ceiling Insulation - SEG All - Roof Insulation R-15 from R-0 | HVAC | Ceiling Insulation | Retrofit | Ceiling Insulation R-15 from R-0 | Commercial | Supermarket | Firm | Sales | Commercial | 0.47 | 1 | 5.3214 | 6.6227 | -2.3862 | 0.67411 | -2.5186 | 3.1787 | 6.324 | 11.1756 | 18.0929 | 27.3329 | 38.9617 | 52.7485 | 68.0584 | 83.7792 | 98.3292 | 109.7983 | 116.2534 | 116.1877 | 109.0096 | 95.3914 | 78.5153 | 59.7577 | 13.609 | 0 | 0 | 0 | 0 | 0 | 0 | 0 | 1106.5034
v5.10_MeasureAssessmentTemplate_Commercial_All | Ceiling Insulation - SEG All - Roof Insulation R-15 from R-0 | HVAC | Ceiling Insulation | Retrofit | Ceiling Insulation R-15 from R-0 | Commercial | Restaurant | Firm | Sales | Commercial | 0.47 | 1 | 5.3214 | 6.6227 | -2.3862 | 0.67411 | -2.5186 | 0.62003 | 1.2282 | 2.1612 | 3.4838 | 5.2403 | 7.4377 | 10.0263 | 12.8807 | 15.7878 | 18.45 | 20.5134 | 21.626 | 21.5208 | 20.1044 | 17.5172 | 14.3562 | 1.6681 | 0 | 0 | 0 | 0 | 0 | 0 | 0 | 0 | 194.622
v5.10_MeasureAssessmentTemplate_Commercial_All | Ceiling Insulation - SEG All - Roof Insulation R-15 from R-0 | HVAC | Ceiling Insulation | Retrofit | Ceiling Insulation R-15 from R-0 | Commercial | Lodging | Firm | Sales | Commercial | 0.47 | 1 | 5.3214 | 6.6227 | -2.3862 | 0.67411 | -2.5186 | 0.10966 | 0.2184 | 0.38634 | 0.62611 | 0.94684 | 1.3511 | 1.831 | 2.3649 | 2.9141 | 3.4237 | 3.827 | 4.0561 | 4.058 | 3.8112 | 3.3385 | 2.7507 | 2.0957 | 1.0146 | 0 | 0 | 0 | 0 | 0 | 0 | 0 | 39.1237
v5.10_MeasureAssessmentTemplate_Commercial_All | Ceiling Insulation - SEG All - Roof Insulation R-15 from R-0 | HVAC | Ceiling Insulation | Retrofit | Ceiling Insulation R-15 from R-0 | Commercial | Hospital | Firm | Sales | Commercial | 0.47 | 1 | 5.3214 | 6.6227 | -2.3862 | 0.67411 | -2.5186 | 0.31569 | 0.62846 | 1.1113 | 1.8002 | 2.7213 | 3.8815 | 5.2583 | 6.7887 | 8.362 | 9.8203 | 10.9726 | 11.6249 | 11.6256 | 10.9141 | 9.5566 | 7.8708 | 5.9942 | 2.2992 | 0 | 0 | 0 | 0 | 0 | 0 | 0 | 111.5456
v5.10_MeasureAssessmentTemplate_Commercial_All | Ceiling Insulation - SEG All - Roof Insulation R-15 from R-0 | HVAC | Ceiling Insulation | Retrofit | Ceiling Insulation R-15 from R-0 | Commercial | Assembly | Firm | Sales | Commercial | 0.47 | 1 | 5.3214 | 6.6227 | -2.3862 | 0.67411 | -2.5186 | 1.3984 | 2.7828 | 4.9188 | 7.9653 | 12.0359 | 17.1607 | 23.2385 | 29.9903 | 36.9264 | 43.3497 | 48.4173 | 51.2758 | 51.2588 | 48.1033 | 42.1038 | 34.6632 | 26.3882 | 7.5569 | 0 | 0 | 0 | 0 | 0 | 0 | 0 | 489.534
v5.10_MeasureAssessmentTemplate_Commercial_All | Ceiling Insulation - SEG All - Roof Insulation R-15 from R-0 | HVAC | Ceiling Insulation | Retrofit | Ceiling Insulation R-15 from R-0 | Commercial | Other | Firm | Sales | Commercial | 0.47 | 1 | 5.3214 | 6.6227 | -2.3862 | 0.67411 | -2.5186 | 0.29316 | 0.58074 | 1.0219 | 1.6472 | 2.4777 | 3.5167 | 4.7407 | 6.0903 | 7.4649 | 8.7236 | 9.6992 | 10.2253 | 10.1756 | 9.5059 | 8.2826 | 6.7879 | 0.78874 | 0 | 0 | 0 | 0 | 0 | 0 | 0 | 0 | 92.0221
v5.10_MeasureAssessmentTemplate_Commercial_All | Ceiling Insulation - SEG All - Roof Insulation R-15 from R-0 | HVAC | Ceiling Insulation | Retrofit | Ceiling Insulation R-15 from R-0 | Commercial | Large Office | Firm | Sales | Industrial | 0.47 | 1 | 5.3214 | 6.6227 | -2.3862 | 0.67411 | -2.5186 | 0.020353 | 0.040562 | 0.071804 | 0.11645 | 0.17622 | 0.25163 | 0.34126 | 0.44107 | 0.54389 | 0.63945 | 0.71527 | 0.75863 | 0.75951 | 0.71382 | 0.62572 | 0.51591 | 0.39334 | 0.25968 | 0 | 0 | 0 | 0 | 0 | 0 | 0 | 7.3846
v5.10_MeasureAssessmentTemplate_Commercial_All | Ceiling Insulation - SEG All - Roof Insulation R-15 from R-0 | HVAC | Ceiling Insulation | Retrofit | Ceiling Insulation R-15 from R-0 | Commercial | Medium Retail | Firm | Sales | Industrial | 0.47 | 1 | 5.3214 | 6.6227 | -2.3862 | 0.67411 | -2.5186 | 0.0037589 | 0.0074792 | 0.013219 | 0.021403 | 0.032337 | 0.046101 | 0.062421 | 0.080548 | 0.099166 | 0.1164 | 0.12999 | 0.13765 | 0.13759 | 0.12911 | 0.11299 | 0.093014 | 0.070801 | 0.018259 | 0 | 0 | 0 | 0 | 0 | 0 | 0 | 1.3123
v5.10_MeasureAssessmentTemplate_Commercial_All | Ceiling Insulation - SEG All - Roof Insulation R-15 from R-0 | HVAC | Ceiling Insulation | Retrofit | Ceiling Insulation R-15 from R-0 | Commercial | Hospital | Interruptible | Sales | Commercial | 0.47 | 1 | 3.1512 | 3.9218 | -0.92323 | 0.46729 | -1.0557 | 0.1656 | 0.32966 | 0.58293 | 0.94433 | 1.4275 | 2.0361 | 2.7583 | 3.5611 | 4.3864 | 5.1514 | 5.7558 | 6.098 | 6.0983 | 5.7251 | 5.013 | 4.1287 | 3.1443 | 1.206 | 0 | 0 | 0 | 0 | 0 | 0 | 0 | 58.5125
v5.10_MeasureAssessmentTemplate_Commercial_All | Ceiling Insulation - SEG All - Roof Insulation R-15 from R-0 | HVAC | Ceiling Insulation | Retrofit | Ceiling Insulation R-15 from R-0 | Commercial | Extra Large Retail | Firm | Transport | Commercial | 0.47 | 1 | 5.3214 | 5.3859 | -2.3862 | 0.46729 | -2.3756 | 0.24408 | 0.48566 | 0.85835 | 1.3898 | 2.0998 | 2.9936 | 4.0533 | 5.2304 | 6.4394 | 7.5586 | 8.4413 | 8.9386 | 8.9346 | 8.3836 | 7.3372 | 6.0399 | 4.5975 | 1.1856 | 0 | 0 | 0 | 0 | 0 | 0 | 0 | 85.2113
v5.10_MeasureAssessmentTemplate_Commercial_All | Ceiling Insulation - SEG All - Roof Insulation R-15 from R-0 | HVAC | Ceiling Insulation | Retrofit | Ceiling Insulation R-15 from R-0 | Commercial | Supermarket | Firm | Transport | Commercial | 0.47 | 1 | 5.3214 | 5.3859 | -2.3862 | 0.46729 | -2.3756 | 0.50143 | 0.99759 | 1.7629 | 2.8541 | 4.3116 | 6.146 | 8.3208 | 10.7359 | 13.2158 | 15.511 | 17.3202 | 18.3384 | 18.3281 | 17.1958 | 15.0476 | 12.3854 | 9.4265 | 2.1468 | 0 | 0 | 0 | 0 | 0 | 0 | 0 | 174.5458
v5.10_MeasureAssessmentTemplate_Commercial_All | Ceiling Insulation - SEG All - Roof Insulation R-15 from R-0 | HVAC | Ceiling Insulation | Retrofit | Ceiling Insulation R-15 from R-0 | Commercial | Hospital | Firm | Transport | Commercial | 0.47 | 1 | 5.3214 | 5.3859 | -2.3862 | 0.46729 | -2.3756 | 0.16606 | 0.33058 | 0.58455 | 0.94696 | 1.4315 | 2.0417 | 2.766 | 3.571 | 4.3986 | 5.1657 | 5.7718 | 6.1149 | 6.1153 | 5.7411 | 5.027 | 4.1402 | 3.1531 | 1.2094 | 0 | 0 | 0 | 0 | 0 | 0 | 0 | 58.6753
v5.10_MeasureAssessmentTemplate_Commercial_All | Ceiling Insulation - SEG All - Roof Insulation R-30 from R-5 | HVAC | Ceiling Insulation | Retrofit | Ceiling Insulation R-30 from R-5 | Commercial | Large Office | Firm | Sales | Commercial | 0.115 | 1 | 2.7607 | 7.2695 | -1.9843 | 1.4263 | -2.869 | 0 | 0 | 0 | 0 | 0 | 0 | 0 | 0 | 0 | 0 | 0 | 0 | 0 | 0 | 0 | 0 | 0 | 0 | 0 | 0 | 0 | 0 | 0 | 0 | 0 | 0
v5.10_MeasureAssessmentTemplate_Commercial_All | Ceiling Insulation - SEG All - Roof Insulation R-30 from R-5 | HVAC | Ceiling Insulation | Retrofit | Ceiling Insulation R-30 from R-5 | Commercial | Medium Office | Firm | Sales | Commercial | 0.115 | 1 | 2.7607 | 7.2695 | -1.9843 | 1.4263 | -2.869 | 0 | 0 | 0 | 0 | 0 | 0 | 0 | 0 | 0 | 0 | 0 | 0 | 0 | 0 | 0 | 0 | 0 | 0 | 0 | 0 | 0 | 0 | 0 | 0 | 0 | 0
v5.10_MeasureAssessmentTemplate_Commercial_All | Ceiling Insulation - SEG All - Roof Insulation R-30 from R-5 | HVAC | Ceiling Insulation | Retrofit | Ceiling Insulation R-30 from R-5 | Commercial | Small Office | Firm | Sales | Commercial | 0.115 | 1 | 2.7607 | 7.2695 | -1.9843 | 1.4263 | -2.869 | 0 | 0 | 0 | 0 | 0 | 0 | 0 | 0 | 0 | 0 | 0 | 0 | 0 | 0 | 0 | 0 | 0 | 0 | 0 | 0 | 0 | 0 | 0 | 0 | 0 | 0
v5.10_MeasureAssessmentTemplate_Commercial_All | Ceiling Insulation - SEG All - Roof Insulation R-30 from R-5 | HVAC | Ceiling Insulation | Retrofit | Ceiling Insulation R-30 from R-5 | Commercial | Extra Large Retail | Firm | Sales | Commercial | 0.115 | 1 | 2.7607 | 7.2695 | -1.9843 | 1.4263 | -2.869 | 0 | 0 | 0 | 0 | 0 | 0 | 0 | 0 | 0 | 0 | 0 | 0 | 0 | 0 | 0 | 0 | 0 | 0 | 0 | 0 | 0 | 0 | 0 | 0 | 0 | 0
v5.10_MeasureAssessmentTemplate_Commercial_All | Ceiling Insulation - SEG All - Roof Insulation R-30 from R-5 | HVAC | Ceiling Insulation | Retrofit | Ceiling Insulation R-30 from R-5 | Commercial | Large Retail | Firm | Sales | Commercial | 0.115 | 1 | 2.7607 | 7.2695 | -1.9843 | 1.4263 | -2.869 | 0 | 0 | 0 | 0 | 0 | 0 | 0 | 0 | 0 | 0 | 0 | 0 | 0 | 0 | 0 | 0 | 0 | 0 | 0 | 0 | 0 | 0 | 0 | 0 | 0 | 0
v5.10_MeasureAssessmentTemplate_Commercial_All | Ceiling Insulation - SEG All - Roof Insulation R-30 from R-5 | HVAC | Ceiling Insulation | Retrofit | Ceiling Insulation R-30 from R-5 | Commercial | Medium Retail | Firm | Sales | Commercial | 0.115 | 1 | 2.7607 | 7.2695 | -1.9843 | 1.4263 | -2.869 | 0 | 0 | 0 | 0 | 0 | 0 | 0 | 0 | 0 | 0 | 0 | 0 | 0 | 0 | 0 | 0 | 0 | 0 | 0 | 0 | 0 | 0 | 0 | 0 | 0 | 0
v5.10_MeasureAssessmentTemplate_Commercial_All | Ceiling Insulation - SEG All - Roof Insulation R-30 from R-5 | HVAC | Ceiling Insulation | Retrofit | Ceiling Insulation R-30 from R-5 | Commercial | Small Retail | Firm | Sales | Commercial | 0.115 | 1 | 2.7607 | 7.2695 | -1.9843 | 1.4263 | -2.869 | 0 | 0 | 0 | 0 | 0 | 0 | 0 | 0 | 0 | 0 | 0 | 0 | 0 | 0 | 0 | 0 | 0 | 0 | 0 | 0 | 0 | 0 | 0 | 0 | 0 | 0
v5.10_MeasureAssessmentTemplate_Commercial_All | Ceiling Insulation - SEG All - Roof Insulation R-30 from R-5 | HVAC | Ceiling Insulation | Retrofit | Ceiling Insulation R-30 from R-5 | Commercial | School K-12 | Firm | Sales | Commercial | 0.115 | 1 | 2.7607 | 7.2695 | -1.9843 | 1.4263 | -2.869 | 0 | 0 | 0 | 0 | 0 | 0 | 0 | 0 | 0 | 0 | 0 | 0 | 0 | 0 | 0 | 0 | 0 | 0 | 0 | 0 | 0 | 0 | 0 | 0 | 0 | 0
v5.10_MeasureAssessmentTemplate_Commercial_All | Ceiling Insulation - SEG All - Roof Insulation R-30 from R-5 | HVAC | Ceiling Insulation | Retrofit | Ceiling Insulation R-30 from R-5 | Commercial | Supermarket | Firm | Sales | Commercial | 0.115 | 1 | 2.7607 | 7.2695 | -1.9843 | 1.4263 | -2.869 | 0 | 0 | 0 | 0 | 0 | 0 | 0 | 0 | 0 | 0 | 0 | 0 | 0 | 0 | 0 | 0 | 0 | 0 | 0 | 0 | 0 | 0 | 0 | 0 | 0 | 0
v5.10_MeasureAssessmentTemplate_Commercial_All | Ceiling Insulation - SEG All - Roof Insulation R-30 from R-5 | HVAC | Ceiling Insulation | Retrofit | Ceiling Insulation R-30 from R-5 | Commercial | Restaurant | Firm | Sales | Commercial | 0.115 | 1 | 2.7607 | 7.2695 | -1.9843 | 1.4263 | -2.869 | 0 | 0 | 0 | 0 | 0 | 0 | 0 | 0 | 0 | 0 | 0 | 0 | 0 | 0 | 0 | 0 | 0 | 0 | 0 | 0 | 0 | 0 | 0 | 0 | 0 | 0
v5.10_MeasureAssessmentTemplate_Commercial_All | Ceiling Insulation - SEG All - Roof Insulation R-30 from R-5 | HVAC | Ceiling Insulation | Retrofit | Ceiling Insulation R-30 from R-5 | Commercial | Lodging | Firm | Sales | Commercial | 0.115 | 1 | 2.7607 | 7.2695 | -1.9843 | 1.4263 | -2.869 | 0 | 0 | 0 | 0 | 0 | 0 | 0 | 0 | 0 | 0 | 0 | 0 | 0 | 0 | 0 | 0 | 0 | 0 | 0 | 0 | 0 | 0 | 0 | 0 | 0 | 0
v5.10_MeasureAssessmentTemplate_Commercial_All | Ceiling Insulation - SEG All - Roof Insulation R-30 from R-5 | HVAC | Ceiling Insulation | Retrofit | Ceiling Insulation R-30 from R-5 | Commercial | Hospital | Firm | Sales | Commercial | 0.115 | 1 | 2.7607 | 7.2695 | -1.9843 | 1.4263 | -2.869 | 0 | 0 | 0 | 0 | 0 | 0 | 0 | 0 | 0 | 0 | 0 | 0 | 0 | 0 | 0 | 0 | 0 | 0 | 0 | 0 | 0 | 0 | 0 | 0 | 0 | 0
v5.10_MeasureAssessmentTemplate_Commercial_All | Ceiling Insulation - SEG All - Roof Insulation R-30 from R-5 | HVAC | Ceiling Insulation | Retrofit | Ceiling Insulation R-30 from R-5 | Commercial | Assembly | Firm | Sales | Commercial | 0.115 | 1 | 2.7607 | 7.2695 | -1.9843 | 1.4263 | -2.869 | 0 | 0 | 0 | 0 | 0 | 0 | 0 | 0 | 0 | 0 | 0 | 0 | 0 | 0 | 0 | 0 | 0 | 0 | 0 | 0 | 0 | 0 | 0 | 0 | 0 | 0
v5.10_MeasureAssessmentTemplate_Commercial_All | Ceiling Insulation - SEG All - Roof Insulation R-30 from R-5 | HVAC | Ceiling Insulation | Retrofit | Ceiling Insulation R-30 from R-5 | Commercial | Other | Firm | Sales | Commercial | 0.115 | 1 | 2.7607 | 7.2695 | -1.9843 | 1.4263 | -2.869 | 0 | 0 | 0 | 0 | 0 | 0 | 0 | 0 | 0 | 0 | 0 | 0 | 0 | 0 | 0 | 0 | 0 | 0 | 0 | 0 | 0 | 0 | 0 | 0 | 0 | 0
v5.10_MeasureAssessmentTemplate_Commercial_All | Ceiling Insulation - SEG All - Roof Insulation R-30 from R-5 | HVAC | Ceiling Insulation | Retrofit | Ceiling Insulation R-30 from R-5 | Commercial | Large Office | Firm | Sales | Industrial | 0.115 | 1 | 2.7607 | 7.2695 | -1.9843 | 1.4263 | -2.869 | 0 | 0 | 0 | 0 | 0 | 0 | 0 | 0 | 0 | 0 | 0 | 0 | 0 | 0 | 0 | 0 | 0 | 0 | 0 | 0 | 0 | 0 | 0 | 0 | 0 | 0
v5.10_MeasureAssessmentTemplate_Commercial_All | Ceiling Insulation - SEG All - Roof Insulation R-30 from R-5 | HVAC | Ceiling Insulation | Retrofit | Ceiling Insulation R-30 from R-5 | Commercial | Medium Retail | Firm | Sales | Industrial | 0.115 | 1 | 2.7607 | 7.2695 | -1.9843 | 1.4263 | -2.869 | 0 | 0 | 0 | 0 | 0 | 0 | 0 | 0 | 0 | 0 | 0 | 0 | 0 | 0 | 0 | 0 | 0 | 0 | 0 | 0 | 0 | 0 | 0 | 0 | 0 | 0
v5.10_MeasureAssessmentTemplate_Commercial_All | Ceiling Insulation - SEG All - Roof Insulation R-30 from R-5 | HVAC | Ceiling Insulation | Retrofit | Ceiling Insulation R-30 from R-5 | Commercial | Hospital | Interruptible | Sales | Commercial | 0.115 | 1 | 1.735 | 4.5687 | -0.52141 | 0.46729 | -1.4061 | 0 | 0 | 0 | 0 | 0 | 0 | 0 | 0 | 0 | 0 | 0 | 0 | 0 | 0 | 0 | 0 | 0 | 0 | 0 | 0 | 0 | 0 | 0 | 0 | 0 | 0
v5.10_MeasureAssessmentTemplate_Commercial_All | Ceiling Insulation - SEG All - Roof Insulation R-30 from R-5 | HVAC | Ceiling Insulation | Retrofit | Ceiling Insulation R-30 from R-5 | Commercial | Extra Large Retail | Firm | Transport | Commercial | 0.115 | 1 | 2.7607 | 6.0327 | -1.9843 | 0.46729 | -2.726 | 0 | 0 | 0 | 0 | 0 | 0 | 0 | 0 | 0 | 0 | 0 | 0 | 0 | 0 | 0 | 0 | 0 | 0 | 0 | 0 | 0 | 0 | 0 | 0 | 0 | 0
v5.10_MeasureAssessmentTemplate_Commercial_All | Ceiling Insulation - SEG All - Roof Insulation R-30 from R-5 | HVAC | Ceiling Insulation | Retrofit | Ceiling Insulation R-30 from R-5 | Commercial | Supermarket | Firm | Transport | Commercial | 0.115 | 1 | 2.7607 | 6.0327 | -1.9843 | 0.46729 | -2.726 | 0 | 0 | 0 | 0 | 0 | 0 | 0 | 0 | 0 | 0 | 0 | 0 | 0 | 0 | 0 | 0 | 0 | 0 | 0 | 0 | 0 | 0 | 0 | 0 | 0 | 0
v5.10_MeasureAssessmentTemplate_Commercial_All | Ceiling Insulation - SEG All - Roof Insulation R-30 from R-5 | HVAC | Ceiling Insulation | Retrofit | Ceiling Insulation R-30 from R-5 | Commercial | Hospital | Firm | Transport | Commercial | 0.115 | 1 | 2.7607 | 6.0327 | -1.9843 | 0.46729 | -2.726 | 0 | 0 | 0 | 0 | 0 | 0 | 0 | 0 | 0 | 0 | 0 | 0 | 0 | 0 | 0 | 0 | 0 | 0 | 0 | 0 | 0 | 0 | 0 | 0 | 0 | 0
v5.10_MeasureAssessmentTemplate_Commercial_All | Wall Insulation - SEG All - Wall Insulation R-20 from R-0 | HVAC | Wall Insulation | Retrofit | Wall Insulation | Commercial | Large Office | Firm | Sales | Commercial | 0.19 | 1 | 4.8508 | 6.9281 | -2.4521 | 0.77362 | -2.6841 | 2.4685 | 4.9196 | 8.7088 | 14.1235 | 21.3732 | 30.5191 | 41.3898 | 53.4952 | 65.9659 | 77.556 | 86.7518 | 92.0107 | 92.1177 | 86.5759 | 75.8912 | 62.5729 | 47.7063 | 31.495 | 0 | 0 | 0 | 0 | 0 | 0 | 0 | 895.6412
v5.10_MeasureAssessmentTemplate_Commercial_All | Wall Insulation - SEG All - Wall Insulation R-20 from R-0 | HVAC | Wall Insulation | Retrofit | Wall Insulation | Commercial | Medium Office | Firm | Sales | Commercial | 0.19 | 1 | 4.8508 | 6.9281 | -2.4521 | 0.77362 | -2.6841 | 2.3462 | 4.6759 | 8.2773 | 13.4238 | 20.3143 | 29.0071 | 39.3392 | 50.8449 | 62.6977 | 73.7137 | 82.4538 | 87.4522 | 87.5539 | 82.2867 | 72.1313 | 59.4729 | 45.3428 | 29.9346 | 0 | 0 | 0 | 0 | 0 | 0 | 0 | 851.2681
v5.10_MeasureAssessmentTemplate_Commercial_All | Wall Insulation - SEG All - Wall Insulation R-20 from R-0 | HVAC | Wall Insulation | Retrofit | Wall Insulation | Commercial | Small Office | Firm | Sales | Commercial | 0.19 | 1 | 4.8508 | 6.9281 | -2.4521 | 0.77362 | -2.6841 | 3.3975 | 6.771 | 11.9861 | 19.4385 | 29.4164 | 42.0042 | 56.9659 | 73.6268 | 90.7905 | 106.7424 | 119.3988 | 126.6367 | 126.7839 | 119.1567 | 104.4511 | 86.1208 | 65.6595 | 43.3474 | 0 | 0 | 0 | 0 | 0 | 0 | 0 | 1232.6943
v5.10_MeasureAssessmentTemplate_Commercial_All | Wall Insulation - SEG All - Wall Insulation R-20 from R-0 | HVAC | Wall Insulation | Retrofit | Wall Insulation | Commercial | Extra Large Retail | Firm | Sales | Commercial | 0.19 | 1 | 4.8508 | 6.9281 | -2.4521 | 0.77362 | -2.6841 | 1.3779 | 2.7417 | 4.8457 | 7.8459 | 11.8542 | 16.8997 | 22.8825 | 29.5275 | 36.3524 | 42.6709 | 47.6538 | 50.4615 | 50.439 | 47.3286 | 41.421 | 34.0971 | 25.9543 | 6.6934 | 0 | 0 | 0 | 0 | 0 | 0 | 0 | 481.0472
v5.10_MeasureAssessmentTemplate_Commercial_All | Wall Insulation - SEG All - Wall Insulation R-20 from R-0 | HVAC | Wall Insulation | Retrofit | Wall Insulation | Commercial | Large Retail | Firm | Sales | Commercial | 0.19 | 1 | 4.8508 | 6.9281 | -2.4521 | 0.77362 | -2.6841 | 0.41442 | 0.8246 | 1.4574 | 2.3597 | 3.5652 | 5.0827 | 6.882 | 8.8806 | 10.9332 | 12.8336 | 14.3322 | 15.1766 | 15.1699 | 14.2344 | 12.4576 | 10.2549 | 7.8059 | 2.0131 | 0 | 0 | 0 | 0 | 0 | 0 | 0 | 144.6781
v5.10_MeasureAssessmentTemplate_Commercial_All | Wall Insulation - SEG All - Wall Insulation R-20 from R-0 | HVAC | Wall Insulation | Retrofit | Wall Insulation | Commercial | Medium Retail | Firm | Sales | Commercial | 0.19 | 1 | 4.8508 | 6.9281 | -2.4521 | 0.77362 | -2.6841 | 0.65238 | 1.2981 | 2.2942 | 3.7146 | 5.6123 | 8.0011 | 10.8336 | 13.9796 | 17.2109 | 20.2023 | 22.5614 | 23.8907 | 23.8801 | 22.4075 | 19.6105 | 16.1431 | 12.2879 | 3.169 | 0 | 0 | 0 | 0 | 0 | 0 | 0 | 227.7492
v5.10_MeasureAssessmentTemplate_Commercial_All | Wall Insulation - SEG All - Wall Insulation R-20 from R-0 | HVAC | Wall Insulation | Retrofit | Wall Insulation | Commercial | Small Retail | Firm | Sales | Commercial | 0.19 | 1 | 4.8508 | 6.9281 | -2.4521 | 0.77362 | -2.6841 | 0.99663 | 1.983 | 3.5048 | 5.6748 | 8.5739 | 12.2231 | 16.5503 | 21.3565 | 26.2928 | 30.8628 | 34.4668 | 36.4975 | 36.4813 | 34.2316 | 29.9588 | 24.6616 | 18.7721 | 4.8412 | 0 | 0 | 0 | 0 | 0 | 0 | 0 | 347.9296
v5.10_MeasureAssessmentTemplate_Commercial_All | Wall Insulation - SEG All - Wall Insulation R-20 from R-0 | HVAC | Wall Insulation | Retrofit | Wall Insulation | Commercial | School K-12 | Firm | Sales | Commercial | 0.19 | 1 | 4.8508 | 6.9281 | -2.4521 | 0.77362 | -2.6841 | 4.7483 | 9.4716 | 16.782 | 27.2409 | 41.2611 | 58.9706 | 80.0477 | 103.5528 | 127.808 | 150.3995 | 168.3841 | 178.7528 | 179.1222 | 168.4982 | 147.8365 | 122.0024 | 93.1001 | 64.3185 | 18.23 | 0 | 0 | 0 | 0 | 0 | 0 | 1760.5274
v5.10_MeasureAssessmentTemplate_Commercial_All | Wall Insulation - SEG All - Wall Insulation R-20 from R-0 | HVAC | Wall Insulation | Retrofit | Wall Insulation | Commercial | Supermarket | Firm | Sales | Commercial | 0.19 | 1 | 4.8508 | 6.9281 | -2.4521 | 0.77362 | -2.6841 | 2.7392 | 5.4495 | 9.6302 | 15.591 | 23.5532 | 33.574 | 45.4543 | 58.647 | 72.1939 | 84.7319 | 94.615 | 100.1775 | 100.1209 | 93.9353 | 82.2003 | 67.6579 | 51.4942 | 11.7271 | 0 | 0 | 0 | 0 | 0 | 0 | 0 | 953.4924
v5.10_MeasureAssessmentTemplate_Commercial_All | Wall Insulation - SEG All - Wall Insulation R-20 from R-0 | HVAC | Wall Insulation | Retrofit | Wall Insulation | Commercial | Restaurant | Firm | Sales | Commercial | 0.19 | 1 | 4.8508 | 6.9281 | -2.4521 | 0.77362 | -2.6841 | 0.73498 | 1.456 | 2.5619 | 4.1297 | 6.2119 | 8.8167 | 11.8852 | 15.2688 | 18.7149 | 21.8707 | 24.3167 | 25.6355 | 25.5109 | 23.8319 | 20.765 | 17.0178 | 1.9774 | 0 | 0 | 0 | 0 | 0 | 0 | 0 | 0 | 230.7058
v5.10_MeasureAssessmentTemplate_Commercial_All | Wall Insulation - SEG All - Wall Insulation R-20 from R-0 | HVAC | Wall Insulation | Retrofit | Wall Insulation | Commercial | Lodging | Firm | Sales | Commercial | 0.19 | 1 | 4.8508 | 6.9281 | -2.4521 | 0.77362 | -2.6841 | 0.168 | 0.33457 | 0.59185 | 0.95916 | 1.4505 | 2.0697 | 2.805 | 3.6228 | 4.4642 | 5.2449 | 5.8626 | 6.2137 | 6.2165 | 5.8384 | 5.1143 | 4.2138 | 3.2104 | 1.5543 | 0 | 0 | 0 | 0 | 0 | 0 | 0 | 59.9347
v5.10_MeasureAssessmentTemplate_Commercial_All | Wall Insulation - SEG All - Wall Insulation R-20 from R-0 | HVAC | Wall Insulation | Retrofit | Wall Insulation | Commercial | Hospital | Firm | Sales | Commercial | 0.19 | 1 | 4.8508 | 6.9281 | -2.4521 | 0.77362 | -2.6841 | 0.22217 | 0.44228 | 0.78208 | 1.2669 | 1.9152 | 2.7317 | 3.7006 | 4.7776 | 5.8849 | 6.9112 | 7.7221 | 8.1812 | 8.1817 | 7.681 | 6.7256 | 5.5392 | 4.2185 | 1.6181 | 0 | 0 | 0 | 0 | 0 | 0 | 0 | 78.5018
v5.10_MeasureAssessmentTemplate_Commercial_All | Wall Insulation - SEG All - Wall Insulation R-20 from R-0 | HVAC | Wall Insulation | Retrofit | Wall Insulation | Commercial | Assembly | Firm | Sales | Commercial | 0.19 | 1 | 4.8508 | 6.9281 | -2.4521 | 0.77362 | -2.6841 | 1.4242 | 2.8342 | 5.0097 | 8.1124 | 12.2582 | 17.4775 | 23.6676 | 30.5441 | 37.6083 | 44.1501 | 49.3113 | 52.2226 | 52.2054 | 48.9915 | 42.8813 | 35.3032 | 26.8755 | 7.6964 | 0 | 0 | 0 | 0 | 0 | 0 | 0 | 498.5735
v5.10_MeasureAssessmentTemplate_Commercial_All | Wall Insulation - SEG All - Wall Insulation R-20 from R-0 | HVAC | Wall Insulation | Retrofit | Wall Insulation | Commercial | Other | Firm | Sales | Commercial | 0.19 | 1 | 4.8508 | 6.9281 | -2.4521 | 0.77362 | -2.6841 | 0.29858 | 0.59146 | 1.0407 | 1.6776 | 2.5235 | 3.5817 | 4.8282 | 6.2028 | 7.6027 | 8.8847 | 9.8783 | 10.4141 | 10.3635 | 9.6814 | 8.4355 | 6.9133 | 0.8033 | 0 | 0 | 0 | 0 | 0 | 0 | 0 | 0 | 93.7213
v5.10_MeasureAssessmentTemplate_Commercial_All | Wall Insulation - SEG All - Wall Insulation R-20 from R-0 | HVAC | Wall Insulation | Retrofit | Wall Insulation | Commercial | Large Office | Firm | Sales | Industrial | 0.19 | 1 | 4.8508 | 6.9281 | -2.4521 | 0.77362 | -2.6841 | 0.023222 | 0.046279 | 0.081924 | 0.13286 | 0.20106 | 0.2871 | 0.38936 | 0.50324 | 0.62055 | 0.72958 | 0.81608 | 0.86556 | 0.86656 | 0.81443 | 0.71392 | 0.58863 | 0.44878 | 0.29628 | 0 | 0 | 0 | 0 | 0 | 0 | 0 | 8.4254
v5.10_MeasureAssessmentTemplate_Commercial_All | Wall Insulation - SEG All - Wall Insulation R-20 from R-0 | HVAC | Wall Insulation | Retrofit | Wall Insulation | Commercial | Medium Retail | Firm | Sales | Industrial | 0.19 | 1 | 4.8508 | 6.9281 | -2.4521 | 0.77362 | -2.6841 | 0.002099 | 0.0041765 | 0.0073814 | 0.011952 | 0.018058 | 0.025743 | 0.034857 | 0.044979 | 0.055376 | 0.065001 | 0.072591 | 0.076868 | 0.076834 | 0.072096 | 0.063097 | 0.05194 | 0.039536 | 0.010196 | 0 | 0 | 0 | 0 | 0 | 0 | 0 | 0.73278
v5.10_MeasureAssessmentTemplate_Commercial_All | Wall Insulation - SEG All - Wall Insulation R-20 from R-0 | HVAC | Wall Insulation | Retrofit | Wall Insulation | Commercial | Hospital | Interruptible | Sales | Commercial | 0.19 | 1 | 2.9597 | 4.2273 | -0.98918 | 0.46729 | -1.2211 | 0.11654 | 0.23201 | 0.41025 | 0.66459 | 1.0046 | 1.4329 | 1.9412 | 2.5061 | 3.087 | 3.6253 | 4.0507 | 4.2915 | 4.2918 | 4.0291 | 3.528 | 2.9056 | 2.2129 | 0.84877 | 0 | 0 | 0 | 0 | 0 | 0 | 0 | 41.179
v5.10_MeasureAssessmentTemplate_Commercial_All | Wall Insulation - SEG All - Wall Insulation R-20 from R-0 | HVAC | Wall Insulation | Retrofit | Wall Insulation | Commercial | Extra Large Retail | Firm | Transport | Commercial | 0.19 | 1 | 4.8508 | 5.6913 | -2.4521 | 0.46729 | -2.5411 | 0.1363 | 0.2712 | 0.47932 | 0.77609 | 1.1726 | 1.6716 | 2.2634 | 2.9207 | 3.5958 | 4.2208 | 4.7137 | 4.9914 | 4.9892 | 4.6815 | 4.0972 | 3.3727 | 2.5673 | 0.66208 | 0 | 0 | 0 | 0 | 0 | 0 | 0 | 47.5832
v5.10_MeasureAssessmentTemplate_Commercial_All | Wall Insulation - SEG All - Wall Insulation R-20 from R-0 | HVAC | Wall Insulation | Retrofit | Wall Insulation | Commercial | Supermarket | Firm | Transport | Commercial | 0.19 | 1 | 4.8508 | 5.6913 | -2.4521 | 0.46729 | -2.5411 | 0.43209 | 0.85964 | 1.5191 | 2.4594 | 3.7154 | 5.2961 | 7.1702 | 9.2513 | 11.3883 | 13.3661 | 14.9251 | 15.8025 | 15.7936 | 14.8179 | 12.9667 | 10.6727 | 8.123 | 1.8499 | 0 | 0 | 0 | 0 | 0 | 0 | 0 | 150.409
v5.10_MeasureAssessmentTemplate_Commercial_All | Wall Insulation - SEG All - Wall Insulation R-20 from R-0 | HVAC | Wall Insulation | Retrofit | Wall Insulation | Commercial | Hospital | Firm | Transport | Commercial | 0.19 | 1 | 4.8508 | 5.6913 | -2.4521 | 0.46729 | -2.5411 | 0.11687 | 0.23265 | 0.41139 | 0.66644 | 1.0074 | 1.4369 | 1.9466 | 2.5131 | 3.0956 | 3.6354 | 4.062 | 4.3035 | 4.3037 | 4.0404 | 3.5378 | 2.9137 | 2.219 | 0.85114 | 0 | 0 | 0 | 0 | 0 | 0 | 0 | 41.2936
v5.10_MeasureAssessmentTemplate_Commercial_All | Secondary Window Glazing - SEG Office - Secondary Glazing added to Single Pane Windows | HVAC | Secondary Window Glazing | Retrofit | Secondary Window Glazing | Commercial | Large Office | Firm | Sales | Commercial | 0.059815 | 0 | 0.16203 | 7.8628 | 22.5876 | 26.2848 | -3.1556 | 20.0794 | 32.5639 | 49.2791 | 70.3665 | 95.4306 | 123.3414 | 152.0945 | 178.8174 | 200.0197 | 212.1449 | 212.3915 | 199.6142 | 174.979 | 144.2716 | 109.9943 | 62.2775 | 0 | 0 | 0 | 0 | 0 | 0 | 0 | 0 | 0 | 2037.6656
v5.10_MeasureAssessmentTemplate_Commercial_All | Secondary Window Glazing - SEG Office - Secondary Glazing added to Single Pane Windows | HVAC | Secondary Window Glazing | Retrofit | Secondary Window Glazing | Commercial | Medium Office | Firm | Sales | Commercial | 0.059815 | 0 | 0.16203 | 7.8628 | 22.5876 | 26.2848 | -3.1556 | 19.0846 | 30.9506 | 46.8377 | 66.8803 | 90.7027 | 117.2307 | 144.5592 | 169.9582 | 190.11 | 201.6345 | 201.8689 | 189.7246 | 166.3099 | 137.1239 | 104.5449 | 59.1921 | 0 | 0 | 0 | 0 | 0 | 0 | 0 | 0 | 0 | 1936.7128
v5.10_MeasureAssessmentTemplate_Commercial_All | Secondary Window Glazing - SEG Office - Secondary Glazing added to Single Pane Windows | HVAC | Secondary Window Glazing | Retrofit | Secondary Window Glazing | Commercial | Small Office | Firm | Sales | Commercial | 0.059815 | 0 | 0.16203 | 7.8628 | 22.5876 | 26.2848 | -3.1556 | 27.6358 | 44.8185 | 67.8242 | 96.8473 | 131.3437 | 169.758 | 209.3315 | 246.1111 | 275.2923 | 291.9806 | 292.3199 | 274.7342 | 240.8281 | 198.5647 | 151.3881 | 85.7142 | 0 | 0 | 0 | 0 | 0 | 0 | 0 | 0 | 0 | 2804.492
v5.10_MeasureAssessmentTemplate_Commercial_All | Secondary Window Glazing - SEG Office - Secondary Glazing added to Single Pane Windows | HVAC | Secondary Window Glazing | Retrofit | Secondary Window Glazing | Commercial | Large Office | Firm | Sales | Industrial | 0.059815 | 0 | 0.16203 | 7.8628 | 22.5876 | 26.2848 | -3.1556 | 0.18889 | 0.30633 | 0.46357 | 0.66195 | 0.89773 | 1.1603 | 1.4308 | 1.6822 | 1.8816 | 1.9957 | 1.998 | 1.8778 | 1.646 | 1.3572 | 1.0347 | 0.58585 | 0 | 0 | 0 | 0 | 0 | 0 | 0 | 0 | 0 | 19.1686
v5.10_MeasureAssessmentTemplate_Commercial_All | Secondary Window Glazing - SEG Restaurant - Secondary Glazing added to Single Pane Windows | HVAC | Secondary Window Glazing | Retrofit | Secondary Window Glazing | Commercial | Restaurant | Firm | Sales | Commercial | 0.040325 | 0 | 0.18009 | 12.9165 | 32.4081 | 38.8481 | -5.8984 | 4.0487 | 6.5265 | 9.8171 | 13.9337 | 18.783 | 24.1304 | 29.5766 | 34.5639 | 38.4295 | 40.5138 | 40.3168 | 37.6633 | 32.8165 | 24.332 | 0 | 0 | 0 | 0 | 0 | 0 | 0 | 0 | 0 | 0 | 0 | 355.4518
v5.10_MeasureAssessmentTemplate_Commercial_All | Secondary Window Glazing - SEG Retail - Secondary Glazing added to Single Pane Windows | HVAC | Secondary Window Glazing | Retrofit | Secondary Window Glazing | Commercial | Extra Large Retail | Firm | Sales | Commercial | 0.074195 | 0 | 0.2795 | 10.9636 | 15.8654 | 21.2466 | -4.8396 | 10.1062 | 16.3635 | 24.7233 | 35.2462 | 47.7239 | 61.5829 | 75.817 | 88.995 | 99.3873 | 105.2431 | 105.1963 | 98.7091 | 86.3881 | 71.1134 | 54.1307 | 6.0779 | 0 | 0 | 0 | 0 | 0 | 0 | 0 | 0 | 0 | 986.804
v5.10_MeasureAssessmentTemplate_Commercial_All | Secondary Window Glazing - SEG Retail - Secondary Glazing added to Single Pane Windows | HVAC | Secondary Window Glazing | Retrofit | Secondary Window Glazing | Commercial | Large Retail | Firm | Sales | Commercial | 0.074195 | 0 | 0.2795 | 10.9636 | 15.8654 | 21.2466 | -4.8396 | 3.0395 | 4.9214 | 7.4357 | 10.6005 | 14.3533 | 18.5215 | 22.8025 | 26.7658 | 29.8914 | 31.6525 | 31.6385 | 29.6874 | 25.9818 | 21.3878 | 16.2802 | 1.828 | 0 | 0 | 0 | 0 | 0 | 0 | 0 | 0 | 0 | 296.7878
v5.10_MeasureAssessmentTemplate_Commercial_All | Secondary Window Glazing - SEG Retail - Secondary Glazing added to Single Pane Windows | HVAC | Secondary Window Glazing | Retrofit | Secondary Window Glazing | Commercial | Medium Retail | Firm | Sales | Commercial | 0.074195 | 0 | 0.2795 | 10.9636 | 15.8654 | 21.2466 | -4.8396 | 4.7847 | 7.7472 | 11.7051 | 16.6871 | 22.5946 | 29.1561 | 35.8952 | 42.1342 | 47.0544 | 49.8268 | 49.8046 | 46.7333 | 40.9 | 33.6683 | 25.6279 | 2.8775 | 0 | 0 | 0 | 0 | 0 | 0 | 0 | 0 | 0 | 467.1971
v5.10_MeasureAssessmentTemplate_Commercial_All | Secondary Window Glazing - SEG Retail - Secondary Glazing added to Single Pane Windows | HVAC | Secondary Window Glazing | Retrofit | Secondary Window Glazing | Commercial | Small Retail | Firm | Sales | Commercial | 0.074195 | 0 | 0.2795 | 10.9636 | 15.8654 | 21.2466 | -4.8396 | 7.3096 | 11.8353 | 17.8818 | 25.4927 | 34.5176 | 44.5414 | 54.8366 | 64.3679 | 71.8844 | 76.1197 | 76.0859 | 71.3939 | 62.4824 | 51.4346 | 39.1514 | 4.396 | 0 | 0 | 0 | 0 | 0 | 0 | 0 | 0 | 0 | 713.7311
v5.10_MeasureAssessmentTemplate_Commercial_All | Secondary Window Glazing - SEG Retail - Secondary Glazing added to Single Pane Windows | HVAC | Secondary Window Glazing | Retrofit | Secondary Window Glazing | Commercial | Medium Retail | Firm | Sales | Industrial | 0.074195 | 0 | 0.2795 | 10.9636 | 15.8654 | 21.2466 | -4.8396 | 0.015395 | 0.024927 | 0.037661 | 0.053691 | 0.072698 | 0.093809 | 0.11549 | 0.13557 | 0.1514 | 0.16032 | 0.16025 | 0.15036 | 0.1316 | 0.10833 | 0.082457 | 0.0092584 | 0 | 0 | 0 | 0 | 0 | 0 | 0 | 0 | 0 | 1.5032
v5.10_MeasureAssessmentTemplate_Commercial_All | Secondary Window Glazing - SEG Retail - Secondary Glazing added to Single Pane Windows | HVAC | Secondary Window Glazing | Retrofit | Secondary Window Glazing | Commercial | Extra Large Retail | Firm | Transport | Commercial | 0.074195 | 0 | 0.2795 | 9.6708 | 15.8654 | 0.46729 | -4.6966 | 0.99967 | 1.6186 | 2.4455 | 3.4864 | 4.7207 | 6.0915 | 7.4995 | 8.803 | 9.831 | 10.4102 | 10.4056 | 9.7639 | 8.5452 | 7.0342 | 5.3544 | 0.6012 | 0 | 0 | 0 | 0 | 0 | 0 | 0 | 0 | 0 | 97.6105
v5.10_MeasureAssessmentTemplate_Commercial_All | Secondary Window Glazing - SEG Supermarket - Secondary Glazing added to Single Pane Windows | HVAC | Secondary Window Glazing | Retrofit | Secondary Window Glazing | Commercial | Supermarket | Firm | Sales | Commercial | 0.017331 | 0 | 0.052591 | 8.7389 | 85.8296 | 90.0056 | -3.6343 | 3.6235 | 5.8663 | 8.8622 | 12.6326 | 17.1027 | 22.0667 | 27.1639 | 31.8815 | 35.6001 | 37.693 | 37.6718 | 35.3444 | 30.9289 | 25.4572 | 19.3753 | 1.5175 | 0 | 0 | 0 | 0 | 0 | 0 | 0 | 0 | 0 | 352.7876
v5.10_MeasureAssessmentTemplate_Commercial_All | Secondary Window Glazing - SEG Supermarket - Secondary Glazing added to Single Pane Windows | HVAC | Secondary Window Glazing | Retrofit | Secondary Window Glazing | Commercial | Supermarket | Firm | Transport | Commercial | 0.017331 | 0 | 0.052591 | 7.4456 | 85.8296 | 0.46729 | -3.4913 | 0.57159 | 0.92538 | 1.398 | 1.9927 | 2.6979 | 3.4809 | 4.285 | 5.0292 | 5.6158 | 5.9459 | 5.9425 | 5.5754 | 4.8789 | 4.0157 | 3.0564 | 0.23938 | 0 | 0 | 0 | 0 | 0 | 0 | 0 | 0 | 0 | 55.6506
v5.10_MeasureAssessmentTemplate_Commercial_All | Secondary Window Glazing - SEG School - Secondary Glazing added to Single Pane Windows | HVAC | Secondary Window Glazing | Retrofit | Secondary Window Glazing | Commercial | School K-12 | Firm | Sales | Commercial | 0.14568 | 0 | 0.32134 | 6.504 | 7.9958 | 10.9633 | -2.4259 | 43.8495 | 71.1775 | 107.8106 | 154.0835 | 209.1558 | 270.572 | 333.9482 | 392.9773 | 439.9691 | 467.0614 | 468.0264 | 440.2673 | 386.2805 | 318.7789 | 243.2602 | 168.0572 | 32.01 | 0 | 0 | 0 | 0 | 0 | 0 | 0 | 0 | 4547.2855
v5.10_MeasureAssessmentTemplate_Commercial_All | Secondary Window Glazing - SEG Hospital - Secondary Glazing added to Single Pane Windows | HVAC | Secondary Window Glazing | Retrofit | Secondary Window Glazing | Commercial | Hospital | Firm | Sales | Commercial | 0.26149 | 0 | 0.52384 | 6.0315 | 3.4772 | 6.2367 | -2.2178 | 8.6143 | 13.9548 | 21.0947 | 30.0882 | 40.7604 | 52.6235 | 64.8194 | 76.1241 | 85.0561 | 90.1127 | 90.1179 | 84.603 | 74.08 | 61.0122 | 46.4651 | 11.7977 | 0 | 0 | 0 | 0 | 0 | 0 | 0 | 0 | 0 | 851.3241
v5.10_MeasureAssessmentTemplate_Commercial_All | Secondary Window Glazing - SEG Hospital - Secondary Glazing added to Single Pane Windows | HVAC | Secondary Window Glazing | Retrofit | Secondary Window Glazing | Commercial | Hospital | Interruptible | Sales | Commercial | 0.26149 | 0 | 0.28927 | 3.3306 | 4.9402 | 0.46729 | -0.75485 | 4.5187 | 7.3202 | 11.0654 | 15.7831 | 21.3813 | 27.6043 | 34.0017 | 39.9317 | 44.6171 | 47.2696 | 47.2723 | 44.3794 | 38.8595 | 32.0046 | 24.3738 | 6.1886 | 0 | 0 | 0 | 0 | 0 | 0 | 0 | 0 | 0 | 446.5713
v5.10_MeasureAssessmentTemplate_Commercial_All | Secondary Window Glazing - SEG Hospital - Secondary Glazing added to Single Pane Windows | HVAC | Secondary Window Glazing | Retrofit | Secondary Window Glazing | Commercial | Hospital | Firm | Transport | Commercial | 0.26149 | 0 | 0.52384 | 4.8305 | 3.4772 | 0.46729 | -2.0748 | 4.5313 | 7.3405 | 11.0962 | 15.827 | 21.4408 | 27.6811 | 34.0964 | 40.0429 | 44.7413 | 47.4012 | 47.4039 | 44.503 | 38.9676 | 32.0937 | 24.4416 | 6.2058 | 0 | 0 | 0 | 0 | 0 | 0 | 0 | 0 | 0 | 447.8142
v5.10_MeasureAssessmentTemplate_Commercial_All | Secondary Window Glazing - SEG Lodging - Secondary Glazing added to Single Pane Windows | HVAC | Secondary Window Glazing | Retrofit | Secondary Window Glazing | Commercial | Lodging | Firm | Sales | Commercial | 0.29657 | 0 | 0.70838 | 7.2366 | 2.1572 | 5.5334 | -2.8346 | 7.268 | 11.7787 | 17.8122 | 25.4165 | 34.4456 | 44.4887 | 54.8212 | 64.408 | 71.9943 | 76.305 | 76.34 | 71.6971 | 62.8045 | 51.7465 | 39.4244 | 14.4825 | 0 | 0 | 0 | 0 | 0 | 0 | 0 | 0 | 0 | 725.2333
v5.10_MeasureAssessmentTemplate_Commercial_All | Secondary Window Glazing - SEG Other - Secondary Glazing added to Single Pane Windows | HVAC | Secondary Window Glazing | Retrofit | Secondary Window Glazing | Commercial | Assembly | Firm | Sales | Commercial | 0.18916 | 0 | 0.40629 | 6.3834 | 5.5794 | 8.5101 | -2.389 | 23.8286 | 38.5866 | 58.3063 | 83.1325 | 112.5756 | 145.2839 | 178.8849 | 210.0014 | 234.5508 | 248.3984 | 248.3163 | 233.0297 | 203.966 | 167.9208 | 127.8339 | 18.4548 | 0 | 0 | 0 | 0 | 0 | 0 | 0 | 0 | 0 | 2333.0706
v5.10_MeasureAssessmentTemplate_Commercial_All | Secondary Window Glazing - SEG Other - Secondary Glazing added to Single Pane Windows | HVAC | Secondary Window Glazing | Retrofit | Secondary Window Glazing | Commercial | Other | Firm | Sales | Commercial | 0.18916 | 0 | 0.40629 | 6.3834 | 5.5794 | 8.5101 | -2.389 | 4.9954 | 8.0526 | 12.1127 | 17.1918 | 23.1751 | 29.7729 | 36.4926 | 42.6461 | 47.4156 | 49.9873 | 49.7442 | 46.4703 | 40.49 | 30.0216 | 0 | 0 | 0 | 0 | 0 | 0 | 0 | 0 | 0 | 0 | 0 | 438.5682
v5.10_MeasureAssessmentTemplate_Commercial_All | Windows - SEG Office - Efficient Double Pane Windows U 0.25 from U 0.50 | HVAC | Windows | Retrofit | Windows U 0.25 from U 0.50 | Commercial | Large Office | Firm | Sales | Commercial | 0.10767 | 0 | 0.18208 | 7.8628 | 19.6929 | 23.3901 | -3.1556 | 40.395 | 65.5109 | 99.138 | 141.5609 | 191.984 | 248.134 | 305.9783 | 359.7386 | 402.3925 | 426.7857 | 427.2817 | 401.5767 | 352.0165 | 290.2404 | 221.2827 | 125.2878 | 0 | 0 | 0 | 0 | 0 | 0 | 0 | 0 | 0 | 4099.3037
v5.10_MeasureAssessmentTemplate_Commercial_All | Windows - SEG Office - Efficient Double Pane Windows U 0.25 from U 0.50 | HVAC | Windows | Retrofit | Windows U 0.25 from U 0.50 | Commercial | Medium Office | Firm | Sales | Commercial | 0.10767 | 0 | 0.18208 | 7.8628 | 19.6929 | 23.3901 | -3.1556 | 38.3937 | 62.2652 | 94.2264 | 134.5475 | 182.4725 | 235.8406 | 290.8191 | 341.9159 | 382.4566 | 405.6413 | 406.1128 | 381.6813 | 334.5765 | 275.861 | 210.3196 | 119.0806 | 0 | 0 | 0 | 0 | 0 | 0 | 0 | 0 | 0 | 3896.2104
v5.10_MeasureAssessmentTemplate_Commercial_All | Windows - SEG Office - Efficient Double Pane Windows U 0.25 from U 0.50 | HVAC | Windows | Retrofit | Windows U 0.25 from U 0.50 | Commercial | Small Office | Firm | Sales | Commercial | 0.10767 | 0 | 0.18208 | 7.8628 | 19.6929 | 23.3901 | -3.1556 | 55.5967 | 90.1643 | 136.4463 | 194.8339 | 264.2326 | 341.5132 | 421.1258 | 495.1176 | 553.8233 | 587.3962 | 588.0789 | 552.7005 | 484.4895 | 399.4655 | 304.5572 | 172.4368 | 0 | 0 | 0 | 0 | 0 | 0 | 0 | 0 | 0 | 5641.9781
v5.10_MeasureAssessmentTemplate_Commercial_All | Windows - SEG Office - Efficient Double Pane Windows U 0.25 from U 0.50 | HVAC | Windows | Retrofit | Windows U 0.25 from U 0.50 | Commercial | Large Office | Firm | Sales | Industrial | 0.10767 | 0 | 0.18208 | 7.8628 | 19.6929 | 23.3901 | -3.1556 | 0.38 | 0.61627 | 0.9326 | 1.3317 | 1.806 | 2.3342 | 2.8784 | 3.3841 | 3.7854 | 4.0148 | 4.0195 | 3.7777 | 3.3115 | 2.7303 | 2.0816 | 1.1786 | 0 | 0 | 0 | 0 | 0 | 0 | 0 | 0 | 0 | 38.5626
v5.10_MeasureAssessmentTemplate_Commercial_All | Windows - SEG Restaurant - Efficient Double Pane Windows U 0.25 from U 0.50 | HVAC | Windows | Retrofit | Windows U 0.25 from U 0.50 | Commercial | Restaurant | Firm | Sales | Commercial | 0.072585 | 0 | 0.20247 | 12.9165 | 28.1143 | 34.5543 | -5.8984 | 8.145 | 13.1297 | 19.7497 | 28.0313 | 37.787 | 48.5448 | 59.5012 | 69.5345 | 77.3111 | 81.5042 | 81.1079 | 75.7698 | 66.019 | 48.9502 | 0 | 0 | 0 | 0 | 0 | 0 | 0 | 0 | 0 | 0 | 0 | 715.0854
v5.10_MeasureAssessmentTemplate_Commercial_All | Windows - SEG Retail - Efficient Double Pane Windows U 0.25 from U 0.50 | HVAC | Windows | Retrofit | Windows U 0.25 from U 0.50 | Commercial | Extra Large Retail | Firm | Sales | Commercial | 0.13355 | 0 | 0.31399 | 10.9636 | 13.5317 | 18.9129 | -4.8396 | 20.3313 | 32.9196 | 49.7375 | 70.907 | 96.0093 | 123.8902 | 152.526 | 179.037 | 199.9439 | 211.7243 | 211.6302 | 198.5795 | 173.7926 | 143.0634 | 108.8982 | 12.2273 | 0 | 0 | 0 | 0 | 0 | 0 | 0 | 0 | 0 | 1985.2174
v5.10_MeasureAssessmentTemplate_Commercial_All | Windows - SEG Retail - Efficient Double Pane Windows U 0.25 from U 0.50 | HVAC | Windows | Retrofit | Windows U 0.25 from U 0.50 | Commercial | Large Retail | Firm | Sales | Commercial | 0.13355 | 0 | 0.31399 | 10.9636 | 13.5317 | 18.9129 | -4.8396 | 6.1148 | 9.9008 | 14.9589 | 21.3258 | 28.8754 | 37.2608 | 45.8732 | 53.8466 | 60.1344 | 63.6775 | 63.6492 | 59.7241 | 52.2693 | 43.0273 | 32.7518 | 3.6774 | 0 | 0 | 0 | 0 | 0 | 0 | 0 | 0 | 0 | 597.0671
v5.10_MeasureAssessmentTemplate_Commercial_All | Windows - SEG Retail - Efficient Double Pane Windows U 0.25 from U 0.50 | HVAC | Windows | Retrofit | Windows U 0.25 from U 0.50 | Commercial | Medium Retail | Firm | Sales | Commercial | 0.13355 | 0 | 0.31399 | 10.9636 | 13.5317 | 18.9129 | -4.8396 | 9.6258 | 15.5856 | 23.5479 | 33.5706 | 45.4551 | 58.6552 | 72.2126 | 84.7641 | 94.6624 | 100.2397 | 100.1952 | 94.0164 | 82.2812 | 67.7326 | 51.5573 | 5.7889 | 0 | 0 | 0 | 0 | 0 | 0 | 0 | 0 | 0 | 939.8906
v5.10_MeasureAssessmentTemplate_Commercial_All | Windows - SEG Retail - Efficient Double Pane Windows U 0.25 from U 0.50 | HVAC | Windows | Retrofit | Windows U 0.25 from U 0.50 | Commercial | Small Retail | Firm | Sales | Commercial | 0.13355 | 0 | 0.31399 | 10.9636 | 13.5317 | 18.9129 | -4.8396 | 14.7052 | 23.8099 | 35.9739 | 51.2853 | 69.4412 | 89.6068 | 110.3183 | 129.4931 | 144.6145 | 153.135 | 153.0669 | 143.6276 | 125.6999 | 103.4743 | 78.7634 | 8.8437 | 0 | 0 | 0 | 0 | 0 | 0 | 0 | 0 | 0 | 1435.859
v5.10_MeasureAssessmentTemplate_Commercial_All | Windows - SEG Retail - Efficient Double Pane Windows U 0.25 from U 0.50 | HVAC | Windows | Retrofit | Windows U 0.25 from U 0.50 | Commercial | Medium Retail | Firm | Sales | Industrial | 0.13355 | 0 | 0.31399 | 10.9636 | 13.5317 | 18.9129 | -4.8396 | 0.030971 | 0.050146 | 0.075765 | 0.10801 | 0.14625 | 0.18872 | 0.23234 | 0.27273 | 0.30457 | 0.32252 | 0.32238 | 0.3025 | 0.26474 | 0.21793 | 0.16588 | 0.018626 | 0 | 0 | 0 | 0 | 0 | 0 | 0 | 0 | 0 | 3.0241
v5.10_MeasureAssessmentTemplate_Commercial_All | Windows - SEG Retail - Efficient Double Pane Windows U 0.25 from U 0.50 | HVAC | Windows | Retrofit | Windows U 0.25 from U 0.50 | Commercial | Extra Large Retail | Firm | Transport | Commercial | 0.13355 | 0 | 0.31399 | 9.6708 | 13.5317 | 0.46729 | -4.6966 | 2.0111 | 3.2563 | 4.9198 | 7.0138 | 9.4968 | 12.2547 | 15.0872 | 17.7096 | 19.7776 | 20.9429 | 20.9336 | 19.6427 | 17.1908 | 14.1512 | 10.7718 | 1.2095 | 0 | 0 | 0 | 0 | 0 | 0 | 0 | 0 | 0 | 196.3695
v5.10_MeasureAssessmentTemplate_Commercial_All | Windows - SEG Supermarket - Efficient Double Pane Windows U 0.25 from U 0.50 | HVAC | Windows | Retrofit | Windows U 0.25 from U 0.50 | Commercial | Supermarket | Firm | Sales | Commercial | 0.031196 | 0 | 0.059157 | 8.7389 | 75.8389 | 80.0148 | -3.6343 | 7.2896 | 11.8016 | 17.8286 | 25.4139 | 34.4067 | 44.393 | 54.6473 | 64.138 | 71.619 | 75.8295 | 75.7867 | 71.1045 | 62.2217 | 51.2138 | 38.9786 | 3.0529 | 0 | 0 | 0 | 0 | 0 | 0 | 0 | 0 | 0 | 709.7256
v5.10_MeasureAssessmentTemplate_Commercial_All | Windows - SEG Supermarket - Efficient Double Pane Windows U 0.25 from U 0.50 | HVAC | Windows | Retrofit | Windows U 0.25 from U 0.50 | Commercial | Supermarket | Firm | Transport | Commercial | 0.031196 | 0 | 0.059157 | 7.4456 | 75.8389 | 0.46729 | -3.4913 | 1.1499 | 1.8616 | 2.8124 | 4.0089 | 5.4275 | 7.0028 | 8.6204 | 10.1175 | 11.2976 | 11.9618 | 11.955 | 11.2164 | 9.8152 | 8.0787 | 6.1487 | 0.48158 | 0 | 0 | 0 | 0 | 0 | 0 | 0 | 0 | 0 | 111.9559
v5.10_MeasureAssessmentTemplate_Commercial_All | Windows - SEG School - Efficient Double Pane Windows U 0.25 from U 0.50 | HVAC | Windows | Retrofit | Windows U 0.25 from U 0.50 | Commercial | School K-12 | Firm | Sales | Commercial | 0.26223 | 0 | 0.36041 | 6.504 | 6.8072 | 9.7748 | -2.4259 | 88.2149 | 143.1923 | 216.8895 | 309.9798 | 420.7722 | 544.3273 | 671.8253 | 790.5779 | 885.1143 | 939.6176 | 941.559 | 885.7142 | 777.1055 | 641.3081 | 489.3822 | 338.0916 | 64.3965 | 0 | 0 | 0 | 0 | 0 | 0 | 0 | 0 | 9148.0685
v5.10_MeasureAssessmentTemplate_Commercial_All | Windows - SEG Hospital - Efficient Double Pane Windows U 0.25 from U 0.50 | HVAC | Windows | Retrofit | Windows U 0.25 from U 0.50 | Commercial | Hospital | Firm | Sales | Commercial | 0.47068 | 0 | 0.58606 | 6.0315 | 2.8151 | 5.5745 | -2.2178 | 17.3299 | 28.0739 | 42.4375 | 60.5304 | 82.0003 | 105.8662 | 130.4014 | 153.1437 | 171.1129 | 181.2856 | 181.296 | 170.2014 | 149.0315 | 122.7421 | 93.4768 | 23.7342 | 0 | 0 | 0 | 0 | 0 | 0 | 0 | 0 | 0 | 1712.6637
v5.10_MeasureAssessmentTemplate_Commercial_All | Windows - SEG Hospital - Efficient Double Pane Windows U 0.25 from U 0.50 | HVAC | Windows | Retrofit | Windows U 0.25 from U 0.50 | Commercial | Hospital | Interruptible | Sales | Commercial | 0.47068 | 0 | 0.32363 | 3.3306 | 4.278 | 0.46729 | -0.75485 | 9.0906 | 14.7265 | 22.261 | 31.7519 | 43.0142 | 55.5333 | 68.4035 | 80.3332 | 89.7591 | 95.0953 | 95.1008 | 89.281 | 78.1761 | 64.3857 | 49.0343 | 12.45 | 0 | 0 | 0 | 0 | 0 | 0 | 0 | 0 | 0 | 898.3964
v5.10_MeasureAssessmentTemplate_Commercial_All | Windows - SEG Hospital - Efficient Double Pane Windows U 0.25 from U 0.50 | HVAC | Windows | Retrofit | Windows U 0.25 from U 0.50 | Commercial | Hospital | Firm | Transport | Commercial | 0.47068 | 0 | 0.58606 | 4.8305 | 2.8151 | 0.46729 | -2.0748 | 9.1159 | 14.7674 | 22.323 | 31.8402 | 43.1339 | 55.6878 | 68.5938 | 80.5568 | 90.0089 | 95.36 | 95.3655 | 89.5295 | 78.3937 | 64.5649 | 49.1707 | 12.4847 | 0 | 0 | 0 | 0 | 0 | 0 | 0 | 0 | 0 | 900.8967
v5.10_MeasureAssessmentTemplate_Commercial_All | Windows - SEG Lodging - Efficient Double Pane Windows U 0.25 from U 0.50 | HVAC | Windows | Retrofit | Windows U 0.25 from U 0.50 | Commercial | Lodging | Firm | Sales | Commercial | 0.53382 | 0 | 0.79194 | 7.2366 | 1.5733 | 4.9495 | -2.8346 | 14.6215 | 23.6959 | 35.834 | 51.1321 | 69.2964 | 89.5007 | 110.2874 | 129.5738 | 144.8355 | 153.5077 | 153.5782 | 144.2377 | 126.348 | 104.1018 | 79.3127 | 29.1353 | 0 | 0 | 0 | 0 | 0 | 0 | 0 | 0 | 0 | 1458.9988
v5.10_MeasureAssessmentTemplate_Commercial_All | Windows - SEG Other - Efficient Double Pane Windows U 0.25 from U 0.50 | HVAC | Windows | Retrofit | Windows U 0.25 from U 0.50 | Commercial | Assembly | Firm | Sales | Commercial | 0.3405 | 0 | 0.45526 | 6.3834 | 4.6641 | 7.5947 | -2.389 | 47.9376 | 77.6272 | 117.2986 | 167.243 | 226.4757 | 292.277 | 359.8744 | 422.4733 | 471.861 | 499.7191 | 499.5539 | 468.801 | 410.3316 | 337.8172 | 257.1718 | 37.1267 | 0 | 0 | 0 | 0 | 0 | 0 | 0 | 0 | 0 | 4693.5891
v5.10_MeasureAssessmentTemplate_Commercial_All | Windows - SEG Other - Efficient Double Pane Windows U 0.25 from U 0.50 | HVAC | Windows | Retrofit | Windows U 0.25 from U 0.50 | Commercial | Other | Firm | Sales | Commercial | 0.3405 | 0 | 0.45526 | 6.3834 | 4.6641 | 7.5947 | -2.389 | 10.0496 | 16.1999 | 24.3679 | 34.5859 | 46.6229 | 59.8962 | 73.4145 | 85.794 | 95.389 | 100.5626 | 100.0736 | 93.4872 | 81.4564 | 60.3963 | 0 | 0 | 0 | 0 | 0 | 0 | 0 | 0 | 0 | 0 | 0 | 882.2961
v5.10_MeasureAssessmentTemplate_Commercial_All | Windows - SEG Office - Efficient Triple Pane Windows U 0.25 from Double Pane | HVAC | Windows | Retrofit | Windows Triple Pane | Commercial | Large Office | Firm | Sales | Commercial | 0.071797 | 0 | 0.18157 | 7.8628 | 19.7592 | 23.4564 | -3.1556 | 0 | 0 | 31.0544 | 44.3431 | 60.1378 | 77.7264 | 95.8458 | 112.6858 | 126.0469 | 133.6879 | 133.8433 | 125.7914 | 110.267 | 90.916 | 69.3154 | 47.8436 | 24.5763 | 0 | 0 | 0 | 0 | 0 | 0 | 0 | 0 | 1284.081
v5.10_MeasureAssessmentTemplate_Commercial_All | Windows - SEG Office - Efficient Triple Pane Windows U 0.25 from Double Pane | HVAC | Windows | Retrofit | Windows Triple Pane | Commercial | Medium Office | Firm | Sales | Commercial | 0.071797 | 0 | 0.18157 | 7.8628 | 19.7592 | 23.4564 | -3.1556 | 0 | 0 | 29.5158 | 42.1462 | 57.1584 | 73.8756 | 91.0972 | 107.103 | 119.8021 | 127.0646 | 127.2123 | 119.5593 | 104.804 | 86.4117 | 65.8813 | 45.4733 | 23.3587 | 0 | 0 | 0 | 0 | 0 | 0 | 0 | 0 | 1220.4633
v5.10_MeasureAssessmentTemplate_Commercial_All | Windows - SEG Office - Efficient Triple Pane Windows U 0.25 from Double Pane | HVAC | Windows | Retrofit | Windows Triple Pane | Commercial | Small Office | Firm | Sales | Commercial | 0.071797 | 0 | 0.18157 | 7.8628 | 19.7592 | 23.4564 | -3.1556 | 0 | 0 | 42.7409 | 61.0305 | 82.7692 | 106.9769 | 131.915 | 155.0925 | 173.4816 | 183.9981 | 184.212 | 173.1299 | 151.7633 | 125.13 | 95.4006 | 65.8484 | 33.825 | 0 | 0 | 0 | 0 | 0 | 0 | 0 | 0 | 1767.314
v5.10_MeasureAssessmentTemplate_Commercial_All | Windows - SEG Office - Efficient Triple Pane Windows U 0.25 from Double Pane | HVAC | Windows | Retrofit | Windows Triple Pane | Commercial | Large Office | Firm | Sales | Industrial | 0.071797 | 0 | 0.18157 | 7.8628 | 19.7592 | 23.4564 | -3.1556 | 0 | 0 | 0.29213 | 0.41714 | 0.56572 | 0.73118 | 0.90163 | 1.06 | 1.1857 | 1.2576 | 1.2591 | 1.1833 | 1.0373 | 0.85526 | 0.65206 | 0.45007 | 0.23119 | 0 | 0 | 0 | 0 | 0 | 0 | 0 | 0 | 12.0795
v5.10_MeasureAssessmentTemplate_Commercial_All | Windows - SEG Restaurant - Efficient Triple Pane Windows U 0.25 from Double Pane | HVAC | Windows | Retrofit | Windows Triple Pane | Commercial | Restaurant | Firm | Sales | Commercial | 0.048403 | 0 | 0.2019 | 12.9165 | 28.2127 | 34.6527 | -5.8984 | 0 | 0 | 6.1865 | 8.7806 | 11.8366 | 15.2063 | 18.6384 | 21.7812 | 24.2172 | 25.5307 | 25.4065 | 23.7344 | 20.68 | 16.9482 | 5.0493 | 0 | 0 | 0 | 0 | 0 | 0 | 0 | 0 | 0 | 0 | 223.996
v5.10_MeasureAssessmentTemplate_Commercial_All | Windows - SEG Retail - Efficient Triple Pane Windows U 0.25 from Double Pane | HVAC | Windows | Retrofit | Windows Triple Pane | Commercial | Extra Large Retail | Firm | Sales | Commercial | 0.089059 | 0 | 0.31311 | 10.9636 | 13.5852 | 18.9664 | -4.8396 | 0 | 0 | 15.58 | 22.2112 | 30.0743 | 38.8078 | 47.7778 | 56.0822 | 62.6312 | 66.3213 | 66.2918 | 62.2038 | 54.4394 | 44.8137 | 34.1117 | 20.5106 | 0 | 0 | 0 | 0 | 0 | 0 | 0 | 0 | 0 | 621.8568
v5.10_MeasureAssessmentTemplate_Commercial_All | Windows - SEG Retail - Efficient Triple Pane Windows U 0.25 from Double Pane | HVAC | Windows | Retrofit | Windows Triple Pane | Commercial | Large Retail | Firm | Sales | Commercial | 0.089059 | 0 | 0.31311 | 10.9636 | 13.5852 | 18.9664 | -4.8396 | 0 | 0 | 4.6858 | 6.6802 | 9.045 | 11.6717 | 14.3695 | 16.8671 | 18.8367 | 19.9466 | 19.9377 | 18.7082 | 16.373 | 13.478 | 10.2593 | 6.1687 | 0 | 0 | 0 | 0 | 0 | 0 | 0 | 0 | 0 | 187.0275
v5.10_MeasureAssessmentTemplate_Commercial_All | Windows - SEG Retail - Efficient Triple Pane Windows U 0.25 from Double Pane | HVAC | Windows | Retrofit | Windows Triple Pane | Commercial | Medium Retail | Firm | Sales | Commercial | 0.089059 | 0 | 0.31311 | 10.9636 | 13.5852 | 18.9664 | -4.8396 | 0 | 0 | 7.3762 | 10.5158 | 14.2385 | 18.3734 | 22.6202 | 26.5518 | 29.6524 | 31.3995 | 31.3855 | 29.45 | 25.7741 | 21.2168 | 16.15 | 9.7106 | 0 | 0 | 0 | 0 | 0 | 0 | 0 | 0 | 0 | 294.4148
v5.10_MeasureAssessmentTemplate_Commercial_All | Windows - SEG Retail - Efficient Triple Pane Windows U 0.25 from Double Pane | HVAC | Windows | Retrofit | Windows Triple Pane | Commercial | Small Retail | Firm | Sales | Commercial | 0.089059 | 0 | 0.31311 | 10.9636 | 13.5852 | 18.9664 | -4.8396 | 0 | 0 | 11.2686 | 16.0648 | 21.752 | 28.0688 | 34.5565 | 40.5629 | 45.2996 | 47.9686 | 47.9472 | 44.9905 | 39.3747 | 32.4127 | 24.6721 | 14.8348 | 0 | 0 | 0 | 0 | 0 | 0 | 0 | 0 | 0 | 449.7738
v5.10_MeasureAssessmentTemplate_Commercial_All | Windows - SEG Retail - Efficient Triple Pane Windows U 0.25 from Double Pane | HVAC | Windows | Retrofit | Windows Triple Pane | Commercial | Medium Retail | Firm | Sales | Industrial | 0.089059 | 0 | 0.31311 | 10.9636 | 13.5852 | 18.9664 | -4.8396 | 0 | 0 | 0.023733 | 0.033834 | 0.045812 | 0.059116 | 0.07278 | 0.08543 | 0.095406 | 0.10103 | 0.10098 | 0.094755 | 0.082928 | 0.068265 | 0.051962 | 0.031244 | 0 | 0 | 0 | 0 | 0 | 0 | 0 | 0 | 0 | 0.94727
v5.10_MeasureAssessmentTemplate_Commercial_All | Windows - SEG Retail - Efficient Triple Pane Windows U 0.25 from Double Pane | HVAC | Windows | Retrofit | Windows Triple Pane | Commercial | Extra Large Retail | Firm | Transport | Commercial | 0.089059 | 0 | 0.31311 | 9.6708 | 13.5852 | 0.46729 | -4.6966 | 0 | 0 | 1.5411 | 2.197 | 2.9748 | 3.8387 | 4.726 | 5.5474 | 6.1952 | 6.5602 | 6.5573 | 6.1529 | 5.3849 | 4.4328 | 3.3742 | 2.0288 | 0 | 0 | 0 | 0 | 0 | 0 | 0 | 0 | 0 | 61.5115
v5.10_MeasureAssessmentTemplate_Commercial_All | Windows - SEG Supermarket - Efficient Triple Pane Windows U 0.25 from Double Pane | HVAC | Windows | Retrofit | Windows Triple Pane | Commercial | Supermarket | Firm | Sales | Commercial | 0.020803 | 0 | 0.058988 | 8.7389 | 76.0678 | 80.2437 | -3.6343 | 0 | 0 | 5.5847 | 7.9607 | 10.7777 | 13.9058 | 17.1179 | 20.0908 | 22.4342 | 23.7531 | 23.7397 | 22.2731 | 19.4906 | 16.0424 | 12.2098 | 6.9365 | 0 | 0 | 0 | 0 | 0 | 0 | 0 | 0 | 0 | 222.3171
v5.10_MeasureAssessmentTemplate_Commercial_All | Windows - SEG Supermarket - Efficient Triple Pane Windows U 0.25 from Double Pane | HVAC | Windows | Retrofit | Windows Triple Pane | Commercial | Supermarket | Firm | Transport | Commercial | 0.020803 | 0 | 0.058988 | 7.4456 | 76.0678 | 0.46729 | -3.4913 | 0 | 0 | 0.88096 | 1.2558 | 1.7001 | 2.1936 | 2.7003 | 3.1692 | 3.5389 | 3.7469 | 3.7448 | 3.5135 | 3.0745 | 2.5306 | 1.926 | 1.0942 | 0 | 0 | 0 | 0 | 0 | 0 | 0 | 0 | 0 | 35.0695
v5.10_MeasureAssessmentTemplate_Commercial_All | Windows - SEG School - Efficient Triple Pane Windows U 0.25 from Double Pane | HVAC | Windows | Retrofit | Windows Triple Pane | Commercial | School K-12 | Firm | Sales | Commercial | 0.17487 | 0 | 0.35941 | 6.504 | 6.8345 | 9.802 | -2.4259 | 0 | 0 | 67.9393 | 97.0992 | 131.8042 | 170.5071 | 210.445 | 247.6435 | 277.2565 | 294.3293 | 294.9374 | 277.4444 | 243.4234 | 200.8857 | 153.2959 | 105.9051 | 67.5195 | 25.1392 | 0 | 0 | 0 | 0 | 0 | 0 | 0 | 2865.5747
v5.10_MeasureAssessmentTemplate_Commercial_All | Windows - SEG Hospital - Efficient Triple Pane Windows U 0.25 from Double Pane | HVAC | Windows | Retrofit | Windows Triple Pane | Commercial | Hospital | Firm | Sales | Commercial | 0.31387 | 0 | 0.58447 | 6.0315 | 2.8302 | 5.5897 | -2.2178 | 0 | 0 | 13.2933 | 18.9608 | 25.6861 | 33.1619 | 40.8474 | 47.9713 | 53.6 | 56.7866 | 56.7898 | 53.3145 | 46.6832 | 38.4482 | 29.281 | 20.1884 | 1.4687 | 0 | 0 | 0 | 0 | 0 | 0 | 0 | 0 | 536.4811
v5.10_MeasureAssessmentTemplate_Commercial_All | Windows - SEG Hospital - Efficient Triple Pane Windows U 0.25 from Double Pane | HVAC | Windows | Retrofit | Windows Triple Pane | Commercial | Hospital | Interruptible | Sales | Commercial | 0.31387 | 0 | 0.32275 | 3.3306 | 4.2932 | 0.46729 | -0.75485 | 0 | 0 | 6.9731 | 9.9461 | 13.4739 | 17.3954 | 21.427 | 25.1639 | 28.1165 | 29.788 | 29.7897 | 27.9667 | 24.4882 | 20.1684 | 15.3597 | 10.59 | 0.7704 | 0 | 0 | 0 | 0 | 0 | 0 | 0 | 0 | 281.417
v5.10_MeasureAssessmentTemplate_Commercial_All | Windows - SEG Hospital - Efficient Triple Pane Windows U 0.25 from Double Pane | HVAC | Windows | Retrofit | Windows Triple Pane | Commercial | Hospital | Firm | Transport | Commercial | 0.31387 | 0 | 0.58447 | 4.8305 | 2.8302 | 0.46729 | -2.0748 | 0 | 0 | 6.9925 | 9.9738 | 13.5114 | 17.4439 | 21.4866 | 25.2339 | 28.1947 | 29.8709 | 29.8726 | 28.0445 | 24.5563 | 20.2245 | 15.4024 | 10.6195 | 0.77254 | 0 | 0 | 0 | 0 | 0 | 0 | 0 | 0 | 282.2002
v5.10_MeasureAssessmentTemplate_Commercial_All | Windows - SEG Lodging - Efficient Triple Pane Windows U 0.25 from Double Pane | HVAC | Windows | Retrofit | Windows Triple Pane | Commercial | Lodging | Firm | Sales | Commercial | 0.35598 | 0 | 0.78981 | 7.2366 | 1.5867 | 4.9629 | -2.8346 | 0 | 0 | 11.2248 | 16.0168 | 21.7066 | 28.0355 | 34.5468 | 40.5882 | 45.3688 | 48.0853 | 48.1074 | 45.1815 | 39.5777 | 32.6092 | 24.8442 | 17.1362 | 3.993 | 0 | 0 | 0 | 0 | 0 | 0 | 0 | 0 | 457.0222
v5.10_MeasureAssessmentTemplate_Commercial_All | Windows - SEG Other - Efficient Triple Pane Windows U 0.25 from Double Pane | HVAC | Windows | Retrofit | Windows Triple Pane | Commercial | Assembly | Firm | Sales | Commercial | 0.22706 | 0 | 0.45401 | 6.3834 | 4.685 | 7.6157 | -2.389 | 0 | 0 | 36.7431 | 52.3878 | 70.9421 | 91.5539 | 112.7284 | 132.3371 | 147.8075 | 156.5339 | 156.4821 | 146.849 | 128.5338 | 105.8191 | 80.5574 | 50.9621 | 0 | 0 | 0 | 0 | 0 | 0 | 0 | 0 | 0 | 1470.2372
v5.10_MeasureAssessmentTemplate_Commercial_All | Windows - SEG Other - Efficient Triple Pane Windows U 0.25 from Double Pane | HVAC | Windows | Retrofit | Windows Triple Pane | Commercial | Other | Firm | Sales | Commercial | 0.22706 | 0 | 0.45401 | 6.3834 | 4.685 | 7.6157 | -2.389 | 0 | 0 | 7.6331 | 10.8338 | 14.6043 | 18.7621 | 22.9966 | 26.8744 | 29.88 | 31.5006 | 31.3474 | 29.2843 | 25.5157 | 20.9113 | 6.23 | 0 | 0 | 0 | 0 | 0 | 0 | 0 | 0 | 0 | 0 | 276.3737
v5.10_MeasureAssessmentTemplate_Commercial_All | SEM - SEG Office - Strategic Energy Management | Whole Building | SEM | Retrofit | SEM | Commercial | Large Office | Firm | Sales | Commercial | 14.2888 | 1 | 6.2591 | 11.2942 | -4.6386 | 0.97739 | -5.0744 | 4638.2314 | 5368.103 | 6104.6323 | 7115.6378 | 7782.5473 | 7926.5705 | 7447.4319 | 6382.4935 | 4924.2258 | 2989.9265 | 0 | 0 | 0 | 0 | 0 | 0 | 0 | 0 | 0 | 0 | 0 | 0 | 0 | 0 | 0 | 60679.8
v5.10_MeasureAssessmentTemplate_Commercial_All | SEM - SEG Office - Strategic Energy Management | Whole Building | SEM | Retrofit | SEM | Commercial | Medium Office | Firm | Sales | Commercial | 14.2888 | 1 | 6.2591 | 11.2942 | -4.6386 | 0.97739 | -5.0744 | 4408.4379 | 5102.1492 | 5802.1884 | 6763.1053 | 7396.9738 | 7533.8617 | 7078.4612 | 6066.2834 | 4680.2631 | 2841.7955 | 0 | 0 | 0 | 0 | 0 | 0 | 0 | 0 | 0 | 0 | 0 | 0 | 0 | 0 | 0 | 57673.5195
v5.10_MeasureAssessmentTemplate_Commercial_All | SEM - SEG Office - Strategic Energy Management | Whole Building | SEM | Retrofit | SEM | Commercial | Small Office | Firm | Sales | Commercial | 14.2888 | 1 | 6.2591 | 11.2942 | -4.6386 | 0.97739 | -5.0744 | 6383.7183 | 7388.2596 | 8401.964 | 9793.4371 | 10711.3219 | 10909.5448 | 10250.0939 | 8784.3915 | 6777.3398 | 4115.1135 | 0 | 0 | 0 | 0 | 0 | 0 | 0 | 0 | 0 | 0 | 0 | 0 | 0 | 0 | 0 | 83515.1844
v5.10_MeasureAssessmentTemplate_Commercial_All | SEM - SEG Office - Strategic Energy Management | Whole Building | SEM | Retrofit | SEM | Commercial | Large Office | Firm | Sales | Industrial | 14.2888 | 1 | 6.2591 | 11.2942 | -4.6386 | 0.97739 | -5.0744 | 43.6324 | 50.4984 | 57.427 | 66.9376 | 73.2113 | 74.5661 | 70.0588 | 60.0408 | 46.3228 | 28.1266 | 0 | 0 | 0 | 0 | 0 | 0 | 0 | 0 | 0 | 0 | 0 | 0 | 0 | 0 | 0 | 570.8218
v5.10_MeasureAssessmentTemplate_Commercial_All | SEM - SEG Hospital - Strategic Energy Management | Whole Building | SEM | Retrofit | SEM | Commercial | Hospital | Firm | Sales | Commercial | 132.9253 | 1 | 3.709 | 6.6927 | -2.1462 | 0.97739 | -2.582 | 8364.9709 | 9670.6005 | 10985.3192 | 12790.5017 | 13973.8503 | 14216.7466 | 13342.6474 | 11422.1121 | 8802.6731 | 3004.253 | 0 | 0 | 0 | 0 | 0 | 0 | 0 | 0 | 0 | 0 | 0 | 0 | 0 | 0 | 0 | 106573.6748
v5.10_MeasureAssessmentTemplate_Commercial_All | SEM - SEG Hospital - Strategic Energy Management | Whole Building | SEM | Retrofit | SEM | Commercial | Hospital | Interruptible | Sales | Commercial | 132.9253 | 1 | 2.2122 | 3.9919 | -0.6833 | 0.46729 | -1.119 | 4387.9368 | 5072.819 | 5762.4691 | 6709.3972 | 7330.1357 | 7457.5495 | 6999.0313 | 5991.5936 | 4617.5382 | 1575.9137 | 0 | 0 | 0 | 0 | 0 | 0 | 0 | 0 | 0 | 0 | 0 | 0 | 0 | 0 | 0 | 55904.3841
v5.10_MeasureAssessmentTemplate_Commercial_All | SEM - SEG Hospital - Strategic Energy Management | Whole Building | SEM | Retrofit | SEM | Commercial | Hospital | Firm | Transport | Commercial | 132.9253 | 1 | 3.709 | 5.5028 | -2.1462 | 0.46729 | -2.439 | 4400.1485 | 5086.9368 | 5778.5062 | 6728.0697 | 7350.5357 | 7478.3042 | 7018.5098 | 6008.2684 | 4630.389 | 1580.2995 | 0 | 0 | 0 | 0 | 0 | 0 | 0 | 0 | 0 | 0 | 0 | 0 | 0 | 0 | 0 | 56059.968
v5.10_MeasureAssessmentTemplate_Commercial_All | SEM - SEG Other - Strategic Energy Management | Whole Building | SEM | Retrofit | SEM | Commercial | Assembly | Firm | Sales | Commercial | 25.5513 | 1 | 3.6964 | 6.67 | -2.1339 | 0.97739 | -2.5697 | 3600.9299 | 4161.3574 | 4725.2589 | 5499.6095 | 6006.0883 | 6108.1148 | 5730.3392 | 4903.6119 | 3777.5967 | 939.0454 | 0 | 0 | 0 | 0 | 0 | 0 | 0 | 0 | 0 | 0 | 0 | 0 | 0 | 0 | 0 | 45451.9519
v5.10_MeasureAssessmentTemplate_Commercial_All | SEM - SEG Other - Strategic Energy Management | Whole Building | SEM | Retrofit | SEM | Commercial | Other | Firm | Sales | Commercial | 25.5513 | 1 | 3.6964 | 6.67 | -2.1339 | 0.97739 | -2.5697 | 927.0915 | 1066.5213 | 1205.5541 | 1396.7527 | 1518.4691 | 1537.2624 | 1435.6472 | 1222.9538 | 182.7135 | 0 | 0 | 0 | 0 | 0 | 0 | 0 | 0 | 0 | 0 | 0 | 0 | 0 | 0 | 0 | 0 | 10492.9655
v5.10_MeasureAssessmentTemplate_Commercial_All | SEM - SEG School - Strategic Energy Management | Whole Building | SEM | Retrofit | SEM | Commercial | School K-12 | Firm | Sales | Commercial | 18.6473 | 1 | 3.9926 | 7.2044 | -2.4234 | 0.97739 | -2.8591 | 12475.4783 | 14451.6523 | 16449.3233 | 19190.8506 | 21008.4505 | 21416.5468 | 20140.1418 | 17275.8023 | 13340.6708 | 8810.5978 | 2224.2149 | 0 | 0 | 0 | 0 | 0 | 0 | 0 | 0 | 0 | 0 | 0 | 0 | 0 | 0 | 166783.7293
v5.10_MeasureAssessmentTemplate_Commercial_All | SEM - SEG Lodging - Strategic Energy Management | Whole Building | SEM | Retrofit | SEM | Commercial | Lodging | Firm | Sales | Commercial | 23.3252 | 1 | 4.5763 | 8.2578 | -2.9939 | 0.97739 | -3.4297 | 3130.5405 | 3620.6182 | 4114.4934 | 4792.5392 | 5238.0372 | 5331.2262 | 5005.4519 | 4286.6902 | 3304.9482 | 1446.2671 | 0 | 0 | 0 | 0 | 0 | 0 | 0 | 0 | 0 | 0 | 0 | 0 | 0 | 0 | 0 | 40270.8122
v5.10_MeasureAssessmentTemplate_Commercial_All | SEM - SEG Retail - Strategic Energy Management | Whole Building | SEM | Retrofit | SEM | Commercial | Extra Large Retail | Firm | Sales | Commercial | 20.9292 | 1 | 3.3515 | 6.0476 | -1.7968 | 0.97739 | -2.2325 | 4537.7013 | 5243.3255 | 5953.1656 | 6927.9503 | 7565.1087 | 7692.7428 | 7216.1392 | 6174.3496 | 4755.9938 | 1053.3799 | 0 | 0 | 0 | 0 | 0 | 0 | 0 | 0 | 0 | 0 | 0 | 0 | 0 | 0 | 0 | 57119.8567
v5.10_MeasureAssessmentTemplate_Commercial_All | SEM - SEG Retail - Strategic Energy Management | Whole Building | SEM | Retrofit | SEM | Commercial | Large Retail | Firm | Sales | Commercial | 20.9292 | 1 | 3.3515 | 6.0476 | -1.7968 | 0.97739 | -2.2325 | 1364.7434 | 1576.9645 | 1790.4535 | 2083.6264 | 2275.256 | 2313.6428 | 2170.3011 | 1856.9761 | 1430.3963 | 316.8109 | 0 | 0 | 0 | 0 | 0 | 0 | 0 | 0 | 0 | 0 | 0 | 0 | 0 | 0 | 0 | 17179.1709
v5.10_MeasureAssessmentTemplate_Commercial_All | SEM - SEG Retail - Strategic Energy Management | Whole Building | SEM | Retrofit | SEM | Commercial | Medium Retail | Firm | Sales | Commercial | 20.9292 | 1 | 3.3515 | 6.0476 | -1.7968 | 0.97739 | -2.2325 | 2148.3505 | 2482.4245 | 2818.4945 | 3280.0011 | 3581.6604 | 3642.088 | 3416.4426 | 2923.2129 | 2251.6999 | 498.7171 | 0 | 0 | 0 | 0 | 0 | 0 | 0 | 0 | 0 | 0 | 0 | 0 | 0 | 0 | 0 | 27043.0913
v5.10_MeasureAssessmentTemplate_Commercial_All | SEM - SEG Retail - Strategic Energy Management | Whole Building | SEM | Retrofit | SEM | Commercial | Small Retail | Firm | Sales | Commercial | 20.9292 | 1 | 3.3515 | 6.0476 | -1.7968 | 0.97739 | -2.2325 | 3282.0079 | 3792.3686 | 4305.7785 | 5010.8163 | 5471.6574 | 5563.972 | 5219.2563 | 4465.7555 | 3439.8935 | 761.8838 | 0 | 0 | 0 | 0 | 0 | 0 | 0 | 0 | 0 | 0 | 0 | 0 | 0 | 0 | 0 | 41313.3898
v5.10_MeasureAssessmentTemplate_Commercial_All | SEM - SEG Retail - Strategic Energy Management | Whole Building | SEM | Retrofit | SEM | Commercial | Medium Retail | Firm | Sales | Industrial | 20.9292 | 1 | 3.3515 | 6.0476 | -1.7968 | 0.97739 | -2.2325 | 6.9123 | 7.9872 | 9.0685 | 10.5533 | 11.5239 | 11.7184 | 10.9923 | 9.4054 | 7.2448 | 1.6046 | 0 | 0 | 0 | 0 | 0 | 0 | 0 | 0 | 0 | 0 | 0 | 0 | 0 | 0 | 0 | 87.0107
v5.10_MeasureAssessmentTemplate_Commercial_All | SEM - SEG Retail - Strategic Energy Management | Whole Building | SEM | Retrofit | SEM | Commercial | Extra Large Retail | Firm | Transport | Commercial | 20.9292 | 1 | 3.3515 | 4.8577 | -1.7968 | 0.46729 | -2.0895 | 448.8505 | 518.648 | 588.8624 | 685.284 | 748.3091 | 760.9341 | 713.7905 | 610.741 | 470.4431 | 104.196 | 0 | 0 | 0 | 0 | 0 | 0 | 0 | 0 | 0 | 0 | 0 | 0 | 0 | 0 | 0 | 5650.0587
v5.10_MeasureAssessmentTemplate_Commercial_All | SEM - SEG Restaurant - Strategic Energy Management | Whole Building | SEM | Retrofit | SEM | Commercial | Restaurant | Firm | Sales | Commercial | 196.0802 | 1 | 3.2126 | 5.797 | -1.6611 | 0.97739 | -2.0968 | 11621.3745 | 13369.1694 | 15111.9876 | 17508.7204 | 19034.4722 | 19270.0523 | 17996.2743 | 15330.0982 | 2290.3691 | 0 | 0 | 0 | 0 | 0 | 0 | 0 | 0 | 0 | 0 | 0 | 0 | 0 | 0 | 0 | 0 | 131532.5181
v5.10_MeasureAssessmentTemplate_Commercial_All | SEM - SEG Supermarket - Strategic Energy Management | Whole Building | SEM | Retrofit | SEM | Commercial | Supermarket | Firm | Sales | Commercial | 23.5582 | 1 | 5.8284 | 10.517 | -4.2177 | 0.97739 | -4.6534 | 6779.0614 | 7832.2784 | 8891.5383 | 10346.2113 | 11296.3827 | 11485.5838 | 10772.6961 | 9216.3374 | 7098.328 | 1368.7656 | 0 | 0 | 0 | 0 | 0 | 0 | 0 | 0 | 0 | 0 | 0 | 0 | 0 | 0 | 0 | 85087.183
v5.10_MeasureAssessmentTemplate_Commercial_All | SEM - SEG Supermarket - Strategic Energy Management | Whole Building | SEM | Retrofit | SEM | Commercial | Supermarket | Firm | Transport | Commercial | 23.5582 | 1 | 5.8284 | 9.3271 | -4.2177 | 0.46729 | -4.5104 | 1069.3657 | 1235.5058 | 1402.5992 | 1632.0671 | 1781.9523 | 1811.7979 | 1699.3431 | 1453.8347 | 1119.7285 | 215.9165 | 0 | 0 | 0 | 0 | 0 | 0 | 0 | 0 | 0 | 0 | 0 | 0 | 0 | 0 | 0 | 13422.1109
v5.10_MeasureAssessmentTemplate_Commercial_All | Retrocommissioning - HVAC - SEG Office - Retrocommissioning | HVAC | Retrocommissioning | Retrofit | Retrocommissioning - HVAC | Commercial | Large Office | Firm | Sales | Commercial | 2.8888 | 1 | 3.8177 | 32.4671 | -12.4177 | 4.6065 | -16.4825 | 4246.3577 | 2721.612 | 1795.107 | 851.0824 | 0 | 0 | 0 | 0 | 0 | 0 | 0 | 0 | 0 | 0 | 0 | 0 | 0 | 0 | 0 | 0 | 0 | 0 | 0 | 0 | 0 | 9614.159
v5.10_MeasureAssessmentTemplate_Commercial_All | Retrocommissioning - HVAC - SEG Office - Retrocommissioning | HVAC | Retrocommissioning | Retrofit | Retrocommissioning - HVAC | Commercial | Medium Office | Firm | Sales | Commercial | 2.8888 | 1 | 3.8177 | 32.4671 | -12.4177 | 4.6065 | -16.4825 | 4035.9789 | 2586.7742 | 1706.1714 | 808.9169 | 0 | 0 | 0 | 0 | 0 | 0 | 0 | 0 | 0 | 0 | 0 | 0 | 0 | 0 | 0 | 0 | 0 | 0 | 0 | 0 | 0 | 9137.8414
v5.10_MeasureAssessmentTemplate_Commercial_All | Retrocommissioning - HVAC - SEG Office - Retrocommissioning | HVAC | Retrocommissioning | Retrofit | Retrocommissioning - HVAC | Commercial | Small Office | Firm | Sales | Commercial | 2.8888 | 1 | 3.8177 | 32.4671 | -12.4177 | 4.6065 | -16.4825 | 5844.3724 | 3745.8252 | 2470.6523 | 1171.3668 | 0 | 0 | 0 | 0 | 0 | 0 | 0 | 0 | 0 | 0 | 0 | 0 | 0 | 0 | 0 | 0 | 0 | 0 | 0 | 0 | 0 | 13232.2167
v5.10_MeasureAssessmentTemplate_Commercial_All | Retrocommissioning - HVAC - SEG Office - Retrocommissioning | HVAC | Retrocommissioning | Retrofit | Retrocommissioning - HVAC | Commercial | Large Office | Firm | Sales | Industrial | 2.8888 | 1 | 3.8177 | 32.4671 | -12.4177 | 4.6065 | -16.4825 | 39.946 | 25.6025 | 16.8868 | 8.0062 | 0 | 0 | 0 | 0 | 0 | 0 | 0 | 0 | 0 | 0 | 0 | 0 | 0 | 0 | 0 | 0 | 0 | 0 | 0 | 0 | 0 | 90.4415
v5.10_MeasureAssessmentTemplate_Commercial_All | Retrocommissioning - HVAC - SEG Hospital - Retrocommissioning | HVAC | Retrocommissioning | Retrofit | Retrocommissioning - HVAC | Commercial | Hospital | Firm | Sales | Commercial | 2.6812 | 1 | 3.8059 | 32.367 | -12.4177 | 4.6065 | -16.4825 | 966.338 | 618.6703 | 407.6092 | 138.0592 | 0 | 0 | 0 | 0 | 0 | 0 | 0 | 0 | 0 | 0 | 0 | 0 | 0 | 0 | 0 | 0 | 0 | 0 | 0 | 0 | 0 | 2130.6767
v5.10_MeasureAssessmentTemplate_Commercial_All | Retrocommissioning - HVAC - SEG Hospital - Retrocommissioning | HVAC | Retrocommissioning | Retrofit | Retrocommissioning - HVAC | Commercial | Hospital | Interruptible | Sales | Commercial | 2.6812 | 1 | 3.4883 | 29.6662 | -10.9548 | 0.46729 | -15.0196 | 506.9031 | 324.5303 | 213.8158 | 72.4205 | 0 | 0 | 0 | 0 | 0 | 0 | 0 | 0 | 0 | 0 | 0 | 0 | 0 | 0 | 0 | 0 | 0 | 0 | 0 | 0 | 0 | 1117.6697
v5.10_MeasureAssessmentTemplate_Commercial_All | Retrocommissioning - HVAC - SEG Hospital - Retrocommissioning | HVAC | Retrocommissioning | Retrofit | Retrocommissioning - HVAC | Commercial | Hospital | Firm | Transport | Commercial | 2.6812 | 1 | 3.8059 | 31.166 | -12.4177 | 0.46729 | -16.3395 | 508.3139 | 325.4334 | 214.4109 | 72.622 | 0 | 0 | 0 | 0 | 0 | 0 | 0 | 0 | 0 | 0 | 0 | 0 | 0 | 0 | 0 | 0 | 0 | 0 | 0 | 0 | 0 | 1120.7802
v5.10_MeasureAssessmentTemplate_Commercial_All | Retrocommissioning - HVAC - SEG Other - Retrocommissioning | HVAC | Retrocommissioning | Retrofit | Retrocommissioning - HVAC | Commercial | Assembly | Firm | Sales | Commercial | 1.0819 | 1 | 3.8101 | 32.4028 | -12.4177 | 4.6065 | -16.4825 | 864.3334 | 553.1499 | 364.2998 | 106.3046 | 0 | 0 | 0 | 0 | 0 | 0 | 0 | 0 | 0 | 0 | 0 | 0 | 0 | 0 | 0 | 0 | 0 | 0 | 0 | 0 | 0 | 1888.0877
v5.10_MeasureAssessmentTemplate_Commercial_All | Retrocommissioning - HVAC - SEG Other - Retrocommissioning | HVAC | Retrocommissioning | Retrofit | Retrocommissioning - HVAC | Commercial | Other | Firm | Sales | Commercial | 1.0819 | 1 | 3.8101 | 32.4028 | -12.4177 | 4.6065 | -16.4825 | 181.1977 | 115.4359 | 58.2871 | 0 | 0 | 0 | 0 | 0 | 0 | 0 | 0 | 0 | 0 | 0 | 0 | 0 | 0 | 0 | 0 | 0 | 0 | 0 | 0 | 0 | 0 | 354.9208
v5.10_MeasureAssessmentTemplate_Commercial_All | Retrocommissioning - HVAC - SEG School - Retrocommissioning | HVAC | Retrocommissioning | Retrofit | Retrocommissioning - HVAC | Commercial | School K-12 | Firm | Sales | Commercial | 5.2616 | 1 | 3.8163 | 32.4553 | -12.4177 | 4.6065 | -16.4825 | 20157.2018 | 12930.989 | 8536.655 | 4259.364 | 752.6944 | 0 | 0 | 0 | 0 | 0 | 0 | 0 | 0 | 0 | 0 | 0 | 0 | 0 | 0 | 0 | 0 | 0 | 0 | 0 | 0 | 46636.9042
v5.10_MeasureAssessmentTemplate_Commercial_All | Retrocommissioning - HVAC - SEG Lodging - Retrocommissioning | HVAC | Retrocommissioning | Retrofit | Retrocommissioning - HVAC | Commercial | Lodging | Firm | Sales | Commercial | 6.7044 | 1 | 3.8137 | 32.4335 | -12.4177 | 4.6065 | -16.4825 | 830.7344 | 532.0676 | 350.692 | 135.929 | 0 | 0 | 0 | 0 | 0 | 0 | 0 | 0 | 0 | 0 | 0 | 0 | 0 | 0 | 0 | 0 | 0 | 0 | 0 | 0 | 0 | 1849.423
v5.10_MeasureAssessmentTemplate_Commercial_All | Retrocommissioning - HVAC - SEG Retail - Retrocommissioning | HVAC | Retrocommissioning | Retrofit | Retrocommissioning - HVAC | Commercial | Extra Large Retail | Firm | Sales | Commercial | 1.3518 | 1 | 3.8167 | 32.4588 | -12.4177 | 4.6065 | -16.4825 | 1678.288 | 1073.9365 | 707.2048 | 196.6928 | 0 | 0 | 0 | 0 | 0 | 0 | 0 | 0 | 0 | 0 | 0 | 0 | 0 | 0 | 0 | 0 | 0 | 0 | 0 | 0 | 0 | 3656.1221
v5.10_MeasureAssessmentTemplate_Commercial_All | Retrocommissioning - HVAC - SEG Retail - Retrocommissioning | HVAC | Retrocommissioning | Retrofit | Retrocommissioning - HVAC | Commercial | Large Retail | Firm | Sales | Commercial | 1.3518 | 1 | 3.8167 | 32.4588 | -12.4177 | 4.6065 | -16.4825 | 504.7561 | 322.9934 | 212.6965 | 59.1566 | 0 | 0 | 0 | 0 | 0 | 0 | 0 | 0 | 0 | 0 | 0 | 0 | 0 | 0 | 0 | 0 | 0 | 0 | 0 | 0 | 0 | 1099.6027
v5.10_MeasureAssessmentTemplate_Commercial_All | Retrocommissioning - HVAC - SEG Retail - Retrocommissioning | HVAC | Retrocommissioning | Retrofit | Retrocommissioning - HVAC | Commercial | Medium Retail | Firm | Sales | Commercial | 1.3518 | 1 | 3.8167 | 32.4588 | -12.4177 | 4.6065 | -16.4825 | 794.5765 | 508.4495 | 334.8223 | 93.1232 | 0 | 0 | 0 | 0 | 0 | 0 | 0 | 0 | 0 | 0 | 0 | 0 | 0 | 0 | 0 | 0 | 0 | 0 | 0 | 0 | 0 | 1730.9715
v5.10_MeasureAssessmentTemplate_Commercial_All | Retrocommissioning - HVAC - SEG Retail - Retrocommissioning | HVAC | Retrocommissioning | Retrofit | Retrocommissioning - HVAC | Commercial | Small Retail | Firm | Sales | Commercial | 1.3518 | 1 | 3.8167 | 32.4588 | -12.4177 | 4.6065 | -16.4825 | 1213.8645 | 776.7519 | 511.5039 | 142.2631 | 0 | 0 | 0 | 0 | 0 | 0 | 0 | 0 | 0 | 0 | 0 | 0 | 0 | 0 | 0 | 0 | 0 | 0 | 0 | 0 | 0 | 2644.3833
v5.10_MeasureAssessmentTemplate_Commercial_All | Retrocommissioning - HVAC - SEG Retail - Retrocommissioning | HVAC | Retrocommissioning | Retrofit | Retrocommissioning - HVAC | Commercial | Medium Retail | Firm | Sales | Industrial | 1.3518 | 1 | 3.8167 | 32.4588 | -12.4177 | 4.6065 | -16.4825 | 2.5565 | 1.6359 | 1.0773 | 0.29962 | 0 | 0 | 0 | 0 | 0 | 0 | 0 | 0 | 0 | 0 | 0 | 0 | 0 | 0 | 0 | 0 | 0 | 0 | 0 | 0 | 0 | 5.5694
v5.10_MeasureAssessmentTemplate_Commercial_All | Retrocommissioning - HVAC - SEG Retail - Retrocommissioning | HVAC | Retrocommissioning | Retrofit | Retrocommissioning - HVAC | Commercial | Extra Large Retail | Firm | Transport | Commercial | 1.3518 | 1 | 3.8167 | 31.166 | -12.4177 | 0.46729 | -16.3395 | 166.0093 | 106.2293 | 69.9538 | 19.456 | 0 | 0 | 0 | 0 | 0 | 0 | 0 | 0 | 0 | 0 | 0 | 0 | 0 | 0 | 0 | 0 | 0 | 0 | 0 | 0 | 0 | 361.6484
v5.10_MeasureAssessmentTemplate_Commercial_All | Retrocommissioning - HVAC - SEG Restaurant - Retrocommissioning | HVAC | Retrocommissioning | Retrofit | Retrocommissioning - HVAC | Commercial | Restaurant | Firm | Sales | Commercial | 5.6706 | 1 | 3.8165 | 32.457 | -12.4177 | 4.6065 | -16.4825 | 1924.8794 | 1226.2857 | 619.1892 | 0 | 0 | 0 | 0 | 0 | 0 | 0 | 0 | 0 | 0 | 0 | 0 | 0 | 0 | 0 | 0 | 0 | 0 | 0 | 0 | 0 | 0 | 3770.3543
v5.10_MeasureAssessmentTemplate_Commercial_All | Retrocommissioning - HVAC - SEG Supermarket - Retrocommissioning | HVAC | Retrocommissioning | Retrofit | Retrocommissioning - HVAC | Commercial | Supermarket | Firm | Sales | Commercial | 1.6184 | 1 | 3.8168 | 32.4593 | -12.4177 | 4.6065 | -16.4825 | 2461.7253 | 1575.0681 | 1037.0832 | 273.4556 | 0 | 0 | 0 | 0 | 0 | 0 | 0 | 0 | 0 | 0 | 0 | 0 | 0 | 0 | 0 | 0 | 0 | 0 | 0 | 0 | 0 | 5347.3323
v5.10_MeasureAssessmentTemplate_Commercial_All | Retrocommissioning - HVAC - SEG Supermarket - Retrocommissioning | HVAC | Retrocommissioning | Retrofit | Retrocommissioning - HVAC | Commercial | Supermarket | Firm | Transport | Commercial | 1.6184 | 1 | 3.8168 | 31.166 | -12.4177 | 0.46729 | -16.3395 | 388.3258 | 248.4597 | 163.5951 | 43.1364 | 0 | 0 | 0 | 0 | 0 | 0 | 0 | 0 | 0 | 0 | 0 | 0 | 0 | 0 | 0 | 0 | 0 | 0 | 0 | 0 | 0 | 843.517
v5.10_MeasureAssessmentTemplate_Industrial_All | Gas Boiler - SEG Greenhouses - Condensing Boiler Upgrade | HVAC | Gas Boiler | NR | Gas Boiler | Industrial | Greenhouses | Firm | Sales | Commercial | 0.032456 | 1 | 2.1457 | 5.3472 | -1.0544 | 1.3498 | -1.8626 | 0.26687 | 0.40731 | 0.88251 | 1.6478 | 2.798 | 4.429 | 6.6256 | 9.4441 | 12.893 | 16.9146 | 21.3721 | 26.0503 | 30.6751 | 34.9526 | 38.6214 | 41.5047 | 43.5441 | 44.9238 | 45.5062 | 45.8926 | 45.7217 | 45.3693 | 45.0195 | 44.6725 | 44.3281 | 654.4628
v5.10_MeasureAssessmentTemplate_Industrial_All | Controller - SEG Greenhouses - Adding Controller | HVAC | Controller | Retrofit | Controller | Industrial | Greenhouses | Firm | Sales | Commercial | 0.062149 | 1 | 6.9402 | 5.3472 | -1.9869 | 0.41732 | -1.8626 | 19.1674 | 30.938 | 46.5976 | 66.2233 | 89.3875 | 114.9852 | 141.1206 | 165.1319 | 183.8391 | 194.0627 | 193.3707 | 180.8793 | 157.8074 | 129.499 | 23.2051 | 0 | 0 | 0 | 0 | 0 | 0 | 0 | 0 | 0 | 0 | 1736.2151
v5.10_MeasureAssessmentTemplate_Industrial_All | IR Poly Film - SEG Greenhouses - Adding Infared Poly Film | HVAC | IR Poly Film | Retrofit | IR Poly Film | Industrial | Greenhouses | Firm | Sales | Commercial | 0.11743 | 1 | 6.8698 | 5.3472 | -1.9826 | 0.4216 | -1.8626 | 43.4598 | 70.1485 | 105.6548 | 150.1538 | 202.6759 | 260.7158 | 319.9748 | 374.4176 | 416.8341 | 440.0148 | 438.4457 | 410.123 | 357.8102 | 293.6241 | 52.615 | 0 | 0 | 0 | 0 | 0 | 0 | 0 | 0 | 0 | 0 | 3936.6678
v5.10_MeasureAssessmentTemplate_Industrial_All | Thermal Shield - SEG Greenhouses - Adding Thermal Curtains | HVAC | Thermal Shield | Retrofit | Thermal Shield | Industrial | Greenhouses | Firm | Sales | Commercial | 0.10334 | 1 | 5.5923 | 5.3472 | -1.8863 | 0.51791 | -1.8626 | 40.371 | 65.1627 | 98.1454 | 139.4816 | 188.2708 | 242.1855 | 297.2327 | 347.806 | 387.2077 | 408.7408 | 407.2833 | 380.9736 | 332.379 | 272.7549 | 48.8754 | 0 | 0 | 0 | 0 | 0 | 0 | 0 | 0 | 0 | 0 | 3656.8703
v5.10_MeasureAssessmentTemplate_Industrial_All | Under Bench Heating - SEG Greenhouses - Adding Under Bench Heating | HVAC | Under Bench Heating | Retrofit | Under Bench Heating | Industrial | Greenhouses | Firm | Sales | Commercial | 0.14175 | 1 | 5.8001 | 5.3472 | -1.9049 | 0.49935 | -1.8626 | 55.3738 | 89.3787 | 134.6186 | 191.3163 | 258.2366 | 332.1874 | 407.6914 | 477.059 | 531.1033 | 560.6386 | 558.6395 | 522.5525 | 455.8989 | 374.117 | 67.0387 | 0 | 0 | 0 | 0 | 0 | 0 | 0 | 0 | 0 | 0 | 5015.8502
v5.10_MeasureAssessmentTemplate_Industrial_All | Condensing Unit Heater - SEG Greenhouses - Efficient Condensing Unit Heater | HVAC | Condensing Unit Heater | Retrofit | Condensing Unit Heater | Industrial | Greenhouses | Firm | Sales | Commercial | 0.056376 | 1 | 5.4428 | 5.3472 | -1.8721 | 0.53214 | -1.8626 | 11.5914 | 18.7096 | 28.1797 | 40.0483 | 54.0567 | 69.5368 | 85.3421 | 99.8628 | 111.1759 | 117.3585 | 116.94 | 109.3859 | 95.4333 | 78.3139 | 14.0332 | 0 | 0 | 0 | 0 | 0 | 0 | 0 | 0 | 0 | 0 | 1049.9682
v5.10_MeasureAssessmentTemplate_Industrial_All | Custom HVAC - SEG SEL - Custom Space Heating | HVAC | Custom HVAC | Retrofit | Custom HVAC | Industrial | Cement/Concrete Products | Firm | Sales | Commercial | 0.11419 | 1 | 3.2114 | 5.3472 | -1.5023 | 0.90188 | -1.8626 | 6.5337 | 12.9598 | 22.8333 | 36.8552 | 55.5098 | 78.889 | 106.4835 | 136.977 | 168.111 | 196.7146 | 218.9997 | 231.1785 | 230.3542 | 215.4738 | 187.9892 | 154.2666 | 55.8739 | 0 | 0 | 0 | 0 | 0 | 0 | 0 | 0 | 2116.0027
v5.10_MeasureAssessmentTemplate_Industrial_All | Custom HVAC - SEG SEL - Custom Space Heating | HVAC | Custom HVAC | Retrofit | Custom HVAC | Industrial | Chemical Manufacturing | Firm | Sales | Commercial | 0.11419 | 1 | 3.2114 | 5.3472 | -1.5023 | 0.90188 | -1.8626 | 1.7091 | 3.3901 | 5.9728 | 9.6407 | 14.5204 | 20.636 | 27.8543 | 35.8308 | 43.9749 | 51.4572 | 57.2866 | 60.4723 | 60.2567 | 56.3642 | 49.1748 | 40.3535 | 14.6157 | 0 | 0 | 0 | 0 | 0 | 0 | 0 | 0 | 553.5099
v5.10_MeasureAssessmentTemplate_Industrial_All | Custom HVAC - SEG SEL - Custom Space Heating | HVAC | Custom HVAC | Retrofit | Custom HVAC | Industrial | Misc. Manufacturing | Firm | Sales | Commercial | 0.11419 | 1 | 3.2114 | 5.3472 | -1.5023 | 0.90188 | -1.8626 | 38.7101 | 76.7824 | 135.2797 | 218.3548 | 328.8772 | 467.3915 | 630.8798 | 811.5437 | 996.0022 | 1165.4694 | 1297.5013 | 1369.657 | 1364.7729 | 1276.6114 | 1113.7746 | 913.9791 | 331.0347 | 0 | 0 | 0 | 0 | 0 | 0 | 0 | 0 | 12536.6217
v5.10_MeasureAssessmentTemplate_Industrial_All | Custom HVAC - SEG SEL - Custom Space Heating | HVAC | Custom HVAC | Retrofit | Custom HVAC | Industrial | Other Food | Firm | Sales | Commercial | 0.11419 | 1 | 3.2114 | 5.3472 | -1.5023 | 0.90188 | -1.8626 | 11.8387 | 23.4824 | 41.3726 | 66.7794 | 100.5805 | 142.9423 | 192.9419 | 248.1943 | 304.6072 | 356.4354 | 396.8147 | 418.882 | 417.3883 | 390.4259 | 340.6256 | 279.5221 | 101.2403 | 0 | 0 | 0 | 0 | 0 | 0 | 0 | 0 | 3834.0735
v5.10_MeasureAssessmentTemplate_Industrial_All | Custom HVAC - SEG SEL - Custom Space Heating | HVAC | Custom HVAC | Retrofit | Custom HVAC | Industrial | Primary Metal Manufacturing | Firm | Sales | Commercial | 0.11419 | 1 | 3.2114 | 5.3472 | -1.5023 | 0.90188 | -1.8626 | 0.65189 | 1.293 | 2.2781 | 3.6771 | 5.5384 | 7.871 | 10.6242 | 13.6666 | 16.7729 | 19.6268 | 21.8502 | 23.0654 | 22.9831 | 21.4985 | 18.7562 | 15.3916 | 5.5747 | 0 | 0 | 0 | 0 | 0 | 0 | 0 | 0 | 211.1198
v5.10_MeasureAssessmentTemplate_Industrial_All | Custom HVAC - SEG SEL - Custom Space Heating | HVAC | Custom HVAC | Retrofit | Custom HVAC | Industrial | Pulp and Paper Mills | Firm | Sales | Commercial | 0.11419 | 1 | 3.2114 | 5.3472 | -1.5023 | 0.90188 | -1.8626 | 0.15359 | 0.30466 | 0.53676 | 0.86639 | 1.3049 | 1.8545 | 2.5032 | 3.2201 | 3.952 | 4.6244 | 5.1482 | 5.4345 | 5.4152 | 5.0654 | 4.4192 | 3.6265 | 1.3135 | 0 | 0 | 0 | 0 | 0 | 0 | 0 | 0 | 49.743
v5.10_MeasureAssessmentTemplate_Industrial_All | Custom HVAC - SEG SEL - Custom Space Heating | HVAC | Custom HVAC | Retrofit | Custom HVAC | Industrial | Semiconductor Manufacturing | Firm | Sales | Commercial | 0.11419 | 1 | 3.2114 | 5.3472 | -1.5023 | 0.90188 | -1.8626 | 27.6857 | 54.9154 | 96.7531 | 156.169 | 235.2155 | 334.2819 | 451.21 | 580.4222 | 712.3484 | 833.5525 | 927.9828 | 979.5891 | 976.096 | 913.0421 | 796.58 | 653.6848 | 236.7585 | 0 | 0 | 0 | 0 | 0 | 0 | 0 | 0 | 8966.2869
v5.10_MeasureAssessmentTemplate_Industrial_All | Custom HVAC - SEG SEL - Custom Space Heating | HVAC | Custom HVAC | Retrofit | Custom HVAC | Industrial | Wood | Firm | Sales | Commercial | 0.11419 | 1 | 3.2114 | 5.3472 | -1.5023 | 0.90188 | -1.8626 | 10.2354 | 20.3022 | 35.7695 | 57.7355 | 86.9589 | 123.5837 | 166.8119 | 214.5815 | 263.3544 | 308.1635 | 343.0742 | 362.153 | 360.8616 | 337.5507 | 294.4948 | 241.6666 | 87.5294 | 0 | 0 | 0 | 0 | 0 | 0 | 0 | 0 | 3314.8266
v5.10_MeasureAssessmentTemplate_Industrial_All | Custom HVAC - SEG SEL - Custom Space Heating | HVAC | Custom HVAC | Retrofit | Custom HVAC | Industrial | Cement/Concrete Products | Firm | Sales | Industrial | 0.11419 | 1 | 3.2114 | 5.3472 | -1.5023 | 0.90188 | -1.8626 | 4.0253 | 7.9787 | 14.0475 | 22.6583 | 34.1032 | 48.4328 | 65.3285 | 83.9779 | 102.9937 | 120.4338 | 133.9838 | 141.3362 | 140.7341 | 131.5512 | 114.6913 | 94.0517 | 21.6641 | 0 | 0 | 0 | 0 | 0 | 0 | 0 | 0 | 1281.9921
v5.10_MeasureAssessmentTemplate_Industrial_All | Custom HVAC - SEG SEL - Custom Space Heating | HVAC | Custom HVAC | Retrofit | Custom HVAC | Industrial | Chemical Manufacturing | Firm | Sales | Industrial | 0.11419 | 1 | 3.2114 | 5.3472 | -1.5023 | 0.90188 | -1.8626 | 7.6992 | 15.2716 | 26.9063 | 43.4294 | 65.4117 | 92.9614 | 125.4782 | 161.4111 | 198.0988 | 231.8048 | 258.0652 | 272.4165 | 271.4451 | 253.9103 | 221.5231 | 181.7849 | 65.8408 | 0 | 0 | 0 | 0 | 0 | 0 | 0 | 0 | 2493.4586
v5.10_MeasureAssessmentTemplate_Industrial_All | Custom HVAC - SEG SEL - Custom Space Heating | HVAC | Custom HVAC | Retrofit | Custom HVAC | Industrial | Misc. Manufacturing | Firm | Sales | Industrial | 0.11419 | 1 | 3.2114 | 5.3472 | -1.5023 | 0.90188 | -1.8626 | 76.5479 | 151.8347 | 267.5112 | 431.7893 | 650.3437 | 924.2512 | 1247.5439 | 1604.8007 | 1969.5614 | 2304.677 | 2565.7658 | 2708.4512 | 2698.7932 | 2524.4566 | 2202.4523 | 1807.3633 | 654.6101 | 0 | 0 | 0 | 0 | 0 | 0 | 0 | 0 | 24790.7536
v5.10_MeasureAssessmentTemplate_Industrial_All | Custom HVAC - SEG SEL - Custom Space Heating | HVAC | Custom HVAC | Retrofit | Custom HVAC | Industrial | Other Food | Firm | Sales | Industrial | 0.11419 | 1 | 3.2114 | 5.3472 | -1.5023 | 0.90188 | -1.8626 | 10.7718 | 21.3662 | 37.6443 | 60.7615 | 91.5166 | 130.0609 | 175.5547 | 225.828 | 277.1572 | 324.3148 | 361.0553 | 381.134 | 379.7749 | 355.2422 | 309.9297 | 254.3327 | 92.1169 | 0 | 0 | 0 | 0 | 0 | 0 | 0 | 0 | 3488.5618
v5.10_MeasureAssessmentTemplate_Industrial_All | Custom HVAC - SEG SEL - Custom Space Heating | HVAC | Custom HVAC | Retrofit | Custom HVAC | Industrial | Primary Metal Manufacturing | Firm | Sales | Industrial | 0.11419 | 1 | 3.2114 | 5.3472 | -1.5023 | 0.90188 | -1.8626 | 5.2314 | 10.3766 | 18.2821 | 29.5091 | 44.4455 | 63.1647 | 85.259 | 109.6745 | 134.6028 | 157.5051 | 175.3483 | 185.0997 | 184.4396 | 172.5252 | 150.5189 | 123.5179 | 44.737 | 0 | 0 | 0 | 0 | 0 | 0 | 0 | 0 | 1694.2376
v5.10_MeasureAssessmentTemplate_Industrial_All | Custom HVAC - SEG SEL - Custom Space Heating | HVAC | Custom HVAC | Retrofit | Custom HVAC | Industrial | Pulp and Paper Mills | Firm | Sales | Industrial | 0.11419 | 1 | 3.2114 | 5.3472 | -1.5023 | 0.90188 | -1.8626 | 3.9053 | 7.7462 | 13.6477 | 22.0287 | 33.1787 | 47.1527 | 63.6461 | 81.8724 | 100.4814 | 117.578 | 130.8981 | 138.1775 | 137.6847 | 128.7906 | 112.3628 | 92.2065 | 33.3963 | 0 | 0 | 0 | 0 | 0 | 0 | 0 | 0 | 1264.7535
v5.10_MeasureAssessmentTemplate_Industrial_All | Custom HVAC - SEG SEL - Custom Space Heating | HVAC | Custom HVAC | Retrofit | Custom HVAC | Industrial | Semiconductor Manufacturing | Firm | Sales | Industrial | 0.11419 | 1 | 3.2114 | 5.3472 | -1.5023 | 0.90188 | -1.8626 | 25.5622 | 50.7033 | 89.3321 | 144.1908 | 217.1744 | 308.6424 | 416.6021 | 535.9036 | 657.711 | 769.6188 | 856.8062 | 904.4543 | 901.2291 | 843.0115 | 735.4821 | 603.547 | 218.5991 | 0 | 0 | 0 | 0 | 0 | 0 | 0 | 0 | 8278.5702
v5.10_MeasureAssessmentTemplate_Industrial_All | Custom HVAC - SEG SEL - Custom Space Heating | HVAC | Custom HVAC | Retrofit | Custom HVAC | Industrial | Wood | Firm | Sales | Industrial | 0.11419 | 1 | 3.2114 | 5.3472 | -1.5023 | 0.90188 | -1.8626 | 2.9948 | 5.9403 | 10.466 | 16.8931 | 25.4437 | 36.1599 | 48.8082 | 62.7854 | 77.0561 | 90.167 | 100.3817 | 105.964 | 105.5862 | 98.7655 | 86.1676 | 70.7103 | 25.6106 | 0 | 0 | 0 | 0 | 0 | 0 | 0 | 0 | 969.9003
v5.10_MeasureAssessmentTemplate_Industrial_All | Custom HVAC - SEG SEL - Custom Space Heating | HVAC | Custom HVAC | Retrofit | Custom HVAC | Industrial | Wood | Interruptible | Sales | Industrial | 0.11419 | 1 | 1.5893 | 2.6463 | -0.039391 | 1.3498 | -0.39962 | 8.236 | 16.3362 | 28.7821 | 46.4571 | 69.9719 | 99.4422 | 134.2259 | 172.664 | 211.9094 | 247.9652 | 276.0563 | 291.4081 | 290.369 | 271.6118 | 236.9666 | 194.4581 | 70.4309 | 0 | 0 | 0 | 0 | 0 | 0 | 0 | 0 | 2667.2908
v5.10_MeasureAssessmentTemplate_Industrial_All | Custom HVAC - SEG SEL - Custom Space Heating | HVAC | Custom HVAC | Retrofit | Custom HVAC | Industrial | Misc. Manufacturing | Firm | Transport | Industrial | 0.11419 | 1 | 3.2114 | 4.1746 | -1.5023 | 1.3498 | -1.7196 | 5.605 | 11.1177 | 19.5879 | 31.6167 | 47.6199 | 67.6761 | 91.3484 | 117.5077 | 144.2164 | 168.7545 | 187.8721 | 198.3199 | 197.6127 | 184.8473 | 161.2693 | 132.3399 | 47.9323 | 0 | 0 | 0 | 0 | 0 | 0 | 0 | 0 | 1815.2439
v5.10_MeasureAssessmentTemplate_Industrial_All | Custom HVAC - SEG SEL - Custom Space Heating | HVAC | Custom HVAC | Retrofit | Custom HVAC | Industrial | Other Food | Firm | Transport | Industrial | 0.11419 | 1 | 3.2114 | 4.1746 | -1.5023 | 1.3498 | -1.7196 | 219.3644 | 435.1149 | 766.6108 | 1237.3849 | 1863.6994 | 2648.64 | 3575.1047 | 4598.9006 | 5644.2008 | 6604.5464 | 7352.7523 | 7761.6481 | 7733.971 | 7234.3721 | 6311.5997 | 5179.3874 | 1875.9257 | 0 | 0 | 0 | 0 | 0 | 0 | 0 | 0 | 71043.2234
v5.10_MeasureAssessmentTemplate_Industrial_All | Custom HVAC - SEG SEL - Custom Space Heating | HVAC | Custom HVAC | Retrofit | Custom HVAC | Industrial | Semiconductor Manufacturing | Firm | Transport | Industrial | 0.11419 | 1 | 3.2114 | 4.1746 | -1.5023 | 1.3498 | -1.7196 | 94.3685 | 187.1822 | 329.7886 | 532.3111 | 801.7456 | 1139.4195 | 1537.9757 | 1978.4028 | 2428.0809 | 2841.2124 | 3163.0834 | 3338.9864 | 3327.08 | 3112.1573 | 2715.1895 | 2228.1227 | 807.0052 | 0 | 0 | 0 | 0 | 0 | 0 | 0 | 0 | 30562.1118
v5.10_MeasureAssessmentTemplate_Industrial_All | Custom HVAC - SEG SEL - Custom Space Heating | HVAC | Custom HVAC | Retrofit | Custom HVAC | Industrial | Cement/Concrete Products | Interruptible | Transport | Industrial | 0.11419 | 1 | 1.5893 | 1.4738 | -0.039391 | 1.3498 | -0.25662 | 105.1486 | 208.5649 | 367.4618 | 593.1194 | 893.3326 | 1269.5806 | 1713.6657 | 2204.4048 | 2705.4517 | 3165.777 | 3524.4168 | 3720.4141 | 3707.1475 | 3467.6733 | 3025.358 | 2482.6513 | 899.1931 | 0 | 0 | 0 | 0 | 0 | 0 | 0 | 0 | 34053.3614
v5.10_MeasureAssessmentTemplate_Industrial_All | Custom HVAC - SEG SEL - Custom Space Heating | HVAC | Custom HVAC | Retrofit | Custom HVAC | Industrial | Misc. Manufacturing | Interruptible | Transport | Industrial | 0.11419 | 1 | 1.5893 | 1.4738 | -0.039391 | 1.3498 | -0.25662 | 33.799 | 67.0412 | 118.1171 | 190.6525 | 287.1532 | 408.0944 | 550.8413 | 708.5847 | 869.6414 | 1017.6085 | 1132.8898 | 1195.8912 | 1191.6268 | 1114.6502 | 972.4722 | 798.0243 | 289.037 | 0 | 0 | 0 | 0 | 0 | 0 | 0 | 0 | 10946.1248
v5.10_MeasureAssessmentTemplate_Industrial_All | Custom HVAC - SEG SEL - Custom Space Heating | HVAC | Custom HVAC | Retrofit | Custom HVAC | Industrial | Other Food | Interruptible | Transport | Industrial | 0.11419 | 1 | 1.5893 | 1.4738 | -0.039391 | 1.3498 | -0.25662 | 112.9282 | 223.9959 | 394.6491 | 637.0023 | 959.4273 | 1363.5126 | 1840.4541 | 2367.5014 | 2905.619 | 3400.0023 | 3785.1766 | 3995.675 | 3981.4269 | 3724.2348 | 3249.1941 | 2666.3344 | 965.7214 | 0 | 0 | 0 | 0 | 0 | 0 | 0 | 0 | 36572.8554
v5.10_MeasureAssessmentTemplate_Industrial_All | Custom HVAC - SEG SEL - Custom Space Heating | HVAC | Custom HVAC | Retrofit | Custom HVAC | Industrial | Semiconductor Manufacturing | Interruptible | Transport | Industrial | 0.11419 | 1 | 1.5893 | 1.4738 | -0.039391 | 1.3498 | -0.25662 | 141.7112 | 281.0878 | 495.2369 | 799.361 | 1203.9654 | 1711.0435 | 2309.5475 | 2970.9281 | 3646.2008 | 4266.592 | 4749.9393 | 5014.0894 | 4996.2097 | 4673.4647 | 4077.3461 | 3345.9275 | 1211.8637 | 0 | 0 | 0 | 0 | 0 | 0 | 0 | 0 | 45894.5146
v5.10_MeasureAssessmentTemplate_Industrial_All | Custom HVAC - SEG SEL - Custom Space Heating | HVAC | Custom HVAC | Retrofit | Custom HVAC | Industrial | Wood | Interruptible | Transport | Industrial | 0.11419 | 1 | 1.5893 | 1.4738 | -0.039391 | 1.3498 | -0.25662 | 75.3621 | 149.4827 | 263.3674 | 425.1007 | 640.2696 | 909.9341 | 1228.2189 | 1579.9416 | 1939.0521 | 2268.9766 | 2526.021 | 2666.4962 | 2656.9878 | 2485.3517 | 2168.3354 | 1779.3665 | 644.4699 | 0 | 0 | 0 | 0 | 0 | 0 | 0 | 0 | 24406.7344
v5.10_MeasureAssessmentTemplate_Industrial_All | Heat Recovery - SEG SEL - Recovery of Heat from Boiler | HVAC | Heat Recovery | Retrofit | Heat Recovery | Industrial | Cement/Concrete Products | Firm | Sales | Commercial | 0.08245 | 1 | 2.3214 | 5.3472 | -1.1565 | 1.2477 | -1.8626 | 10.0645 | 19.9632 | 35.1723 | 56.7715 | 85.5069 | 121.5202 | 164.0266 | 210.9986 | 258.9572 | 303.0181 | 337.3459 | 356.1062 | 354.8363 | 331.9146 | 289.5776 | 237.6315 | 86.0679 | 0 | 0 | 0 | 0 | 0 | 0 | 0 | 0 | 3259.4791
v5.10_MeasureAssessmentTemplate_Industrial_All | Heat Recovery - SEG SEL - Recovery of Heat from Boiler | HVAC | Heat Recovery | Retrofit | Heat Recovery | Industrial | Chemical Manufacturing | Firm | Sales | Commercial | 0.08245 | 1 | 2.3214 | 5.3472 | -1.1565 | 1.2477 | -1.8626 | 2.6327 | 5.222 | 9.2005 | 14.8504 | 22.3671 | 31.7876 | 42.9065 | 55.1936 | 67.7388 | 79.2643 | 88.2439 | 93.1513 | 92.8191 | 86.8232 | 75.7485 | 62.1603 | 22.5139 | 0 | 0 | 0 | 0 | 0 | 0 | 0 | 0 | 852.6237
v5.10_MeasureAssessmentTemplate_Industrial_All | Heat Recovery - SEG SEL - Recovery of Heat from Boiler | HVAC | Heat Recovery | Retrofit | Heat Recovery | Industrial | Misc. Manufacturing | Firm | Sales | Commercial | 0.08245 | 1 | 2.3214 | 5.3472 | -1.1565 | 1.2477 | -1.8626 | 59.6288 | 118.2752 | 208.3842 | 336.3525 | 506.6006 | 719.9673 | 971.8038 | 1250.0974 | 1534.2364 | 1795.2827 | 1998.6639 | 2109.8122 | 2102.2888 | 1966.4852 | 1715.6524 | 1407.8884 | 509.924 | 0 | 0 | 0 | 0 | 0 | 0 | 0 | 0 | 19311.3439
v5.10_MeasureAssessmentTemplate_Industrial_All | Heat Recovery - SEG SEL - Recovery of Heat from Boiler | HVAC | Heat Recovery | Retrofit | Heat Recovery | Industrial | Other Food | Firm | Sales | Commercial | 0.08245 | 1 | 2.3214 | 5.3472 | -1.1565 | 1.2477 | -1.8626 | 18.2363 | 36.1721 | 63.7301 | 102.8666 | 154.9336 | 220.1875 | 297.2066 | 382.3171 | 469.2153 | 549.0511 | 611.2512 | 645.2436 | 642.9427 | 601.4099 | 524.6978 | 430.5743 | 155.95 | 0 | 0 | 0 | 0 | 0 | 0 | 0 | 0 | 5905.986
v5.10_MeasureAssessmentTemplate_Industrial_All | Heat Recovery - SEG SEL - Recovery of Heat from Boiler | HVAC | Heat Recovery | Retrofit | Heat Recovery | Industrial | Primary Metal Manufacturing | Firm | Sales | Commercial | 0.08245 | 1 | 2.3214 | 5.3472 | -1.1565 | 1.2477 | -1.8626 | 1.0042 | 1.9918 | 3.5092 | 5.6643 | 8.5313 | 12.1244 | 16.3654 | 21.052 | 25.8369 | 30.233 | 33.658 | 35.5298 | 35.4031 | 33.1161 | 28.892 | 23.7092 | 8.5872 | 0 | 0 | 0 | 0 | 0 | 0 | 0 | 0 | 325.2078
v5.10_MeasureAssessmentTemplate_Industrial_All | Heat Recovery - SEG SEL - Recovery of Heat from Boiler | HVAC | Heat Recovery | Retrofit | Heat Recovery | Industrial | Pulp and Paper Mills | Firm | Sales | Commercial | 0.08245 | 1 | 2.3214 | 5.3472 | -1.1565 | 1.2477 | -1.8626 | 0.2366 | 0.46929 | 0.82683 | 1.3346 | 2.0101 | 2.8567 | 3.8559 | 4.9602 | 6.0876 | 7.1233 | 7.9303 | 8.3713 | 8.3415 | 7.8026 | 6.8074 | 5.5862 | 2.0233 | 0 | 0 | 0 | 0 | 0 | 0 | 0 | 0 | 76.6238
v5.10_MeasureAssessmentTemplate_Industrial_All | Heat Recovery - SEG SEL - Recovery of Heat from Boiler | HVAC | Heat Recovery | Retrofit | Heat Recovery | Industrial | Semiconductor Manufacturing | Firm | Sales | Commercial | 0.08245 | 1 | 2.3214 | 5.3472 | -1.1565 | 1.2477 | -1.8626 | 42.647 | 84.5913 | 149.0379 | 240.5619 | 362.3246 | 514.9261 | 695.0415 | 894.0792 | 1097.2975 | 1283.9998 | 1429.4596 | 1508.9536 | 1503.5729 | 1406.4451 | 1227.0476 | 1006.9325 | 364.7015 | 0 | 0 | 0 | 0 | 0 | 0 | 0 | 0 | 13811.6196
v5.10_MeasureAssessmentTemplate_Industrial_All | Heat Recovery - SEG SEL - Recovery of Heat from Boiler | HVAC | Heat Recovery | Retrofit | Heat Recovery | Industrial | Wood | Firm | Sales | Commercial | 0.08245 | 1 | 2.3214 | 5.3472 | -1.1565 | 1.2477 | -1.8626 | 15.7665 | 31.2733 | 55.0992 | 88.9355 | 133.951 | 190.3676 | 256.9561 | 330.5401 | 405.6697 | 474.6933 | 528.4697 | 557.8585 | 555.8693 | 519.9613 | 453.6382 | 372.2619 | 134.8298 | 0 | 0 | 0 | 0 | 0 | 0 | 0 | 0 | 5106.1409
v5.10_MeasureAssessmentTemplate_Industrial_All | Heat Recovery - SEG SEL - Recovery of Heat from Boiler | HVAC | Heat Recovery | Retrofit | Heat Recovery | Industrial | Cement/Concrete Products | Firm | Sales | Industrial | 0.08245 | 1 | 2.3214 | 5.3472 | -1.1565 | 1.2477 | -1.8626 | 6.2005 | 12.2903 | 21.6387 | 34.9027 | 52.5324 | 74.6056 | 100.6316 | 129.3591 | 158.6509 | 185.5155 | 206.388 | 217.7136 | 216.786 | 202.6407 | 176.6699 | 144.8767 | 33.3712 | 0 | 0 | 0 | 0 | 0 | 0 | 0 | 0 | 1974.7736
v5.10_MeasureAssessmentTemplate_Industrial_All | Heat Recovery - SEG SEL - Recovery of Heat from Boiler | HVAC | Heat Recovery | Retrofit | Heat Recovery | Industrial | Chemical Manufacturing | Firm | Sales | Industrial | 0.08245 | 1 | 2.3214 | 5.3472 | -1.1565 | 1.2477 | -1.8626 | 11.8598 | 23.5242 | 41.4464 | 66.8985 | 100.7598 | 143.1972 | 193.2859 | 248.6369 | 305.1504 | 357.0709 | 397.5222 | 419.6289 | 418.1326 | 391.1221 | 341.2329 | 280.0205 | 101.4208 | 0 | 0 | 0 | 0 | 0 | 0 | 0 | 0 | 3840.91
v5.10_MeasureAssessmentTemplate_Industrial_All | Heat Recovery - SEG SEL - Recovery of Heat from Boiler | HVAC | Heat Recovery | Retrofit | Heat Recovery | Industrial | Misc. Manufacturing | Firm | Sales | Industrial | 0.08245 | 1 | 2.3214 | 5.3472 | -1.1565 | 1.2477 | -1.8626 | 117.9139 | 233.8853 | 412.0728 | 665.1259 | 1001.7859 | 1423.7115 | 1921.7098 | 2472.0262 | 3033.9017 | 3550.1119 | 3952.2916 | 4172.0836 | 4157.2064 | 3888.6593 | 3392.6456 | 2784.0527 | 1008.3579 | 0 | 0 | 0 | 0 | 0 | 0 | 0 | 0 | 38187.542
v5.10_MeasureAssessmentTemplate_Industrial_All | Heat Recovery - SEG SEL - Recovery of Heat from Boiler | HVAC | Heat Recovery | Retrofit | Heat Recovery | Industrial | Other Food | Firm | Sales | Industrial | 0.08245 | 1 | 2.3214 | 5.3472 | -1.1565 | 1.2477 | -1.8626 | 16.5929 | 32.9124 | 57.987 | 93.5967 | 140.9716 | 200.3451 | 270.4236 | 347.8642 | 426.9315 | 499.5727 | 556.1676 | 587.0968 | 585.0033 | 547.2132 | 477.414 | 391.7727 | 141.8964 | 0 | 0 | 0 | 0 | 0 | 0 | 0 | 0 | 5373.7617
v5.10_MeasureAssessmentTemplate_Industrial_All | Heat Recovery - SEG SEL - Recovery of Heat from Boiler | HVAC | Heat Recovery | Retrofit | Heat Recovery | Industrial | Primary Metal Manufacturing | Firm | Sales | Industrial | 0.08245 | 1 | 2.3214 | 5.3472 | -1.1565 | 1.2477 | -1.8626 | 8.0584 | 15.9841 | 28.1617 | 45.4557 | 68.4636 | 97.2986 | 131.3326 | 168.942 | 207.3414 | 242.62 | 270.1056 | 285.1265 | 284.1098 | 265.7569 | 231.8585 | 190.2664 | 68.9127 | 0 | 0 | 0 | 0 | 0 | 0 | 0 | 0 | 2609.7944
v5.10_MeasureAssessmentTemplate_Industrial_All | Heat Recovery - SEG SEL - Recovery of Heat from Boiler | HVAC | Heat Recovery | Retrofit | Heat Recovery | Industrial | Pulp and Paper Mills | Firm | Sales | Industrial | 0.08245 | 1 | 2.3214 | 5.3472 | -1.1565 | 1.2477 | -1.8626 | 6.0156 | 11.9322 | 21.0228 | 33.9328 | 51.1083 | 72.6337 | 98.0402 | 126.1157 | 154.781 | 181.1166 | 201.6346 | 212.8478 | 212.0888 | 198.3883 | 173.0831 | 142.0344 | 51.4435 | 0 | 0 | 0 | 0 | 0 | 0 | 0 | 0 | 1948.2195
v5.10_MeasureAssessmentTemplate_Industrial_All | Heat Recovery - SEG SEL - Recovery of Heat from Boiler | HVAC | Heat Recovery | Retrofit | Heat Recovery | Industrial | Semiconductor Manufacturing | Firm | Sales | Industrial | 0.08245 | 1 | 2.3214 | 5.3472 | -1.1565 | 1.2477 | -1.8626 | 39.3759 | 78.1032 | 137.6067 | 222.1107 | 334.5342 | 475.4311 | 641.7316 | 825.503 | 1013.1345 | 1185.5166 | 1319.8197 | 1393.2165 | 1388.2484 | 1298.5704 | 1132.9327 | 929.7005 | 336.7288 | 0 | 0 | 0 | 0 | 0 | 0 | 0 | 0 | 12752.2646
v5.10_MeasureAssessmentTemplate_Industrial_All | Heat Recovery - SEG SEL - Recovery of Heat from Boiler | HVAC | Heat Recovery | Retrofit | Heat Recovery | Industrial | Wood | Firm | Sales | Industrial | 0.08245 | 1 | 2.3214 | 5.3472 | -1.1565 | 1.2477 | -1.8626 | 4.6132 | 9.1504 | 16.1217 | 26.022 | 39.1933 | 55.7005 | 75.184 | 96.7142 | 118.6968 | 138.8927 | 154.6274 | 163.2264 | 162.6443 | 152.1378 | 132.7321 | 108.9218 | 39.4505 | 0 | 0 | 0 | 0 | 0 | 0 | 0 | 0 | 1494.0291
v5.10_MeasureAssessmentTemplate_Industrial_All | Heat Recovery - SEG SEL - Recovery of Heat from Boiler | HVAC | Heat Recovery | Retrofit | Heat Recovery | Industrial | Wood | Interruptible | Sales | Industrial | 0.08245 | 1 | 1.1488 | 2.6463 | 0.30641 | 1.3498 | -0.39962 | 12.6866 | 25.1642 | 44.3358 | 71.5623 | 107.7843 | 153.1802 | 206.7609 | 265.9707 | 326.424 | 381.9642 | 425.2356 | 448.8835 | 447.2828 | 418.3893 | 365.0221 | 299.5423 | 108.4914 | 0 | 0 | 0 | 0 | 0 | 0 | 0 | 0 | 4108.6803
v5.10_MeasureAssessmentTemplate_Industrial_All | Heat Recovery - SEG SEL - Recovery of Heat from Boiler | HVAC | Heat Recovery | Retrofit | Heat Recovery | Industrial | Misc. Manufacturing | Firm | Transport | Industrial | 0.08245 | 1 | 2.3214 | 4.1746 | -1.1565 | 1.3498 | -1.7196 | 8.634 | 17.1257 | 30.1731 | 48.7023 | 73.3534 | 104.2479 | 140.7126 | 181.0082 | 222.1502 | 259.9485 | 289.3971 | 305.4909 | 304.4015 | 284.7378 | 248.4184 | 203.8556 | 73.8346 | 0 | 0 | 0 | 0 | 0 | 0 | 0 | 0 | 2796.1918
v5.10_MeasureAssessmentTemplate_Industrial_All | Heat Recovery - SEG SEL - Recovery of Heat from Boiler | HVAC | Heat Recovery | Retrofit | Heat Recovery | Industrial | Other Food | Firm | Transport | Industrial | 0.08245 | 1 | 2.3214 | 4.1746 | -1.1565 | 1.3498 | -1.7196 | 337.9077 | 670.2486 | 1180.8831 | 1906.061 | 2870.8325 | 4079.9506 | 5507.0719 | 7084.1215 | 8694.2962 | 10173.6073 | 11326.1397 | 11956.0006 | 11913.3669 | 11143.7875 | 9722.3539 | 7978.3002 | 2889.6658 | 0 | 0 | 0 | 0 | 0 | 0 | 0 | 0 | 109434.5949
v5.10_MeasureAssessmentTemplate_Industrial_All | Heat Recovery - SEG SEL - Recovery of Heat from Boiler | HVAC | Heat Recovery | Retrofit | Heat Recovery | Industrial | Semiconductor Manufacturing | Firm | Transport | Industrial | 0.08245 | 1 | 2.3214 | 4.1746 | -1.1565 | 1.3498 | -1.7196 | 145.3647 | 288.3345 | 508.0045 | 819.9691 | 1235.0045 | 1755.1555 | 2369.0894 | 3047.521 | 3740.2026 | 4376.5881 | 4872.3964 | 5143.3565 | 5125.0159 | 4793.9502 | 4182.4632 | 3432.1881 | 1243.1065 | 0 | 0 | 0 | 0 | 0 | 0 | 0 | 0 | 47077.7107
v5.10_MeasureAssessmentTemplate_Industrial_All | Heat Recovery - SEG SEL - Recovery of Heat from Boiler | HVAC | Heat Recovery | Retrofit | Heat Recovery | Industrial | Cement/Concrete Products | Interruptible | Transport | Industrial | 0.08245 | 1 | 1.1488 | 1.4738 | 0.30641 | 1.3498 | -0.25662 | 161.9703 | 321.2723 | 566.0362 | 913.6379 | 1376.0847 | 1955.655 | 2639.7213 | 3395.6532 | 4167.4631 | 4876.5457 | 5428.9925 | 5730.9056 | 5710.4699 | 5341.5851 | 4660.2451 | 3824.2626 | 1385.1122 | 0 | 0 | 0 | 0 | 0 | 0 | 0 | 0 | 52455.6127
v5.10_MeasureAssessmentTemplate_Industrial_All | Heat Recovery - SEG SEL - Recovery of Heat from Boiler | HVAC | Heat Recovery | Retrofit | Heat Recovery | Industrial | Misc. Manufacturing | Interruptible | Transport | Industrial | 0.08245 | 1 | 1.1488 | 1.4738 | 0.30641 | 1.3498 | -0.25662 | 52.0638 | 103.2699 | 181.9469 | 293.6801 | 442.3292 | 628.6264 | 848.513 | 1091.5 | 1339.5908 | 1567.5186 | 1745.0973 | 1842.1444 | 1835.5755 | 1717.001 | 1497.9909 | 1229.2723 | 445.231 | 0 | 0 | 0 | 0 | 0 | 0 | 0 | 0 | 16861.3511
v5.10_MeasureAssessmentTemplate_Industrial_All | Heat Recovery - SEG SEL - Recovery of Heat from Boiler | HVAC | Heat Recovery | Retrofit | Heat Recovery | Industrial | Other Food | Interruptible | Transport | Industrial | 0.08245 | 1 | 1.1488 | 1.4738 | 0.30641 | 1.3498 | -0.25662 | 173.954 | 345.0421 | 607.9153 | 981.235 | 1477.8966 | 2100.3473 | 2835.0254 | 3646.8862 | 4475.7997 | 5237.345 | 5830.6655 | 6154.9161 | 6132.9684 | 5736.791 | 5005.041 | 4107.2069 | 1487.592 | 0 | 0 | 0 | 0 | 0 | 0 | 0 | 0 | 56336.6276
v5.10_MeasureAssessmentTemplate_Industrial_All | Heat Recovery - SEG SEL - Recovery of Heat from Boiler | HVAC | Heat Recovery | Retrofit | Heat Recovery | Industrial | Semiconductor Manufacturing | Interruptible | Transport | Industrial | 0.08245 | 1 | 1.1488 | 1.4738 | 0.30641 | 1.3498 | -0.25662 | 218.2912 | 432.9862 | 762.8603 | 1231.3313 | 1854.5817 | 2635.6821 | 3557.6143 | 4576.4016 | 5616.5878 | 6572.2352 | 7316.7807 | 7723.676 | 7696.1343 | 7198.9796 | 6280.7217 | 5154.0485 | 1866.7482 | 0 | 0 | 0 | 0 | 0 | 0 | 0 | 0 | 70695.6607
v5.10_MeasureAssessmentTemplate_Industrial_All | Heat Recovery - SEG SEL - Recovery of Heat from Boiler | HVAC | Heat Recovery | Retrofit | Heat Recovery | Industrial | Wood | Interruptible | Transport | Industrial | 0.08245 | 1 | 1.1488 | 1.4738 | 0.30641 | 1.3498 | -0.25662 | 116.0874 | 230.2623 | 405.6896 | 654.8228 | 986.2678 | 1401.6576 | 1891.9418 | 2433.7335 | 2986.9053 | 3495.1192 | 3891.069 | 4107.4562 | 4092.8095 | 3828.4223 | 3340.0921 | 2740.9265 | 992.738 | 0 | 0 | 0 | 0 | 0 | 0 | 0 | 0 | 37596.0009
v5.10_MeasureAssessmentTemplate_Industrial_All | HVAC Controls - SEG SEL - HVAC System with controls | HVAC | HVAC Controls | Retrofit | HVAC Controls | Industrial | Cement/Concrete Products | Firm | Sales | Commercial | 0.066413 | 0 | 0.7144 | 5.3472 | 1.65 | 4.0542 | -1.8626 | 18.1154 | 29.2401 | 44.0402 | 62.5888 | 84.4817 | 108.6745 | 133.3755 | 156.069 | 173.7495 | 183.412 | 182.7579 | 170.9522 | 149.1465 | 122.3917 | 21.9316 | 0 | 0 | 0 | 0 | 0 | 0 | 0 | 0 | 0 | 0 | 1640.9268
v5.10_MeasureAssessmentTemplate_Industrial_All | HVAC Controls - SEG SEL - HVAC System with controls | HVAC | HVAC Controls | Retrofit | HVAC Controls | Industrial | Chemical Manufacturing | Firm | Sales | Commercial | 0.066413 | 0 | 0.7144 | 5.3472 | 1.65 | 4.0542 | -1.8626 | 4.7387 | 7.6487 | 11.5202 | 16.3722 | 22.099 | 28.4274 | 34.8887 | 40.825 | 45.4499 | 47.9774 | 47.8063 | 44.7181 | 39.0142 | 32.0156 | 5.7369 | 0 | 0 | 0 | 0 | 0 | 0 | 0 | 0 | 0 | 0 | 429.2382
v5.10_MeasureAssessmentTemplate_Industrial_All | HVAC Controls - SEG SEL - HVAC System with controls | HVAC | HVAC Controls | Retrofit | HVAC Controls | Industrial | Misc. Manufacturing | Firm | Sales | Commercial | 0.066413 | 0 | 0.7144 | 5.3472 | 1.65 | 4.0542 | -1.8626 | 107.328 | 173.2379 | 260.9239 | 370.8181 | 500.5262 | 643.8609 | 790.2063 | 924.6578 | 1029.409 | 1086.6558 | 1082.7809 | 1012.8354 | 883.6443 | 725.1309 | 129.9374 | 0 | 0 | 0 | 0 | 0 | 0 | 0 | 0 | 0 | 0 | 9721.9528
v5.10_MeasureAssessmentTemplate_Industrial_All | HVAC Controls - SEG SEL - HVAC System with controls | HVAC | HVAC Controls | Retrofit | HVAC Controls | Industrial | Other Food | Firm | Sales | Commercial | 0.066413 | 0 | 0.7144 | 5.3472 | 1.65 | 4.0542 | -1.8626 | 32.8241 | 52.9813 | 79.7983 | 113.4073 | 153.0759 | 196.9119 | 241.6687 | 282.788 | 314.824 | 332.3318 | 331.1467 | 309.7553 | 270.2448 | 221.7667 | 39.7388 | 0 | 0 | 0 | 0 | 0 | 0 | 0 | 0 | 0 | 0 | 2973.2637
v5.10_MeasureAssessmentTemplate_Industrial_All | HVAC Controls - SEG SEL - HVAC System with controls | HVAC | HVAC Controls | Retrofit | HVAC Controls | Industrial | Primary Metal Manufacturing | Firm | Sales | Commercial | 0.066413 | 0 | 0.7144 | 5.3472 | 1.65 | 4.0542 | -1.8626 | 1.8074 | 2.9174 | 4.394 | 6.2447 | 8.429 | 10.8428 | 13.3073 | 15.5715 | 17.3355 | 18.2996 | 18.2343 | 17.0564 | 14.8808 | 12.2114 | 2.1882 | 0 | 0 | 0 | 0 | 0 | 0 | 0 | 0 | 0 | 0 | 163.7201
v5.10_MeasureAssessmentTemplate_Industrial_All | HVAC Controls - SEG SEL - HVAC System with controls | HVAC | HVAC Controls | Retrofit | HVAC Controls | Industrial | Pulp and Paper Mills | Firm | Sales | Commercial | 0.066413 | 0 | 0.7144 | 5.3472 | 1.65 | 4.0542 | -1.8626 | 0.42586 | 0.68738 | 1.0353 | 1.4713 | 1.986 | 2.5547 | 3.1354 | 3.6689 | 4.0845 | 4.3116 | 4.2963 | 4.0187 | 3.5061 | 2.8772 | 0.51557 | 0 | 0 | 0 | 0 | 0 | 0 | 0 | 0 | 0 | 0 | 38.5749
v5.10_MeasureAssessmentTemplate_Industrial_All | HVAC Controls - SEG SEL - HVAC System with controls | HVAC | HVAC Controls | Retrofit | HVAC Controls | Industrial | Semiconductor Manufacturing | Firm | Sales | Commercial | 0.066413 | 0 | 0.7144 | 5.3472 | 1.65 | 4.0542 | -1.8626 | 76.7618 | 123.901 | 186.6148 | 265.2119 | 357.9801 | 460.4942 | 565.1615 | 661.3223 | 736.2411 | 777.1844 | 774.4131 | 724.3876 | 631.9891 | 518.6191 | 92.9322 | 0 | 0 | 0 | 0 | 0 | 0 | 0 | 0 | 0 | 0 | 6953.2143
v5.10_MeasureAssessmentTemplate_Industrial_All | HVAC Controls - SEG SEL - HVAC System with controls | HVAC | HVAC Controls | Retrofit | HVAC Controls | Industrial | Wood | Firm | Sales | Commercial | 0.066413 | 0 | 0.7144 | 5.3472 | 1.65 | 4.0542 | -1.8626 | 28.3787 | 45.8061 | 68.9913 | 98.0486 | 132.3449 | 170.2442 | 208.9396 | 244.4901 | 272.1876 | 287.3242 | 286.2997 | 267.8053 | 233.6457 | 191.7329 | 34.3569 | 0 | 0 | 0 | 0 | 0 | 0 | 0 | 0 | 0 | 0 | 2570.5959
v5.10_MeasureAssessmentTemplate_Industrial_All | HVAC Controls - SEG SEL - HVAC System with controls | HVAC | HVAC Controls | Retrofit | HVAC Controls | Industrial | Cement/Concrete Products | Firm | Sales | Industrial | 0.066413 | 0 | 0.7144 | 5.3472 | 1.65 | 4.0542 | -1.8626 | 11.1606 | 18.0017 | 27.0945 | 38.4791 | 51.9025 | 66.7192 | 81.827 | 95.6829 | 106.4482 | 112.2896 | 111.8112 | 104.5155 | 91.1206 | 74.7227 | 2.3896 | 0 | 0 | 0 | 0 | 0 | 0 | 0 | 0 | 0 | 0 | 994.1647
v5.10_MeasureAssessmentTemplate_Industrial_All | HVAC Controls - SEG SEL - HVAC System with controls | HVAC | HVAC Controls | Retrofit | HVAC Controls | Industrial | Chemical Manufacturing | Firm | Sales | Industrial | 0.066413 | 0 | 0.7144 | 5.3472 | 1.65 | 4.0542 | -1.8626 | 21.3469 | 34.456 | 51.8962 | 73.7535 | 99.5516 | 128.0601 | 157.1673 | 183.9089 | 204.7433 | 216.1293 | 215.3586 | 201.4469 | 175.7515 | 144.2242 | 25.8438 | 0 | 0 | 0 | 0 | 0 | 0 | 0 | 0 | 0 | 0 | 1933.6379
v5.10_MeasureAssessmentTemplate_Industrial_All | HVAC Controls - SEG SEL - HVAC System with controls | HVAC | HVAC Controls | Retrofit | HVAC Controls | Industrial | Misc. Manufacturing | Firm | Sales | Industrial | 0.066413 | 0 | 0.7144 | 5.3472 | 1.65 | 4.0542 | -1.8626 | 212.2375 | 342.5722 | 515.9684 | 733.2806 | 989.7739 | 1273.2136 | 1562.6067 | 1828.4801 | 2035.6222 | 2148.8257 | 2141.1632 | 2002.8484 | 1747.3773 | 1433.9224 | 256.947 | 0 | 0 | 0 | 0 | 0 | 0 | 0 | 0 | 0 | 0 | 19224.8392
v5.10_MeasureAssessmentTemplate_Industrial_All | HVAC Controls - SEG SEL - HVAC System with controls | HVAC | HVAC Controls | Retrofit | HVAC Controls | Industrial | Other Food | Firm | Sales | Industrial | 0.066413 | 0 | 0.7144 | 5.3472 | 1.65 | 4.0542 | -1.8626 | 29.8661 | 48.2069 | 72.6072 | 103.1874 | 139.2813 | 179.167 | 219.8905 | 257.3042 | 286.4533 | 302.3834 | 301.3051 | 281.8414 | 245.8914 | 201.782 | 36.1577 | 0 | 0 | 0 | 0 | 0 | 0 | 0 | 0 | 0 | 0 | 2705.3248
v5.10_MeasureAssessmentTemplate_Industrial_All | HVAC Controls - SEG SEL - HVAC System with controls | HVAC | HVAC Controls | Retrofit | HVAC Controls | Industrial | Primary Metal Manufacturing | Firm | Sales | Industrial | 0.066413 | 0 | 0.7144 | 5.3472 | 1.65 | 4.0542 | -1.8626 | 14.5046 | 23.4119 | 35.2621 | 50.1135 | 67.6426 | 87.0133 | 106.7909 | 124.9611 | 139.1175 | 146.854 | 146.3303 | 136.8777 | 119.4184 | 97.9964 | 17.5601 | 0 | 0 | 0 | 0 | 0 | 0 | 0 | 0 | 0 | 0 | 1313.8546
v5.10_MeasureAssessmentTemplate_Industrial_All | HVAC Controls - SEG SEL - HVAC System with controls | HVAC | HVAC Controls | Retrofit | HVAC Controls | Industrial | Pulp and Paper Mills | Firm | Sales | Industrial | 0.066413 | 0 | 0.7144 | 5.3472 | 1.65 | 4.0542 | -1.8626 | 10.8278 | 17.4771 | 26.3232 | 37.4099 | 50.4954 | 64.9557 | 79.7197 | 93.2838 | 103.8516 | 109.627 | 109.236 | 102.1796 | 89.1462 | 73.1546 | 13.1087 | 0 | 0 | 0 | 0 | 0 | 0 | 0 | 0 | 0 | 0 | 980.7965
v5.10_MeasureAssessmentTemplate_Industrial_All | HVAC Controls - SEG SEL - HVAC System with controls | HVAC | HVAC Controls | Retrofit | HVAC Controls | Industrial | Semiconductor Manufacturing | Firm | Sales | Industrial | 0.066413 | 0 | 0.7144 | 5.3472 | 1.65 | 4.0542 | -1.8626 | 70.8741 | 114.3978 | 172.3014 | 244.8701 | 330.5229 | 425.1742 | 521.8135 | 610.5987 | 679.7712 | 717.5742 | 715.0154 | 668.8268 | 583.5154 | 478.8409 | 85.8043 | 0 | 0 | 0 | 0 | 0 | 0 | 0 | 0 | 0 | 0 | 6419.9009
v5.10_MeasureAssessmentTemplate_Industrial_All | HVAC Controls - SEG SEL - HVAC System with controls | HVAC | HVAC Controls | Retrofit | HVAC Controls | Industrial | Wood | Firm | Sales | Industrial | 0.066413 | 0 | 0.7144 | 5.3472 | 1.65 | 4.0542 | -1.8626 | 8.3035 | 13.4026 | 20.1865 | 28.6885 | 38.7234 | 49.8125 | 61.1346 | 71.5365 | 79.6406 | 84.0695 | 83.7697 | 78.3584 | 68.3635 | 56.1 | 10.0527 | 0 | 0 | 0 | 0 | 0 | 0 | 0 | 0 | 0 | 0 | 752.1424
v5.10_MeasureAssessmentTemplate_Industrial_All | HVAC Controls - SEG SEL - HVAC System with controls | HVAC | HVAC Controls | Retrofit | HVAC Controls | Industrial | Wood | Interruptible | Sales | Industrial | 0.066413 | 0 | 0.35355 | 2.6463 | 3.1129 | 1.3498 | -0.39962 | 22.8351 | 36.8581 | 55.5142 | 78.8952 | 106.4919 | 136.9878 | 168.1242 | 196.7301 | 219.017 | 231.1968 | 230.3724 | 215.4908 | 188.0041 | 154.2788 | 27.6455 | 0 | 0 | 0 | 0 | 0 | 0 | 0 | 0 | 0 | 0 | 2068.4421
v5.10_MeasureAssessmentTemplate_Industrial_All | HVAC Controls - SEG SEL - HVAC System with controls | HVAC | HVAC Controls | Retrofit | HVAC Controls | Industrial | Misc. Manufacturing | Firm | Transport | Industrial | 0.066413 | 0 | 0.7144 | 4.1746 | 1.65 | 1.3498 | -1.7196 | 15.5406 | 25.084 | 37.7806 | 53.6927 | 72.4738 | 93.228 | 114.4182 | 133.8861 | 149.0536 | 157.3426 | 156.7816 | 146.6538 | 127.9475 | 104.9955 | 18.8143 | 0 | 0 | 0 | 0 | 0 | 0 | 0 | 0 | 0 | 0 | 1407.6931
v5.10_MeasureAssessmentTemplate_Industrial_All | HVAC Controls - SEG SEL - HVAC System with controls | HVAC | HVAC Controls | Retrofit | HVAC Controls | Industrial | Other Food | Firm | Transport | Industrial | 0.066413 | 0 | 0.7144 | 4.1746 | 1.65 | 1.3498 | -1.7196 | 608.2121 | 981.714 | 1478.6182 | 2101.3728 | 2836.4095 | 3648.6667 | 4477.9849 | 5239.902 | 5833.5122 | 6157.9211 | 6135.9627 | 5739.5919 | 5007.4846 | 4109.2122 | 736.3367 | 0 | 0 | 0 | 0 | 0 | 0 | 0 | 0 | 0 | 0 | 55092.9015
v5.10_MeasureAssessmentTemplate_Industrial_All | HVAC Controls - SEG SEL - HVAC System with controls | HVAC | HVAC Controls | Retrofit | HVAC Controls | Industrial | Semiconductor Manufacturing | Firm | Transport | Industrial | 0.066413 | 0 | 0.7144 | 4.1746 | 1.65 | 1.3498 | -1.7196 | 261.647 | 422.3239 | 636.0873 | 903.9904 | 1220.1961 | 1569.6213 | 1926.386 | 2254.1555 | 2509.5209 | 2649.0785 | 2639.6322 | 2469.1173 | 2154.1717 | 1767.7436 | 316.765 | 0 | 0 | 0 | 0 | 0 | 0 | 0 | 0 | 0 | 0 | 23700.4366
v5.10_MeasureAssessmentTemplate_Industrial_All | HVAC Controls - SEG SEL - HVAC System with controls | HVAC | HVAC Controls | Retrofit | HVAC Controls | Industrial | Cement/Concrete Products | Interruptible | Transport | Industrial | 0.066413 | 0 | 0.35355 | 1.4738 | 3.1129 | 1.3498 | -0.25662 | 291.5362 | 470.5679 | 708.7505 | 1007.2573 | 1359.5847 | 1748.9264 | 2146.4459 | 2511.6579 | 2796.1949 | 2951.6948 | 2941.1694 | 2751.1758 | 2400.2526 | 1969.681 | 352.9505 | 0 | 0 | 0 | 0 | 0 | 0 | 0 | 0 | 0 | 0 | 26407.8457
v5.10_MeasureAssessmentTemplate_Industrial_All | HVAC Controls - SEG SEL - HVAC System with controls | HVAC | HVAC Controls | Retrofit | HVAC Controls | Industrial | Misc. Manufacturing | Interruptible | Transport | Industrial | 0.066413 | 0 | 0.35355 | 1.4738 | 3.1129 | 1.3498 | -0.25662 | 93.7115 | 151.2595 | 227.821 | 323.7732 | 437.0254 | 562.1755 | 689.9544 | 807.3482 | 898.8099 | 948.7938 | 945.4106 | 884.3389 | 771.5381 | 633.135 | 113.4525 | 0 | 0 | 0 | 0 | 0 | 0 | 0 | 0 | 0 | 0 | 8488.5475
v5.10_MeasureAssessmentTemplate_Industrial_All | HVAC Controls - SEG SEL - HVAC System with controls | HVAC | HVAC Controls | Retrofit | HVAC Controls | Industrial | Other Food | Interruptible | Transport | Industrial | 0.066413 | 0 | 0.35355 | 1.4738 | 3.1129 | 1.3498 | -0.25662 | 313.1059 | 505.3837 | 761.1886 | 1081.7809 | 1460.1758 | 1878.3236 | 2305.2543 | 2697.4871 | 3003.076 | 3170.0808 | 3158.7767 | 2954.7261 | 2577.8392 | 2115.4111 | 379.0641 | 0 | 0 | 0 | 0 | 0 | 0 | 0 | 0 | 0 | 0 | 28361.6737
v5.10_MeasureAssessmentTemplate_Industrial_All | HVAC Controls - SEG SEL - HVAC System with controls | HVAC | HVAC Controls | Retrofit | HVAC Controls | Industrial | Semiconductor Manufacturing | Interruptible | Transport | Industrial | 0.066413 | 0 | 0.35355 | 1.4738 | 3.1129 | 1.3498 | -0.25662 | 392.9101 | 634.1954 | 955.1997 | 1357.5043 | 1832.3442 | 2357.0691 | 2892.8156 | 3385.0204 | 3768.4975 | 3978.0684 | 3963.883 | 3707.8242 | 3234.8768 | 2654.5853 | 475.6796 | 0 | 0 | 0 | 0 | 0 | 0 | 0 | 0 | 0 | 0 | 35590.4737
v5.10_MeasureAssessmentTemplate_Industrial_All | HVAC Controls - SEG SEL - HVAC System with controls | HVAC | HVAC Controls | Retrofit | HVAC Controls | Industrial | Wood | Interruptible | Transport | Industrial | 0.066413 | 0 | 0.35355 | 1.4738 | 3.1129 | 1.3498 | -0.25662 | 208.9499 | 337.2656 | 507.9758 | 721.9217 | 974.4419 | 1253.491 | 1538.4013 | 1800.1562 | 2004.0895 | 2115.5395 | 2107.9957 | 1971.8235 | 1720.3097 | 1411.7103 | 252.9668 | 0 | 0 | 0 | 0 | 0 | 0 | 0 | 0 | 0 | 0 | 18927.0383
v5.10_MeasureAssessmentTemplate_Industrial_All | Custom O&M - SEG SEL - Custom O&M | Whole Building | Custom O&M | Retrofit | Custom O&M | Industrial | Cement/Concrete Products | Firm | Sales | Commercial | 0.025 | 1 | 4.8022 | 2.878 | -0.74213 | 0.32461 | -0.52509 | 10.8017 | 17.435 | 26.2599 | 37.3198 | 50.3739 | 64.7993 | 79.5278 | 93.0592 | 103.6016 | 109.363 | 108.973 | 101.9336 | 88.9315 | 72.9785 | 13.0771 | 0 | 0 | 0 | 0 | 0 | 0 | 0 | 0 | 0 | 0 | 978.4347
v5.10_MeasureAssessmentTemplate_Industrial_All | Custom O&M - SEG SEL - Custom O&M | Whole Building | Custom O&M | Retrofit | Custom O&M | Industrial | Chemical Manufacturing | Firm | Sales | Commercial | 0.025 | 1 | 4.8022 | 2.878 | -0.74213 | 0.32461 | -0.52509 | 2.8255 | 4.5607 | 6.8691 | 9.7622 | 13.1769 | 16.9504 | 20.8031 | 24.3427 | 27.1004 | 28.6075 | 28.5055 | 26.6641 | 23.263 | 19.0899 | 3.4208 | 0 | 0 | 0 | 0 | 0 | 0 | 0 | 0 | 0 | 0 | 255.9417
v5.10_MeasureAssessmentTemplate_Industrial_All | Custom O&M - SEG SEL - Custom O&M | Whole Building | Custom O&M | Retrofit | Custom O&M | Industrial | Misc. Manufacturing | Firm | Sales | Commercial | 0.025 | 1 | 4.8022 | 2.878 | -0.74213 | 0.32461 | -0.52509 | 63.9964 | 103.2965 | 155.581 | 221.1076 | 298.4485 | 383.9147 | 471.176 | 551.3453 | 613.8053 | 647.9398 | 645.6293 | 603.923 | 526.8902 | 432.3735 | 77.4777 | 0 | 0 | 0 | 0 | 0 | 0 | 0 | 0 | 0 | 0 | 5796.9048
v5.10_MeasureAssessmentTemplate_Industrial_All | Custom O&M - SEG SEL - Custom O&M | Whole Building | Custom O&M | Retrofit | Custom O&M | Industrial | Other Food | Firm | Sales | Commercial | 0.025 | 1 | 4.8022 | 2.878 | -0.74213 | 0.32461 | -0.52509 | 19.572 | 31.5911 | 47.5813 | 67.6213 | 91.2745 | 117.4126 | 144.0997 | 168.6179 | 187.72 | 198.1593 | 197.4527 | 184.6977 | 161.1388 | 132.2327 | 23.695 | 0 | 0 | 0 | 0 | 0 | 0 | 0 | 0 | 0 | 0 | 1772.8667
v5.10_MeasureAssessmentTemplate_Industrial_All | Custom O&M - SEG SEL - Custom O&M | Whole Building | Custom O&M | Retrofit | Custom O&M | Industrial | Primary Metal Manufacturing | Firm | Sales | Commercial | 0.025 | 1 | 4.8022 | 2.878 | -0.74213 | 0.32461 | -0.52509 | 1.0777 | 1.7395 | 2.62 | 3.7235 | 5.0259 | 6.4652 | 7.9347 | 9.2848 | 10.3366 | 10.9115 | 10.8726 | 10.1702 | 8.873 | 7.2813 | 1.3047 | 0 | 0 | 0 | 0 | 0 | 0 | 0 | 0 | 0 | 0 | 97.6213
v5.10_MeasureAssessmentTemplate_Industrial_All | Custom O&M - SEG SEL - Custom O&M | Whole Building | Custom O&M | Retrofit | Custom O&M | Industrial | Pulp and Paper Mills | Firm | Sales | Commercial | 0.025 | 1 | 4.8022 | 2.878 | -0.74213 | 0.32461 | -0.52509 | 0.25393 | 0.40986 | 0.61732 | 0.87731 | 1.1842 | 1.5233 | 1.8695 | 2.1876 | 2.4355 | 2.5709 | 2.5617 | 2.3963 | 2.0906 | 1.7156 | 0.30742 | 0 | 0 | 0 | 0 | 0 | 0 | 0 | 0 | 0 | 0 | 23.001
v5.10_MeasureAssessmentTemplate_Industrial_All | Custom O&M - SEG SEL - Custom O&M | Whole Building | Custom O&M | Retrofit | Custom O&M | Industrial | Semiconductor Manufacturing | Firm | Sales | Commercial | 0.025 | 1 | 4.8022 | 2.878 | -0.74213 | 0.32461 | -0.52509 | 45.7707 | 73.8784 | 111.2727 | 158.1378 | 213.4527 | 274.5787 | 336.9886 | 394.3263 | 438.9982 | 463.4114 | 461.759 | 431.9303 | 376.8359 | 309.2368 | 55.4127 | 0 | 0 | 0 | 0 | 0 | 0 | 0 | 0 | 0 | 0 | 4145.9903
v5.10_MeasureAssessmentTemplate_Industrial_All | Custom O&M - SEG SEL - Custom O&M | Whole Building | Custom O&M | Retrofit | Custom O&M | Industrial | Wood | Firm | Sales | Commercial | 0.025 | 1 | 4.8022 | 2.878 | -0.74213 | 0.32461 | -0.52509 | 16.9214 | 27.3128 | 41.1374 | 58.4634 | 78.9132 | 101.5114 | 124.5843 | 145.782 | 162.2972 | 171.3227 | 170.7118 | 159.6842 | 139.3158 | 114.3245 | 20.486 | 0 | 0 | 0 | 0 | 0 | 0 | 0 | 0 | 0 | 0 | 1532.7682
v5.10_MeasureAssessmentTemplate_Industrial_All | Custom O&M - SEG SEL - Custom O&M | Whole Building | Custom O&M | Retrofit | Custom O&M | Industrial | Cement/Concrete Products | Firm | Sales | Industrial | 0.025 | 1 | 4.8022 | 2.878 | -0.74213 | 0.32461 | -0.52509 | 6.6547 | 10.7339 | 16.1556 | 22.9439 | 30.9479 | 39.7826 | 48.7909 | 57.0528 | 63.4718 | 66.9549 | 66.6696 | 62.3194 | 54.3324 | 44.5549 | 1.4249 | 0 | 0 | 0 | 0 | 0 | 0 | 0 | 0 | 0 | 0 | 592.7902
v5.10_MeasureAssessmentTemplate_Industrial_All | Custom O&M - SEG SEL - Custom O&M | Whole Building | Custom O&M | Retrofit | Custom O&M | Industrial | Chemical Manufacturing | Firm | Sales | Industrial | 0.025 | 1 | 4.8022 | 2.878 | -0.74213 | 0.32461 | -0.52509 | 12.7285 | 20.545 | 30.9441 | 43.977 | 59.3596 | 76.3583 | 93.7141 | 109.6593 | 122.0822 | 128.8713 | 128.4118 | 120.1166 | 104.7953 | 85.9965 | 15.4099 | 0 | 0 | 0 | 0 | 0 | 0 | 0 | 0 | 0 | 0 | 1152.9695
v5.10_MeasureAssessmentTemplate_Industrial_All | Custom O&M - SEG SEL - Custom O&M | Whole Building | Custom O&M | Retrofit | Custom O&M | Industrial | Misc. Manufacturing | Firm | Sales | Industrial | 0.025 | 1 | 4.8022 | 2.878 | -0.74213 | 0.32461 | -0.52509 | 126.5508 | 204.2654 | 307.6563 | 437.2329 | 590.1721 | 759.1785 | 931.7349 | 1090.2671 | 1213.7796 | 1281.2794 | 1276.7105 | 1194.2376 | 1041.9079 | 855.0043 | 153.2097 | 0 | 0 | 0 | 0 | 0 | 0 | 0 | 0 | 0 | 0 | 11463.187
v5.10_MeasureAssessmentTemplate_Industrial_All | Custom O&M - SEG SEL - Custom O&M | Whole Building | Custom O&M | Retrofit | Custom O&M | Industrial | Other Food | Firm | Sales | Industrial | 0.025 | 1 | 4.8022 | 2.878 | -0.74213 | 0.32461 | -0.52509 | 17.8083 | 28.7443 | 43.2935 | 61.5275 | 83.0492 | 106.8318 | 131.114 | 153.4227 | 170.8034 | 180.302 | 179.6591 | 168.0535 | 146.6176 | 120.3164 | 21.5597 | 0 | 0 | 0 | 0 | 0 | 0 | 0 | 0 | 0 | 0 | 1613.1029
v5.10_MeasureAssessmentTemplate_Industrial_All | Custom O&M - SEG SEL - Custom O&M | Whole Building | Custom O&M | Retrofit | Custom O&M | Industrial | Primary Metal Manufacturing | Firm | Sales | Industrial | 0.025 | 1 | 4.8022 | 2.878 | -0.74213 | 0.32461 | -0.52509 | 8.6487 | 13.9598 | 21.0257 | 29.8812 | 40.3333 | 51.8834 | 63.6762 | 74.5105 | 82.9515 | 87.5646 | 87.2523 | 81.616 | 71.2056 | 58.4323 | 10.4706 | 0 | 0 | 0 | 0 | 0 | 0 | 0 | 0 | 0 | 0 | 783.4115
v5.10_MeasureAssessmentTemplate_Industrial_All | Custom O&M - SEG SEL - Custom O&M | Whole Building | Custom O&M | Retrofit | Custom O&M | Industrial | Pulp and Paper Mills | Firm | Sales | Industrial | 0.025 | 1 | 4.8022 | 2.878 | -0.74213 | 0.32461 | -0.52509 | 6.4563 | 10.421 | 15.6957 | 22.3064 | 30.1089 | 38.7311 | 47.5345 | 55.6223 | 61.9236 | 65.3672 | 65.1341 | 60.9266 | 53.1552 | 43.6199 | 7.8163 | 0 | 0 | 0 | 0 | 0 | 0 | 0 | 0 | 0 | 0 | 584.8191
v5.10_MeasureAssessmentTemplate_Industrial_All | Custom O&M - SEG SEL - Custom O&M | Whole Building | Custom O&M | Retrofit | Custom O&M | Industrial | Semiconductor Manufacturing | Firm | Sales | Industrial | 0.025 | 1 | 4.8022 | 2.878 | -0.74213 | 0.32461 | -0.52509 | 42.2601 | 68.2119 | 102.7381 | 146.0086 | 197.0808 | 253.5184 | 311.1415 | 364.0814 | 405.3269 | 427.8677 | 426.3419 | 398.8011 | 347.9325 | 285.5183 | 51.1625 | 0 | 0 | 0 | 0 | 0 | 0 | 0 | 0 | 0 | 0 | 3827.9917
v5.10_MeasureAssessmentTemplate_Industrial_All | Custom O&M - SEG SEL - Custom O&M | Whole Building | Custom O&M | Retrofit | Custom O&M | Industrial | Wood | Firm | Sales | Industrial | 0.025 | 1 | 4.8022 | 2.878 | -0.74213 | 0.32461 | -0.52509 | 4.9511 | 7.9916 | 12.0366 | 17.1061 | 23.0896 | 29.7017 | 36.4527 | 42.655 | 47.4873 | 50.1281 | 49.9493 | 46.7227 | 40.7631 | 33.4507 | 5.9941 | 0 | 0 | 0 | 0 | 0 | 0 | 0 | 0 | 0 | 0 | 448.4796
v5.10_MeasureAssessmentTemplate_Industrial_All | Custom O&M - SEG SEL - Custom O&M | Whole Building | Custom O&M | Retrofit | Custom O&M | Industrial | Wood | Interruptible | Sales | Industrial | 0.025 | 1 | 4.4156 | 2.6463 | -0.61666 | 1.3498 | -0.39962 | 13.6159 | 21.9774 | 33.1014 | 47.0428 | 63.4979 | 81.6817 | 100.2474 | 117.3042 | 130.5932 | 137.8556 | 137.364 | 128.4906 | 112.1011 | 91.9918 | 16.4842 | 0 | 0 | 0 | 0 | 0 | 0 | 0 | 0 | 0 | 0 | 1233.3491
v5.10_MeasureAssessmentTemplate_Industrial_All | Custom O&M - SEG SEL - Custom O&M | Whole Building | Custom O&M | Retrofit | Custom O&M | Industrial | Misc. Manufacturing | Firm | Transport | Industrial | 0.025 | 1 | 4.8022 | 1.7054 | -0.74213 | 1.3498 | -0.38209 | 9.2664 | 14.9568 | 22.5274 | 32.0153 | 43.2139 | 55.589 | 68.2241 | 79.8322 | 88.8761 | 93.8186 | 93.4841 | 87.4452 | 76.2912 | 62.6057 | 11.2184 | 0 | 0 | 0 | 0 | 0 | 0 | 0 | 0 | 0 | 0 | 839.3646
v5.10_MeasureAssessmentTemplate_Industrial_All | Custom O&M - SEG SEL - Custom O&M | Whole Building | Custom O&M | Retrofit | Custom O&M | Industrial | Other Food | Firm | Transport | Industrial | 0.025 | 1 | 4.8022 | 1.7054 | -0.74213 | 1.3498 | -0.38209 | 362.6584 | 585.3662 | 881.6551 | 1252.9847 | 1691.2648 | 2175.589 | 2670.0862 | 3124.3942 | 3478.3459 | 3671.7811 | 3658.688 | 3422.3441 | 2985.8108 | 2450.1983 | 439.0552 | 0 | 0 | 0 | 0 | 0 | 0 | 0 | 0 | 0 | 0 | 32850.2218
v5.10_MeasureAssessmentTemplate_Industrial_All | Custom O&M - SEG SEL - Custom O&M | Whole Building | Custom O&M | Retrofit | Custom O&M | Industrial | Semiconductor Manufacturing | Firm | Transport | Industrial | 0.025 | 1 | 4.8022 | 1.7054 | -0.74213 | 1.3498 | -0.38209 | 156.0122 | 251.8189 | 379.2795 | 539.022 | 727.5658 | 935.9175 | 1148.6454 | 1344.0844 | 1496.351 | 1579.5649 | 1573.9324 | 1472.2595 | 1284.4671 | 1054.0517 | 188.8773 | 0 | 0 | 0 | 0 | 0 | 0 | 0 | 0 | 0 | 0 | 14131.8496
v5.10_MeasureAssessmentTemplate_Industrial_All | Custom O&M - SEG SEL - Custom O&M | Whole Building | Custom O&M | Retrofit | Custom O&M | Industrial | Cement/Concrete Products | Interruptible | Transport | Industrial | 0.025 | 1 | 4.4156 | 1.4738 | -0.61666 | 1.3498 | -0.25662 | 173.8341 | 280.5853 | 422.6064 | 600.5969 | 810.679 | 1042.8316 | 1279.8604 | 1497.6253 | 1667.286 | 1760.0058 | 1753.7299 | 1640.4425 | 1431.1976 | 1174.4609 | 210.4536 | 0 | 0 | 0 | 0 | 0 | 0 | 0 | 0 | 0 | 0 | 15746.1954
v5.10_MeasureAssessmentTemplate_Industrial_All | Custom O&M - SEG SEL - Custom O&M | Whole Building | Custom O&M | Retrofit | Custom O&M | Industrial | Misc. Manufacturing | Interruptible | Transport | Industrial | 0.025 | 1 | 4.4156 | 1.4738 | -0.61666 | 1.3498 | -0.25662 | 55.8773 | 90.1915 | 135.8427 | 193.0561 | 260.585 | 335.2082 | 411.3988 | 481.3972 | 535.933 | 565.7369 | 563.7196 | 527.3044 | 460.0447 | 377.5191 | 67.6483 | 0 | 0 | 0 | 0 | 0 | 0 | 0 | 0 | 0 | 0 | 5061.4627
v5.10_MeasureAssessmentTemplate_Industrial_All | Custom O&M - SEG SEL - Custom O&M | Whole Building | Custom O&M | Retrofit | Custom O&M | Industrial | Other Food | Interruptible | Transport | Industrial | 0.025 | 1 | 4.4156 | 1.4738 | -0.61666 | 1.3498 | -0.25662 | 186.6955 | 301.3449 | 453.8736 | 645.0331 | 870.6584 | 1119.9872 | 1374.553 | 1608.4295 | 1790.6429 | 1890.2228 | 1883.4825 | 1761.8133 | 1537.0871 | 1261.3553 | 226.0244 | 0 | 0 | 0 | 0 | 0 | 0 | 0 | 0 | 0 | 0 | 16911.2036
v5.10_MeasureAssessmentTemplate_Industrial_All | Custom O&M - SEG SEL - Custom O&M | Whole Building | Custom O&M | Retrofit | Custom O&M | Industrial | Semiconductor Manufacturing | Interruptible | Transport | Industrial | 0.025 | 1 | 4.4156 | 1.4738 | -0.61666 | 1.3498 | -0.25662 | 234.2804 | 378.1515 | 569.5565 | 809.4386 | 1092.5711 | 1405.4486 | 1724.898 | 2018.3847 | 2247.0405 | 2372.0012 | 2363.5429 | 2210.8628 | 1928.8586 | 1582.8485 | 283.6333 | 0 | 0 | 0 | 0 | 0 | 0 | 0 | 0 | 0 | 0 | 21221.5172
v5.10_MeasureAssessmentTemplate_Industrial_All | Custom O&M - SEG SEL - Custom O&M | Whole Building | Custom O&M | Retrofit | Custom O&M | Industrial | Wood | Interruptible | Transport | Industrial | 0.025 | 1 | 4.4156 | 1.4738 | -0.61666 | 1.3498 | -0.25662 | 124.5905 | 201.1012 | 302.8905 | 430.46 | 581.0301 | 747.4186 | 917.3019 | 1073.3784 | 1194.9777 | 1261.4319 | 1256.9337 | 1175.7384 | 1025.7684 | 841.7599 | 150.8364 | 0 | 0 | 0 | 0 | 0 | 0 | 0 | 0 | 0 | 0 | 11285.6174
v5.10_MeasureAssessmentTemplate_Industrial_All | Custom Process - SEG SEL - Efficiency Upgrades to Industrial Processes | Process | Custom Process | Retrofit | Custom Process | Industrial | Cement/Concrete Products | Firm | Sales | Commercial | 0.10636 | 1 | 3.051 | 2.878 | -0.55581 | 0.51094 | -0.52509 | 29.2114 | 57.9415 | 102.0848 | 164.7749 | 248.1773 | 352.7029 | 476.0745 | 612.407 | 751.6031 | 879.4864 | 979.1203 | 1033.5705 | 1029.8849 | 963.3564 | 840.4765 | 689.7068 | 249.8054 | 0 | 0 | 0 | 0 | 0 | 0 | 0 | 0 | 9460.3847
v5.10_MeasureAssessmentTemplate_Industrial_All | Custom Process - SEG SEL - Efficiency Upgrades to Industrial Processes | Process | Custom Process | Retrofit | Custom Process | Industrial | Chemical Manufacturing | Firm | Sales | Commercial | 0.10636 | 1 | 3.051 | 2.878 | -0.55581 | 0.51094 | -0.52509 | 7.6412 | 15.1565 | 26.7036 | 43.1023 | 64.9189 | 92.261 | 124.5329 | 160.1952 | 196.6065 | 230.0585 | 256.1211 | 270.3643 | 269.4002 | 251.9975 | 219.8542 | 180.4155 | 65.3448 | 0 | 0 | 0 | 0 | 0 | 0 | 0 | 0 | 2474.674
v5.10_MeasureAssessmentTemplate_Industrial_All | Custom Process - SEG SEL - Efficiency Upgrades to Industrial Processes | Process | Custom Process | Retrofit | Custom Process | Industrial | Misc. Manufacturing | Firm | Sales | Commercial | 0.10636 | 1 | 3.051 | 2.878 | -0.55581 | 0.51094 | -0.52509 | 173.0679 | 343.2846 | 604.8189 | 976.237 | 1470.3689 | 2089.6491 | 2820.5851 | 3628.3107 | 4453.002 | 5210.6684 | 5800.9667 | 6123.5658 | 6101.7299 | 5707.5705 | 4979.5476 | 4086.2867 | 1480.0149 | 0 | 0 | 0 | 0 | 0 | 0 | 0 | 0 | 56049.6747
v5.10_MeasureAssessmentTemplate_Industrial_All | Custom Process - SEG SEL - Efficiency Upgrades to Industrial Processes | Process | Custom Process | Retrofit | Custom Process | Industrial | Other Food | Firm | Sales | Commercial | 0.10636 | 1 | 3.051 | 2.878 | -0.55581 | 0.51094 | -0.52509 | 52.9293 | 104.9867 | 184.9717 | 298.5624 | 449.6827 | 639.0771 | 862.6192 | 1109.6458 | 1361.8611 | 1593.5781 | 1774.109 | 1872.7694 | 1866.0913 | 1745.5456 | 1522.8944 | 1249.7086 | 452.6328 | 0 | 0 | 0 | 0 | 0 | 0 | 0 | 0 | 17141.6652
v5.10_MeasureAssessmentTemplate_Industrial_All | Custom Process - SEG SEL - Efficiency Upgrades to Industrial Processes | Process | Custom Process | Retrofit | Custom Process | Industrial | Primary Metal Manufacturing | Firm | Sales | Commercial | 0.10636 | 1 | 3.051 | 2.878 | -0.55581 | 0.51094 | -0.52509 | 2.9145 | 5.781 | 10.1853 | 16.4401 | 24.7614 | 35.1902 | 47.4994 | 61.1017 | 74.9897 | 87.749 | 97.6897 | 103.1224 | 102.7547 | 96.1169 | 83.8568 | 68.8141 | 24.9238 | 0 | 0 | 0 | 0 | 0 | 0 | 0 | 0 | 943.8905
v5.10_MeasureAssessmentTemplate_Industrial_All | Custom Process - SEG SEL - Efficiency Upgrades to Industrial Processes | Process | Custom Process | Retrofit | Custom Process | Industrial | Pulp and Paper Mills | Firm | Sales | Commercial | 0.10636 | 1 | 3.051 | 2.878 | -0.55581 | 0.51094 | -0.52509 | 0.6867 | 1.3621 | 2.3998 | 3.8735 | 5.8341 | 8.2913 | 11.1916 | 14.3965 | 17.6687 | 20.675 | 23.0171 | 24.2972 | 24.2105 | 22.6466 | 19.7579 | 16.2136 | 5.8724 | 0 | 0 | 0 | 0 | 0 | 0 | 0 | 0 | 222.3946
v5.10_MeasureAssessmentTemplate_Industrial_All | Custom Process - SEG SEL - Efficiency Upgrades to Industrial Processes | Process | Custom Process | Retrofit | Custom Process | Industrial | Semiconductor Manufacturing | Firm | Sales | Commercial | 0.10636 | 1 | 3.051 | 2.878 | -0.55581 | 0.51094 | -0.52509 | 123.7795 | 245.5198 | 432.5711 | 698.2121 | 1051.619 | 1494.5329 | 2017.3038 | 2594.9953 | 3184.8208 | 3726.7095 | 4148.8954 | 4379.6207 | 4364.0035 | 4082.0977 | 3561.4102 | 2922.5432 | 1058.5179 | 0 | 0 | 0 | 0 | 0 | 0 | 0 | 0 | 40087.1522
v5.10_MeasureAssessmentTemplate_Industrial_All | Custom Process - SEG SEL - Efficiency Upgrades to Industrial Processes | Process | Custom Process | Retrofit | Custom Process | Industrial | Wood | Firm | Sales | Commercial | 0.10636 | 1 | 3.051 | 2.878 | -0.55581 | 0.51094 | -0.52509 | 45.7611 | 90.7684 | 159.9211 | 258.1283 | 388.7824 | 552.5272 | 745.7951 | 959.367 | 1177.4248 | 1377.7605 | 1533.8422 | 1619.1411 | 1613.3674 | 1509.1471 | 1316.6495 | 1080.4611 | 391.3329 | 0 | 0 | 0 | 0 | 0 | 0 | 0 | 0 | 14820.1771
v5.10_MeasureAssessmentTemplate_Industrial_All | Custom Process - SEG SEL - Efficiency Upgrades to Industrial Processes | Process | Custom Process | Retrofit | Custom Process | Industrial | Cement/Concrete Products | Firm | Sales | Industrial | 0.10636 | 1 | 3.051 | 2.878 | -0.55581 | 0.51094 | -0.52509 | 17.9966 | 35.6718 | 62.8048 | 101.3024 | 152.4712 | 216.537 | 292.0755 | 375.4547 | 460.4719 | 538.4444 | 599.025 | 631.8967 | 629.2046 | 588.149 | 512.7706 | 420.4934 | 96.8574 | 0 | 0 | 0 | 0 | 0 | 0 | 0 | 0 | 5731.6269
v5.10_MeasureAssessmentTemplate_Industrial_All | Custom Process - SEG SEL - Efficiency Upgrades to Industrial Processes | Process | Custom Process | Retrofit | Custom Process | Industrial | Chemical Manufacturing | Firm | Sales | Industrial | 0.10636 | 1 | 3.051 | 2.878 | -0.55581 | 0.51094 | -0.52509 | 34.4222 | 68.2772 | 120.2948 | 194.1677 | 292.4475 | 415.6186 | 560.9974 | 721.6491 | 885.6753 | 1036.3706 | 1153.7774 | 1217.9404 | 1213.5973 | 1135.2014 | 990.402 | 812.7378 | 294.366 | 0 | 0 | 0 | 0 | 0 | 0 | 0 | 0 | 11147.9428
v5.10_MeasureAssessmentTemplate_Industrial_All | Custom Process - SEG SEL - Efficiency Upgrades to Industrial Processes | Process | Custom Process | Retrofit | Custom Process | Industrial | Misc. Manufacturing | Firm | Sales | Industrial | 0.10636 | 1 | 3.051 | 2.878 | -0.55581 | 0.51094 | -0.52509 | 342.2361 | 678.834 | 1196.0093 | 1930.4763 | 2907.6057 | 4132.2118 | 5577.6135 | 7174.8639 | 8805.6638 | 10303.9238 | 11471.2193 | 12109.1482 | 12065.9684 | 11286.5312 | 9846.8902 | 8080.4964 | 2926.6803 | 0 | 0 | 0 | 0 | 0 | 0 | 0 | 0 | 110836.3723
v5.10_MeasureAssessmentTemplate_Industrial_All | Custom Process - SEG SEL - Efficiency Upgrades to Industrial Processes | Process | Custom Process | Retrofit | Custom Process | Industrial | Other Food | Firm | Sales | Industrial | 0.10636 | 1 | 3.051 | 2.878 | -0.55581 | 0.51094 | -0.52509 | 48.1596 | 95.5257 | 168.3028 | 271.6572 | 409.1591 | 581.486 | 784.8833 | 1009.6489 | 1239.1355 | 1449.9711 | 1614.2332 | 1704.0028 | 1697.9265 | 1588.2439 | 1385.6572 | 1137.0897 | 411.8433 | 0 | 0 | 0 | 0 | 0 | 0 | 0 | 0 | 15596.9256
v5.10_MeasureAssessmentTemplate_Industrial_All | Custom Process - SEG SEL - Efficiency Upgrades to Industrial Processes | Process | Custom Process | Retrofit | Custom Process | Industrial | Primary Metal Manufacturing | Firm | Sales | Industrial | 0.10636 | 1 | 3.051 | 2.878 | -0.55581 | 0.51094 | -0.52509 | 23.3889 | 46.3925 | 81.7371 | 131.9317 | 198.7102 | 282.4016 | 381.1825 | 490.3411 | 601.7924 | 704.1857 | 783.9605 | 827.5575 | 824.6065 | 771.3386 | 672.9514 | 552.2333 | 200.0138 | 0 | 0 | 0 | 0 | 0 | 0 | 0 | 0 | 7574.7253
v5.10_MeasureAssessmentTemplate_Industrial_All | Custom Process - SEG SEL - Efficiency Upgrades to Industrial Processes | Process | Custom Process | Retrofit | Custom Process | Industrial | Pulp and Paper Mills | Firm | Sales | Industrial | 0.10636 | 1 | 3.051 | 2.878 | -0.55581 | 0.51094 | -0.52509 | 17.4599 | 34.6322 | 61.017 | 98.4874 | 148.3378 | 210.8137 | 284.5539 | 366.0411 | 449.2399 | 525.6768 | 585.2289 | 617.7742 | 615.5713 | 575.8066 | 502.3603 | 412.2439 | 149.3109 | 0 | 0 | 0 | 0 | 0 | 0 | 0 | 0 | 5654.5556
v5.10_MeasureAssessmentTemplate_Industrial_All | Custom Process - SEG SEL - Efficiency Upgrades to Industrial Processes | Process | Custom Process | Retrofit | Custom Process | Industrial | Semiconductor Manufacturing | Firm | Sales | Industrial | 0.10636 | 1 | 3.051 | 2.878 | -0.55581 | 0.51094 | -0.52509 | 114.2856 | 226.6883 | 399.3927 | 644.659 | 970.9595 | 1379.9018 | 1862.5761 | 2395.9584 | 2940.5442 | 3440.8699 | 3830.674 | 4043.7026 | 4029.2832 | 3768.9997 | 3288.2491 | 2698.3834 | 977.3293 | 0 | 0 | 0 | 0 | 0 | 0 | 0 | 0 | 37012.4567
v5.10_MeasureAssessmentTemplate_Industrial_All | Custom Process - SEG SEL - Efficiency Upgrades to Industrial Processes | Process | Custom Process | Retrofit | Custom Process | Industrial | Wood | Firm | Sales | Industrial | 0.10636 | 1 | 3.051 | 2.878 | -0.55581 | 0.51094 | -0.52509 | 13.3895 | 26.5583 | 46.792 | 75.5269 | 113.7556 | 161.6665 | 218.2156 | 280.7056 | 344.5081 | 403.1252 | 448.7939 | 473.7519 | 472.0625 | 441.5683 | 385.2445 | 316.1371 | 114.5019 | 0 | 0 | 0 | 0 | 0 | 0 | 0 | 0 | 4336.3034
v5.10_MeasureAssessmentTemplate_Industrial_All | Custom Process - SEG SEL - Efficiency Upgrades to Industrial Processes | Process | Custom Process | Retrofit | Custom Process | Industrial | Wood | Interruptible | Sales | Industrial | 0.10636 | 1 | 2.8054 | 2.6463 | -0.43033 | 1.3498 | -0.39962 | 36.8219 | 73.0372 | 128.6812 | 207.7041 | 312.8356 | 444.5936 | 600.1075 | 771.9591 | 947.4204 | 1108.6215 | 1234.2133 | 1302.8495 | 1298.2037 | 1214.3423 | 1059.4482 | 869.3981 | 314.8879 | 0 | 0 | 0 | 0 | 0 | 0 | 0 | 0 | 11925.1252
v5.10_MeasureAssessmentTemplate_Industrial_All | Custom Process - SEG SEL - Efficiency Upgrades to Industrial Processes | Process | Custom Process | Retrofit | Custom Process | Industrial | Misc. Manufacturing | Firm | Transport | Industrial | 0.10636 | 1 | 3.051 | 1.7054 | -0.55581 | 1.3498 | -0.38209 | 25.0594 | 49.706 | 87.5749 | 141.3545 | 212.9025 | 302.5714 | 408.4075 | 525.3623 | 644.7738 | 754.4803 | 839.9527 | 886.6635 | 883.5018 | 826.4294 | 721.0151 | 591.6751 | 214.2992 | 0 | 0 | 0 | 0 | 0 | 0 | 0 | 0 | 8115.7294
v5.10_MeasureAssessmentTemplate_Industrial_All | Custom Process - SEG SEL - Efficiency Upgrades to Industrial Processes | Process | Custom Process | Retrofit | Custom Process | Industrial | Other Food | Firm | Transport | Industrial | 0.10636 | 1 | 3.051 | 1.7054 | -0.55581 | 1.3498 | -0.38209 | 980.7509 | 1945.3444 | 3427.4213 | 5532.1939 | 8332.3681 | 11841.7396 | 15983.8481 | 20561.1121 | 25234.5188 | 29528.1045 | 32873.2402 | 34701.3624 | 34577.6214 | 32343.9769 | 28218.3766 | 23156.3963 | 8387.0304 | 0 | 0 | 0 | 0 | 0 | 0 | 0 | 0 | 317625.4058
v5.10_MeasureAssessmentTemplate_Industrial_All | Custom Process - SEG SEL - Efficiency Upgrades to Industrial Processes | Process | Custom Process | Retrofit | Custom Process | Industrial | Semiconductor Manufacturing | Firm | Transport | Industrial | 0.10636 | 1 | 3.051 | 1.7054 | -0.55581 | 1.3498 | -0.38209 | 421.9096 | 836.8685 | 1474.4437 | 2379.8967 | 3584.5047 | 5094.2025 | 6876.0978 | 8845.1928 | 10855.6474 | 12702.7067 | 14141.7519 | 14928.1925 | 14874.9603 | 13914.0679 | 12139.2743 | 9961.6591 | 3608.0199 | 0 | 0 | 0 | 0 | 0 | 0 | 0 | 0 | 136639.3962
v5.10_MeasureAssessmentTemplate_Industrial_All | Custom Process - SEG SEL - Efficiency Upgrades to Industrial Processes | Process | Custom Process | Retrofit | Custom Process | Industrial | Cement/Concrete Products | Interruptible | Transport | Industrial | 0.10636 | 1 | 2.8054 | 1.4738 | -0.43033 | 1.3498 | -0.25662 | 470.1063 | 932.4678 | 1642.8761 | 2651.7631 | 3993.979 | 5676.1366 | 7661.5859 | 9855.6195 | 12095.7376 | 14153.7949 | 15757.2288 | 16633.5081 | 16574.195 | 15503.5355 | 13525.9991 | 11099.6249 | 4020.1805 | 0 | 0 | 0 | 0 | 0 | 0 | 0 | 0 | 152248.3386
v5.10_MeasureAssessmentTemplate_Industrial_All | Custom Process - SEG SEL - Efficiency Upgrades to Industrial Processes | Process | Custom Process | Retrofit | Custom Process | Industrial | Misc. Manufacturing | Interruptible | Transport | Industrial | 0.10636 | 1 | 2.8054 | 1.4738 | -0.43033 | 1.3498 | -0.25662 | 151.1111 | 299.7328 | 528.0867 | 852.3837 | 1283.8261 | 1824.5394 | 2462.7429 | 3167.9939 | 3888.0583 | 4549.6009 | 5065.0093 | 5346.6808 | 5327.6152 | 4983.462 | 4347.802 | 3567.8674 | 1292.2483 | 0 | 0 | 0 | 0 | 0 | 0 | 0 | 0 | 48938.7609
v5.10_MeasureAssessmentTemplate_Industrial_All | Custom Process - SEG SEL - Efficiency Upgrades to Industrial Processes | Process | Custom Process | Retrofit | Custom Process | Industrial | Other Food | Interruptible | Transport | Industrial | 0.10636 | 1 | 2.8054 | 1.4738 | -0.43033 | 1.3498 | -0.25662 | 504.8879 | 1001.4579 | 1764.427 | 2847.9582 | 4289.4801 | 6096.0949 | 8228.4409 | 10584.8038 | 12990.6607 | 15200.9868 | 16923.0533 | 17864.1656 | 17800.4641 | 16650.5901 | 14526.7424 | 11920.8489 | 4317.6201 | 0 | 0 | 0 | 0 | 0 | 0 | 0 | 0 | 163512.6826
v5.10_MeasureAssessmentTemplate_Industrial_All | Custom Process - SEG SEL - Efficiency Upgrades to Industrial Processes | Process | Custom Process | Retrofit | Custom Process | Industrial | Semiconductor Manufacturing | Interruptible | Transport | Industrial | 0.10636 | 1 | 2.8054 | 1.4738 | -0.43033 | 1.3498 | -0.25662 | 633.5733 | 1256.7087 | 2214.1427 | 3573.8434 | 5382.7793 | 7649.8625 | 10325.6991 | 13282.6498 | 16301.7095 | 19075.4017 | 21236.3872 | 22417.3694 | 22337.4317 | 20894.4787 | 18229.3065 | 14959.225 | 5418.0916 | 0 | 0 | 0 | 0 | 0 | 0 | 0 | 0 | 205188.6602
v5.10_MeasureAssessmentTemplate_Industrial_All | Custom Process - SEG SEL - Efficiency Upgrades to Industrial Processes | Process | Custom Process | Retrofit | Custom Process | Industrial | Wood | Interruptible | Transport | Industrial | 0.10636 | 1 | 2.8054 | 1.4738 | -0.43033 | 1.3498 | -0.25662 | 336.9347 | 668.3185 | 1177.4826 | 1900.5724 | 2862.5657 | 4068.2021 | 5491.2139 | 7063.7223 | 8669.2603 | 10144.3117 | 11293.5253 | 11921.5724 | 11879.0615 | 11111.6981 | 9694.3577 | 7955.3262 | 2881.3448 | 0 | 0 | 0 | 0 | 0 | 0 | 0 | 0 | 109119.4704
v5.10_MeasureAssessmentTemplate_Industrial_All | Gas Boiler - Process Heat - SEG SEL - High-Efficiency Custom Boiler | Process | Gas Boiler | Retrofit | Gas Boiler - Process Heat | Industrial | Cement/Concrete Products | Firm | Sales | Commercial | 0.07288 | 1 | 3.3697 | 2.878 | -0.60414 | 0.46261 | -0.52509 | 12.2324 | 24.2633 | 42.7485 | 69.0002 | 103.9254 | 147.696 | 199.3584 | 256.4483 | 314.7373 | 368.289 | 410.0112 | 432.8124 | 431.2691 | 403.41 | 351.9535 | 288.818 | 104.6072 | 0 | 0 | 0 | 0 | 0 | 0 | 0 | 0 | 3961.5801
v5.10_MeasureAssessmentTemplate_Industrial_All | Gas Boiler - Process Heat - SEG SEL - High-Efficiency Custom Boiler | Process | Gas Boiler | Retrofit | Gas Boiler - Process Heat | Industrial | Chemical Manufacturing | Firm | Sales | Commercial | 0.07288 | 1 | 3.3697 | 2.878 | -0.60414 | 0.46261 | -0.52509 | 3.1998 | 6.3469 | 11.1823 | 18.0493 | 27.1851 | 38.6347 | 52.1487 | 67.0825 | 82.3299 | 96.3381 | 107.2519 | 113.2163 | 112.8126 | 105.5251 | 92.065 | 75.5498 | 27.3634 | 0 | 0 | 0 | 0 | 0 | 0 | 0 | 0 | 1036.2813
v5.10_MeasureAssessmentTemplate_Industrial_All | Gas Boiler - Process Heat - SEG SEL - High-Efficiency Custom Boiler | Process | Gas Boiler | Retrofit | Gas Boiler - Process Heat | Industrial | Misc. Manufacturing | Firm | Sales | Commercial | 0.07288 | 1 | 3.3697 | 2.878 | -0.60414 | 0.46261 | -0.52509 | 72.473 | 143.752 | 253.2707 | 408.8038 | 615.7238 | 875.0503 | 1181.1331 | 1519.372 | 1864.7153 | 2181.9916 | 2429.1818 | 2564.2717 | 2555.1278 | 2390.0717 | 2085.2087 | 1711.1516 | 619.7631 | 0 | 0 | 0 | 0 | 0 | 0 | 0 | 0 | 23471.0623
v5.10_MeasureAssessmentTemplate_Industrial_All | Gas Boiler - Process Heat - SEG SEL - High-Efficiency Custom Boiler | Process | Gas Boiler | Retrofit | Gas Boiler - Process Heat | Industrial | Other Food | Firm | Sales | Commercial | 0.07288 | 1 | 3.3697 | 2.878 | -0.60414 | 0.46261 | -0.52509 | 22.1644 | 43.9637 | 77.4578 | 125.0244 | 188.3067 | 267.6165 | 361.2258 | 464.6693 | 570.2857 | 667.3182 | 742.9164 | 784.2309 | 781.4344 | 730.9553 | 637.7191 | 523.3213 | 189.5421 | 0 | 0 | 0 | 0 | 0 | 0 | 0 | 0 | 7178.1521
v5.10_MeasureAssessmentTemplate_Industrial_All | Gas Boiler - Process Heat - SEG SEL - High-Efficiency Custom Boiler | Process | Gas Boiler | Retrofit | Gas Boiler - Process Heat | Industrial | Primary Metal Manufacturing | Firm | Sales | Commercial | 0.07288 | 1 | 3.3697 | 2.878 | -0.60414 | 0.46261 | -0.52509 | 1.2205 | 2.4208 | 4.2651 | 6.8844 | 10.3689 | 14.7361 | 19.8906 | 25.5866 | 31.4023 | 36.7453 | 40.908 | 43.183 | 43.029 | 40.2494 | 35.1154 | 28.8162 | 10.437 | 0 | 0 | 0 | 0 | 0 | 0 | 0 | 0 | 395.2585
v5.10_MeasureAssessmentTemplate_Industrial_All | Gas Boiler - Process Heat - SEG SEL - High-Efficiency Custom Boiler | Process | Gas Boiler | Retrofit | Gas Boiler - Process Heat | Industrial | Pulp and Paper Mills | Firm | Sales | Commercial | 0.07288 | 1 | 3.3697 | 2.878 | -0.60414 | 0.46261 | -0.52509 | 0.28756 | 0.57038 | 1.0049 | 1.6221 | 2.4431 | 3.472 | 4.6865 | 6.0286 | 7.3988 | 8.6577 | 9.6385 | 10.1745 | 10.1383 | 9.4834 | 8.2737 | 6.7895 | 2.4591 | 0 | 0 | 0 | 0 | 0 | 0 | 0 | 0 | 93.1288
v5.10_MeasureAssessmentTemplate_Industrial_All | Gas Boiler - Process Heat - SEG SEL - High-Efficiency Custom Boiler | Process | Gas Boiler | Retrofit | Gas Boiler - Process Heat | Industrial | Semiconductor Manufacturing | Firm | Sales | Commercial | 0.07288 | 1 | 3.3697 | 2.878 | -0.60414 | 0.46261 | -0.52509 | 51.8332 | 102.8125 | 181.1411 | 292.3796 | 440.3704 | 625.8426 | 844.7554 | 1086.6664 | 1333.6585 | 1560.577 | 1737.3693 | 1833.9866 | 1827.4468 | 1709.3974 | 1491.3571 | 1223.8286 | 443.2593 | 0 | 0 | 0 | 0 | 0 | 0 | 0 | 0 | 16786.6817
v5.10_MeasureAssessmentTemplate_Industrial_All | Gas Boiler - Process Heat - SEG SEL - High-Efficiency Custom Boiler | Process | Gas Boiler | Retrofit | Gas Boiler - Process Heat | Industrial | Wood | Firm | Sales | Commercial | 0.07288 | 1 | 3.3697 | 2.878 | -0.60414 | 0.46261 | -0.52509 | 19.1627 | 38.0097 | 66.9677 | 108.0924 | 162.8044 | 231.3733 | 312.3052 | 401.7394 | 493.0521 | 576.9436 | 642.3036 | 678.0229 | 675.6051 | 631.9624 | 551.3531 | 452.4481 | 163.8725 | 0 | 0 | 0 | 0 | 0 | 0 | 0 | 0 | 6206.0182
v5.10_MeasureAssessmentTemplate_Industrial_All | Gas Boiler - Process Heat - SEG SEL - High-Efficiency Custom Boiler | Process | Gas Boiler | Retrofit | Gas Boiler - Process Heat | Industrial | Cement/Concrete Products | Firm | Sales | Industrial | 0.07288 | 1 | 3.3697 | 2.878 | -0.60414 | 0.46261 | -0.52509 | 7.5361 | 14.9377 | 26.2998 | 42.4208 | 63.848 | 90.6759 | 122.308 | 157.2234 | 192.8248 | 225.4761 | 250.8445 | 264.6097 | 263.4823 | 246.2901 | 214.7251 | 176.0836 | 40.5595 | 0 | 0 | 0 | 0 | 0 | 0 | 0 | 0 | 2400.1454
v5.10_MeasureAssessmentTemplate_Industrial_All | Gas Boiler - Process Heat - SEG SEL - High-Efficiency Custom Boiler | Process | Gas Boiler | Retrofit | Gas Boiler - Process Heat | Industrial | Chemical Manufacturing | Firm | Sales | Industrial | 0.07288 | 1 | 3.3697 | 2.878 | -0.60414 | 0.46261 | -0.52509 | 14.4144 | 28.5914 | 50.374 | 81.3086 | 122.4638 | 174.0422 | 234.9203 | 302.1939 | 370.8807 | 433.985 | 483.1496 | 510.0182 | 508.1995 | 475.3709 | 414.7355 | 340.3377 | 123.2672 | 0 | 0 | 0 | 0 | 0 | 0 | 0 | 0 | 4668.253
v5.10_MeasureAssessmentTemplate_Industrial_All | Gas Boiler - Process Heat - SEG SEL - High-Efficiency Custom Boiler | Process | Gas Boiler | Retrofit | Gas Boiler - Process Heat | Industrial | Misc. Manufacturing | Firm | Sales | Industrial | 0.07288 | 1 | 3.3697 | 2.878 | -0.60414 | 0.46261 | -0.52509 | 143.3129 | 284.2649 | 500.8345 | 808.3959 | 1217.5734 | 1730.3829 | 2335.6516 | 3004.5077 | 3687.4127 | 4314.8161 | 4803.6265 | 5070.7622 | 5052.6805 | 4726.2875 | 4123.4311 | 3383.7455 | 1225.561 | 0 | 0 | 0 | 0 | 0 | 0 | 0 | 0 | 46413.2471
v5.10_MeasureAssessmentTemplate_Industrial_All | Gas Boiler - Process Heat - SEG SEL - High-Efficiency Custom Boiler | Process | Gas Boiler | Retrofit | Gas Boiler - Process Heat | Industrial | Other Food | Firm | Sales | Industrial | 0.07288 | 1 | 3.3697 | 2.878 | -0.60414 | 0.46261 | -0.52509 | 20.167 | 40.0018 | 70.4776 | 113.7577 | 171.3373 | 243.5 | 328.6736 | 422.7952 | 518.8938 | 607.1821 | 675.9677 | 713.5591 | 711.0146 | 665.0845 | 580.2504 | 476.1616 | 172.4613 | 0 | 0 | 0 | 0 | 0 | 0 | 0 | 0 | 6531.2852
v5.10_MeasureAssessmentTemplate_Industrial_All | Gas Boiler - Process Heat - SEG SEL - High-Efficiency Custom Boiler | Process | Gas Boiler | Retrofit | Gas Boiler - Process Heat | Industrial | Primary Metal Manufacturing | Firm | Sales | Industrial | 0.07288 | 1 | 3.3697 | 2.878 | -0.60414 | 0.46261 | -0.52509 | 9.7942 | 19.4271 | 34.2278 | 55.247 | 83.2108 | 118.257 | 159.622 | 205.3326 | 252.0034 | 294.8811 | 328.2871 | 346.5436 | 345.3078 | 323.0016 | 281.8015 | 231.2503 | 83.7567 | 0 | 0 | 0 | 0 | 0 | 0 | 0 | 0 | 3171.9515
v5.10_MeasureAssessmentTemplate_Industrial_All | Gas Boiler - Process Heat - SEG SEL - High-Efficiency Custom Boiler | Process | Gas Boiler | Retrofit | Gas Boiler - Process Heat | Industrial | Pulp and Paper Mills | Firm | Sales | Industrial | 0.07288 | 1 | 3.3697 | 2.878 | -0.60414 | 0.46261 | -0.52509 | 7.3114 | 14.5024 | 25.5511 | 41.2421 | 62.1171 | 88.2792 | 119.1583 | 153.2814 | 188.1213 | 220.1296 | 245.0673 | 258.6958 | 257.7733 | 241.1217 | 210.3657 | 172.629 | 62.5246 | 0 | 0 | 0 | 0 | 0 | 0 | 0 | 0 | 2367.8715
v5.10_MeasureAssessmentTemplate_Industrial_All | Gas Boiler - Process Heat - SEG SEL - High-Efficiency Custom Boiler | Process | Gas Boiler | Retrofit | Gas Boiler - Process Heat | Industrial | Semiconductor Manufacturing | Firm | Sales | Industrial | 0.07288 | 1 | 3.3697 | 2.878 | -0.60414 | 0.46261 | -0.52509 | 47.8576 | 94.9268 | 167.2476 | 269.954 | 406.5938 | 577.8403 | 779.9624 | 1003.3188 | 1231.3666 | 1440.8803 | 1604.1126 | 1693.3193 | 1687.2811 | 1578.2862 | 1376.9696 | 1129.9606 | 409.2612 | 0 | 0 | 0 | 0 | 0 | 0 | 0 | 0 | 15499.1386
v5.10_MeasureAssessmentTemplate_Industrial_All | Gas Boiler - Process Heat - SEG SEL - High-Efficiency Custom Boiler | Process | Gas Boiler | Retrofit | Gas Boiler - Process Heat | Industrial | Wood | Firm | Sales | Industrial | 0.07288 | 1 | 3.3697 | 2.878 | -0.60414 | 0.46261 | -0.52509 | 5.6069 | 11.1214 | 19.5944 | 31.6273 | 47.6357 | 67.6986 | 91.3788 | 117.5468 | 144.2644 | 168.8106 | 187.9345 | 198.3858 | 197.6784 | 184.9088 | 161.3229 | 132.3839 | 47.9482 | 0 | 0 | 0 | 0 | 0 | 0 | 0 | 0 | 1815.8472
v5.10_MeasureAssessmentTemplate_Industrial_All | Gas Boiler - Process Heat - SEG SEL - High-Efficiency Custom Boiler | Process | Gas Boiler | Retrofit | Gas Boiler - Process Heat | Industrial | Wood | Interruptible | Sales | Industrial | 0.07288 | 1 | 3.0985 | 2.6463 | -0.47866 | 1.3498 | -0.39962 | 15.4194 | 30.5847 | 53.8859 | 86.9771 | 131.0014 | 186.1756 | 251.2978 | 323.2615 | 396.7367 | 464.2404 | 516.8326 | 545.5743 | 543.6288 | 508.5115 | 443.6489 | 364.0645 | 131.8608 | 0 | 0 | 0 | 0 | 0 | 0 | 0 | 0 | 4993.7017
v5.10_MeasureAssessmentTemplate_Industrial_All | Gas Boiler - Process Heat - SEG SEL - High-Efficiency Custom Boiler | Process | Gas Boiler | Retrofit | Gas Boiler - Process Heat | Industrial | Misc. Manufacturing | Firm | Transport | Industrial | 0.07288 | 1 | 3.3697 | 1.7054 | -0.60414 | 1.3498 | -0.38209 | 10.4937 | 20.8146 | 36.6724 | 59.1929 | 89.1539 | 126.7032 | 171.0225 | 219.9979 | 270.002 | 315.9421 | 351.7341 | 371.2945 | 369.9705 | 346.0711 | 301.9284 | 247.7667 | 89.7388 | 0 | 0 | 0 | 0 | 0 | 0 | 0 | 0 | 3398.4995
v5.10_MeasureAssessmentTemplate_Industrial_All | Gas Boiler - Process Heat - SEG SEL - High-Efficiency Custom Boiler | Process | Gas Boiler | Retrofit | Gas Boiler - Process Heat | Industrial | Other Food | Firm | Transport | Industrial | 0.07288 | 1 | 3.3697 | 1.7054 | -0.60414 | 1.3498 | -0.38209 | 410.694 | 814.622 | 1435.2486 | 2316.632 | 3489.218 | 4958.7836 | 6693.3108 | 8610.0614 | 10567.0723 | 12365.0313 | 13765.8224 | 14531.3571 | 14479.54 | 13544.191 | 11816.5766 | 9696.8488 | 3512.1081 | 0 | 0 | 0 | 0 | 0 | 0 | 0 | 0 | 133007.118
v5.10_MeasureAssessmentTemplate_Industrial_All | Gas Boiler - Process Heat - SEG SEL - High-Efficiency Custom Boiler | Process | Gas Boiler | Retrofit | Gas Boiler - Process Heat | Industrial | Semiconductor Manufacturing | Firm | Transport | Industrial | 0.07288 | 1 | 3.3697 | 1.7054 | -0.60414 | 1.3498 | -0.38209 | 176.6766 | 350.4426 | 617.4302 | 996.5928 | 1501.028 | 2133.221 | 2879.398 | 3703.9657 | 4545.8529 | 5319.3176 | 5921.9245 | 6251.2501 | 6228.9589 | 5826.5808 | 5083.3777 | 4171.4911 | 1510.8751 | 0 | 0 | 0 | 0 | 0 | 0 | 0 | 0 | 57218.3836
v5.10_MeasureAssessmentTemplate_Industrial_All | Gas Boiler - Process Heat - SEG SEL - High-Efficiency Custom Boiler | Process | Gas Boiler | Retrofit | Gas Boiler - Process Heat | Industrial | Cement/Concrete Products | Interruptible | Transport | Industrial | 0.07288 | 1 | 3.0985 | 1.4738 | -0.47866 | 1.3498 | -0.25662 | 196.8592 | 390.4752 | 687.962 | 1110.4382 | 1672.4973 | 2376.9086 | 3208.3248 | 4127.0866 | 5065.1465 | 5926.9675 | 6598.413 | 6965.359 | 6940.5213 | 6492.1777 | 5664.0751 | 4648.0196 | 1683.4693 | 0 | 0 | 0 | 0 | 0 | 0 | 0 | 0 | 63754.7009
v5.10_MeasureAssessmentTemplate_Industrial_All | Gas Boiler - Process Heat - SEG SEL - High-Efficiency Custom Boiler | Process | Gas Boiler | Retrofit | Gas Boiler - Process Heat | Industrial | Misc. Manufacturing | Interruptible | Transport | Industrial | 0.07288 | 1 | 3.0985 | 1.4738 | -0.47866 | 1.3498 | -0.25662 | 63.2785 | 125.5145 | 221.1388 | 356.9396 | 537.6081 | 764.0344 | 1031.2851 | 1326.6122 | 1628.1425 | 1905.1666 | 2120.9962 | 2238.9475 | 2230.9637 | 2086.8479 | 1820.6623 | 1494.0611 | 541.135 | 0 | 0 | 0 | 0 | 0 | 0 | 0 | 0 | 20493.334
v5.10_MeasureAssessmentTemplate_Industrial_All | Gas Boiler - Process Heat - SEG SEL - High-Efficiency Custom Boiler | Process | Gas Boiler | Retrofit | Gas Boiler - Process Heat | Industrial | Other Food | Interruptible | Transport | Industrial | 0.07288 | 1 | 3.0985 | 1.4738 | -0.47866 | 1.3498 | -0.25662 | 211.4241 | 419.3652 | 738.862 | 1192.5958 | 1796.2398 | 2552.7681 | 3445.6979 | 4432.4359 | 5439.8997 | 6365.484 | 7086.6074 | 7480.7025 | 7454.0272 | 6972.5121 | 6083.141 | 4991.911 | 1808.0235 | 0 | 0 | 0 | 0 | 0 | 0 | 0 | 0 | 68471.6974
v5.10_MeasureAssessmentTemplate_Industrial_All | Gas Boiler - Process Heat - SEG SEL - High-Efficiency Custom Boiler | Process | Gas Boiler | Retrofit | Gas Boiler - Process Heat | Industrial | Semiconductor Manufacturing | Interruptible | Transport | Industrial | 0.07288 | 1 | 3.0985 | 1.4738 | -0.47866 | 1.3498 | -0.25662 | 265.3118 | 526.2526 | 927.1826 | 1496.5636 | 2254.0639 | 3203.4155 | 4323.9346 | 5562.1715 | 6826.4168 | 7987.9133 | 8892.836 | 9387.3778 | 9353.9035 | 8749.6603 | 7633.607 | 6264.2452 | 2268.8511 | 0 | 0 | 0 | 0 | 0 | 0 | 0 | 0 | 85923.7071
v5.10_MeasureAssessmentTemplate_Industrial_All | Gas Boiler - Process Heat - SEG SEL - High-Efficiency Custom Boiler | Process | Gas Boiler | Retrofit | Gas Boiler - Process Heat | Industrial | Wood | Interruptible | Transport | Industrial | 0.07288 | 1 | 3.0985 | 1.4738 | -0.47866 | 1.3498 | -0.25662 | 141.093 | 279.8615 | 493.0763 | 795.8735 | 1198.7127 | 1703.5786 | 2299.4714 | 2957.9666 | 3630.2931 | 4247.9778 | 4729.2163 | 4992.214 | 4974.4123 | 4653.0753 | 4059.5574 | 3331.3299 | 1206.5766 | 0 | 0 | 0 | 0 | 0 | 0 | 0 | 0 | 45694.2864
v5.10_MeasureAssessmentTemplate_Industrial_All | Pipe Insulation - SEG SEL - Insulate Hot Water/Steam Lines | Process | Pipe Insulation | Retrofit | Pipe Insulation | Industrial | Cement/Concrete Products | Firm | Sales | Commercial | 0.06392 | 1 | 3.1656 | 2.878 | -0.57431 | 0.49243 | -0.52509 | 27.8965 | 45.0277 | 67.8189 | 96.3825 | 130.096 | 167.3513 | 205.3892 | 240.3356 | 267.5624 | 282.4419 | 281.4347 | 263.2546 | 229.6754 | 188.4749 | 33.7731 | 0 | 0 | 0 | 0 | 0 | 0 | 0 | 0 | 0 | 0 | 2526.9147
v5.10_MeasureAssessmentTemplate_Industrial_All | Pipe Insulation - SEG SEL - Insulate Hot Water/Steam Lines | Process | Pipe Insulation | Retrofit | Pipe Insulation | Industrial | Chemical Manufacturing | Firm | Sales | Commercial | 0.06392 | 1 | 3.1656 | 2.878 | -0.57431 | 0.49243 | -0.52509 | 7.2972 | 11.7785 | 17.7403 | 25.212 | 34.0309 | 43.7762 | 53.7263 | 62.8677 | 69.9897 | 73.8819 | 73.6185 | 68.8629 | 60.0791 | 49.3018 | 8.8345 | 0 | 0 | 0 | 0 | 0 | 0 | 0 | 0 | 0 | 0 | 660.9974
v5.10_MeasureAssessmentTemplate_Industrial_All | Pipe Insulation - SEG SEL - Insulate Hot Water/Steam Lines | Process | Pipe Insulation | Retrofit | Pipe Insulation | Industrial | Misc. Manufacturing | Firm | Sales | Commercial | 0.06392 | 1 | 3.1656 | 2.878 | -0.57431 | 0.49243 | -0.52509 | 165.2777 | 266.7744 | 401.8049 | 571.0345 | 770.776 | 991.5016 | 1216.8635 | 1423.9095 | 1585.2193 | 1673.3753 | 1667.4082 | 1559.697 | 1360.7516 | 1116.6519 | 200.0947 | 0 | 0 | 0 | 0 | 0 | 0 | 0 | 0 | 0 | 0 | 14971.1402
v5.10_MeasureAssessmentTemplate_Industrial_All | Pipe Insulation - SEG SEL - Insulate Hot Water/Steam Lines | Process | Pipe Insulation | Retrofit | Pipe Insulation | Industrial | Other Food | Firm | Sales | Commercial | 0.06392 | 1 | 3.1656 | 2.878 | -0.57431 | 0.49243 | -0.52509 | 50.5469 | 81.5876 | 122.884 | 174.6394 | 235.7263 | 303.2308 | 372.1532 | 435.4741 | 484.8074 | 511.7682 | 509.9433 | 477.002 | 416.1585 | 341.5055 | 61.195 | 0 | 0 | 0 | 0 | 0 | 0 | 0 | 0 | 0 | 0 | 4578.622
v5.10_MeasureAssessmentTemplate_Industrial_All | Pipe Insulation - SEG SEL - Insulate Hot Water/Steam Lines | Process | Pipe Insulation | Retrofit | Pipe Insulation | Industrial | Primary Metal Manufacturing | Firm | Sales | Commercial | 0.06392 | 1 | 3.1656 | 2.878 | -0.57431 | 0.49243 | -0.52509 | 2.7833 | 4.4925 | 6.7665 | 9.6164 | 12.9801 | 16.6971 | 20.4923 | 23.979 | 26.6955 | 28.1801 | 28.0796 | 26.2657 | 22.9154 | 18.8047 | 3.3696 | 0 | 0 | 0 | 0 | 0 | 0 | 0 | 0 | 0 | 0 | 252.1177
v5.10_MeasureAssessmentTemplate_Industrial_All | Pipe Insulation - SEG SEL - Insulate Hot Water/Steam Lines | Process | Pipe Insulation | Retrofit | Pipe Insulation | Industrial | Pulp and Paper Mills | Firm | Sales | Commercial | 0.06392 | 1 | 3.1656 | 2.878 | -0.57431 | 0.49243 | -0.52509 | 0.65579 | 1.0585 | 1.5943 | 2.2658 | 3.0583 | 3.9341 | 4.8283 | 5.6498 | 6.2899 | 6.6396 | 6.616 | 6.1886 | 5.3992 | 4.4307 | 0.79394 | 0 | 0 | 0 | 0 | 0 | 0 | 0 | 0 | 0 | 0 | 59.4027
v5.10_MeasureAssessmentTemplate_Industrial_All | Pipe Insulation - SEG SEL - Insulate Hot Water/Steam Lines | Process | Pipe Insulation | Retrofit | Pipe Insulation | Industrial | Wood | Firm | Sales | Commercial | 0.06392 | 1 | 3.1656 | 2.878 | -0.57431 | 0.49243 | -0.52509 | 43.7013 | 70.5382 | 106.2418 | 150.9881 | 203.802 | 262.1644 | 321.7527 | 376.498 | 419.1502 | 442.4596 | 440.8819 | 412.4018 | 359.7983 | 295.2556 | 52.9073 | 0 | 0 | 0 | 0 | 0 | 0 | 0 | 0 | 0 | 0 | 3958.5413
v5.10_MeasureAssessmentTemplate_Industrial_All | Pipe Insulation - SEG SEL - Insulate Hot Water/Steam Lines | Process | Pipe Insulation | Retrofit | Pipe Insulation | Industrial | Cement/Concrete Products | Firm | Sales | Industrial | 0.06392 | 1 | 3.1656 | 2.878 | -0.57431 | 0.49243 | -0.52509 | 17.1865 | 27.7213 | 41.7237 | 59.2552 | 79.9263 | 102.743 | 126.0079 | 147.345 | 163.9229 | 172.9182 | 172.1815 | 160.9467 | 140.3194 | 115.0678 | 3.6799 | 0 | 0 | 0 | 0 | 0 | 0 | 0 | 0 | 0 | 0 | 1530.9454
v5.10_MeasureAssessmentTemplate_Industrial_All | Pipe Insulation - SEG SEL - Insulate Hot Water/Steam Lines | Process | Pipe Insulation | Retrofit | Pipe Insulation | Industrial | Chemical Manufacturing | Firm | Sales | Industrial | 0.06392 | 1 | 3.1656 | 2.878 | -0.57431 | 0.49243 | -0.52509 | 32.8727 | 53.0598 | 79.9166 | 113.5753 | 153.3027 | 197.2037 | 242.0268 | 283.207 | 315.2906 | 332.8243 | 331.6375 | 310.2143 | 270.6453 | 222.0953 | 39.7976 | 0 | 0 | 0 | 0 | 0 | 0 | 0 | 0 | 0 | 0 | 2977.6696
v5.10_MeasureAssessmentTemplate_Industrial_All | Pipe Insulation - SEG SEL - Insulate Hot Water/Steam Lines | Process | Pipe Insulation | Retrofit | Pipe Insulation | Industrial | Misc. Manufacturing | Firm | Sales | Industrial | 0.06392 | 1 | 3.1656 | 2.878 | -0.57431 | 0.49243 | -0.52509 | 326.8312 | 527.5376 | 794.5559 | 1129.2017 | 1524.1839 | 1960.6616 | 2406.3071 | 2815.7339 | 3134.7185 | 3309.0441 | 3297.2445 | 3084.2491 | 2690.8411 | 2208.142 | 395.6807 | 0 | 0 | 0 | 0 | 0 | 0 | 0 | 0 | 0 | 0 | 29604.9331
v5.10_MeasureAssessmentTemplate_Industrial_All | Pipe Insulation - SEG SEL - Insulate Hot Water/Steam Lines | Process | Pipe Insulation | Retrofit | Pipe Insulation | Industrial | Other Food | Firm | Sales | Industrial | 0.06392 | 1 | 3.1656 | 2.878 | -0.57431 | 0.49243 | -0.52509 | 45.9918 | 74.2352 | 111.8101 | 158.9016 | 214.4836 | 275.9048 | 338.6162 | 396.2309 | 441.1185 | 465.6496 | 463.9892 | 434.0164 | 378.6559 | 310.7304 | 55.6803 | 0 | 0 | 0 | 0 | 0 | 0 | 0 | 0 | 0 | 0 | 4166.0145
v5.10_MeasureAssessmentTemplate_Industrial_All | Pipe Insulation - SEG SEL - Insulate Hot Water/Steam Lines | Process | Pipe Insulation | Retrofit | Pipe Insulation | Industrial | Primary Metal Manufacturing | Firm | Sales | Industrial | 0.06392 | 1 | 3.1656 | 2.878 | -0.57431 | 0.49243 | -0.52509 | 22.3361 | 36.0527 | 54.3012 | 77.1714 | 104.165 | 133.9946 | 164.4507 | 192.4315 | 214.2314 | 226.1451 | 225.3387 | 210.7822 | 183.8962 | 150.9078 | 27.0414 | 0 | 0 | 0 | 0 | 0 | 0 | 0 | 0 | 0 | 0 | 2023.2459
v5.10_MeasureAssessmentTemplate_Industrial_All | Pipe Insulation - SEG SEL - Insulate Hot Water/Steam Lines | Process | Pipe Insulation | Retrofit | Pipe Insulation | Industrial | Pulp and Paper Mills | Firm | Sales | Industrial | 0.06392 | 1 | 3.1656 | 2.878 | -0.57431 | 0.49243 | -0.52509 | 16.674 | 26.9135 | 40.536 | 57.6087 | 77.7595 | 100.0274 | 122.7629 | 143.6507 | 159.9244 | 168.818 | 168.216 | 157.3496 | 137.279 | 112.6531 | 20.1865 | 0 | 0 | 0 | 0 | 0 | 0 | 0 | 0 | 0 | 0 | 1510.3592
v5.10_MeasureAssessmentTemplate_Industrial_All | Pipe Insulation - SEG SEL - Insulate Hot Water/Steam Lines | Process | Pipe Insulation | Retrofit | Pipe Insulation | Industrial | Wood | Firm | Sales | Industrial | 0.06392 | 1 | 3.1656 | 2.878 | -0.57431 | 0.49243 | -0.52509 | 12.7868 | 20.6391 | 31.0858 | 44.1783 | 59.6314 | 76.7079 | 94.1431 | 110.1613 | 122.6411 | 129.4613 | 128.9996 | 120.6665 | 105.275 | 86.3902 | 15.4804 | 0 | 0 | 0 | 0 | 0 | 0 | 0 | 0 | 0 | 0 | 1158.2477
v5.10_MeasureAssessmentTemplate_Industrial_All | Pipe Insulation - SEG SEL - Insulate Hot Water/Steam Lines | Process | Pipe Insulation | Retrofit | Pipe Insulation | Industrial | Wood | Interruptible | Sales | Industrial | 0.06392 | 1 | 2.9108 | 2.6463 | -0.44884 | 1.3498 | -0.39962 | 35.1645 | 56.7589 | 85.488 | 121.4933 | 163.9902 | 210.9518 | 258.8998 | 302.9509 | 337.2711 | 356.0272 | 354.7577 | 331.841 | 289.5134 | 237.5788 | 42.5721 | 0 | 0 | 0 | 0 | 0 | 0 | 0 | 0 | 0 | 0 | 3185.2588
v5.10_MeasureAssessmentTemplate_Industrial_All | Pipe Insulation - SEG SEL - Insulate Hot Water/Steam Lines | Process | Pipe Insulation | Retrofit | Pipe Insulation | Industrial | Misc. Manufacturing | Firm | Transport | Industrial | 0.06392 | 1 | 3.1656 | 1.7054 | -0.57431 | 1.3498 | -0.38209 | 23.9314 | 38.6277 | 58.1795 | 82.6831 | 111.6047 | 143.5648 | 176.1961 | 206.1754 | 229.5323 | 242.2969 | 241.4329 | 225.8368 | 197.0304 | 161.6859 | 28.9728 | 0 | 0 | 0 | 0 | 0 | 0 | 0 | 0 | 0 | 0 | 2167.7507
v5.10_MeasureAssessmentTemplate_Industrial_All | Pipe Insulation - SEG SEL - Insulate Hot Water/Steam Lines | Process | Pipe Insulation | Retrofit | Pipe Insulation | Industrial | Other Food | Firm | Transport | Industrial | 0.06392 | 1 | 3.1656 | 1.7054 | -0.57431 | 1.3498 | -0.38209 | 936.605 | 1511.7722 | 2276.9705 | 3235.9699 | 4367.8761 | 5618.6964 | 6895.7894 | 8069.0895 | 8983.2084 | 9482.7759 | 9448.9615 | 8838.5777 | 7711.1826 | 6327.9048 | 1133.908 | 0 | 0 | 0 | 0 | 0 | 0 | 0 | 0 | 0 | 0 | 84839.2878
v5.10_MeasureAssessmentTemplate_Industrial_All | Pipe Insulation - SEG SEL - Insulate Hot Water/Steam Lines | Process | Pipe Insulation | Retrofit | Pipe Insulation | Industrial | Cement/Concrete Products | Interruptible | Transport | Industrial | 0.06392 | 1 | 2.9108 | 1.4738 | -0.44884 | 1.3498 | -0.25662 | 448.9457 | 724.6423 | 1091.4271 | 1551.1071 | 2093.6671 | 2693.2266 | 3305.3794 | 3867.7809 | 4305.9482 | 4545.4074 | 4529.199 | 4236.6219 | 3696.2243 | 3033.1736 | 543.5195 | 0 | 0 | 0 | 0 | 0 | 0 | 0 | 0 | 0 | 0 | 40666.2703
v5.10_MeasureAssessmentTemplate_Industrial_All | Pipe Insulation - SEG SEL - Insulate Hot Water/Steam Lines | Process | Pipe Insulation | Retrofit | Pipe Insulation | Industrial | Misc. Manufacturing | Interruptible | Transport | Industrial | 0.06392 | 1 | 2.9108 | 1.4738 | -0.44884 | 1.3498 | -0.25662 | 144.3093 | 232.9293 | 350.8287 | 498.5884 | 672.9891 | 865.7117 | 1062.4824 | 1243.2609 | 1384.1056 | 1461.0774 | 1455.8674 | 1361.8213 | 1188.1157 | 974.9844 | 174.7091 | 0 | 0 | 0 | 0 | 0 | 0 | 0 | 0 | 0 | 0 | 13071.7806
v5.10_MeasureAssessmentTemplate_Industrial_All | Pipe Insulation - SEG SEL - Insulate Hot Water/Steam Lines | Process | Pipe Insulation | Retrofit | Pipe Insulation | Industrial | Other Food | Interruptible | Transport | Industrial | 0.06392 | 1 | 2.9108 | 1.4738 | -0.44884 | 1.3498 | -0.25662 | 482.1617 | 778.2562 | 1172.1782 | 1665.8684 | 2248.5705 | 2892.4894 | 3549.9334 | 4153.945 | 4624.5309 | 4881.7069 | 4864.2993 | 4550.0754 | 3969.6955 | 3257.5879 | 583.7327 | 0 | 0 | 0 | 0 | 0 | 0 | 0 | 0 | 0 | 0 | 43675.0313
v5.10_MeasureAssessmentTemplate_Industrial_All | Pipe Insulation - SEG SEL - Insulate Hot Water/Steam Lines | Process | Pipe Insulation | Retrofit | Pipe Insulation | Industrial | Wood | Interruptible | Transport | Industrial | 0.06392 | 1 | 2.9108 | 1.4738 | -0.44884 | 1.3498 | -0.25662 | 321.7685 | 519.3658 | 782.2479 | 1111.7099 | 1500.5737 | 1930.2901 | 2369.0324 | 2772.117 | 3086.1604 | 3257.7856 | 3246.1688 | 3036.4728 | 2649.1589 | 2173.937 | 389.5515 | 0 | 0 | 0 | 0 | 0 | 0 | 0 | 0 | 0 | 0 | 29146.3403
v5.10_MeasureAssessmentTemplate_Industrial_All | Process Insulation - SEG SEL - Insulation Installed on Process Equipment | Process | Process Insulation | Retrofit | Process Insulation | Industrial | Cement/Concrete Products | Firm | Sales | Commercial | 0.02265 | 1 | 2.4239 | 2.878 | -0.42363 | 0.64311 | -0.52509 | 9.8854 | 15.9559 | 24.0322 | 34.1539 | 46.1006 | 59.3023 | 72.7814 | 85.1649 | 94.8129 | 100.0856 | 99.7287 | 93.2864 | 81.3874 | 66.7876 | 11.9678 | 0 | 0 | 0 | 0 | 0 | 0 | 0 | 0 | 0 | 0 | 895.4331
v5.10_MeasureAssessmentTemplate_Industrial_All | Process Insulation - SEG SEL - Insulation Installed on Process Equipment | Process | Process Insulation | Retrofit | Process Insulation | Industrial | Chemical Manufacturing | Firm | Sales | Commercial | 0.02265 | 1 | 2.4239 | 2.878 | -0.42363 | 0.64311 | -0.52509 | 2.5858 | 4.1738 | 6.2864 | 8.9341 | 12.0591 | 15.5125 | 19.0384 | 22.2777 | 24.8014 | 26.1807 | 26.0873 | 24.4021 | 21.2895 | 17.4705 | 3.1306 | 0 | 0 | 0 | 0 | 0 | 0 | 0 | 0 | 0 | 0 | 234.2299
v5.10_MeasureAssessmentTemplate_Industrial_All | Process Insulation - SEG SEL - Insulation Installed on Process Equipment | Process | Process Insulation | Retrofit | Process Insulation | Industrial | Misc. Manufacturing | Firm | Sales | Commercial | 0.02265 | 1 | 2.4239 | 2.878 | -0.42363 | 0.64311 | -0.52509 | 58.5675 | 94.5337 | 142.3829 | 202.3508 | 273.1309 | 351.3468 | 431.2056 | 504.5741 | 561.7356 | 592.9744 | 590.8599 | 552.6916 | 482.1936 | 395.6948 | 70.9052 | 0 | 0 | 0 | 0 | 0 | 0 | 0 | 0 | 0 | 0 | 5305.1475
v5.10_MeasureAssessmentTemplate_Industrial_All | Process Insulation - SEG SEL - Insulation Installed on Process Equipment | Process | Process Insulation | Retrofit | Process Insulation | Industrial | Other Food | Firm | Sales | Commercial | 0.02265 | 1 | 2.4239 | 2.878 | -0.42363 | 0.64311 | -0.52509 | 17.9117 | 28.9112 | 43.5449 | 61.8849 | 83.5316 | 107.4524 | 131.8756 | 154.3138 | 171.7955 | 181.3493 | 180.7026 | 169.0296 | 147.4692 | 121.0153 | 21.6849 | 0 | 0 | 0 | 0 | 0 | 0 | 0 | 0 | 0 | 0 | 1622.4726
v5.10_MeasureAssessmentTemplate_Industrial_All | Process Insulation - SEG SEL - Insulation Installed on Process Equipment | Process | Process Insulation | Retrofit | Process Insulation | Industrial | Primary Metal Manufacturing | Firm | Sales | Commercial | 0.02265 | 1 | 2.4239 | 2.878 | -0.42363 | 0.64311 | -0.52509 | 0.98629 | 1.592 | 2.3978 | 3.4076 | 4.5996 | 5.9168 | 7.2616 | 8.4972 | 9.4598 | 9.9858 | 9.9502 | 9.3075 | 8.1203 | 6.6636 | 1.1941 | 0 | 0 | 0 | 0 | 0 | 0 | 0 | 0 | 0 | 0 | 89.34
v5.10_MeasureAssessmentTemplate_Industrial_All | Process Insulation - SEG SEL - Insulation Installed on Process Equipment | Process | Process Insulation | Retrofit | Process Insulation | Industrial | Pulp and Paper Mills | Firm | Sales | Commercial | 0.02265 | 1 | 2.4239 | 2.878 | -0.42363 | 0.64311 | -0.52509 | 0.23238 | 0.37509 | 0.56495 | 0.80289 | 1.0837 | 1.3941 | 1.7109 | 2.0021 | 2.2289 | 2.3528 | 2.3444 | 2.193 | 1.9133 | 1.57 | 0.28134 | 0 | 0 | 0 | 0 | 0 | 0 | 0 | 0 | 0 | 0 | 21.0498
v5.10_MeasureAssessmentTemplate_Industrial_All | Process Insulation - SEG SEL - Insulation Installed on Process Equipment | Process | Process Insulation | Retrofit | Process Insulation | Industrial | Semiconductor Manufacturing | Firm | Sales | Commercial | 0.02265 | 1 | 2.4239 | 2.878 | -0.42363 | 0.64311 | -0.52509 | 41.8879 | 67.6112 | 101.8333 | 144.7228 | 195.3453 | 251.2859 | 308.4015 | 360.8752 | 401.7575 | 424.0998 | 422.5875 | 395.2892 | 344.8685 | 283.0039 | 50.712 | 0 | 0 | 0 | 0 | 0 | 0 | 0 | 0 | 0 | 0 | 3794.2817
v5.10_MeasureAssessmentTemplate_Industrial_All | Process Insulation - SEG SEL - Insulation Installed on Process Equipment | Process | Process Insulation | Retrofit | Process Insulation | Industrial | Wood | Firm | Sales | Commercial | 0.02265 | 1 | 2.4239 | 2.878 | -0.42363 | 0.64311 | -0.52509 | 15.4859 | 24.9958 | 37.6477 | 53.5039 | 72.2189 | 92.9001 | 114.0157 | 133.4152 | 148.5293 | 156.7892 | 156.2301 | 146.138 | 127.4975 | 104.6263 | 18.7482 | 0 | 0 | 0 | 0 | 0 | 0 | 0 | 0 | 0 | 0 | 1402.7419
v5.10_MeasureAssessmentTemplate_Industrial_All | Process Insulation - SEG SEL - Insulation Installed on Process Equipment | Process | Process Insulation | Retrofit | Process Insulation | Industrial | Cement/Concrete Products | Firm | Sales | Industrial | 0.02265 | 1 | 2.4239 | 2.878 | -0.42363 | 0.64311 | -0.52509 | 6.0902 | 9.8233 | 14.7851 | 20.9976 | 28.3226 | 36.4078 | 44.6519 | 52.2129 | 58.0874 | 61.275 | 61.0139 | 57.0328 | 49.7233 | 40.7752 | 1.304 | 0 | 0 | 0 | 0 | 0 | 0 | 0 | 0 | 0 | 0 | 542.5032
v5.10_MeasureAssessmentTemplate_Industrial_All | Process Insulation - SEG SEL - Insulation Installed on Process Equipment | Process | Process Insulation | Retrofit | Process Insulation | Industrial | Chemical Manufacturing | Firm | Sales | Industrial | 0.02265 | 1 | 2.4239 | 2.878 | -0.42363 | 0.64311 | -0.52509 | 11.6487 | 18.8022 | 28.3191 | 40.2464 | 54.3241 | 69.8808 | 85.7642 | 100.3568 | 111.7258 | 117.939 | 117.5185 | 109.927 | 95.9054 | 78.7013 | 14.1026 | 0 | 0 | 0 | 0 | 0 | 0 | 0 | 0 | 0 | 0 | 1055.1619
v5.10_MeasureAssessmentTemplate_Industrial_All | Process Insulation - SEG SEL - Insulation Installed on Process Equipment | Process | Process Insulation | Retrofit | Process Insulation | Industrial | Misc. Manufacturing | Firm | Sales | Industrial | 0.02265 | 1 | 2.4239 | 2.878 | -0.42363 | 0.64311 | -0.52509 | 115.8153 | 186.9373 | 281.5575 | 400.142 | 540.1072 | 694.7767 | 852.6949 | 997.7786 | 1110.8135 | 1172.5872 | 1168.4059 | 1092.9292 | 953.5218 | 782.4734 | 140.2127 | 0 | 0 | 0 | 0 | 0 | 0 | 0 | 0 | 0 | 0 | 10490.7532
v5.10_MeasureAssessmentTemplate_Industrial_All | Process Insulation - SEG SEL - Insulation Installed on Process Equipment | Process | Process Insulation | Retrofit | Process Insulation | Industrial | Other Food | Firm | Sales | Industrial | 0.02265 | 1 | 2.4239 | 2.878 | -0.42363 | 0.64311 | -0.52509 | 16.2976 | 26.3059 | 39.6208 | 56.3081 | 76.004 | 97.7692 | 119.9915 | 140.4077 | 156.314 | 165.0068 | 164.4184 | 153.7973 | 134.1799 | 110.1099 | 19.7308 | 0 | 0 | 0 | 0 | 0 | 0 | 0 | 0 | 0 | 0 | 1476.2618
v5.10_MeasureAssessmentTemplate_Industrial_All | Process Insulation - SEG SEL - Insulation Installed on Process Equipment | Process | Process Insulation | Retrofit | Process Insulation | Industrial | Primary Metal Manufacturing | Firm | Sales | Industrial | 0.02265 | 1 | 2.4239 | 2.878 | -0.42363 | 0.64311 | -0.52509 | 7.915 | 12.7756 | 19.2421 | 27.3463 | 36.9117 | 47.4821 | 58.2745 | 68.1897 | 75.9147 | 80.1364 | 79.8506 | 74.6924 | 65.1651 | 53.4754 | 9.5824 | 0 | 0 | 0 | 0 | 0 | 0 | 0 | 0 | 0 | 0 | 716.9539
v5.10_MeasureAssessmentTemplate_Industrial_All | Process Insulation - SEG SEL - Insulation Installed on Process Equipment | Process | Process Insulation | Retrofit | Process Insulation | Industrial | Pulp and Paper Mills | Firm | Sales | Industrial | 0.02265 | 1 | 2.4239 | 2.878 | -0.42363 | 0.64311 | -0.52509 | 5.9086 | 9.537 | 14.3643 | 20.4141 | 27.5547 | 35.4455 | 43.5021 | 50.9038 | 56.6705 | 59.8221 | 59.6087 | 55.7581 | 48.646 | 39.9196 | 7.1533 | 0 | 0 | 0 | 0 | 0 | 0 | 0 | 0 | 0 | 0 | 535.2083
v5.10_MeasureAssessmentTemplate_Industrial_All | Process Insulation - SEG SEL - Insulation Installed on Process Equipment | Process | Process Insulation | Retrofit | Process Insulation | Industrial | Semiconductor Manufacturing | Firm | Sales | Industrial | 0.02265 | 1 | 2.4239 | 2.878 | -0.42363 | 0.64311 | -0.52509 | 38.6751 | 62.4254 | 94.0227 | 133.6225 | 180.3622 | 232.0122 | 284.7471 | 333.196 | 370.9426 | 391.5712 | 390.1749 | 364.9704 | 318.417 | 261.2975 | 46.8223 | 0 | 0 | 0 | 0 | 0 | 0 | 0 | 0 | 0 | 0 | 3503.2593
v5.10_MeasureAssessmentTemplate_Industrial_All | Process Insulation - SEG SEL - Insulation Installed on Process Equipment | Process | Process Insulation | Retrofit | Process Insulation | Industrial | Wood | Firm | Sales | Industrial | 0.02265 | 1 | 2.4239 | 2.878 | -0.42363 | 0.64311 | -0.52509 | 4.5311 | 7.3136 | 11.0155 | 15.6549 | 21.1309 | 27.1821 | 33.3604 | 39.0366 | 43.4589 | 45.8757 | 45.7121 | 42.7592 | 37.3051 | 30.6131 | 5.4856 | 0 | 0 | 0 | 0 | 0 | 0 | 0 | 0 | 0 | 0 | 410.4347
v5.10_MeasureAssessmentTemplate_Industrial_All | Process Insulation - SEG SEL - Insulation Installed on Process Equipment | Process | Process Insulation | Retrofit | Process Insulation | Industrial | Wood | Interruptible | Sales | Industrial | 0.02265 | 1 | 2.2288 | 2.6463 | -0.29816 | 1.3498 | -0.39962 | 12.4608 | 20.113 | 30.2934 | 43.0521 | 58.1113 | 74.7525 | 91.7433 | 107.3532 | 119.5148 | 126.1612 | 125.7113 | 117.5906 | 102.5915 | 84.188 | 15.0858 | 0 | 0 | 0 | 0 | 0 | 0 | 0 | 0 | 0 | 0 | 1128.7228
v5.10_MeasureAssessmentTemplate_Industrial_All | Process Insulation - SEG SEL - Insulation Installed on Process Equipment | Process | Process Insulation | Retrofit | Process Insulation | Industrial | Misc. Manufacturing | Firm | Transport | Industrial | 0.02265 | 1 | 2.4239 | 1.7054 | -0.42363 | 1.3498 | -0.38209 | 8.4803 | 13.688 | 20.6164 | 29.2994 | 39.5481 | 50.8734 | 62.4366 | 73.06 | 81.3367 | 85.8599 | 85.5537 | 80.0271 | 69.8194 | 57.2948 | 10.2667 | 0 | 0 | 0 | 0 | 0 | 0 | 0 | 0 | 0 | 0 | 768.1604
v5.10_MeasureAssessmentTemplate_Industrial_All | Process Insulation - SEG SEL - Insulation Installed on Process Equipment | Process | Process Insulation | Retrofit | Process Insulation | Industrial | Other Food | Firm | Transport | Industrial | 0.02265 | 1 | 2.4239 | 1.7054 | -0.42363 | 1.3498 | -0.38209 | 331.8937 | 535.709 | 806.8634 | 1146.6927 | 1547.7931 | 1991.0316 | 2443.5801 | 2859.3487 | 3183.2743 | 3360.3002 | 3348.3177 | 3132.0232 | 2732.5214 | 2242.3455 | 401.8097 | 0 | 0 | 0 | 0 | 0 | 0 | 0 | 0 | 0 | 0 | 30063.5043
v5.10_MeasureAssessmentTemplate_Industrial_All | Process Insulation - SEG SEL - Insulation Installed on Process Equipment | Process | Process Insulation | Retrofit | Process Insulation | Industrial | Semiconductor Manufacturing | Firm | Transport | Industrial | 0.02265 | 1 | 2.4239 | 1.7054 | -0.42363 | 1.3498 | -0.38209 | 142.7775 | 230.4569 | 347.1049 | 493.2962 | 665.8457 | 856.5227 | 1051.2047 | 1230.0643 | 1369.414 | 1445.5688 | 1440.4141 | 1347.3663 | 1175.5044 | 964.6355 | 172.8547 | 0 | 0 | 0 | 0 | 0 | 0 | 0 | 0 | 0 | 0 | 12933.0305
v5.10_MeasureAssessmentTemplate_Industrial_All | Process Insulation - SEG SEL - Insulation Installed on Process Equipment | Process | Process Insulation | Retrofit | Process Insulation | Industrial | Cement/Concrete Products | Interruptible | Transport | Industrial | 0.02265 | 1 | 2.2288 | 1.4738 | -0.29816 | 1.3498 | -0.25662 | 159.0876 | 256.783 | 386.7562 | 549.6477 | 741.9083 | 954.3671 | 1171.2886 | 1370.5802 | 1525.8484 | 1610.7028 | 1604.9592 | 1501.2821 | 1309.7877 | 1074.8302 | 192.6006 | 0 | 0 | 0 | 0 | 0 | 0 | 0 | 0 | 0 | 0 | 14410.4297
v5.10_MeasureAssessmentTemplate_Industrial_All | Process Insulation - SEG SEL - Insulation Installed on Process Equipment | Process | Process Insulation | Retrofit | Process Insulation | Industrial | Misc. Manufacturing | Interruptible | Transport | Industrial | 0.02265 | 1 | 2.2288 | 1.4738 | -0.29816 | 1.3498 | -0.25662 | 51.1372 | 82.5404 | 124.3191 | 176.6789 | 238.4793 | 306.7721 | 376.4994 | 440.5598 | 490.4693 | 517.7449 | 515.8987 | 482.5727 | 421.0186 | 345.4938 | 61.9096 | 0 | 0 | 0 | 0 | 0 | 0 | 0 | 0 | 0 | 0 | 4632.0937
v5.10_MeasureAssessmentTemplate_Industrial_All | Process Insulation - SEG SEL - Insulation Installed on Process Equipment | Process | Process Insulation | Retrofit | Process Insulation | Industrial | Other Food | Interruptible | Transport | Industrial | 0.02265 | 1 | 2.2288 | 1.4738 | -0.29816 | 1.3498 | -0.25662 | 170.858 | 275.7815 | 415.371 | 590.3143 | 796.7996 | 1024.9776 | 1257.9483 | 1471.9848 | 1638.7408 | 1729.8733 | 1723.7047 | 1612.3569 | 1406.6945 | 1154.3533 | 206.8505 | 0 | 0 | 0 | 0 | 0 | 0 | 0 | 0 | 0 | 0 | 15476.609
v5.10_MeasureAssessmentTemplate_Industrial_All | Process Insulation - SEG SEL - Insulation Installed on Process Equipment | Process | Process Insulation | Retrofit | Process Insulation | Industrial | Semiconductor Manufacturing | Interruptible | Transport | Industrial | 0.02265 | 1 | 2.2288 | 1.4738 | -0.29816 | 1.3498 | -0.25662 | 214.4061 | 346.0725 | 521.2405 | 740.7731 | 999.8872 | 1286.223 | 1578.5731 | 1847.1631 | 2056.4217 | 2170.7819 | 2163.0412 | 2023.3131 | 1765.2316 | 1448.5739 | 259.5724 | 0 | 0 | 0 | 0 | 0 | 0 | 0 | 0 | 0 | 0 | 19421.2744
v5.10_MeasureAssessmentTemplate_Industrial_All | Process Insulation - SEG SEL - Insulation Installed on Process Equipment | Process | Process Insulation | Retrofit | Process Insulation | Industrial | Wood | Interruptible | Transport | Industrial | 0.02265 | 1 | 2.2288 | 1.4738 | -0.29816 | 1.3498 | -0.25662 | 114.0213 | 184.0416 | 277.196 | 393.9436 | 531.7407 | 684.0143 | 839.4863 | 982.3226 | 1093.6065 | 1154.4233 | 1150.3068 | 1075.9993 | 938.7514 | 770.3526 | 138.0408 | 0 | 0 | 0 | 0 | 0 | 0 | 0 | 0 | 0 | 0 | 10328.2471
v5.10_MeasureAssessmentTemplate_Industrial_All | Radiant Heating - SEG SEL - Efficient Gas Radiant Heating | HVAC | Radiant Heating | NR | Radiant Heating | Industrial | Cement/Concrete Products | Firm | Sales | Commercial | 0.08328 | 1 | 3.5355 | 5.3472 | -1.585 | 0.81922 | -1.8626 | 1.8722 | 3.4957 | 5.9357 | 9.3959 | 14.0558 | 20.035 | 27.3518 | 35.8833 | 45.3395 | 55.264 | 65.0754 | 74.1499 | 81.9329 | 88.0497 | 92.3762 | 95.303 | 96.5385 | 97.3583 | 96.9958 | 96.2481 | 95.5062 | 94.77 | 94.0394 | 93.3145 | 92.5952 | 1572.8825
v5.10_MeasureAssessmentTemplate_Industrial_All | Radiant Heating - SEG SEL - Efficient Gas Radiant Heating | HVAC | Radiant Heating | NR | Radiant Heating | Industrial | Chemical Manufacturing | Firm | Sales | Commercial | 0.08328 | 1 | 3.5355 | 5.3472 | -1.585 | 0.81922 | -1.8626 | 0.48973 | 0.91441 | 1.5527 | 2.4578 | 3.6768 | 5.2408 | 7.1548 | 9.3865 | 11.86 | 14.4561 | 17.0226 | 19.3963 | 21.4322 | 23.0323 | 24.164 | 24.9296 | 25.2528 | 25.4673 | 25.3724 | 25.1769 | 24.9828 | 24.7902 | 24.5991 | 24.4095 | 24.2213 | 411.439
v5.10_MeasureAssessmentTemplate_Industrial_All | Radiant Heating - SEG SEL - Efficient Gas Radiant Heating | HVAC | Radiant Heating | NR | Radiant Heating | Industrial | Misc. Manufacturing | Firm | Sales | Commercial | 0.08328 | 1 | 3.5355 | 5.3472 | -1.585 | 0.81922 | -1.8626 | 11.0921 | 20.7107 | 35.167 | 55.6678 | 83.2762 | 118.7009 | 162.0503 | 212.5969 | 268.6217 | 327.4213 | 385.5506 | 439.3138 | 485.4257 | 521.6658 | 547.2988 | 564.639 | 571.9591 | 576.8162 | 574.6685 | 570.2386 | 565.8429 | 561.4811 | 557.1528 | 552.858 | 548.5963 | 9318.8124
v5.10_MeasureAssessmentTemplate_Industrial_All | Radiant Heating - SEG SEL - Efficient Gas Radiant Heating | HVAC | Radiant Heating | NR | Radiant Heating | Industrial | Other Food | Firm | Sales | Commercial | 0.08328 | 1 | 3.5355 | 5.3472 | -1.585 | 0.81922 | -1.8626 | 3.3923 | 6.334 | 10.7551 | 17.0249 | 25.4684 | 36.3023 | 49.5598 | 65.0185 | 82.1525 | 100.1352 | 117.9129 | 134.3553 | 148.4577 | 159.541 | 167.3803 | 172.6835 | 174.9222 | 176.4076 | 175.7508 | 174.396 | 173.0517 | 171.7177 | 170.394 | 169.0805 | 167.7771 | 2849.9713
v5.10_MeasureAssessmentTemplate_Industrial_All | Radiant Heating - SEG SEL - Efficient Gas Radiant Heating | HVAC | Radiant Heating | NR | Radiant Heating | Industrial | Primary Metal Manufacturing | Firm | Sales | Commercial | 0.08328 | 1 | 3.5355 | 5.3472 | -1.585 | 0.81922 | -1.8626 | 0.18679 | 0.34877 | 0.59222 | 0.93746 | 1.4024 | 1.999 | 2.729 | 3.5802 | 4.5237 | 5.5139 | 6.4928 | 7.3982 | 8.1747 | 8.785 | 9.2166 | 9.5087 | 9.6319 | 9.7137 | 9.6776 | 9.603 | 9.5289 | 9.4555 | 9.3826 | 9.3103 | 9.2385 | 156.9311
v5.10_MeasureAssessmentTemplate_Industrial_All | Radiant Heating - SEG SEL - Efficient Gas Radiant Heating | HVAC | Radiant Heating | NR | Radiant Heating | Industrial | Pulp and Paper Mills | Firm | Sales | Commercial | 0.08328 | 1 | 3.5355 | 5.3472 | -1.585 | 0.81922 | -1.8626 | 0.044011 | 0.082176 | 0.13954 | 0.22088 | 0.33042 | 0.47098 | 0.64299 | 0.84354 | 1.0658 | 1.2991 | 1.5298 | 1.7431 | 1.9261 | 2.0699 | 2.1716 | 2.2404 | 2.2694 | 2.2887 | 2.2802 | 2.2626 | 2.2452 | 2.2279 | 2.2107 | 2.1936 | 2.1767 | 36.9753
v5.10_MeasureAssessmentTemplate_Industrial_All | Radiant Heating - SEG SEL - Efficient Gas Radiant Heating | HVAC | Radiant Heating | NR | Radiant Heating | Industrial | Semiconductor Manufacturing | Firm | Sales | Commercial | 0.08328 | 1 | 3.5355 | 5.3472 | -1.585 | 0.81922 | -1.8626 | 7.9332 | 14.8125 | 25.1517 | 39.814 | 59.5598 | 84.8958 | 115.8996 | 152.0509 | 192.1203 | 234.1742 | 275.7487 | 314.2006 | 347.1802 | 373.0994 | 391.4323 | 403.8341 | 409.0695 | 412.5434 | 411.0073 | 407.839 | 404.6951 | 401.5755 | 398.4799 | 395.4082 | 392.3602 | 6664.8853
v5.10_MeasureAssessmentTemplate_Industrial_All | Radiant Heating - SEG SEL - Efficient Gas Radiant Heating | HVAC | Radiant Heating | NR | Radiant Heating | Industrial | Wood | Firm | Sales | Commercial | 0.08328 | 1 | 3.5355 | 5.3472 | -1.585 | 0.81922 | -1.8626 | 2.9329 | 5.4762 | 9.2986 | 14.7192 | 22.0192 | 31.3859 | 42.848 | 56.2131 | 71.0267 | 86.574 | 101.944 | 116.1596 | 128.3521 | 137.9344 | 144.7121 | 149.297 | 151.2326 | 152.5168 | 151.9489 | 150.7776 | 149.6154 | 148.462 | 147.3176 | 146.182 | 145.0551 | 2464.0009
v5.10_MeasureAssessmentTemplate_Industrial_All | Radiant Heating - SEG SEL - Efficient Gas Radiant Heating | HVAC | Radiant Heating | NR | Radiant Heating | Industrial | Cement/Concrete Products | Firm | Sales | Industrial | 0.08328 | 1 | 3.5355 | 5.3472 | -1.585 | 0.81922 | -1.8626 | 1.1534 | 2.1521 | 3.6518 | 5.7765 | 8.6354 | 12.3002 | 16.7805 | 21.9994 | 27.7774 | 33.8341 | 39.8131 | 45.3332 | 50.0566 | 53.7562 | 56.3583 | 58.1034 | 58.8156 | 59.2737 | 59.0119 | 58.5161 | 58.0246 | 57.5372 | 57.0538 | 56.5746 | 56.0993 | 958.3884
v5.10_MeasureAssessmentTemplate_Industrial_All | Radiant Heating - SEG SEL - Efficient Gas Radiant Heating | HVAC | Radiant Heating | NR | Radiant Heating | Industrial | Chemical Manufacturing | Firm | Sales | Industrial | 0.08328 | 1 | 3.5355 | 5.3472 | -1.585 | 0.81922 | -1.8626 | 2.2062 | 4.1192 | 6.9945 | 11.072 | 16.5631 | 23.6089 | 32.2308 | 42.2842 | 53.4272 | 65.1221 | 76.6837 | 87.3769 | 96.5483 | 103.7562 | 108.8544 | 112.3033 | 113.7592 | 114.7253 | 114.2981 | 113.417 | 112.5427 | 111.6752 | 110.8143 | 109.9601 | 109.1125 | 1853.4557
v5.10_MeasureAssessmentTemplate_Industrial_All | Radiant Heating - SEG SEL - Efficient Gas Radiant Heating | HVAC | Radiant Heating | NR | Radiant Heating | Industrial | Misc. Manufacturing | Firm | Sales | Industrial | 0.08328 | 1 | 3.5355 | 5.3472 | -1.585 | 0.81922 | -1.8626 | 21.9343 | 40.9548 | 69.5417 | 110.0812 | 164.676 | 234.7272 | 320.4491 | 420.4034 | 531.1905 | 647.4648 | 762.4136 | 868.7285 | 959.9133 | 1031.5769 | 1082.2652 | 1116.555 | 1131.0302 | 1140.635 | 1136.3879 | 1127.628 | 1118.9356 | 1110.3102 | 1101.7513 | 1093.2583 | 1084.8309 | 18427.6424
v5.10_MeasureAssessmentTemplate_Industrial_All | Radiant Heating - SEG SEL - Efficient Gas Radiant Heating | HVAC | Radiant Heating | NR | Radiant Heating | Industrial | Other Food | Firm | Sales | Industrial | 0.08328 | 1 | 3.5355 | 5.3472 | -1.585 | 0.81922 | -1.8626 | 3.0866 | 5.7632 | 9.7859 | 15.4907 | 23.1733 | 33.0309 | 45.0937 | 59.1593 | 74.7493 | 91.1114 | 107.2871 | 122.2477 | 135.0793 | 145.1638 | 152.2967 | 157.1219 | 159.1589 | 160.5105 | 159.9128 | 158.6801 | 157.4569 | 156.2432 | 155.0387 | 153.8436 | 152.6577 | 2593.143
v5.10_MeasureAssessmentTemplate_Industrial_All | Radiant Heating - SEG SEL - Efficient Gas Radiant Heating | HVAC | Radiant Heating | NR | Radiant Heating | Industrial | Primary Metal Manufacturing | Firm | Sales | Industrial | 0.08328 | 1 | 3.5355 | 5.3472 | -1.585 | 0.81922 | -1.8626 | 1.499 | 2.7989 | 4.7526 | 7.5231 | 11.2542 | 16.0416 | 21.9 | 28.731 | 36.3024 | 44.2487 | 52.1045 | 59.3702 | 65.6019 | 70.4995 | 73.9636 | 76.3071 | 77.2963 | 77.9527 | 77.6625 | 77.0638 | 76.4697 | 75.8803 | 75.2953 | 74.7149 | 74.139 | 1259.3729
v5.10_MeasureAssessmentTemplate_Industrial_All | Radiant Heating - SEG SEL - Efficient Gas Radiant Heating | HVAC | Radiant Heating | NR | Radiant Heating | Industrial | Pulp and Paper Mills | Firm | Sales | Industrial | 0.08328 | 1 | 3.5355 | 5.3472 | -1.585 | 0.81922 | -1.8626 | 1.119 | 2.0894 | 3.5478 | 5.616 | 8.4013 | 11.9751 | 16.3484 | 21.4478 | 27.0998 | 33.0318 | 38.8962 | 44.32 | 48.972 | 52.6281 | 55.2141 | 56.9634 | 57.7019 | 58.1919 | 57.9753 | 57.5284 | 57.0849 | 56.6449 | 56.2082 | 55.7749 | 55.345 | 940.1258
v5.10_MeasureAssessmentTemplate_Industrial_All | Radiant Heating - SEG SEL - Efficient Gas Radiant Heating | HVAC | Radiant Heating | NR | Radiant Heating | Industrial | Semiconductor Manufacturing | Firm | Sales | Industrial | 0.08328 | 1 | 3.5355 | 5.3472 | -1.585 | 0.81922 | -1.8626 | 7.3247 | 13.6763 | 23.2226 | 36.7603 | 54.9915 | 78.3843 | 107.0101 | 140.3886 | 177.3846 | 216.213 | 254.5987 | 290.1013 | 320.5513 | 344.4825 | 361.4093 | 372.8599 | 377.6937 | 380.9012 | 379.4829 | 376.5576 | 373.6549 | 370.7746 | 367.9164 | 365.0803 | 362.2661 | 6153.6867
v5.10_MeasureAssessmentTemplate_Industrial_All | Radiant Heating - SEG SEL - Efficient Gas Radiant Heating | HVAC | Radiant Heating | NR | Radiant Heating | Industrial | Wood | Firm | Sales | Industrial | 0.08328 | 1 | 3.5355 | 5.3472 | -1.585 | 0.81922 | -1.8626 | 0.85814 | 1.6023 | 2.7207 | 4.3068 | 6.4427 | 9.1833 | 12.5371 | 16.4476 | 20.782 | 25.3311 | 29.8283 | 33.9877 | 37.5551 | 40.3589 | 42.342 | 43.6835 | 44.2498 | 44.6256 | 44.4594 | 44.1167 | 43.7766 | 43.4392 | 43.1043 | 42.7721 | 42.4423 | 720.9533
v5.10_MeasureAssessmentTemplate_Industrial_All | Radiant Heating - SEG SEL - Efficient Gas Radiant Heating | HVAC | Radiant Heating | NR | Radiant Heating | Industrial | Wood | Interruptible | Sales | Industrial | 0.08328 | 1 | 1.7497 | 2.6463 | -0.12205 | 1.3498 | -0.39962 | 2.36 | 4.4064 | 7.4821 | 11.8439 | 17.7178 | 25.2548 | 34.4778 | 45.2321 | 57.1519 | 69.6621 | 82.0297 | 93.4684 | 103.2791 | 110.9896 | 116.4433 | 120.1326 | 121.69 | 122.7234 | 122.2664 | 121.3239 | 120.3887 | 119.4607 | 118.5398 | 117.626 | 116.7193 | 1982.6699
v5.10_MeasureAssessmentTemplate_Industrial_All | Radiant Heating - SEG SEL - Efficient Gas Radiant Heating | HVAC | Radiant Heating | NR | Radiant Heating | Industrial | Misc. Manufacturing | Firm | Transport | Industrial | 0.08328 | 1 | 3.5355 | 4.1746 | -1.585 | 1.3498 | -1.7196 | 1.6061 | 2.9988 | 5.092 | 8.0604 | 12.058 | 17.1873 | 23.4641 | 30.783 | 38.8952 | 47.4091 | 55.8259 | 63.6106 | 70.2874 | 75.5348 | 79.2463 | 81.7571 | 82.817 | 83.5203 | 83.2093 | 82.5679 | 81.9314 | 81.2998 | 80.6731 | 80.0512 | 79.4342 | 1349.3202
v5.10_MeasureAssessmentTemplate_Industrial_All | Radiant Heating - SEG SEL - Efficient Gas Radiant Heating | HVAC | Radiant Heating | NR | Radiant Heating | Industrial | Other Food | Firm | Transport | Industrial | 0.08328 | 1 | 3.5355 | 4.1746 | -1.585 | 1.3498 | -1.7196 | 62.8573 | 117.3647 | 199.2865 | 315.4613 | 471.9144 | 672.6611 | 918.3155 | 1204.756 | 1522.2403 | 1855.4493 | 2184.8598 | 2489.5278 | 2750.8374 | 2956.2049 | 3101.4632 | 3199.7278 | 3241.2096 | 3268.7343 | 3256.5633 | 3231.4599 | 3206.5499 | 3181.832 | 3157.3047 | 3132.9664 | 3108.8157 | 52808.363
v5.10_MeasureAssessmentTemplate_Industrial_All | Radiant Heating - SEG SEL - Efficient Gas Radiant Heating | HVAC | Radiant Heating | NR | Radiant Heating | Industrial | Semiconductor Manufacturing | Firm | Transport | Industrial | 0.08328 | 1 | 3.5355 | 4.1746 | -1.585 | 1.3498 | -1.7196 | 27.0406 | 50.4892 | 85.7312 | 135.7084 | 203.013 | 289.3723 | 395.0505 | 518.2745 | 654.8531 | 798.1965 | 939.9057 | 1070.9709 | 1183.3838 | 1271.7309 | 1334.2197 | 1376.4921 | 1394.3372 | 1406.1781 | 1400.9422 | 1390.143 | 1379.427 | 1368.7935 | 1358.2421 | 1347.772 | 1337.3826 | 22717.6501
v5.10_MeasureAssessmentTemplate_Industrial_All | Radiant Heating - SEG SEL - Efficient Gas Radiant Heating | HVAC | Radiant Heating | NR | Radiant Heating | Industrial | Cement/Concrete Products | Interruptible | Transport | Industrial | 0.08328 | 1 | 1.7497 | 1.4738 | -0.12205 | 1.3498 | -0.25662 | 30.1296 | 56.2568 | 95.5246 | 151.211 | 226.2041 | 322.4286 | 440.1789 | 577.4793 | 729.66 | 889.3781 | 1047.2754 | 1193.3128 | 1318.5671 | 1417.0066 | 1486.6337 | 1533.7351 | 1553.6187 | 1566.8122 | 1560.9783 | 1548.9453 | 1537.0052 | 1525.1571 | 1513.4003 | 1501.7342 | 1490.1579 | 25312.7911
v5.10_MeasureAssessmentTemplate_Industrial_All | Radiant Heating - SEG SEL - Efficient Gas Radiant Heating | HVAC | Radiant Heating | NR | Radiant Heating | Industrial | Misc. Manufacturing | Interruptible | Transport | Industrial | 0.08328 | 1 | 1.7497 | 1.4738 | -0.12205 | 1.3498 | -0.25662 | 9.6849 | 18.0832 | 30.7055 | 48.6053 | 72.7111 | 103.6416 | 141.4913 | 185.6252 | 234.5422 | 285.882 | 336.6366 | 383.5789 | 423.8407 | 455.4831 | 477.8641 | 493.0044 | 499.3958 | 503.6367 | 501.7614 | 497.8936 | 494.0555 | 490.247 | 486.4679 | 482.718 | 478.9969 | 8136.5527
v5.10_MeasureAssessmentTemplate_Industrial_All | Radiant Heating - SEG SEL - Efficient Gas Radiant Heating | HVAC | Radiant Heating | NR | Radiant Heating | Industrial | Other Food | Interruptible | Transport | Industrial | 0.08328 | 1 | 1.7497 | 1.4738 | -0.12205 | 1.3498 | -0.25662 | 32.3588 | 60.419 | 102.5922 | 162.3986 | 242.9402 | 346.2841 | 472.7463 | 620.2051 | 783.6451 | 955.1802 | 1124.7598 | 1281.602 | 1416.1235 | 1521.8461 | 1596.6247 | 1647.211 | 1668.5658 | 1682.7354 | 1676.4698 | 1663.5466 | 1650.7231 | 1637.9983 | 1625.3717 | 1612.8424 | 1600.4097 | 27185.5996
v5.10_MeasureAssessmentTemplate_Industrial_All | Radiant Heating - SEG SEL - Efficient Gas Radiant Heating | HVAC | Radiant Heating | NR | Radiant Heating | Industrial | Semiconductor Manufacturing | Interruptible | Transport | Industrial | 0.08328 | 1 | 1.7497 | 1.4738 | -0.12205 | 1.3498 | -0.25662 | 40.6064 | 75.8186 | 128.7408 | 203.7906 | 304.8606 | 434.5447 | 593.2395 | 778.2824 | 983.3799 | 1198.6357 | 1411.4377 | 1608.2557 | 1777.0639 | 1909.733 | 2003.5711 | 2067.0508 | 2093.8484 | 2111.6296 | 2103.767 | 2087.55 | 2071.458 | 2055.49 | 2039.6451 | 2023.9224 | 2008.3208 | 34114.6428
v5.10_MeasureAssessmentTemplate_Industrial_All | Radiant Heating - SEG SEL - Efficient Gas Radiant Heating | HVAC | Radiant Heating | NR | Radiant Heating | Industrial | Wood | Interruptible | Transport | Industrial | 0.08328 | 1 | 1.7497 | 1.4738 | -0.12205 | 1.3498 | -0.25662 | 21.5945 | 40.3204 | 68.4644 | 108.376 | 162.1251 | 231.0911 | 315.4852 | 413.8911 | 522.9621 | 637.4353 | 750.6035 | 855.2715 | 945.0438 | 1015.5973 | 1065.5005 | 1099.259 | 1113.51 | 1122.9661 | 1118.7848 | 1110.1605 | 1101.6028 | 1093.111 | 1084.6847 | 1076.3233 | 1068.0264 | 18142.1904
v5.10_MeasureAssessmentTemplate_Industrial_All | SEM - SEG SEL - Strategic Energy Management Savings | Whole Building | SEM | Retrofit | SEM | Industrial | Cement/Concrete Products | Firm | Sales | Commercial | 0.030102 | 1 | 3.1961 | 2.878 | -0.579 | 0.48774 | -0.52509 | 6.503 | 10.4964 | 15.8093 | 22.4677 | 30.3267 | 39.0113 | 47.8783 | 56.0246 | 62.3714 | 65.84 | 65.6052 | 61.3673 | 53.5396 | 43.9354 | 7.8729 | 0 | 0 | 0 | 0 | 0 | 0 | 0 | 0 | 0 | 0 | 589.0489
v5.10_MeasureAssessmentTemplate_Industrial_All | SEM - SEG SEL - Strategic Energy Management Savings | Whole Building | SEM | Retrofit | SEM | Industrial | Chemical Manufacturing | Firm | Sales | Commercial | 0.030102 | 1 | 3.1961 | 2.878 | -0.579 | 0.48774 | -0.52509 | 1.7011 | 2.7457 | 4.1354 | 5.8772 | 7.9329 | 10.2047 | 12.5241 | 14.6551 | 16.3153 | 17.2226 | 17.1612 | 16.0526 | 14.005 | 11.4927 | 2.0594 | 0 | 0 | 0 | 0 | 0 | 0 | 0 | 0 | 0 | 0 | 154.0851
v5.10_MeasureAssessmentTemplate_Industrial_All | SEM - SEG SEL - Strategic Energy Management Savings | Whole Building | SEM | Retrofit | SEM | Industrial | Misc. Manufacturing | Firm | Sales | Commercial | 0.030102 | 1 | 3.1961 | 2.878 | -0.579 | 0.48774 | -0.52509 | 38.5279 | 62.1878 | 93.6647 | 133.1138 | 179.6755 | 231.1289 | 283.6629 | 331.9274 | 369.5303 | 390.0804 | 388.6894 | 363.5808 | 317.2047 | 260.3026 | 46.6441 | 0 | 0 | 0 | 0 | 0 | 0 | 0 | 0 | 0 | 0 | 3489.9212
v5.10_MeasureAssessmentTemplate_Industrial_All | SEM - SEG SEL - Strategic Energy Management Savings | Whole Building | SEM | Retrofit | SEM | Industrial | Other Food | Firm | Sales | Commercial | 0.030102 | 1 | 3.1961 | 2.878 | -0.579 | 0.48774 | -0.52509 | 11.783 | 19.0189 | 28.6455 | 40.7102 | 54.9501 | 70.6861 | 86.7526 | 101.5133 | 113.0134 | 119.2982 | 118.8728 | 111.1939 | 97.0107 | 79.6083 | 14.2651 | 0 | 0 | 0 | 0 | 0 | 0 | 0 | 0 | 0 | 0 | 1067.3222
v5.10_MeasureAssessmentTemplate_Industrial_All | SEM - SEG SEL - Strategic Energy Management Savings | Whole Building | SEM | Retrofit | SEM | Industrial | Primary Metal Manufacturing | Firm | Sales | Commercial | 0.030102 | 1 | 3.1961 | 2.878 | -0.579 | 0.48774 | -0.52509 | 0.64882 | 1.0473 | 1.5773 | 2.2417 | 3.0258 | 3.8923 | 4.777 | 5.5897 | 6.223 | 6.5691 | 6.5456 | 6.1228 | 5.3418 | 4.3836 | 0.7855 | 0 | 0 | 0 | 0 | 0 | 0 | 0 | 0 | 0 | 0 | 58.7711
v5.10_MeasureAssessmentTemplate_Industrial_All | SEM - SEG SEL - Strategic Energy Management Savings | Whole Building | SEM | Retrofit | SEM | Industrial | Pulp and Paper Mills | Firm | Sales | Commercial | 0.030102 | 1 | 3.1961 | 2.878 | -0.579 | 0.48774 | -0.52509 | 0.15287 | 0.24675 | 0.37164 | 0.52817 | 0.71292 | 0.91708 | 1.1255 | 1.317 | 1.4662 | 1.5478 | 1.5422 | 1.4426 | 1.2586 | 1.0328 | 0.18507 | 0 | 0 | 0 | 0 | 0 | 0 | 0 | 0 | 0 | 0 | 13.8474
v5.10_MeasureAssessmentTemplate_Industrial_All | SEM - SEG SEL - Strategic Energy Management Savings | Whole Building | SEM | Retrofit | SEM | Industrial | Semiconductor Manufacturing | Firm | Sales | Commercial | 0.030102 | 1 | 3.1961 | 2.878 | -0.579 | 0.48774 | -0.52509 | 27.5554 | 44.4772 | 66.9897 | 95.204 | 128.5053 | 165.3051 | 202.8779 | 237.397 | 264.2909 | 278.9884 | 277.9936 | 260.0358 | 226.8672 | 186.1704 | 33.3602 | 0 | 0 | 0 | 0 | 0 | 0 | 0 | 0 | 0 | 0 | 2496.0181
v5.10_MeasureAssessmentTemplate_Industrial_All | SEM - SEG SEL - Strategic Energy Management Savings | Whole Building | SEM | Retrofit | SEM | Industrial | Wood | Firm | Sales | Commercial | 0.030102 | 1 | 3.1961 | 2.878 | -0.579 | 0.48774 | -0.52509 | 10.1872 | 16.4432 | 24.766 | 35.1968 | 47.5083 | 61.1131 | 75.0037 | 87.7654 | 97.7081 | 103.1417 | 102.7739 | 96.1349 | 83.8726 | 68.827 | 12.3332 | 0 | 0 | 0 | 0 | 0 | 0 | 0 | 0 | 0 | 0 | 922.7752
v5.10_MeasureAssessmentTemplate_Industrial_All | SEM - SEG SEL - Strategic Energy Management Savings | Whole Building | SEM | Retrofit | SEM | Industrial | Cement/Concrete Products | Firm | Sales | Industrial | 0.030102 | 1 | 3.1961 | 2.878 | -0.579 | 0.48774 | -0.52509 | 4.0063 | 6.4621 | 9.7262 | 13.813 | 18.6316 | 23.9504 | 29.3737 | 34.3476 | 38.212 | 40.309 | 40.1372 | 37.5183 | 32.7098 | 26.8234 | 0.85781 | 0 | 0 | 0 | 0 | 0 | 0 | 0 | 0 | 0 | 0 | 356.8785
v5.10_MeasureAssessmentTemplate_Industrial_All | SEM - SEG SEL - Strategic Energy Management Savings | Whole Building | SEM | Retrofit | SEM | Industrial | Chemical Manufacturing | Firm | Sales | Industrial | 0.030102 | 1 | 3.1961 | 2.878 | -0.579 | 0.48774 | -0.52509 | 7.663 | 12.3688 | 18.6293 | 26.4755 | 35.7364 | 45.9701 | 56.4189 | 66.0184 | 73.4974 | 77.5846 | 77.308 | 72.314 | 63.0901 | 51.7726 | 9.2772 | 0 | 0 | 0 | 0 | 0 | 0 | 0 | 0 | 0 | 0 | 694.1243
v5.10_MeasureAssessmentTemplate_Industrial_All | SEM - SEG SEL - Strategic Energy Management Savings | Whole Building | SEM | Retrofit | SEM | Industrial | Misc. Manufacturing | Firm | Sales | Industrial | 0.030102 | 1 | 3.1961 | 2.878 | -0.579 | 0.48774 | -0.52509 | 76.1876 | 122.9742 | 185.2189 | 263.2281 | 355.3024 | 457.0496 | 560.9341 | 656.3755 | 730.734 | 771.371 | 768.6204 | 718.9691 | 627.2617 | 514.7398 | 92.2371 | 0 | 0 | 0 | 0 | 0 | 0 | 0 | 0 | 0 | 0 | 6901.2035
v5.10_MeasureAssessmentTemplate_Industrial_All | SEM - SEG SEL - Strategic Energy Management Savings | Whole Building | SEM | Retrofit | SEM | Industrial | Other Food | Firm | Sales | Industrial | 0.030102 | 1 | 3.1961 | 2.878 | -0.579 | 0.48774 | -0.52509 | 10.7211 | 17.305 | 26.0641 | 37.0415 | 49.9983 | 64.3162 | 78.9348 | 92.3653 | 102.8291 | 108.5475 | 108.1605 | 101.1735 | 88.2685 | 72.4343 | 12.9796 | 0 | 0 | 0 | 0 | 0 | 0 | 0 | 0 | 0 | 0 | 971.1393
v5.10_MeasureAssessmentTemplate_Industrial_All | SEM - SEG SEL - Strategic Energy Management Savings | Whole Building | SEM | Retrofit | SEM | Industrial | Primary Metal Manufacturing | Firm | Sales | Industrial | 0.030102 | 1 | 3.1961 | 2.878 | -0.579 | 0.48774 | -0.52509 | 5.2068 | 8.4042 | 12.6581 | 17.9894 | 24.2819 | 31.2355 | 38.3351 | 44.8577 | 49.9395 | 52.7167 | 52.5287 | 49.1354 | 42.868 | 35.1781 | 6.3036 | 0 | 0 | 0 | 0 | 0 | 0 | 0 | 0 | 0 | 0 | 471.6387
v5.10_MeasureAssessmentTemplate_Industrial_All | SEM - SEG SEL - Strategic Energy Management Savings | Whole Building | SEM | Retrofit | SEM | Industrial | Pulp and Paper Mills | Firm | Sales | Industrial | 0.030102 | 1 | 3.1961 | 2.878 | -0.579 | 0.48774 | -0.52509 | 3.8869 | 6.2738 | 9.4493 | 13.4291 | 18.1265 | 23.3174 | 28.6173 | 33.4864 | 37.28 | 39.3531 | 39.2128 | 36.6798 | 32.0011 | 26.2606 | 4.7057 | 0 | 0 | 0 | 0 | 0 | 0 | 0 | 0 | 0 | 0 | 352.0797
v5.10_MeasureAssessmentTemplate_Industrial_All | SEM - SEG SEL - Strategic Energy Management Savings | Whole Building | SEM | Retrofit | SEM | Industrial | Semiconductor Manufacturing | Firm | Sales | Industrial | 0.030102 | 1 | 3.1961 | 2.878 | -0.579 | 0.48774 | -0.52509 | 25.4419 | 41.0658 | 61.8516 | 87.9018 | 118.6489 | 152.6262 | 187.3171 | 219.1886 | 244.0197 | 257.5899 | 256.6714 | 240.091 | 209.4664 | 171.8911 | 30.8015 | 0 | 0 | 0 | 0 | 0 | 0 | 0 | 0 | 0 | 0 | 2304.5728
v5.10_MeasureAssessmentTemplate_Industrial_All | SEM - SEG SEL - Strategic Energy Management Savings | Whole Building | SEM | Retrofit | SEM | Industrial | Wood | Firm | Sales | Industrial | 0.030102 | 1 | 3.1961 | 2.878 | -0.579 | 0.48774 | -0.52509 | 2.9807 | 4.8112 | 7.2464 | 10.2984 | 13.9007 | 17.8814 | 21.9457 | 25.6797 | 28.5888 | 30.1787 | 30.0711 | 28.1286 | 24.5407 | 20.1384 | 3.6086 | 0 | 0 | 0 | 0 | 0 | 0 | 0 | 0 | 0 | 0 | 269.999
v5.10_MeasureAssessmentTemplate_Industrial_All | SEM - SEG SEL - Strategic Energy Management Savings | Whole Building | SEM | Retrofit | SEM | Industrial | Wood | Interruptible | Sales | Industrial | 0.030102 | 1 | 2.9388 | 2.6463 | -0.45353 | 1.3498 | -0.39962 | 8.1972 | 13.2311 | 19.9281 | 28.3213 | 38.2278 | 49.175 | 60.3521 | 70.6209 | 78.6212 | 82.9935 | 82.6975 | 77.3554 | 67.4884 | 55.382 | 9.924 | 0 | 0 | 0 | 0 | 0 | 0 | 0 | 0 | 0 | 0 | 742.5154
v5.10_MeasureAssessmentTemplate_Industrial_All | SEM - SEG SEL - Strategic Energy Management Savings | Whole Building | SEM | Retrofit | SEM | Industrial | Misc. Manufacturing | Firm | Transport | Industrial | 0.030102 | 1 | 3.1961 | 1.7054 | -0.579 | 1.3498 | -0.38209 | 5.5787 | 9.0045 | 13.5622 | 19.2743 | 26.0162 | 33.4664 | 41.0731 | 48.0615 | 53.5063 | 56.4818 | 56.2804 | 52.6448 | 45.9297 | 37.6906 | 6.7538 | 0 | 0 | 0 | 0 | 0 | 0 | 0 | 0 | 0 | 0 | 505.3242
v5.10_MeasureAssessmentTemplate_Industrial_All | SEM - SEG SEL - Strategic Energy Management Savings | Whole Building | SEM | Retrofit | SEM | Industrial | Other Food | Firm | Transport | Industrial | 0.030102 | 1 | 3.1961 | 1.7054 | -0.579 | 1.3498 | -0.38209 | 218.3319 | 352.4091 | 530.7844 | 754.3367 | 1018.1952 | 1309.7738 | 1607.4769 | 1880.9848 | 2094.075 | 2210.5291 | 2202.6466 | 2060.3601 | 1797.5531 | 1475.0974 | 264.3252 | 0 | 0 | 0 | 0 | 0 | 0 | 0 | 0 | 0 | 0 | 19776.8792
v5.10_MeasureAssessmentTemplate_Industrial_All | SEM - SEG SEL - Strategic Energy Management Savings | Whole Building | SEM | Retrofit | SEM | Industrial | Semiconductor Manufacturing | Firm | Transport | Industrial | 0.030102 | 1 | 3.1961 | 1.7054 | -0.579 | 1.3498 | -0.38209 | 93.9243 | 151.603 | 228.3384 | 324.5084 | 438.0178 | 563.4521 | 691.5211 | 809.1816 | 900.8509 | 950.9484 | 947.5574 | 886.3471 | 773.2901 | 634.5727 | 113.7102 | 0 | 0 | 0 | 0 | 0 | 0 | 0 | 0 | 0 | 0 | 8507.8233
v5.10_MeasureAssessmentTemplate_Industrial_All | SEM - SEG SEL - Strategic Energy Management Savings | Whole Building | SEM | Retrofit | SEM | Industrial | Cement/Concrete Products | Interruptible | Transport | Industrial | 0.030102 | 1 | 2.9388 | 1.4738 | -0.45353 | 1.3498 | -0.25662 | 104.6537 | 168.9213 | 254.4225 | 361.5785 | 488.0546 | 627.8178 | 770.5167 | 901.6181 | 1003.7592 | 1059.5795 | 1055.8012 | 987.5986 | 861.6265 | 707.0628 | 126.6998 | 0 | 0 | 0 | 0 | 0 | 0 | 0 | 0 | 0 | 0 | 9479.7108
v5.10_MeasureAssessmentTemplate_Industrial_All | SEM - SEG SEL - Strategic Energy Management Savings | Whole Building | SEM | Retrofit | SEM | Industrial | Misc. Manufacturing | Interruptible | Transport | Industrial | 0.030102 | 1 | 2.9388 | 1.4738 | -0.45353 | 1.3498 | -0.25662 | 33.6399 | 54.2981 | 81.7817 | 116.2259 | 156.8804 | 201.806 | 247.6752 | 289.8164 | 322.6487 | 340.5916 | 339.3771 | 317.454 | 276.9615 | 227.2785 | 40.7264 | 0 | 0 | 0 | 0 | 0 | 0 | 0 | 0 | 0 | 0 | 3047.1617
v5.10_MeasureAssessmentTemplate_Industrial_All | SEM - SEG SEL - Strategic Energy Management Savings | Whole Building | SEM | Retrofit | SEM | Industrial | Other Food | Interruptible | Transport | Industrial | 0.030102 | 1 | 2.9388 | 1.4738 | -0.45353 | 1.3498 | -0.25662 | 112.3967 | 181.4192 | 273.2463 | 388.3304 | 524.1641 | 674.268 | 827.5247 | 968.3258 | 1078.024 | 1137.9743 | 1133.9164 | 1060.6677 | 925.3754 | 759.376 | 136.0739 | 0 | 0 | 0 | 0 | 0 | 0 | 0 | 0 | 0 | 0 | 10181.0829
v5.10_MeasureAssessmentTemplate_Industrial_All | SEM - SEG SEL - Strategic Energy Management Savings | Whole Building | SEM | Retrofit | SEM | Industrial | Semiconductor Manufacturing | Interruptible | Transport | Industrial | 0.030102 | 1 | 2.9388 | 1.4738 | -0.45353 | 1.3498 | -0.25662 | 141.0442 | 227.6592 | 342.8912 | 487.3078 | 657.7626 | 846.1248 | 1038.4435 | 1215.1318 | 1352.7899 | 1428.0202 | 1422.9281 | 1331.0098 | 1161.2343 | 952.9252 | 170.7563 | 0 | 0 | 0 | 0 | 0 | 0 | 0 | 0 | 0 | 0 | 12776.0288
v5.10_MeasureAssessmentTemplate_Industrial_All | SEM - SEG SEL - Strategic Energy Management Savings | Whole Building | SEM | Retrofit | SEM | Industrial | Wood | Interruptible | Transport | Industrial | 0.030102 | 1 | 2.9388 | 1.4738 | -0.45353 | 1.3498 | -0.25662 | 75.0074 | 121.0693 | 182.3498 | 259.1506 | 349.7986 | 449.9698 | 552.245 | 646.2079 | 719.4146 | 759.4221 | 756.7141 | 707.8319 | 617.5452 | 506.7663 | 90.8083 | 0 | 0 | 0 | 0 | 0 | 0 | 0 | 0 | 0 | 0 | 6794.3009
v5.10_MeasureAssessmentTemplate_Industrial_All | Steam Trap Maintenance - SEG SEL - Avoid Leaks and Malfunctions | HVAC | Steam Trap Maintenance | Retrofit | Steam Trap Maintenance | Industrial | Cement/Concrete Products | Firm | Sales | Commercial | 0.079537 | 1 | 5.0243 | 2.878 | -0.75648 | 0.31027 | -0.52509 | 34.7123 | 56.029 | 84.3887 | 119.931 | 161.8815 | 208.2392 | 255.5706 | 299.0552 | 332.9341 | 351.449 | 350.1958 | 327.5739 | 285.7905 | 234.5237 | 42.0247 | 0 | 0 | 0 | 0 | 0 | 0 | 0 | 0 | 0 | 0 | 3144.2992
v5.10_MeasureAssessmentTemplate_Industrial_All | Steam Trap Maintenance - SEG SEL - Avoid Leaks and Malfunctions | HVAC | Steam Trap Maintenance | Retrofit | Steam Trap Maintenance | Industrial | Chemical Manufacturing | Firm | Sales | Commercial | 0.079537 | 1 | 5.0243 | 2.878 | -0.75648 | 0.31027 | -0.52509 | 9.0801 | 14.6562 | 22.0746 | 31.3719 | 42.3454 | 54.4718 | 66.8529 | 78.2277 | 87.0898 | 91.933 | 91.6052 | 85.6877 | 74.7579 | 61.3474 | 10.9929 | 0 | 0 | 0 | 0 | 0 | 0 | 0 | 0 | 0 | 0 | 822.4946
v5.10_MeasureAssessmentTemplate_Industrial_All | Steam Trap Maintenance - SEG SEL - Avoid Leaks and Malfunctions | HVAC | Steam Trap Maintenance | Retrofit | Steam Trap Maintenance | Industrial | Misc. Manufacturing | Firm | Sales | Commercial | 0.079537 | 1 | 5.0243 | 2.878 | -0.75648 | 0.31027 | -0.52509 | 205.6589 | 331.9537 | 499.9753 | 710.5516 | 959.0946 | 1233.7487 | 1514.1717 | 1771.804 | 1972.5255 | 2082.2201 | 2074.7951 | 1940.7676 | 1693.2151 | 1389.4761 | 248.9826 | 0 | 0 | 0 | 0 | 0 | 0 | 0 | 0 | 0 | 0 | 18628.9407
v5.10_MeasureAssessmentTemplate_Industrial_All | Steam Trap Maintenance - SEG SEL - Avoid Leaks and Malfunctions | HVAC | Steam Trap Maintenance | Retrofit | Steam Trap Maintenance | Industrial | Other Food | Firm | Sales | Commercial | 0.079537 | 1 | 5.0243 | 2.878 | -0.75648 | 0.31027 | -0.52509 | 62.8966 | 101.5214 | 152.9074 | 217.3079 | 293.3198 | 377.3172 | 463.079 | 541.8706 | 603.2572 | 636.8051 | 634.5343 | 593.5447 | 517.8358 | 424.9433 | 76.1463 | 0 | 0 | 0 | 0 | 0 | 0 | 0 | 0 | 0 | 0 | 5697.2867
v5.10_MeasureAssessmentTemplate_Industrial_All | Steam Trap Maintenance - SEG SEL - Avoid Leaks and Malfunctions | HVAC | Steam Trap Maintenance | Retrofit | Steam Trap Maintenance | Industrial | Primary Metal Manufacturing | Firm | Sales | Commercial | 0.079537 | 1 | 5.0243 | 2.878 | -0.75648 | 0.31027 | -0.52509 | 3.4633 | 5.5902 | 8.4197 | 11.9659 | 16.1514 | 20.7766 | 25.499 | 29.8376 | 33.2178 | 35.0651 | 34.9401 | 32.683 | 28.5142 | 23.3991 | 4.1929 | 0 | 0 | 0 | 0 | 0 | 0 | 0 | 0 | 0 | 0 | 313.716
v5.10_MeasureAssessmentTemplate_Industrial_All | Steam Trap Maintenance - SEG SEL - Avoid Leaks and Malfunctions | HVAC | Steam Trap Maintenance | Retrofit | Steam Trap Maintenance | Industrial | Pulp and Paper Mills | Firm | Sales | Commercial | 0.079537 | 1 | 5.0243 | 2.878 | -0.75648 | 0.31027 | -0.52509 | 0.81602 | 1.3171 | 1.9838 | 2.8193 | 3.8055 | 4.8953 | 6.0079 | 7.0302 | 7.8266 | 8.2619 | 8.2324 | 7.7006 | 6.7184 | 5.5132 | 0.98792 | 0 | 0 | 0 | 0 | 0 | 0 | 0 | 0 | 0 | 0 | 73.9161
v5.10_MeasureAssessmentTemplate_Industrial_All | Steam Trap Maintenance - SEG SEL - Avoid Leaks and Malfunctions | HVAC | Steam Trap Maintenance | Retrofit | Steam Trap Maintenance | Industrial | Wood | Firm | Sales | Commercial | 0.079537 | 1 | 5.0243 | 2.878 | -0.75648 | 0.31027 | -0.52509 | 54.3786 | 87.7724 | 132.1992 | 187.878 | 253.5956 | 326.2173 | 400.3644 | 468.4853 | 521.5584 | 550.5629 | 548.5996 | 513.1612 | 447.7055 | 367.3934 | 65.8338 | 0 | 0 | 0 | 0 | 0 | 0 | 0 | 0 | 0 | 0 | 4925.7057
v5.10_MeasureAssessmentTemplate_Industrial_All | Steam Trap Maintenance - SEG SEL - Avoid Leaks and Malfunctions | HVAC | Steam Trap Maintenance | Retrofit | Steam Trap Maintenance | Industrial | Cement/Concrete Products | Firm | Sales | Industrial | 0.079537 | 1 | 5.0243 | 2.878 | -0.75648 | 0.31027 | -0.52509 | 21.3856 | 34.4943 | 51.9177 | 73.7327 | 99.4542 | 127.8455 | 156.7946 | 183.3449 | 203.9731 | 215.1662 | 214.2495 | 200.2697 | 174.6027 | 143.1816 | 4.5789 | 0 | 0 | 0 | 0 | 0 | 0 | 0 | 0 | 0 | 0 | 1904.9912
v5.10_MeasureAssessmentTemplate_Industrial_All | Steam Trap Maintenance - SEG SEL - Avoid Leaks and Malfunctions | HVAC | Steam Trap Maintenance | Retrofit | Steam Trap Maintenance | Industrial | Chemical Manufacturing | Firm | Sales | Industrial | 0.079537 | 1 | 5.0243 | 2.878 | -0.75648 | 0.31027 | -0.52509 | 40.9043 | 66.0236 | 99.4421 | 141.3244 | 190.7581 | 245.3852 | 301.1596 | 352.4011 | 392.3234 | 414.141 | 412.6643 | 386.007 | 336.7703 | 276.3584 | 49.5211 | 0 | 0 | 0 | 0 | 0 | 0 | 0 | 0 | 0 | 0 | 3705.1841
v5.10_MeasureAssessmentTemplate_Industrial_All | Steam Trap Maintenance - SEG SEL - Avoid Leaks and Malfunctions | HVAC | Steam Trap Maintenance | Retrofit | Steam Trap Maintenance | Industrial | Misc. Manufacturing | Firm | Sales | Industrial | 0.079537 | 1 | 5.0243 | 2.878 | -0.75648 | 0.31027 | -0.52509 | 406.6837 | 656.4274 | 988.6846 | 1405.0922 | 1896.5778 | 2439.6971 | 2994.2244 | 3503.6836 | 3900.6037 | 4117.5212 | 4102.8386 | 3837.8035 | 3348.2767 | 2747.6429 | 492.3548 | 0 | 0 | 0 | 0 | 0 | 0 | 0 | 0 | 0 | 0 | 36838.1122
v5.10_MeasureAssessmentTemplate_Industrial_All | Steam Trap Maintenance - SEG SEL - Avoid Leaks and Malfunctions | HVAC | Steam Trap Maintenance | Retrofit | Steam Trap Maintenance | Industrial | Other Food | Firm | Sales | Industrial | 0.079537 | 1 | 5.0243 | 2.878 | -0.75648 | 0.31027 | -0.52509 | 57.2287 | 92.3727 | 139.128 | 197.725 | 266.887 | 343.3149 | 421.3481 | 493.0394 | 548.8941 | 579.4187 | 577.3526 | 540.0568 | 471.1704 | 386.6491 | 69.2843 | 0 | 0 | 0 | 0 | 0 | 0 | 0 | 0 | 0 | 0 | 5183.8696
v5.10_MeasureAssessmentTemplate_Industrial_All | Steam Trap Maintenance - SEG SEL - Avoid Leaks and Malfunctions | HVAC | Steam Trap Maintenance | Retrofit | Steam Trap Maintenance | Industrial | Primary Metal Manufacturing | Firm | Sales | Industrial | 0.079537 | 1 | 5.0243 | 2.878 | -0.75648 | 0.31027 | -0.52509 | 27.7934 | 44.8612 | 67.5682 | 96.0261 | 129.615 | 166.7326 | 204.6298 | 239.447 | 266.5732 | 281.3976 | 280.3942 | 262.2813 | 228.8263 | 187.7781 | 33.6483 | 0 | 0 | 0 | 0 | 0 | 0 | 0 | 0 | 0 | 0 | 2517.5723
v5.10_MeasureAssessmentTemplate_Industrial_All | Steam Trap Maintenance - SEG SEL - Avoid Leaks and Malfunctions | HVAC | Steam Trap Maintenance | Retrofit | Steam Trap Maintenance | Industrial | Pulp and Paper Mills | Firm | Sales | Industrial | 0.079537 | 1 | 5.0243 | 2.878 | -0.75648 | 0.31027 | -0.52509 | 20.7478 | 33.4891 | 50.4399 | 71.6838 | 96.758 | 124.4664 | 152.7568 | 178.7479 | 198.9977 | 210.0642 | 209.3151 | 195.7938 | 170.8195 | 140.1769 | 25.1185 | 0 | 0 | 0 | 0 | 0 | 0 | 0 | 0 | 0 | 0 | 1879.3754
v5.10_MeasureAssessmentTemplate_Industrial_All | Steam Trap Maintenance - SEG SEL - Avoid Leaks and Malfunctions | HVAC | Steam Trap Maintenance | Retrofit | Steam Trap Maintenance | Industrial | Wood | Firm | Sales | Industrial | 0.079537 | 1 | 5.0243 | 2.878 | -0.75648 | 0.31027 | -0.52509 | 15.9109 | 25.6817 | 38.6808 | 54.9721 | 74.2007 | 95.4494 | 117.1444 | 137.0763 | 152.6051 | 161.0917 | 160.5173 | 150.1482 | 130.9962 | 107.4973 | 19.2626 | 0 | 0 | 0 | 0 | 0 | 0 | 0 | 0 | 0 | 0 | 1441.2347
v5.10_MeasureAssessmentTemplate_Industrial_All | Steam Trap Maintenance - SEG SEL - Avoid Leaks and Malfunctions | HVAC | Steam Trap Maintenance | Retrofit | Steam Trap Maintenance | Industrial | Wood | Interruptible | Sales | Industrial | 0.079537 | 1 | 4.6198 | 2.6463 | -0.631 | 1.3498 | -0.39962 | 43.756 | 70.6264 | 106.3747 | 151.1769 | 204.0569 | 262.4923 | 322.1551 | 376.9689 | 419.6744 | 443.013 | 441.4333 | 412.9176 | 360.2483 | 295.6248 | 52.9735 | 0 | 0 | 0 | 0 | 0 | 0 | 0 | 0 | 0 | 0 | 3963.4922
v5.10_MeasureAssessmentTemplate_Industrial_All | Steam Trap Maintenance - SEG SEL - Avoid Leaks and Malfunctions | HVAC | Steam Trap Maintenance | Retrofit | Steam Trap Maintenance | Industrial | Misc. Manufacturing | Firm | Transport | Industrial | 0.079537 | 1 | 5.0243 | 1.7054 | -0.75648 | 1.3498 | -0.38209 | 29.7784 | 48.0653 | 72.3941 | 102.8845 | 138.8724 | 178.641 | 219.2449 | 256.5489 | 285.6124 | 301.4957 | 300.4206 | 281.014 | 245.1696 | 201.1896 | 36.0515 | 0 | 0 | 0 | 0 | 0 | 0 | 0 | 0 | 0 | 0 | 2697.383
v5.10_MeasureAssessmentTemplate_Industrial_All | Steam Trap Maintenance - SEG SEL - Avoid Leaks and Malfunctions | HVAC | Steam Trap Maintenance | Retrofit | Steam Trap Maintenance | Industrial | Other Food | Firm | Transport | Industrial | 0.079537 | 1 | 5.0243 | 1.7054 | -0.75648 | 1.3498 | -0.38209 | 1165.4395 | 1881.1336 | 2833.2878 | 4026.5932 | 5435.0506 | 6991.4756 | 8580.5924 | 10040.5572 | 11178.0168 | 11799.6404 | 11757.5642 | 10998.0493 | 9595.2053 | 7873.9603 | 1410.9483 | 0 | 0 | 0 | 0 | 0 | 0 | 0 | 0 | 0 | 0 | 105567.5144
v5.10_MeasureAssessmentTemplate_Industrial_All | Steam Trap Maintenance - SEG SEL - Avoid Leaks and Malfunctions | HVAC | Steam Trap Maintenance | Retrofit | Steam Trap Maintenance | Industrial | Cement/Concrete Products | Interruptible | Transport | Industrial | 0.079537 | 1 | 4.6198 | 1.4738 | -0.631 | 1.3498 | -0.25662 | 558.6336 | 901.6894 | 1358.0883 | 1930.079 | 2605.1991 | 3351.245 | 4112.9611 | 4812.7704 | 5357.9923 | 5655.957 | 5635.7885 | 5271.728 | 4599.2985 | 3774.249 | 676.3141 | 0 | 0 | 0 | 0 | 0 | 0 | 0 | 0 | 0 | 0 | 50601.9934
v5.10_MeasureAssessmentTemplate_Industrial_All | Steam Trap Maintenance - SEG SEL - Avoid Leaks and Malfunctions | HVAC | Steam Trap Maintenance | Retrofit | Steam Trap Maintenance | Industrial | Misc. Manufacturing | Interruptible | Transport | Industrial | 0.079537 | 1 | 4.6198 | 1.4738 | -0.631 | 1.3498 | -0.25662 | 179.5674 | 289.8394 | 436.5444 | 620.4053 | 837.4161 | 1077.2254 | 1322.0717 | 1547.0187 | 1722.275 | 1818.0529 | 1811.5699 | 1694.5461 | 1478.4002 | 1213.196 | 217.3946 | 0 | 0 | 0 | 0 | 0 | 0 | 0 | 0 | 0 | 0 | 16265.523
v5.10_MeasureAssessmentTemplate_Industrial_All | Steam Trap Maintenance - SEG SEL - Avoid Leaks and Malfunctions | HVAC | Steam Trap Maintenance | Retrofit | Steam Trap Maintenance | Industrial | Other Food | Interruptible | Transport | Industrial | 0.079537 | 1 | 4.6198 | 1.4738 | -0.631 | 1.3498 | -0.25662 | 599.965 | 968.4024 | 1458.5687 | 2072.8791 | 2797.949 | 3599.1923 | 4417.2653 | 5168.8512 | 5754.4122 | 6074.4223 | 6052.7616 | 5661.7655 | 4939.5852 | 4053.493 | 726.3523 | 0 | 0 | 0 | 0 | 0 | 0 | 0 | 0 | 0 | 0 | 54345.8652
v5.10_MeasureAssessmentTemplate_Industrial_All | Steam Trap Maintenance - SEG SEL - Avoid Leaks and Malfunctions | HVAC | Steam Trap Maintenance | Retrofit | Steam Trap Maintenance | Industrial | Wood | Interruptible | Transport | Industrial | 0.079537 | 1 | 4.6198 | 1.4738 | -0.631 | 1.3498 | -0.25662 | 400.384 | 646.2591 | 973.3694 | 1383.3267 | 1867.199 | 2401.9052 | 2947.8426 | 3449.4101 | 3840.1817 | 4053.739 | 4039.2839 | 3778.3543 | 3296.4105 | 2705.0808 | 484.728 | 0 | 0 | 0 | 0 | 0 | 0 | 0 | 0 | 0 | 0 | 36267.4744
v5.10_MeasureAssessmentTemplate_Industrial_All | Heat Pump Water Heater - SEG SEL - HPWH (150% eff) | Water Heat | Heat Pump Water Heater | NR | Heat Pump Water Heater | Industrial | Cement/Concrete Products | Firm | Sales | Commercial | 0.10092 | 1 | 3.2427 | 3.1523 | -0.68881 | 0.52657 | -0.67372 | 0 | 0 | 2.6476 | 4.9434 | 8.394 | 13.2873 | 19.8771 | 28.3326 | 38.6796 | 50.7445 | 64.117 | 78.1518 | 92.0266 | 104.8593 | 115.8657 | 124.5158 | 130.6341 | 134.773 | 136.5202 | 137.6795 | 137.1669 | 136.1095 | 135.0603 | 134.0192 | 132.9861 | 1961.3908
v5.10_MeasureAssessmentTemplate_Industrial_All | Heat Pump Water Heater - SEG SEL - HPWH (150% eff) | Water Heat | Heat Pump Water Heater | NR | Heat Pump Water Heater | Industrial | Chemical Manufacturing | Firm | Sales | Commercial | 0.10092 | 1 | 3.2427 | 3.1523 | -0.68881 | 0.52657 | -0.67372 | 0 | 0 | 0.69256 | 1.2931 | 2.1957 | 3.4757 | 5.1995 | 7.4113 | 10.1179 | 13.2739 | 16.7719 | 20.4432 | 24.0726 | 27.4294 | 30.3085 | 32.5712 | 34.1716 | 35.2543 | 35.7113 | 36.0146 | 35.8805 | 35.6039 | 35.3295 | 35.0571 | 34.7869 | 513.0661
v5.10_MeasureAssessmentTemplate_Industrial_All | Heat Pump Water Heater - SEG SEL - HPWH (150% eff) | Water Heat | Heat Pump Water Heater | NR | Heat Pump Water Heater | Industrial | Misc. Manufacturing | Firm | Sales | Commercial | 0.10092 | 1 | 3.2427 | 3.1523 | -0.68881 | 0.52657 | -0.67372 | 0 | 0 | 15.6859 | 29.2881 | 49.7316 | 78.7227 | 117.7653 | 167.8612 | 229.1638 | 300.6445 | 379.872 | 463.0237 | 545.2274 | 621.2567 | 686.466 | 737.715 | 773.9639 | 798.4857 | 808.8374 | 815.7061 | 812.6688 | 806.4043 | 800.1881 | 794.0198 | 787.8991 | 11620.597
v5.10_MeasureAssessmentTemplate_Industrial_All | Heat Pump Water Heater - SEG SEL - HPWH (150% eff) | Water Heat | Heat Pump Water Heater | NR | Heat Pump Water Heater | Industrial | Other Food | Firm | Sales | Commercial | 0.10092 | 1 | 3.2427 | 3.1523 | -0.68881 | 0.52657 | -0.67372 | 0 | 0 | 4.7972 | 8.9572 | 15.2094 | 24.0758 | 36.0161 | 51.337 | 70.0851 | 91.9461 | 116.1762 | 141.6065 | 166.7468 | 189.9989 | 209.9418 | 225.6153 | 236.7013 | 244.2008 | 247.3666 | 249.4673 | 248.5384 | 246.6225 | 244.7214 | 242.835 | 240.9631 | 3553.9258
v5.10_MeasureAssessmentTemplate_Industrial_All | Heat Pump Water Heater - SEG SEL - HPWH (150% eff) | Water Heat | Heat Pump Water Heater | NR | Heat Pump Water Heater | Industrial | Primary Metal Manufacturing | Firm | Sales | Commercial | 0.10092 | 1 | 3.2427 | 3.1523 | -0.68881 | 0.52657 | -0.67372 | 0 | 0 | 0.26415 | 0.49322 | 0.83749 | 1.3257 | 1.9832 | 2.8268 | 3.8592 | 5.0629 | 6.3971 | 7.7974 | 9.1818 | 10.4621 | 11.5603 | 12.4233 | 13.0337 | 13.4467 | 13.621 | 13.7367 | 13.6855 | 13.5801 | 13.4754 | 13.3715 | 13.2684 | 195.6938
v5.10_MeasureAssessmentTemplate_Industrial_All | Heat Pump Water Heater - SEG SEL - HPWH (150% eff) | Water Heat | Heat Pump Water Heater | NR | Heat Pump Water Heater | Industrial | Pulp and Paper Mills | Firm | Sales | Commercial | 0.10092 | 1 | 3.2427 | 3.1523 | -0.68881 | 0.52657 | -0.67372 | 0 | 0 | 0.062239 | 0.11621 | 0.19733 | 0.31236 | 0.46727 | 0.66604 | 0.90928 | 1.1929 | 1.5073 | 1.8372 | 2.1634 | 2.465 | 2.7238 | 2.9271 | 3.0709 | 3.1682 | 3.2093 | 3.2366 | 3.2245 | 3.1997 | 3.175 | 3.1505 | 3.1262 | 46.1083
v5.10_MeasureAssessmentTemplate_Industrial_All | Heat Pump Water Heater - SEG SEL - HPWH (150% eff) | Water Heat | Heat Pump Water Heater | NR | Heat Pump Water Heater | Industrial | Wood | Firm | Sales | Commercial | 0.10092 | 1 | 3.2427 | 3.1523 | -0.68881 | 0.52657 | -0.67372 | 0 | 0 | 4.1475 | 7.7441 | 13.1496 | 20.8152 | 31.1385 | 44.3844 | 60.5935 | 79.4938 | 100.4425 | 122.4288 | 144.1644 | 164.2674 | 181.5095 | 195.0603 | 204.6449 | 211.1288 | 213.8659 | 215.6821 | 214.879 | 213.2226 | 211.5789 | 209.9479 | 208.3296 | 3072.6192
v5.10_MeasureAssessmentTemplate_Industrial_All | Heat Pump Water Heater - SEG SEL - HPWH (150% eff) | Water Heat | Heat Pump Water Heater | NR | Heat Pump Water Heater | Industrial | Cement/Concrete Products | Firm | Sales | Industrial | 0.10092 | 1 | 3.2427 | 3.1523 | -0.68881 | 0.52657 | -0.67372 | 0 | 0 | 1.6288 | 3.0392 | 5.157 | 8.1575 | 12.1948 | 17.3701 | 23.6972 | 31.0671 | 39.2267 | 47.7799 | 56.2233 | 64.0187 | 70.6891 | 75.9135 | 79.5881 | 82.0525 | 83.0583 | 83.7053 | 83.3354 | 82.6354 | 81.9413 | 81.2529 | 80.5704 | 1194.3024
v5.10_MeasureAssessmentTemplate_Industrial_All | Heat Pump Water Heater - SEG SEL - HPWH (150% eff) | Water Heat | Heat Pump Water Heater | NR | Heat Pump Water Heater | Industrial | Chemical Manufacturing | Firm | Sales | Industrial | 0.10092 | 1 | 3.2427 | 3.1523 | -0.68881 | 0.52657 | -0.67372 | 0 | 0 | 3.1198 | 5.8252 | 9.8913 | 15.6575 | 23.4228 | 33.3866 | 45.5793 | 59.7964 | 75.5543 | 92.0926 | 108.4424 | 123.5642 | 136.5339 | 146.7271 | 153.9368 | 158.814 | 160.8729 | 162.239 | 161.6349 | 160.389 | 159.1526 | 157.9258 | 156.7084 | 2311.2668
v5.10_MeasureAssessmentTemplate_Industrial_All | Heat Pump Water Heater - SEG SEL - HPWH (150% eff) | Water Heat | Heat Pump Water Heater | NR | Heat Pump Water Heater | Industrial | Misc. Manufacturing | Firm | Sales | Industrial | 0.10092 | 1 | 3.2427 | 3.1523 | -0.68881 | 0.52657 | -0.67372 | 0 | 0 | 31.0184 | 57.9163 | 98.3425 | 155.6716 | 232.877 | 331.94 | 453.1638 | 594.5144 | 751.1843 | 915.6139 | 1078.1691 | 1228.5145 | 1357.4637 | 1458.807 | 1530.488 | 1578.9789 | 1599.4491 | 1613.0318 | 1607.0257 | 1594.6378 | 1582.3454 | 1570.1478 | 1558.0442 | 22979.3451
v5.10_MeasureAssessmentTemplate_Industrial_All | Heat Pump Water Heater - SEG SEL - HPWH (150% eff) | Water Heat | Heat Pump Water Heater | NR | Heat Pump Water Heater | Industrial | Other Food | Firm | Sales | Industrial | 0.10092 | 1 | 3.2427 | 3.1523 | -0.68881 | 0.52657 | -0.67372 | 0 | 0 | 4.3649 | 8.15 | 13.8388 | 21.9061 | 32.7705 | 46.7107 | 63.7693 | 83.6602 | 105.7069 | 128.8455 | 151.7203 | 172.8769 | 191.0227 | 205.2837 | 215.3707 | 222.1944 | 225.0749 | 226.9863 | 226.1411 | 224.3979 | 222.6681 | 220.9516 | 219.2484 | 3233.6599
v5.10_MeasureAssessmentTemplate_Industrial_All | Heat Pump Water Heater - SEG SEL - HPWH (150% eff) | Water Heat | Heat Pump Water Heater | NR | Heat Pump Water Heater | Industrial | Primary Metal Manufacturing | Firm | Sales | Industrial | 0.10092 | 1 | 3.2427 | 3.1523 | -0.68881 | 0.52657 | -0.67372 | 0 | 0 | 2.1198 | 3.9581 | 6.7209 | 10.6388 | 15.9152 | 22.6853 | 30.9699 | 40.63 | 51.3371 | 62.5744 | 73.6837 | 83.9585 | 92.7711 | 99.6971 | 104.5959 | 107.9098 | 109.3088 | 110.237 | 109.8266 | 108.98 | 108.1399 | 107.3063 | 106.4791 | 1570.4432
v5.10_MeasureAssessmentTemplate_Industrial_All | Heat Pump Water Heater - SEG SEL - HPWH (150% eff) | Water Heat | Heat Pump Water Heater | NR | Heat Pump Water Heater | Industrial | Pulp and Paper Mills | Firm | Sales | Industrial | 0.10092 | 1 | 3.2427 | 3.1523 | -0.68881 | 0.52657 | -0.67372 | 0 | 0 | 1.5825 | 2.9547 | 5.0172 | 7.9419 | 11.8807 | 16.9346 | 23.1191 | 30.3304 | 38.3233 | 46.712 | 55.0051 | 62.6753 | 69.2539 | 74.4242 | 78.0811 | 80.555 | 81.5993 | 82.2923 | 81.9859 | 81.3539 | 80.7268 | 80.1045 | 79.487 | 1172.3406
v5.10_MeasureAssessmentTemplate_Industrial_All | Heat Pump Water Heater - SEG SEL - HPWH (150% eff) | Water Heat | Heat Pump Water Heater | NR | Heat Pump Water Heater | Industrial | Wood | Firm | Sales | Industrial | 0.10092 | 1 | 3.2427 | 3.1523 | -0.68881 | 0.52657 | -0.67372 | 0 | 0 | 1.2135 | 2.2659 | 3.8475 | 6.0904 | 9.111 | 12.9866 | 17.7293 | 23.2595 | 29.3889 | 35.822 | 42.1817 | 48.0637 | 53.1087 | 57.0736 | 59.878 | 61.7751 | 62.576 | 63.1074 | 62.8724 | 62.3878 | 61.9068 | 61.4296 | 60.9561 | 899.0317
v5.10_MeasureAssessmentTemplate_Industrial_All | Heat Pump Water Heater - SEG SEL - HPWH (150% eff) | Water Heat | Heat Pump Water Heater | NR | Heat Pump Water Heater | Industrial | Wood | Interruptible | Sales | Industrial | 0.10092 | 1 | 2.7221 | 2.6463 | -0.4147 | 1.3498 | -0.39962 | 0 | 0 | 3.3373 | 6.2313 | 10.5809 | 16.749 | 25.0557 | 35.7141 | 48.7569 | 63.9651 | 80.8215 | 98.5129 | 116.0025 | 132.1785 | 146.0525 | 156.9562 | 164.6685 | 169.8858 | 172.0882 | 173.5496 | 172.9034 | 171.5705 | 170.248 | 168.9356 | 167.6334 | 2472.3975
v5.10_MeasureAssessmentTemplate_Industrial_All | Heat Pump Water Heater - SEG SEL - HPWH (150% eff) | Water Heat | Heat Pump Water Heater | NR | Heat Pump Water Heater | Industrial | Misc. Manufacturing | Firm | Transport | Industrial | 0.10092 | 1 | 3.2427 | 1.9798 | -0.68881 | 1.3498 | -0.53072 | 0 | 0 | 2.2712 | 4.2408 | 7.2009 | 11.3987 | 17.0519 | 24.3055 | 33.1818 | 43.5319 | 55.0037 | 67.0436 | 78.9464 | 89.955 | 99.397 | 106.8177 | 112.0663 | 115.617 | 117.1158 | 118.1104 | 117.6706 | 116.7636 | 115.8635 | 114.9703 | 114.0841 | 1682.6078
v5.10_MeasureAssessmentTemplate_Industrial_All | Heat Pump Water Heater - SEG SEL - HPWH (150% eff) | Water Heat | Heat Pump Water Heater | NR | Heat Pump Water Heater | Industrial | Other Food | Firm | Transport | Industrial | 0.10092 | 1 | 3.2427 | 1.9798 | -0.68881 | 1.3498 | -0.53072 | 0 | 0 | 88.8898 | 165.9716 | 281.8216 | 446.1103 | 667.3589 | 951.2453 | 1298.6381 | 1703.7087 | 2152.6798 | 2623.8882 | 3089.7248 | 3520.5718 | 3890.1034 | 4180.5244 | 4385.9418 | 4524.9028 | 4583.5644 | 4622.4886 | 4605.2769 | 4569.7768 | 4534.5504 | 4499.5955 | 4464.9101 | 65852.2439
v5.10_MeasureAssessmentTemplate_Industrial_All | Heat Pump Water Heater - SEG SEL - HPWH (150% eff) | Water Heat | Heat Pump Water Heater | NR | Heat Pump Water Heater | Industrial | Cement/Concrete Products | Interruptible | Transport | Industrial | 0.10092 | 1 | 2.7221 | 1.4738 | -0.4147 | 1.3498 | -0.25662 | 0 | 0 | 42.6078 | 79.5556 | 135.0864 | 213.8354 | 319.8871 | 455.9632 | 622.4801 | 816.6438 | 1031.8505 | 1257.7162 | 1481.0071 | 1687.5262 | 1864.6549 | 2003.8633 | 2102.3266 | 2168.9353 | 2197.0537 | 2215.7113 | 2207.4612 | 2190.4448 | 2173.5596 | 2156.8046 | 2140.1787 | 31565.1536
v5.10_MeasureAssessmentTemplate_Industrial_All | Heat Pump Water Heater - SEG SEL - HPWH (150% eff) | Water Heat | Heat Pump Water Heater | NR | Heat Pump Water Heater | Industrial | Misc. Manufacturing | Interruptible | Transport | Industrial | 0.10092 | 1 | 2.7221 | 1.4738 | -0.4147 | 1.3498 | -0.25662 | 0 | 0 | 13.6959 | 25.5724 | 43.4222 | 68.7353 | 102.8246 | 146.565 | 200.0902 | 262.5023 | 331.6784 | 404.2807 | 476.0554 | 542.439 | 599.3754 | 644.1225 | 675.7726 | 697.1833 | 706.2217 | 712.219 | 709.5671 | 704.0974 | 698.6698 | 693.2841 | 687.9398 | 10146.3144
v5.10_MeasureAssessmentTemplate_Industrial_All | Heat Pump Water Heater - SEG SEL - HPWH (150% eff) | Water Heat | Heat Pump Water Heater | NR | Heat Pump Water Heater | Industrial | Other Food | Interruptible | Transport | Industrial | 0.10092 | 1 | 2.7221 | 1.4738 | -0.4147 | 1.3498 | -0.25662 | 0 | 0 | 45.7602 | 85.4417 | 145.081 | 229.6564 | 343.5545 | 489.6984 | 668.5353 | 877.0645 | 1108.1936 | 1350.7704 | 1590.5818 | 1812.3807 | 2002.6145 | 2152.1224 | 2257.8707 | 2329.4075 | 2359.6063 | 2379.6444 | 2370.7838 | 2352.5085 | 2334.374 | 2316.3793 | 2298.5234 | 33900.5535
v5.10_MeasureAssessmentTemplate_Industrial_All | Heat Pump Water Heater - SEG SEL - HPWH (150% eff) | Water Heat | Heat Pump Water Heater | NR | Heat Pump Water Heater | Industrial | Wood | Interruptible | Transport | Industrial | 0.10092 | 1 | 2.7221 | 1.4738 | -0.4147 | 1.3498 | -0.25662 | 0 | 0 | 30.5379 | 57.0191 | 96.8191 | 153.2602 | 229.2696 | 326.7981 | 446.1441 | 585.3052 | 739.5481 | 901.4307 | 1061.4678 | 1209.4843 | 1336.436 | 1436.2094 | 1506.7801 | 1554.5199 | 1574.6729 | 1588.0452 | 1582.1322 | 1569.9362 | 1557.8343 | 1545.8256 | 1533.9095 | 22623.3854
v5.10_MeasureAssessmentTemplate_Industrial_All | Tank Water Heater - SEG SEL - Condensing Tank/Tankless Water Heating | Water Heat | Tank Water Heater | NR | Tank Water Heater | Industrial | Cement/Concrete Products | Firm | Sales | Commercial | 0.022326 | 1 | 2.0723 | 3.1523 | -0.39143 | 0.82394 | -0.67372 | 1.9828 | 3.7023 | 6.2865 | 9.9513 | 14.8866 | 21.2192 | 28.9684 | 38.0041 | 48.0192 | 58.5303 | 68.9216 | 78.5324 | 86.7754 | 93.2538 | 97.836 | 100.9357 | 102.2443 | 103.1125 | 102.7286 | 101.9367 | 101.1509 | 100.3712 | 99.5975 | 98.8297 | 98.0679 | 1665.8451
v5.10_MeasureAssessmentTemplate_Industrial_All | Tank Water Heater - SEG SEL - Condensing Tank/Tankless Water Heating | Water Heat | Tank Water Heater | NR | Tank Water Heater | Industrial | Chemical Manufacturing | Firm | Sales | Commercial | 0.022326 | 1 | 2.0723 | 3.1523 | -0.39143 | 0.82394 | -0.67372 | 0.51868 | 0.96845 | 1.6444 | 2.6031 | 3.8941 | 5.5506 | 7.5776 | 9.9412 | 12.561 | 15.3105 | 18.0287 | 20.5427 | 22.699 | 24.3936 | 25.5922 | 26.4031 | 26.7453 | 26.9725 | 26.872 | 26.6649 | 26.4593 | 26.2554 | 26.053 | 25.8522 | 25.6529 | 435.7564
v5.10_MeasureAssessmentTemplate_Industrial_All | Tank Water Heater - SEG SEL - Condensing Tank/Tankless Water Heating | Water Heat | Tank Water Heater | NR | Tank Water Heater | Industrial | Misc. Manufacturing | Firm | Sales | Commercial | 0.022326 | 1 | 2.0723 | 3.1523 | -0.39143 | 0.82394 | -0.67372 | 11.7477 | 21.9348 | 37.2455 | 58.9579 | 88.1981 | 125.7166 | 171.628 | 225.1621 | 284.4981 | 346.773 | 408.338 | 465.2787 | 514.116 | 552.498 | 579.646 | 598.0111 | 605.7638 | 610.908 | 608.6333 | 603.9416 | 599.2861 | 594.6665 | 590.0824 | 585.5338 | 581.0201 | 9869.5855
v5.10_MeasureAssessmentTemplate_Industrial_All | Tank Water Heater - SEG SEL - Condensing Tank/Tankless Water Heating | Water Heat | Tank Water Heater | NR | Tank Water Heater | Industrial | Other Food | Firm | Sales | Commercial | 0.022326 | 1 | 2.0723 | 3.1523 | -0.39143 | 0.82394 | -0.67372 | 3.5928 | 6.7083 | 11.3908 | 18.0311 | 26.9736 | 38.4479 | 52.489 | 68.8613 | 87.008 | 106.0536 | 124.882 | 142.2961 | 157.232 | 168.9704 | 177.2731 | 182.8897 | 185.2607 | 186.8339 | 186.1383 | 184.7034 | 183.2796 | 181.8668 | 180.4648 | 179.0737 | 177.6933 | 3018.4141
v5.10_MeasureAssessmentTemplate_Industrial_All | Tank Water Heater - SEG SEL - Condensing Tank/Tankless Water Heating | Water Heat | Tank Water Heater | NR | Tank Water Heater | Industrial | Primary Metal Manufacturing | Firm | Sales | Commercial | 0.022326 | 1 | 2.0723 | 3.1523 | -0.39143 | 0.82394 | -0.67372 | 0.19783 | 0.36939 | 0.62722 | 0.99287 | 1.4853 | 2.1171 | 2.8903 | 3.7918 | 4.791 | 5.8397 | 6.8765 | 7.8354 | 8.6578 | 9.3042 | 9.7614 | 10.0707 | 10.2012 | 10.2878 | 10.2495 | 10.1705 | 10.0921 | 10.0143 | 9.9371 | 9.8605 | 9.7845 | 166.2063
v5.10_MeasureAssessmentTemplate_Industrial_All | Tank Water Heater - SEG SEL - Condensing Tank/Tankless Water Heating | Water Heat | Tank Water Heater | NR | Tank Water Heater | Industrial | Pulp and Paper Mills | Firm | Sales | Commercial | 0.022326 | 1 | 2.0723 | 3.1523 | -0.39143 | 0.82394 | -0.67372 | 0.046613 | 0.087033 | 0.14778 | 0.23393 | 0.34995 | 0.49882 | 0.68099 | 0.8934 | 1.1288 | 1.3759 | 1.6202 | 1.8461 | 2.0399 | 2.1922 | 2.2999 | 2.3728 | 2.4036 | 2.424 | 2.4149 | 2.3963 | 2.3779 | 2.3595 | 2.3413 | 2.3233 | 2.3054 | 39.1607
v5.10_MeasureAssessmentTemplate_Industrial_All | Tank Water Heater - SEG SEL - Condensing Tank/Tankless Water Heating | Water Heat | Tank Water Heater | NR | Tank Water Heater | Industrial | Wood | Firm | Sales | Commercial | 0.022326 | 1 | 2.0723 | 3.1523 | -0.39143 | 0.82394 | -0.67372 | 3.1062 | 5.7998 | 9.8481 | 15.5892 | 23.3206 | 33.2409 | 45.3804 | 59.5354 | 75.2246 | 91.6908 | 107.9692 | 123.025 | 135.9382 | 146.0868 | 153.2651 | 158.121 | 160.1709 | 161.5311 | 160.9296 | 159.6891 | 158.4581 | 157.2366 | 156.0246 | 154.8218 | 153.6284 | 2609.6316
v5.10_MeasureAssessmentTemplate_Industrial_All | Tank Water Heater - SEG SEL - Condensing Tank/Tankless Water Heating | Water Heat | Tank Water Heater | NR | Tank Water Heater | Industrial | Cement/Concrete Products | Firm | Sales | Industrial | 0.022326 | 1 | 2.0723 | 3.1523 | -0.39143 | 0.82394 | -0.67372 | 1.2216 | 2.2793 | 3.8676 | 6.118 | 9.1458 | 13.0272 | 17.7723 | 23.2996 | 29.4191 | 35.8338 | 42.1662 | 48.0126 | 53.0152 | 56.9334 | 59.6892 | 61.5375 | 62.2918 | 62.777 | 62.4996 | 61.9746 | 61.454 | 60.9378 | 60.4259 | 59.9183 | 59.415 | 1015.0324
v5.10_MeasureAssessmentTemplate_Industrial_All | Tank Water Heater - SEG SEL - Condensing Tank/Tankless Water Heating | Water Heat | Tank Water Heater | NR | Tank Water Heater | Industrial | Chemical Manufacturing | Firm | Sales | Industrial | 0.022326 | 1 | 2.0723 | 3.1523 | -0.39143 | 0.82394 | -0.67372 | 2.3365 | 4.3627 | 7.4079 | 11.7264 | 17.5421 | 25.0043 | 34.1358 | 44.7834 | 56.585 | 68.9711 | 81.216 | 92.5411 | 102.2546 | 109.8885 | 115.2881 | 118.9408 | 120.4828 | 121.5059 | 121.0535 | 120.1204 | 119.1944 | 118.2756 | 117.3638 | 116.4591 | 115.5614 | 1963.0011
v5.10_MeasureAssessmentTemplate_Industrial_All | Tank Water Heater - SEG SEL - Condensing Tank/Tankless Water Heating | Water Heat | Tank Water Heater | NR | Tank Water Heater | Industrial | Misc. Manufacturing | Firm | Sales | Industrial | 0.022326 | 1 | 2.0723 | 3.1523 | -0.39143 | 0.82394 | -0.67372 | 23.2306 | 43.3753 | 73.6518 | 116.5874 | 174.4089 | 248.6003 | 339.3887 | 445.2506 | 562.5856 | 685.7322 | 807.4748 | 920.0732 | 1016.6473 | 1092.5465 | 1146.2307 | 1182.5471 | 1197.8778 | 1208.0503 | 1203.5522 | 1194.2746 | 1185.0684 | 1175.9332 | 1166.8685 | 1157.8736 | 1148.948 | 19516.7778
v5.10_MeasureAssessmentTemplate_Industrial_All | Tank Water Heater - SEG SEL - Condensing Tank/Tankless Water Heating | Water Heat | Tank Water Heater | NR | Tank Water Heater | Industrial | Other Food | Firm | Sales | Industrial | 0.022326 | 1 | 2.0723 | 3.1523 | -0.39143 | 0.82394 | -0.67372 | 3.269 | 6.1038 | 10.3643 | 16.4062 | 24.5429 | 34.9831 | 47.7589 | 62.6558 | 79.1672 | 96.4964 | 113.6281 | 129.473 | 143.0629 | 153.7435 | 161.2979 | 166.4084 | 168.5657 | 169.9972 | 169.3642 | 168.0587 | 166.7632 | 165.4777 | 164.2021 | 162.9363 | 161.6803 | 2746.4065
v5.10_MeasureAssessmentTemplate_Industrial_All | Tank Water Heater - SEG SEL - Condensing Tank/Tankless Water Heating | Water Heat | Tank Water Heater | NR | Tank Water Heater | Industrial | Primary Metal Manufacturing | Firm | Sales | Industrial | 0.022326 | 1 | 2.0723 | 3.1523 | -0.39143 | 0.82394 | -0.67372 | 1.5876 | 2.9643 | 5.0335 | 7.9678 | 11.9194 | 16.9897 | 23.1943 | 30.4291 | 38.448 | 46.864 | 55.1841 | 62.8792 | 69.4792 | 74.6663 | 78.3351 | 80.8171 | 81.8648 | 82.56 | 82.2526 | 81.6185 | 80.9894 | 80.3651 | 79.7456 | 79.1308 | 78.5208 | 1333.8061
v5.10_MeasureAssessmentTemplate_Industrial_All | Tank Water Heater - SEG SEL - Condensing Tank/Tankless Water Heating | Water Heat | Tank Water Heater | NR | Tank Water Heater | Industrial | Pulp and Paper Mills | Firm | Sales | Industrial | 0.022326 | 1 | 2.0723 | 3.1523 | -0.39143 | 0.82394 | -0.67372 | 1.1852 | 2.2129 | 3.7575 | 5.948 | 8.8978 | 12.6829 | 17.3146 | 22.7154 | 28.7015 | 34.9841 | 41.1951 | 46.9395 | 51.8664 | 55.7386 | 58.4774 | 60.3302 | 61.1123 | 61.6313 | 61.4018 | 60.9285 | 60.4588 | 59.9928 | 59.5303 | 59.0714 | 58.6161 | 995.6903
v5.10_MeasureAssessmentTemplate_Industrial_All | Tank Water Heater - SEG SEL - Condensing Tank/Tankless Water Heating | Water Heat | Tank Water Heater | NR | Tank Water Heater | Industrial | Wood | Firm | Sales | Industrial | 0.022326 | 1 | 2.0723 | 3.1523 | -0.39143 | 0.82394 | -0.67372 | 0.90886 | 1.697 | 2.8815 | 4.5613 | 6.8235 | 9.7261 | 13.2781 | 17.4197 | 22.0103 | 26.8282 | 31.5912 | 35.9965 | 39.7748 | 42.7442 | 44.8445 | 46.2653 | 46.8651 | 47.2631 | 47.0871 | 46.7242 | 46.364 | 46.0066 | 45.6519 | 45.3 | 44.9508 | 763.5641
v5.10_MeasureAssessmentTemplate_Industrial_All | Tank Water Heater - SEG SEL - Condensing Tank/Tankless Water Heating | Water Heat | Tank Water Heater | NR | Tank Water Heater | Industrial | Wood | Interruptible | Sales | Industrial | 0.022326 | 1 | 1.7397 | 2.6463 | -0.11733 | 1.3498 | -0.39962 | 2.4994 | 4.6668 | 7.9244 | 12.5439 | 18.765 | 26.7474 | 36.5156 | 47.9055 | 60.5298 | 73.7794 | 86.878 | 98.9927 | 109.3833 | 117.5494 | 123.3254 | 127.2328 | 128.8823 | 129.9768 | 129.4928 | 128.4946 | 127.5041 | 126.5212 | 125.5459 | 124.5781 | 123.6178 | 2099.8524
v5.10_MeasureAssessmentTemplate_Industrial_All | Tank Water Heater - SEG SEL - Condensing Tank/Tankless Water Heating | Water Heat | Tank Water Heater | NR | Tank Water Heater | Industrial | Misc. Manufacturing | Firm | Transport | Industrial | 0.022326 | 1 | 2.0723 | 1.9798 | -0.39143 | 1.3498 | -0.53072 | 1.701 | 3.1761 | 5.393 | 8.5368 | 12.7707 | 18.2032 | 24.8509 | 32.6024 | 41.194 | 50.2111 | 59.1254 | 67.3702 | 74.4416 | 79.9991 | 83.93 | 86.5892 | 87.7118 | 88.4566 | 88.1272 | 87.4479 | 86.7738 | 86.1049 | 85.4412 | 84.7825 | 84.129 | 1429.0696
v5.10_MeasureAssessmentTemplate_Industrial_All | Tank Water Heater - SEG SEL - Condensing Tank/Tankless Water Heating | Water Heat | Tank Water Heater | NR | Tank Water Heater | Industrial | Other Food | Firm | Transport | Industrial | 0.022326 | 1 | 2.0723 | 1.9798 | -0.39143 | 1.3498 | -0.53072 | 66.5724 | 124.3013 | 211.065 | 334.1061 | 499.8061 | 712.4176 | 972.591 | 1275.9611 | 1612.2098 | 1965.1126 | 2313.9923 | 2636.6672 | 2913.4211 | 3130.9265 | 3284.7701 | 3388.8424 | 3432.776 | 3461.9275 | 3449.0371 | 3422.45 | 3396.0678 | 3369.889 | 3343.9119 | 3318.1352 | 3292.5571 | 55929.5143
v5.10_MeasureAssessmentTemplate_Industrial_All | Tank Water Heater - SEG SEL - Condensing Tank/Tankless Water Heating | Water Heat | Tank Water Heater | NR | Tank Water Heater | Industrial | Cement/Concrete Products | Interruptible | Transport | Industrial | 0.022326 | 1 | 1.7397 | 1.4738 | -0.11733 | 1.3498 | -0.25662 | 31.9104 | 59.5817 | 101.1704 | 160.1481 | 239.5736 | 341.4853 | 466.195 | 611.6103 | 772.7854 | 941.9433 | 1109.1729 | 1263.8416 | 1396.4989 | 1500.7564 | 1574.4987 | 1624.384 | 1645.4428 | 1659.4161 | 1653.2373 | 1640.4932 | 1627.8474 | 1615.299 | 1602.8473 | 1590.4917 | 1578.2313 | 26808.8619
v5.10_MeasureAssessmentTemplate_Industrial_All | Tank Water Heater - SEG SEL - Condensing Tank/Tankless Water Heating | Water Heat | Tank Water Heater | NR | Tank Water Heater | Industrial | Misc. Manufacturing | Interruptible | Transport | Industrial | 0.022326 | 1 | 1.7397 | 1.4738 | -0.11733 | 1.3498 | -0.25662 | 10.2573 | 19.152 | 32.5203 | 51.4781 | 77.0086 | 109.7671 | 149.8539 | 196.5962 | 248.4044 | 302.7786 | 356.5329 | 406.2497 | 448.8911 | 482.4037 | 506.1074 | 522.1426 | 528.9117 | 533.4033 | 531.4172 | 527.3207 | 523.2558 | 519.2223 | 515.2198 | 511.2482 | 507.3072 | 8617.4502
v5.10_MeasureAssessmentTemplate_Industrial_All | Tank Water Heater - SEG SEL - Condensing Tank/Tankless Water Heating | Water Heat | Tank Water Heater | NR | Tank Water Heater | Industrial | Other Food | Interruptible | Transport | Industrial | 0.022326 | 1 | 1.7397 | 1.4738 | -0.11733 | 1.3498 | -0.25662 | 34.2713 | 63.99 | 108.6557 | 171.9969 | 257.2988 | 366.7506 | 500.6872 | 656.8613 | 829.9611 | 1011.6346 | 1191.2369 | 1357.349 | 1499.8211 | 1611.7923 | 1690.9906 | 1744.5667 | 1767.1836 | 1782.1907 | 1775.5548 | 1761.8678 | 1748.2863 | 1734.8095 | 1721.4366 | 1708.1668 | 1694.9993 | 28792.3597
v5.10_MeasureAssessmentTemplate_Industrial_All | Tank Water Heater - SEG SEL - Condensing Tank/Tankless Water Heating | Water Heat | Tank Water Heater | NR | Tank Water Heater | Industrial | Wood | Interruptible | Transport | Industrial | 0.022326 | 1 | 1.7397 | 1.4738 | -0.11733 | 1.3498 | -0.25662 | 22.8708 | 42.7034 | 72.5109 | 114.7814 | 171.7072 | 244.7494 | 334.1314 | 438.3535 | 553.8709 | 675.1099 | 794.9667 | 905.8209 | 1000.899 | 1075.6225 | 1128.4751 | 1164.2289 | 1179.3222 | 1189.3371 | 1184.9087 | 1175.7747 | 1166.7112 | 1157.7175 | 1148.7932 | 1139.9376 | 1131.1503 | 19214.4547
v5.10_MeasureAssessmentTemplate_Industrial_All | Ceiling Insulation - SEG SEL - R30 from R0 Insulation | HVAC | Ceiling Insulation | Retrofit | Ceiling Insulation | Industrial | Cement/Concrete Products | Firm | Sales | Commercial | 0.092342 | 1 | 4.0444 | 5.3472 | -1.6881 | 0.71613 | -1.8626 | 9.863 | 19.5635 | 34.4682 | 55.635 | 83.7952 | 119.0875 | 160.743 | 206.7747 | 253.7732 | 296.9521 | 330.5927 | 348.9774 | 347.733 | 325.2702 | 283.7807 | 232.8744 | 84.3449 | 0 | 0 | 0 | 0 | 0 | 0 | 0 | 0 | 3194.2288
v5.10_MeasureAssessmentTemplate_Industrial_All | Ceiling Insulation - SEG SEL - R30 from R0 Insulation | HVAC | Ceiling Insulation | Retrofit | Ceiling Insulation | Industrial | Chemical Manufacturing | Firm | Sales | Commercial | 0.092342 | 1 | 4.0444 | 5.3472 | -1.6881 | 0.71613 | -1.8626 | 2.58 | 5.1175 | 9.0163 | 14.5532 | 21.9194 | 31.1513 | 42.0476 | 54.0887 | 66.3827 | 77.6776 | 86.4774 | 91.2865 | 90.961 | 85.0851 | 74.2321 | 60.9159 | 22.0632 | 0 | 0 | 0 | 0 | 0 | 0 | 0 | 0 | 835.5554
v5.10_MeasureAssessmentTemplate_Industrial_All | Ceiling Insulation - SEG SEL - R30 from R0 Insulation | HVAC | Ceiling Insulation | Retrofit | Ceiling Insulation | Industrial | Misc. Manufacturing | Firm | Sales | Commercial | 0.092342 | 1 | 4.0444 | 5.3472 | -1.6881 | 0.71613 | -1.8626 | 58.4351 | 115.9075 | 204.2126 | 329.6192 | 496.4592 | 705.5546 | 952.3497 | 1225.0722 | 1503.5232 | 1759.3436 | 1958.6535 | 2067.5767 | 2060.2039 | 1927.1189 | 1681.3074 | 1379.7045 | 499.7161 | 0 | 0 | 0 | 0 | 0 | 0 | 0 | 0 | 18924.7577
v5.10_MeasureAssessmentTemplate_Industrial_All | Ceiling Insulation - SEG SEL - R30 from R0 Insulation | HVAC | Ceiling Insulation | Retrofit | Ceiling Insulation | Industrial | Other Food | Firm | Sales | Commercial | 0.092342 | 1 | 4.0444 | 5.3472 | -1.6881 | 0.71613 | -1.8626 | 17.8712 | 35.448 | 62.4543 | 100.8074 | 151.8321 | 215.7797 | 291.257 | 374.6637 | 459.8223 | 538.0598 | 599.0148 | 632.3267 | 630.0719 | 589.3705 | 514.194 | 421.9548 | 152.8281 | 0 | 0 | 0 | 0 | 0 | 0 | 0 | 0 | 5787.7564
v5.10_MeasureAssessmentTemplate_Industrial_All | Ceiling Insulation - SEG SEL - R30 from R0 Insulation | HVAC | Ceiling Insulation | Retrofit | Ceiling Insulation | Industrial | Primary Metal Manufacturing | Firm | Sales | Commercial | 0.092342 | 1 | 4.0444 | 5.3472 | -1.6881 | 0.71613 | -1.8626 | 0.98406 | 1.9519 | 3.439 | 5.5509 | 8.3605 | 11.8817 | 16.0378 | 20.6305 | 25.3197 | 29.6278 | 32.9842 | 34.8185 | 34.6943 | 32.4532 | 28.3136 | 23.2346 | 8.4153 | 0 | 0 | 0 | 0 | 0 | 0 | 0 | 0 | 318.6976
v5.10_MeasureAssessmentTemplate_Industrial_All | Ceiling Insulation - SEG SEL - R30 from R0 Insulation | HVAC | Ceiling Insulation | Retrofit | Ceiling Insulation | Industrial | Pulp and Paper Mills | Firm | Sales | Commercial | 0.092342 | 1 | 4.0444 | 5.3472 | -1.6881 | 0.71613 | -1.8626 | 0.23186 | 0.4599 | 0.81028 | 1.3079 | 1.9699 | 2.7995 | 3.7787 | 4.8609 | 5.9657 | 6.9807 | 7.7716 | 8.2038 | 8.1745 | 7.6464 | 6.6711 | 5.4744 | 1.9828 | 0 | 0 | 0 | 0 | 0 | 0 | 0 | 0 | 75.0899
v5.10_MeasureAssessmentTemplate_Industrial_All | Ceiling Insulation - SEG SEL - R30 from R0 Insulation | HVAC | Ceiling Insulation | Retrofit | Ceiling Insulation | Industrial | Semiconductor Manufacturing | Firm | Sales | Commercial | 0.092342 | 1 | 4.0444 | 5.3472 | -1.6881 | 0.71613 | -1.8626 | 41.7932 | 82.8979 | 146.0544 | 235.7461 | 355.0714 | 504.618 | 681.1277 | 876.1809 | 1075.3312 | 1258.2959 | 1400.8438 | 1478.7465 | 1473.4735 | 1378.2901 | 1202.4838 | 986.7751 | 357.4007 | 0 | 0 | 0 | 0 | 0 | 0 | 0 | 0 | 13535.1302
v5.10_MeasureAssessmentTemplate_Industrial_All | Ceiling Insulation - SEG SEL - R30 from R0 Insulation | HVAC | Ceiling Insulation | Retrofit | Ceiling Insulation | Industrial | Wood | Firm | Sales | Commercial | 0.092342 | 1 | 4.0444 | 5.3472 | -1.6881 | 0.71613 | -1.8626 | 15.4509 | 30.6473 | 53.9962 | 87.1551 | 131.2695 | 186.5567 | 251.8122 | 323.9232 | 397.5488 | 465.1906 | 517.8905 | 546.691 | 544.7416 | 509.5524 | 444.557 | 364.8097 | 132.1307 | 0 | 0 | 0 | 0 | 0 | 0 | 0 | 0 | 5003.9231
v5.10_MeasureAssessmentTemplate_Industrial_All | Ceiling Insulation - SEG SEL - R30 from R0 Insulation | HVAC | Ceiling Insulation | Retrofit | Ceiling Insulation | Industrial | Cement/Concrete Products | Firm | Sales | Industrial | 0.092342 | 1 | 4.0444 | 5.3472 | -1.6881 | 0.71613 | -1.8626 | 6.0764 | 12.0443 | 21.2056 | 34.204 | 51.4808 | 73.1121 | 98.6171 | 126.7695 | 155.4749 | 181.8018 | 202.2564 | 213.3553 | 212.4463 | 198.5841 | 173.1332 | 141.9765 | 32.7032 | 0 | 0 | 0 | 0 | 0 | 0 | 0 | 0 | 1935.2414
v5.10_MeasureAssessmentTemplate_Industrial_All | Ceiling Insulation - SEG SEL - R30 from R0 Insulation | HVAC | Ceiling Insulation | Retrofit | Ceiling Insulation | Industrial | Chemical Manufacturing | Firm | Sales | Industrial | 0.092342 | 1 | 4.0444 | 5.3472 | -1.6881 | 0.71613 | -1.8626 | 11.6224 | 23.0533 | 40.6167 | 65.5593 | 98.7427 | 140.3306 | 189.4166 | 243.6595 | 299.0417 | 349.9228 | 389.5644 | 411.2285 | 409.7622 | 383.2923 | 334.4019 | 274.4149 | 99.3905 | 0 | 0 | 0 | 0 | 0 | 0 | 0 | 0 | 3764.0204
v5.10_MeasureAssessmentTemplate_Industrial_All | Ceiling Insulation - SEG SEL - R30 from R0 Insulation | HVAC | Ceiling Insulation | Retrofit | Ceiling Insulation | Industrial | Misc. Manufacturing | Firm | Sales | Industrial | 0.092342 | 1 | 4.0444 | 5.3472 | -1.6881 | 0.71613 | -1.8626 | 115.5535 | 229.2033 | 403.8237 | 651.811 | 981.7316 | 1395.2107 | 1883.2399 | 2422.5397 | 2973.1672 | 3479.0436 | 3873.1723 | 4088.5643 | 4073.9849 | 3810.8137 | 3324.7296 | 2728.3198 | 988.1719 | 0 | 0 | 0 | 0 | 0 | 0 | 0 | 0 | 37423.0806
v5.10_MeasureAssessmentTemplate_Industrial_All | Ceiling Insulation - SEG SEL - R30 from R0 Insulation | HVAC | Ceiling Insulation | Retrofit | Ceiling Insulation | Industrial | Other Food | Firm | Sales | Industrial | 0.092342 | 1 | 4.0444 | 5.3472 | -1.6881 | 0.71613 | -1.8626 | 16.2607 | 32.2535 | 56.8262 | 91.723 | 138.1495 | 196.3344 | 265.01 | 340.9005 | 418.3849 | 489.572 | 545.0339 | 575.3439 | 573.2923 | 536.2588 | 467.8569 | 383.9299 | 139.0558 | 0 | 0 | 0 | 0 | 0 | 0 | 0 | 0 | 5266.1865
v5.10_MeasureAssessmentTemplate_Industrial_All | Ceiling Insulation - SEG SEL - R30 from R0 Insulation | HVAC | Ceiling Insulation | Retrofit | Ceiling Insulation | Industrial | Primary Metal Manufacturing | Firm | Sales | Industrial | 0.092342 | 1 | 4.0444 | 5.3472 | -1.6881 | 0.71613 | -1.8626 | 7.8971 | 15.6641 | 27.5979 | 44.5458 | 67.093 | 95.3508 | 128.7035 | 165.56 | 203.1907 | 237.7631 | 264.6984 | 279.4187 | 278.4223 | 260.4368 | 227.217 | 186.4575 | 67.5332 | 0 | 0 | 0 | 0 | 0 | 0 | 0 | 0 | 2557.5499
v5.10_MeasureAssessmentTemplate_Industrial_All | Ceiling Insulation - SEG SEL - R30 from R0 Insulation | HVAC | Ceiling Insulation | Retrofit | Ceiling Insulation | Industrial | Pulp and Paper Mills | Firm | Sales | Industrial | 0.092342 | 1 | 4.0444 | 5.3472 | -1.6881 | 0.71613 | -1.8626 | 5.8952 | 11.6933 | 20.6019 | 33.2535 | 50.0851 | 71.1797 | 96.0775 | 123.5911 | 151.6825 | 177.4909 | 197.5982 | 208.5869 | 207.8431 | 194.4168 | 169.6182 | 139.1911 | 50.4137 | 0 | 0 | 0 | 0 | 0 | 0 | 0 | 0 | 1909.2188
v5.10_MeasureAssessmentTemplate_Industrial_All | Ceiling Insulation - SEG SEL - R30 from R0 Insulation | HVAC | Ceiling Insulation | Retrofit | Ceiling Insulation | Industrial | Semiconductor Manufacturing | Firm | Sales | Industrial | 0.092342 | 1 | 4.0444 | 5.3472 | -1.6881 | 0.71613 | -1.8626 | 38.5877 | 76.5396 | 134.852 | 217.6644 | 327.8373 | 465.9136 | 628.885 | 808.9776 | 992.853 | 1161.7842 | 1293.3987 | 1365.3262 | 1360.4576 | 1272.5748 | 1110.253 | 911.0892 | 329.988 | 0 | 0 | 0 | 0 | 0 | 0 | 0 | 0 | 12496.982
v5.10_MeasureAssessmentTemplate_Industrial_All | Ceiling Insulation - SEG SEL - R30 from R0 Insulation | HVAC | Ceiling Insulation | Retrofit | Ceiling Insulation | Industrial | Wood | Firm | Sales | Industrial | 0.092342 | 1 | 4.0444 | 5.3472 | -1.6881 | 0.71613 | -1.8626 | 4.5209 | 8.9672 | 15.799 | 25.5011 | 38.4087 | 54.5855 | 73.6789 | 94.7782 | 116.3206 | 136.1123 | 151.5319 | 159.9588 | 159.3884 | 149.0923 | 130.075 | 106.7413 | 38.6607 | 0 | 0 | 0 | 0 | 0 | 0 | 0 | 0 | 1464.1207
v5.10_MeasureAssessmentTemplate_Industrial_All | Ceiling Insulation - SEG SEL - R30 from R0 Insulation | HVAC | Ceiling Insulation | Retrofit | Ceiling Insulation | Industrial | Wood | Interruptible | Sales | Industrial | 0.092342 | 1 | 2.0016 | 2.6463 | -0.22514 | 1.3498 | -0.39962 | 12.4326 | 24.6605 | 43.4483 | 70.1298 | 105.6266 | 150.1137 | 202.6219 | 260.6463 | 319.8895 | 374.3178 | 416.723 | 439.8975 | 438.3289 | 410.0137 | 357.7149 | 293.5458 | 106.3196 | 0 | 0 | 0 | 0 | 0 | 0 | 0 | 0 | 4026.4302
v5.10_MeasureAssessmentTemplate_Industrial_All | Ceiling Insulation - SEG SEL - R30 from R0 Insulation | HVAC | Ceiling Insulation | Retrofit | Ceiling Insulation | Industrial | Misc. Manufacturing | Firm | Transport | Industrial | 0.092342 | 1 | 4.0444 | 4.1746 | -1.6881 | 1.3498 | -1.7196 | 8.4611 | 16.7829 | 29.569 | 47.7273 | 71.885 | 102.161 | 137.8958 | 177.3847 | 217.7031 | 254.7447 | 283.6038 | 299.3754 | 298.3078 | 279.0378 | 243.4454 | 199.7747 | 72.3565 | 0 | 0 | 0 | 0 | 0 | 0 | 0 | 0 | 2740.2159
v5.10_MeasureAssessmentTemplate_Industrial_All | Ceiling Insulation - SEG SEL - R30 from R0 Insulation | HVAC | Ceiling Insulation | Retrofit | Ceiling Insulation | Industrial | Other Food | Firm | Transport | Industrial | 0.092342 | 1 | 4.0444 | 4.1746 | -1.6881 | 1.3498 | -1.7196 | 331.1433 | 656.8311 | 1157.2434 | 1867.9043 | 2813.3624 | 3998.2757 | 5396.828 | 6942.3073 | 8520.2485 | 9969.9459 | 11099.4062 | 11716.6581 | 11674.8779 | 10920.7044 | 9527.7259 | 7818.5858 | 2831.8187 | 0 | 0 | 0 | 0 | 0 | 0 | 0 | 0 | 107243.8669
v5.10_MeasureAssessmentTemplate_Industrial_All | Ceiling Insulation - SEG SEL - R30 from R0 Insulation | HVAC | Ceiling Insulation | Retrofit | Ceiling Insulation | Industrial | Semiconductor Manufacturing | Firm | Transport | Industrial | 0.092342 | 1 | 4.0444 | 4.1746 | -1.6881 | 1.3498 | -1.7196 | 142.4547 | 282.5624 | 497.835 | 803.5545 | 1210.2815 | 1720.0198 | 2321.6635 | 2986.5139 | 3665.329 | 4288.9749 | 4774.8578 | 5040.3937 | 5022.4202 | 4697.982 | 4098.7361 | 3363.4804 | 1218.2212 | 0 | 0 | 0 | 0 | 0 | 0 | 0 | 0 | 46135.2806
v5.10_MeasureAssessmentTemplate_Industrial_All | Ceiling Insulation - SEG SEL - R30 from R0 Insulation | HVAC | Ceiling Insulation | Retrofit | Ceiling Insulation | Industrial | Cement/Concrete Products | Interruptible | Transport | Industrial | 0.092342 | 1 | 2.0016 | 1.4738 | -0.22514 | 1.3498 | -0.25662 | 158.7279 | 314.8408 | 554.705 | 895.3482 | 1348.5374 | 1916.5055 | 2586.8777 | 3327.677 | 4084.0363 | 4778.9241 | 5320.3117 | 5616.1809 | 5596.1542 | 5234.654 | 4566.9535 | 3747.7062 | 1357.3842 | 0 | 0 | 0 | 0 | 0 | 0 | 0 | 0 | 51405.5244
v5.10_MeasureAssessmentTemplate_Industrial_All | Ceiling Insulation - SEG SEL - R30 from R0 Insulation | HVAC | Ceiling Insulation | Retrofit | Ceiling Insulation | Industrial | Misc. Manufacturing | Interruptible | Transport | Industrial | 0.092342 | 1 | 2.0016 | 1.4738 | -0.22514 | 1.3498 | -0.25662 | 51.0216 | 101.2026 | 178.3046 | 287.801 | 433.4744 | 616.0422 | 831.5269 | 1069.6497 | 1312.7741 | 1536.1391 | 1710.1629 | 1805.2672 | 1798.8298 | 1682.6291 | 1468.0032 | 1204.664 | 436.3181 | 0 | 0 | 0 | 0 | 0 | 0 | 0 | 0 | 16523.8103
v5.10_MeasureAssessmentTemplate_Industrial_All | Ceiling Insulation - SEG SEL - R30 from R0 Insulation | HVAC | Ceiling Insulation | Retrofit | Ceiling Insulation | Industrial | Other Food | Interruptible | Transport | Industrial | 0.092342 | 1 | 2.0016 | 1.4738 | -0.22514 | 1.3498 | -0.25662 | 170.4716 | 338.1349 | 595.7457 | 961.592 | 1448.3112 | 2058.3013 | 2778.2722 | 3573.8806 | 4386.2004 | 5132.5006 | 5713.9437 | 6031.7033 | 6010.1949 | 5621.9485 | 4904.847 | 4024.9864 | 1457.8125 | 0 | 0 | 0 | 0 | 0 | 0 | 0 | 0 | 55208.8468
v5.10_MeasureAssessmentTemplate_Industrial_All | Ceiling Insulation - SEG SEL - R30 from R0 Insulation | HVAC | Ceiling Insulation | Retrofit | Ceiling Insulation | Industrial | Semiconductor Manufacturing | Interruptible | Transport | Industrial | 0.092342 | 1 | 2.0016 | 1.4738 | -0.22514 | 1.3498 | -0.25662 | 213.9213 | 424.3184 | 747.5889 | 1206.6818 | 1817.4556 | 2582.9194 | 3486.3959 | 4484.7884 | 5504.1515 | 6440.6682 | 7170.3089 | 7569.0588 | 7542.0684 | 7054.8661 | 6154.9904 | 5050.8716 | 1829.3785 | 0 | 0 | 0 | 0 | 0 | 0 | 0 | 0 | 69280.4321
v5.10_MeasureAssessmentTemplate_Industrial_All | Ceiling Insulation - SEG SEL - R30 from R0 Insulation | HVAC | Ceiling Insulation | Retrofit | Ceiling Insulation | Industrial | Wood | Interruptible | Transport | Industrial | 0.092342 | 1 | 2.0016 | 1.4738 | -0.22514 | 1.3498 | -0.25662 | 113.7635 | 225.6528 | 397.5683 | 641.7142 | 966.5241 | 1373.5983 | 1854.0677 | 2385.0135 | 2927.1116 | 3425.1518 | 3813.1752 | 4025.2307 | 4010.8772 | 3751.7826 | 3273.2281 | 2686.057 | 972.8647 | 0 | 0 | 0 | 0 | 0 | 0 | 0 | 0 | 36843.3814
v5.10_MeasureAssessmentTemplate_Industrial_All | Wall Insulation - SEG SEL - R15 from R0 Insulation | HVAC | Wall Insulation | Retrofit | Wall Insulation R0 to R15 | Industrial | Cement/Concrete Products | Firm | Sales | Commercial | 0.10519 | 1 | 3.1302 | 5.3472 | -1.4789 | 0.92527 | -1.8626 | 11.2352 | 22.2853 | 39.2635 | 63.3751 | 95.4531 | 135.6554 | 183.1061 | 235.5419 | 289.079 | 338.265 | 376.5859 | 397.5283 | 396.1108 | 370.5228 | 323.2612 | 265.2727 | 96.0793 | 0 | 0 | 0 | 0 | 0 | 0 | 0 | 0 | 3638.6207
v5.10_MeasureAssessmentTemplate_Industrial_All | Wall Insulation - SEG SEL - R15 from R0 Insulation | HVAC | Wall Insulation | Retrofit | Wall Insulation R0 to R15 | Industrial | Chemical Manufacturing | Firm | Sales | Commercial | 0.10519 | 1 | 3.1302 | 5.3472 | -1.4789 | 0.92527 | -1.8626 | 2.9389 | 5.8294 | 10.2707 | 16.5778 | 24.9689 | 35.4851 | 47.8974 | 61.6137 | 75.6181 | 88.4843 | 98.5084 | 103.9866 | 103.6158 | 96.9224 | 84.5596 | 69.3908 | 25.1327 | 0 | 0 | 0 | 0 | 0 | 0 | 0 | 0 | 951.8006
v5.10_MeasureAssessmentTemplate_Industrial_All | Wall Insulation - SEG SEL - R15 from R0 Insulation | HVAC | Wall Insulation | Retrofit | Wall Insulation R0 to R15 | Industrial | Misc. Manufacturing | Firm | Sales | Commercial | 0.10519 | 1 | 3.1302 | 5.3472 | -1.4789 | 0.92527 | -1.8626 | 66.5648 | 132.033 | 232.6234 | 375.4769 | 565.5282 | 803.7137 | 1084.8438 | 1395.5084 | 1712.6984 | 2004.1094 | 2231.1479 | 2355.2249 | 2346.8264 | 2195.2262 | 1915.2165 | 1571.6536 | 569.2382 | 0 | 0 | 0 | 0 | 0 | 0 | 0 | 0 | 21557.6337
v5.10_MeasureAssessmentTemplate_Industrial_All | Wall Insulation - SEG SEL - R15 from R0 Insulation | HVAC | Wall Insulation | Retrofit | Wall Insulation R0 to R15 | Industrial | Other Food | Firm | Sales | Commercial | 0.10519 | 1 | 3.1302 | 5.3472 | -1.4789 | 0.92527 | -1.8626 | 20.3575 | 40.3796 | 71.1432 | 114.8321 | 172.9554 | 245.7997 | 331.7776 | 426.7882 | 523.7943 | 612.9165 | 682.3517 | 720.2981 | 717.7296 | 671.3658 | 585.7304 | 480.6586 | 174.0901 | 0 | 0 | 0 | 0 | 0 | 0 | 0 | 0 | 6592.9685
v5.10_MeasureAssessmentTemplate_Industrial_All | Wall Insulation - SEG SEL - R15 from R0 Insulation | HVAC | Wall Insulation | Retrofit | Wall Insulation R0 to R15 | Industrial | Primary Metal Manufacturing | Firm | Sales | Commercial | 0.10519 | 1 | 3.1302 | 5.3472 | -1.4789 | 0.92527 | -1.8626 | 1.121 | 2.2235 | 3.9174 | 6.3231 | 9.5236 | 13.5347 | 18.269 | 23.5007 | 28.8423 | 33.7497 | 37.5731 | 39.6626 | 39.5211 | 36.9682 | 32.2527 | 26.467 | 9.5861 | 0 | 0 | 0 | 0 | 0 | 0 | 0 | 0 | 363.0359
v5.10_MeasureAssessmentTemplate_Industrial_All | Wall Insulation - SEG SEL - R15 from R0 Insulation | HVAC | Wall Insulation | Retrofit | Wall Insulation R0 to R15 | Industrial | Pulp and Paper Mills | Firm | Sales | Commercial | 0.10519 | 1 | 3.1302 | 5.3472 | -1.4789 | 0.92527 | -1.8626 | 0.26412 | 0.52388 | 0.92301 | 1.4898 | 2.2439 | 3.189 | 4.3045 | 5.5371 | 6.7957 | 7.9519 | 8.8528 | 9.3451 | 9.3118 | 8.7102 | 7.5992 | 6.236 | 2.2586 | 0 | 0 | 0 | 0 | 0 | 0 | 0 | 0 | 85.5366
v5.10_MeasureAssessmentTemplate_Industrial_All | Wall Insulation - SEG SEL - R15 from R0 Insulation | HVAC | Wall Insulation | Retrofit | Wall Insulation R0 to R15 | Industrial | Semiconductor Manufacturing | Firm | Sales | Commercial | 0.10519 | 1 | 3.1302 | 5.3472 | -1.4789 | 0.92527 | -1.8626 | 47.6076 | 94.431 | 166.374 | 268.5439 | 404.4701 | 574.8221 | 775.8885 | 998.0782 | 1224.9349 | 1433.3542 | 1595.7339 | 1684.4747 | 1678.4681 | 1570.0424 | 1369.7774 | 1124.0586 | 407.1235 | 0 | 0 | 0 | 0 | 0 | 0 | 0 | 0 | 15418.183
v5.10_MeasureAssessmentTemplate_Industrial_All | Wall Insulation - SEG SEL - R15 from R0 Insulation | HVAC | Wall Insulation | Retrofit | Wall Insulation R0 to R15 | Industrial | Wood | Firm | Sales | Commercial | 0.10519 | 1 | 3.1302 | 5.3472 | -1.4789 | 0.92527 | -1.8626 | 17.6005 | 34.911 | 61.5083 | 99.2804 | 149.5322 | 212.5111 | 286.8451 | 368.9884 | 452.8571 | 529.9095 | 589.9411 | 622.7485 | 620.5278 | 580.443 | 506.4052 | 415.5632 | 150.5131 | 0 | 0 | 0 | 0 | 0 | 0 | 0 | 0 | 5700.0857
v5.10_MeasureAssessmentTemplate_Industrial_All | Wall Insulation - SEG SEL - R15 from R0 Insulation | HVAC | Wall Insulation | Retrofit | Wall Insulation R0 to R15 | Industrial | Cement/Concrete Products | Firm | Sales | Industrial | 0.10519 | 1 | 3.1302 | 5.3472 | -1.4789 | 0.92527 | -1.8626 | 6.9218 | 13.7199 | 24.1558 | 38.9626 | 58.643 | 83.2837 | 112.3371 | 144.4061 | 177.1051 | 207.0946 | 230.3949 | 243.038 | 242.0025 | 226.2118 | 197.2201 | 161.7287 | 37.2529 | 0 | 0 | 0 | 0 | 0 | 0 | 0 | 0 | 2204.4787
v5.10_MeasureAssessmentTemplate_Industrial_All | Wall Insulation - SEG SEL - R15 from R0 Insulation | HVAC | Wall Insulation | Retrofit | Wall Insulation R0 to R15 | Industrial | Chemical Manufacturing | Firm | Sales | Industrial | 0.10519 | 1 | 3.1302 | 5.3472 | -1.4789 | 0.92527 | -1.8626 | 13.2393 | 26.2606 | 46.2674 | 74.6801 | 112.4802 | 159.8538 | 215.7689 | 277.5582 | 340.6454 | 398.6053 | 443.7619 | 468.44 | 466.7696 | 436.6173 | 380.925 | 312.5924 | 113.2181 | 0 | 0 | 0 | 0 | 0 | 0 | 0 | 0 | 4287.6835
v5.10_MeasureAssessmentTemplate_Industrial_All | Wall Insulation - SEG SEL - R15 from R0 Insulation | HVAC | Wall Insulation | Retrofit | Wall Insulation R0 to R15 | Industrial | Misc. Manufacturing | Firm | Sales | Industrial | 0.10519 | 1 | 3.1302 | 5.3472 | -1.4789 | 0.92527 | -1.8626 | 131.6297 | 261.0908 | 460.005 | 742.4932 | 1118.3134 | 1589.3171 | 2145.2426 | 2759.5716 | 3386.8042 | 3963.0599 | 4412.021 | 4657.3791 | 4640.7714 | 4340.987 | 3787.2771 | 3107.8928 | 1125.6498 | 0 | 0 | 0 | 0 | 0 | 0 | 0 | 0 | 42629.5055
v5.10_MeasureAssessmentTemplate_Industrial_All | Wall Insulation - SEG SEL - R15 from R0 Insulation | HVAC | Wall Insulation | Retrofit | Wall Insulation R0 to R15 | Industrial | Other Food | Firm | Sales | Industrial | 0.10519 | 1 | 3.1302 | 5.3472 | -1.4789 | 0.92527 | -1.8626 | 18.523 | 36.7408 | 64.732 | 104.4838 | 157.3694 | 223.6492 | 301.8791 | 388.3277 | 476.592 | 557.6829 | 620.8608 | 655.3877 | 653.0507 | 610.8649 | 532.9467 | 437.3436 | 158.4018 | 0 | 0 | 0 | 0 | 0 | 0 | 0 | 0 | 5998.8361
v5.10_MeasureAssessmentTemplate_Industrial_All | Wall Insulation - SEG SEL - R15 from R0 Insulation | HVAC | Wall Insulation | Retrofit | Wall Insulation R0 to R15 | Industrial | Primary Metal Manufacturing | Firm | Sales | Industrial | 0.10519 | 1 | 3.1302 | 5.3472 | -1.4789 | 0.92527 | -1.8626 | 8.9958 | 17.8433 | 31.4374 | 50.7431 | 76.4272 | 108.6163 | 146.6091 | 188.5933 | 231.4593 | 270.8415 | 301.5242 | 318.2923 | 317.1573 | 296.6696 | 258.8282 | 212.3981 | 76.9286 | 0 | 0 | 0 | 0 | 0 | 0 | 0 | 0 | 2913.3649
v5.10_MeasureAssessmentTemplate_Industrial_All | Wall Insulation - SEG SEL - R15 from R0 Insulation | HVAC | Wall Insulation | Retrofit | Wall Insulation R0 to R15 | Industrial | Pulp and Paper Mills | Firm | Sales | Industrial | 0.10519 | 1 | 3.1302 | 5.3472 | -1.4789 | 0.92527 | -1.8626 | 6.7154 | 13.3201 | 23.4681 | 37.8799 | 57.0532 | 81.0824 | 109.4442 | 140.7855 | 172.7851 | 202.184 | 225.0887 | 237.6062 | 236.7589 | 221.4648 | 193.2161 | 158.5558 | 57.4274 | 0 | 0 | 0 | 0 | 0 | 0 | 0 | 0 | 2174.8358
v5.10_MeasureAssessmentTemplate_Industrial_All | Wall Insulation - SEG SEL - R15 from R0 Insulation | HVAC | Wall Insulation | Retrofit | Wall Insulation R0 to R15 | Industrial | Semiconductor Manufacturing | Firm | Sales | Industrial | 0.10519 | 1 | 3.1302 | 5.3472 | -1.4789 | 0.92527 | -1.8626 | 43.9561 | 87.1881 | 153.6131 | 247.9465 | 373.4471 | 530.7331 | 716.3776 | 921.5253 | 1130.982 | 1323.4156 | 1473.3407 | 1555.275 | 1549.7291 | 1449.6197 | 1264.7151 | 1037.843 | 375.897 | 0 | 0 | 0 | 0 | 0 | 0 | 0 | 0 | 14235.6042
v5.10_MeasureAssessmentTemplate_Industrial_All | Wall Insulation - SEG SEL - R15 from R0 Insulation | HVAC | Wall Insulation | Retrofit | Wall Insulation R0 to R15 | Industrial | Wood | Firm | Sales | Industrial | 0.10519 | 1 | 3.1302 | 5.3472 | -1.4789 | 0.92527 | -1.8626 | 5.1498 | 10.2148 | 17.997 | 29.0489 | 43.7523 | 62.1796 | 83.9293 | 107.964 | 132.5035 | 155.0486 | 172.6136 | 182.2128 | 181.5631 | 169.8345 | 148.1714 | 121.5915 | 44.0393 | 0 | 0 | 0 | 0 | 0 | 0 | 0 | 0 | 1667.8141
v5.10_MeasureAssessmentTemplate_Industrial_All | Wall Insulation - SEG SEL - R15 from R0 Insulation | HVAC | Wall Insulation | Retrofit | Wall Insulation R0 to R15 | Industrial | Wood | Interruptible | Sales | Industrial | 0.10519 | 1 | 1.5491 | 2.6463 | -0.015995 | 1.3498 | -0.39962 | 14.1623 | 28.0913 | 49.4929 | 79.8864 | 120.3218 | 170.9981 | 230.8113 | 296.9083 | 364.3936 | 426.3942 | 474.6989 | 501.0975 | 499.3106 | 467.0562 | 407.4813 | 334.3849 | 121.1111 | 0 | 0 | 0 | 0 | 0 | 0 | 0 | 0 | 4586.6008
v5.10_MeasureAssessmentTemplate_Industrial_All | Wall Insulation - SEG SEL - R15 from R0 Insulation | HVAC | Wall Insulation | Retrofit | Wall Insulation R0 to R15 | Industrial | Misc. Manufacturing | Firm | Transport | Industrial | 0.10519 | 1 | 3.1302 | 4.1746 | -1.4789 | 1.3498 | -1.7196 | 9.6383 | 19.1178 | 33.6828 | 54.3673 | 81.8858 | 116.374 | 157.0803 | 202.0631 | 247.9907 | 290.1856 | 323.0597 | 341.0255 | 339.8094 | 317.8584 | 277.3143 | 227.5681 | 82.423 | 0 | 0 | 0 | 0 | 0 | 0 | 0 | 0 | 3121.444
v5.10_MeasureAssessmentTemplate_Industrial_All | Wall Insulation - SEG SEL - R15 from R0 Insulation | HVAC | Wall Insulation | Retrofit | Wall Insulation R0 to R15 | Industrial | Other Food | Firm | Transport | Industrial | 0.10519 | 1 | 3.1302 | 4.1746 | -1.4789 | 1.3498 | -1.7196 | 377.213 | 748.2117 | 1318.243 | 2127.7735 | 3204.7669 | 4554.5293 | 6147.6528 | 7908.1444 | 9705.6141 | 11356.9983 | 12643.5929 | 13346.719 | 13299.1262 | 12440.0295 | 10853.2552 | 8906.3337 | 3225.7909 | 0 | 0 | 0 | 0 | 0 | 0 | 0 | 0 | 122163.9945
v5.10_MeasureAssessmentTemplate_Industrial_All | Wall Insulation - SEG SEL - R15 from R0 Insulation | HVAC | Wall Insulation | Retrofit | Wall Insulation R0 to R15 | Industrial | Semiconductor Manufacturing | Firm | Transport | Industrial | 0.10519 | 1 | 3.1302 | 4.1746 | -1.4789 | 1.3498 | -1.7196 | 162.2734 | 321.8735 | 567.0955 | 915.3477 | 1378.6599 | 1959.3147 | 2644.6612 | 3402.0077 | 4175.2619 | 4885.6715 | 5439.1521 | 5741.6302 | 5721.1562 | 5351.5811 | 4668.9661 | 3831.4192 | 1387.7042 | 0 | 0 | 0 | 0 | 0 | 0 | 0 | 0 | 52553.7761
v5.10_MeasureAssessmentTemplate_Industrial_All | Wall Insulation - SEG SEL - R15 from R0 Insulation | HVAC | Wall Insulation | Retrofit | Wall Insulation R0 to R15 | Industrial | Cement/Concrete Products | Interruptible | Transport | Industrial | 0.10519 | 1 | 1.5491 | 1.4738 | -0.015995 | 1.3498 | -0.25662 | 180.8107 | 358.6426 | 631.8774 | 1019.912 | 1536.1505 | 2183.1362 | 2946.7729 | 3790.6346 | 4652.2211 | 5443.7841 | 6060.4913 | 6397.5229 | 6374.71 | 5962.9167 | 5202.3234 | 4269.0997 | 1546.228 | 0 | 0 | 0 | 0 | 0 | 0 | 0 | 0 | 58557.234
v5.10_MeasureAssessmentTemplate_Industrial_All | Wall Insulation - SEG SEL - R15 from R0 Insulation | HVAC | Wall Insulation | Retrofit | Wall Insulation R0 to R15 | Industrial | Misc. Manufacturing | Interruptible | Transport | Industrial | 0.10519 | 1 | 1.5491 | 1.4738 | -0.015995 | 1.3498 | -0.25662 | 58.1198 | 115.2822 | 203.1109 | 327.8409 | 493.7808 | 701.7481 | 947.2117 | 1218.463 | 1495.4116 | 1749.8519 | 1948.0865 | 2056.4221 | 2049.0891 | 1916.7221 | 1672.2367 | 1372.2609 | 497.0201 | 0 | 0 | 0 | 0 | 0 | 0 | 0 | 0 | 18822.6584
v5.10_MeasureAssessmentTemplate_Industrial_All | Wall Insulation - SEG SEL - R15 from R0 Insulation | HVAC | Wall Insulation | Retrofit | Wall Insulation R0 to R15 | Industrial | Other Food | Interruptible | Transport | Industrial | 0.10519 | 1 | 1.5491 | 1.4738 | -0.015995 | 1.3498 | -0.25662 | 194.1882 | 385.1773 | 678.6279 | 1095.3719 | 1649.8051 | 2344.6591 | 3164.7947 | 4071.0909 | 4996.4234 | 5846.5514 | 6508.8867 | 6870.8541 | 6846.3535 | 6404.0929 | 5587.2259 | 4584.956 | 1660.6282 | 0 | 0 | 0 | 0 | 0 | 0 | 0 | 0 | 62889.6873
v5.10_MeasureAssessmentTemplate_Industrial_All | Wall Insulation - SEG SEL - R15 from R0 Insulation | HVAC | Wall Insulation | Retrofit | Wall Insulation R0 to R15 | Industrial | Semiconductor Manufacturing | Interruptible | Transport | Industrial | 0.10519 | 1 | 1.5491 | 1.4738 | -0.015995 | 1.3498 | -0.25662 | 243.6828 | 483.351 | 851.596 | 1374.5594 | 2070.3061 | 2942.2639 | 3971.435 | 5108.7272 | 6269.9076 | 7336.7156 | 8167.8664 | 8622.0917 | 8591.3464 | 8036.3628 | 7011.2934 | 5753.5658 | 2083.8878 | 0 | 0 | 0 | 0 | 0 | 0 | 0 | 0 | 78918.9589
v5.10_MeasureAssessmentTemplate_Industrial_All | Wall Insulation - SEG SEL - R15 from R0 Insulation | HVAC | Wall Insulation | Retrofit | Wall Insulation R0 to R15 | Industrial | Wood | Interruptible | Transport | Industrial | 0.10519 | 1 | 1.5491 | 1.4738 | -0.015995 | 1.3498 | -0.25662 | 129.5907 | 257.0464 | 452.8793 | 730.9916 | 1100.9902 | 1564.698 | 2112.0119 | 2716.8246 | 3334.3412 | 3901.6704 | 4343.677 | 4585.2343 | 4568.8839 | 4273.7432 | 3728.6106 | 3059.7503 | 1108.213 | 0 | 0 | 0 | 0 | 0 | 0 | 0 | 0 | 41969.1565
v5.10_MeasureAssessmentTemplate_Industrial_All | Wall Insulation - SEG SEL - R35 from R15 Insulation | HVAC | Wall Insulation | Retrofit | Wall Insulation R15 to R35 | Industrial | Cement/Concrete Products | Firm | Sales | Commercial | 0.0082932 | 0 | 0.54981 | 5.3472 | 2.8636 | 5.2678 | -1.8626 | 0.88579 | 1.757 | 3.0956 | 4.9965 | 7.5256 | 10.6951 | 14.4362 | 18.5702 | 22.7911 | 26.669 | 29.6902 | 31.3413 | 31.2296 | 29.2122 | 25.4861 | 20.9142 | 7.5749 | 0 | 0 | 0 | 0 | 0 | 0 | 0 | 0 | 286.8708
v5.10_MeasureAssessmentTemplate_Industrial_All | Wall Insulation - SEG SEL - R35 from R15 Insulation | HVAC | Wall Insulation | Retrofit | Wall Insulation R15 to R35 | Industrial | Chemical Manufacturing | Firm | Sales | Commercial | 0.0082932 | 0 | 0.54981 | 5.3472 | 2.8636 | 5.2678 | -1.8626 | 0.23171 | 0.4596 | 0.80974 | 1.307 | 1.9686 | 2.7977 | 3.7763 | 4.8577 | 5.9618 | 6.9762 | 7.7665 | 8.1984 | 8.1691 | 7.6414 | 6.6667 | 5.4708 | 1.9815 | 0 | 0 | 0 | 0 | 0 | 0 | 0 | 0 | 75.0405
v5.10_MeasureAssessmentTemplate_Industrial_All | Wall Insulation - SEG SEL - R35 from R15 Insulation | HVAC | Wall Insulation | Retrofit | Wall Insulation R15 to R35 | Industrial | Misc. Manufacturing | Firm | Sales | Commercial | 0.0082932 | 0 | 0.54981 | 5.3472 | 2.8636 | 5.2678 | -1.8626 | 5.248 | 10.4095 | 18.3402 | 29.6028 | 44.5866 | 63.3652 | 85.5297 | 110.0226 | 135.0301 | 158.0051 | 175.9049 | 185.6872 | 185.0251 | 173.0728 | 150.9967 | 123.91 | 44.8791 | 0 | 0 | 0 | 0 | 0 | 0 | 0 | 0 | 1699.6155
v5.10_MeasureAssessmentTemplate_Industrial_All | Wall Insulation - SEG SEL - R35 from R15 Insulation | HVAC | Wall Insulation | Retrofit | Wall Insulation R15 to R35 | Industrial | Other Food | Firm | Sales | Commercial | 0.0082932 | 0 | 0.54981 | 5.3472 | 2.8636 | 5.2678 | -1.8626 | 1.605 | 3.1836 | 5.609 | 9.0534 | 13.6359 | 19.379 | 26.1575 | 33.6482 | 41.2962 | 48.3227 | 53.797 | 56.7887 | 56.5862 | 52.9308 | 46.1793 | 37.8954 | 13.7254 | 0 | 0 | 0 | 0 | 0 | 0 | 0 | 0 | 519.7932
v5.10_MeasureAssessmentTemplate_Industrial_All | Wall Insulation - SEG SEL - R35 from R15 Insulation | HVAC | Wall Insulation | Retrofit | Wall Insulation R15 to R35 | Industrial | Primary Metal Manufacturing | Firm | Sales | Commercial | 0.0082932 | 0 | 0.54981 | 5.3472 | 2.8636 | 5.2678 | -1.8626 | 0.088378 | 0.1753 | 0.30885 | 0.49852 | 0.75085 | 1.0671 | 1.4403 | 1.8528 | 2.2739 | 2.6608 | 2.9623 | 3.127 | 3.1159 | 2.9146 | 2.5428 | 2.0867 | 0.75577 | 0 | 0 | 0 | 0 | 0 | 0 | 0 | 0 | 28.6219
v5.10_MeasureAssessmentTemplate_Industrial_All | Wall Insulation - SEG SEL - R35 from R15 Insulation | HVAC | Wall Insulation | Retrofit | Wall Insulation R15 to R35 | Industrial | Pulp and Paper Mills | Firm | Sales | Commercial | 0.0082932 | 0 | 0.54981 | 5.3472 | 2.8636 | 5.2678 | -1.8626 | 0.020823 | 0.041303 | 0.07277 | 0.11746 | 0.17691 | 0.25142 | 0.33937 | 0.43655 | 0.53577 | 0.62693 | 0.69796 | 0.73677 | 0.73414 | 0.68672 | 0.59913 | 0.49165 | 0.17807 | 0 | 0 | 0 | 0 | 0 | 0 | 0 | 0 | 6.7438
v5.10_MeasureAssessmentTemplate_Industrial_All | Wall Insulation - SEG SEL - R35 from R15 Insulation | HVAC | Wall Insulation | Retrofit | Wall Insulation R15 to R35 | Industrial | Semiconductor Manufacturing | Firm | Sales | Commercial | 0.0082932 | 0 | 0.54981 | 5.3472 | 2.8636 | 5.2678 | -1.8626 | 3.7534 | 7.445 | 13.117 | 21.1721 | 31.8886 | 45.3193 | 61.1715 | 78.689 | 96.5745 | 113.0064 | 125.8085 | 132.8049 | 132.3313 | 123.783 | 107.994 | 88.6214 | 32.0978 | 0 | 0 | 0 | 0 | 0 | 0 | 0 | 0 | 1215.5779
v5.10_MeasureAssessmentTemplate_Industrial_All | Wall Insulation - SEG SEL - R35 from R15 Insulation | HVAC | Wall Insulation | Retrofit | Wall Insulation R15 to R35 | Industrial | Wood | Firm | Sales | Commercial | 0.0082932 | 0 | 0.54981 | 5.3472 | 2.8636 | 5.2678 | -1.8626 | 1.3876 | 2.7524 | 4.8493 | 7.8273 | 11.7892 | 16.7545 | 22.615 | 29.0912 | 35.7035 | 41.7784 | 46.5113 | 49.0978 | 48.9228 | 45.7624 | 39.9253 | 32.7632 | 11.8665 | 0 | 0 | 0 | 0 | 0 | 0 | 0 | 0 | 449.3978
v5.10_MeasureAssessmentTemplate_Industrial_All | Wall Insulation - SEG SEL - R35 from R15 Insulation | HVAC | Wall Insulation | Retrofit | Wall Insulation R15 to R35 | Industrial | Cement/Concrete Products | Firm | Sales | Industrial | 0.0082932 | 0 | 0.54981 | 5.3472 | 2.8636 | 5.2678 | -1.8626 | 0.54572 | 1.0817 | 1.9045 | 3.0718 | 4.6234 | 6.5661 | 8.8567 | 11.3851 | 13.9631 | 16.3275 | 18.1645 | 19.1612 | 19.0796 | 17.8347 | 15.5489 | 12.7508 | 2.937 | 0 | 0 | 0 | 0 | 0 | 0 | 0 | 0 | 173.8023
v5.10_MeasureAssessmentTemplate_Industrial_All | Wall Insulation - SEG SEL - R35 from R15 Insulation | HVAC | Wall Insulation | Retrofit | Wall Insulation R15 to R35 | Industrial | Chemical Manufacturing | Firm | Sales | Industrial | 0.0082932 | 0 | 0.54981 | 5.3472 | 2.8636 | 5.2678 | -1.8626 | 1.0438 | 2.0704 | 3.6477 | 5.8878 | 8.868 | 12.603 | 17.0113 | 21.8828 | 26.8567 | 31.4263 | 34.9864 | 36.9321 | 36.8004 | 34.4231 | 30.0323 | 24.645 | 8.9262 | 0 | 0 | 0 | 0 | 0 | 0 | 0 | 0 | 338.0433
v5.10_MeasureAssessmentTemplate_Industrial_All | Wall Insulation - SEG SEL - R35 from R15 Insulation | HVAC | Wall Insulation | Retrofit | Wall Insulation R15 to R35 | Industrial | Misc. Manufacturing | Firm | Sales | Industrial | 0.0082932 | 0 | 0.54981 | 5.3472 | 2.8636 | 5.2678 | -1.8626 | 10.3778 | 20.5845 | 36.267 | 58.5386 | 88.1684 | 125.3026 | 169.1321 | 217.5661 | 267.0175 | 312.4498 | 347.8461 | 367.1903 | 365.8809 | 342.2458 | 298.591 | 245.028 | 88.7468 | 0 | 0 | 0 | 0 | 0 | 0 | 0 | 0 | 3360.9333
v5.10_MeasureAssessmentTemplate_Industrial_All | Wall Insulation - SEG SEL - R35 from R15 Insulation | HVAC | Wall Insulation | Retrofit | Wall Insulation R15 to R35 | Industrial | Other Food | Firm | Sales | Industrial | 0.0082932 | 0 | 0.54981 | 5.3472 | 2.8636 | 5.2678 | -1.8626 | 1.4604 | 2.8967 | 5.1035 | 8.2376 | 12.4071 | 17.6326 | 23.8003 | 30.616 | 37.5748 | 43.968 | 48.949 | 51.6711 | 51.4869 | 48.1609 | 42.0178 | 34.4804 | 12.4885 | 0 | 0 | 0 | 0 | 0 | 0 | 0 | 0 | 472.9515
v5.10_MeasureAssessmentTemplate_Industrial_All | Wall Insulation - SEG SEL - R35 from R15 Insulation | HVAC | Wall Insulation | Retrofit | Wall Insulation R15 to R35 | Industrial | Primary Metal Manufacturing | Firm | Sales | Industrial | 0.0082932 | 0 | 0.54981 | 5.3472 | 2.8636 | 5.2678 | -1.8626 | 0.70923 | 1.4068 | 2.4785 | 4.0006 | 6.0256 | 8.5634 | 11.5587 | 14.8688 | 18.2484 | 21.3533 | 23.7723 | 25.0943 | 25.0049 | 23.3896 | 20.4062 | 16.7456 | 6.0651 | 0 | 0 | 0 | 0 | 0 | 0 | 0 | 0 | 229.6913
v5.10_MeasureAssessmentTemplate_Industrial_All | Wall Insulation - SEG SEL - R35 from R15 Insulation | HVAC | Wall Insulation | Retrofit | Wall Insulation R15 to R35 | Industrial | Pulp and Paper Mills | Firm | Sales | Industrial | 0.0082932 | 0 | 0.54981 | 5.3472 | 2.8636 | 5.2678 | -1.8626 | 0.52944 | 1.0502 | 1.8502 | 2.9865 | 4.4981 | 6.3926 | 8.6286 | 11.0996 | 13.6225 | 15.9403 | 17.7461 | 18.733 | 18.6662 | 17.4604 | 15.2333 | 12.5006 | 4.5276 | 0 | 0 | 0 | 0 | 0 | 0 | 0 | 0 | 171.4652
v5.10_MeasureAssessmentTemplate_Industrial_All | Wall Insulation - SEG SEL - R35 from R15 Insulation | HVAC | Wall Insulation | Retrofit | Wall Insulation R15 to R35 | Industrial | Semiconductor Manufacturing | Firm | Sales | Industrial | 0.0082932 | 0 | 0.54981 | 5.3472 | 2.8636 | 5.2678 | -1.8626 | 3.4655 | 6.874 | 12.1109 | 19.5482 | 29.4428 | 41.8433 | 56.4796 | 72.6536 | 89.1672 | 104.3388 | 116.159 | 122.6187 | 122.1815 | 114.2888 | 99.7108 | 81.8241 | 29.6359 | 0 | 0 | 0 | 0 | 0 | 0 | 0 | 0 | 1122.3427
v5.10_MeasureAssessmentTemplate_Industrial_All | Wall Insulation - SEG SEL - R35 from R15 Insulation | HVAC | Wall Insulation | Retrofit | Wall Insulation R15 to R35 | Industrial | Wood | Firm | Sales | Industrial | 0.0082932 | 0 | 0.54981 | 5.3472 | 2.8636 | 5.2678 | -1.8626 | 0.40601 | 0.80534 | 1.4189 | 2.2902 | 3.4495 | 4.9023 | 6.617 | 8.5119 | 10.4466 | 12.2241 | 13.6089 | 14.3658 | 14.3145 | 13.3898 | 11.6819 | 9.5863 | 3.4721 | 0 | 0 | 0 | 0 | 0 | 0 | 0 | 0 | 131.4914
v5.10_MeasureAssessmentTemplate_Industrial_All | Wall Insulation - SEG SEL - R35 from R15 Insulation | HVAC | Wall Insulation | Retrofit | Wall Insulation R15 to R35 | Industrial | Wood | Interruptible | Sales | Industrial | 0.0082932 | 0 | 0.2721 | 2.6463 | 4.3266 | 1.3498 | -0.39962 | 1.1166 | 2.2147 | 3.902 | 6.2983 | 9.4862 | 13.4816 | 18.1973 | 23.4084 | 28.729 | 33.6171 | 37.4255 | 39.5068 | 39.3659 | 36.823 | 32.126 | 26.3631 | 9.5485 | 0 | 0 | 0 | 0 | 0 | 0 | 0 | 0 | 361.6101
v5.10_MeasureAssessmentTemplate_Industrial_All | Wall Insulation - SEG SEL - R35 from R15 Insulation | HVAC | Wall Insulation | Retrofit | Wall Insulation R15 to R35 | Industrial | Misc. Manufacturing | Firm | Transport | Industrial | 0.0082932 | 0 | 0.54981 | 4.1746 | 2.8636 | 1.3498 | -1.7196 | 0.75989 | 1.5073 | 2.6556 | 4.2863 | 6.4559 | 9.175 | 12.3843 | 15.9308 | 19.5517 | 22.8784 | 25.4702 | 26.8866 | 26.7908 | 25.0601 | 21.8636 | 17.9416 | 6.4983 | 0 | 0 | 0 | 0 | 0 | 0 | 0 | 0 | 246.0963
v5.10_MeasureAssessmentTemplate_Industrial_All | Wall Insulation - SEG SEL - R35 from R15 Insulation | HVAC | Wall Insulation | Retrofit | Wall Insulation R15 to R35 | Industrial | Other Food | Firm | Transport | Industrial | 0.0082932 | 0 | 0.54981 | 4.1746 | 2.8636 | 1.3498 | -1.7196 | 29.7397 | 58.9894 | 103.931 | 167.7548 | 252.6656 | 359.0816 | 484.6843 | 623.4824 | 765.1959 | 895.3919 | 996.8277 | 1052.2625 | 1048.5103 | 980.7787 | 855.6765 | 702.1802 | 254.3231 | 0 | 0 | 0 | 0 | 0 | 0 | 0 | 0 | 9631.4754
v5.10_MeasureAssessmentTemplate_Industrial_All | Wall Insulation - SEG SEL - R35 from R15 Insulation | HVAC | Wall Insulation | Retrofit | Wall Insulation R15 to R35 | Industrial | Semiconductor Manufacturing | Firm | Transport | Industrial | 0.0082932 | 0 | 0.54981 | 4.1746 | 2.8636 | 1.3498 | -1.7196 | 12.7937 | 25.3767 | 44.7101 | 72.1665 | 108.6943 | 154.4734 | 208.5065 | 268.2161 | 329.1799 | 385.189 | 428.8257 | 452.6732 | 451.0591 | 421.9215 | 368.1038 | 302.0712 | 109.4074 | 0 | 0 | 0 | 0 | 0 | 0 | 0 | 0 | 4143.3681
v5.10_MeasureAssessmentTemplate_Industrial_All | Wall Insulation - SEG SEL - R35 from R15 Insulation | HVAC | Wall Insulation | Retrofit | Wall Insulation R15 to R35 | Industrial | Cement/Concrete Products | Interruptible | Transport | Industrial | 0.0082932 | 0 | 0.2721 | 1.4738 | 4.3266 | 1.3498 | -0.25662 | 14.2552 | 28.2756 | 49.8176 | 80.4104 | 121.1109 | 172.1196 | 232.3252 | 298.8557 | 366.7836 | 429.1909 | 477.8124 | 504.3842 | 502.5856 | 470.1196 | 410.154 | 336.5781 | 121.9055 | 0 | 0 | 0 | 0 | 0 | 0 | 0 | 0 | 4616.684
v5.10_MeasureAssessmentTemplate_Industrial_All | Wall Insulation - SEG SEL - R35 from R15 Insulation | HVAC | Wall Insulation | Retrofit | Wall Insulation R15 to R35 | Industrial | Misc. Manufacturing | Interruptible | Transport | Industrial | 0.0082932 | 0 | 0.2721 | 1.4738 | 4.3266 | 1.3498 | -0.25662 | 4.5822 | 9.0889 | 16.0134 | 25.8472 | 38.9299 | 55.3262 | 74.6787 | 96.0643 | 117.8991 | 137.9593 | 153.5882 | 162.1294 | 161.5513 | 151.1154 | 131.84 | 108.1898 | 39.1853 | 0 | 0 | 0 | 0 | 0 | 0 | 0 | 0 | 1483.9886
v5.10_MeasureAssessmentTemplate_Industrial_All | Wall Insulation - SEG SEL - R35 from R15 Insulation | HVAC | Wall Insulation | Retrofit | Wall Insulation R15 to R35 | Industrial | Other Food | Interruptible | Transport | Industrial | 0.0082932 | 0 | 0.2721 | 1.4738 | 4.3266 | 1.3498 | -0.25662 | 15.3099 | 30.3676 | 53.5034 | 86.3597 | 130.0715 | 184.8542 | 249.5141 | 320.967 | 393.9207 | 460.9453 | 513.1642 | 541.7019 | 539.7702 | 504.9021 | 440.4999 | 361.4804 | 130.9248 | 0 | 0 | 0 | 0 | 0 | 0 | 0 | 0 | 4958.257
v5.10_MeasureAssessmentTemplate_Industrial_All | Wall Insulation - SEG SEL - R35 from R15 Insulation | HVAC | Wall Insulation | Retrofit | Wall Insulation R15 to R35 | Industrial | Semiconductor Manufacturing | Interruptible | Transport | Industrial | 0.0082932 | 0 | 0.2721 | 1.4738 | 4.3266 | 1.3498 | -0.25662 | 19.2121 | 38.1077 | 67.1403 | 108.371 | 163.2241 | 231.9697 | 313.1101 | 402.7748 | 494.3229 | 578.4306 | 643.959 | 679.7704 | 677.3464 | 633.5912 | 552.7742 | 453.6142 | 164.2948 | 0 | 0 | 0 | 0 | 0 | 0 | 0 | 0 | 6222.0134
v5.10_MeasureAssessmentTemplate_Industrial_All | Wall Insulation - SEG SEL - R35 from R15 Insulation | HVAC | Wall Insulation | Retrofit | Wall Insulation R15 to R35 | Industrial | Wood | Interruptible | Transport | Industrial | 0.0082932 | 0 | 0.2721 | 1.4738 | 4.3266 | 1.3498 | -0.25662 | 10.217 | 20.2657 | 35.7053 | 57.6318 | 86.8027 | 123.3616 | 166.5122 | 214.1959 | 262.8813 | 307.6098 | 342.4578 | 361.5024 | 360.2133 | 336.9442 | 293.9657 | 241.2324 | 87.3721 | 0 | 0 | 0 | 0 | 0 | 0 | 0 | 0 | 3308.871

## Peak Hour
File | Measure Name | End Use | Measure Category | Install Type | Measure Index | Sector | Segment | Firm/Interruptible | Sales/Transport | Rate Class | Energy Savings (therms/yr) | Cost-Effective | TRC BCR | UCT BCR | TRC-Net Levelized Cost ($/Therm) | TRC-Gross Levelized Cost ($/Therm) | UCT Levelized Cost ($/Therm) | Achievable Peak Hour therm 2026 | Achievable Peak Hour therm 2027 | Achievable Peak Hour therm 2028 | Achievable Peak Hour therm 2029 | Achievable Peak Hour therm 2030 | Achievable Peak Hour therm 2031 | Achievable Peak Hour therm 2032 | Achievable Peak Hour therm 2033 | Achievable Peak Hour therm 2034 | Achievable Peak Hour therm 2035 | Achievable Peak Hour therm 2036 | Achievable Peak Hour therm 2037 | Achievable Peak Hour therm 2038 | Achievable Peak Hour therm 2039 | Achievable Peak Hour therm 2040 | Achievable Peak Hour therm 2041 | Achievable Peak Hour therm 2042 | Achievable Peak Hour therm 2043 | Achievable Peak Hour therm 2044 | Achievable Peak Hour therm 2045 | Achievable Peak Hour therm 2046 | Achievable Peak Hour therm 2047 | Achievable Peak Hour therm 2048 | Achievable Peak Hour therm 2049 | Achievable Peak Hour therm 2050 | Total Peak Hour therm
v5.10_MeasureAssessmentTemplate_Commercial_All | Advanced RTU Controls (ARC) - SEG All - Full ARC on RTUs | HVAC | Advanced RTU Controls (ARC) | Retrofit | Advanced RTU Controls (ARC) | Commercial | Assembly | Firm | Sales | Commercial | 15.1968 | 1 | 1.6937 | 8.7545 | -1.4152 | 2.7998 | -3.6733 | 0.0091289 | 0.014783 | 0.022338 | 0.031849 | 0.043129 | 0.055659 | 0.068532 | 0.080453 | 0.089858 | 0.095163 | 0.095132 | 0.089275 | 0.078141 | 0.064332 | 0.048974 | 0.0070702 | 0 | 0 | 0 | 0 | 0 | 0 | 0 | 0 | 0 | 0.89382
v5.10_MeasureAssessmentTemplate_Commercial_All | Advanced RTU Controls (ARC) - SEG All - Full ARC on RTUs | HVAC | Advanced RTU Controls (ARC) | Retrofit | Advanced RTU Controls (ARC) | Commercial | Extra Large Retail | Firm | Sales | Commercial | 15.1968 | 1 | 1.6937 | 8.7545 | -1.4152 | 2.7998 | -3.6733 | 0.096835 | 0.15679 | 0.23689 | 0.33772 | 0.45728 | 0.59007 | 0.72646 | 0.85272 | 0.9523 | 1.0084 | 1.008 | 0.9458 | 0.82775 | 0.68139 | 0.51866 | 0.058236 | 0 | 0 | 0 | 0 | 0 | 0 | 0 | 0 | 0 | 9.4553
v5.10_MeasureAssessmentTemplate_Commercial_All | Advanced RTU Controls (ARC) - SEG All - Full ARC on RTUs | HVAC | Advanced RTU Controls (ARC) | Retrofit | Advanced RTU Controls (ARC) | Commercial | Extra Large Retail | Firm | Transport | Commercial | 15.1968 | 1 | 1.6937 | 7.5177 | -1.4152 | 0.46729 | -3.5303 | 0.0095785 | 0.015509 | 0.023432 | 0.033406 | 0.045232 | 0.058367 | 0.071858 | 0.084348 | 0.094198 | 0.099748 | 0.099703 | 0.093555 | 0.081877 | 0.0674 | 0.051304 | 0.0057605 | 0 | 0 | 0 | 0 | 0 | 0 | 0 | 0 | 0 | 0.93528
v5.10_MeasureAssessmentTemplate_Commercial_All | Advanced RTU Controls (ARC) - SEG All - Full ARC on RTUs | HVAC | Advanced RTU Controls (ARC) | Retrofit | Advanced RTU Controls (ARC) | Commercial | Hospital | Firm | Sales | Commercial | 15.1968 | 1 | 1.6937 | 8.7545 | -1.4152 | 2.7998 | -3.6733 | 0.00092394 | 0.0014968 | 0.0022626 | 0.0032272 | 0.0043718 | 0.0056442 | 0.0069523 | 0.0081648 | 0.0091229 | 0.0096652 | 0.0096658 | 0.0090743 | 0.0079456 | 0.006544 | 0.0049837 | 0.0012654 | 0 | 0 | 0 | 0 | 0 | 0 | 0 | 0 | 0 | 0.09131
v5.10_MeasureAssessmentTemplate_Commercial_All | Advanced RTU Controls (ARC) - SEG All - Full ARC on RTUs | HVAC | Advanced RTU Controls (ARC) | Retrofit | Advanced RTU Controls (ARC) | Commercial | Hospital | Firm | Transport | Commercial | 15.1968 | 1 | 1.6937 | 7.5177 | -1.4152 | 0.46729 | -3.5303 | 0.00048601 | 0.00078732 | 0.0011901 | 0.0016976 | 0.0022997 | 0.002969 | 0.0036571 | 0.0042949 | 0.0047988 | 0.0050841 | 0.0050844 | 0.0047733 | 0.0041796 | 0.0034423 | 0.0026215 | 0.00066562 | 0 | 0 | 0 | 0 | 0 | 0 | 0 | 0 | 0 | 0.048031
v5.10_MeasureAssessmentTemplate_Commercial_All | Advanced RTU Controls (ARC) - SEG All - Full ARC on RTUs | HVAC | Advanced RTU Controls (ARC) | Retrofit | Advanced RTU Controls (ARC) | Commercial | Hospital | Interruptible | Sales | Commercial | 15.1968 | 1 | 1.1711 | 6.0536 | 0.047733 | 0.46729 | -2.2104 | 0.00048466 | 0.00078514 | 0.0011868 | 0.0016928 | 0.0022933 | 0.0029608 | 0.0036469 | 0.004283 | 0.0047855 | 0.00507 | 0.0050703 | 0.00476 | 0.004168 | 0.0034327 | 0.0026143 | 0.00066377 | 0 | 0 | 0 | 0 | 0 | 0 | 0 | 0 | 0 | 0.047898
v5.10_MeasureAssessmentTemplate_Commercial_All | Advanced RTU Controls (ARC) - SEG All - Full ARC on RTUs | HVAC | Advanced RTU Controls (ARC) | Retrofit | Advanced RTU Controls (ARC) | Commercial | Large Office | Firm | Sales | Commercial | 15.1968 | 1 | 1.6937 | 8.7545 | -1.4152 | 2.7998 | -3.6733 | 0.19345 | 0.31372 | 0.47476 | 0.67792 | 0.91939 | 1.1883 | 1.4653 | 1.7227 | 1.927 | 2.0438 | 2.0462 | 1.9231 | 1.6858 | 1.3899 | 1.0597 | 0.59999 | 0 | 0 | 0 | 0 | 0 | 0 | 0 | 0 | 0 | 19.6311
v5.10_MeasureAssessmentTemplate_Commercial_All | Advanced RTU Controls (ARC) - SEG All - Full ARC on RTUs | HVAC | Advanced RTU Controls (ARC) | Retrofit | Advanced RTU Controls (ARC) | Commercial | Large Office | Firm | Sales | Industrial | 15.1968 | 1 | 1.6937 | 8.7545 | -1.4152 | 2.7998 | -3.6733 | 0.0018198 | 0.0029512 | 0.0044661 | 0.0063773 | 0.0086488 | 0.011178 | 0.013784 | 0.016206 | 0.018128 | 0.019226 | 0.019249 | 0.018091 | 0.015858 | 0.013075 | 0.0099687 | 0.0056442 | 0 | 0 | 0 | 0 | 0 | 0 | 0 | 0 | 0 | 0.18467
v5.10_MeasureAssessmentTemplate_Commercial_All | Advanced RTU Controls (ARC) - SEG All - Full ARC on RTUs | HVAC | Advanced RTU Controls (ARC) | Retrofit | Advanced RTU Controls (ARC) | Commercial | Large Retail | Firm | Sales | Commercial | 15.1968 | 1 | 1.6937 | 8.7545 | -1.4152 | 2.7998 | -3.6733 | 0.029124 | 0.047156 | 0.071247 | 0.10157 | 0.13753 | 0.17747 | 0.21849 | 0.25646 | 0.28641 | 0.30329 | 0.30315 | 0.28446 | 0.24895 | 0.20493 | 0.15599 | 0.017515 | 0 | 0 | 0 | 0 | 0 | 0 | 0 | 0 | 0 | 2.8437
v5.10_MeasureAssessmentTemplate_Commercial_All | Advanced RTU Controls (ARC) - SEG All - Full ARC on RTUs | HVAC | Advanced RTU Controls (ARC) | Retrofit | Advanced RTU Controls (ARC) | Commercial | Lodging | Firm | Sales | Commercial | 15.1968 | 1 | 1.6937 | 8.7545 | -1.4152 | 2.7998 | -3.6733 | 0.018803 | 0.030472 | 0.046081 | 0.065753 | 0.089112 | 0.11509 | 0.14182 | 0.16663 | 0.18625 | 0.1974 | 0.19749 | 0.18548 | 0.16248 | 0.13387 | 0.10199 | 0.037467 | 0 | 0 | 0 | 0 | 0 | 0 | 0 | 0 | 0 | 1.8762
v5.10_MeasureAssessmentTemplate_Commercial_All | Advanced RTU Controls (ARC) - SEG All - Full ARC on RTUs | HVAC | Advanced RTU Controls (ARC) | Retrofit | Advanced RTU Controls (ARC) | Commercial | Medium Office | Firm | Sales | Commercial | 15.1968 | 1 | 1.6937 | 8.7545 | -1.4152 | 2.7998 | -3.6733 | 0.18386 | 0.29818 | 0.45124 | 0.64433 | 0.87384 | 1.1294 | 1.3927 | 1.6374 | 1.8315 | 1.9426 | 1.9448 | 1.8278 | 1.6022 | 1.3211 | 1.0072 | 0.57026 | 0 | 0 | 0 | 0 | 0 | 0 | 0 | 0 | 0 | 18.6585
v5.10_MeasureAssessmentTemplate_Commercial_All | Advanced RTU Controls (ARC) - SEG All - Full ARC on RTUs | HVAC | Advanced RTU Controls (ARC) | Retrofit | Advanced RTU Controls (ARC) | Commercial | Medium Retail | Firm | Sales | Commercial | 15.1968 | 1 | 1.6937 | 8.7545 | -1.4152 | 2.7998 | -3.6733 | 0.045846 | 0.074232 | 0.11215 | 0.15989 | 0.2165 | 0.27936 | 0.34394 | 0.40372 | 0.45086 | 0.47743 | 0.47721 | 0.44778 | 0.39189 | 0.3226 | 0.24556 | 0.027572 | 0 | 0 | 0 | 0 | 0 | 0 | 0 | 0 | 0 | 4.4765
v5.10_MeasureAssessmentTemplate_Commercial_All | Advanced RTU Controls (ARC) - SEG All - Full ARC on RTUs | HVAC | Advanced RTU Controls (ARC) | Retrofit | Advanced RTU Controls (ARC) | Commercial | Medium Retail | Firm | Sales | Industrial | 15.1968 | 1 | 1.6937 | 8.7545 | -1.4152 | 2.7998 | -3.6733 | 0.00014751 | 0.00023884 | 0.00036086 | 0.00051445 | 0.00069657 | 0.00089885 | 0.0011066 | 0.001299 | 0.0014506 | 0.0015361 | 0.0015354 | 0.0014407 | 0.0012609 | 0.001038 | 0.00079008 | 8.8712e-05 | 0 | 0 | 0 | 0 | 0 | 0 | 0 | 0 | 0 | 0.014403
v5.10_MeasureAssessmentTemplate_Commercial_All | Advanced RTU Controls (ARC) - SEG All - Full ARC on RTUs | HVAC | Advanced RTU Controls (ARC) | Retrofit | Advanced RTU Controls (ARC) | Commercial | Other | Firm | Sales | Commercial | 15.1968 | 1 | 1.6937 | 8.7545 | -1.4152 | 2.7998 | -3.6733 | 0.0019138 | 0.003085 | 0.0046405 | 0.0065863 | 0.0088786 | 0.011406 | 0.013981 | 0.016338 | 0.018165 | 0.019151 | 0.019057 | 0.017803 | 0.015512 | 0.011501 | 0 | 0 | 0 | 0 | 0 | 0 | 0 | 0 | 0 | 0 | 0 | 0.16802
v5.10_MeasureAssessmentTemplate_Commercial_All | Advanced RTU Controls (ARC) - SEG All - Full ARC on RTUs | HVAC | Advanced RTU Controls (ARC) | Retrofit | Advanced RTU Controls (ARC) | Commercial | Restaurant | Firm | Sales | Commercial | 15.1968 | 1 | 1.6937 | 8.7545 | -1.4152 | 2.7998 | -3.6733 | 0.072434 | 0.11676 | 0.17564 | 0.24928 | 0.33604 | 0.43171 | 0.52915 | 0.61838 | 0.68753 | 0.72482 | 0.7213 | 0.67383 | 0.58711 | 0.43532 | 0 | 0 | 0 | 0 | 0 | 0 | 0 | 0 | 0 | 0 | 0 | 6.3593
v5.10_MeasureAssessmentTemplate_Commercial_All | Advanced RTU Controls (ARC) - SEG All - Full ARC on RTUs | HVAC | Advanced RTU Controls (ARC) | Retrofit | Advanced RTU Controls (ARC) | Commercial | School K-12 | Firm | Sales | Commercial | 15.1968 | 1 | 1.6937 | 8.7545 | -1.4152 | 2.7998 | -3.6733 | 0.1124 | 0.18246 | 0.27636 | 0.39498 | 0.53615 | 0.69358 | 0.85604 | 1.0074 | 1.1278 | 1.1973 | 1.1997 | 1.1286 | 0.99019 | 0.81715 | 0.62357 | 0.4308 | 0.082054 | 0 | 0 | 0 | 0 | 0 | 0 | 0 | 0 | 11.6564
v5.10_MeasureAssessmentTemplate_Commercial_All | Advanced RTU Controls (ARC) - SEG All - Full ARC on RTUs | HVAC | Advanced RTU Controls (ARC) | Retrofit | Advanced RTU Controls (ARC) | Commercial | Small Office | Firm | Sales | Commercial | 15.1968 | 1 | 1.6937 | 8.7545 | -1.4152 | 2.7998 | -3.6733 | 0.26625 | 0.43179 | 0.65342 | 0.93304 | 1.2654 | 1.6355 | 2.0167 | 2.3711 | 2.6522 | 2.813 | 2.8162 | 2.6468 | 2.3202 | 1.913 | 1.4585 | 0.82578 | 0 | 0 | 0 | 0 | 0 | 0 | 0 | 0 | 0 | 27.0188
v5.10_MeasureAssessmentTemplate_Commercial_All | Advanced RTU Controls (ARC) - SEG All - Full ARC on RTUs | HVAC | Advanced RTU Controls (ARC) | Retrofit | Advanced RTU Controls (ARC) | Commercial | Small Retail | Firm | Sales | Commercial | 15.1968 | 1 | 1.6937 | 8.7545 | -1.4152 | 2.7998 | -3.6733 | 0.070038 | 0.1134 | 0.17134 | 0.24426 | 0.33074 | 0.42678 | 0.52543 | 0.61675 | 0.68878 | 0.72936 | 0.72903 | 0.68407 | 0.59869 | 0.49283 | 0.37514 | 0.042121 | 0 | 0 | 0 | 0 | 0 | 0 | 0 | 0 | 0 | 6.8388
v5.10_MeasureAssessmentTemplate_Commercial_All | Advanced RTU Controls (ARC) - SEG All - Full ARC on RTUs | HVAC | Advanced RTU Controls (ARC) | Retrofit | Advanced RTU Controls (ARC) | Commercial | Supermarket | Firm | Sales | Commercial | 15.1968 | 1 | 1.6937 | 8.7545 | -1.4152 | 2.7998 | -3.6733 | 0.35511 | 0.57491 | 0.86852 | 1.238 | 1.6761 | 2.1626 | 2.6621 | 3.1245 | 3.4889 | 3.694 | 3.6919 | 3.4638 | 3.0311 | 2.4949 | 1.8988 | 0.14872 | 0 | 0 | 0 | 0 | 0 | 0 | 0 | 0 | 0 | 34.5741
v5.10_MeasureAssessmentTemplate_Commercial_All | Advanced RTU Controls (ARC) - SEG All - Full ARC on RTUs | HVAC | Advanced RTU Controls (ARC) | Retrofit | Advanced RTU Controls (ARC) | Commercial | Supermarket | Firm | Transport | Commercial | 15.1968 | 1 | 1.6937 | 7.5177 | -1.4152 | 0.46729 | -3.5303 | 0.056017 | 0.09069 | 0.137 | 0.19529 | 0.2644 | 0.34114 | 0.41994 | 0.49287 | 0.55036 | 0.58271 | 0.58239 | 0.5464 | 0.47814 | 0.39355 | 0.29953 | 0.02346 | 0 | 0 | 0 | 0 | 0 | 0 | 0 | 0 | 0 | 5.4539
v5.10_MeasureAssessmentTemplate_Commercial_All | Ceiling Insulation - SEG All - Roof Insulation R-15 from R-0 | HVAC | Ceiling Insulation | Retrofit | Ceiling Insulation R-15 from R-0 | Commercial | Assembly | Firm | Sales | Commercial | 0.47 | 1 | 5.3214 | 6.6227 | -2.3862 | 0.67411 | -2.5186 | 0.0019383 | 0.0038571 | 0.0068178 | 0.01104 | 0.016682 | 0.023786 | 0.03221 | 0.041568 | 0.051182 | 0.060085 | 0.067109 | 0.071071 | 0.071047 | 0.066674 | 0.058358 | 0.048045 | 0.036575 | 0.010474 | 0 | 0 | 0 | 0 | 0 | 0 | 0 | 0.67852
v5.10_MeasureAssessmentTemplate_Commercial_All | Ceiling Insulation - SEG All - Roof Insulation R-15 from R-0 | HVAC | Ceiling Insulation | Retrofit | Ceiling Insulation R-15 from R-0 | Commercial | Extra Large Retail | Firm | Sales | Commercial | 0.47 | 1 | 5.3214 | 6.6227 | -2.3862 | 0.67411 | -2.5186 | 0.0034202 | 0.0068053 | 0.012028 | 0.019475 | 0.029424 | 0.041947 | 0.056797 | 0.073291 | 0.090231 | 0.10591 | 0.11828 | 0.12525 | 0.1252 | 0.11748 | 0.10281 | 0.084633 | 0.064422 | 0.016614 | 0 | 0 | 0 | 0 | 0 | 0 | 0 | 1.194
v5.10_MeasureAssessmentTemplate_Commercial_All | Ceiling Insulation - SEG All - Roof Insulation R-15 from R-0 | HVAC | Ceiling Insulation | Retrofit | Ceiling Insulation R-15 from R-0 | Commercial | Extra Large Retail | Firm | Transport | Commercial | 0.47 | 1 | 5.3214 | 5.3859 | -2.3862 | 0.46729 | -2.3756 | 0.00033831 | 0.00067316 | 0.0011897 | 0.0019263 | 0.0029105 | 0.0041492 | 0.0056181 | 0.0072496 | 0.0089253 | 0.010477 | 0.0117 | 0.012389 | 0.012384 | 0.01162 | 0.01017 | 0.0083716 | 0.0063723 | 0.0016434 | 0 | 0 | 0 | 0 | 0 | 0 | 0 | 0.11811
v5.10_MeasureAssessmentTemplate_Commercial_All | Ceiling Insulation - SEG All - Roof Insulation R-15 from R-0 | HVAC | Ceiling Insulation | Retrofit | Ceiling Insulation R-15 from R-0 | Commercial | Hospital | Firm | Sales | Commercial | 0.47 | 1 | 5.3214 | 6.6227 | -2.3862 | 0.67411 | -2.5186 | 0.00043756 | 0.00087107 | 0.0015403 | 0.0024952 | 0.0037719 | 0.00538 | 0.0072882 | 0.0094094 | 0.01159 | 0.013611 | 0.015209 | 0.016113 | 0.016114 | 0.015128 | 0.013246 | 0.010909 | 0.0083083 | 0.0031868 | 0 | 0 | 0 | 0 | 0 | 0 | 0 | 0.15461
v5.10_MeasureAssessmentTemplate_Commercial_All | Ceiling Insulation - SEG All - Roof Insulation R-15 from R-0 | HVAC | Ceiling Insulation | Retrofit | Ceiling Insulation R-15 from R-0 | Commercial | Hospital | Firm | Transport | Commercial | 0.47 | 1 | 5.3214 | 5.3859 | -2.3862 | 0.46729 | -2.3756 | 0.00023017 | 0.0004582 | 0.00081022 | 0.0013125 | 0.0019841 | 0.00283 | 0.0038338 | 0.0049496 | 0.0060967 | 0.0071599 | 0.008 | 0.0084756 | 0.0084761 | 0.0079574 | 0.0069677 | 0.0057386 | 0.0043703 | 0.0016763 | 0 | 0 | 0 | 0 | 0 | 0 | 0 | 0.081327
v5.10_MeasureAssessmentTemplate_Commercial_All | Ceiling Insulation - SEG All - Roof Insulation R-15 from R-0 | HVAC | Ceiling Insulation | Retrofit | Ceiling Insulation R-15 from R-0 | Commercial | Hospital | Interruptible | Sales | Commercial | 0.47 | 1 | 3.1512 | 3.9218 | -0.92323 | 0.46729 | -1.0557 | 0.00022953 | 0.00045693 | 0.00080798 | 0.0013089 | 0.0019786 | 0.0028221 | 0.0038231 | 0.0049358 | 0.0060797 | 0.0071401 | 0.0079778 | 0.0084521 | 0.0084526 | 0.0079353 | 0.0069483 | 0.0057226 | 0.0043582 | 0.0016716 | 0 | 0 | 0 | 0 | 0 | 0 | 0 | 0.081101
v5.10_MeasureAssessmentTemplate_Commercial_All | Ceiling Insulation - SEG All - Roof Insulation R-15 from R-0 | HVAC | Ceiling Insulation | Retrofit | Ceiling Insulation R-15 from R-0 | Commercial | Large Office | Firm | Sales | Commercial | 0.47 | 1 | 5.3214 | 6.6227 | -2.3862 | 0.67411 | -2.5186 | 0.0029988 | 0.0059765 | 0.01058 | 0.017158 | 0.025965 | 0.037075 | 0.050282 | 0.064988 | 0.080137 | 0.094217 | 0.10539 | 0.11178 | 0.11191 | 0.10517 | 0.092195 | 0.076015 | 0.057955 | 0.038261 | 0 | 0 | 0 | 0 | 0 | 0 | 0 | 1.0881
v5.10_MeasureAssessmentTemplate_Commercial_All | Ceiling Insulation - SEG All - Roof Insulation R-15 from R-0 | HVAC | Ceiling Insulation | Retrofit | Ceiling Insulation R-15 from R-0 | Commercial | Large Office | Firm | Sales | Industrial | 0.47 | 1 | 5.3214 | 6.6227 | -2.3862 | 0.67411 | -2.5186 | 2.821e-05 | 5.6221e-05 | 9.9524e-05 | 0.0001614 | 0.00024425 | 0.00034877 | 0.000473 | 0.00061134 | 0.00075386 | 0.00088631 | 0.0009914 | 0.0010515 | 0.0010527 | 0.00098939 | 0.00086729 | 0.00071509 | 0.00054519 | 0.00035993 | 0 | 0 | 0 | 0 | 0 | 0 | 0 | 0.010235
v5.10_MeasureAssessmentTemplate_Commercial_All | Ceiling Insulation - SEG All - Roof Insulation R-15 from R-0 | HVAC | Ceiling Insulation | Retrofit | Ceiling Insulation R-15 from R-0 | Commercial | Large Retail | Firm | Sales | Commercial | 0.47 | 1 | 5.3214 | 6.6227 | -2.3862 | 0.67411 | -2.5186 | 0.0010287 | 0.0020467 | 0.0036174 | 0.0058571 | 0.0088494 | 0.012616 | 0.017082 | 0.022043 | 0.027138 | 0.031855 | 0.035574 | 0.03767 | 0.037654 | 0.035332 | 0.030921 | 0.025454 | 0.019375 | 0.0049967 | 0 | 0 | 0 | 0 | 0 | 0 | 0 | 0.35911
v5.10_MeasureAssessmentTemplate_Commercial_All | Ceiling Insulation - SEG All - Roof Insulation R-15 from R-0 | HVAC | Ceiling Insulation | Retrofit | Ceiling Insulation R-15 from R-0 | Commercial | Lodging | Firm | Sales | Commercial | 0.47 | 1 | 5.3214 | 6.6227 | -2.3862 | 0.67411 | -2.5186 | 0.000152 | 0.00030271 | 0.00053549 | 0.00086783 | 0.0013124 | 0.0018726 | 0.0025379 | 0.0032778 | 0.0040391 | 0.0047454 | 0.0053044 | 0.005622 | 0.0056246 | 0.0052825 | 0.0046273 | 0.0038126 | 0.0029047 | 0.0014063 | 0 | 0 | 0 | 0 | 0 | 0 | 0 | 0.054228
v5.10_MeasureAssessmentTemplate_Commercial_All | Ceiling Insulation - SEG All - Roof Insulation R-15 from R-0 | HVAC | Ceiling Insulation | Retrofit | Ceiling Insulation R-15 from R-0 | Commercial | Medium Office | Firm | Sales | Commercial | 0.47 | 1 | 5.3214 | 6.6227 | -2.3862 | 0.67411 | -2.5186 | 0.0028502 | 0.0056804 | 0.010055 | 0.016308 | 0.024678 | 0.035239 | 0.04779 | 0.061768 | 0.076167 | 0.089549 | 0.10017 | 0.10624 | 0.10636 | 0.099964 | 0.087627 | 0.072249 | 0.055084 | 0.036365 | 0 | 0 | 0 | 0 | 0 | 0 | 0 | 1.0341
v5.10_MeasureAssessmentTemplate_Commercial_All | Ceiling Insulation - SEG All - Roof Insulation R-15 from R-0 | HVAC | Ceiling Insulation | Retrofit | Ceiling Insulation R-15 from R-0 | Commercial | Medium Retail | Firm | Sales | Commercial | 0.47 | 1 | 5.3214 | 6.6227 | -2.3862 | 0.67411 | -2.5186 | 0.0016193 | 0.0032219 | 0.0056944 | 0.0092201 | 0.01393 | 0.01986 | 0.02689 | 0.034699 | 0.042719 | 0.050145 | 0.056 | 0.0593 | 0.059273 | 0.055618 | 0.048676 | 0.040069 | 0.0305 | 0.0078657 | 0 | 0 | 0 | 0 | 0 | 0 | 0 | 0.5653
v5.10_MeasureAssessmentTemplate_Commercial_All | Ceiling Insulation - SEG All - Roof Insulation R-15 from R-0 | HVAC | Ceiling Insulation | Retrofit | Ceiling Insulation R-15 from R-0 | Commercial | Medium Retail | Firm | Sales | Industrial | 0.47 | 1 | 5.3214 | 6.6227 | -2.3862 | 0.67411 | -2.5186 | 5.21e-06 | 1.0367e-05 | 1.8322e-05 | 2.9666e-05 | 4.4821e-05 | 6.3898e-05 | 8.6519e-05 | 0.00011164 | 0.00013745 | 0.00016134 | 0.00018018 | 0.0001908 | 0.00019071 | 0.00017895 | 0.00015661 | 0.00012892 | 9.8134e-05 | 2.5308e-05 | 0 | 0 | 0 | 0 | 0 | 0 | 0 | 0.0018188
v5.10_MeasureAssessmentTemplate_Commercial_All | Ceiling Insulation - SEG All - Roof Insulation R-15 from R-0 | HVAC | Ceiling Insulation | Retrofit | Ceiling Insulation R-15 from R-0 | Commercial | Other | Firm | Sales | Commercial | 0.47 | 1 | 5.3214 | 6.6227 | -2.3862 | 0.67411 | -2.5186 | 0.00040634 | 0.00080494 | 0.0014163 | 0.0022831 | 0.0034343 | 0.0048744 | 0.0065708 | 0.0084415 | 0.010347 | 0.012091 | 0.013444 | 0.014173 | 0.014104 | 0.013176 | 0.01148 | 0.0094085 | 0.0010932 | 0 | 0 | 0 | 0 | 0 | 0 | 0 | 0 | 0.12755
v5.10_MeasureAssessmentTemplate_Commercial_All | Ceiling Insulation - SEG All - Roof Insulation R-15 from R-0 | HVAC | Ceiling Insulation | Retrofit | Ceiling Insulation R-15 from R-0 | Commercial | Restaurant | Firm | Sales | Commercial | 0.47 | 1 | 5.3214 | 6.6227 | -2.3862 | 0.67411 | -2.5186 | 0.00085939 | 0.0017024 | 0.0029955 | 0.0048287 | 0.0072634 | 0.010309 | 0.013897 | 0.017853 | 0.021883 | 0.025573 | 0.028433 | 0.029975 | 0.029829 | 0.027866 | 0.02428 | 0.019898 | 0.0023121 | 0 | 0 | 0 | 0 | 0 | 0 | 0 | 0 | 0.26976
v5.10_MeasureAssessmentTemplate_Commercial_All | Ceiling Insulation - SEG All - Roof Insulation R-15 from R-0 | HVAC | Ceiling Insulation | Retrofit | Ceiling Insulation R-15 from R-0 | Commercial | School K-12 | Firm | Sales | Commercial | 0.47 | 1 | 5.3214 | 6.6227 | -2.3862 | 0.67411 | -2.5186 | 0.0085833 | 0.017121 | 0.030336 | 0.049242 | 0.074585 | 0.1066 | 0.1447 | 0.18719 | 0.23103 | 0.27187 | 0.30438 | 0.32312 | 0.32379 | 0.30458 | 0.26724 | 0.22054 | 0.16829 | 0.11627 | 0.032953 | 0 | 0 | 0 | 0 | 0 | 0 | 3.1824
v5.10_MeasureAssessmentTemplate_Commercial_All | Ceiling Insulation - SEG All - Roof Insulation R-15 from R-0 | HVAC | Ceiling Insulation | Retrofit | Ceiling Insulation R-15 from R-0 | Commercial | Small Office | Firm | Sales | Commercial | 0.47 | 1 | 5.3214 | 6.6227 | -2.3862 | 0.67411 | -2.5186 | 0.0041274 | 0.0082256 | 0.014561 | 0.023614 | 0.035736 | 0.051028 | 0.069204 | 0.089444 | 0.11029 | 0.12967 | 0.14505 | 0.15384 | 0.15402 | 0.14475 | 0.12689 | 0.10462 | 0.079765 | 0.05266 | 0 | 0 | 0 | 0 | 0 | 0 | 0 | 1.4975
v5.10_MeasureAssessmentTemplate_Commercial_All | Ceiling Insulation - SEG All - Roof Insulation R-15 from R-0 | HVAC | Ceiling Insulation | Retrofit | Ceiling Insulation R-15 from R-0 | Commercial | Small Retail | Firm | Sales | Commercial | 0.47 | 1 | 5.3214 | 6.6227 | -2.3862 | 0.67411 | -2.5186 | 0.0024738 | 0.0049221 | 0.0086993 | 0.014085 | 0.021281 | 0.030339 | 0.04108 | 0.05301 | 0.065262 | 0.076605 | 0.085551 | 0.090591 | 0.090551 | 0.084967 | 0.074361 | 0.061213 | 0.046595 | 0.012016 | 0 | 0 | 0 | 0 | 0 | 0 | 0 | 0.8636
v5.10_MeasureAssessmentTemplate_Commercial_All | Ceiling Insulation - SEG All - Roof Insulation R-15 from R-0 | HVAC | Ceiling Insulation | Retrofit | Ceiling Insulation R-15 from R-0 | Commercial | Supermarket | Firm | Sales | Commercial | 0.47 | 1 | 5.3214 | 6.6227 | -2.3862 | 0.67411 | -2.5186 | 0.0044059 | 0.0087655 | 0.01549 | 0.025078 | 0.037885 | 0.054003 | 0.073112 | 0.094333 | 0.11612 | 0.13629 | 0.15219 | 0.16113 | 0.16104 | 0.15109 | 0.13222 | 0.10883 | 0.082827 | 0.018863 | 0 | 0 | 0 | 0 | 0 | 0 | 0 | 1.5337
v5.10_MeasureAssessmentTemplate_Commercial_All | Ceiling Insulation - SEG All - Roof Insulation R-15 from R-0 | HVAC | Ceiling Insulation | Retrofit | Ceiling Insulation R-15 from R-0 | Commercial | Supermarket | Firm | Transport | Commercial | 0.47 | 1 | 5.3214 | 5.3859 | -2.3862 | 0.46729 | -2.3756 | 0.00069501 | 0.0013827 | 0.0024435 | 0.0039559 | 0.0059762 | 0.0085187 | 0.011533 | 0.014881 | 0.018318 | 0.021499 | 0.024007 | 0.025418 | 0.025404 | 0.023834 | 0.020857 | 0.017167 | 0.013066 | 0.0029755 | 0 | 0 | 0 | 0 | 0 | 0 | 0 | 0.24193
v5.10_MeasureAssessmentTemplate_Commercial_All | Ceiling Insulation - SEG All - Roof Insulation R-30 from R-5 | HVAC | Ceiling Insulation | Retrofit | Ceiling Insulation R-30 from R-5 | Commercial | Assembly | Firm | Sales | Commercial | 0.115 | 1 | 2.7607 | 7.2695 | -1.9843 | 1.4263 | -2.869 | 0 | 0 | 0 | 0 | 0 | 0 | 0 | 0 | 0 | 0 | 0 | 0 | 0 | 0 | 0 | 0 | 0 | 0 | 0 | 0 | 0 | 0 | 0 | 0 | 0 | 0
v5.10_MeasureAssessmentTemplate_Commercial_All | Ceiling Insulation - SEG All - Roof Insulation R-30 from R-5 | HVAC | Ceiling Insulation | Retrofit | Ceiling Insulation R-30 from R-5 | Commercial | Extra Large Retail | Firm | Sales | Commercial | 0.115 | 1 | 2.7607 | 7.2695 | -1.9843 | 1.4263 | -2.869 | 0 | 0 | 0 | 0 | 0 | 0 | 0 | 0 | 0 | 0 | 0 | 0 | 0 | 0 | 0 | 0 | 0 | 0 | 0 | 0 | 0 | 0 | 0 | 0 | 0 | 0
v5.10_MeasureAssessmentTemplate_Commercial_All | Ceiling Insulation - SEG All - Roof Insulation R-30 from R-5 | HVAC | Ceiling Insulation | Retrofit | Ceiling Insulation R-30 from R-5 | Commercial | Extra Large Retail | Firm | Transport | Commercial | 0.115 | 1 | 2.7607 | 6.0327 | -1.9843 | 0.46729 | -2.726 | 0 | 0 | 0 | 0 | 0 | 0 | 0 | 0 | 0 | 0 | 0 | 0 | 0 | 0 | 0 | 0 | 0 | 0 | 0 | 0 | 0 | 0 | 0 | 0 | 0 | 0
v5.10_MeasureAssessmentTemplate_Commercial_All | Ceiling Insulation - SEG All - Roof Insulation R-30 from R-5 | HVAC | Ceiling Insulation | Retrofit | Ceiling Insulation R-30 from R-5 | Commercial | Hospital | Firm | Sales | Commercial | 0.115 | 1 | 2.7607 | 7.2695 | -1.9843 | 1.4263 | -2.869 | 0 | 0 | 0 | 0 | 0 | 0 | 0 | 0 | 0 | 0 | 0 | 0 | 0 | 0 | 0 | 0 | 0 | 0 | 0 | 0 | 0 | 0 | 0 | 0 | 0 | 0
v5.10_MeasureAssessmentTemplate_Commercial_All | Ceiling Insulation - SEG All - Roof Insulation R-30 from R-5 | HVAC | Ceiling Insulation | Retrofit | Ceiling Insulation R-30 from R-5 | Commercial | Hospital | Firm | Transport | Commercial | 0.115 | 1 | 2.7607 | 6.0327 | -1.9843 | 0.46729 | -2.726 | 0 | 0 | 0 | 0 | 0 | 0 | 0 | 0 | 0 | 0 | 0 | 0 | 0 | 0 | 0 | 0 | 0 | 0 | 0 | 0 | 0 | 0 | 0 | 0 | 0 | 0
v5.10_MeasureAssessmentTemplate_Commercial_All | Ceiling Insulation - SEG All - Roof Insulation R-30 from R-5 | HVAC | Ceiling Insulation | Retrofit | Ceiling Insulation R-30 from R-5 | Commercial | Hospital | Interruptible | Sales | Commercial | 0.115 | 1 | 1.735 | 4.5687 | -0.52141 | 0.46729 | -1.4061 | 0 | 0 | 0 | 0 | 0 | 0 | 0 | 0 | 0 | 0 | 0 | 0 | 0 | 0 | 0 | 0 | 0 | 0 | 0 | 0 | 0 | 0 | 0 | 0 | 0 | 0
v5.10_MeasureAssessmentTemplate_Commercial_All | Ceiling Insulation - SEG All - Roof Insulation R-30 from R-5 | HVAC | Ceiling Insulation | Retrofit | Ceiling Insulation R-30 from R-5 | Commercial | Large Office | Firm | Sales | Commercial | 0.115 | 1 | 2.7607 | 7.2695 | -1.9843 | 1.4263 | -2.869 | 0 | 0 | 0 | 0 | 0 | 0 | 0 | 0 | 0 | 0 | 0 | 0 | 0 | 0 | 0 | 0 | 0 | 0 | 0 | 0 | 0 | 0 | 0 | 0 | 0 | 0
v5.10_MeasureAssessmentTemplate_Commercial_All | Ceiling Insulation - SEG All - Roof Insulation R-30 from R-5 | HVAC | Ceiling Insulation | Retrofit | Ceiling Insulation R-30 from R-5 | Commercial | Large Office | Firm | Sales | Industrial | 0.115 | 1 | 2.7607 | 7.2695 | -1.9843 | 1.4263 | -2.869 | 0 | 0 | 0 | 0 | 0 | 0 | 0 | 0 | 0 | 0 | 0 | 0 | 0 | 0 | 0 | 0 | 0 | 0 | 0 | 0 | 0 | 0 | 0 | 0 | 0 | 0
v5.10_MeasureAssessmentTemplate_Commercial_All | Ceiling Insulation - SEG All - Roof Insulation R-30 from R-5 | HVAC | Ceiling Insulation | Retrofit | Ceiling Insulation R-30 from R-5 | Commercial | Large Retail | Firm | Sales | Commercial | 0.115 | 1 | 2.7607 | 7.2695 | -1.9843 | 1.4263 | -2.869 | 0 | 0 | 0 | 0 | 0 | 0 | 0 | 0 | 0 | 0 | 0 | 0 | 0 | 0 | 0 | 0 | 0 | 0 | 0 | 0 | 0 | 0 | 0 | 0 | 0 | 0
v5.10_MeasureAssessmentTemplate_Commercial_All | Ceiling Insulation - SEG All - Roof Insulation R-30 from R-5 | HVAC | Ceiling Insulation | Retrofit | Ceiling Insulation R-30 from R-5 | Commercial | Lodging | Firm | Sales | Commercial | 0.115 | 1 | 2.7607 | 7.2695 | -1.9843 | 1.4263 | -2.869 | 0 | 0 | 0 | 0 | 0 | 0 | 0 | 0 | 0 | 0 | 0 | 0 | 0 | 0 | 0 | 0 | 0 | 0 | 0 | 0 | 0 | 0 | 0 | 0 | 0 | 0
v5.10_MeasureAssessmentTemplate_Commercial_All | Ceiling Insulation - SEG All - Roof Insulation R-30 from R-5 | HVAC | Ceiling Insulation | Retrofit | Ceiling Insulation R-30 from R-5 | Commercial | Medium Office | Firm | Sales | Commercial | 0.115 | 1 | 2.7607 | 7.2695 | -1.9843 | 1.4263 | -2.869 | 0 | 0 | 0 | 0 | 0 | 0 | 0 | 0 | 0 | 0 | 0 | 0 | 0 | 0 | 0 | 0 | 0 | 0 | 0 | 0 | 0 | 0 | 0 | 0 | 0 | 0
v5.10_MeasureAssessmentTemplate_Commercial_All | Ceiling Insulation - SEG All - Roof Insulation R-30 from R-5 | HVAC | Ceiling Insulation | Retrofit | Ceiling Insulation R-30 from R-5 | Commercial | Medium Retail | Firm | Sales | Commercial | 0.115 | 1 | 2.7607 | 7.2695 | -1.9843 | 1.4263 | -2.869 | 0 | 0 | 0 | 0 | 0 | 0 | 0 | 0 | 0 | 0 | 0 | 0 | 0 | 0 | 0 | 0 | 0 | 0 | 0 | 0 | 0 | 0 | 0 | 0 | 0 | 0
v5.10_MeasureAssessmentTemplate_Commercial_All | Ceiling Insulation - SEG All - Roof Insulation R-30 from R-5 | HVAC | Ceiling Insulation | Retrofit | Ceiling Insulation R-30 from R-5 | Commercial | Medium Retail | Firm | Sales | Industrial | 0.115 | 1 | 2.7607 | 7.2695 | -1.9843 | 1.4263 | -2.869 | 0 | 0 | 0 | 0 | 0 | 0 | 0 | 0 | 0 | 0 | 0 | 0 | 0 | 0 | 0 | 0 | 0 | 0 | 0 | 0 | 0 | 0 | 0 | 0 | 0 | 0
v5.10_MeasureAssessmentTemplate_Commercial_All | Ceiling Insulation - SEG All - Roof Insulation R-30 from R-5 | HVAC | Ceiling Insulation | Retrofit | Ceiling Insulation R-30 from R-5 | Commercial | Other | Firm | Sales | Commercial | 0.115 | 1 | 2.7607 | 7.2695 | -1.9843 | 1.4263 | -2.869 | 0 | 0 | 0 | 0 | 0 | 0 | 0 | 0 | 0 | 0 | 0 | 0 | 0 | 0 | 0 | 0 | 0 | 0 | 0 | 0 | 0 | 0 | 0 | 0 | 0 | 0
v5.10_MeasureAssessmentTemplate_Commercial_All | Ceiling Insulation - SEG All - Roof Insulation R-30 from R-5 | HVAC | Ceiling Insulation | Retrofit | Ceiling Insulation R-30 from R-5 | Commercial | Restaurant | Firm | Sales | Commercial | 0.115 | 1 | 2.7607 | 7.2695 | -1.9843 | 1.4263 | -2.869 | 0 | 0 | 0 | 0 | 0 | 0 | 0 | 0 | 0 | 0 | 0 | 0 | 0 | 0 | 0 | 0 | 0 | 0 | 0 | 0 | 0 | 0 | 0 | 0 | 0 | 0
v5.10_MeasureAssessmentTemplate_Commercial_All | Ceiling Insulation - SEG All - Roof Insulation R-30 from R-5 | HVAC | Ceiling Insulation | Retrofit | Ceiling Insulation R-30 from R-5 | Commercial | School K-12 | Firm | Sales | Commercial | 0.115 | 1 | 2.7607 | 7.2695 | -1.9843 | 1.4263 | -2.869 | 0 | 0 | 0 | 0 | 0 | 0 | 0 | 0 | 0 | 0 | 0 | 0 | 0 | 0 | 0 | 0 | 0 | 0 | 0 | 0 | 0 | 0 | 0 | 0 | 0 | 0
v5.10_MeasureAssessmentTemplate_Commercial_All | Ceiling Insulation - SEG All - Roof Insulation R-30 from R-5 | HVAC | Ceiling Insulation | Retrofit | Ceiling Insulation R-30 from R-5 | Commercial | Small Office | Firm | Sales | Commercial | 0.115 | 1 | 2.7607 | 7.2695 | -1.9843 | 1.4263 | -2.869 | 0 | 0 | 0 | 0 | 0 | 0 | 0 | 0 | 0 | 0 | 0 | 0 | 0 | 0 | 0 | 0 | 0 | 0 | 0 | 0 | 0 | 0 | 0 | 0 | 0 | 0
v5.10_MeasureAssessmentTemplate_Commercial_All | Ceiling Insulation - SEG All - Roof Insulation R-30 from R-5 | HVAC | Ceiling Insulation | Retrofit | Ceiling Insulation R-30 from R-5 | Commercial | Small Retail | Firm | Sales | Commercial | 0.115 | 1 | 2.7607 | 7.2695 | -1.9843 | 1.4263 | -2.869 | 0 | 0 | 0 | 0 | 0 | 0 | 0 | 0 | 0 | 0 | 0 | 0 | 0 | 0 | 0 | 0 | 0 | 0 | 0 | 0 | 0 | 0 | 0 | 0 | 0 | 0
v5.10_MeasureAssessmentTemplate_Commercial_All | Ceiling Insulation - SEG All - Roof Insulation R-30 from R-5 | HVAC | Ceiling Insulation | Retrofit | Ceiling Insulation R-30 from R-5 | Commercial | Supermarket | Firm | Sales | Commercial | 0.115 | 1 | 2.7607 | 7.2695 | -1.9843 | 1.4263 | -2.869 | 0 | 0 | 0 | 0 | 0 | 0 | 0 | 0 | 0 | 0 | 0 | 0 | 0 | 0 | 0 | 0 | 0 | 0 | 0 | 0 | 0 | 0 | 0 | 0 | 0 | 0
v5.10_MeasureAssessmentTemplate_Commercial_All | Ceiling Insulation - SEG All - Roof Insulation R-30 from R-5 | HVAC | Ceiling Insulation | Retrofit | Ceiling Insulation R-30 from R-5 | Commercial | Supermarket | Firm | Transport | Commercial | 0.115 | 1 | 2.7607 | 6.0327 | -1.9843 | 0.46729 | -2.726 | 0 | 0 | 0 | 0 | 0 | 0 | 0 | 0 | 0 | 0 | 0 | 0 | 0 | 0 | 0 | 0 | 0 | 0 | 0 | 0 | 0 | 0 | 0 | 0 | 0 | 0
v5.10_MeasureAssessmentTemplate_Commercial_All | Clothes Dryer - SEG SEL - ENERGY STAR Clothes Dryer | Appliances | Clothes Dryer | NR | Clothes Dryer | Commercial | Assembly | Firm | Sales | Commercial | 29.8316 | 1 | 3.6066 | 3.1114 | -0.72038 | 0.46729 | -0.64602 | 6.0244e-05 | 9.2245e-05 | 0.00020051 | 0.0003756 | 0.00063985 | 0.0010161 | 0.001525 | 0.0021808 | 0.0029869 | 0.0039313 | 0.0049835 | 0.006094 | 0.0082282 | 0.0098743 | 0.01095 | 0.011798 | 0.012393 | 0.012779 | 0.012909 | 0.012949 | 0.012797 | 0.01256 | 0.0077502 | 0.0011496 | 0.00091279 | 0.15114
v5.10_MeasureAssessmentTemplate_Commercial_All | Clothes Dryer - SEG SEL - ENERGY STAR Clothes Dryer | Appliances | Clothes Dryer | NR | Clothes Dryer | Commercial | Hospital | Firm | Sales | Commercial | 29.8316 | 1 | 3.6066 | 3.1114 | -0.72038 | 0.46729 | -0.64602 | 1.3956e-05 | 2.1377e-05 | 4.6485e-05 | 8.7111e-05 | 0.00014845 | 0.00023585 | 0.0003541 | 0.00050657 | 0.00069408 | 0.00091389 | 0.0011589 | 0.0014177 | 0.0019139 | 0.0022878 | 0.0025379 | 0.0027356 | 0.0028748 | 0.0029657 | 0.0029975 | 0.0030087 | 0.0029753 | 0.0029224 | 0.0019002 | 0.00026075 | 0.0002071 | 0.035186
v5.10_MeasureAssessmentTemplate_Commercial_All | Clothes Dryer - SEG SEL - ENERGY STAR Clothes Dryer | Appliances | Clothes Dryer | NR | Clothes Dryer | Commercial | Hospital | Firm | Transport | Commercial | 29.8316 | 1 | 3.6066 | 1.9287 | -0.72038 | 0.46729 | -0.50302 | 7.341e-06 | 1.1245e-05 | 2.4452e-05 | 4.5822e-05 | 7.809e-05 | 0.00012406 | 0.00018627 | 0.00026647 | 0.0003651 | 0.00048073 | 0.00060962 | 0.00074576 | 0.0010067 | 0.0012034 | 0.001335 | 0.001439 | 0.0015122 | 0.00156 | 0.0015767 | 0.0015827 | 0.0015651 | 0.0015372 | 0.00099957 | 0.00013716 | 0.00010894 | 0.018509
v5.10_MeasureAssessmentTemplate_Commercial_All | Clothes Dryer - SEG SEL - ENERGY STAR Clothes Dryer | Appliances | Clothes Dryer | NR | Clothes Dryer | Commercial | Hospital | Interruptible | Sales | Commercial | 29.8316 | 1 | 3.0793 | 2.6565 | -0.47398 | 0.46729 | -0.39962 | 7.3206e-06 | 1.1214e-05 | 2.4384e-05 | 4.5695e-05 | 7.7873e-05 | 0.00012372 | 0.00018575 | 0.00026573 | 0.00036409 | 0.00047939 | 0.00060793 | 0.0007437 | 0.0010039 | 0.0012001 | 0.0013313 | 0.001435 | 0.001508 | 0.0015557 | 0.0015724 | 0.0015783 | 0.0015607 | 0.001533 | 0.00099679 | 0.00013678 | 0.00010864 | 0.018457
v5.10_MeasureAssessmentTemplate_Commercial_All | Clothes Dryer - SEG SEL - ENERGY STAR Clothes Dryer | Appliances | Clothes Dryer | NR | Clothes Dryer | Commercial | Lodging | Firm | Sales | Commercial | 29.8316 | 1 | 3.6066 | 3.1114 | -0.72038 | 0.46729 | -0.64602 | 0.00022216 | 0.00034043 | 0.00074058 | 0.0013884 | 0.002367 | 0.003762 | 0.0056504 | 0.0080866 | 0.011084 | 0.014601 | 0.018523 | 0.022668 | 0.030595 | 0.036424 | 0.040423 | 0.043589 | 0.045828 | 0.0473 | 0.047834 | 0.048043 | 0.047542 | 0.046733 | 0.032001 | 0.0040585 | 0.0032246 | 0.56303
v5.10_MeasureAssessmentTemplate_Commercial_All | Clothes Dryer - SEG SEL - ENERGY STAR Clothes Dryer | Appliances | Clothes Dryer | NR | Clothes Dryer | Commercial | Other | Firm | Sales | Commercial | 29.8316 | 1 | 3.6066 | 3.1114 | -0.72038 | 0.46729 | -0.64602 | 1.551e-05 | 2.3642e-05 | 5.1157e-05 | 9.5393e-05 | 0.00016177 | 0.00025574 | 0.00038207 | 0.00054389 | 0.00074156 | 0.0009716 | 0.001226 | 0.0014925 | 0.0020201 | 0.0025414 | 0.0028058 | 0.0030089 | 0.0031446 | 0.0032244 | 0.0032371 | 0.0032247 | 0.0031618 | 0.0030762 | 0.00074889 | 0.00036458 | 0.00028833 | 0.036808
v5.10_MeasureAssessmentTemplate_Commercial_All | Clothes Dryer - SEG SEL - ENERGY STAR Clothes Dryer | Appliances | Clothes Dryer | New | Clothes Dryer | Commercial | Assembly | Firm | Sales | Commercial | 29.8316 | 1 | 3.6066 | 3.1114 | -0.72038 | 0.46729 | -0.64602 | 8.1991e-06 | 1.76e-05 | 3.8689e-05 | 7.3296e-05 | 0.00012628 | 0.00020285 | 0.00030794 | 0.00044544 | 0.00061716 | 0.00082175 | 0.0010539 | 0.0013038 | 0.0015584 | 0.0018026 | 0.002022 | 0.002206 | 0.0023497 | 0.0024613 | 0.0025314 | 0.0025922 | 0.0026224 | 0.0026425 | 0.0026628 | 0.0026834 | 0.0027043 | 0.035856
v5.10_MeasureAssessmentTemplate_Commercial_All | Clothes Dryer - SEG SEL - ENERGY STAR Clothes Dryer | Appliances | Clothes Dryer | New | Clothes Dryer | Commercial | Hospital | Firm | Sales | Commercial | 29.8316 | 1 | 3.6066 | 3.1114 | -0.72038 | 0.46729 | -0.64602 | 1.8993e-06 | 3.9775e-06 | 8.7468e-06 | 1.6577e-05 | 2.8572e-05 | 4.5911e-05 | 6.9722e-05 | 0.00010089 | 0.00013984 | 0.00018626 | 0.00023895 | 0.00029573 | 0.0003536 | 0.00040914 | 0.00045909 | 0.00050103 | 0.00053384 | 0.00055936 | 0.00057548 | 0.00058948 | 0.00059653 | 0.00060128 | 0.00060609 | 0.00061095 | 0.00061588 | 0.0081488
v5.10_MeasureAssessmentTemplate_Commercial_All | Clothes Dryer - SEG SEL - ENERGY STAR Clothes Dryer | Appliances | Clothes Dryer | New | Clothes Dryer | Commercial | Hospital | Firm | Transport | Commercial | 29.8316 | 1 | 3.6066 | 1.9287 | -0.72038 | 0.46729 | -0.50302 | 9.991e-07 | 2.0922e-06 | 4.601e-06 | 8.7198e-06 | 1.5029e-05 | 2.415e-05 | 3.6675e-05 | 5.3071e-05 | 7.3556e-05 | 9.7975e-05 | 0.00012569 | 0.00015556 | 0.000186 | 0.00021521 | 0.00024149 | 0.00026355 | 0.00028081 | 0.00029423 | 0.00030272 | 0.00031008 | 0.00031379 | 0.00031629 | 0.00031881 | 0.00032137 | 0.00032397 | 0.0042864
v5.10_MeasureAssessmentTemplate_Commercial_All | Clothes Dryer - SEG SEL - ENERGY STAR Clothes Dryer | Appliances | Clothes Dryer | New | Clothes Dryer | Commercial | Hospital | Interruptible | Sales | Commercial | 29.8316 | 1 | 3.0793 | 2.6565 | -0.47398 | 0.46729 | -0.39962 | 9.9632e-07 | 2.0864e-06 | 4.5882e-06 | 8.6956e-06 | 1.4988e-05 | 2.4083e-05 | 3.6573e-05 | 5.2923e-05 | 7.3352e-05 | 9.7703e-05 | 0.00012534 | 0.00015513 | 0.00018548 | 0.00021462 | 0.00024082 | 0.00026282 | 0.00028003 | 0.00029342 | 0.00030188 | 0.00030922 | 0.00031292 | 0.00031541 | 0.00031793 | 0.00032048 | 0.00032307 | 0.0042745
v5.10_MeasureAssessmentTemplate_Commercial_All | Clothes Dryer - SEG SEL - ENERGY STAR Clothes Dryer | Appliances | Clothes Dryer | New | Clothes Dryer | Commercial | Lodging | Firm | Sales | Commercial | 29.8316 | 1 | 3.6066 | 3.1114 | -0.72038 | 0.46729 | -0.64602 | 3.0235e-05 | 6.1675e-05 | 0.00013568 | 0.00025725 | 0.00044356 | 0.00071302 | 0.0010832 | 0.001568 | 0.0021741 | 0.0028969 | 0.0037178 | 0.0046029 | 0.0055055 | 0.0063724 | 0.0071529 | 0.007809 | 0.0083231 | 0.0087239 | 0.0089783 | 0.0091997 | 0.0093127 | 0.0093897 | 0.0094677 | 0.0095467 | 0.0096266 | 0.12709
v5.10_MeasureAssessmentTemplate_Commercial_All | Clothes Dryer - SEG SEL - ENERGY STAR Clothes Dryer | Appliances | Clothes Dryer | New | Clothes Dryer | Commercial | Other | Firm | Sales | Commercial | 29.8316 | 1 | 3.6066 | 3.1114 | -0.72038 | 0.46729 | -0.64602 | 2.1109e-06 | 5.8233e-06 | 1.2744e-05 | 2.4037e-05 | 4.1233e-05 | 6.5947e-05 | 9.9685e-05 | 0.00014359 | 0.00019812 | 0.00026271 | 0.00033555 | 0.00041348 | 0.00049227 | 0.00056717 | 0.00063376 | 0.0006888 | 0.00073092 | 0.00076278 | 0.00078166 | 0.00079755 | 0.00080397 | 0.00080729 | 0.00081069 | 0.00081418 | 0.00081776 | 0.011114
v5.10_MeasureAssessmentTemplate_Commercial_All | Clothes Washer - SEG SEL - ENERGY STAR Clothes Washer | Appliances | Clothes Washer | NR | Clothes Washer | Commercial | Assembly | Firm | Sales | Commercial | 38.7 | 1 | 1.5279 | 3.2631 | -0.11304 | 1.1568 | -0.72816 | 0.00041544 | 0.00063611 | 0.0013827 | 0.0025901 | 0.0044123 | 0.0070072 | 0.010516 | 0.016265 | 0.022945 | 0.030206 | 0.038275 | 0.046747 | 0.055097 | 0.062753 | 0.069203 | 0.074097 | 0.077323 | 0.052822 | 0.004532 | 0.0036571 | 0.0027621 | 0.001953 | 0.0012873 | 0.00078469 | 0.00041253 | 0.58808
v5.10_MeasureAssessmentTemplate_Commercial_All | Clothes Washer - SEG SEL - ENERGY STAR Clothes Washer | Appliances | Clothes Washer | NR | Clothes Washer | Commercial | Hospital | Firm | Sales | Commercial | 38.7 | 1 | 1.5279 | 3.2631 | -0.11304 | 1.1568 | -0.72816 | 6.4066e-05 | 9.8135e-05 | 0.0002134 | 0.0003999 | 0.0006815 | 0.0010827 | 0.0016256 | 0.0025145 | 0.0035395 | 0.0046613 | 0.0059088 | 0.0072197 | 0.0085131 | 0.0097007 | 0.010703 | 0.011467 | 0.011973 | 0.0085328 | 0.0006843 | 0.00055238 | 0.00041734 | 0.00029518 | 0.00019463 | 0.00011868 | 6.2412e-05 | 0.091224
v5.10_MeasureAssessmentTemplate_Commercial_All | Clothes Washer - SEG SEL - ENERGY STAR Clothes Washer | Appliances | Clothes Washer | NR | Clothes Washer | Commercial | Hospital | Firm | Transport | Commercial | 38.7 | 1 | 1.5279 | 2.0803 | -0.11304 | 0.46729 | -0.58516 | 3.37e-05 | 5.1621e-05 | 0.00011225 | 0.00021035 | 0.00035848 | 0.00056952 | 0.00085508 | 0.0013227 | 0.0018618 | 0.0024519 | 0.0031082 | 0.0037977 | 0.004478 | 0.0051028 | 0.0056301 | 0.0060317 | 0.0062982 | 0.0044884 | 0.00035995 | 0.00029056 | 0.00021953 | 0.00015527 | 0.00010238 | 6.2428e-05 | 3.283e-05 | 0.047986
v5.10_MeasureAssessmentTemplate_Commercial_All | Clothes Washer - SEG SEL - ENERGY STAR Clothes Washer | Appliances | Clothes Washer | NR | Clothes Washer | Commercial | Hospital | Interruptible | Sales | Commercial | 38.7 | 1 | 1.3149 | 2.8082 | 0.13336 | 0.46729 | -0.48175 | 3.3606e-05 | 5.1478e-05 | 0.00011194 | 0.00020977 | 0.00035749 | 0.00056794 | 0.00085271 | 0.001319 | 0.0018567 | 0.0024451 | 0.0030995 | 0.0037872 | 0.0044656 | 0.0050886 | 0.0056145 | 0.006015 | 0.0062807 | 0.004476 | 0.00035896 | 0.00028976 | 0.00021892 | 0.00015484 | 0.00010209 | 6.2254e-05 | 3.2739e-05 | 0.047852
v5.10_MeasureAssessmentTemplate_Commercial_All | Clothes Washer - SEG SEL - ENERGY STAR Clothes Washer | Appliances | Clothes Washer | NR | Clothes Washer | Commercial | Lodging | Firm | Sales | Commercial | 38.7 | 1 | 1.5279 | 3.2631 | -0.11304 | 1.1568 | -0.72816 | 0.0018082 | 0.0027709 | 0.0060279 | 0.0113 | 0.019266 | 0.03062 | 0.045991 | 0.071156 | 0.099931 | 0.13166 | 0.16696 | 0.20409 | 0.24076 | 0.27448 | 0.30301 | 0.32481 | 0.33937 | 0.25228 | 0.018884 | 0.015249 | 0.011525 | 0.0081545 | 0.0053784 | 0.0032807 | 0.0017259 | 2.5905
v5.10_MeasureAssessmentTemplate_Commercial_All | Clothes Washer - SEG SEL - ENERGY STAR Clothes Washer | Appliances | Clothes Washer | NR | Clothes Washer | Commercial | Other | Firm | Sales | Commercial | 38.7 | 1 | 1.5279 | 3.2631 | -0.11304 | 1.1568 | -0.72816 | 0.00010696 | 0.00016303 | 0.00035277 | 0.00065782 | 0.0011155 | 0.0017635 | 0.0026347 | 0.0040663 | 0.0058904 | 0.0077198 | 0.0097367 | 0.011834 | 0.013876 | 0.015716 | 0.017227 | 0.018325 | 0.018988 | 0.0066482 | 0.0014372 | 0.0011552 | 0.00086907 | 0.00061212 | 0.00040193 | 0.00024409 | 0.00012785 | 0.14167
v5.10_MeasureAssessmentTemplate_Commercial_All | Clothes Washer - SEG SEL - ENERGY STAR Clothes Washer | Appliances | Clothes Washer | New | Clothes Washer | Commercial | Assembly | Firm | Sales | Commercial | 38.7 | 1 | 1.5279 | 3.2631 | -0.11304 | 1.1568 | -0.72816 | 3.2982e-05 | 7.0797e-05 | 0.00015563 | 0.00029484 | 0.00050799 | 0.00081597 | 0.0012387 | 0.0017918 | 0.0024826 | 0.0033056 | 0.0042392 | 0.0052448 | 0.006269 | 0.0072512 | 0.0081338 | 0.0088739 | 0.009452 | 0.0099007 | 0.010183 | 0.010427 | 0.010549 | 0.01063 | 0.010711 | 0.010794 | 0.010878 | 0.14423
v5.10_MeasureAssessmentTemplate_Commercial_All | Clothes Washer - SEG SEL - ENERGY STAR Clothes Washer | Appliances | Clothes Washer | New | Clothes Washer | Commercial | Hospital | Firm | Sales | Commercial | 38.7 | 1 | 1.5279 | 3.2631 | -0.11304 | 1.1568 | -0.72816 | 5.0862e-06 | 1.0651e-05 | 2.3423e-05 | 4.4391e-05 | 7.6512e-05 | 0.00012294 | 0.00018671 | 0.00027017 | 0.00037446 | 0.00049877 | 0.00063987 | 0.00079192 | 0.00094689 | 0.0010956 | 0.0012294 | 0.0013417 | 0.0014295 | 0.0014979 | 0.0015411 | 0.0015786 | 0.0015974 | 0.0016101 | 0.001623 | 0.0016361 | 0.0016493 | 0.021821
v5.10_MeasureAssessmentTemplate_Commercial_All | Clothes Washer - SEG SEL - ENERGY STAR Clothes Washer | Appliances | Clothes Washer | New | Clothes Washer | Commercial | Hospital | Firm | Transport | Commercial | 38.7 | 1 | 1.5279 | 2.0803 | -0.11304 | 0.46729 | -0.58516 | 2.6755e-06 | 5.6027e-06 | 1.2321e-05 | 2.3351e-05 | 4.0247e-05 | 6.4671e-05 | 9.8211e-05 | 0.00014212 | 0.00019697 | 0.00026236 | 0.00033659 | 0.00041657 | 0.00049809 | 0.00057631 | 0.00064668 | 0.00070575 | 0.00075197 | 0.00078792 | 0.00081063 | 0.00083035 | 0.00084029 | 0.00084697 | 0.00085374 | 0.0008606 | 0.00086754 | 0.011479
v5.10_MeasureAssessmentTemplate_Commercial_All | Clothes Washer - SEG SEL - ENERGY STAR Clothes Washer | Appliances | Clothes Washer | New | Clothes Washer | Commercial | Hospital | Interruptible | Sales | Commercial | 38.7 | 1 | 1.3149 | 2.8082 | 0.13336 | 0.46729 | -0.48175 | 2.668e-06 | 5.5872e-06 | 1.2287e-05 | 2.3286e-05 | 4.0135e-05 | 6.4492e-05 | 9.7938e-05 | 0.00014172 | 0.00019643 | 0.00026164 | 0.00033565 | 0.00041541 | 0.0004967 | 0.00057471 | 0.00064488 | 0.0007038 | 0.00074988 | 0.00078573 | 0.00080838 | 0.00082805 | 0.00083795 | 0.00084462 | 0.00085137 | 0.00085821 | 0.00086513 | 0.011447
v5.10_MeasureAssessmentTemplate_Commercial_All | Clothes Washer - SEG SEL - ENERGY STAR Clothes Washer | Appliances | Clothes Washer | New | Clothes Washer | Commercial | Lodging | Firm | Sales | Commercial | 38.7 | 1 | 1.5279 | 3.2631 | -0.11304 | 1.1568 | -0.72816 | 0.00014356 | 0.00029284 | 0.00064423 | 0.0012214 | 0.002106 | 0.0033854 | 0.0051431 | 0.0074451 | 0.010323 | 0.013755 | 0.017652 | 0.021854 | 0.02614 | 0.030256 | 0.033962 | 0.037077 | 0.039518 | 0.041421 | 0.042629 | 0.04368 | 0.044217 | 0.044582 | 0.044953 | 0.045328 | 0.045707 | 0.60344
v5.10_MeasureAssessmentTemplate_Commercial_All | Clothes Washer - SEG SEL - ENERGY STAR Clothes Washer | Appliances | Clothes Washer | New | Clothes Washer | Commercial | Other | Firm | Sales | Commercial | 38.7 | 1 | 1.5279 | 3.2631 | -0.11304 | 1.1568 | -0.72816 | 8.4914e-06 | 2.3425e-05 | 5.1264e-05 | 9.669e-05 | 0.00016587 | 0.00026528 | 0.00040099 | 0.00057761 | 0.00079695 | 0.0010568 | 0.0013498 | 0.0016633 | 0.0019802 | 0.0022815 | 0.0025493 | 0.0027708 | 0.0029402 | 0.0030683 | 0.0031443 | 0.0032082 | 0.0032341 | 0.0032474 | 0.0032611 | 0.0032751 | 0.0032895 | 0.044706
v5.10_MeasureAssessmentTemplate_Commercial_All | Condensing Gas RTU - SEG All - Condensing Gas RTU (>90% Eff) | HVAC | Condensing Gas RTU | NR | Condensing Gas RTU | Commercial | Assembly | Firm | Sales | Commercial | 2.37 | 1 | 2.7298 | 5.3798 | -1.3196 | 1.0675 | -1.8454 | 0 | 0 | 0.037821 | 0.070847 | 0.12069 | 0.19167 | 0.28766 | 0.41135 | 0.5634 | 0.74154 | 0.93999 | 1.1495 | 1.3579 | 1.5523 | 1.7208 | 1.8553 | 1.9528 | 2.5339 | 2.5731 | 2.597 | 2.5839 | 2.5536 | 2.5158 | 2.4701 | 0.37651 | 31.1576
v5.10_MeasureAssessmentTemplate_Commercial_All | Condensing Gas RTU - SEG All - Condensing Gas RTU (>90% Eff) | HVAC | Condensing Gas RTU | NR | Condensing Gas RTU | Commercial | Extra Large Retail | Firm | Sales | Commercial | 2.37 | 1 | 2.7298 | 5.3798 | -1.3196 | 1.0675 | -1.8454 | 0 | 0 | 0.046172 | 0.08648 | 0.1473 | 0.23391 | 0.35101 | 0.50189 | 0.68732 | 0.90454 | 1.1465 | 1.4018 | 1.6559 | 1.8927 | 2.0979 | 2.2616 | 2.3801 | 3.0938 | 3.1412 | 3.17 | 3.1535 | 3.1161 | 3.0694 | 3.0129 | 0.46264 | 38.0145
v5.10_MeasureAssessmentTemplate_Commercial_All | Condensing Gas RTU - SEG All - Condensing Gas RTU (>90% Eff) | HVAC | Condensing Gas RTU | NR | Condensing Gas RTU | Commercial | Extra Large Retail | Firm | Transport | Commercial | 2.37 | 1 | 2.7298 | 4.143 | -1.3196 | 0.46729 | -1.7024 | 0 | 0 | 0.0045671 | 0.0085542 | 0.014571 | 0.023137 | 0.03472 | 0.049645 | 0.067987 | 0.089473 | 0.11341 | 0.13866 | 0.16379 | 0.18722 | 0.20752 | 0.22371 | 0.23543 | 0.30602 | 0.31071 | 0.31356 | 0.31193 | 0.30823 | 0.30361 | 0.29802 | 0.045762 | 3.7602
v5.10_MeasureAssessmentTemplate_Commercial_All | Condensing Gas RTU - SEG All - Condensing Gas RTU (>90% Eff) | HVAC | Condensing Gas RTU | NR | Condensing Gas RTU | Commercial | Hospital | Firm | Sales | Commercial | 2.37 | 1 | 2.7298 | 5.3798 | -1.3196 | 1.0675 | -1.8454 | 0 | 0 | 0.00021657 | 0.00040584 | 0.00069162 | 0.0010988 | 0.0016497 | 0.00236 | 0.0032336 | 0.0042577 | 0.0053993 | 0.0066051 | 0.007806 | 0.0089268 | 0.0098997 | 0.010677 | 0.011243 | 0.014504 | 0.014735 | 0.014878 | 0.01481 | 0.014645 | 0.014438 | 0.014186 | 0.0021078 | 0.17877
v5.10_MeasureAssessmentTemplate_Commercial_All | Condensing Gas RTU - SEG All - Condensing Gas RTU (>90% Eff) | HVAC | Condensing Gas RTU | NR | Condensing Gas RTU | Commercial | Hospital | Firm | Transport | Commercial | 2.37 | 1 | 2.7298 | 4.143 | -1.3196 | 0.46729 | -1.7024 | 0 | 0 | 0.00011392 | 0.00021348 | 0.00036381 | 0.00057799 | 0.00086778 | 0.0012414 | 0.001701 | 0.0022396 | 0.0028401 | 0.0034744 | 0.0041061 | 0.0046957 | 0.0052074 | 0.0056166 | 0.005914 | 0.0076296 | 0.0077507 | 0.0078263 | 0.0077905 | 0.0077036 | 0.0075945 | 0.0074619 | 0.0011088 | 0.094039
v5.10_MeasureAssessmentTemplate_Commercial_All | Condensing Gas RTU - SEG All - Condensing Gas RTU (>90% Eff) | HVAC | Condensing Gas RTU | NR | Condensing Gas RTU | Commercial | Hospital | Interruptible | Sales | Commercial | 2.37 | 1 | 1.3593 | 2.6789 | 0.14333 | 0.46729 | -0.38247 | 0 | 0 | 0.0001136 | 0.00021289 | 0.0003628 | 0.00057638 | 0.00086537 | 0.001238 | 0.0016962 | 0.0022334 | 0.0028322 | 0.0034648 | 0.0040947 | 0.0046827 | 0.005193 | 0.005601 | 0.0058976 | 0.0076085 | 0.0077292 | 0.0078046 | 0.0077688 | 0.0076823 | 0.0075735 | 0.0074412 | 0.0011057 | 0.093778
v5.10_MeasureAssessmentTemplate_Commercial_All | Condensing Gas RTU - SEG All - Condensing Gas RTU (>90% Eff) | HVAC | Condensing Gas RTU | NR | Condensing Gas RTU | Commercial | Large Office | Firm | Sales | Commercial | 2.37 | 1 | 2.7298 | 5.3798 | -1.3196 | 1.0675 | -1.8454 | 0 | 0 | 0.043885 | 0.08233 | 0.14046 | 0.2234 | 0.33578 | 0.48088 | 0.65962 | 0.86947 | 1.1038 | 1.3518 | 1.5994 | 1.831 | 2.0328 | 2.195 | 2.3137 | 2.9366 | 2.9867 | 3.0196 | 3.0101 | 2.9813 | 2.9445 | 2.8991 | 0.39914 | 36.4403
v5.10_MeasureAssessmentTemplate_Commercial_All | Condensing Gas RTU - SEG All - Condensing Gas RTU (>90% Eff) | HVAC | Condensing Gas RTU | NR | Condensing Gas RTU | Commercial | Large Office | Firm | Sales | Industrial | 2.37 | 1 | 2.7298 | 5.3798 | -1.3196 | 1.0675 | -1.8454 | 0 | 0 | 0.00041284 | 0.00077449 | 0.0013213 | 0.0021015 | 0.0031587 | 0.0045237 | 0.0062051 | 0.0081792 | 0.010384 | 0.012717 | 0.015045 | 0.017225 | 0.019123 | 0.020648 | 0.021766 | 0.027625 | 0.028096 | 0.028406 | 0.028316 | 0.028045 | 0.027699 | 0.027272 | 0.0037547 | 0.3428
v5.10_MeasureAssessmentTemplate_Commercial_All | Condensing Gas RTU - SEG All - Condensing Gas RTU (>90% Eff) | HVAC | Condensing Gas RTU | NR | Condensing Gas RTU | Commercial | Large Retail | Firm | Sales | Commercial | 2.37 | 1 | 2.7298 | 5.3798 | -1.3196 | 1.0675 | -1.8454 | 0 | 0 | 0.013886 | 0.026009 | 0.044303 | 0.070349 | 0.10557 | 0.15095 | 0.20672 | 0.27205 | 0.34481 | 0.42161 | 0.49801 | 0.56924 | 0.63096 | 0.68019 | 0.71584 | 0.93047 | 0.94474 | 0.9534 | 0.94843 | 0.93717 | 0.92313 | 0.90615 | 0.13914 | 11.4331
v5.10_MeasureAssessmentTemplate_Commercial_All | Condensing Gas RTU - SEG All - Condensing Gas RTU (>90% Eff) | HVAC | Condensing Gas RTU | NR | Condensing Gas RTU | Commercial | Lodging | Firm | Sales | Commercial | 2.37 | 1 | 2.7298 | 5.3798 | -1.3196 | 1.0675 | -1.8454 | 0 | 0 | 0.00099819 | 0.0018713 | 0.0031903 | 0.0050706 | 0.007616 | 0.0109 | 0.01494 | 0.019679 | 0.024966 | 0.030554 | 0.036124 | 0.041327 | 0.045849 | 0.049471 | 0.052112 | 0.06683 | 0.067919 | 0.068613 | 0.068334 | 0.067612 | 0.066699 | 0.065583 | 0.0094846 | 0.82574
v5.10_MeasureAssessmentTemplate_Commercial_All | Condensing Gas RTU - SEG All - Condensing Gas RTU (>90% Eff) | HVAC | Condensing Gas RTU | NR | Condensing Gas RTU | Commercial | Medium Office | Firm | Sales | Commercial | 2.37 | 1 | 2.7298 | 5.3798 | -1.3196 | 1.0675 | -1.8454 | 0 | 0 | 0.041711 | 0.078251 | 0.1335 | 0.21233 | 0.31914 | 0.45706 | 0.62694 | 0.82639 | 1.0491 | 1.2848 | 1.5201 | 1.7403 | 1.9321 | 2.0862 | 2.1991 | 2.7911 | 2.8387 | 2.87 | 2.8609 | 2.8336 | 2.7986 | 2.7554 | 0.37936 | 34.635
v5.10_MeasureAssessmentTemplate_Commercial_All | Condensing Gas RTU - SEG All - Condensing Gas RTU (>90% Eff) | HVAC | Condensing Gas RTU | NR | Condensing Gas RTU | Commercial | Medium Retail | Firm | Sales | Commercial | 2.37 | 1 | 2.7298 | 5.3798 | -1.3196 | 1.0675 | -1.8454 | 0 | 0 | 0.02186 | 0.040943 | 0.06974 | 0.11074 | 0.16618 | 0.23762 | 0.32541 | 0.42825 | 0.5428 | 0.66369 | 0.78396 | 0.89608 | 0.99324 | 1.0707 | 1.1269 | 1.4647 | 1.4872 | 1.5008 | 1.493 | 1.4753 | 1.4532 | 1.4264 | 0.21903 | 17.9978
v5.10_MeasureAssessmentTemplate_Commercial_All | Condensing Gas RTU - SEG All - Condensing Gas RTU (>90% Eff) | HVAC | Condensing Gas RTU | NR | Condensing Gas RTU | Commercial | Medium Retail | Firm | Sales | Industrial | 2.37 | 1 | 2.7298 | 5.3798 | -1.3196 | 1.0675 | -1.8454 | 0 | 0 | 7.0333e-05 | 0.00013173 | 0.00022439 | 0.00035631 | 0.00053469 | 0.00076453 | 0.001047 | 0.0013779 | 0.0017464 | 0.0021354 | 0.0025224 | 0.0028831 | 0.0031957 | 0.0034451 | 0.0036257 | 0.0047127 | 0.004785 | 0.0048289 | 0.0048037 | 0.0047467 | 0.0046756 | 0.0045895 | 0.00070473 | 0.057908
v5.10_MeasureAssessmentTemplate_Commercial_All | Condensing Gas RTU - SEG All - Condensing Gas RTU (>90% Eff) | HVAC | Condensing Gas RTU | NR | Condensing Gas RTU | Commercial | Other | Firm | Sales | Commercial | 2.37 | 1 | 2.7298 | 5.3798 | -1.3196 | 1.0675 | -1.8454 | 0 | 0 | 0.007857 | 0.014651 | 0.024846 | 0.039278 | 0.058682 | 0.083535 | 0.11389 | 0.14923 | 0.1883 | 0.22922 | 0.26957 | 0.30676 | 0.33852 | 0.36332 | 0.38067 | 0.52975 | 0.53539 | 0.53758 | 0.53176 | 0.52209 | 0.51053 | 0.49697 | 0.098012 | 6.3304
v5.10_MeasureAssessmentTemplate_Commercial_All | Condensing Gas RTU - SEG All - Condensing Gas RTU (>90% Eff) | HVAC | Condensing Gas RTU | NR | Condensing Gas RTU | Commercial | Restaurant | Firm | Sales | Commercial | 2.37 | 1 | 2.7298 | 5.3798 | -1.3196 | 1.0675 | -1.8454 | 0 | 0 | 0.022961 | 0.042816 | 0.072608 | 0.11479 | 0.17149 | 0.24412 | 0.33284 | 0.43609 | 0.5503 | 0.66988 | 0.78778 | 0.89647 | 0.98927 | 1.0617 | 1.1125 | 1.5481 | 1.5646 | 1.571 | 1.554 | 1.5258 | 1.4919 | 1.4523 | 0.28643 | 18.4998
v5.10_MeasureAssessmentTemplate_Commercial_All | Condensing Gas RTU - SEG All - Condensing Gas RTU (>90% Eff) | HVAC | Condensing Gas RTU | NR | Condensing Gas RTU | Commercial | School K-12 | Firm | Sales | Commercial | 2.37 | 1 | 2.7298 | 5.3798 | -1.3196 | 1.0675 | -1.8454 | 0 | 0 | 0.022587 | 0.042411 | 0.072422 | 0.11529 | 0.17344 | 0.24862 | 0.34133 | 0.45033 | 0.57222 | 0.70142 | 0.83061 | 0.95179 | 1.0576 | 1.143 | 1.206 | 1.5106 | 1.5378 | 1.5564 | 1.5532 | 1.5404 | 1.5237 | 1.5028 | 0.1935 | 18.8475
v5.10_MeasureAssessmentTemplate_Commercial_All | Condensing Gas RTU - SEG All - Condensing Gas RTU (>90% Eff) | HVAC | Condensing Gas RTU | NR | Condensing Gas RTU | Commercial | Small Office | Firm | Sales | Commercial | 2.37 | 1 | 2.7298 | 5.3798 | -1.3196 | 1.0675 | -1.8454 | 0 | 0 | 0.060401 | 0.11331 | 0.19332 | 0.30747 | 0.46214 | 0.66185 | 0.90785 | 1.1967 | 1.5192 | 1.8605 | 2.2012 | 2.5201 | 2.7978 | 3.021 | 3.1845 | 4.0418 | 4.1106 | 4.156 | 4.1428 | 4.1032 | 4.0525 | 3.9901 | 0.54934 | 50.1538
v5.10_MeasureAssessmentTemplate_Commercial_All | Condensing Gas RTU - SEG All - Condensing Gas RTU (>90% Eff) | HVAC | Condensing Gas RTU | NR | Condensing Gas RTU | Commercial | Small Retail | Firm | Sales | Commercial | 2.37 | 1 | 2.7298 | 5.3798 | -1.3196 | 1.0675 | -1.8454 | 0 | 0 | 0.033395 | 0.062549 | 0.10654 | 0.16918 | 0.25388 | 0.363 | 0.49712 | 0.65423 | 0.82923 | 1.0139 | 1.1977 | 1.3689 | 1.5174 | 1.6358 | 1.7215 | 2.2376 | 2.272 | 2.2928 | 2.2808 | 2.2538 | 2.22 | 2.1792 | 0.33461 | 27.495
v5.10_MeasureAssessmentTemplate_Commercial_All | Condensing Gas RTU - SEG All - Condensing Gas RTU (>90% Eff) | HVAC | Condensing Gas RTU | NR | Condensing Gas RTU | Commercial | Supermarket | Firm | Sales | Commercial | 2.37 | 1 | 2.7298 | 5.3798 | -1.3196 | 1.0675 | -1.8454 | 0 | 0 | 0.12399 | 0.2322 | 0.39547 | 0.6279 | 0.94213 | 1.3469 | 1.8444 | 2.427 | 3.0758 | 3.7603 | 4.4413 | 5.0758 | 5.6255 | 6.0637 | 6.3808 | 8.3089 | 8.4353 | 8.5115 | 8.4657 | 8.3638 | 8.2369 | 8.0835 | 1.2509 | 102.0195
v5.10_MeasureAssessmentTemplate_Commercial_All | Condensing Gas RTU - SEG All - Condensing Gas RTU (>90% Eff) | HVAC | Condensing Gas RTU | NR | Condensing Gas RTU | Commercial | Supermarket | Firm | Transport | Commercial | 2.37 | 1 | 2.7298 | 4.143 | -1.3196 | 0.46729 | -1.7024 | 0 | 0 | 0.019559 | 0.036629 | 0.062384 | 0.099048 | 0.14862 | 0.21247 | 0.29094 | 0.38284 | 0.48519 | 0.59318 | 0.70059 | 0.80069 | 0.8874 | 0.95652 | 1.0065 | 1.3107 | 1.3306 | 1.3426 | 1.3354 | 1.3194 | 1.2993 | 1.2751 | 0.19732 | 16.0931
v5.10_MeasureAssessmentTemplate_Commercial_All | Condensing Gas RTU - SEG All - Condensing Gas RTU (>90% Eff) | HVAC | Condensing Gas RTU | New | Condensing Gas RTU | Commercial | Assembly | Firm | Sales | Commercial | 2.37 | 1 | 2.7298 | 5.3798 | -1.3196 | 1.0675 | -1.8454 | 0 | 0 | 0.009122 | 0.017281 | 0.029775 | 0.047827 | 0.072604 | 0.10502 | 0.14551 | 0.19375 | 0.24847 | 0.30741 | 0.36745 | 0.42502 | 0.47675 | 0.52013 | 0.55401 | 0.58031 | 0.59685 | 0.61119 | 0.61831 | 0.62304 | 0.62783 | 0.63268 | 0 | 7.8103
v5.10_MeasureAssessmentTemplate_Commercial_All | Condensing Gas RTU - SEG All - Condensing Gas RTU (>90% Eff) | HVAC | Condensing Gas RTU | New | Condensing Gas RTU | Commercial | Extra Large Retail | Firm | Sales | Commercial | 2.37 | 1 | 2.7298 | 5.3798 | -1.3196 | 1.0675 | -1.8454 | 0 | 0 | 0.011217 | 0.021248 | 0.036606 | 0.058792 | 0.089241 | 0.12908 | 0.17882 | 0.23807 | 0.30528 | 0.37766 | 0.45137 | 0.52203 | 0.58551 | 0.63874 | 0.68028 | 0.7125 | 0.73275 | 0.75027 | 0.75895 | 0.76468 | 0.7705 | 0.77639 | 0 | 9.59
v5.10_MeasureAssessmentTemplate_Commercial_All | Condensing Gas RTU - SEG All - Condensing Gas RTU (>90% Eff) | HVAC | Condensing Gas RTU | New | Condensing Gas RTU | Commercial | Extra Large Retail | Firm | Transport | Commercial | 2.37 | 1 | 2.7298 | 4.143 | -1.3196 | 0.46729 | -1.7024 | 0 | 0 | 0.0011095 | 0.0021018 | 0.0036209 | 0.0058155 | 0.0088273 | 0.012768 | 0.017688 | 0.023549 | 0.030197 | 0.037357 | 0.044647 | 0.051637 | 0.057917 | 0.063181 | 0.06729 | 0.070478 | 0.07248 | 0.074214 | 0.075072 | 0.075639 | 0.076214 | 0.076797 | 0 | 0.9486
v5.10_MeasureAssessmentTemplate_Commercial_All | Condensing Gas RTU - SEG All - Condensing Gas RTU (>90% Eff) | HVAC | Condensing Gas RTU | New | Condensing Gas RTU | Commercial | Hospital | Firm | Sales | Commercial | 2.37 | 1 | 2.7298 | 5.3798 | -1.3196 | 1.0675 | -1.8454 | 0 | 0 | 5.0938e-05 | 9.6537e-05 | 0.00016639 | 0.00026737 | 0.00040603 | 0.00058754 | 0.00081434 | 0.0010847 | 0.0013915 | 0.0017222 | 0.0020592 | 0.0023826 | 0.0026735 | 0.0029178 | 0.0031088 | 0.0032574 | 0.0033513 | 0.0034329 | 0.0034739 | 0.0035016 | 0.0035296 | 0.0035579 | 0 | 0.043834
v5.10_MeasureAssessmentTemplate_Commercial_All | Condensing Gas RTU - SEG All - Condensing Gas RTU (>90% Eff) | HVAC | Condensing Gas RTU | New | Condensing Gas RTU | Commercial | Hospital | Firm | Transport | Commercial | 2.37 | 1 | 2.7298 | 4.143 | -1.3196 | 0.46729 | -1.7024 | 0 | 0 | 2.6794e-05 | 5.078e-05 | 8.7524e-05 | 0.00014064 | 0.00021358 | 0.00030906 | 0.00042836 | 0.00057056 | 0.00073197 | 0.00090591 | 0.0010832 | 0.0012533 | 0.0014063 | 0.0015348 | 0.0016353 | 0.0017135 | 0.0017629 | 0.0018058 | 0.0018274 | 0.0018419 | 0.0018566 | 0.0018715 | 0 | 0.023058
v5.10_MeasureAssessmentTemplate_Commercial_All | Condensing Gas RTU - SEG All - Condensing Gas RTU (>90% Eff) | HVAC | Condensing Gas RTU | New | Condensing Gas RTU | Commercial | Hospital | Interruptible | Sales | Commercial | 2.37 | 1 | 1.3593 | 2.6789 | 0.14333 | 0.46729 | -0.38247 | 0 | 0 | 2.672e-05 | 5.0639e-05 | 8.7282e-05 | 0.00014025 | 0.00021299 | 0.0003082 | 0.00042717 | 0.00056898 | 0.00072994 | 0.00090339 | 0.0010802 | 0.0012498 | 0.0014024 | 0.0015305 | 0.0016308 | 0.0017087 | 0.001758 | 0.0018008 | 0.0018223 | 0.0018368 | 0.0018515 | 0.0018663 | 0 | 0.022994
v5.10_MeasureAssessmentTemplate_Commercial_All | Condensing Gas RTU - SEG All - Condensing Gas RTU (>90% Eff) | HVAC | Condensing Gas RTU | New | Condensing Gas RTU | Commercial | Large Office | Firm | Sales | Commercial | 2.37 | 1 | 2.7298 | 5.3798 | -1.3196 | 1.0675 | -1.8454 | 0 | 0 | 0.0095759 | 0.018168 | 0.031347 | 0.050423 | 0.076653 | 0.11103 | 0.15405 | 0.2054 | 0.26376 | 0.32676 | 0.39108 | 0.45293 | 0.50871 | 0.5557 | 0.59264 | 0.62153 | 0.64002 | 0.65617 | 0.6646 | 0.67047 | 0.6764 | 0.68241 | 0 | 8.3598
v5.10_MeasureAssessmentTemplate_Commercial_All | Condensing Gas RTU - SEG All - Condensing Gas RTU (>90% Eff) | HVAC | Condensing Gas RTU | New | Condensing Gas RTU | Commercial | Large Office | Firm | Sales | Industrial | 2.37 | 1 | 2.7298 | 5.3798 | -1.3196 | 1.0675 | -1.8454 | 0 | 0 | 9.0082e-05 | 0.00017091 | 0.00029488 | 0.00047434 | 0.00072108 | 0.0010445 | 0.0014492 | 0.0019322 | 0.0024812 | 0.0030739 | 0.0036789 | 0.0042608 | 0.0047855 | 0.0052275 | 0.005575 | 0.0058468 | 0.0060208 | 0.0061727 | 0.006252 | 0.0063072 | 0.006363 | 0.0064195 | 0 | 0.078642
v5.10_MeasureAssessmentTemplate_Commercial_All | Condensing Gas RTU - SEG All - Condensing Gas RTU (>90% Eff) | HVAC | Condensing Gas RTU | New | Condensing Gas RTU | Commercial | Large Retail | Firm | Sales | Commercial | 2.37 | 1 | 2.7298 | 5.3798 | -1.3196 | 1.0675 | -1.8454 | 0 | 0 | 0.0033736 | 0.0063905 | 0.011009 | 0.017682 | 0.02684 | 0.03882 | 0.053781 | 0.071602 | 0.091816 | 0.11358 | 0.13575 | 0.157 | 0.1761 | 0.1921 | 0.2046 | 0.21429 | 0.22038 | 0.22565 | 0.22826 | 0.22998 | 0.23173 | 0.2335 | 0 | 2.8843
v5.10_MeasureAssessmentTemplate_Commercial_All | Condensing Gas RTU - SEG All - Condensing Gas RTU (>90% Eff) | HVAC | Condensing Gas RTU | New | Condensing Gas RTU | Commercial | Lodging | Firm | Sales | Commercial | 2.37 | 1 | 2.7298 | 5.3798 | -1.3196 | 1.0675 | -1.8454 | 0 | 0 | 0.0002286 | 0.00043342 | 0.00074732 | 0.0012013 | 0.001825 | 0.0026419 | 0.003663 | 0.0048808 | 0.0062638 | 0.007755 | 0.0092758 | 0.010736 | 0.012051 | 0.013157 | 0.014023 | 0.014698 | 0.015127 | 0.0155 | 0.01569 | 0.01582 | 0.015951 | 0.016084 | 0 | 0.19775
v5.10_MeasureAssessmentTemplate_Commercial_All | Condensing Gas RTU - SEG All - Condensing Gas RTU (>90% Eff) | HVAC | Condensing Gas RTU | New | Condensing Gas RTU | Commercial | Medium Office | Firm | Sales | Commercial | 2.37 | 1 | 2.7298 | 5.3798 | -1.3196 | 1.0675 | -1.8454 | 0 | 0 | 0.0091015 | 0.017268 | 0.029794 | 0.047925 | 0.072855 | 0.10553 | 0.14642 | 0.19522 | 0.25069 | 0.31057 | 0.3717 | 0.43049 | 0.48351 | 0.52817 | 0.56327 | 0.59074 | 0.60831 | 0.62366 | 0.63168 | 0.63725 | 0.64289 | 0.6486 | 0 | 7.9457
v5.10_MeasureAssessmentTemplate_Commercial_All | Condensing Gas RTU - SEG All - Condensing Gas RTU (>90% Eff) | HVAC | Condensing Gas RTU | New | Condensing Gas RTU | Commercial | Medium Retail | Firm | Sales | Commercial | 2.37 | 1 | 2.7298 | 5.3798 | -1.3196 | 1.0675 | -1.8454 | 0 | 0 | 0.0053107 | 0.01006 | 0.017331 | 0.027835 | 0.042251 | 0.06111 | 0.08466 | 0.11271 | 0.14454 | 0.1788 | 0.2137 | 0.24715 | 0.27721 | 0.30241 | 0.32207 | 0.33733 | 0.34692 | 0.35521 | 0.35932 | 0.36204 | 0.36479 | 0.36758 | 0 | 4.5403
v5.10_MeasureAssessmentTemplate_Commercial_All | Condensing Gas RTU - SEG All - Condensing Gas RTU (>90% Eff) | HVAC | Condensing Gas RTU | New | Condensing Gas RTU | Commercial | Medium Retail | Firm | Sales | Industrial | 2.37 | 1 | 2.7298 | 5.3798 | -1.3196 | 1.0675 | -1.8454 | 0 | 0 | 1.7087e-05 | 3.2367e-05 | 5.5761e-05 | 8.9558e-05 | 0.00013594 | 0.00019662 | 0.00027239 | 0.00036266 | 0.00046504 | 0.00057529 | 0.00068757 | 0.00079521 | 0.00089191 | 0.00097299 | 0.0010363 | 0.0010854 | 0.0011162 | 0.0011429 | 0.0011561 | 0.0011648 | 0.0011737 | 0.0011827 | 0 | 0.014608
v5.10_MeasureAssessmentTemplate_Commercial_All | Condensing Gas RTU - SEG All - Condensing Gas RTU (>90% Eff) | HVAC | Condensing Gas RTU | New | Condensing Gas RTU | Commercial | Other | Firm | Sales | Commercial | 2.37 | 1 | 2.7298 | 5.3798 | -1.3196 | 1.0675 | -1.8454 | 0 | 0 | 0.0024466 | 0.0046147 | 0.0079162 | 0.012661 | 0.019138 | 0.027567 | 0.038036 | 0.050437 | 0.06442 | 0.079382 | 0.094508 | 0.10889 | 0.12167 | 0.13224 | 0.14032 | 0.14644 | 0.15007 | 0.15312 | 0.15435 | 0.15499 | 0.15564 | 0.15631 | 0 | 1.9752
v5.10_MeasureAssessmentTemplate_Commercial_All | Condensing Gas RTU - SEG All - Condensing Gas RTU (>90% Eff) | HVAC | Condensing Gas RTU | New | Condensing Gas RTU | Commercial | Restaurant | Firm | Sales | Commercial | 2.37 | 1 | 2.7298 | 5.3798 | -1.3196 | 1.0675 | -1.8454 | 0 | 0 | 0.00715 | 0.013486 | 0.023134 | 0.036999 | 0.055928 | 0.080561 | 0.11115 | 0.1474 | 0.18826 | 0.23198 | 0.27619 | 0.31821 | 0.35557 | 0.38645 | 0.41008 | 0.42796 | 0.43855 | 0.44746 | 0.45107 | 0.45293 | 0.45484 | 0.45679 | 0 | 5.7722
v5.10_MeasureAssessmentTemplate_Commercial_All | Condensing Gas RTU - SEG All - Condensing Gas RTU (>90% Eff) | HVAC | Condensing Gas RTU | New | Condensing Gas RTU | Commercial | School K-12 | Firm | Sales | Commercial | 2.37 | 1 | 2.7298 | 5.3798 | -1.3196 | 1.0675 | -1.8454 | 0 | 0 | 0.004615 | 0.0087633 | 0.015133 | 0.024364 | 0.037069 | 0.053741 | 0.074622 | 0.099576 | 0.12797 | 0.15867 | 0.19005 | 0.22028 | 0.2476 | 0.27067 | 0.28888 | 0.30319 | 0.31244 | 0.32056 | 0.32491 | 0.32801 | 0.33114 | 0.33432 | 0 | 4.0766
v5.10_MeasureAssessmentTemplate_Commercial_All | Condensing Gas RTU - SEG All - Condensing Gas RTU (>90% Eff) | HVAC | Condensing Gas RTU | New | Condensing Gas RTU | Commercial | Small Office | Firm | Sales | Commercial | 2.37 | 1 | 2.7298 | 5.3798 | -1.3196 | 1.0675 | -1.8454 | 0 | 0 | 0.01318 | 0.025005 | 0.043144 | 0.069399 | 0.1055 | 0.15282 | 0.21202 | 0.28269 | 0.36302 | 0.44973 | 0.53825 | 0.62338 | 0.70015 | 0.76483 | 0.81566 | 0.85543 | 0.88088 | 0.90311 | 0.91471 | 0.92278 | 0.93095 | 0.93922 | 0 | 11.5059
v5.10_MeasureAssessmentTemplate_Commercial_All | Condensing Gas RTU - SEG All - Condensing Gas RTU (>90% Eff) | HVAC | Condensing Gas RTU | New | Condensing Gas RTU | Commercial | Small Retail | Firm | Sales | Commercial | 2.37 | 1 | 2.7298 | 5.3798 | -1.3196 | 1.0675 | -1.8454 | 0 | 0 | 0.008113 | 0.015368 | 0.026476 | 0.042523 | 0.064546 | 0.093357 | 0.12933 | 0.17219 | 0.2208 | 0.27315 | 0.32646 | 0.37757 | 0.42349 | 0.46198 | 0.49203 | 0.51534 | 0.52998 | 0.54265 | 0.54893 | 0.55308 | 0.55728 | 0.56154 | 0 | 6.9362
v5.10_MeasureAssessmentTemplate_Commercial_All | Condensing Gas RTU - SEG All - Condensing Gas RTU (>90% Eff) | HVAC | Condensing Gas RTU | New | Condensing Gas RTU | Commercial | Supermarket | Firm | Sales | Commercial | 2.37 | 1 | 2.7298 | 5.3798 | -1.3196 | 1.0675 | -1.8454 | 0 | 0 | 0.030352 | 0.057489 | 0.099029 | 0.15903 | 0.24137 | 0.34907 | 0.48354 | 0.64369 | 0.82533 | 1.0209 | 1.22 | 1.4109 | 1.5823 | 1.7259 | 1.838 | 1.9249 | 1.9794 | 2.0265 | 2.0497 | 2.065 | 2.0805 | 2.0963 | 0 | 25.9091
v5.10_MeasureAssessmentTemplate_Commercial_All | Condensing Gas RTU - SEG All - Condensing Gas RTU (>90% Eff) | HVAC | Condensing Gas RTU | New | Condensing Gas RTU | Commercial | Supermarket | Firm | Transport | Commercial | 2.37 | 1 | 2.7298 | 4.143 | -1.3196 | 0.46729 | -1.7024 | 0 | 0 | 0.004788 | 0.0090687 | 0.015621 | 0.025087 | 0.038075 | 0.055064 | 0.076276 | 0.10154 | 0.13019 | 0.16104 | 0.19245 | 0.22256 | 0.2496 | 0.27225 | 0.28993 | 0.30364 | 0.31223 | 0.31967 | 0.32334 | 0.32575 | 0.3282 | 0.33068 | 0 | 4.087
v5.10_MeasureAssessmentTemplate_Commercial_All | Conveyor Boilers - SEG SEL - Automatic Conveyor Broiler Gas | Appliances | Conveyor Boilers | NR | Conveyor Boilers | Commercial | Extra Large Retail | Firm | Sales | Commercial | 2077.36 | 1 | 3.2066 | 4.4373 | -1.1617 | 0.74954 | -1.3696 | 0.00067751 | 0.0010373 | 0.0022545 | 0.0042226 | 0.0071925 | 0.011421 | 0.017139 | 0.024506 | 0.033561 | 0.044167 | 0.055981 | 0.068448 | 0.092424 | 0.11104 | 0.12312 | 0.13264 | 0.13932 | 0.14363 | 0.14507 | 0.1455 | 0.14376 | 0.14107 | 0.08568 | 0.013008 | 0.010327 | 1.6972
v5.10_MeasureAssessmentTemplate_Commercial_All | Conveyor Boilers - SEG SEL - Automatic Conveyor Broiler Gas | Appliances | Conveyor Boilers | NR | Conveyor Boilers | Commercial | Extra Large Retail | Firm | Transport | Commercial | 2077.36 | 1 | 3.2066 | 3.2645 | -1.1617 | 0.46729 | -1.2266 | 6.7016e-05 | 0.0001026 | 0.000223 | 0.00041768 | 0.00071145 | 0.0011297 | 0.0016953 | 0.002424 | 0.0033197 | 0.0043688 | 0.0055374 | 0.0067706 | 0.0091422 | 0.010984 | 0.012179 | 0.013121 | 0.013781 | 0.014207 | 0.01435 | 0.014393 | 0.01422 | 0.013954 | 0.0084751 | 0.0012867 | 0.0010215 | 0.16788
v5.10_MeasureAssessmentTemplate_Commercial_All | Conveyor Boilers - SEG SEL - Automatic Conveyor Broiler Gas | Appliances | Conveyor Boilers | NR | Conveyor Boilers | Commercial | Hospital | Firm | Sales | Commercial | 2077.36 | 1 | 3.2066 | 4.4373 | -1.1617 | 0.74954 | -1.3696 | 0.00022998 | 0.00035228 | 0.00076605 | 0.0014355 | 0.0024464 | 0.0038867 | 0.0058354 | 0.008348 | 0.011438 | 0.01506 | 0.019098 | 0.023364 | 0.03154 | 0.037701 | 0.041823 | 0.045081 | 0.047375 | 0.048872 | 0.049397 | 0.049582 | 0.049031 | 0.048159 | 0.031315 | 0.0042971 | 0.003413 | 0.57985
v5.10_MeasureAssessmentTemplate_Commercial_All | Conveyor Boilers - SEG SEL - Automatic Conveyor Broiler Gas | Appliances | Conveyor Boilers | NR | Conveyor Boilers | Commercial | Hospital | Firm | Transport | Commercial | 2077.36 | 1 | 3.2066 | 3.2645 | -1.1617 | 0.46729 | -1.2266 | 0.00012098 | 0.00018531 | 0.00040296 | 0.00075513 | 0.0012869 | 0.0020445 | 0.0030696 | 0.0043912 | 0.0060167 | 0.0079221 | 0.010046 | 0.01229 | 0.016591 | 0.019831 | 0.022 | 0.023713 | 0.02492 | 0.025708 | 0.025984 | 0.026081 | 0.025791 | 0.025333 | 0.016472 | 0.0022603 | 0.0017953 | 0.30501
v5.10_MeasureAssessmentTemplate_Commercial_All | Conveyor Boilers - SEG SEL - Automatic Conveyor Broiler Gas | Appliances | Conveyor Boilers | NR | Conveyor Boilers | Commercial | Hospital | Interruptible | Sales | Commercial | 2077.36 | 1 | 2.2322 | 3.0889 | -0.43137 | 0.46729 | -0.63926 | 0.00012064 | 0.00018479 | 0.00040184 | 0.00075303 | 0.0012833 | 0.0020388 | 0.003061 | 0.004379 | 0.006 | 0.0079001 | 0.010018 | 0.012256 | 0.016544 | 0.019776 | 0.021939 | 0.023648 | 0.024851 | 0.025637 | 0.025912 | 0.026009 | 0.02572 | 0.025262 | 0.016427 | 0.0022541 | 0.0017903 | 0.30416
v5.10_MeasureAssessmentTemplate_Commercial_All | Conveyor Boilers - SEG SEL - Automatic Conveyor Broiler Gas | Appliances | Conveyor Boilers | NR | Conveyor Boilers | Commercial | Large Retail | Firm | Sales | Commercial | 2077.36 | 1 | 3.2066 | 4.4373 | -1.1617 | 0.74954 | -1.3696 | 0.00020377 | 0.00031197 | 0.00067804 | 0.00127 | 0.0021632 | 0.003435 | 0.0051546 | 0.0073704 | 0.010094 | 0.013283 | 0.016837 | 0.020586 | 0.027797 | 0.033397 | 0.03703 | 0.039894 | 0.0419 | 0.043198 | 0.043631 | 0.043761 | 0.043237 | 0.042427 | 0.025769 | 0.0039121 | 0.0031058 | 0.51045
v5.10_MeasureAssessmentTemplate_Commercial_All | Conveyor Boilers - SEG SEL - Automatic Conveyor Broiler Gas | Appliances | Conveyor Boilers | NR | Conveyor Boilers | Commercial | Lodging | Firm | Sales | Commercial | 2077.36 | 1 | 3.2066 | 4.4373 | -1.1617 | 0.74954 | -1.3696 | 0.00089258 | 0.0013678 | 0.0029755 | 0.0055782 | 0.00951 | 0.015115 | 0.022702 | 0.03249 | 0.044535 | 0.058662 | 0.074421 | 0.091077 | 0.12293 | 0.14635 | 0.16241 | 0.17513 | 0.18413 | 0.19004 | 0.19219 | 0.19303 | 0.19102 | 0.18776 | 0.12857 | 0.016306 | 0.012956 | 2.2621
v5.10_MeasureAssessmentTemplate_Commercial_All | Conveyor Boilers - SEG SEL - Automatic Conveyor Broiler Gas | Appliances | Conveyor Boilers | NR | Conveyor Boilers | Commercial | Medium Retail | Firm | Sales | Commercial | 2077.36 | 1 | 3.2066 | 4.4373 | -1.1617 | 0.74954 | -1.3696 | 0.00032076 | 0.00049109 | 0.0010674 | 0.0019992 | 0.0034053 | 0.0054073 | 0.0081143 | 0.011602 | 0.015889 | 0.02091 | 0.026504 | 0.032406 | 0.043758 | 0.052572 | 0.058292 | 0.0628 | 0.065958 | 0.068001 | 0.068684 | 0.068888 | 0.068063 | 0.066788 | 0.040565 | 0.0061583 | 0.0048892 | 0.80353
v5.10_MeasureAssessmentTemplate_Commercial_All | Conveyor Boilers - SEG SEL - Automatic Conveyor Broiler Gas | Appliances | Conveyor Boilers | NR | Conveyor Boilers | Commercial | Medium Retail | Firm | Sales | Industrial | 2077.36 | 1 | 3.2066 | 4.4373 | -1.1617 | 0.74954 | -1.3696 | 1.032e-06 | 1.5801e-06 | 3.4342e-06 | 6.4323e-06 | 1.0956e-05 | 1.7398e-05 | 2.6108e-05 | 3.733e-05 | 5.1123e-05 | 6.7279e-05 | 8.5275e-05 | 0.00010427 | 0.00014079 | 0.00016915 | 0.00018755 | 0.00020206 | 0.00021222 | 0.00021879 | 0.00022099 | 0.00022165 | 0.00021899 | 0.00021489 | 0.00013052 | 1.9814e-05 | 1.5731e-05 | 0.0025854
v5.10_MeasureAssessmentTemplate_Commercial_All | Conveyor Boilers - SEG SEL - Automatic Conveyor Broiler Gas | Appliances | Conveyor Boilers | NR | Conveyor Boilers | Commercial | Restaurant | Firm | Sales | Commercial | 2077.36 | 1 | 3.2066 | 4.4373 | -1.1617 | 0.74954 | -1.3696 | 0.049342 | 0.075209 | 0.16274 | 0.30347 | 0.51462 | 0.81356 | 1.2155 | 1.7302 | 2.3591 | 3.0909 | 3.9003 | 4.7479 | 6.4262 | 8.0848 | 8.9258 | 9.5719 | 10.0037 | 10.2575 | 10.2978 | 10.2584 | 10.0583 | 9.786 | 2.3824 | 1.1598 | 0.91722 | 117.0924
v5.10_MeasureAssessmentTemplate_Commercial_All | Conveyor Boilers - SEG SEL - Automatic Conveyor Broiler Gas | Appliances | Conveyor Boilers | NR | Conveyor Boilers | Commercial | School K-12 | Firm | Sales | Commercial | 2077.36 | 1 | 3.2066 | 4.4373 | -1.1617 | 0.74954 | -1.3696 | 0.0063484 | 0.0097438 | 0.021231 | 0.039866 | 0.068075 | 0.10837 | 0.16303 | 0.23369 | 0.32084 | 0.4233 | 0.53787 | 0.65931 | 0.88918 | 1.0418 | 1.158 | 1.2508 | 1.3174 | 1.3624 | 1.3808 | 1.3903 | 1.3796 | 1.3603 | 1.1219 | 0.1052 | 0.083704 | 16.4333
v5.10_MeasureAssessmentTemplate_Commercial_All | Conveyor Boilers - SEG SEL - Automatic Conveyor Broiler Gas | Appliances | Conveyor Boilers | NR | Conveyor Boilers | Commercial | Small Retail | Firm | Sales | Commercial | 2077.36 | 1 | 3.2066 | 4.4373 | -1.1617 | 0.74954 | -1.3696 | 0.00049003 | 0.00075024 | 0.0016306 | 0.0030541 | 0.0052022 | 0.0082606 | 0.012396 | 0.017725 | 0.024274 | 0.031945 | 0.040489 | 0.049507 | 0.066848 | 0.080314 | 0.089053 | 0.095938 | 0.10076 | 0.10388 | 0.10493 | 0.10524 | 0.10398 | 0.10203 | 0.06197 | 0.009408 | 0.0074691 | 1.2275
v5.10_MeasureAssessmentTemplate_Commercial_All | Conveyor Boilers - SEG SEL - Automatic Conveyor Broiler Gas | Appliances | Conveyor Boilers | NR | Conveyor Boilers | Commercial | Supermarket | Firm | Sales | Commercial | 2077.36 | 1 | 3.2066 | 4.4373 | -1.1617 | 0.74954 | -1.3696 | 0.0036717 | 0.0056208 | 0.012215 | 0.022876 | 0.038961 | 0.061859 | 0.092816 | 0.1327 | 0.1817 | 0.2391 | 0.30302 | 0.37046 | 0.50026 | 0.60176 | 0.66716 | 0.71865 | 0.7547 | 0.77796 | 0.78563 | 0.78782 | 0.77823 | 0.76348 | 0.45588 | 0.070944 | 0.056317 | 9.1838
v5.10_MeasureAssessmentTemplate_Commercial_All | Conveyor Boilers - SEG SEL - Automatic Conveyor Broiler Gas | Appliances | Conveyor Boilers | NR | Conveyor Boilers | Commercial | Supermarket | Firm | Transport | Commercial | 2077.36 | 1 | 3.2066 | 3.2645 | -1.1617 | 0.46729 | -1.2266 | 0.0005792 | 0.00088665 | 0.0019269 | 0.0036086 | 0.0061459 | 0.0097579 | 0.014641 | 0.020932 | 0.028663 | 0.037717 | 0.0478 | 0.058438 | 0.078913 | 0.094925 | 0.10524 | 0.11336 | 0.11905 | 0.12272 | 0.12393 | 0.12428 | 0.12276 | 0.12043 | 0.071914 | 0.011191 | 0.0088838 | 1.4487
v5.10_MeasureAssessmentTemplate_Commercial_All | Conveyor Boilers - SEG SEL - Automatic Conveyor Broiler Gas | Appliances | Conveyor Boilers | New | Conveyor Boilers | Commercial | Extra Large Retail | Firm | Sales | Commercial | 2077.36 | 1 | 3.2066 | 4.4373 | -1.1617 | 0.74954 | -1.3696 | 9.2208e-05 | 0.00019935 | 0.00043816 | 0.00083 | 0.0014299 | 0.0022966 | 0.003486 | 0.005042 | 0.006985 | 0.0092996 | 0.011925 | 0.014752 | 0.017631 | 0.020392 | 0.022872 | 0.02495 | 0.026573 | 0.027832 | 0.028623 | 0.029307 | 0.029646 | 0.02987 | 0.030097 | 0.030328 | 0.030561 | 0.40546
v5.10_MeasureAssessmentTemplate_Commercial_All | Conveyor Boilers - SEG SEL - Automatic Conveyor Broiler Gas | Appliances | Conveyor Boilers | New | Conveyor Boilers | Commercial | Extra Large Retail | Firm | Transport | Commercial | 2077.36 | 1 | 3.2066 | 3.2645 | -1.1617 | 0.46729 | -1.2266 | 9.1208e-06 | 1.9718e-05 | 4.3341e-05 | 8.21e-05 | 0.00014144 | 0.00022717 | 0.00034482 | 0.00049873 | 0.00069093 | 0.00091988 | 0.0011796 | 0.0014592 | 0.001744 | 0.0020171 | 0.0022624 | 0.002468 | 0.0026285 | 0.002753 | 0.0028312 | 0.002899 | 0.0029325 | 0.0029546 | 0.0029771 | 0.0029999 | 0.0030229 | 0.040106
v5.10_MeasureAssessmentTemplate_Commercial_All | Conveyor Boilers - SEG SEL - Automatic Conveyor Broiler Gas | Appliances | Conveyor Boilers | New | Conveyor Boilers | Commercial | Hospital | Firm | Sales | Commercial | 2077.36 | 1 | 3.2066 | 4.4373 | -1.1617 | 0.74954 | -1.3696 | 3.13e-05 | 6.5546e-05 | 0.00014414 | 0.00027318 | 0.00047085 | 0.00075659 | 0.001149 | 0.0016626 | 0.0023044 | 0.0030694 | 0.0039377 | 0.0048734 | 0.0058271 | 0.0067423 | 0.0075655 | 0.0082566 | 0.0087973 | 0.0092178 | 0.0094836 | 0.0097143 | 0.0098305 | 0.0099087 | 0.0099879 | 0.010068 | 0.010149 | 0.13429
v5.10_MeasureAssessmentTemplate_Commercial_All | Conveyor Boilers - SEG SEL - Automatic Conveyor Broiler Gas | Appliances | Conveyor Boilers | New | Conveyor Boilers | Commercial | Hospital | Firm | Transport | Commercial | 2077.36 | 1 | 3.2066 | 3.2645 | -1.1617 | 0.46729 | -1.2266 | 1.6465e-05 | 3.4479e-05 | 7.5822e-05 | 0.0001437 | 0.00024768 | 0.00039798 | 0.00060438 | 0.00087457 | 0.0012122 | 0.0016146 | 0.0020713 | 0.0025635 | 0.0030652 | 0.0035466 | 0.0039796 | 0.0043432 | 0.0046276 | 0.0048488 | 0.0049886 | 0.0051099 | 0.0051711 | 0.0052122 | 0.0052539 | 0.0052961 | 0.0053388 | 0.070638
v5.10_MeasureAssessmentTemplate_Commercial_All | Conveyor Boilers - SEG SEL - Automatic Conveyor Broiler Gas | Appliances | Conveyor Boilers | New | Conveyor Boilers | Commercial | Hospital | Interruptible | Sales | Commercial | 2077.36 | 1 | 2.2322 | 3.0889 | -0.43137 | 0.46729 | -0.63926 | 1.6419e-05 | 3.4383e-05 | 7.5612e-05 | 0.0001433 | 0.00024699 | 0.00039688 | 0.00060271 | 0.00087215 | 0.0012088 | 0.0016101 | 0.0020656 | 0.0025564 | 0.0030567 | 0.0035368 | 0.0039686 | 0.0043311 | 0.0046147 | 0.0048353 | 0.0049747 | 0.0050958 | 0.0051567 | 0.0051977 | 0.0052393 | 0.0052814 | 0.005324 | 0.070442
v5.10_MeasureAssessmentTemplate_Commercial_All | Conveyor Boilers - SEG SEL - Automatic Conveyor Broiler Gas | Appliances | Conveyor Boilers | New | Conveyor Boilers | Commercial | Large Retail | Firm | Sales | Commercial | 2077.36 | 1 | 3.2066 | 4.4373 | -1.1617 | 0.74954 | -1.3696 | 2.7732e-05 | 5.9955e-05 | 0.00013178 | 0.00024963 | 0.00043005 | 0.0006907 | 0.0010484 | 0.0015164 | 0.0021008 | 0.0027969 | 0.0035865 | 0.0044368 | 0.0053028 | 0.0061329 | 0.0068788 | 0.007504 | 0.0079921 | 0.0083706 | 0.0086085 | 0.0088144 | 0.0089163 | 0.0089837 | 0.009052 | 0.0091212 | 0.0091913 | 0.12194
v5.10_MeasureAssessmentTemplate_Commercial_All | Conveyor Boilers - SEG SEL - Automatic Conveyor Broiler Gas | Appliances | Conveyor Boilers | New | Conveyor Boilers | Commercial | Lodging | Firm | Sales | Commercial | 2077.36 | 1 | 3.2066 | 4.4373 | -1.1617 | 0.74954 | -1.3696 | 0.00012148 | 0.0002478 | 0.00054515 | 0.0010336 | 0.0017821 | 0.0028648 | 0.0043521 | 0.0063001 | 0.0087351 | 0.011639 | 0.014937 | 0.018493 | 0.02212 | 0.025603 | 0.028739 | 0.031375 | 0.033441 | 0.035051 | 0.036073 | 0.036963 | 0.037417 | 0.037726 | 0.038039 | 0.038357 | 0.038678 | 0.51063
v5.10_MeasureAssessmentTemplate_Commercial_All | Conveyor Boilers - SEG SEL - Automatic Conveyor Broiler Gas | Appliances | Conveyor Boilers | New | Conveyor Boilers | Commercial | Medium Retail | Firm | Sales | Commercial | 2077.36 | 1 | 3.2066 | 4.4373 | -1.1617 | 0.74954 | -1.3696 | 4.3655e-05 | 9.4379e-05 | 0.00020745 | 0.00039296 | 0.00067698 | 0.0010873 | 0.0016504 | 0.0023871 | 0.003307 | 0.0044029 | 0.0056459 | 0.0069844 | 0.0083475 | 0.0096543 | 0.010828 | 0.011813 | 0.012581 | 0.013177 | 0.013551 | 0.013875 | 0.014036 | 0.014142 | 0.014249 | 0.014358 | 0.014469 | 0.19196
v5.10_MeasureAssessmentTemplate_Commercial_All | Conveyor Boilers - SEG SEL - Automatic Conveyor Broiler Gas | Appliances | Conveyor Boilers | New | Conveyor Boilers | Commercial | Medium Retail | Firm | Sales | Industrial | 2077.36 | 1 | 3.2066 | 4.4373 | -1.1617 | 0.74954 | -1.3696 | 1.4046e-07 | 3.0366e-07 | 6.6746e-07 | 1.2643e-06 | 2.1782e-06 | 3.4983e-06 | 5.3101e-06 | 7.6805e-06 | 1.064e-05 | 1.4166e-05 | 1.8165e-05 | 2.2472e-05 | 2.6858e-05 | 3.1063e-05 | 3.484e-05 | 3.8007e-05 | 4.0479e-05 | 4.2396e-05 | 4.3601e-05 | 4.4644e-05 | 4.516e-05 | 4.5501e-05 | 4.5847e-05 | 4.6198e-05 | 4.6553e-05 | 0.00061763
v5.10_MeasureAssessmentTemplate_Commercial_All | Conveyor Boilers - SEG SEL - Automatic Conveyor Broiler Gas | Appliances | Conveyor Boilers | New | Conveyor Boilers | Commercial | Restaurant | Firm | Sales | Commercial | 2077.36 | 1 | 3.2066 | 4.4373 | -1.1617 | 0.74954 | -1.3696 | 0.0067153 | 0.018525 | 0.040541 | 0.076466 | 0.13117 | 0.20979 | 0.31712 | 0.45679 | 0.63026 | 0.83574 | 1.0675 | 1.3154 | 1.566 | 1.8043 | 2.0161 | 2.1912 | 2.3252 | 2.4266 | 2.4866 | 2.5372 | 2.5576 | 2.5681 | 2.579 | 2.5901 | 2.6015 | 35.3554
v5.10_MeasureAssessmentTemplate_Commercial_All | Conveyor Boilers - SEG SEL - Automatic Conveyor Broiler Gas | Appliances | Conveyor Boilers | New | Conveyor Boilers | Commercial | School K-12 | Firm | Sales | Commercial | 2077.36 | 1 | 3.2066 | 4.4373 | -1.1617 | 0.74954 | -1.3696 | 0.000864 | 0.001575 | 0.0034703 | 0.0065898 | 0.01138 | 0.018321 | 0.027875 | 0.040412 | 0.056114 | 0.074878 | 0.096234 | 0.11931 | 0.14291 | 0.16564 | 0.18619 | 0.20354 | 0.21723 | 0.22799 | 0.23495 | 0.24105 | 0.24432 | 0.24666 | 0.24901 | 0.2514 | 0.25381 | 3.3217
v5.10_MeasureAssessmentTemplate_Commercial_All | Conveyor Boilers - SEG SEL - Automatic Conveyor Broiler Gas | Appliances | Conveyor Boilers | New | Conveyor Boilers | Commercial | Small Retail | Firm | Sales | Commercial | 2077.36 | 1 | 3.2066 | 4.4373 | -1.1617 | 0.74954 | -1.3696 | 6.6691e-05 | 0.00014418 | 0.00031691 | 0.00060032 | 0.0010342 | 0.001661 | 0.0025213 | 0.0036468 | 0.0050521 | 0.0067262 | 0.0086251 | 0.01067 | 0.012752 | 0.014749 | 0.016542 | 0.018046 | 0.01922 | 0.02013 | 0.020702 | 0.021197 | 0.021442 | 0.021604 | 0.021769 | 0.021935 | 0.022104 | 0.29326
v5.10_MeasureAssessmentTemplate_Commercial_All | Conveyor Boilers - SEG SEL - Automatic Conveyor Broiler Gas | Appliances | Conveyor Boilers | New | Conveyor Boilers | Commercial | Supermarket | Firm | Sales | Commercial | 2077.36 | 1 | 3.2066 | 4.4373 | -1.1617 | 0.74954 | -1.3696 | 0.00049971 | 0.0010885 | 0.0023922 | 0.0045309 | 0.0078048 | 0.012534 | 0.019023 | 0.027511 | 0.038109 | 0.050732 | 0.065047 | 0.08046 | 0.096153 | 0.11119 | 0.1247 | 0.13603 | 0.14486 | 0.15171 | 0.156 | 0.15972 | 0.16155 | 0.16275 | 0.16398 | 0.16521 | 0.16647 | 2.2101
v5.10_MeasureAssessmentTemplate_Commercial_All | Conveyor Boilers - SEG SEL - Automatic Conveyor Broiler Gas | Appliances | Conveyor Boilers | New | Conveyor Boilers | Commercial | Supermarket | Firm | Transport | Commercial | 2077.36 | 1 | 3.2066 | 3.2645 | -1.1617 | 0.46729 | -1.2266 | 7.8827e-05 | 0.0001717 | 0.00037736 | 0.00071474 | 0.0012312 | 0.0019772 | 0.0030008 | 0.0043398 | 0.0060116 | 0.0080027 | 0.010261 | 0.012692 | 0.015168 | 0.01754 | 0.019672 | 0.021457 | 0.022851 | 0.023931 | 0.024608 | 0.025194 | 0.025483 | 0.025674 | 0.025866 | 0.026062 | 0.02626 | 0.34863
v5.10_MeasureAssessmentTemplate_Commercial_All | Fryers - SEG Restaurant - Energy Star Gas Fryer | Appliances | Fryers | NR | Fryers | Commercial | Restaurant | Firm | Sales | Commercial | 317.69 | 1 | 1.6376 | 3.9933 | -0.35076 | 1.3208 | -1.1299 | 0.40731 | 0.79217 | 1.384 | 2.2025 | 3.2307 | 4.4134 | 5.6669 | 6.8975 | 8.0208 | 8.9764 | 9.7345 | 10.2935 | 12.2408 | 13.7124 | 13.7484 | 13.6204 | 13.3641 | 9.7337 | 1.7049 | 1.3713 | 1.0585 | 0.78372 | 0.55654 | 0.37917 | 0.24799 | 144.5413
v5.10_MeasureAssessmentTemplate_Commercial_All | Fryers - SEG Restaurant - Energy Star Gas Fryer | Appliances | Fryers | New | Fryers | Commercial | Restaurant | Firm | Sales | Commercial | 317.69 | 1 | 1.6376 | 3.9933 | -0.35076 | 1.3208 | -1.1299 | 0.055434 | 0.19512 | 0.34477 | 0.55497 | 0.82349 | 1.1381 | 1.4785 | 1.821 | 2.1429 | 2.4272 | 2.6642 | 2.8517 | 2.9935 | 3.0965 | 3.1695 | 3.2205 | 3.2565 | 3.2862 | 3.3121 | 3.3251 | 3.3385 | 3.3523 | 3.3664 | 3.3809 | 3.3958 | 58.9911
v5.10_MeasureAssessmentTemplate_Commercial_All | Fryers - SEG SEL - Energy Star Gas Fryer | Appliances | Fryers | NR | Fryers | Commercial | Extra Large Retail | Firm | Sales | Commercial | 259.74 | 1 | 1.3954 | 3.9948 | -0.1209 | 1.5507 | -1.1299 | 0.012463 | 0.024348 | 0.042726 | 0.068297 | 0.10063 | 0.13807 | 0.17808 | 0.21771 | 0.25429 | 0.28585 | 0.31136 | 0.3307 | 0.39239 | 0.42079 | 0.42452 | 0.42362 | 0.41912 | 0.41248 | 0.16764 | 0.03373 | 0.026143 | 0.019434 | 0.013856 | 0.0094768 | 0.0062221 | 4.7339
v5.10_MeasureAssessmentTemplate_Commercial_All | Fryers - SEG SEL - Energy Star Gas Fryer | Appliances | Fryers | NR | Fryers | Commercial | Extra Large Retail | Firm | Transport | Commercial | 259.74 | 1 | 1.3954 | 2.8221 | -0.1209 | 0.46729 | -0.98694 | 0.0012328 | 0.0024084 | 0.0042263 | 0.0067556 | 0.0099535 | 0.013658 | 0.017614 | 0.021535 | 0.025153 | 0.028275 | 0.030799 | 0.032712 | 0.038814 | 0.041622 | 0.041992 | 0.041903 | 0.041457 | 0.040801 | 0.016583 | 0.0033365 | 0.002586 | 0.0019223 | 0.0013705 | 0.00093741 | 0.00061546 | 0.46826
v5.10_MeasureAssessmentTemplate_Commercial_All | Fryers - SEG SEL - Energy Star Gas Fryer | Appliances | Fryers | NR | Fryers | Commercial | Hospital | Firm | Sales | Commercial | 259.74 | 1 | 1.3954 | 3.9948 | -0.1209 | 1.5507 | -1.1299 | 0.0020378 | 0.003983 | 0.0069929 | 0.011184 | 0.016486 | 0.022632 | 0.029204 | 0.035722 | 0.041744 | 0.046949 | 0.051166 | 0.054371 | 0.064499 | 0.068834 | 0.069494 | 0.069403 | 0.06873 | 0.067714 | 0.031777 | 0.0053575 | 0.0041543 | 0.0030896 | 0.0022037 | 0.001508 | 0.0009905 | 0.78023
v5.10_MeasureAssessmentTemplate_Commercial_All | Fryers - SEG SEL - Energy Star Gas Fryer | Appliances | Fryers | NR | Fryers | Commercial | Hospital | Firm | Transport | Commercial | 259.74 | 1 | 1.3954 | 2.8221 | -0.1209 | 0.46729 | -0.98694 | 0.0010719 | 0.0020951 | 0.0036784 | 0.0058829 | 0.008672 | 0.011905 | 0.015362 | 0.01879 | 0.021958 | 0.024696 | 0.026914 | 0.028601 | 0.033928 | 0.036208 | 0.036555 | 0.036507 | 0.036153 | 0.035619 | 0.016715 | 0.0028182 | 0.0021853 | 0.0016252 | 0.0011592 | 0.00079322 | 0.00052102 | 0.41042
v5.10_MeasureAssessmentTemplate_Commercial_All | Fryers - SEG SEL - Energy Star Gas Fryer | Appliances | Fryers | NR | Fryers | Commercial | Hospital | Interruptible | Sales | Commercial | 259.74 | 0 | 0.92441 | 2.6465 | 0.60943 | 0.46729 | -0.39962 | 0.001069 | 0.0020893 | 0.0036682 | 0.0058665 | 0.0086479 | 0.011872 | 0.015319 | 0.018738 | 0.021898 | 0.024628 | 0.02684 | 0.028521 | 0.033834 | 0.036108 | 0.036454 | 0.036406 | 0.036053 | 0.03552 | 0.016669 | 0.0028103 | 0.0021792 | 0.0016207 | 0.001156 | 0.00079102 | 0.00051958 | 0.40928
v5.10_MeasureAssessmentTemplate_Commercial_All | Fryers - SEG SEL - Energy Star Gas Fryer | Appliances | Fryers | NR | Fryers | Commercial | Large Retail | Firm | Sales | Commercial | 259.74 | 1 | 1.3954 | 3.9948 | -0.1209 | 1.5507 | -1.1299 | 0.0037485 | 0.0073227 | 0.01285 | 0.020541 | 0.030264 | 0.041526 | 0.053557 | 0.065477 | 0.076478 | 0.08597 | 0.093645 | 0.099461 | 0.11801 | 0.12655 | 0.12768 | 0.12741 | 0.12605 | 0.12406 | 0.05042 | 0.010145 | 0.0078627 | 0.005845 | 0.0041671 | 0.0028502 | 0.0018713 | 1.4238
v5.10_MeasureAssessmentTemplate_Commercial_All | Fryers - SEG SEL - Energy Star Gas Fryer | Appliances | Fryers | NR | Fryers | Commercial | Lodging | Firm | Sales | Commercial | 259.74 | 1 | 1.3954 | 3.9948 | -0.1209 | 1.5507 | -1.1299 | 0.0062973 | 0.012313 | 0.021627 | 0.034601 | 0.051027 | 0.070079 | 0.090464 | 0.1107 | 0.12941 | 0.14561 | 0.15875 | 0.16876 | 0.20016 | 0.2128 | 0.21496 | 0.21482 | 0.2129 | 0.20992 | 0.10915 | 0.016164 | 0.012538 | 0.0093285 | 0.0066561 | 0.0045562 | 0.0029938 | 2.4266
v5.10_MeasureAssessmentTemplate_Commercial_All | Fryers - SEG SEL - Energy Star Gas Fryer | Appliances | Fryers | NR | Fryers | Commercial | Medium Retail | Firm | Sales | Commercial | 259.74 | 1 | 1.3954 | 3.9948 | -0.1209 | 1.5507 | -1.1299 | 0.0059007 | 0.011527 | 0.020228 | 0.032335 | 0.047641 | 0.06537 | 0.084309 | 0.10307 | 0.12039 | 0.13533 | 0.14741 | 0.15657 | 0.18578 | 0.19922 | 0.20099 | 0.20056 | 0.19843 | 0.19529 | 0.07937 | 0.015969 | 0.012377 | 0.009201 | 0.0065598 | 0.0044867 | 0.0029458 | 2.2413
v5.10_MeasureAssessmentTemplate_Commercial_All | Fryers - SEG SEL - Energy Star Gas Fryer | Appliances | Fryers | NR | Fryers | Commercial | Medium Retail | Firm | Sales | Industrial | 259.74 | 1 | 1.3954 | 3.9948 | -0.1209 | 1.5507 | -1.1299 | 1.8986e-05 | 3.7089e-05 | 6.5084e-05 | 0.00010404 | 0.00015328 | 0.00021033 | 0.00027126 | 0.00033163 | 0.00038735 | 0.00043543 | 0.0004743 | 0.00050376 | 0.00059773 | 0.00064098 | 0.00064667 | 0.0006453 | 0.00063844 | 0.00062834 | 0.00025537 | 5.1381e-05 | 3.9824e-05 | 2.9604e-05 | 2.1106e-05 | 1.4436e-05 | 9.4781e-06 | 0.0072112
v5.10_MeasureAssessmentTemplate_Commercial_All | Fryers - SEG SEL - Energy Star Gas Fryer | Appliances | Fryers | NR | Fryers | Commercial | School K-12 | Firm | Sales | Commercial | 259.74 | 1 | 1.3954 | 3.9948 | -0.1209 | 1.5507 | -1.1299 | 0.0089036 | 0.017437 | 0.030676 | 0.049158 | 0.07261 | 0.099881 | 0.12914 | 0.15828 | 0.18534 | 0.20886 | 0.22808 | 0.24286 | 0.28784 | 0.30143 | 0.30517 | 0.30577 | 0.30395 | 0.30071 | 0.2184 | 0.020611 | 0.016012 | 0.01193 | 0.0085245 | 0.0058435 | 0.003845 | 3.5213
v5.10_MeasureAssessmentTemplate_Commercial_All | Fryers - SEG SEL - Energy Star Gas Fryer | Appliances | Fryers | NR | Fryers | Commercial | Small Retail | Firm | Sales | Commercial | 259.74 | 1 | 1.3954 | 3.9948 | -0.1209 | 1.5507 | -1.1299 | 0.0090145 | 0.01761 | 0.030903 | 0.049397 | 0.07278 | 0.099865 | 0.1288 | 0.15746 | 0.18392 | 0.20675 | 0.2252 | 0.23919 | 0.28381 | 0.30434 | 0.30705 | 0.30639 | 0.30314 | 0.29834 | 0.12125 | 0.024396 | 0.018909 | 0.014056 | 0.010021 | 0.0068543 | 0.0045003 | 3.4239
v5.10_MeasureAssessmentTemplate_Commercial_All | Fryers - SEG SEL - Energy Star Gas Fryer | Appliances | Fryers | NR | Fryers | Commercial | Supermarket | Firm | Sales | Commercial | 259.74 | 1 | 1.3954 | 3.9948 | -0.1209 | 1.5507 | -1.1299 | 0.14564 | 0.28447 | 0.49914 | 0.79778 | 1.1753 | 1.6124 | 2.0794 | 2.5418 | 2.9685 | 3.3366 | 3.634 | 3.8592 | 4.5794 | 4.9165 | 4.9592 | 4.9477 | 4.894 | 4.8154 | 1.8849 | 0.39684 | 0.30754 | 0.22859 | 0.16296 | 0.11145 | 0.073164 | 55.2119
v5.10_MeasureAssessmentTemplate_Commercial_All | Fryers - SEG SEL - Energy Star Gas Fryer | Appliances | Fryers | NR | Fryers | Commercial | Supermarket | Firm | Transport | Commercial | 259.74 | 1 | 1.3954 | 2.8221 | -0.1209 | 0.46729 | -0.98694 | 0.022974 | 0.044874 | 0.078737 | 0.12585 | 0.18539 | 0.25436 | 0.32801 | 0.40096 | 0.46827 | 0.52633 | 0.57324 | 0.60878 | 0.72238 | 0.77555 | 0.7823 | 0.78048 | 0.77201 | 0.75961 | 0.29733 | 0.0626 | 0.048513 | 0.03606 | 0.025706 | 0.01758 | 0.011541 | 8.7094
v5.10_MeasureAssessmentTemplate_Commercial_All | Fryers - SEG SEL - Energy Star Gas Fryer | Appliances | Fryers | New | Fryers | Commercial | Extra Large Retail | Firm | Sales | Commercial | 259.74 | 1 | 1.3954 | 3.9948 | -0.1209 | 1.5507 | -1.1299 | 0.0016962 | 0.0046792 | 0.008304 | 0.013424 | 0.020005 | 0.027764 | 0.036219 | 0.044792 | 0.052925 | 0.060187 | 0.066327 | 0.071275 | 0.075107 | 0.077989 | 0.080127 | 0.081719 | 0.082937 | 0.083998 | 0.084961 | 0.085596 | 0.086239 | 0.086891 | 0.087552 | 0.088221 | 0.0889 | 1.4978
v5.10_MeasureAssessmentTemplate_Commercial_All | Fryers - SEG SEL - Energy Star Gas Fryer | Appliances | Fryers | New | Fryers | Commercial | Extra Large Retail | Firm | Transport | Commercial | 259.74 | 1 | 1.3954 | 2.8221 | -0.1209 | 0.46729 | -0.98694 | 0.00016779 | 0.00046284 | 0.00082139 | 0.0013279 | 0.0019788 | 0.0027463 | 0.0035827 | 0.0044306 | 0.0052351 | 0.0059535 | 0.0065608 | 0.0070502 | 0.0074293 | 0.0077144 | 0.0079258 | 0.0080833 | 0.0082037 | 0.0083087 | 0.008404 | 0.0084668 | 0.0085304 | 0.0085949 | 0.0086603 | 0.0087265 | 0.0087936 | 0.14816
v5.10_MeasureAssessmentTemplate_Commercial_All | Fryers - SEG SEL - Energy Star Gas Fryer | Appliances | Fryers | New | Fryers | Commercial | Hospital | Firm | Sales | Commercial | 259.74 | 1 | 1.3954 | 3.9948 | -0.1209 | 1.5507 | -1.1299 | 0.00027735 | 0.00074107 | 0.0013158 | 0.0021282 | 0.0031729 | 0.0044057 | 0.0057502 | 0.0071145 | 0.0084101 | 0.0095685 | 0.010549 | 0.011341 | 0.011956 | 0.012421 | 0.012767 | 0.013026 | 0.013225 | 0.0134 | 0.013559 | 0.013666 | 0.013774 | 0.013884 | 0.013995 | 0.014107 | 0.014221 | 0.23878
v5.10_MeasureAssessmentTemplate_Commercial_All | Fryers - SEG SEL - Energy Star Gas Fryer | Appliances | Fryers | New | Fryers | Commercial | Hospital | Firm | Transport | Commercial | 259.74 | 1 | 1.3954 | 2.8221 | -0.1209 | 0.46729 | -0.98694 | 0.00014589 | 0.00038982 | 0.00069214 | 0.0011195 | 0.001669 | 0.0023175 | 0.0030247 | 0.0037424 | 0.0044239 | 0.0050332 | 0.0055492 | 0.0059658 | 0.0062893 | 0.0065335 | 0.0067155 | 0.0068518 | 0.0069568 | 0.0070487 | 0.0071324 | 0.0071886 | 0.0072455 | 0.0073031 | 0.0073615 | 0.0074206 | 0.0074805 | 0.1256
v5.10_MeasureAssessmentTemplate_Commercial_All | Fryers - SEG SEL - Energy Star Gas Fryer | Appliances | Fryers | New | Fryers | Commercial | Hospital | Interruptible | Sales | Commercial | 259.74 | 0 | 0.92441 | 2.6465 | 0.60943 | 0.46729 | -0.39962 | 0.00014548 | 0.00038874 | 0.00069022 | 0.0011164 | 0.0016644 | 0.002311 | 0.0030163 | 0.003732 | 0.0044116 | 0.0050193 | 0.0055338 | 0.0059492 | 0.0062718 | 0.0065154 | 0.0066968 | 0.0068328 | 0.0069375 | 0.0070291 | 0.0071126 | 0.0071687 | 0.0072254 | 0.0072829 | 0.0073411 | 0.0074 | 0.0074597 | 0.12525
v5.10_MeasureAssessmentTemplate_Commercial_All | Fryers - SEG SEL - Energy Star Gas Fryer | Appliances | Fryers | New | Fryers | Commercial | Large Retail | Firm | Sales | Commercial | 259.74 | 1 | 1.3954 | 3.9948 | -0.1209 | 1.5507 | -1.1299 | 0.00051016 | 0.0014073 | 0.0024975 | 0.0040375 | 0.0060166 | 0.0083501 | 0.010893 | 0.013471 | 0.015918 | 0.018102 | 0.019948 | 0.021436 | 0.022589 | 0.023456 | 0.024099 | 0.024578 | 0.024944 | 0.025263 | 0.025553 | 0.025744 | 0.025937 | 0.026133 | 0.026332 | 0.026533 | 0.026737 | 0.45048
v5.10_MeasureAssessmentTemplate_Commercial_All | Fryers - SEG SEL - Energy Star Gas Fryer | Appliances | Fryers | New | Fryers | Commercial | Lodging | Firm | Sales | Commercial | 259.74 | 1 | 1.3954 | 3.9948 | -0.1209 | 1.5507 | -1.1299 | 0.00085705 | 0.0022307 | 0.0039623 | 0.0064113 | 0.0095622 | 0.013282 | 0.017342 | 0.021465 | 0.025383 | 0.02889 | 0.031863 | 0.034267 | 0.036138 | 0.037554 | 0.038614 | 0.039411 | 0.040028 | 0.04057 | 0.041066 | 0.041402 | 0.041743 | 0.042089 | 0.042438 | 0.042792 | 0.04315 | 0.72251
v5.10_MeasureAssessmentTemplate_Commercial_All | Fryers - SEG SEL - Energy Star Gas Fryer | Appliances | Fryers | New | Fryers | Commercial | Medium Retail | Firm | Sales | Commercial | 259.74 | 1 | 1.3954 | 3.9948 | -0.1209 | 1.5507 | -1.1299 | 0.00080308 | 0.0022153 | 0.0039315 | 0.0063557 | 0.0094712 | 0.013145 | 0.017148 | 0.021206 | 0.025057 | 0.028495 | 0.031402 | 0.033745 | 0.035559 | 0.036924 | 0.037936 | 0.038689 | 0.039266 | 0.039768 | 0.040224 | 0.040525 | 0.040829 | 0.041138 | 0.041451 | 0.041768 | 0.042089 | 0.70914
v5.10_MeasureAssessmentTemplate_Commercial_All | Fryers - SEG SEL - Energy Star Gas Fryer | Appliances | Fryers | New | Fryers | Commercial | Medium Retail | Firm | Sales | Industrial | 259.74 | 1 | 1.3954 | 3.9948 | -0.1209 | 1.5507 | -1.1299 | 2.5839e-06 | 7.1278e-06 | 1.2649e-05 | 2.0449e-05 | 3.0473e-05 | 4.2292e-05 | 5.5173e-05 | 6.8231e-05 | 8.0621e-05 | 9.1683e-05 | 0.00010104 | 0.00010857 | 0.00011441 | 0.0001188 | 0.00012206 | 0.00012448 | 0.00012634 | 0.00012795 | 0.00012942 | 0.00013039 | 0.00013137 | 0.00013236 | 0.00013337 | 0.00013439 | 0.00013542 | 0.0022817
v5.10_MeasureAssessmentTemplate_Commercial_All | Fryers - SEG SEL - Energy Star Gas Fryer | Appliances | Fryers | New | Fryers | Commercial | School K-12 | Firm | Sales | Commercial | 259.74 | 1 | 1.3954 | 3.9948 | -0.1209 | 1.5507 | -1.1299 | 0.0012118 | 0.0028185 | 0.0050142 | 0.0081259 | 0.012138 | 0.016886 | 0.022081 | 0.027371 | 0.032415 | 0.036947 | 0.040807 | 0.043949 | 0.046413 | 0.048299 | 0.049729 | 0.050825 | 0.05169 | 0.05246 | 0.05317 | 0.053675 | 0.054186 | 0.054702 | 0.055225 | 0.055754 | 0.056289 | 0.93218
v5.10_MeasureAssessmentTemplate_Commercial_All | Fryers - SEG SEL - Energy Star Gas Fryer | Appliances | Fryers | New | Fryers | Commercial | Small Retail | Firm | Sales | Commercial | 259.74 | 1 | 1.3954 | 3.9948 | -0.1209 | 1.5507 | -1.1299 | 0.0012269 | 0.0033843 | 0.006006 | 0.0097096 | 0.014469 | 0.020081 | 0.026197 | 0.032397 | 0.038279 | 0.043532 | 0.047973 | 0.051551 | 0.054323 | 0.056408 | 0.057954 | 0.059105 | 0.059986 | 0.060754 | 0.06145 | 0.061909 | 0.062375 | 0.062846 | 0.063324 | 0.063808 | 0.064299 | 1.0833
v5.10_MeasureAssessmentTemplate_Commercial_All | Fryers - SEG SEL - Energy Star Gas Fryer | Appliances | Fryers | New | Fryers | Commercial | Supermarket | Firm | Sales | Commercial | 259.74 | 1 | 1.3954 | 3.9948 | -0.1209 | 1.5507 | -1.1299 | 0.019821 | 0.055089 | 0.097753 | 0.15801 | 0.23544 | 0.32672 | 0.42617 | 0.52698 | 0.6226 | 0.70795 | 0.78009 | 0.83819 | 0.88316 | 0.91696 | 0.942 | 0.96062 | 0.97483 | 0.98721 | 0.99843 | 1.0058 | 1.0133 | 1.0208 | 1.0285 | 1.0363 | 1.0441 | 17.6068
v5.10_MeasureAssessmentTemplate_Commercial_All | Fryers - SEG SEL - Energy Star Gas Fryer | Appliances | Fryers | New | Fryers | Commercial | Supermarket | Firm | Transport | Commercial | 259.74 | 1 | 1.3954 | 2.8221 | -0.1209 | 0.46729 | -0.98694 | 0.0031267 | 0.00869 | 0.01542 | 0.024926 | 0.037139 | 0.051538 | 0.067227 | 0.083129 | 0.098212 | 0.11168 | 0.12306 | 0.13222 | 0.13931 | 0.14465 | 0.1486 | 0.15153 | 0.15378 | 0.15573 | 0.1575 | 0.15866 | 0.15984 | 0.16103 | 0.16224 | 0.16346 | 0.16471 | 2.7774
v5.10_MeasureAssessmentTemplate_Commercial_All | Gas Boiler - SEG Hospital - Condensing Boiler (>= 94 AFUE) | HVAC | Gas Boiler | NR | Gas Boiler | Commercial | Hospital | Firm | Sales | Commercial | 2.6708 | 1 | 6.5014 | 5.3757 | -1.9563 | 0.44786 | -1.8626 | 0.67702 | 0.9895 | 1.3436 | 1.755 | 2.2033 | 2.6578 | 3.0818 | 3.4415 | 3.7144 | 3.8953 | 3.9962 | 4.0342 | 4.0176 | 4.0012 | 3.9848 | 3.9684 | 3.9522 | 3.936 | 3.9198 | 3.9037 | 3.8877 | 3.8718 | 3.8559 | 3.8401 | 3.8244 | 82.7533
v5.10_MeasureAssessmentTemplate_Commercial_All | Gas Boiler - SEG Hospital - Condensing Boiler (>= 94 AFUE) | HVAC | Gas Boiler | NR | Gas Boiler | Commercial | Hospital | Firm | Transport | Commercial | 2.6708 | 1 | 6.5014 | 4.1746 | -1.9563 | 0.46729 | -1.7196 | 0.35613 | 0.5205 | 0.70674 | 0.92317 | 1.159 | 1.398 | 1.6211 | 1.8103 | 1.9538 | 2.049 | 2.1021 | 2.1221 | 2.1134 | 2.1047 | 2.0961 | 2.0875 | 2.0789 | 2.0704 | 2.0619 | 2.0535 | 2.045 | 2.0366 | 2.0283 | 2.02 | 2.0117 | 43.5299
v5.10_MeasureAssessmentTemplate_Commercial_All | Gas Boiler - SEG Hospital - Condensing Boiler (>= 94 AFUE) | HVAC | Gas Boiler | NR | Gas Boiler | Commercial | Hospital | Interruptible | Sales | Commercial | 2.6708 | 1 | 3.235 | 2.6748 | -0.49341 | 0.46729 | -0.39962 | 0.35514 | 0.51905 | 0.70478 | 0.92061 | 1.1558 | 1.3942 | 1.6166 | 1.8053 | 1.9484 | 2.0433 | 2.0963 | 2.1162 | 2.1075 | 2.0989 | 2.0903 | 2.0817 | 2.0731 | 2.0646 | 2.0562 | 2.0478 | 2.0394 | 2.031 | 2.0227 | 2.0144 | 2.0061 | 43.4091
v5.10_MeasureAssessmentTemplate_Commercial_All | Gas Boiler - SEG Hospital - Condensing Boiler (>= 94 AFUE) | HVAC | Gas Boiler | New | Gas Boiler | Commercial | Hospital | Firm | Sales | Commercial | 2.6708 | 1 | 6.5014 | 5.3757 | -1.9563 | 0.44786 | -1.8626 | 0.19196 | 0.38356 | 0.52668 | 0.69577 | 0.88346 | 1.0778 | 1.2642 | 1.428 | 1.559 | 1.6539 | 1.7165 | 1.7531 | 1.7664 | 1.7799 | 1.7935 | 1.8074 | 1.8214 | 1.8356 | 1.85 | 1.8645 | 1.8793 | 1.8942 | 1.9094 | 1.9247 | 1.9402 | 37.2006
v5.10_MeasureAssessmentTemplate_Commercial_All | Gas Boiler - SEG Hospital - Condensing Boiler (>= 94 AFUE) | HVAC | Gas Boiler | New | Gas Boiler | Commercial | Hospital | Firm | Transport | Commercial | 2.6708 | 1 | 6.5014 | 4.1746 | -1.9563 | 0.46729 | -1.7196 | 0.10098 | 0.20176 | 0.27704 | 0.36599 | 0.46472 | 0.56697 | 0.66498 | 0.75115 | 0.82008 | 0.87 | 0.90293 | 0.92217 | 0.92917 | 0.93626 | 0.94344 | 0.95072 | 0.95809 | 0.96556 | 0.97312 | 0.98078 | 0.98855 | 0.99641 | 1.0044 | 1.0124 | 1.0206 | 19.5683
v5.10_MeasureAssessmentTemplate_Commercial_All | Gas Boiler - SEG Hospital - Condensing Boiler (>= 94 AFUE) | HVAC | Gas Boiler | New | Gas Boiler | Commercial | Hospital | Interruptible | Sales | Commercial | 2.6708 | 1 | 3.235 | 2.6748 | -0.49341 | 0.46729 | -0.39962 | 0.1007 | 0.2012 | 0.27628 | 0.36497 | 0.46343 | 0.5654 | 0.66313 | 0.74906 | 0.8178 | 0.86758 | 0.90043 | 0.91961 | 0.92659 | 0.93366 | 0.94082 | 0.94808 | 0.95543 | 0.96288 | 0.97042 | 0.97806 | 0.9858 | 0.99364 | 1.0016 | 1.0096 | 1.0178 | 19.514
v5.10_MeasureAssessmentTemplate_Commercial_All | Gas Boiler - SEG Lodging - Condensing Boiler (>= 94 AFUE) | HVAC | Gas Boiler | NR | Gas Boiler | Commercial | Lodging | Firm | Sales | Commercial | 1.7838 | 1 | 5.6033 | 5.4421 | -1.8781 | 0.52607 | -1.8626 | 0.15057 | 0.22015 | 0.29904 | 0.39078 | 0.49081 | 0.59227 | 0.68704 | 0.76754 | 0.82873 | 0.86944 | 0.89232 | 0.90116 | 0.89783 | 0.89451 | 0.8912 | 0.8879 | 0.88461 | 0.88134 | 0.87808 | 0.87483 | 0.87159 | 0.86837 | 0.86516 | 0.86196 | 0.85877 | 18.506
v5.10_MeasureAssessmentTemplate_Commercial_All | Gas Boiler - SEG Lodging - Condensing Boiler (>= 94 AFUE) | HVAC | Gas Boiler | New | Gas Boiler | Commercial | Lodging | Firm | Sales | Commercial | 1.7838 | 1 | 5.6033 | 5.4421 | -1.8781 | 0.52607 | -1.8626 | 0.042692 | 0.083092 | 0.11414 | 0.15085 | 0.19161 | 0.23386 | 0.27439 | 0.31007 | 0.33864 | 0.35939 | 0.37313 | 0.38121 | 0.38424 | 0.38731 | 0.39041 | 0.39356 | 0.39674 | 0.39996 | 0.40323 | 0.40653 | 0.40988 | 0.41327 | 0.4167 | 0.42018 | 0.4237 | 8.0988
v5.10_MeasureAssessmentTemplate_Commercial_All | Gas Boiler - SEG Office - Condensing Boiler (>= 94 AFUE) | HVAC | Gas Boiler | NR | Gas Boiler | Commercial | Large Office | Firm | Sales | Commercial | 0.80006 | 1 | 3.6363 | 5.4757 | -1.5886 | 0.81564 | -1.8626 | 0.15135 | 0.22145 | 0.30102 | 0.39363 | 0.49474 | 0.59743 | 0.69352 | 0.77533 | 0.83772 | 0.87949 | 0.90327 | 0.91286 | 0.91012 | 0.90739 | 0.90467 | 0.90196 | 0.89925 | 0.89655 | 0.89386 | 0.89118 | 0.88851 | 0.88584 | 0.88319 | 0.88054 | 0.8779 | 18.7828
v5.10_MeasureAssessmentTemplate_Commercial_All | Gas Boiler - SEG Office - Condensing Boiler (>= 94 AFUE) | HVAC | Gas Boiler | NR | Gas Boiler | Commercial | Large Office | Firm | Sales | Industrial | 0.80006 | 1 | 3.6363 | 5.4757 | -1.5886 | 0.81564 | -1.8626 | 0.0014238 | 0.0020832 | 0.0028317 | 0.003703 | 0.0046541 | 0.0056201 | 0.0065241 | 0.0072936 | 0.0078805 | 0.0082735 | 0.0084972 | 0.0085874 | 0.0085616 | 0.008536 | 0.0085104 | 0.0084848 | 0.0084594 | 0.008434 | 0.0084087 | 0.0083835 | 0.0083583 | 0.0083332 | 0.0083082 | 0.0082833 | 0.0082585 | 0.17669
v5.10_MeasureAssessmentTemplate_Commercial_All | Gas Boiler - SEG Office - Condensing Boiler (>= 94 AFUE) | HVAC | Gas Boiler | NR | Gas Boiler | Commercial | Medium Office | Firm | Sales | Commercial | 0.80006 | 1 | 3.6363 | 5.4757 | -1.5886 | 0.81564 | -1.8626 | 0.14385 | 0.21048 | 0.2861 | 0.37413 | 0.47023 | 0.56784 | 0.65916 | 0.73692 | 0.79622 | 0.83592 | 0.85852 | 0.86764 | 0.86503 | 0.86244 | 0.85985 | 0.85727 | 0.8547 | 0.85214 | 0.84958 | 0.84703 | 0.84449 | 0.84196 | 0.83943 | 0.83691 | 0.8344 | 17.8522
v5.10_MeasureAssessmentTemplate_Commercial_All | Gas Boiler - SEG Office - Condensing Boiler (>= 94 AFUE) | HVAC | Gas Boiler | NR | Gas Boiler | Commercial | Small Office | Firm | Sales | Commercial | 0.80006 | 1 | 3.6363 | 5.4757 | -1.5886 | 0.81564 | -1.8626 | 0.2083 | 0.30478 | 0.4143 | 0.54177 | 0.68092 | 0.82226 | 0.95451 | 1.0671 | 1.153 | 1.2105 | 1.2432 | 1.2564 | 1.2526 | 1.2489 | 1.2451 | 1.2414 | 1.2377 | 1.234 | 1.2302 | 1.2266 | 1.2229 | 1.2192 | 1.2156 | 1.2119 | 1.2083 | 25.8512
v5.10_MeasureAssessmentTemplate_Commercial_All | Gas Boiler - SEG Office - Condensing Boiler (>= 94 AFUE) | HVAC | Gas Boiler | New | Gas Boiler | Commercial | Large Office | Firm | Sales | Commercial | 0.80006 | 1 | 3.6363 | 5.4757 | -1.5886 | 0.81564 | -1.8626 | 0.042913 | 0.079636 | 0.10947 | 0.14477 | 0.18402 | 0.22475 | 0.26387 | 0.29837 | 0.32608 | 0.34627 | 0.35974 | 0.36776 | 0.37091 | 0.37409 | 0.37732 | 0.38058 | 0.38389 | 0.38723 | 0.39061 | 0.39404 | 0.39751 | 0.40101 | 0.40456 | 0.40816 | 0.41179 | 7.8293
v5.10_MeasureAssessmentTemplate_Commercial_All | Gas Boiler - SEG Office - Condensing Boiler (>= 94 AFUE) | HVAC | Gas Boiler | New | Gas Boiler | Commercial | Large Office | Firm | Sales | Industrial | 0.80006 | 1 | 3.6363 | 5.4757 | -1.5886 | 0.81564 | -1.8626 | 0.00040369 | 0.00074915 | 0.0010298 | 0.0013619 | 0.0017311 | 0.0021142 | 0.0024822 | 0.0028068 | 0.0030674 | 0.0032574 | 0.0033841 | 0.0034596 | 0.0034892 | 0.0035192 | 0.0035495 | 0.0035802 | 0.0036113 | 0.0036427 | 0.0036746 | 0.0037068 | 0.0037394 | 0.0037724 | 0.0038058 | 0.0038396 | 0.0038738 | 0.073652
v5.10_MeasureAssessmentTemplate_Commercial_All | Gas Boiler - SEG Office - Condensing Boiler (>= 94 AFUE) | HVAC | Gas Boiler | New | Gas Boiler | Commercial | Medium Office | Firm | Sales | Commercial | 0.80006 | 1 | 3.6363 | 5.4757 | -1.5886 | 0.81564 | -1.8626 | 0.040787 | 0.075691 | 0.10405 | 0.1376 | 0.1749 | 0.21361 | 0.2508 | 0.28359 | 0.30992 | 0.32912 | 0.34191 | 0.34954 | 0.35253 | 0.35556 | 0.35863 | 0.36173 | 0.36487 | 0.36805 | 0.37126 | 0.37452 | 0.37781 | 0.38115 | 0.38452 | 0.38793 | 0.39139 | 7.4415
v5.10_MeasureAssessmentTemplate_Commercial_All | Gas Boiler - SEG Office - Condensing Boiler (>= 94 AFUE) | HVAC | Gas Boiler | New | Gas Boiler | Commercial | Small Office | Firm | Sales | Commercial | 0.80006 | 1 | 3.6363 | 5.4757 | -1.5886 | 0.81564 | -1.8626 | 0.059062 | 0.10961 | 0.15067 | 0.19925 | 0.25327 | 0.30932 | 0.36317 | 0.41065 | 0.44879 | 0.47658 | 0.49511 | 0.50616 | 0.51049 | 0.51488 | 0.51932 | 0.52381 | 0.52835 | 0.53296 | 0.53761 | 0.54233 | 0.5471 | 0.55192 | 0.55681 | 0.56176 | 0.56676 | 10.7757
v5.10_MeasureAssessmentTemplate_Commercial_All | Gas Boiler - SEG Retail - Condensing Boiler (>= 94 AFUE) | HVAC | Gas Boiler | NR | Gas Boiler | Commercial | Extra Large Retail | Firm | Sales | Commercial | 1.193 | 1 | 4.6078 | 5.4674 | -1.7615 | 0.64271 | -1.8626 | 0 | 0 | 0 | 0 | 0 | 0 | 0 | 0 | 0 | 0 | 0 | 0 | 0 | 0 | 0 | 0 | 0 | 0 | 0 | 0 | 0 | 0 | 0 | 0 | 0 | 0
v5.10_MeasureAssessmentTemplate_Commercial_All | Gas Boiler - SEG Retail - Condensing Boiler (>= 94 AFUE) | HVAC | Gas Boiler | NR | Gas Boiler | Commercial | Extra Large Retail | Firm | Transport | Commercial | 1.193 | 1 | 4.6078 | 4.1746 | -1.7615 | 0.46729 | -1.7196 | 0 | 0 | 0 | 0 | 0 | 0 | 0 | 0 | 0 | 0 | 0 | 0 | 0 | 0 | 0 | 0 | 0 | 0 | 0 | 0 | 0 | 0 | 0 | 0 | 0 | 0
v5.10_MeasureAssessmentTemplate_Commercial_All | Gas Boiler - SEG Retail - Condensing Boiler (>= 94 AFUE) | HVAC | Gas Boiler | NR | Gas Boiler | Commercial | Large Retail | Firm | Sales | Commercial | 1.193 | 1 | 4.6078 | 5.4674 | -1.7615 | 0.64271 | -1.8626 | 0 | 0 | 0 | 0 | 0 | 0 | 0 | 0 | 0 | 0 | 0 | 0 | 0 | 0 | 0 | 0 | 0 | 0 | 0 | 0 | 0 | 0 | 0 | 0 | 0 | 0
v5.10_MeasureAssessmentTemplate_Commercial_All | Gas Boiler - SEG Retail - Condensing Boiler (>= 94 AFUE) | HVAC | Gas Boiler | NR | Gas Boiler | Commercial | Medium Retail | Firm | Sales | Commercial | 1.193 | 1 | 4.6078 | 5.4674 | -1.7615 | 0.64271 | -1.8626 | 0 | 0 | 0 | 0 | 0 | 0 | 0 | 0 | 0 | 0 | 0 | 0 | 0 | 0 | 0 | 0 | 0 | 0 | 0 | 0 | 0 | 0 | 0 | 0 | 0 | 0
v5.10_MeasureAssessmentTemplate_Commercial_All | Gas Boiler - SEG Retail - Condensing Boiler (>= 94 AFUE) | HVAC | Gas Boiler | NR | Gas Boiler | Commercial | Medium Retail | Firm | Sales | Industrial | 1.193 | 1 | 4.6078 | 5.4674 | -1.7615 | 0.64271 | -1.8626 | 0 | 0 | 0 | 0 | 0 | 0 | 0 | 0 | 0 | 0 | 0 | 0 | 0 | 0 | 0 | 0 | 0 | 0 | 0 | 0 | 0 | 0 | 0 | 0 | 0 | 0
v5.10_MeasureAssessmentTemplate_Commercial_All | Gas Boiler - SEG Retail - Condensing Boiler (>= 94 AFUE) | HVAC | Gas Boiler | NR | Gas Boiler | Commercial | Small Retail | Firm | Sales | Commercial | 1.193 | 1 | 4.6078 | 5.4674 | -1.7615 | 0.64271 | -1.8626 | 0 | 0 | 0 | 0 | 0 | 0 | 0 | 0 | 0 | 0 | 0 | 0 | 0 | 0 | 0 | 0 | 0 | 0 | 0 | 0 | 0 | 0 | 0 | 0 | 0 | 0
v5.10_MeasureAssessmentTemplate_Commercial_All | Gas Boiler - SEG Retail - Condensing Boiler (>= 94 AFUE) | HVAC | Gas Boiler | New | Gas Boiler | Commercial | Extra Large Retail | Firm | Sales | Commercial | 1.193 | 1 | 4.6078 | 5.4674 | -1.7615 | 0.64271 | -1.8626 | 0 | 0 | 0 | 0 | 0 | 0 | 0 | 0 | 0 | 0 | 0 | 0 | 0 | 0 | 0 | 0 | 0 | 0 | 0 | 0 | 0 | 0 | 0 | 0 | 0 | 0
v5.10_MeasureAssessmentTemplate_Commercial_All | Gas Boiler - SEG Retail - Condensing Boiler (>= 94 AFUE) | HVAC | Gas Boiler | New | Gas Boiler | Commercial | Extra Large Retail | Firm | Transport | Commercial | 1.193 | 1 | 4.6078 | 4.1746 | -1.7615 | 0.46729 | -1.7196 | 0 | 0 | 0 | 0 | 0 | 0 | 0 | 0 | 0 | 0 | 0 | 0 | 0 | 0 | 0 | 0 | 0 | 0 | 0 | 0 | 0 | 0 | 0 | 0 | 0 | 0
v5.10_MeasureAssessmentTemplate_Commercial_All | Gas Boiler - SEG Retail - Condensing Boiler (>= 94 AFUE) | HVAC | Gas Boiler | New | Gas Boiler | Commercial | Large Retail | Firm | Sales | Commercial | 1.193 | 1 | 4.6078 | 5.4674 | -1.7615 | 0.64271 | -1.8626 | 0 | 0 | 0 | 0 | 0 | 0 | 0 | 0 | 0 | 0 | 0 | 0 | 0 | 0 | 0 | 0 | 0 | 0 | 0 | 0 | 0 | 0 | 0 | 0 | 0 | 0
v5.10_MeasureAssessmentTemplate_Commercial_All | Gas Boiler - SEG Retail - Condensing Boiler (>= 94 AFUE) | HVAC | Gas Boiler | New | Gas Boiler | Commercial | Medium Retail | Firm | Sales | Commercial | 1.193 | 1 | 4.6078 | 5.4674 | -1.7615 | 0.64271 | -1.8626 | 0 | 0 | 0 | 0 | 0 | 0 | 0 | 0 | 0 | 0 | 0 | 0 | 0 | 0 | 0 | 0 | 0 | 0 | 0 | 0 | 0 | 0 | 0 | 0 | 0 | 0
v5.10_MeasureAssessmentTemplate_Commercial_All | Gas Boiler - SEG Retail - Condensing Boiler (>= 94 AFUE) | HVAC | Gas Boiler | New | Gas Boiler | Commercial | Medium Retail | Firm | Sales | Industrial | 1.193 | 1 | 4.6078 | 5.4674 | -1.7615 | 0.64271 | -1.8626 | 0 | 0 | 0 | 0 | 0 | 0 | 0 | 0 | 0 | 0 | 0 | 0 | 0 | 0 | 0 | 0 | 0 | 0 | 0 | 0 | 0 | 0 | 0 | 0 | 0 | 0
v5.10_MeasureAssessmentTemplate_Commercial_All | Gas Boiler - SEG Retail - Condensing Boiler (>= 94 AFUE) | HVAC | Gas Boiler | New | Gas Boiler | Commercial | Small Retail | Firm | Sales | Commercial | 1.193 | 1 | 4.6078 | 5.4674 | -1.7615 | 0.64271 | -1.8626 | 0 | 0 | 0 | 0 | 0 | 0 | 0 | 0 | 0 | 0 | 0 | 0 | 0 | 0 | 0 | 0 | 0 | 0 | 0 | 0 | 0 | 0 | 0 | 0 | 0 | 0
v5.10_MeasureAssessmentTemplate_Commercial_All | Gas Boiler - SEG School - Condensing Boiler (>= 94 AFUE) | HVAC | Gas Boiler | NR | Gas Boiler | Commercial | School K-12 | Firm | Sales | Commercial | 0.93349 | 1 | 3.9962 | 5.464 | -1.6636 | 0.74059 | -1.8626 | 2.515 | 3.6832 | 5.0111 | 6.5588 | 8.2509 | 9.9726 | 11.587 | 12.9654 | 14.0214 | 14.7338 | 15.1459 | 15.3205 | 15.2883 | 15.2562 | 15.2242 | 15.1922 | 15.1603 | 15.1285 | 15.0967 | 15.065 | 15.0334 | 15.0018 | 14.9703 | 14.9389 | 14.9075 | 316.0288
v5.10_MeasureAssessmentTemplate_Commercial_All | Gas Boiler - SEG School - Condensing Boiler (>= 94 AFUE) | HVAC | Gas Boiler | New | Gas Boiler | Commercial | School K-12 | Firm | Sales | Commercial | 0.93349 | 1 | 3.9962 | 5.464 | -1.6636 | 0.74059 | -1.8626 | 0.71309 | 1.2403 | 1.7064 | 2.2587 | 2.8735 | 3.5125 | 4.1274 | 4.671 | 5.1089 | 5.4298 | 5.6455 | 5.776 | 5.8301 | 5.8848 | 5.9401 | 5.996 | 6.0526 | 6.1099 | 6.1678 | 6.2264 | 6.2857 | 6.3456 | 6.4063 | 6.4676 | 6.5297 | 123.3057
v5.10_MeasureAssessmentTemplate_Commercial_All | Gas Boiler Water Heat - SEG Hospital - Consensing Gas Water Heating Boiler (>= 90% EF) | Water Heat | Gas Boiler Water Heat | NR | Gas Boiler Water Heat | Commercial | Hospital | Firm | Sales | Commercial | 0.36 | 1 | 1.3933 | 3.1591 | 0.0127 | 1.2281 | -0.67372 | 0.00019955 | 0.00030567 | 0.00066469 | 0.0012456 | 0.0021227 | 0.0033724 | 0.0050633 | 0.0072434 | 0.0099246 | 0.013068 | 0.016571 | 0.020272 | 0.023958 | 0.027398 | 0.030384 | 0.032771 | 0.034506 | 0.035729 | 0.036324 | 0.036766 | 0.04577 | 0.048842 | 0.048666 | 0.048419 | 0.048075 | 0.57766
v5.10_MeasureAssessmentTemplate_Commercial_All | Gas Boiler Water Heat - SEG Hospital - Consensing Gas Water Heating Boiler (>= 90% EF) | Water Heat | Gas Boiler Water Heat | NR | Gas Boiler Water Heat | Commercial | Hospital | Firm | Transport | Commercial | 0.36 | 1 | 1.3933 | 1.9798 | 0.0127 | 0.46729 | -0.53072 | 0.00010497 | 0.00016079 | 0.00034964 | 0.00065521 | 0.0011166 | 0.0017739 | 0.0026634 | 0.0038102 | 0.0052205 | 0.0068738 | 0.0087169 | 0.010664 | 0.012602 | 0.014412 | 0.015983 | 0.017238 | 0.018151 | 0.018794 | 0.019107 | 0.019339 | 0.024076 | 0.025692 | 0.025599 | 0.02547 | 0.025289 | 0.30386
v5.10_MeasureAssessmentTemplate_Commercial_All | Gas Boiler Water Heat - SEG Hospital - Consensing Gas Water Heating Boiler (>= 90% EF) | Water Heat | Gas Boiler Water Heat | NR | Gas Boiler Water Heat | Commercial | Hospital | Interruptible | Sales | Commercial | 0.36 | 1 | 1.1701 | 2.653 | 0.2868 | 0.46729 | -0.39962 | 0.00010468 | 0.00016034 | 0.00034867 | 0.00065339 | 0.0011135 | 0.001769 | 0.002656 | 0.0037996 | 0.0052061 | 0.0068548 | 0.0086927 | 0.010634 | 0.012567 | 0.014372 | 0.015938 | 0.01719 | 0.018101 | 0.018742 | 0.019054 | 0.019286 | 0.024009 | 0.025621 | 0.025528 | 0.025399 | 0.025218 | 0.30302
v5.10_MeasureAssessmentTemplate_Commercial_All | Gas Boiler Water Heat - SEG Hospital - Consensing Gas Water Heating Boiler (>= 90% EF) | Water Heat | Gas Boiler Water Heat | New | Gas Boiler Water Heat | Commercial | Hospital | Firm | Sales | Commercial | 0.36 | 1 | 1.3933 | 3.1591 | 0.0127 | 1.2281 | -0.67372 | 4.5264e-05 | 9.4789e-05 | 0.00020845 | 0.00039505 | 0.00068091 | 0.0010941 | 0.0016616 | 0.0024044 | 0.0033325 | 0.0044388 | 0.0056945 | 0.0070476 | 0.0084268 | 0.0097503 | 0.010941 | 0.01194 | 0.012722 | 0.01333 | 0.013715 | 0.014048 | 0.014216 | 0.014329 | 0.014444 | 0.01456 | 0.014677 | 0.1942
v5.10_MeasureAssessmentTemplate_Commercial_All | Gas Boiler Water Heat - SEG Hospital - Consensing Gas Water Heating Boiler (>= 90% EF) | Water Heat | Gas Boiler Water Heat | New | Gas Boiler Water Heat | Commercial | Hospital | Firm | Transport | Commercial | 0.36 | 1 | 1.3933 | 1.9798 | 0.0127 | 0.46729 | -0.53072 | 2.381e-05 | 4.9861e-05 | 0.00010965 | 0.00020781 | 0.00035817 | 0.00057553 | 0.00087402 | 0.0012647 | 0.0017529 | 0.0023349 | 0.0029954 | 0.0037072 | 0.0044327 | 0.0051288 | 0.005755 | 0.0062808 | 0.0066921 | 0.007012 | 0.0072141 | 0.0073896 | 0.007478 | 0.0075375 | 0.0075978 | 0.0076588 | 0.0077206 | 0.10215
v5.10_MeasureAssessmentTemplate_Commercial_All | Gas Boiler Water Heat - SEG Hospital - Consensing Gas Water Heating Boiler (>= 90% EF) | Water Heat | Gas Boiler Water Heat | New | Gas Boiler Water Heat | Commercial | Hospital | Interruptible | Sales | Commercial | 0.36 | 1 | 1.1701 | 2.653 | 0.2868 | 0.46729 | -0.39962 | 2.3744e-05 | 4.9722e-05 | 0.00010934 | 0.00020723 | 0.00035718 | 0.00057394 | 0.00087159 | 0.0012612 | 0.0017481 | 0.0023284 | 0.0029871 | 0.0036969 | 0.0044204 | 0.0051146 | 0.005739 | 0.0062634 | 0.0066735 | 0.0069925 | 0.0071941 | 0.0073691 | 0.0074573 | 0.0075166 | 0.0075767 | 0.0076375 | 0.0076992 | 0.10187
v5.10_MeasureAssessmentTemplate_Commercial_All | Gas Boiler Water Heat - SEG Lodging - Consensing Gas Water Heating Boiler (>= 90% EF) | Water Heat | Gas Boiler Water Heat | NR | Gas Boiler Water Heat | Commercial | Lodging | Firm | Sales | Commercial | 1.0857 | 1 | 2.8421 | 3.1558 | -0.61394 | 0.60143 | -0.67372 | 0.0012025 | 0.0018427 | 0.0040087 | 0.007515 | 0.012812 | 0.020363 | 0.030585 | 0.043772 | 0.059998 | 0.079031 | 0.10026 | 0.1227 | 0.14507 | 0.16597 | 0.18413 | 0.19867 | 0.20928 | 0.21678 | 0.22048 | 0.22325 | 0.2776 | 0.29428 | 0.29334 | 0.29197 | 0.29004 | 3.4949
v5.10_MeasureAssessmentTemplate_Commercial_All | Gas Boiler Water Heat - SEG Lodging - Consensing Gas Water Heating Boiler (>= 90% EF) | Water Heat | Gas Boiler Water Heat | New | Gas Boiler Water Heat | Commercial | Lodging | Firm | Sales | Commercial | 1.0857 | 1 | 2.8421 | 3.1558 | -0.61394 | 0.60143 | -0.67372 | 0.00027276 | 0.0005564 | 0.0012241 | 0.0023208 | 0.0040016 | 0.0064324 | 0.0097721 | 0.014146 | 0.019614 | 0.026134 | 0.03354 | 0.041525 | 0.049668 | 0.057488 | 0.064529 | 0.070448 | 0.075087 | 0.078702 | 0.080997 | 0.082995 | 0.084014 | 0.084709 | 0.085412 | 0.086125 | 0.086846 | 1.1466
v5.10_MeasureAssessmentTemplate_Commercial_All | Gas Boiler Water Heat - SEG Office - Consensing Gas Water Heating Boiler (>= 90% EF) | Water Heat | Gas Boiler Water Heat | NR | Gas Boiler Water Heat | Commercial | Large Office | Firm | Sales | Commercial | 0.53714 | 1 | 1.8618 | 3.1585 | -0.29647 | 0.9189 | -0.67372 | 2.1801e-05 | 3.3431e-05 | 7.2777e-05 | 0.00013653 | 0.00023293 | 0.00037047 | 0.00055684 | 0.00079747 | 0.0010939 | 0.0014419 | 0.0018305 | 0.0022418 | 0.0026523 | 0.0030365 | 0.0033711 | 0.00364 | 0.003837 | 0.0039773 | 0.004048 | 0.0041018 | 0.0050899 | 0.0053346 | 0.005321 | 0.0053002 | 0.0052694 | 0.06381
v5.10_MeasureAssessmentTemplate_Commercial_All | Gas Boiler Water Heat - SEG Office - Consensing Gas Water Heating Boiler (>= 90% EF) | Water Heat | Gas Boiler Water Heat | NR | Gas Boiler Water Heat | Commercial | Large Office | Firm | Sales | Industrial | 0.53714 | 1 | 1.8618 | 3.1585 | -0.29647 | 0.9189 | -0.67372 | 2.0508e-07 | 3.1449e-07 | 6.8462e-07 | 1.2844e-06 | 2.1912e-06 | 3.4851e-06 | 5.2382e-06 | 7.5019e-06 | 1.029e-05 | 1.3564e-05 | 1.722e-05 | 2.1089e-05 | 2.495e-05 | 2.8565e-05 | 3.1713e-05 | 3.4242e-05 | 3.6095e-05 | 3.7415e-05 | 3.808e-05 | 3.8586e-05 | 4.7882e-05 | 5.0183e-05 | 5.0056e-05 | 4.986e-05 | 4.957e-05 | 0.00060026
v5.10_MeasureAssessmentTemplate_Commercial_All | Gas Boiler Water Heat - SEG Office - Consensing Gas Water Heating Boiler (>= 90% EF) | Water Heat | Gas Boiler Water Heat | NR | Gas Boiler Water Heat | Commercial | Medium Office | Firm | Sales | Commercial | 0.53714 | 1 | 1.8618 | 3.1585 | -0.29647 | 0.9189 | -0.67372 | 2.0721e-05 | 3.1775e-05 | 6.9172e-05 | 0.00012977 | 0.00022139 | 0.00035212 | 0.00052925 | 0.00075796 | 0.0010397 | 0.0013704 | 0.0017398 | 0.0021307 | 0.0025209 | 0.0028861 | 0.0032041 | 0.0034597 | 0.0036469 | 0.0037803 | 0.0038475 | 0.0038985 | 0.0048378 | 0.0050703 | 0.0050574 | 0.0050376 | 0.0050084 | 0.060648
v5.10_MeasureAssessmentTemplate_Commercial_All | Gas Boiler Water Heat - SEG Office - Consensing Gas Water Heating Boiler (>= 90% EF) | Water Heat | Gas Boiler Water Heat | NR | Gas Boiler Water Heat | Commercial | Small Office | Firm | Sales | Commercial | 0.53714 | 1 | 1.8618 | 3.1585 | -0.29647 | 0.9189 | -0.67372 | 3.0005e-05 | 4.6012e-05 | 0.00010017 | 0.00018791 | 0.00032059 | 0.00050989 | 0.00076639 | 0.0010976 | 0.0015055 | 0.0019845 | 0.0025194 | 0.0030854 | 0.0036504 | 0.0041792 | 0.0046398 | 0.0050098 | 0.0052809 | 0.0054741 | 0.0055714 | 0.0056454 | 0.0070054 | 0.0073421 | 0.0073235 | 0.0072948 | 0.0072525 | 0.087823
v5.10_MeasureAssessmentTemplate_Commercial_All | Gas Boiler Water Heat - SEG Office - Consensing Gas Water Heating Boiler (>= 90% EF) | Water Heat | Gas Boiler Water Heat | New | Gas Boiler Water Heat | Commercial | Large Office | Firm | Sales | Commercial | 0.53714 | 1 | 1.8618 | 3.1585 | -0.29647 | 0.9189 | -0.67372 | 4.9451e-06 | 9.6179e-06 | 2.1174e-05 | 4.0171e-05 | 6.9312e-05 | 0.00011149 | 0.00016949 | 0.00024551 | 0.00034063 | 0.00045416 | 0.00058321 | 0.00072251 | 0.00086473 | 0.0010015 | 0.0011248 | 0.0012287 | 0.0013104 | 0.0013743 | 0.0014152 | 0.0014509 | 0.0014695 | 0.0014825 | 0.0014956 | 0.0015089 | 0.0015223 | 0.020022
v5.10_MeasureAssessmentTemplate_Commercial_All | Gas Boiler Water Heat - SEG Office - Consensing Gas Water Heating Boiler (>= 90% EF) | Water Heat | Gas Boiler Water Heat | New | Gas Boiler Water Heat | Commercial | Large Office | Firm | Sales | Industrial | 0.53714 | 1 | 1.8618 | 3.1585 | -0.29647 | 0.9189 | -0.67372 | 4.6519e-08 | 9.0477e-08 | 1.9918e-07 | 3.779e-07 | 6.5203e-07 | 1.0488e-06 | 1.5944e-06 | 2.3096e-06 | 3.2043e-06 | 4.2723e-06 | 5.4863e-06 | 6.7967e-06 | 8.1346e-06 | 9.4212e-06 | 1.0581e-05 | 1.1559e-05 | 1.2327e-05 | 1.2928e-05 | 1.3313e-05 | 1.3649e-05 | 1.3824e-05 | 1.3946e-05 | 1.4069e-05 | 1.4194e-05 | 1.4321e-05 | 0.00018835
v5.10_MeasureAssessmentTemplate_Commercial_All | Gas Boiler Water Heat - SEG Office - Consensing Gas Water Heating Boiler (>= 90% EF) | Water Heat | Gas Boiler Water Heat | New | Gas Boiler Water Heat | Commercial | Medium Office | Firm | Sales | Commercial | 0.53714 | 1 | 1.8618 | 3.1585 | -0.29647 | 0.9189 | -0.67372 | 4.7001e-06 | 9.1414e-06 | 2.0125e-05 | 3.8181e-05 | 6.5878e-05 | 0.00010597 | 0.00016109 | 0.00023335 | 0.00032375 | 0.00043166 | 0.00055432 | 0.00068671 | 0.00082188 | 0.00095188 | 0.0010691 | 0.0011679 | 0.0012455 | 0.0013062 | 0.0013451 | 0.001379 | 0.0013967 | 0.001409 | 0.0014215 | 0.0014341 | 0.0014469 | 0.01903
v5.10_MeasureAssessmentTemplate_Commercial_All | Gas Boiler Water Heat - SEG Office - Consensing Gas Water Heating Boiler (>= 90% EF) | Water Heat | Gas Boiler Water Heat | New | Gas Boiler Water Heat | Commercial | Small Office | Firm | Sales | Commercial | 0.53714 | 1 | 1.8618 | 3.1585 | -0.29647 | 0.9189 | -0.67372 | 6.806e-06 | 1.3237e-05 | 2.9142e-05 | 5.5289e-05 | 9.5396e-05 | 0.00015345 | 0.00023327 | 0.0003379 | 0.00046881 | 0.00062507 | 0.00080269 | 0.0009944 | 0.0011901 | 0.0013784 | 0.0015481 | 0.0016911 | 0.0018035 | 0.0018915 | 0.0019477 | 0.0019969 | 0.0020225 | 0.0020404 | 0.0020585 | 0.0020767 | 0.0020952 | 0.027556
v5.10_MeasureAssessmentTemplate_Commercial_All | Gas Boiler Water Heat - SEG Other - Consensing Gas Water Heating Boiler (>= 90% EF) | Water Heat | Gas Boiler Water Heat | NR | Gas Boiler Water Heat | Commercial | Assembly | Firm | Sales | Commercial | 0.49714 | 1 | 1.7649 | 3.1589 | -0.24592 | 0.96945 | -0.67372 | 0 | 0 | 0 | 0 | 0 | 0 | 0 | 0 | 0 | 0 | 0 | 0 | 0 | 0 | 0 | 0 | 0 | 0 | 0 | 0 | 0 | 0 | 0 | 0 | 0 | 0
v5.10_MeasureAssessmentTemplate_Commercial_All | Gas Boiler Water Heat - SEG Other - Consensing Gas Water Heating Boiler (>= 90% EF) | Water Heat | Gas Boiler Water Heat | NR | Gas Boiler Water Heat | Commercial | Other | Firm | Sales | Commercial | 0.49714 | 1 | 1.7649 | 3.1589 | -0.24592 | 0.96945 | -0.67372 | 0 | 0 | 0 | 0 | 0 | 0 | 0 | 0 | 0 | 0 | 0 | 0 | 0 | 0 | 0 | 0 | 0 | 0 | 0 | 0 | 0 | 0 | 0 | 0 | 0 | 0
v5.10_MeasureAssessmentTemplate_Commercial_All | Gas Boiler Water Heat - SEG Other - Consensing Gas Water Heating Boiler (>= 90% EF) | Water Heat | Gas Boiler Water Heat | New | Gas Boiler Water Heat | Commercial | Assembly | Firm | Sales | Commercial | 0.49714 | 1 | 1.7649 | 3.1589 | -0.24592 | 0.96945 | -0.67372 | 0 | 0 | 0 | 0 | 0 | 0 | 0 | 0 | 0 | 0 | 0 | 0 | 0 | 0 | 0 | 0 | 0 | 0 | 0 | 0 | 0 | 0 | 0 | 0 | 0 | 0
v5.10_MeasureAssessmentTemplate_Commercial_All | Gas Boiler Water Heat - SEG Other - Consensing Gas Water Heating Boiler (>= 90% EF) | Water Heat | Gas Boiler Water Heat | New | Gas Boiler Water Heat | Commercial | Other | Firm | Sales | Commercial | 0.49714 | 1 | 1.7649 | 3.1589 | -0.24592 | 0.96945 | -0.67372 | 0 | 0 | 0 | 0 | 0 | 0 | 0 | 0 | 0 | 0 | 0 | 0 | 0 | 0 | 0 | 0 | 0 | 0 | 0 | 0 | 0 | 0 | 0 | 0 | 0 | 0
v5.10_MeasureAssessmentTemplate_Commercial_All | Gas Boiler Water Heat - SEG Restaurant - Consensing Gas Water Heating Boiler (>= 90% EF) | Water Heat | Gas Boiler Water Heat | NR | Gas Boiler Water Heat | Commercial | Restaurant | Firm | Sales | Commercial | 1.0514 | 1 | 2.7978 | 3.1589 | -0.60381 | 0.61157 | -0.67372 | 0 | 0 | 0 | 0 | 0 | 0 | 0 | 0 | 0 | 0 | 0 | 0 | 0 | 0 | 0 | 0 | 0 | 0 | 0 | 0 | 0 | 0 | 0 | 0 | 0 | 0
v5.10_MeasureAssessmentTemplate_Commercial_All | Gas Boiler Water Heat - SEG Restaurant - Consensing Gas Water Heating Boiler (>= 90% EF) | Water Heat | Gas Boiler Water Heat | New | Gas Boiler Water Heat | Commercial | Restaurant | Firm | Sales | Commercial | 1.0514 | 1 | 2.7978 | 3.1589 | -0.60381 | 0.61157 | -0.67372 | 0 | 0 | 0 | 0 | 0 | 0 | 0 | 0 | 0 | 0 | 0 | 0 | 0 | 0 | 0 | 0 | 0 | 0 | 0 | 0 | 0 | 0 | 0 | 0 | 0 | 0
v5.10_MeasureAssessmentTemplate_Commercial_All | Gas Boiler Water Heat - SEG Retail - Consensing Gas Water Heating Boiler (>= 90% EF) | Water Heat | Gas Boiler Water Heat | NR | Gas Boiler Water Heat | Commercial | Extra Large Retail | Firm | Sales | Commercial | 0.63429 | 1 | 2.0798 | 3.1589 | -0.3927 | 0.82267 | -0.67372 | 0 | 0 | 0 | 0 | 0 | 0 | 0 | 0 | 0 | 0 | 0 | 0 | 0 | 0 | 0 | 0 | 0 | 0 | 0 | 0 | 0 | 0 | 0 | 0 | 0 | 0
v5.10_MeasureAssessmentTemplate_Commercial_All | Gas Boiler Water Heat - SEG Retail - Consensing Gas Water Heating Boiler (>= 90% EF) | Water Heat | Gas Boiler Water Heat | NR | Gas Boiler Water Heat | Commercial | Extra Large Retail | Firm | Transport | Commercial | 0.63429 | 1 | 2.0798 | 1.9798 | -0.3927 | 0.46729 | -0.53072 | 0 | 0 | 0 | 0 | 0 | 0 | 0 | 0 | 0 | 0 | 0 | 0 | 0 | 0 | 0 | 0 | 0 | 0 | 0 | 0 | 0 | 0 | 0 | 0 | 0 | 0
v5.10_MeasureAssessmentTemplate_Commercial_All | Gas Boiler Water Heat - SEG Retail - Consensing Gas Water Heating Boiler (>= 90% EF) | Water Heat | Gas Boiler Water Heat | NR | Gas Boiler Water Heat | Commercial | Large Retail | Firm | Sales | Commercial | 0.63429 | 1 | 2.0798 | 3.1589 | -0.3927 | 0.82267 | -0.67372 | 0 | 0 | 0 | 0 | 0 | 0 | 0 | 0 | 0 | 0 | 0 | 0 | 0 | 0 | 0 | 0 | 0 | 0 | 0 | 0 | 0 | 0 | 0 | 0 | 0 | 0
v5.10_MeasureAssessmentTemplate_Commercial_All | Gas Boiler Water Heat - SEG Retail - Consensing Gas Water Heating Boiler (>= 90% EF) | Water Heat | Gas Boiler Water Heat | NR | Gas Boiler Water Heat | Commercial | Medium Retail | Firm | Sales | Commercial | 0.63429 | 1 | 2.0798 | 3.1589 | -0.3927 | 0.82267 | -0.67372 | 0 | 0 | 0 | 0 | 0 | 0 | 0 | 0 | 0 | 0 | 0 | 0 | 0 | 0 | 0 | 0 | 0 | 0 | 0 | 0 | 0 | 0 | 0 | 0 | 0 | 0
v5.10_MeasureAssessmentTemplate_Commercial_All | Gas Boiler Water Heat - SEG Retail - Consensing Gas Water Heating Boiler (>= 90% EF) | Water Heat | Gas Boiler Water Heat | NR | Gas Boiler Water Heat | Commercial | Medium Retail | Firm | Sales | Industrial | 0.63429 | 1 | 2.0798 | 3.1589 | -0.3927 | 0.82267 | -0.67372 | 0 | 0 | 0 | 0 | 0 | 0 | 0 | 0 | 0 | 0 | 0 | 0 | 0 | 0 | 0 | 0 | 0 | 0 | 0 | 0 | 0 | 0 | 0 | 0 | 0 | 0
v5.10_MeasureAssessmentTemplate_Commercial_All | Gas Boiler Water Heat - SEG Retail - Consensing Gas Water Heating Boiler (>= 90% EF) | Water Heat | Gas Boiler Water Heat | NR | Gas Boiler Water Heat | Commercial | Small Retail | Firm | Sales | Commercial | 0.63429 | 1 | 2.0798 | 3.1589 | -0.3927 | 0.82267 | -0.67372 | 0 | 0 | 0 | 0 | 0 | 0 | 0 | 0 | 0 | 0 | 0 | 0 | 0 | 0 | 0 | 0 | 0 | 0 | 0 | 0 | 0 | 0 | 0 | 0 | 0 | 0
v5.10_MeasureAssessmentTemplate_Commercial_All | Gas Boiler Water Heat - SEG Retail - Consensing Gas Water Heating Boiler (>= 90% EF) | Water Heat | Gas Boiler Water Heat | New | Gas Boiler Water Heat | Commercial | Extra Large Retail | Firm | Sales | Commercial | 0.63429 | 1 | 2.0798 | 3.1589 | -0.3927 | 0.82267 | -0.67372 | 0 | 0 | 0 | 0 | 0 | 0 | 0 | 0 | 0 | 0 | 0 | 0 | 0 | 0 | 0 | 0 | 0 | 0 | 0 | 0 | 0 | 0 | 0 | 0 | 0 | 0
v5.10_MeasureAssessmentTemplate_Commercial_All | Gas Boiler Water Heat - SEG Retail - Consensing Gas Water Heating Boiler (>= 90% EF) | Water Heat | Gas Boiler Water Heat | New | Gas Boiler Water Heat | Commercial | Extra Large Retail | Firm | Transport | Commercial | 0.63429 | 1 | 2.0798 | 1.9798 | -0.3927 | 0.46729 | -0.53072 | 0 | 0 | 0 | 0 | 0 | 0 | 0 | 0 | 0 | 0 | 0 | 0 | 0 | 0 | 0 | 0 | 0 | 0 | 0 | 0 | 0 | 0 | 0 | 0 | 0 | 0
v5.10_MeasureAssessmentTemplate_Commercial_All | Gas Boiler Water Heat - SEG Retail - Consensing Gas Water Heating Boiler (>= 90% EF) | Water Heat | Gas Boiler Water Heat | New | Gas Boiler Water Heat | Commercial | Large Retail | Firm | Sales | Commercial | 0.63429 | 1 | 2.0798 | 3.1589 | -0.3927 | 0.82267 | -0.67372 | 0 | 0 | 0 | 0 | 0 | 0 | 0 | 0 | 0 | 0 | 0 | 0 | 0 | 0 | 0 | 0 | 0 | 0 | 0 | 0 | 0 | 0 | 0 | 0 | 0 | 0
v5.10_MeasureAssessmentTemplate_Commercial_All | Gas Boiler Water Heat - SEG Retail - Consensing Gas Water Heating Boiler (>= 90% EF) | Water Heat | Gas Boiler Water Heat | New | Gas Boiler Water Heat | Commercial | Medium Retail | Firm | Sales | Commercial | 0.63429 | 1 | 2.0798 | 3.1589 | -0.3927 | 0.82267 | -0.67372 | 0 | 0 | 0 | 0 | 0 | 0 | 0 | 0 | 0 | 0 | 0 | 0 | 0 | 0 | 0 | 0 | 0 | 0 | 0 | 0 | 0 | 0 | 0 | 0 | 0 | 0
v5.10_MeasureAssessmentTemplate_Commercial_All | Gas Boiler Water Heat - SEG Retail - Consensing Gas Water Heating Boiler (>= 90% EF) | Water Heat | Gas Boiler Water Heat | New | Gas Boiler Water Heat | Commercial | Medium Retail | Firm | Sales | Industrial | 0.63429 | 1 | 2.0798 | 3.1589 | -0.3927 | 0.82267 | -0.67372 | 0 | 0 | 0 | 0 | 0 | 0 | 0 | 0 | 0 | 0 | 0 | 0 | 0 | 0 | 0 | 0 | 0 | 0 | 0 | 0 | 0 | 0 | 0 | 0 | 0 | 0
v5.10_MeasureAssessmentTemplate_Commercial_All | Gas Boiler Water Heat - SEG Retail - Consensing Gas Water Heating Boiler (>= 90% EF) | Water Heat | Gas Boiler Water Heat | New | Gas Boiler Water Heat | Commercial | Small Retail | Firm | Sales | Commercial | 0.63429 | 1 | 2.0798 | 3.1589 | -0.3927 | 0.82267 | -0.67372 | 0 | 0 | 0 | 0 | 0 | 0 | 0 | 0 | 0 | 0 | 0 | 0 | 0 | 0 | 0 | 0 | 0 | 0 | 0 | 0 | 0 | 0 | 0 | 0 | 0 | 0
v5.10_MeasureAssessmentTemplate_Commercial_All | Gas Boiler Water Heat - SEG School - Consensing Gas Water Heating Boiler (>= 90% EF) | Water Heat | Gas Boiler Water Heat | NR | Gas Boiler Water Heat | Commercial | School K-12 | Firm | Sales | Commercial | 0.53143 | 1 | 1.849 | 3.1598 | -0.28972 | 0.92565 | -0.67372 | 1.0381e-05 | 1.5933e-05 | 3.4716e-05 | 6.5186e-05 | 0.00011131 | 0.0001772 | 0.00026658 | 0.00038213 | 0.00052463 | 0.00069216 | 0.0008795 | 0.0010781 | 0.0012767 | 0.0014629 | 0.0016256 | 0.0017568 | 0.0018536 | 0.0019231 | 0.001959 | 0.0019868 | 0.0024592 | 0.0025403 | 0.002536 | 0.0025285 | 0.0025165 | 0.030663
v5.10_MeasureAssessmentTemplate_Commercial_All | Gas Boiler Water Heat - SEG School - Consensing Gas Water Heating Boiler (>= 90% EF) | Water Heat | Gas Boiler Water Heat | New | Gas Boiler Water Heat | Commercial | School K-12 | Firm | Sales | Commercial | 0.53143 | 1 | 1.849 | 3.1598 | -0.28972 | 0.92565 | -0.67372 | 2.3546e-06 | 4.2922e-06 | 9.4576e-06 | 1.7959e-05 | 3.1013e-05 | 4.993e-05 | 7.5967e-05 | 0.00011013 | 0.00015293 | 0.00020406 | 0.00026226 | 0.00032516 | 0.00038947 | 0.00045142 | 0.00050741 | 0.0005547 | 0.00059201 | 0.00062134 | 0.00064029 | 0.00065693 | 0.00066585 | 0.0006722 | 0.00067862 | 0.00068512 | 0.0006917 | 0.0090526
v5.10_MeasureAssessmentTemplate_Commercial_All | Gas Boiler Water Heat - SEG Supermarket - Consensing Gas Water Heating Boiler (>= 90% EF) | Water Heat | Gas Boiler Water Heat | NR | Gas Boiler Water Heat | Commercial | Supermarket | Firm | Sales | Commercial | 0.63429 | 1 | 2.0798 | 3.1589 | -0.3927 | 0.82267 | -0.67372 | 8.184e-05 | 0.00012528 | 0.00027226 | 0.00050989 | 0.00086841 | 0.0013788 | 0.0020688 | 0.0029577 | 0.0040501 | 0.0053294 | 0.0067541 | 0.0082573 | 0.0097525 | 0.011146 | 0.012353 | 0.013315 | 0.014011 | 0.014499 | 0.014731 | 0.014901 | 0.018584 | 0.020037 | 0.019953 | 0.019839 | 0.019684 | 0.23546
v5.10_MeasureAssessmentTemplate_Commercial_All | Gas Boiler Water Heat - SEG Supermarket - Consensing Gas Water Heating Boiler (>= 90% EF) | Water Heat | Gas Boiler Water Heat | NR | Gas Boiler Water Heat | Commercial | Supermarket | Firm | Transport | Commercial | 0.63429 | 1 | 2.0798 | 1.9798 | -0.3927 | 0.46729 | -0.53072 | 1.291e-05 | 1.9763e-05 | 4.2948e-05 | 8.0433e-05 | 0.00013699 | 0.0002175 | 0.00032635 | 0.00046657 | 0.00063888 | 0.00084068 | 0.0010654 | 0.0013025 | 0.0015384 | 0.0017582 | 0.0019486 | 0.0021004 | 0.0022102 | 0.0022871 | 0.0023238 | 0.0023506 | 0.0029316 | 0.0031608 | 0.0031475 | 0.0031295 | 0.003105 | 0.037143
v5.10_MeasureAssessmentTemplate_Commercial_All | Gas Boiler Water Heat - SEG Supermarket - Consensing Gas Water Heating Boiler (>= 90% EF) | Water Heat | Gas Boiler Water Heat | New | Gas Boiler Water Heat | Commercial | Supermarket | Firm | Sales | Commercial | 0.63429 | 1 | 2.0798 | 3.1589 | -0.3927 | 0.82267 | -0.67372 | 1.8564e-05 | 4.0436e-05 | 8.8867e-05 | 0.00016832 | 0.00028994 | 0.00046562 | 0.00070669 | 0.001022 | 0.0014157 | 0.0018846 | 0.0024164 | 0.002989 | 0.003572 | 0.0041308 | 0.0046326 | 0.0050532 | 0.0053813 | 0.0056357 | 0.0057952 | 0.0059333 | 0.0060013 | 0.0060461 | 0.0060915 | 0.0061375 | 0.0061842 | 0.082101
v5.10_MeasureAssessmentTemplate_Commercial_All | Gas Boiler Water Heat - SEG Supermarket - Consensing Gas Water Heating Boiler (>= 90% EF) | Water Heat | Gas Boiler Water Heat | New | Gas Boiler Water Heat | Commercial | Supermarket | Firm | Transport | Commercial | 0.63429 | 1 | 2.0798 | 1.9798 | -0.3927 | 0.46729 | -0.53072 | 2.9283e-06 | 6.3785e-06 | 1.4018e-05 | 2.6552e-05 | 4.5737e-05 | 7.3449e-05 | 0.00011148 | 0.00016122 | 0.00022332 | 0.00029729 | 0.00038118 | 0.0004715 | 0.00056346 | 0.00065161 | 0.00073078 | 0.00079712 | 0.00084888 | 0.000889 | 0.00091417 | 0.00093595 | 0.00094668 | 0.00095374 | 0.0009609 | 0.00096816 | 0.00097552 | 0.012951
v5.10_MeasureAssessmentTemplate_Commercial_All | Gas Furnace - SEG All - Condensing Furnace(>=95 AFUE) | HVAC | Gas Furnace | NR | Gas Furnace - Condensing | Commercial | Assembly | Firm | Sales | Commercial | 0.82 | 1 | 2.8161 | 5.4114 | -1.3634 | 1.0408 | -1.8626 | 0.0010854 | 0.0020332 | 0.0034636 | 0.0055006 | 0.0082553 | 0.011805 | 0.016169 | 0.021281 | 0.026976 | 0.032988 | 0.038971 | 0.044549 | 0.049385 | 0.053244 | 0.056042 | 0.058005 | 0.058948 | 0.059642 | 0.059613 | 0.059345 | 0.073495 | 0.078629 | 0.078037 | 0.077239 | 0.076194 | 1.0509
v5.10_MeasureAssessmentTemplate_Commercial_All | Gas Furnace - SEG All - Condensing Furnace(>=95 AFUE) | HVAC | Gas Furnace | NR | Gas Furnace - Condensing | Commercial | Extra Large Retail | Firm | Sales | Commercial | 0.82 | 1 | 2.8161 | 5.4114 | -1.3634 | 1.0408 | -1.8626 | 0.00062955 | 0.0011792 | 0.0020085 | 0.0031893 | 0.004786 | 0.0068433 | 0.0093717 | 0.012333 | 0.015632 | 0.019114 | 0.022578 | 0.025807 | 0.028605 | 0.030837 | 0.032453 | 0.033586 | 0.034129 | 0.034526 | 0.034505 | 0.034347 | 0.04255 | 0.045607 | 0.045257 | 0.044788 | 0.044173 | 0.60884
v5.10_MeasureAssessmentTemplate_Commercial_All | Gas Furnace - SEG All - Condensing Furnace(>=95 AFUE) | HVAC | Gas Furnace | NR | Gas Furnace - Condensing | Commercial | Extra Large Retail | Firm | Transport | Commercial | 0.82 | 1 | 2.8161 | 4.1746 | -1.3634 | 0.46729 | -1.7196 | 6.2273e-05 | 0.00011664 | 0.00019867 | 0.00031547 | 0.00047341 | 0.00067691 | 0.00092701 | 0.00122 | 0.0015463 | 0.0018907 | 0.0022333 | 0.0025527 | 0.0028295 | 0.0030502 | 0.0032102 | 0.0033222 | 0.0033758 | 0.0034152 | 0.0034131 | 0.0033974 | 0.0042089 | 0.0045113 | 0.0044766 | 0.0044302 | 0.0043694 | 0.060223
v5.10_MeasureAssessmentTemplate_Commercial_All | Gas Furnace - SEG All - Condensing Furnace(>=95 AFUE) | HVAC | Gas Furnace | NR | Gas Furnace - Condensing | Commercial | Hospital | Firm | Sales | Commercial | 0.82 | 1 | 2.8161 | 5.4114 | -1.3634 | 1.0408 | -1.8626 | 8.0394e-07 | 1.5065e-06 | 2.5674e-06 | 4.0789e-06 | 6.124e-06 | 8.7609e-06 | 1.2004e-05 | 1.5805e-05 | 2.0043e-05 | 2.4519e-05 | 2.8977e-05 | 3.3138e-05 | 3.6749e-05 | 3.9637e-05 | 4.1736e-05 | 4.3214e-05 | 4.3934e-05 | 4.4468e-05 | 4.4464e-05 | 4.4281e-05 | 5.4777e-05 | 5.8237e-05 | 5.7825e-05 | 5.7264e-05 | 5.6524e-05 | 0.00078144
v5.10_MeasureAssessmentTemplate_Commercial_All | Gas Furnace - SEG All - Condensing Furnace(>=95 AFUE) | HVAC | Gas Furnace | NR | Gas Furnace - Condensing | Commercial | Hospital | Firm | Transport | Commercial | 0.82 | 1 | 2.8161 | 4.1746 | -1.3634 | 0.46729 | -1.7196 | 4.2289e-07 | 7.9247e-07 | 1.3505e-06 | 2.1456e-06 | 3.2214e-06 | 4.6084e-06 | 6.3143e-06 | 8.3139e-06 | 1.0543e-05 | 1.2898e-05 | 1.5243e-05 | 1.7431e-05 | 1.9331e-05 | 2.085e-05 | 2.1954e-05 | 2.2732e-05 | 2.311e-05 | 2.3391e-05 | 2.3389e-05 | 2.3293e-05 | 2.8814e-05 | 3.0634e-05 | 3.0417e-05 | 3.0122e-05 | 2.9733e-05 | 0.00041105
v5.10_MeasureAssessmentTemplate_Commercial_All | Gas Furnace - SEG All - Condensing Furnace(>=95 AFUE) | HVAC | Gas Furnace | NR | Gas Furnace - Condensing | Commercial | Hospital | Interruptible | Sales | Commercial | 0.82 | 1 | 1.4106 | 2.7106 | 0.09958 | 0.46729 | -0.39962 | 4.2172e-07 | 7.9027e-07 | 1.3468e-06 | 2.1396e-06 | 3.2124e-06 | 4.5956e-06 | 6.2967e-06 | 8.2908e-06 | 1.0514e-05 | 1.2862e-05 | 1.52e-05 | 1.7383e-05 | 1.9277e-05 | 2.0792e-05 | 2.1893e-05 | 2.2669e-05 | 2.3046e-05 | 2.3326e-05 | 2.3324e-05 | 2.3228e-05 | 2.8734e-05 | 3.0549e-05 | 3.0333e-05 | 3.0039e-05 | 2.965e-05 | 0.00040991
v5.10_MeasureAssessmentTemplate_Commercial_All | Gas Furnace - SEG All - Condensing Furnace(>=95 AFUE) | HVAC | Gas Furnace | NR | Gas Furnace - Condensing | Commercial | Large Office | Firm | Sales | Commercial | 0.82 | 1 | 2.8161 | 5.4114 | -1.3634 | 1.0408 | -1.8626 | 0.006924 | 0.01299 | 0.022161 | 0.035246 | 0.052977 | 0.075871 | 0.10407 | 0.13718 | 0.17415 | 0.21328 | 0.25234 | 0.28889 | 0.32073 | 0.34631 | 0.36505 | 0.3784 | 0.38512 | 0.39024 | 0.39063 | 0.38946 | 0.48025 | 0.50166 | 0.49876 | 0.49467 | 0.48912 | 6.8065
v5.10_MeasureAssessmentTemplate_Commercial_All | Gas Furnace - SEG All - Condensing Furnace(>=95 AFUE) | HVAC | Gas Furnace | NR | Gas Furnace - Condensing | Commercial | Large Office | Firm | Sales | Industrial | 0.82 | 1 | 2.8161 | 5.4114 | -1.3634 | 1.0408 | -1.8626 | 6.5135e-05 | 0.00012219 | 0.00020847 | 0.00033157 | 0.00049836 | 0.00071373 | 0.000979 | 0.0012905 | 0.0016383 | 0.0020064 | 0.0023738 | 0.0027176 | 0.0030171 | 0.0032577 | 0.003434 | 0.0035597 | 0.0036229 | 0.003671 | 0.0036747 | 0.0036637 | 0.0045178 | 0.0047192 | 0.0046919 | 0.0046534 | 0.0046012 | 0.064029
v5.10_MeasureAssessmentTemplate_Commercial_All | Gas Furnace - SEG All - Condensing Furnace(>=95 AFUE) | HVAC | Gas Furnace | NR | Gas Furnace - Condensing | Commercial | Large Retail | Firm | Sales | Commercial | 0.82 | 1 | 2.8161 | 5.4114 | -1.3634 | 1.0408 | -1.8626 | 0.00018934 | 0.00035464 | 0.00060407 | 0.00095921 | 0.0014394 | 0.0020582 | 0.0028186 | 0.0037094 | 0.0047016 | 0.0057486 | 0.0067904 | 0.0077616 | 0.0086031 | 0.0092744 | 0.0097606 | 0.010101 | 0.010264 | 0.010384 | 0.010378 | 0.01033 | 0.012797 | 0.013717 | 0.013611 | 0.01347 | 0.013285 | 0.18311
v5.10_MeasureAssessmentTemplate_Commercial_All | Gas Furnace - SEG All - Condensing Furnace(>=95 AFUE) | HVAC | Gas Furnace | NR | Gas Furnace - Condensing | Commercial | Lodging | Firm | Sales | Commercial | 0.82 | 1 | 2.8161 | 5.4114 | -1.3634 | 1.0408 | -1.8626 | 0.00064238 | 0.0012043 | 0.0020531 | 0.0032631 | 0.0049012 | 0.0070143 | 0.0096146 | 0.012665 | 0.016067 | 0.019663 | 0.023247 | 0.026596 | 0.029506 | 0.031837 | 0.033536 | 0.034739 | 0.035331 | 0.035775 | 0.035786 | 0.035653 | 0.044053 | 0.046535 | 0.046227 | 0.045804 | 0.04524 | 0.62695
v5.10_MeasureAssessmentTemplate_Commercial_All | Gas Furnace - SEG All - Condensing Furnace(>=95 AFUE) | HVAC | Gas Furnace | NR | Gas Furnace - Condensing | Commercial | Medium Office | Firm | Sales | Commercial | 0.82 | 1 | 2.8161 | 5.4114 | -1.3634 | 1.0408 | -1.8626 | 0.0065809 | 0.012346 | 0.021063 | 0.0335 | 0.050352 | 0.072112 | 0.098914 | 0.13038 | 0.16552 | 0.20271 | 0.23984 | 0.27458 | 0.30484 | 0.32915 | 0.34696 | 0.35965 | 0.36604 | 0.3709 | 0.37128 | 0.37016 | 0.45646 | 0.4768 | 0.47405 | 0.47016 | 0.46489 | 6.4692
v5.10_MeasureAssessmentTemplate_Commercial_All | Gas Furnace - SEG All - Condensing Furnace(>=95 AFUE) | HVAC | Gas Furnace | NR | Gas Furnace - Condensing | Commercial | Medium Retail | Firm | Sales | Commercial | 0.82 | 1 | 2.8161 | 5.4114 | -1.3634 | 1.0408 | -1.8626 | 0.00029806 | 0.00055827 | 0.00095091 | 0.00151 | 0.0022659 | 0.0032399 | 0.004437 | 0.0058392 | 0.0074011 | 0.0090494 | 0.010689 | 0.012218 | 0.013543 | 0.0146 | 0.015365 | 0.015901 | 0.016158 | 0.016346 | 0.016336 | 0.016261 | 0.020145 | 0.021592 | 0.021427 | 0.021204 | 0.020914 | 0.28825
v5.10_MeasureAssessmentTemplate_Commercial_All | Gas Furnace - SEG All - Condensing Furnace(>=95 AFUE) | HVAC | Gas Furnace | NR | Gas Furnace - Condensing | Commercial | Medium Retail | Firm | Sales | Industrial | 0.82 | 1 | 2.8161 | 5.4114 | -1.3634 | 1.0408 | -1.8626 | 9.59e-07 | 1.7962e-06 | 3.0595e-06 | 4.8583e-06 | 7.2905e-06 | 1.0424e-05 | 1.4276e-05 | 1.8788e-05 | 2.3813e-05 | 2.9116e-05 | 3.4393e-05 | 3.9312e-05 | 4.3574e-05 | 4.6974e-05 | 4.9436e-05 | 5.1162e-05 | 5.1988e-05 | 5.2594e-05 | 5.2562e-05 | 5.232e-05 | 6.4816e-05 | 6.9473e-05 | 6.894e-05 | 6.8225e-05 | 6.7289e-05 | 0.00092744
v5.10_MeasureAssessmentTemplate_Commercial_All | Gas Furnace - SEG All - Condensing Furnace(>=95 AFUE) | HVAC | Gas Furnace | NR | Gas Furnace - Condensing | Commercial | Other | Firm | Sales | Commercial | 0.82 | 1 | 2.8161 | 5.4114 | -1.3634 | 1.0408 | -1.8626 | 0.00022754 | 0.00042431 | 0.00071954 | 0.0011375 | 0.0016995 | 0.0024192 | 0.0032984 | 0.0043216 | 0.0054534 | 0.0066385 | 0.0078069 | 0.0088839 | 0.0098036 | 0.010522 | 0.011024 | 0.011359 | 0.011491 | 0.011574 | 0.011516 | 0.011412 | 0.014331 | 0.016546 | 0.016333 | 0.016067 | 0.015738 | 0.21075
v5.10_MeasureAssessmentTemplate_Commercial_All | Gas Furnace - SEG All - Condensing Furnace(>=95 AFUE) | HVAC | Gas Furnace | NR | Gas Furnace - Condensing | Commercial | Restaurant | Firm | Sales | Commercial | 0.82 | 1 | 2.8161 | 5.4114 | -1.3634 | 1.0408 | -1.8626 | 0.0020089 | 0.0037461 | 0.0063526 | 0.010043 | 0.015004 | 0.021359 | 0.029121 | 0.038154 | 0.048146 | 0.058609 | 0.068924 | 0.078433 | 0.086553 | 0.092894 | 0.097331 | 0.10028 | 0.10145 | 0.10218 | 0.10167 | 0.10075 | 0.12653 | 0.14608 | 0.1442 | 0.14185 | 0.13894 | 1.8606
v5.10_MeasureAssessmentTemplate_Commercial_All | Gas Furnace - SEG All - Condensing Furnace(>=95 AFUE) | HVAC | Gas Furnace | NR | Gas Furnace - Condensing | Commercial | School K-12 | Firm | Sales | Commercial | 0.82 | 1 | 2.8161 | 5.4114 | -1.3634 | 1.0408 | -1.8626 | 0.028195 | 0.052941 | 0.090403 | 0.14391 | 0.2165 | 0.31034 | 0.42608 | 0.56214 | 0.71429 | 0.87557 | 1.0368 | 1.1881 | 1.3202 | 1.4268 | 1.5054 | 1.5618 | 1.591 | 1.6136 | 1.6167 | 1.6133 | 1.9844 | 2.0437 | 2.034 | 2.0198 | 2 | 27.9761
v5.10_MeasureAssessmentTemplate_Commercial_All | Gas Furnace - SEG All - Condensing Furnace(>=95 AFUE) | HVAC | Gas Furnace | NR | Gas Furnace - Condensing | Commercial | Small Office | Firm | Sales | Commercial | 0.82 | 1 | 2.8161 | 5.4114 | -1.3634 | 1.0408 | -1.8626 | 0.0095296 | 0.017878 | 0.030501 | 0.04851 | 0.072913 | 0.10442 | 0.14323 | 0.1888 | 0.23969 | 0.29354 | 0.3473 | 0.39761 | 0.44142 | 0.47663 | 0.50242 | 0.5208 | 0.53006 | 0.53709 | 0.53763 | 0.53602 | 0.66098 | 0.69045 | 0.68646 | 0.68082 | 0.67319 | 9.3679
v5.10_MeasureAssessmentTemplate_Commercial_All | Gas Furnace - SEG All - Condensing Furnace(>=95 AFUE) | HVAC | Gas Furnace | NR | Gas Furnace - Condensing | Commercial | Small Retail | Firm | Sales | Commercial | 0.82 | 1 | 2.8161 | 5.4114 | -1.3634 | 1.0408 | -1.8626 | 0.00045534 | 0.00085286 | 0.0014527 | 0.0023068 | 0.0034616 | 0.0049496 | 0.0067783 | 0.0089205 | 0.011307 | 0.013825 | 0.01633 | 0.018665 | 0.020689 | 0.022304 | 0.023473 | 0.024292 | 0.024684 | 0.024972 | 0.024957 | 0.024842 | 0.030775 | 0.032986 | 0.032733 | 0.032394 | 0.03195 | 0.44036
v5.10_MeasureAssessmentTemplate_Commercial_All | Gas Furnace - SEG All - Condensing Furnace(>=95 AFUE) | HVAC | Gas Furnace | NR | Gas Furnace - Condensing | Commercial | Supermarket | Firm | Sales | Commercial | 0.82 | 1 | 2.8161 | 5.4114 | -1.3634 | 1.0408 | -1.8626 | 0 | 0 | 0 | 0 | 0 | 0 | 0 | 0 | 0 | 0 | 0 | 0 | 0 | 0 | 0 | 0 | 0 | 0 | 0 | 0 | 0 | 0 | 0 | 0 | 0 | 0
v5.10_MeasureAssessmentTemplate_Commercial_All | Gas Furnace - SEG All - Condensing Furnace(>=95 AFUE) | HVAC | Gas Furnace | NR | Gas Furnace - Condensing | Commercial | Supermarket | Firm | Transport | Commercial | 0.82 | 1 | 2.8161 | 4.1746 | -1.3634 | 0.46729 | -1.7196 | 0 | 0 | 0 | 0 | 0 | 0 | 0 | 0 | 0 | 0 | 0 | 0 | 0 | 0 | 0 | 0 | 0 | 0 | 0 | 0 | 0 | 0 | 0 | 0 | 0 | 0
v5.10_MeasureAssessmentTemplate_Commercial_All | Gas Furnace - SEG All - Condensing Furnace(>=95 AFUE) | HVAC | Gas Furnace | New | Gas Furnace - Condensing | Commercial | Assembly | Firm | Sales | Commercial | 0.82 | 1 | 2.8161 | 5.4114 | -1.3634 | 1.0408 | -1.8626 | 0.0002462 | 0.00064654 | 0.0011138 | 0.001789 | 0.0027155 | 0.0039277 | 0.0054413 | 0.0072445 | 0.0092898 | 0.011492 | 0.013735 | 0.015886 | 0.017818 | 0.019437 | 0.020702 | 0.021682 | 0.022298 | 0.022832 | 0.023096 | 0.023271 | 0.023448 | 0.023627 | 0.023809 | 0.023993 | 0.024179 | 0.36372
v5.10_MeasureAssessmentTemplate_Commercial_All | Gas Furnace - SEG All - Condensing Furnace(>=95 AFUE) | HVAC | Gas Furnace | New | Gas Furnace - Condensing | Commercial | Extra Large Retail | Firm | Sales | Commercial | 0.82 | 1 | 2.8161 | 5.4114 | -1.3634 | 1.0408 | -1.8626 | 0.0001428 | 0.00037769 | 0.0006506 | 0.0010448 | 0.0015858 | 0.0022934 | 0.0031769 | 0.0042292 | 0.0054227 | 0.0067076 | 0.008016 | 0.00927 | 0.010396 | 0.01134 | 0.012077 | 0.012648 | 0.013006 | 0.013316 | 0.013468 | 0.013569 | 0.013671 | 0.013774 | 0.013879 | 0.013985 | 0.014093 | 0.21214
v5.10_MeasureAssessmentTemplate_Commercial_All | Gas Furnace - SEG All - Condensing Furnace(>=95 AFUE) | HVAC | Gas Furnace | New | Gas Furnace - Condensing | Commercial | Extra Large Retail | Firm | Transport | Commercial | 0.82 | 1 | 2.8161 | 4.1746 | -1.3634 | 0.46729 | -1.7196 | 1.4125e-05 | 3.7359e-05 | 6.4355e-05 | 0.00010335 | 0.00015686 | 0.00022685 | 0.00031425 | 0.00041834 | 0.00053639 | 0.00066349 | 0.00079291 | 0.00091695 | 0.0010284 | 0.0011217 | 0.0011946 | 0.0012511 | 0.0012865 | 0.0013171 | 0.0013322 | 0.0013422 | 0.0013523 | 0.0013625 | 0.0013729 | 0.0013834 | 0.001394 | 0.020984
v5.10_MeasureAssessmentTemplate_Commercial_All | Gas Furnace - SEG All - Condensing Furnace(>=95 AFUE) | HVAC | Gas Furnace | New | Gas Furnace - Condensing | Commercial | Hospital | Firm | Sales | Commercial | 0.82 | 1 | 2.8161 | 5.4114 | -1.3634 | 1.0408 | -1.8626 | 1.8236e-07 | 4.6718e-07 | 8.0516e-07 | 1.2937e-06 | 1.9644e-06 | 2.8424e-06 | 3.9392e-06 | 5.2464e-06 | 6.73e-06 | 8.3286e-06 | 9.9575e-06 | 1.152e-05 | 1.2926e-05 | 1.4106e-05 | 1.5028e-05 | 1.5745e-05 | 1.6198e-05 | 1.6591e-05 | 1.6788e-05 | 1.692e-05 | 1.7054e-05 | 1.719e-05 | 1.7327e-05 | 1.7466e-05 | 1.7607e-05 | 0.00026422
v5.10_MeasureAssessmentTemplate_Commercial_All | Gas Furnace - SEG All - Condensing Furnace(>=95 AFUE) | HVAC | Gas Furnace | New | Gas Furnace - Condensing | Commercial | Hospital | Firm | Transport | Commercial | 0.82 | 1 | 2.8161 | 4.1746 | -1.3634 | 0.46729 | -1.7196 | 9.5924e-08 | 2.4575e-07 | 4.2353e-07 | 6.805e-07 | 1.0333e-06 | 1.4951e-06 | 2.0721e-06 | 2.7597e-06 | 3.5401e-06 | 4.381e-06 | 5.2379e-06 | 6.06e-06 | 6.7993e-06 | 7.4199e-06 | 7.9051e-06 | 8.2823e-06 | 8.5204e-06 | 8.727e-06 | 8.8307e-06 | 8.9002e-06 | 8.9707e-06 | 9.042e-06 | 9.1143e-06 | 9.1875e-06 | 9.2616e-06 | 0.00013899
v5.10_MeasureAssessmentTemplate_Commercial_All | Gas Furnace - SEG All - Condensing Furnace(>=95 AFUE) | HVAC | Gas Furnace | New | Gas Furnace - Condensing | Commercial | Hospital | Interruptible | Sales | Commercial | 0.82 | 1 | 1.4106 | 2.7106 | 0.09958 | 0.46729 | -0.39962 | 9.5658e-08 | 2.4507e-07 | 4.2235e-07 | 6.7861e-07 | 1.0305e-06 | 1.491e-06 | 2.0663e-06 | 2.7521e-06 | 3.5303e-06 | 4.3688e-06 | 5.2233e-06 | 6.0432e-06 | 6.7804e-06 | 7.3993e-06 | 7.8832e-06 | 8.2593e-06 | 8.4968e-06 | 8.7028e-06 | 8.8062e-06 | 8.8755e-06 | 8.9458e-06 | 9.0169e-06 | 9.089e-06 | 9.162e-06 | 9.2359e-06 | 0.0001386
v5.10_MeasureAssessmentTemplate_Commercial_All | Gas Furnace - SEG All - Condensing Furnace(>=95 AFUE) | HVAC | Gas Furnace | New | Gas Furnace - Condensing | Commercial | Large Office | Firm | Sales | Commercial | 0.82 | 1 | 2.8161 | 5.4114 | -1.3634 | 1.0408 | -1.8626 | 0.0015706 | 0.003737 | 0.0064474 | 0.01037 | 0.015764 | 0.022833 | 0.031677 | 0.042232 | 0.05423 | 0.067178 | 0.080397 | 0.093107 | 0.10457 | 0.11422 | 0.1218 | 0.12773 | 0.13153 | 0.13484 | 0.13656 | 0.13776 | 0.13897 | 0.1402 | 0.14144 | 0.1427 | 0.14397 | 2.1458
v5.10_MeasureAssessmentTemplate_Commercial_All | Gas Furnace - SEG All - Condensing Furnace(>=95 AFUE) | HVAC | Gas Furnace | New | Gas Furnace - Condensing | Commercial | Large Office | Firm | Sales | Industrial | 0.82 | 1 | 2.8161 | 5.4114 | -1.3634 | 1.0408 | -1.8626 | 1.4774e-05 | 3.5154e-05 | 6.0652e-05 | 9.7555e-05 | 0.00014829 | 0.00021479 | 0.00029799 | 0.00039729 | 0.00051015 | 0.00063195 | 0.0007563 | 0.00087587 | 0.00098367 | 0.0010745 | 0.0011458 | 0.0012016 | 0.0012373 | 0.0012684 | 0.0012847 | 0.0012959 | 0.0013073 | 0.0013189 | 0.0013305 | 0.0013423 | 0.0013543 | 0.020186
v5.10_MeasureAssessmentTemplate_Commercial_All | Gas Furnace - SEG All - Condensing Furnace(>=95 AFUE) | HVAC | Gas Furnace | New | Gas Furnace - Condensing | Commercial | Large Retail | Firm | Sales | Commercial | 0.82 | 1 | 2.8161 | 5.4114 | -1.3634 | 1.0408 | -1.8626 | 4.2948e-05 | 0.00011359 | 0.00019567 | 0.00031424 | 0.00047693 | 0.00068976 | 0.00095548 | 0.001272 | 0.0016309 | 0.0020174 | 0.0024109 | 0.002788 | 0.0031268 | 0.0034107 | 0.0036322 | 0.0038039 | 0.0039116 | 0.0040048 | 0.0040507 | 0.004081 | 0.0041117 | 0.0041427 | 0.0041742 | 0.0042062 | 0.0042385 | 0.063803
v5.10_MeasureAssessmentTemplate_Commercial_All | Gas Furnace - SEG All - Condensing Furnace(>=95 AFUE) | HVAC | Gas Furnace | New | Gas Furnace - Condensing | Commercial | Lodging | Firm | Sales | Commercial | 0.82 | 1 | 2.8161 | 5.4114 | -1.3634 | 1.0408 | -1.8626 | 0.00014571 | 0.00036363 | 0.00062693 | 0.0010077 | 0.0015308 | 0.0022157 | 0.0030719 | 0.0040929 | 0.0052522 | 0.0065021 | 0.0077767 | 0.0090005 | 0.010102 | 0.011028 | 0.011753 | 0.012318 | 0.012676 | 0.012988 | 0.013147 | 0.013255 | 0.013364 | 0.013474 | 0.013586 | 0.013699 | 0.013814 | 0.20679
v5.10_MeasureAssessmentTemplate_Commercial_All | Gas Furnace - SEG All - Condensing Furnace(>=95 AFUE) | HVAC | Gas Furnace | New | Gas Furnace - Condensing | Commercial | Medium Office | Firm | Sales | Commercial | 0.82 | 1 | 2.8161 | 5.4114 | -1.3634 | 1.0408 | -1.8626 | 0.0014928 | 0.0035518 | 0.006128 | 0.0098566 | 0.014983 | 0.021702 | 0.030108 | 0.04014 | 0.051543 | 0.06385 | 0.076414 | 0.088494 | 0.099386 | 0.10856 | 0.11577 | 0.12141 | 0.12501 | 0.12816 | 0.1298 | 0.13093 | 0.13209 | 0.13325 | 0.13443 | 0.13563 | 0.13683 | 2.0395
v5.10_MeasureAssessmentTemplate_Commercial_All | Gas Furnace - SEG All - Condensing Furnace(>=95 AFUE) | HVAC | Gas Furnace | New | Gas Furnace - Condensing | Commercial | Medium Retail | Firm | Sales | Commercial | 0.82 | 1 | 2.8161 | 5.4114 | -1.3634 | 1.0408 | -1.8626 | 6.7609e-05 | 0.00017881 | 0.00030802 | 0.00049467 | 0.00075078 | 0.0010858 | 0.0015041 | 0.0020023 | 0.0025673 | 0.0031757 | 0.0037951 | 0.0043889 | 0.0049221 | 0.005369 | 0.0057177 | 0.005988 | 0.0061576 | 0.0063043 | 0.0063766 | 0.0064242 | 0.0064725 | 0.0065214 | 0.006571 | 0.0066212 | 0.0066722 | 0.10044
v5.10_MeasureAssessmentTemplate_Commercial_All | Gas Furnace - SEG All - Condensing Furnace(>=95 AFUE) | HVAC | Gas Furnace | New | Gas Furnace - Condensing | Commercial | Medium Retail | Firm | Sales | Industrial | 0.82 | 1 | 2.8161 | 5.4114 | -1.3634 | 1.0408 | -1.8626 | 2.1753e-07 | 5.7533e-07 | 9.9106e-07 | 1.5916e-06 | 2.4156e-06 | 3.4936e-06 | 4.8394e-06 | 6.4424e-06 | 8.2604e-06 | 1.0218e-05 | 1.2211e-05 | 1.4121e-05 | 1.5837e-05 | 1.7275e-05 | 1.8397e-05 | 1.9266e-05 | 1.9812e-05 | 2.0284e-05 | 2.0517e-05 | 2.067e-05 | 2.0825e-05 | 2.0983e-05 | 2.1142e-05 | 2.1304e-05 | 2.1468e-05 | 0.00032315
v5.10_MeasureAssessmentTemplate_Commercial_All | Gas Furnace - SEG All - Condensing Furnace(>=95 AFUE) | HVAC | Gas Furnace | New | Gas Furnace - Condensing | Commercial | Other | Firm | Sales | Commercial | 0.82 | 1 | 2.8161 | 5.4114 | -1.3634 | 1.0408 | -1.8626 | 5.1614e-05 | 0.00017419 | 0.00029875 | 0.00047771 | 0.00072196 | 0.0010397 | 0.0014343 | 0.0019016 | 0.0024283 | 0.0029917 | 0.003561 | 0.0041021 | 0.0045828 | 0.0049798 | 0.0052833 | 0.0055125 | 0.0056479 | 0.0057616 | 0.005807 | 0.0058298 | 0.0058533 | 0.0058774 | 0.0059022 | 0.0059276 | 0.0059536 | 0.092102
v5.10_MeasureAssessmentTemplate_Commercial_All | Gas Furnace - SEG All - Condensing Furnace(>=95 AFUE) | HVAC | Gas Furnace | New | Gas Furnace - Condensing | Commercial | Restaurant | Firm | Sales | Commercial | 0.82 | 1 | 2.8161 | 5.4114 | -1.3634 | 1.0408 | -1.8626 | 0.00045568 | 0.0015379 | 0.0026376 | 0.0042175 | 0.006374 | 0.0091795 | 0.012663 | 0.016788 | 0.021438 | 0.026412 | 0.031439 | 0.036216 | 0.04046 | 0.043965 | 0.046644 | 0.048668 | 0.049864 | 0.050867 | 0.051268 | 0.051469 | 0.051677 | 0.05189 | 0.052108 | 0.052333 | 0.052563 | 0.81313
v5.10_MeasureAssessmentTemplate_Commercial_All | Gas Furnace - SEG All - Condensing Furnace(>=95 AFUE) | HVAC | Gas Furnace | New | Gas Furnace - Condensing | Commercial | School K-12 | Firm | Sales | Commercial | 0.82 | 1 | 2.8161 | 5.4114 | -1.3634 | 1.0408 | -1.8626 | 0.0063954 | 0.014262 | 0.024628 | 0.039648 | 0.060321 | 0.087446 | 0.12142 | 0.16201 | 0.20821 | 0.25814 | 0.30918 | 0.35834 | 0.40277 | 0.44029 | 0.46989 | 0.49314 | 0.50817 | 0.52135 | 0.5284 | 0.53342 | 0.5385 | 0.54364 | 0.54883 | 0.55409 | 0.55941 | 8.2919
v5.10_MeasureAssessmentTemplate_Commercial_All | Gas Furnace - SEG All - Condensing Furnace(>=95 AFUE) | HVAC | Gas Furnace | New | Gas Furnace - Condensing | Commercial | Small Office | Firm | Sales | Commercial | 0.82 | 1 | 2.8161 | 5.4114 | -1.3634 | 1.0408 | -1.8626 | 0.0021616 | 0.0051433 | 0.0088738 | 0.014273 | 0.021696 | 0.031426 | 0.043598 | 0.058126 | 0.074638 | 0.092459 | 0.11065 | 0.12815 | 0.14392 | 0.1572 | 0.16764 | 0.1758 | 0.18102 | 0.18558 | 0.18795 | 0.1896 | 0.19127 | 0.19296 | 0.19467 | 0.1964 | 0.19814 | 2.9534
v5.10_MeasureAssessmentTemplate_Commercial_All | Gas Furnace - SEG All - Condensing Furnace(>=95 AFUE) | HVAC | Gas Furnace | New | Gas Furnace - Condensing | Commercial | Small Retail | Firm | Sales | Commercial | 0.82 | 1 | 2.8161 | 5.4114 | -1.3634 | 1.0408 | -1.8626 | 0.00010328 | 0.00027317 | 0.00047056 | 0.0007557 | 0.001147 | 0.0016588 | 0.0022978 | 0.0030589 | 0.0039221 | 0.0048515 | 0.0057978 | 0.0067048 | 0.0075195 | 0.0082022 | 0.0087348 | 0.0091478 | 0.0094068 | 0.0096309 | 0.0097414 | 0.0098142 | 0.0098879 | 0.0099627 | 0.010038 | 0.010115 | 0.010193 | 0.15344
v5.10_MeasureAssessmentTemplate_Commercial_All | Gas Furnace - SEG All - Condensing Furnace(>=95 AFUE) | HVAC | Gas Furnace | New | Gas Furnace - Condensing | Commercial | Supermarket | Firm | Sales | Commercial | 0.82 | 1 | 2.8161 | 5.4114 | -1.3634 | 1.0408 | -1.8626 | 0 | 0 | 0 | 0 | 0 | 0 | 0 | 0 | 0 | 0 | 0 | 0 | 0 | 0 | 0 | 0 | 0 | 0 | 0 | 0 | 0 | 0 | 0 | 0 | 0 | 0
v5.10_MeasureAssessmentTemplate_Commercial_All | Gas Furnace - SEG All - Condensing Furnace(>=95 AFUE) | HVAC | Gas Furnace | New | Gas Furnace - Condensing | Commercial | Supermarket | Firm | Transport | Commercial | 0.82 | 1 | 2.8161 | 4.1746 | -1.3634 | 0.46729 | -1.7196 | 0 | 0 | 0 | 0 | 0 | 0 | 0 | 0 | 0 | 0 | 0 | 0 | 0 | 0 | 0 | 0 | 0 | 0 | 0 | 0 | 0 | 0 | 0 | 0 | 0 | 0
v5.10_MeasureAssessmentTemplate_Commercial_All | Gas Furnace - SEG All - Gas-Fired Heat Pump (140% efficiency) | HVAC | Gas Furnace | NR | Gas Furnace - HP | Commercial | Assembly | Firm | Sales | Commercial | 2.46 | 1 | 1.9257 | 5.4114 | -0.88214 | 1.5221 | -1.8626 | 0 | 0 | 0.0012908 | 0.002418 | 0.0041191 | 0.0065416 | 0.0098177 | 0.014039 | 0.019229 | 0.025309 | 0.032082 | 0.039231 | 0.046346 | 0.052981 | 0.058732 | 0.063321 | 0.066648 | 0.068983 | 0.070104 | 0.070929 | 0.070895 | 0.070577 | 0.094566 | 0.094047 | 0.023705 | 1.0059
v5.10_MeasureAssessmentTemplate_Commercial_All | Gas Furnace - SEG All - Gas-Fired Heat Pump (140% efficiency) | HVAC | Gas Furnace | NR | Gas Furnace - HP | Commercial | Extra Large Retail | Firm | Sales | Commercial | 2.46 | 1 | 1.9257 | 5.4114 | -0.88214 | 1.5221 | -1.8626 | 0 | 0 | 0.00074853 | 0.001402 | 0.0023881 | 0.003792 | 0.0056905 | 0.0081366 | 0.011143 | 0.014664 | 0.018587 | 0.022726 | 0.026845 | 0.030684 | 0.034011 | 0.036665 | 0.038587 | 0.039934 | 0.040578 | 0.041051 | 0.041026 | 0.040838 | 0.054847 | 0.05454 | 0.013843 | 0.58273
v5.10_MeasureAssessmentTemplate_Commercial_All | Gas Furnace - SEG All - Gas-Fired Heat Pump (140% efficiency) | HVAC | Gas Furnace | NR | Gas Furnace - HP | Commercial | Extra Large Retail | Firm | Transport | Commercial | 2.46 | 1 | 1.9257 | 4.1746 | -0.88214 | 0.46729 | -1.7196 | 0 | 0 | 7.4041e-05 | 0.00013868 | 0.00023622 | 0.00037509 | 0.00056288 | 0.00080483 | 0.0011022 | 0.0014505 | 0.0018385 | 0.002248 | 0.0026554 | 0.0030351 | 0.0033642 | 0.0036267 | 0.0038168 | 0.0039501 | 0.0040138 | 0.0040606 | 0.0040582 | 0.0040395 | 0.0054252 | 0.0053948 | 0.0013693 | 0.057641
v5.10_MeasureAssessmentTemplate_Commercial_All | Gas Furnace - SEG All - Gas-Fired Heat Pump (140% efficiency) | HVAC | Gas Furnace | NR | Gas Furnace - HP | Commercial | Hospital | Firm | Sales | Commercial | 2.46 | 1 | 1.9257 | 5.4114 | -0.88214 | 1.5221 | -1.8626 | 0 | 0 | 9.5683e-07 | 1.7931e-06 | 3.0557e-06 | 4.8546e-06 | 7.2887e-06 | 1.0427e-05 | 1.4287e-05 | 1.8811e-05 | 2.3855e-05 | 2.9182e-05 | 3.4488e-05 | 3.944e-05 | 4.3738e-05 | 4.7175e-05 | 4.9673e-05 | 5.1433e-05 | 5.2289e-05 | 5.2925e-05 | 5.292e-05 | 5.2703e-05 | 7.0056e-05 | 6.9701e-05 | 1.7148e-05 | 0.0007482
v5.10_MeasureAssessmentTemplate_Commercial_All | Gas Furnace - SEG All - Gas-Fired Heat Pump (140% efficiency) | HVAC | Gas Furnace | NR | Gas Furnace - HP | Commercial | Hospital | Firm | Transport | Commercial | 2.46 | 1 | 1.9257 | 4.1746 | -0.88214 | 0.46729 | -1.7196 | 0 | 0 | 5.0332e-07 | 9.4319e-07 | 1.6074e-06 | 2.5536e-06 | 3.834e-06 | 5.4848e-06 | 7.5151e-06 | 9.8951e-06 | 1.2548e-05 | 1.535e-05 | 1.8141e-05 | 2.0746e-05 | 2.3007e-05 | 2.4815e-05 | 2.6129e-05 | 2.7055e-05 | 2.7505e-05 | 2.784e-05 | 2.7837e-05 | 2.7723e-05 | 3.6851e-05 | 3.6664e-05 | 9.0203e-06 | 0.00039357
v5.10_MeasureAssessmentTemplate_Commercial_All | Gas Furnace - SEG All - Gas-Fired Heat Pump (140% efficiency) | HVAC | Gas Furnace | NR | Gas Furnace - HP | Commercial | Hospital | Interruptible | Sales | Commercial | 2.46 | 0 | 0.9646 | 2.7106 | 0.5808 | 0.46729 | -0.39962 | 0 | 0 | 5.0192e-07 | 9.4057e-07 | 1.6029e-06 | 2.5466e-06 | 3.8234e-06 | 5.4696e-06 | 7.4942e-06 | 9.8676e-06 | 1.2513e-05 | 1.5308e-05 | 1.8091e-05 | 2.0689e-05 | 2.2944e-05 | 2.4746e-05 | 2.6056e-05 | 2.698e-05 | 2.7429e-05 | 2.7762e-05 | 2.776e-05 | 2.7646e-05 | 3.6749e-05 | 3.6562e-05 | 8.9953e-06 | 0.00039248
v5.10_MeasureAssessmentTemplate_Commercial_All | Gas Furnace - SEG All - Gas-Fired Heat Pump (140% efficiency) | HVAC | Gas Furnace | NR | Gas Furnace - HP | Commercial | Large Office | Firm | Sales | Commercial | 2.46 | 1 | 1.9257 | 5.4114 | -0.88214 | 1.5221 | -1.8626 | 0 | 0 | 0.008259 | 0.015494 | 0.026434 | 0.042042 | 0.063191 | 0.0905 | 0.12414 | 0.16363 | 0.20773 | 0.2544 | 0.30099 | 0.34459 | 0.38257 | 0.41308 | 0.43543 | 0.45136 | 0.45938 | 0.46548 | 0.46595 | 0.46455 | 0.60385 | 0.60149 | 0.13761 | 6.5221
v5.10_MeasureAssessmentTemplate_Commercial_All | Gas Furnace - SEG All - Gas-Fired Heat Pump (140% efficiency) | HVAC | Gas Furnace | NR | Gas Furnace - HP | Commercial | Large Office | Firm | Sales | Industrial | 2.46 | 1 | 1.9257 | 5.4114 | -0.88214 | 1.5221 | -1.8626 | 0 | 0 | 7.7693e-05 | 0.00014575 | 0.00024867 | 0.0003955 | 0.00059445 | 0.00085134 | 0.0011678 | 0.0015393 | 0.0019541 | 0.0023932 | 0.0028315 | 0.0032416 | 0.0035988 | 0.0038859 | 0.0040962 | 0.004246 | 0.0043214 | 0.0043788 | 0.0043832 | 0.0043701 | 0.0056805 | 0.0056582 | 0.0012945 | 0.061355
v5.10_MeasureAssessmentTemplate_Commercial_All | Gas Furnace - SEG All - Gas-Fired Heat Pump (140% efficiency) | HVAC | Gas Furnace | NR | Gas Furnace - HP | Commercial | Large Retail | Firm | Sales | Commercial | 2.46 | 1 | 1.9257 | 5.4114 | -0.88214 | 1.5221 | -1.8626 | 0 | 0 | 0.00022512 | 0.00042166 | 0.00071823 | 0.0011405 | 0.0017114 | 0.0024471 | 0.0033513 | 0.0044104 | 0.0055901 | 0.0068351 | 0.0080737 | 0.0092284 | 0.010229 | 0.011027 | 0.011605 | 0.01201 | 0.012204 | 0.012346 | 0.012339 | 0.012282 | 0.016496 | 0.016403 | 0.0041634 | 0.17526
v5.10_MeasureAssessmentTemplate_Commercial_All | Gas Furnace - SEG All - Gas-Fired Heat Pump (140% efficiency) | HVAC | Gas Furnace | NR | Gas Furnace - HP | Commercial | Lodging | Firm | Sales | Commercial | 2.46 | 1 | 1.9257 | 5.4114 | -0.88214 | 1.5221 | -1.8626 | 0 | 0 | 0.00076516 | 0.0014344 | 0.0024455 | 0.0038868 | 0.005838 | 0.008355 | 0.011452 | 0.015085 | 0.019138 | 0.023421 | 0.02769 | 0.031679 | 0.035146 | 0.037922 | 0.039946 | 0.041378 | 0.042084 | 0.042613 | 0.042626 | 0.042468 | 0.055991 | 0.055731 | 0.013363 | 0.60046
v5.10_MeasureAssessmentTemplate_Commercial_All | Gas Furnace - SEG All - Gas-Fired Heat Pump (140% efficiency) | HVAC | Gas Furnace | NR | Gas Furnace - HP | Commercial | Medium Office | Firm | Sales | Commercial | 2.46 | 1 | 1.9257 | 5.4114 | -0.88214 | 1.5221 | -1.8626 | 0 | 0 | 0.0078498 | 0.014726 | 0.025124 | 0.039959 | 0.060061 | 0.086016 | 0.11799 | 0.15552 | 0.19744 | 0.2418 | 0.28608 | 0.32752 | 0.36361 | 0.39261 | 0.41386 | 0.429 | 0.43662 | 0.44242 | 0.44286 | 0.44153 | 0.57393 | 0.57169 | 0.13079 | 6.199
v5.10_MeasureAssessmentTemplate_Commercial_All | Gas Furnace - SEG All - Gas-Fired Heat Pump (140% efficiency) | HVAC | Gas Furnace | NR | Gas Furnace - HP | Commercial | Medium Retail | Firm | Sales | Commercial | 2.46 | 1 | 1.9257 | 5.4114 | -0.88214 | 1.5221 | -1.8626 | 0 | 0 | 0.00035439 | 0.00066377 | 0.0011306 | 0.0017953 | 0.0026941 | 0.0038522 | 0.0052755 | 0.0069427 | 0.0087998 | 0.01076 | 0.01271 | 0.014527 | 0.016102 | 0.017359 | 0.018269 | 0.018906 | 0.019212 | 0.019435 | 0.019424 | 0.019334 | 0.025967 | 0.025822 | 0.0065539 | 0.27589
v5.10_MeasureAssessmentTemplate_Commercial_All | Gas Furnace - SEG All - Gas-Fired Heat Pump (140% efficiency) | HVAC | Gas Furnace | NR | Gas Furnace - HP | Commercial | Medium Retail | Firm | Sales | Industrial | 2.46 | 1 | 1.9257 | 5.4114 | -0.88214 | 1.5221 | -1.8626 | 0 | 0 | 1.1402e-06 | 2.1357e-06 | 3.6377e-06 | 5.7764e-06 | 8.6683e-06 | 1.2394e-05 | 1.6974e-05 | 2.2338e-05 | 2.8313e-05 | 3.4619e-05 | 4.0893e-05 | 4.6741e-05 | 5.1809e-05 | 5.5851e-05 | 5.8779e-05 | 6.0831e-05 | 6.1813e-05 | 6.2533e-05 | 6.2495e-05 | 6.2208e-05 | 8.3548e-05 | 8.308e-05 | 2.1087e-05 | 0.00088767
v5.10_MeasureAssessmentTemplate_Commercial_All | Gas Furnace - SEG All - Gas-Fired Heat Pump (140% efficiency) | HVAC | Gas Furnace | NR | Gas Furnace - HP | Commercial | Other | Firm | Sales | Commercial | 2.46 | 1 | 1.9257 | 5.4114 | -0.88214 | 1.5221 | -1.8626 | 0 | 0 | 0.00026816 | 0.00050005 | 0.00084798 | 0.0013406 | 0.0020028 | 0.0028511 | 0.0038872 | 0.005093 | 0.0064268 | 0.0078234 | 0.0092004 | 0.01047 | 0.011554 | 0.0124 | 0.012992 | 0.013386 | 0.013542 | 0.01364 | 0.013571 | 0.013449 | 0.019847 | 0.019644 | 0.0063023 | 0.20104
v5.10_MeasureAssessmentTemplate_Commercial_All | Gas Furnace - SEG All - Gas-Fired Heat Pump (140% efficiency) | HVAC | Gas Furnace | NR | Gas Furnace - HP | Commercial | Restaurant | Firm | Sales | Commercial | 2.46 | 1 | 1.9257 | 5.4114 | -0.88214 | 1.5221 | -1.8626 | 0 | 0 | 0.0023675 | 0.0044147 | 0.0074865 | 0.011835 | 0.017682 | 0.025171 | 0.034319 | 0.044965 | 0.05674 | 0.06907 | 0.081227 | 0.092433 | 0.102 | 0.10947 | 0.1147 | 0.11818 | 0.11956 | 0.12042 | 0.11982 | 0.11874 | 0.17522 | 0.17343 | 0.055641 | 1.7749
v5.10_MeasureAssessmentTemplate_Commercial_All | Gas Furnace - SEG All - Gas-Fired Heat Pump (140% efficiency) | HVAC | Gas Furnace | NR | Gas Furnace - HP | Commercial | School K-12 | Firm | Sales | Commercial | 2.46 | 1 | 1.9257 | 5.4114 | -0.88214 | 1.5221 | -1.8626 | 0 | 0 | 0.033692 | 0.063263 | 0.10803 | 0.17197 | 0.25871 | 0.37085 | 0.50915 | 0.67174 | 0.85355 | 1.0463 | 1.239 | 1.4197 | 1.5776 | 1.705 | 1.7989 | 1.8664 | 1.9012 | 1.9282 | 1.9319 | 1.9278 | 2.4612 | 2.4539 | 0.52657 | 26.8247
v5.10_MeasureAssessmentTemplate_Commercial_All | Gas Furnace - SEG All - Gas-Fired Heat Pump (140% efficiency) | HVAC | Gas Furnace | NR | Gas Furnace - HP | Commercial | Small Office | Firm | Sales | Commercial | 2.46 | 1 | 1.9257 | 5.4114 | -0.88214 | 1.5221 | -1.8626 | 0 | 0 | 0.011367 | 0.021325 | 0.036382 | 0.057864 | 0.086972 | 0.12456 | 0.17085 | 0.22521 | 0.28591 | 0.35014 | 0.41426 | 0.47427 | 0.52654 | 0.56853 | 0.5993 | 0.62122 | 0.63226 | 0.64065 | 0.6413 | 0.63937 | 0.83109 | 0.82784 | 0.1894 | 8.9766
v5.10_MeasureAssessmentTemplate_Commercial_All | Gas Furnace - SEG All - Gas-Fired Heat Pump (140% efficiency) | HVAC | Gas Furnace | NR | Gas Furnace - HP | Commercial | Small Retail | Firm | Sales | Commercial | 2.46 | 1 | 1.9257 | 5.4114 | -0.88214 | 1.5221 | -1.8626 | 0 | 0 | 0.00054139 | 0.001014 | 0.0017272 | 0.0027427 | 0.0041158 | 0.005885 | 0.0080593 | 0.010606 | 0.013443 | 0.016437 | 0.019416 | 0.022193 | 0.024599 | 0.026519 | 0.027909 | 0.028883 | 0.029349 | 0.029691 | 0.029673 | 0.029537 | 0.039669 | 0.039447 | 0.010012 | 0.42147
v5.10_MeasureAssessmentTemplate_Commercial_All | Gas Furnace - SEG All - Gas-Fired Heat Pump (140% efficiency) | HVAC | Gas Furnace | NR | Gas Furnace - HP | Commercial | Supermarket | Firm | Sales | Commercial | 2.46 | 1 | 1.9257 | 5.4114 | -0.88214 | 1.5221 | -1.8626 | 0 | 0 | 0 | 0 | 0 | 0 | 0 | 0 | 0 | 0 | 0 | 0 | 0 | 0 | 0 | 0 | 0 | 0 | 0 | 0 | 0 | 0 | 0 | 0 | 0 | 0
v5.10_MeasureAssessmentTemplate_Commercial_All | Gas Furnace - SEG All - Gas-Fired Heat Pump (140% efficiency) | HVAC | Gas Furnace | NR | Gas Furnace - HP | Commercial | Supermarket | Firm | Transport | Commercial | 2.46 | 1 | 1.9257 | 4.1746 | -0.88214 | 0.46729 | -1.7196 | 0 | 0 | 0 | 0 | 0 | 0 | 0 | 0 | 0 | 0 | 0 | 0 | 0 | 0 | 0 | 0 | 0 | 0 | 0 | 0 | 0 | 0 | 0 | 0 | 0 | 0
v5.10_MeasureAssessmentTemplate_Commercial_All | Gas Furnace - SEG All - Gas-Fired Heat Pump (140% efficiency) | HVAC | Gas Furnace | New | Gas Furnace - HP | Commercial | Assembly | Firm | Sales | Commercial | 2.46 | 1 | 1.9257 | 5.4114 | -0.88214 | 1.5221 | -1.8626 | 0 | 0 | 0.00041511 | 0.00078642 | 0.001355 | 0.0021764 | 0.003304 | 0.0047793 | 0.0066218 | 0.0088169 | 0.011307 | 0.013989 | 0.016721 | 0.019341 | 0.021695 | 0.023669 | 0.025211 | 0.026408 | 0.027161 | 0.027813 | 0.028137 | 0.028352 | 0.02857 | 0.028791 | 0 | 0.35542
v5.10_MeasureAssessmentTemplate_Commercial_All | Gas Furnace - SEG All - Gas-Fired Heat Pump (140% efficiency) | HVAC | Gas Furnace | New | Gas Furnace - HP | Commercial | Extra Large Retail | Firm | Sales | Commercial | 2.46 | 1 | 1.9257 | 5.4114 | -0.88214 | 1.5221 | -1.8626 | 0 | 0 | 0.00024247 | 0.0004593 | 0.00079126 | 0.0012708 | 0.001929 | 0.0027901 | 0.0038653 | 0.0051461 | 0.006599 | 0.0081634 | 0.0097567 | 0.011284 | 0.012656 | 0.013807 | 0.014705 | 0.015401 | 0.015839 | 0.016218 | 0.016405 | 0.016529 | 0.016655 | 0.016782 | 0 | 0.2073
v5.10_MeasureAssessmentTemplate_Commercial_All | Gas Furnace - SEG All - Gas-Fired Heat Pump (140% efficiency) | HVAC | Gas Furnace | New | Gas Furnace - HP | Commercial | Extra Large Retail | Firm | Transport | Commercial | 2.46 | 1 | 1.9257 | 4.1746 | -0.88214 | 0.46729 | -1.7196 | 0 | 0 | 2.3984e-05 | 4.5432e-05 | 7.8268e-05 | 0.00012571 | 0.00019081 | 0.00027598 | 0.00038234 | 0.00050903 | 0.00065274 | 0.00080749 | 0.00096509 | 0.0011162 | 0.0012519 | 0.0013657 | 0.0014545 | 0.0015234 | 0.0015667 | 0.0016042 | 0.0016227 | 0.001635 | 0.0016474 | 0.00166 | 0 | 0.020505
v5.10_MeasureAssessmentTemplate_Commercial_All | Gas Furnace - SEG All - Gas-Fired Heat Pump (140% efficiency) | HVAC | Gas Furnace | New | Gas Furnace - HP | Commercial | Hospital | Firm | Sales | Commercial | 2.46 | 1 | 1.9257 | 5.4114 | -0.88214 | 1.5221 | -1.8626 | 0 | 0 | 3.0007e-07 | 5.6869e-07 | 9.8018e-07 | 1.575e-06 | 2.3919e-06 | 3.4611e-06 | 4.7972e-06 | 6.3897e-06 | 8.1973e-06 | 1.0145e-05 | 1.2131e-05 | 1.4036e-05 | 1.5749e-05 | 1.7188e-05 | 1.8314e-05 | 1.9189e-05 | 1.9742e-05 | 2.0223e-05 | 2.0465e-05 | 2.0627e-05 | 2.0792e-05 | 2.0959e-05 | 0 | 0.00025822
v5.10_MeasureAssessmentTemplate_Commercial_All | Gas Furnace - SEG All - Gas-Fired Heat Pump (140% efficiency) | HVAC | Gas Furnace | New | Gas Furnace - HP | Commercial | Hospital | Firm | Transport | Commercial | 2.46 | 1 | 1.9257 | 4.1746 | -0.88214 | 0.46729 | -1.7196 | 0 | 0 | 1.5784e-07 | 2.9914e-07 | 5.156e-07 | 8.285e-07 | 1.2582e-06 | 1.8206e-06 | 2.5234e-06 | 3.3611e-06 | 4.312e-06 | 5.3366e-06 | 6.3809e-06 | 7.3831e-06 | 8.2845e-06 | 9.0413e-06 | 9.6334e-06 | 1.0094e-05 | 1.0385e-05 | 1.0638e-05 | 1.0765e-05 | 1.085e-05 | 1.0937e-05 | 1.1025e-05 | 0 | 0.00013583
v5.10_MeasureAssessmentTemplate_Commercial_All | Gas Furnace - SEG All - Gas-Fired Heat Pump (140% efficiency) | HVAC | Gas Furnace | New | Gas Furnace - HP | Commercial | Hospital | Interruptible | Sales | Commercial | 2.46 | 0 | 0.9646 | 2.7106 | 0.5808 | 0.46729 | -0.39962 | 0 | 0 | 1.574e-07 | 2.9831e-07 | 5.1417e-07 | 8.262e-07 | 1.2547e-06 | 1.8156e-06 | 2.5164e-06 | 3.3518e-06 | 4.3e-06 | 5.3218e-06 | 6.3632e-06 | 7.3626e-06 | 8.2615e-06 | 9.0162e-06 | 9.6067e-06 | 1.0066e-05 | 1.0356e-05 | 1.0608e-05 | 1.0735e-05 | 1.082e-05 | 1.0907e-05 | 1.0994e-05 | 0 | 0.00013545
v5.10_MeasureAssessmentTemplate_Commercial_All | Gas Furnace - SEG All - Gas-Fired Heat Pump (140% efficiency) | HVAC | Gas Furnace | New | Gas Furnace - HP | Commercial | Large Office | Firm | Sales | Commercial | 2.46 | 1 | 1.9257 | 5.4114 | -0.88214 | 1.5221 | -1.8626 | 0 | 0 | 0.0024028 | 0.0045588 | 0.0078658 | 0.012652 | 0.019234 | 0.027861 | 0.038655 | 0.051539 | 0.066185 | 0.081992 | 0.098132 | 0.11365 | 0.12765 | 0.13944 | 0.14871 | 0.15596 | 0.1606 | 0.16465 | 0.16677 | 0.16824 | 0.16973 | 0.17123 | 0 | 2.0977
v5.10_MeasureAssessmentTemplate_Commercial_All | Gas Furnace - SEG All - Gas-Fired Heat Pump (140% efficiency) | HVAC | Gas Furnace | New | Gas Furnace - HP | Commercial | Large Office | Firm | Sales | Industrial | 2.46 | 1 | 1.9257 | 5.4114 | -0.88214 | 1.5221 | -1.8626 | 0 | 0 | 2.2604e-05 | 4.2885e-05 | 7.3994e-05 | 0.00011902 | 0.00018094 | 0.0002621 | 0.00036363 | 0.00048483 | 0.00062261 | 0.00077131 | 0.00092314 | 0.0010691 | 0.0012008 | 0.0013117 | 0.0013989 | 0.0014671 | 0.0015108 | 0.0015489 | 0.0015688 | 0.0015826 | 0.0015966 | 0.0016108 | 0 | 0.019733
v5.10_MeasureAssessmentTemplate_Commercial_All | Gas Furnace - SEG All - Gas-Fired Heat Pump (140% efficiency) | HVAC | Gas Furnace | New | Gas Furnace - HP | Commercial | Large Retail | Firm | Sales | Commercial | 2.46 | 1 | 1.9257 | 5.4114 | -0.88214 | 1.5221 | -1.8626 | 0 | 0 | 7.2923e-05 | 0.00013814 | 0.00023798 | 0.00038221 | 0.00058016 | 0.00083914 | 0.0011625 | 0.0015477 | 0.0019847 | 0.0024552 | 0.0029344 | 0.0033938 | 0.0038065 | 0.0041525 | 0.0044226 | 0.0046321 | 0.0047637 | 0.0048776 | 0.004934 | 0.0049713 | 0.0050091 | 0.0050474 | 0 | 0.062345
v5.10_MeasureAssessmentTemplate_Commercial_All | Gas Furnace - SEG All - Gas-Fired Heat Pump (140% efficiency) | HVAC | Gas Furnace | New | Gas Furnace - HP | Commercial | Lodging | Firm | Sales | Commercial | 2.46 | 1 | 1.9257 | 5.4114 | -0.88214 | 1.5221 | -1.8626 | 0 | 0 | 0.00023365 | 0.00044298 | 0.00076381 | 0.0012278 | 0.0018653 | 0.0027001 | 0.0037438 | 0.0049885 | 0.006402 | 0.0079261 | 0.0094804 | 0.010973 | 0.012317 | 0.013447 | 0.014332 | 0.015022 | 0.015461 | 0.015842 | 0.016036 | 0.016169 | 0.016303 | 0.016439 | 0 | 0.20212
v5.10_MeasureAssessmentTemplate_Commercial_All | Gas Furnace - SEG All - Gas-Fired Heat Pump (140% efficiency) | HVAC | Gas Furnace | New | Gas Furnace - HP | Commercial | Medium Office | Firm | Sales | Commercial | 2.46 | 1 | 1.9257 | 5.4114 | -0.88214 | 1.5221 | -1.8626 | 0 | 0 | 0.0022838 | 0.0043329 | 0.0074761 | 0.012026 | 0.018281 | 0.026481 | 0.03674 | 0.048986 | 0.062906 | 0.07793 | 0.09327 | 0.10802 | 0.12132 | 0.13253 | 0.14134 | 0.14823 | 0.15264 | 0.15649 | 0.1585 | 0.1599 | 0.16132 | 0.16275 | 0 | 1.9938
v5.10_MeasureAssessmentTemplate_Commercial_All | Gas Furnace - SEG All - Gas-Fired Heat Pump (140% efficiency) | HVAC | Gas Furnace | New | Gas Furnace - HP | Commercial | Medium Retail | Firm | Sales | Commercial | 2.46 | 1 | 1.9257 | 5.4114 | -0.88214 | 1.5221 | -1.8626 | 0 | 0 | 0.00011479 | 0.00021745 | 0.00037462 | 0.00060167 | 0.00091328 | 0.0013209 | 0.00183 | 0.0024364 | 0.0031242 | 0.0038649 | 0.0046192 | 0.0053424 | 0.0059921 | 0.0065367 | 0.0069619 | 0.0072917 | 0.0074989 | 0.0076782 | 0.007767 | 0.0078257 | 0.0078852 | 0.0079455 | 0 | 0.098143
v5.10_MeasureAssessmentTemplate_Commercial_All | Gas Furnace - SEG All - Gas-Fired Heat Pump (140% efficiency) | HVAC | Gas Furnace | New | Gas Furnace - HP | Commercial | Medium Retail | Firm | Sales | Industrial | 2.46 | 1 | 1.9257 | 5.4114 | -0.88214 | 1.5221 | -1.8626 | 0 | 0 | 3.6935e-07 | 6.9965e-07 | 1.2053e-06 | 1.9359e-06 | 2.9385e-06 | 4.2501e-06 | 5.888e-06 | 7.8391e-06 | 1.0052e-05 | 1.2435e-05 | 1.4862e-05 | 1.7189e-05 | 1.9279e-05 | 2.1032e-05 | 2.24e-05 | 2.3461e-05 | 2.4127e-05 | 2.4705e-05 | 2.499e-05 | 2.5179e-05 | 2.537e-05 | 2.5564e-05 | 0 | 0.00031577
v5.10_MeasureAssessmentTemplate_Commercial_All | Gas Furnace - SEG All - Gas-Fired Heat Pump (140% efficiency) | HVAC | Gas Furnace | New | Gas Furnace - HP | Commercial | Other | Firm | Sales | Commercial | 2.46 | 1 | 1.9257 | 5.4114 | -0.88214 | 1.5221 | -1.8626 | 0 | 0 | 0.00011134 | 0.00021 | 0.00036024 | 0.00057615 | 0.0008709 | 0.0012545 | 0.0017309 | 0.0022952 | 0.0029315 | 0.0036124 | 0.0043008 | 0.0049551 | 0.0055369 | 0.0060177 | 0.0063857 | 0.006664 | 0.006829 | 0.0069678 | 0.0070239 | 0.0070529 | 0.0070826 | 0.0071131 | 0 | 0.089883
v5.10_MeasureAssessmentTemplate_Commercial_All | Gas Furnace - SEG All - Gas-Fired Heat Pump (140% efficiency) | HVAC | Gas Furnace | New | Gas Furnace - HP | Commercial | Restaurant | Firm | Sales | Commercial | 2.46 | 1 | 1.9257 | 5.4114 | -0.88214 | 1.5221 | -1.8626 | 0 | 0 | 0.00098297 | 0.001854 | 0.0031804 | 0.0050866 | 0.0076889 | 0.011075 | 0.015281 | 0.020264 | 0.025882 | 0.031893 | 0.03797 | 0.043747 | 0.048883 | 0.053129 | 0.056377 | 0.058835 | 0.060291 | 0.061516 | 0.062012 | 0.062268 | 0.06253 | 0.062799 | 0 | 0.79354
v5.10_MeasureAssessmentTemplate_Commercial_All | Gas Furnace - SEG All - Gas-Fired Heat Pump (140% efficiency) | HVAC | Gas Furnace | New | Gas Furnace - HP | Commercial | School K-12 | Firm | Sales | Commercial | 2.46 | 1 | 1.9257 | 5.4114 | -0.88214 | 1.5221 | -1.8626 | 0 | 0 | 0.0091785 | 0.017429 | 0.030098 | 0.048456 | 0.073726 | 0.10688 | 0.14841 | 0.19804 | 0.25452 | 0.31557 | 0.37798 | 0.43811 | 0.49244 | 0.53833 | 0.57455 | 0.60301 | 0.6214 | 0.63755 | 0.6462 | 0.65237 | 0.6586 | 0.66491 | 0 | 8.1078
v5.10_MeasureAssessmentTemplate_Commercial_All | Gas Furnace - SEG All - Gas-Fired Heat Pump (140% efficiency) | HVAC | Gas Furnace | New | Gas Furnace - HP | Commercial | Small Office | Firm | Sales | Commercial | 2.46 | 1 | 1.9257 | 5.4114 | -0.88214 | 1.5221 | -1.8626 | 0 | 0 | 0.0033071 | 0.0062743 | 0.010826 | 0.017414 | 0.026473 | 0.038346 | 0.053202 | 0.070935 | 0.091092 | 0.11285 | 0.13506 | 0.15642 | 0.17569 | 0.19191 | 0.20467 | 0.21465 | 0.22103 | 0.22661 | 0.22952 | 0.23155 | 0.2336 | 0.23567 | 0 | 2.8871
v5.10_MeasureAssessmentTemplate_Commercial_All | Gas Furnace - SEG All - Gas-Fired Heat Pump (140% efficiency) | HVAC | Gas Furnace | New | Gas Furnace - HP | Commercial | Small Retail | Firm | Sales | Commercial | 2.46 | 1 | 1.9257 | 5.4114 | -0.88214 | 1.5221 | -1.8626 | 0 | 0 | 0.00017537 | 0.0003322 | 0.0005723 | 0.00091917 | 0.0013952 | 0.002018 | 0.0027957 | 0.0037221 | 0.0047729 | 0.0059044 | 0.0070567 | 0.0081615 | 0.009154 | 0.0099861 | 0.010636 | 0.011139 | 0.011456 | 0.01173 | 0.011866 | 0.011955 | 0.012046 | 0.012138 | 0 | 0.14993
v5.10_MeasureAssessmentTemplate_Commercial_All | Gas Furnace - SEG All - Gas-Fired Heat Pump (140% efficiency) | HVAC | Gas Furnace | New | Gas Furnace - HP | Commercial | Supermarket | Firm | Sales | Commercial | 2.46 | 1 | 1.9257 | 5.4114 | -0.88214 | 1.5221 | -1.8626 | 0 | 0 | 0 | 0 | 0 | 0 | 0 | 0 | 0 | 0 | 0 | 0 | 0 | 0 | 0 | 0 | 0 | 0 | 0 | 0 | 0 | 0 | 0 | 0 | 0 | 0
v5.10_MeasureAssessmentTemplate_Commercial_All | Gas Furnace - SEG All - Gas-Fired Heat Pump (140% efficiency) | HVAC | Gas Furnace | New | Gas Furnace - HP | Commercial | Supermarket | Firm | Transport | Commercial | 2.46 | 1 | 1.9257 | 4.1746 | -0.88214 | 0.46729 | -1.7196 | 0 | 0 | 0 | 0 | 0 | 0 | 0 | 0 | 0 | 0 | 0 | 0 | 0 | 0 | 0 | 0 | 0 | 0 | 0 | 0 | 0 | 0 | 0 | 0 | 0 | 0
v5.10_MeasureAssessmentTemplate_Commercial_All | Griddles - SEG SEL - Energy Star Gas Griddle | Appliances | Griddles | NR | Griddles | Commercial | Extra Large Retail | Firm | Sales | Commercial | 30.12 | 0 | 0.47837 | 3.9948 | 2.8517 | 4.5233 | -1.1299 | 0.0035967 | 0.0047735 | 0.0059394 | 0.0070945 | 0.0082388 | 0.0093725 | 0.010496 | 0.011608 | 0.01271 | 0.013802 | 0.014883 | 0.015954 | 0.019096 | 0.021002 | 0.022051 | 0.023066 | 0.024049 | 0.024997 | 0.024077 | 0.0023883 | 0.0021644 | 0.0019374 | 0.0017072 | 0.0014737 | 0.0012368 | 0.28771
v5.10_MeasureAssessmentTemplate_Commercial_All | Griddles - SEG SEL - Energy Star Gas Griddle | Appliances | Griddles | NR | Griddles | Commercial | Extra Large Retail | Firm | Transport | Commercial | 30.12 | 0 | 0.47837 | 2.8221 | 2.8517 | 0.46729 | -0.98694 | 0.00035577 | 0.00047217 | 0.0005875 | 0.00070176 | 0.00081495 | 0.00092709 | 0.0010382 | 0.0011482 | 0.0012572 | 0.0013652 | 0.0014722 | 0.0015781 | 0.0018889 | 0.0020774 | 0.0021812 | 0.0022816 | 0.0023788 | 0.0024726 | 0.0023816 | 0.00023624 | 0.00021409 | 0.00019164 | 0.00016887 | 0.00014577 | 0.00012234 | 0.028459
v5.10_MeasureAssessmentTemplate_Commercial_All | Griddles - SEG SEL - Energy Star Gas Griddle | Appliances | Griddles | NR | Griddles | Commercial | Hospital | Firm | Sales | Commercial | 30.12 | 0 | 0.47837 | 3.9948 | 2.8517 | 4.5233 | -1.1299 | 0.0012376 | 0.0016433 | 0.0020457 | 0.0024448 | 0.0028406 | 0.0032331 | 0.0036223 | 0.0040083 | 0.004391 | 0.0047706 | 0.0051469 | 0.0055201 | 0.006606 | 0.0072355 | 0.0076025 | 0.0079586 | 0.0083038 | 0.0086379 | 0.008534 | 0.0011578 | 0.0007238 | 0.00064818 | 0.00057141 | 0.00049348 | 0.00041435 | 0.099792
v5.10_MeasureAssessmentTemplate_Commercial_All | Griddles - SEG SEL - Energy Star Gas Griddle | Appliances | Griddles | NR | Griddles | Commercial | Hospital | Firm | Transport | Commercial | 30.12 | 0 | 0.47837 | 2.8221 | 2.8517 | 0.46729 | -0.98694 | 0.00065099 | 0.00086442 | 0.0010761 | 0.001286 | 0.0014942 | 0.0017007 | 0.0019054 | 0.0021084 | 0.0023098 | 0.0025094 | 0.0027074 | 0.0029037 | 0.0034749 | 0.003806 | 0.0039991 | 0.0041864 | 0.004368 | 0.0045437 | 0.0044891 | 0.00060903 | 0.00038074 | 0.00034096 | 0.00030057 | 0.00025958 | 0.00021796 | 0.052493
v5.10_MeasureAssessmentTemplate_Commercial_All | Griddles - SEG SEL - Energy Star Gas Griddle | Appliances | Griddles | NR | Griddles | Commercial | Hospital | Interruptible | Sales | Commercial | 30.12 | 0 | 0.31691 | 2.6465 | 3.5821 | 0.46729 | -0.39962 | 0.00064918 | 0.00086202 | 0.0010731 | 0.0012825 | 0.0014901 | 0.0016959 | 0.0019001 | 0.0021026 | 0.0023034 | 0.0025025 | 0.0026999 | 0.0028956 | 0.0034652 | 0.0037955 | 0.003988 | 0.0041748 | 0.0043559 | 0.0045311 | 0.0044766 | 0.00060734 | 0.00037968 | 0.00034001 | 0.00029974 | 0.00025886 | 0.00021735 | 0.052347
v5.10_MeasureAssessmentTemplate_Commercial_All | Griddles - SEG SEL - Energy Star Gas Griddle | Appliances | Griddles | NR | Griddles | Commercial | Large Retail | Firm | Sales | Commercial | 30.12 | 0 | 0.47837 | 3.9948 | 2.8517 | 4.5233 | -1.1299 | 0.0010817 | 0.0014357 | 0.0017863 | 0.0021337 | 0.0024779 | 0.0028188 | 0.0031566 | 0.0034912 | 0.0038227 | 0.004151 | 0.0044762 | 0.0047984 | 0.0057431 | 0.0063164 | 0.0066319 | 0.0069374 | 0.0072328 | 0.007518 | 0.0072412 | 0.0007183 | 0.00065096 | 0.00058268 | 0.00051344 | 0.00044322 | 0.00037199 | 0.086532
v5.10_MeasureAssessmentTemplate_Commercial_All | Griddles - SEG SEL - Energy Star Gas Griddle | Appliances | Griddles | NR | Griddles | Commercial | Medium Retail | Firm | Sales | Commercial | 30.12 | 0 | 0.47837 | 3.9948 | 2.8517 | 4.5233 | -1.1299 | 0.0017028 | 0.00226 | 0.002812 | 0.0033588 | 0.0039006 | 0.0044374 | 0.0049691 | 0.0054958 | 0.0060176 | 0.0065344 | 0.0070464 | 0.0075535 | 0.0090407 | 0.0099432 | 0.01044 | 0.010921 | 0.011386 | 0.011835 | 0.011399 | 0.0011307 | 0.0010247 | 0.00091725 | 0.00080825 | 0.0006977 | 0.00058557 | 0.13622
v5.10_MeasureAssessmentTemplate_Commercial_All | Griddles - SEG SEL - Energy Star Gas Griddle | Appliances | Griddles | NR | Griddles | Commercial | Medium Retail | Firm | Sales | Industrial | 30.12 | 0 | 0.47837 | 3.9948 | 2.8517 | 4.5233 | -1.1299 | 5.4788e-06 | 7.2714e-06 | 9.0475e-06 | 1.0807e-05 | 1.255e-05 | 1.4277e-05 | 1.5988e-05 | 1.7683e-05 | 1.9361e-05 | 2.1024e-05 | 2.2672e-05 | 2.4303e-05 | 2.9088e-05 | 3.1992e-05 | 3.359e-05 | 3.5137e-05 | 3.6633e-05 | 3.8078e-05 | 3.6676e-05 | 3.6381e-06 | 3.297e-06 | 2.9512e-06 | 2.6005e-06 | 2.2448e-06 | 1.8841e-06 | 0.00043827
v5.10_MeasureAssessmentTemplate_Commercial_All | Griddles - SEG SEL - Energy Star Gas Griddle | Appliances | Griddles | NR | Griddles | Commercial | Restaurant | Firm | Sales | Commercial | 30.12 | 0 | 0.47837 | 3.9948 | 2.8517 | 4.5233 | -1.1299 | 0.09496 | 0.12547 | 0.15543 | 0.18484 | 0.2137 | 0.24204 | 0.26984 | 0.29712 | 0.32389 | 0.35016 | 0.37592 | 0.4012 | 0.48091 | 0.5492 | 0.57287 | 0.59531 | 0.61652 | 0.6365 | 0.25529 | 0.078441 | 0.0708 | 0.06312 | 0.055399 | 0.047636 | 0.039826 | 7.0964
v5.10_MeasureAssessmentTemplate_Commercial_All | Griddles - SEG SEL - Energy Star Gas Griddle | Appliances | Griddles | NR | Griddles | Commercial | School K-12 | Firm | Sales | Commercial | 30.12 | 0 | 0.47837 | 3.9948 | 2.8517 | 4.5233 | -1.1299 | 0.0060681 | 0.0080738 | 0.010071 | 0.01206 | 0.01404 | 0.016012 | 0.017976 | 0.019932 | 0.021879 | 0.023818 | 0.025748 | 0.027671 | 0.033095 | 0.035667 | 0.037587 | 0.039465 | 0.041301 | 0.043095 | 0.042709 | 0.016774 | 0.0031308 | 0.0028088 | 0.0024806 | 0.0021461 | 0.0018051 | 0.50541
v5.10_MeasureAssessmentTemplate_Commercial_All | Griddles - SEG SEL - Energy Star Gas Griddle | Appliances | Griddles | NR | Griddles | Commercial | Small Retail | Firm | Sales | Commercial | 30.12 | 0 | 0.47837 | 3.9948 | 2.8517 | 4.5233 | -1.1299 | 0.0026014 | 0.0034525 | 0.0042958 | 0.0051313 | 0.0059589 | 0.0067789 | 0.0075912 | 0.0083958 | 0.0091929 | 0.0099825 | 0.010765 | 0.011539 | 0.013811 | 0.01519 | 0.015949 | 0.016683 | 0.017394 | 0.01808 | 0.017414 | 0.0017274 | 0.0015655 | 0.0014013 | 0.0012347 | 0.0010659 | 0.00089457 | 0.2081
v5.10_MeasureAssessmentTemplate_Commercial_All | Griddles - SEG SEL - Energy Star Gas Griddle | Appliances | Griddles | NR | Griddles | Commercial | Supermarket | Firm | Sales | Commercial | 30.12 | 0 | 0.47837 | 3.9948 | 2.8517 | 4.5233 | -1.1299 | 0.035892 | 0.04763 | 0.059256 | 0.070772 | 0.082178 | 0.093474 | 0.10466 | 0.11574 | 0.12672 | 0.13758 | 0.14834 | 0.159 | 0.19031 | 0.20952 | 0.21994 | 0.23003 | 0.23979 | 0.2492 | 0.23607 | 0.023996 | 0.021744 | 0.019461 | 0.017147 | 0.0148 | 0.01242 | 2.8657
v5.10_MeasureAssessmentTemplate_Commercial_All | Griddles - SEG SEL - Energy Star Gas Griddle | Appliances | Griddles | NR | Griddles | Commercial | Supermarket | Firm | Transport | Commercial | 30.12 | 0 | 0.47837 | 2.8221 | 2.8517 | 0.46729 | -0.98694 | 0.0056618 | 0.0075134 | 0.0093474 | 0.011164 | 0.012963 | 0.014745 | 0.01651 | 0.018258 | 0.019989 | 0.021703 | 0.023401 | 0.025082 | 0.030021 | 0.033051 | 0.034695 | 0.036287 | 0.037825 | 0.03931 | 0.037239 | 0.0037853 | 0.0034301 | 0.00307 | 0.0027049 | 0.0023347 | 0.0019592 | 0.45205
v5.10_MeasureAssessmentTemplate_Commercial_All | Griddles - SEG SEL - Energy Star Gas Griddle | Appliances | Griddles | New | Griddles | Commercial | Extra Large Retail | Firm | Sales | Commercial | 30.12 | 0 | 0.47837 | 3.9948 | 2.8517 | 4.5233 | -1.1299 | 0.0004895 | 0.00091738 | 0.0011543 | 0.0013945 | 0.0016379 | 0.0018846 | 0.0021347 | 0.0023883 | 0.0026454 | 0.0029061 | 0.0031704 | 0.0034386 | 0.0037105 | 0.0039863 | 0.0042661 | 0.00455 | 0.004838 | 0.0051302 | 0.0051683 | 0.0052069 | 0.005246 | 0.0052857 | 0.0053259 | 0.0053666 | 0.0054079 | 0.08765
v5.10_MeasureAssessmentTemplate_Commercial_All | Griddles - SEG SEL - Energy Star Gas Griddle | Appliances | Griddles | New | Griddles | Commercial | Extra Large Retail | Firm | Transport | Commercial | 30.12 | 0 | 0.47837 | 2.8221 | 2.8517 | 0.46729 | -0.98694 | 4.8419e-05 | 9.0743e-05 | 0.00011418 | 0.00013794 | 0.00016201 | 0.00018642 | 0.00021116 | 0.00023624 | 0.00026167 | 0.00028746 | 0.00031361 | 0.00034013 | 0.00036703 | 0.00039431 | 0.00042199 | 0.00045007 | 0.00047855 | 0.00050746 | 0.00051123 | 0.00051505 | 0.00051892 | 0.00052284 | 0.00052681 | 0.00053084 | 0.00053492 | 0.00867
v5.10_MeasureAssessmentTemplate_Commercial_All | Griddles - SEG SEL - Energy Star Gas Griddle | Appliances | Griddles | New | Griddles | Commercial | Hospital | Firm | Sales | Commercial | 30.12 | 0 | 0.47837 | 3.9948 | 2.8517 | 4.5233 | -1.1299 | 0.00016843 | 0.00030576 | 0.00038493 | 0.00046524 | 0.00054671 | 0.00062936 | 0.00071322 | 0.00079831 | 0.00088465 | 0.00097227 | 0.0010612 | 0.0011514 | 0.0012431 | 0.001336 | 0.0014304 | 0.0015263 | 0.0016235 | 0.0017223 | 0.0017358 | 0.0017495 | 0.0017633 | 0.0017773 | 0.0017915 | 0.0018059 | 0.0018205 | 0.029407
v5.10_MeasureAssessmentTemplate_Commercial_All | Griddles - SEG SEL - Energy Star Gas Griddle | Appliances | Griddles | New | Griddles | Commercial | Hospital | Firm | Transport | Commercial | 30.12 | 0 | 0.47837 | 2.8221 | 2.8517 | 0.46729 | -0.98694 | 8.8598e-05 | 0.00016084 | 0.00020248 | 0.00024473 | 0.00028758 | 0.00033106 | 0.00037517 | 0.00041993 | 0.00046534 | 0.00051143 | 0.00055821 | 0.00060568 | 0.00065387 | 0.00070278 | 0.00075244 | 0.00080284 | 0.00085402 | 0.00090597 | 0.00091307 | 0.00092026 | 0.00092754 | 0.00093492 | 0.00094239 | 0.00094996 | 0.00095763 | 0.015469
v5.10_MeasureAssessmentTemplate_Commercial_All | Griddles - SEG SEL - Energy Star Gas Griddle | Appliances | Griddles | New | Griddles | Commercial | Hospital | Interruptible | Sales | Commercial | 30.12 | 0 | 0.31691 | 2.6465 | 3.5821 | 0.46729 | -0.39962 | 8.8352e-05 | 0.00016039 | 0.00020192 | 0.00024405 | 0.00028678 | 0.00033014 | 0.00037413 | 0.00041876 | 0.00046405 | 0.00051001 | 0.00055666 | 0.000604 | 0.00065206 | 0.00070083 | 0.00075035 | 0.00080061 | 0.00085164 | 0.00090346 | 0.00091053 | 0.0009177 | 0.00092497 | 0.00093232 | 0.00093978 | 0.00094732 | 0.00095497 | 0.015426
v5.10_MeasureAssessmentTemplate_Commercial_All | Griddles - SEG SEL - Energy Star Gas Griddle | Appliances | Griddles | New | Griddles | Commercial | Large Retail | Firm | Sales | Commercial | 30.12 | 0 | 0.47837 | 3.9948 | 2.8517 | 4.5233 | -1.1299 | 0.00014722 | 0.00027591 | 0.00034718 | 0.00041941 | 0.00049261 | 0.00056681 | 0.00064203 | 0.0007183 | 0.00079562 | 0.00087402 | 0.00095353 | 0.0010342 | 0.001116 | 0.0011989 | 0.0012831 | 0.0013684 | 0.0014551 | 0.0015429 | 0.0015544 | 0.001566 | 0.0015778 | 0.0015897 | 0.0016018 | 0.001614 | 0.0016265 | 0.026361
v5.10_MeasureAssessmentTemplate_Commercial_All | Griddles - SEG SEL - Energy Star Gas Griddle | Appliances | Griddles | New | Griddles | Commercial | Medium Retail | Firm | Sales | Commercial | 30.12 | 0 | 0.47837 | 3.9948 | 2.8517 | 4.5233 | -1.1299 | 0.00023175 | 0.00043433 | 0.00054652 | 0.00066022 | 0.00077546 | 0.00089226 | 0.0010107 | 0.0011307 | 0.0012524 | 0.0013759 | 0.001501 | 0.001628 | 0.0017567 | 0.0018873 | 0.0020198 | 0.0021542 | 0.0022905 | 0.0024289 | 0.0024469 | 0.0024652 | 0.0024837 | 0.0025025 | 0.0025215 | 0.0025408 | 0.0025603 | 0.041498
v5.10_MeasureAssessmentTemplate_Commercial_All | Griddles - SEG SEL - Energy Star Gas Griddle | Appliances | Griddles | New | Griddles | Commercial | Medium Retail | Firm | Sales | Industrial | 30.12 | 0 | 0.47837 | 3.9948 | 2.8517 | 4.5233 | -1.1299 | 7.4565e-07 | 1.3974e-06 | 1.7584e-06 | 2.1242e-06 | 2.495e-06 | 2.8708e-06 | 3.2518e-06 | 3.6381e-06 | 4.0297e-06 | 4.4268e-06 | 4.8295e-06 | 5.238e-06 | 5.6522e-06 | 6.0724e-06 | 6.4986e-06 | 6.931e-06 | 7.3697e-06 | 7.8148e-06 | 7.8729e-06 | 7.9317e-06 | 7.9913e-06 | 8.0517e-06 | 8.1129e-06 | 8.1749e-06 | 8.2378e-06 | 0.00013352
v5.10_MeasureAssessmentTemplate_Commercial_All | Griddles - SEG SEL - Energy Star Gas Griddle | Appliances | Griddles | New | Griddles | Commercial | Restaurant | Firm | Sales | Commercial | 30.12 | 0 | 0.47837 | 3.9948 | 2.8517 | 4.5233 | -1.1299 | 0.012924 | 0.030906 | 0.03872 | 0.046575 | 0.054471 | 0.062413 | 0.070402 | 0.078441 | 0.086533 | 0.09468 | 0.10288 | 0.11115 | 0.11948 | 0.12787 | 0.13633 | 0.14486 | 0.15347 | 0.16215 | 0.16278 | 0.16342 | 0.16407 | 0.16475 | 0.16544 | 0.16616 | 0.16689 | 2.7878
v5.10_MeasureAssessmentTemplate_Commercial_All | Griddles - SEG SEL - Energy Star Gas Griddle | Appliances | Griddles | New | Griddles | Commercial | School K-12 | Firm | Sales | Commercial | 30.12 | 0 | 0.47837 | 3.9948 | 2.8517 | 4.5233 | -1.1299 | 0.00082586 | 0.001305 | 0.0016462 | 0.0019935 | 0.0023471 | 0.0027071 | 0.0030736 | 0.0034467 | 0.0038265 | 0.0042132 | 0.0046068 | 0.0050075 | 0.0054153 | 0.0058305 | 0.0062531 | 0.0066833 | 0.0071212 | 0.0075669 | 0.0076387 | 0.0077112 | 0.0077847 | 0.0078589 | 0.007934 | 0.00801 | 0.0080869 | 0.12889
v5.10_MeasureAssessmentTemplate_Commercial_All | Griddles - SEG SEL - Energy Star Gas Griddle | Appliances | Griddles | New | Griddles | Commercial | Small Retail | Firm | Sales | Commercial | 30.12 | 0 | 0.47837 | 3.9948 | 2.8517 | 4.5233 | -1.1299 | 0.00035404 | 0.00066352 | 0.00083491 | 0.0010086 | 0.0011847 | 0.0013631 | 0.001544 | 0.0017274 | 0.0019133 | 0.0021019 | 0.0022931 | 0.002487 | 0.0026837 | 0.0028832 | 0.0030856 | 0.0032909 | 0.0034992 | 0.0037106 | 0.0037381 | 0.003766 | 0.0037943 | 0.003823 | 0.0038521 | 0.0038815 | 0.0039114 | 0.063395
v5.10_MeasureAssessmentTemplate_Commercial_All | Griddles - SEG SEL - Energy Star Gas Griddle | Appliances | Griddles | New | Griddles | Commercial | Supermarket | Firm | Sales | Commercial | 30.12 | 0 | 0.47837 | 3.9948 | 2.8517 | 4.5233 | -1.1299 | 0.0048848 | 0.0092236 | 0.011605 | 0.014018 | 0.016462 | 0.01894 | 0.021451 | 0.023996 | 0.026576 | 0.029192 | 0.031844 | 0.034534 | 0.037261 | 0.040027 | 0.042832 | 0.045677 | 0.048563 | 0.051491 | 0.051869 | 0.052251 | 0.052639 | 0.053032 | 0.05343 | 0.053833 | 0.054243 | 0.87987
v5.10_MeasureAssessmentTemplate_Commercial_All | Griddles - SEG SEL - Energy Star Gas Griddle | Appliances | Griddles | New | Griddles | Commercial | Supermarket | Firm | Transport | Commercial | 30.12 | 0 | 0.47837 | 2.8221 | 2.8517 | 0.46729 | -0.98694 | 0.00077056 | 0.001455 | 0.0018306 | 0.0022112 | 0.0025968 | 0.0029877 | 0.0033838 | 0.0037853 | 0.0041923 | 0.0046049 | 0.0050233 | 0.0054475 | 0.0058777 | 0.006314 | 0.0067565 | 0.0072053 | 0.0076606 | 0.0081225 | 0.008182 | 0.0082424 | 0.0083035 | 0.0083655 | 0.0084283 | 0.008492 | 0.0085565 | 0.1388
v5.10_MeasureAssessmentTemplate_Commercial_All | Heat Recovery Ventilator - SEG Hospital - Heat Recovery Ventilator Installed | HVAC | Heat Recovery Ventilator | NR | Heat Recovery Ventilator | Commercial | Hospital | Firm | Sales | Commercial | 0.10172 | 0 | 0.065847 | 5.3757 | 41.8156 | 44.2198 | -1.8626 | 1.2703e-06 | 1.8565e-06 | 2.5208e-06 | 3.2928e-06 | 4.134e-06 | 4.9866e-06 | 5.7823e-06 | 6.4572e-06 | 6.9691e-06 | 7.3085e-06 | 7.4979e-06 | 7.5692e-06 | 7.5381e-06 | 7.5072e-06 | 7.4764e-06 | 8.5769e-06 | 8.8177e-06 | 8.6393e-06 | 4.2967e-06 | 8.7954e-07 | 6.7436e-07 | 4.7845e-07 | 3.0805e-07 | 1.7474e-07 | 8.23e-08 | 0.0001151
v5.10_MeasureAssessmentTemplate_Commercial_All | Heat Recovery Ventilator - SEG Hospital - Heat Recovery Ventilator Installed | HVAC | Heat Recovery Ventilator | NR | Heat Recovery Ventilator | Commercial | Hospital | Firm | Transport | Commercial | 0.10172 | 0 | 0.065847 | 4.1746 | 41.8156 | 0.46729 | -1.7196 | 6.6818e-07 | 9.7658e-07 | 1.326e-06 | 1.7321e-06 | 2.1746e-06 | 2.6231e-06 | 3.0416e-06 | 3.3966e-06 | 3.6659e-06 | 3.8444e-06 | 3.944e-06 | 3.9815e-06 | 3.9652e-06 | 3.9489e-06 | 3.9328e-06 | 4.5116e-06 | 4.6383e-06 | 4.5444e-06 | 2.2602e-06 | 4.6266e-07 | 3.5473e-07 | 2.5167e-07 | 1.6204e-07 | 9.1919e-08 | 4.3292e-08 | 6.0542e-05
v5.10_MeasureAssessmentTemplate_Commercial_All | Heat Recovery Ventilator - SEG Hospital - Heat Recovery Ventilator Installed | HVAC | Heat Recovery Ventilator | NR | Heat Recovery Ventilator | Commercial | Hospital | Interruptible | Sales | Commercial | 0.10172 | 0 | 0.032764 | 2.6748 | 43.2786 | 0.46729 | -0.39962 | 6.6633e-07 | 9.7387e-07 | 1.3223e-06 | 1.7273e-06 | 2.1686e-06 | 2.6158e-06 | 3.0332e-06 | 3.3872e-06 | 3.6557e-06 | 3.8338e-06 | 3.9331e-06 | 3.9705e-06 | 3.9542e-06 | 3.938e-06 | 3.9218e-06 | 4.4991e-06 | 4.6254e-06 | 4.5318e-06 | 2.2539e-06 | 4.6137e-07 | 3.5374e-07 | 2.5098e-07 | 1.6159e-07 | 9.1663e-08 | 4.3172e-08 | 6.0374e-05
v5.10_MeasureAssessmentTemplate_Commercial_All | Heat Recovery Ventilator - SEG Hospital - Heat Recovery Ventilator Installed | HVAC | Heat Recovery Ventilator | New | Heat Recovery Ventilator | Commercial | Hospital | Firm | Sales | Commercial | 0.10172 | 0 | 0.065847 | 5.3757 | 41.8156 | 44.2198 | -1.8626 | 2.161e-07 | 4.3179e-07 | 5.9291e-07 | 7.8327e-07 | 9.9456e-07 | 1.2134e-06 | 1.4231e-06 | 1.6076e-06 | 1.7551e-06 | 1.8619e-06 | 1.9324e-06 | 1.9736e-06 | 1.9885e-06 | 2.0037e-06 | 2.0191e-06 | 2.0347e-06 | 2.0504e-06 | 2.0664e-06 | 2.0826e-06 | 2.099e-06 | 2.1156e-06 | 2.1324e-06 | 2.1495e-06 | 2.1667e-06 | 2.1842e-06 | 4.1879e-05
v5.10_MeasureAssessmentTemplate_Commercial_All | Heat Recovery Ventilator - SEG Hospital - Heat Recovery Ventilator Installed | HVAC | Heat Recovery Ventilator | New | Heat Recovery Ventilator | Commercial | Hospital | Firm | Transport | Commercial | 0.10172 | 0 | 0.065847 | 4.1746 | 41.8156 | 0.46729 | -1.7196 | 1.1367e-07 | 2.2713e-07 | 3.1188e-07 | 4.1201e-07 | 5.2316e-07 | 6.3827e-07 | 7.486e-07 | 8.4561e-07 | 9.232e-07 | 9.794e-07 | 1.0165e-06 | 1.0381e-06 | 1.046e-06 | 1.054e-06 | 1.0621e-06 | 1.0703e-06 | 1.0786e-06 | 1.087e-06 | 1.0955e-06 | 1.1041e-06 | 1.1129e-06 | 1.1217e-06 | 1.1307e-06 | 1.1398e-06 | 1.149e-06 | 2.2029e-05
v5.10_MeasureAssessmentTemplate_Commercial_All | Heat Recovery Ventilator - SEG Hospital - Heat Recovery Ventilator Installed | HVAC | Heat Recovery Ventilator | New | Heat Recovery Ventilator | Commercial | Hospital | Interruptible | Sales | Commercial | 0.10172 | 0 | 0.032764 | 2.6748 | 43.2786 | 0.46729 | -0.39962 | 1.1336e-07 | 2.265e-07 | 3.1102e-07 | 4.1087e-07 | 5.2171e-07 | 6.365e-07 | 7.4652e-07 | 8.4326e-07 | 9.2064e-07 | 9.7668e-07 | 1.0137e-06 | 1.0353e-06 | 1.0431e-06 | 1.0511e-06 | 1.0591e-06 | 1.0673e-06 | 1.0756e-06 | 1.084e-06 | 1.0925e-06 | 1.1011e-06 | 1.1098e-06 | 1.1186e-06 | 1.1275e-06 | 1.1366e-06 | 1.1458e-06 | 2.1968e-05
v5.10_MeasureAssessmentTemplate_Commercial_All | Heat Recovery Ventilator - SEG Lodging - Heat Recovery Ventilator Installed | HVAC | Heat Recovery Ventilator | NR | Heat Recovery Ventilator | Commercial | Lodging | Firm | Sales | Commercial | 0.11928 | 0 | 0.078073 | 5.4421 | 35.3519 | 37.7561 | -1.8626 | 0.0011901 | 0.0017401 | 0.0023637 | 0.0030887 | 0.0038794 | 0.0046813 | 0.0054304 | 0.0060667 | 0.0065503 | 0.0068721 | 0.007053 | 0.0071228 | 0.0070965 | 0.0070702 | 0.0070441 | 0.0080777 | 0.0082719 | 0.0081115 | 0.0045745 | 0.00080363 | 0.00061639 | 0.00043748 | 0.00028178 | 0.0001599 | 7.5337e-05 | 0.10866
v5.10_MeasureAssessmentTemplate_Commercial_All | Heat Recovery Ventilator - SEG Lodging - Heat Recovery Ventilator Installed | HVAC | Heat Recovery Ventilator | New | Heat Recovery Ventilator | Commercial | Lodging | Firm | Sales | Commercial | 0.11928 | 0 | 0.078073 | 5.4421 | 35.3519 | 37.7561 | -1.8626 | 0.00020246 | 0.00039406 | 0.00054131 | 0.00071539 | 0.00090872 | 0.0011091 | 0.0013013 | 0.0014705 | 0.001606 | 0.0017044 | 0.0017695 | 0.0018079 | 0.0018222 | 0.0018368 | 0.0018515 | 0.0018664 | 0.0018815 | 0.0018968 | 0.0019123 | 0.001928 | 0.0019438 | 0.0019599 | 0.0019762 | 0.0019927 | 0.0020094 | 0.038408
v5.10_MeasureAssessmentTemplate_Commercial_All | Heat Recovery Ventilator - SEG Office - Heat Recovery Ventilator Installed | HVAC | Heat Recovery Ventilator | NR | Heat Recovery Ventilator | Commercial | Large Office | Firm | Sales | Commercial | 0.031011 | 0 | 0.020541 | 5.4757 | 141.9865 | 144.3908 | -1.8626 | 0.0033351 | 0.0048798 | 0.0066332 | 0.0086742 | 0.010902 | 0.013165 | 0.015283 | 0.017085 | 0.01846 | 0.019381 | 0.019905 | 0.020116 | 0.020056 | 0.019995 | 0.019935 | 0.022845 | 0.023236 | 0.022819 | 0.015561 | 0.0021517 | 0.0016515 | 0.0011729 | 0.00075595 | 0.00042925 | 0.00020237 | 0.30863
v5.10_MeasureAssessmentTemplate_Commercial_All | Heat Recovery Ventilator - SEG Office - Heat Recovery Ventilator Installed | HVAC | Heat Recovery Ventilator | NR | Heat Recovery Ventilator | Commercial | Large Office | Firm | Sales | Industrial | 0.031011 | 0 | 0.020541 | 5.4757 | 141.9865 | 144.3908 | -1.8626 | 3.1374e-05 | 4.5905e-05 | 6.24e-05 | 8.1599e-05 | 0.00010256 | 0.00012385 | 0.00014376 | 0.00016072 | 0.00017366 | 0.00018232 | 0.00018724 | 0.00018923 | 0.00018867 | 0.0001881 | 0.00018754 | 0.00021491 | 0.00021858 | 0.00021466 | 0.00014638 | 2.0241e-05 | 1.5536e-05 | 1.1034e-05 | 7.1113e-06 | 4.038e-06 | 1.9037e-06 | 0.0029033
v5.10_MeasureAssessmentTemplate_Commercial_All | Heat Recovery Ventilator - SEG Office - Heat Recovery Ventilator Installed | HVAC | Heat Recovery Ventilator | NR | Heat Recovery Ventilator | Commercial | Medium Office | Firm | Sales | Commercial | 0.031011 | 0 | 0.020541 | 5.4757 | 141.9865 | 144.3908 | -1.8626 | 0.0031699 | 0.0046381 | 0.0063046 | 0.0082444 | 0.010362 | 0.012513 | 0.014525 | 0.016239 | 0.017546 | 0.01842 | 0.018918 | 0.019119 | 0.019062 | 0.019005 | 0.018948 | 0.021714 | 0.022085 | 0.021688 | 0.01479 | 0.0020451 | 0.0015697 | 0.0011148 | 0.0007185 | 0.00040799 | 0.00019234 | 0.29334
v5.10_MeasureAssessmentTemplate_Commercial_All | Heat Recovery Ventilator - SEG Office - Heat Recovery Ventilator Installed | HVAC | Heat Recovery Ventilator | NR | Heat Recovery Ventilator | Commercial | Small Office | Firm | Sales | Commercial | 0.031011 | 0 | 0.020541 | 5.4757 | 141.9865 | 144.3908 | -1.8626 | 0.0045902 | 0.0067163 | 0.0091295 | 0.011938 | 0.015005 | 0.01812 | 0.021034 | 0.023515 | 0.025407 | 0.026674 | 0.027395 | 0.027686 | 0.027603 | 0.02752 | 0.027438 | 0.031443 | 0.03198 | 0.031406 | 0.021416 | 0.0029614 | 0.002273 | 0.0016143 | 0.0010404 | 0.00059079 | 0.00027853 | 0.42478
v5.10_MeasureAssessmentTemplate_Commercial_All | Heat Recovery Ventilator - SEG Office - Heat Recovery Ventilator Installed | HVAC | Heat Recovery Ventilator | New | Heat Recovery Ventilator | Commercial | Large Office | Firm | Sales | Commercial | 0.031011 | 0 | 0.020541 | 5.4757 | 141.9865 | 144.3908 | -1.8626 | 0.00056738 | 0.0010529 | 0.0014474 | 0.0019141 | 0.0024331 | 0.0029715 | 0.0034888 | 0.0039449 | 0.0043113 | 0.0045783 | 0.0047563 | 0.0048624 | 0.004904 | 0.0049462 | 0.0049888 | 0.005032 | 0.0050756 | 0.0051198 | 0.0051646 | 0.0052099 | 0.0052557 | 0.0053021 | 0.005349 | 0.0053965 | 0.0054446 | 0.10352
v5.10_MeasureAssessmentTemplate_Commercial_All | Heat Recovery Ventilator - SEG Office - Heat Recovery Ventilator Installed | HVAC | Heat Recovery Ventilator | New | Heat Recovery Ventilator | Commercial | Large Office | Firm | Sales | Industrial | 0.031011 | 0 | 0.020541 | 5.4757 | 141.9865 | 144.3908 | -1.8626 | 5.3374e-06 | 9.905e-06 | 1.3616e-05 | 1.8006e-05 | 2.2888e-05 | 2.7953e-05 | 3.2819e-05 | 3.711e-05 | 4.0557e-05 | 4.3069e-05 | 4.4743e-05 | 4.5741e-05 | 4.6133e-05 | 4.6529e-05 | 4.693e-05 | 4.7336e-05 | 4.7747e-05 | 4.8163e-05 | 4.8584e-05 | 4.901e-05 | 4.9441e-05 | 4.9877e-05 | 5.0319e-05 | 5.0766e-05 | 5.1218e-05 | 0.0009738
v5.10_MeasureAssessmentTemplate_Commercial_All | Heat Recovery Ventilator - SEG Office - Heat Recovery Ventilator Installed | HVAC | Heat Recovery Ventilator | New | Heat Recovery Ventilator | Commercial | Medium Office | Firm | Sales | Commercial | 0.031011 | 0 | 0.020541 | 5.4757 | 141.9865 | 144.3908 | -1.8626 | 0.00053927 | 0.0010008 | 0.0013757 | 0.0018193 | 0.0023125 | 0.0028243 | 0.0033159 | 0.0037495 | 0.0040977 | 0.0043515 | 0.0045207 | 0.0046215 | 0.0046611 | 0.0047011 | 0.0047416 | 0.0047827 | 0.0048242 | 0.0048662 | 0.0049087 | 0.0049518 | 0.0049953 | 0.0050394 | 0.005084 | 0.0051291 | 0.0051748 | 0.098389
v5.10_MeasureAssessmentTemplate_Commercial_All | Heat Recovery Ventilator - SEG Office - Heat Recovery Ventilator Installed | HVAC | Heat Recovery Ventilator | New | Heat Recovery Ventilator | Commercial | Small Office | Firm | Sales | Commercial | 0.031011 | 0 | 0.020541 | 5.4757 | 141.9865 | 144.3908 | -1.8626 | 0.0007809 | 0.0014492 | 0.0019921 | 0.0026345 | 0.0033487 | 0.0040898 | 0.0048017 | 0.0054295 | 0.0059337 | 0.0063012 | 0.0065462 | 0.0066923 | 0.0067496 | 0.0068075 | 0.0068662 | 0.0069256 | 0.0069857 | 0.0070466 | 0.0071082 | 0.0071705 | 0.0072335 | 0.0072974 | 0.007362 | 0.0074273 | 0.0074935 | 0.14247
v5.10_MeasureAssessmentTemplate_Commercial_All | Heat Recovery Ventilator - SEG Other - Heat Recovery Ventilator Installed | HVAC | Heat Recovery Ventilator | NR | Heat Recovery Ventilator | Commercial | Assembly | Firm | Sales | Commercial | 0.040842 | 0 | 0.026718 | 5.4114 | 107.3017 | 109.7059 | -1.8626 | 0.00068855 | 0.001006 | 0.0013654 | 0.0017828 | 0.0022374 | 0.0026978 | 0.003127 | 0.0034907 | 0.003766 | 0.0039478 | 0.0040485 | 0.0040854 | 0.0040671 | 0.0040488 | 0.0040307 | 0.0046257 | 0.0047738 | 0.0046734 | 0.002026 | 0.00048815 | 0.00037413 | 0.00026534 | 0.00017078 | 9.6842e-05 | 4.5595e-05 | 0.06193
v5.10_MeasureAssessmentTemplate_Commercial_All | Heat Recovery Ventilator - SEG Other - Heat Recovery Ventilator Installed | HVAC | Heat Recovery Ventilator | NR | Heat Recovery Ventilator | Commercial | Other | Firm | Sales | Commercial | 0.040842 | 0 | 0.026718 | 5.4114 | 107.3017 | 109.7059 | -1.8626 | 0.00014435 | 0.00020993 | 0.00028365 | 0.00036869 | 0.0004606 | 0.00055286 | 0.00063792 | 0.00070887 | 0.00076131 | 0.00079445 | 0.00081103 | 0.00081471 | 0.00080737 | 0.00080011 | 0.00079291 | 0.00091431 | 0.00098864 | 0.00053917 | 0.00015973 | 0.00012978 | 9.9041e-05 | 6.9943e-05 | 4.4827e-05 | 2.5314e-05 | 1.1869e-05 | 0.011931
v5.10_MeasureAssessmentTemplate_Commercial_All | Heat Recovery Ventilator - SEG Other - Heat Recovery Ventilator Installed | HVAC | Heat Recovery Ventilator | New | Heat Recovery Ventilator | Commercial | Assembly | Firm | Sales | Commercial | 0.040842 | 0 | 0.026718 | 5.4114 | 107.3017 | 109.7059 | -1.8626 | 0.00011714 | 0.00023992 | 0.00032931 | 0.00043488 | 0.00055198 | 0.00067319 | 0.00078927 | 0.00089122 | 0.00097265 | 0.0010315 | 0.0010702 | 0.0010926 | 0.0011005 | 0.0011085 | 0.0011167 | 0.0011249 | 0.0011333 | 0.0011418 | 0.0011503 | 0.001159 | 0.0011678 | 0.0011768 | 0.0011858 | 0.001195 | 0.0012043 | 0.023159
v5.10_MeasureAssessmentTemplate_Commercial_All | Heat Recovery Ventilator - SEG Other - Heat Recovery Ventilator Installed | HVAC | Heat Recovery Ventilator | New | Heat Recovery Ventilator | Commercial | Other | Firm | Sales | Commercial | 0.040842 | 0 | 0.026718 | 5.4114 | 107.3017 | 109.7059 | -1.8626 | 2.4557e-05 | 6.4637e-05 | 8.8326e-05 | 0.00011613 | 0.00014675 | 0.00017821 | 0.00020804 | 0.00023393 | 0.00025424 | 0.00026852 | 0.00027746 | 0.00028214 | 0.00028306 | 0.00028401 | 0.00028499 | 0.000286 | 0.00028705 | 0.00028812 | 0.00028923 | 0.00029036 | 0.00029153 | 0.00029274 | 0.00029397 | 0.00029523 | 0.00029653 | 0.0059058
v5.10_MeasureAssessmentTemplate_Commercial_All | Heat Recovery Ventilator - SEG Restaurant - Heat Recovery Ventilator Installed | HVAC | Heat Recovery Ventilator | NR | Heat Recovery Ventilator | Commercial | Restaurant | Firm | Sales | Commercial | 0.050292 | 0 | 0.033209 | 5.4656 | 86.742 | 89.1462 | -1.8626 | 0.0015693 | 0.0022823 | 0.0030837 | 0.0040082 | 0.0050074 | 0.0060104 | 0.0069351 | 0.0077064 | 0.0082765 | 0.0086369 | 0.008817 | 0.008857 | 0.0087773 | 0.0086983 | 0.00862 | 0.0099398 | 0.010748 | 0.0058615 | 0.0017365 | 0.0014109 | 0.0010767 | 0.00076038 | 0.00048733 | 0.0002752 | 0.00012903 | 0.12971
v5.10_MeasureAssessmentTemplate_Commercial_All | Heat Recovery Ventilator - SEG Restaurant - Heat Recovery Ventilator Installed | HVAC | Heat Recovery Ventilator | New | Heat Recovery Ventilator | Commercial | Restaurant | Firm | Sales | Commercial | 0.050292 | 0 | 0.033209 | 5.4656 | 86.742 | 89.1462 | -1.8626 | 0.00026697 | 0.0007027 | 0.00096024 | 0.0012625 | 0.0015954 | 0.0019374 | 0.0022617 | 0.0025432 | 0.002764 | 0.0029192 | 0.0030164 | 0.0030672 | 0.0030772 | 0.0030876 | 0.0030983 | 0.0031093 | 0.0031206 | 0.0031323 | 0.0031443 | 0.0031567 | 0.0031694 | 0.0031825 | 0.0031959 | 0.0032096 | 0.0032237 | 0.064204
v5.10_MeasureAssessmentTemplate_Commercial_All | Heat Recovery Ventilator - SEG Retail - Heat Recovery Ventilator Installed | HVAC | Heat Recovery Ventilator | NR | Heat Recovery Ventilator | Commercial | Extra Large Retail | Firm | Sales | Commercial | 0.044455 | 0 | 0.029376 | 5.4674 | 98.4085 | 100.8127 | -1.8626 | 0.0004347 | 0.00063502 | 0.00086181 | 0.0011252 | 0.0014119 | 0.0017022 | 0.0019728 | 0.002202 | 0.0023754 | 0.0024898 | 0.002553 | 0.002576 | 0.0025642 | 0.0025524 | 0.0025406 | 0.002916 | 0.0030128 | 0.0029487 | 0.0012234 | 0.00031029 | 0.00023779 | 0.00016863 | 0.00010852 | 6.153e-05 | 2.8966e-05 | 0.039014
v5.10_MeasureAssessmentTemplate_Commercial_All | Heat Recovery Ventilator - SEG Retail - Heat Recovery Ventilator Installed | HVAC | Heat Recovery Ventilator | NR | Heat Recovery Ventilator | Commercial | Extra Large Retail | Firm | Transport | Commercial | 0.044455 | 0 | 0.029376 | 4.1746 | 98.4085 | 0.46729 | -1.7196 | 4.2999e-05 | 6.2814e-05 | 8.5246e-05 | 0.0001113 | 0.00013966 | 0.00016838 | 0.00019514 | 0.00021781 | 0.00023496 | 0.00024628 | 0.00025254 | 0.00025481 | 0.00025364 | 0.00025247 | 0.00025131 | 0.00028844 | 0.00029801 | 0.00029167 | 0.00012102 | 3.0692e-05 | 2.3521e-05 | 1.668e-05 | 1.0734e-05 | 6.0863e-06 | 2.8652e-06 | 0.0038591
v5.10_MeasureAssessmentTemplate_Commercial_All | Heat Recovery Ventilator - SEG Retail - Heat Recovery Ventilator Installed | HVAC | Heat Recovery Ventilator | NR | Heat Recovery Ventilator | Commercial | Large Retail | Firm | Sales | Commercial | 0.044455 | 0 | 0.029376 | 5.4674 | 98.4085 | 100.8127 | -1.8626 | 0.00013074 | 0.00019099 | 0.00025919 | 0.0003384 | 0.00042464 | 0.00051196 | 0.00059334 | 0.00066227 | 0.00071441 | 0.00074883 | 0.00076784 | 0.00077475 | 0.00077119 | 0.00076764 | 0.00076411 | 0.00087701 | 0.00090611 | 0.00088684 | 0.00036796 | 9.332e-05 | 7.1516e-05 | 5.0716e-05 | 3.2638e-05 | 1.8506e-05 | 8.7118e-06 | 0.011734
v5.10_MeasureAssessmentTemplate_Commercial_All | Heat Recovery Ventilator - SEG Retail - Heat Recovery Ventilator Installed | HVAC | Heat Recovery Ventilator | NR | Heat Recovery Ventilator | Commercial | Medium Retail | Firm | Sales | Commercial | 0.044455 | 0 | 0.029376 | 5.4674 | 98.4085 | 100.8127 | -1.8626 | 0.00020581 | 0.00030065 | 0.00040802 | 0.0005327 | 0.00066845 | 0.00080591 | 0.00093403 | 0.0010425 | 0.0011246 | 0.0011788 | 0.0012087 | 0.0012196 | 0.001214 | 0.0012084 | 0.0012028 | 0.0013806 | 0.0014264 | 0.001396 | 0.00057923 | 0.0001469 | 0.00011258 | 7.9835e-05 | 5.1378e-05 | 2.9131e-05 | 1.3714e-05 | 0.018471
v5.10_MeasureAssessmentTemplate_Commercial_All | Heat Recovery Ventilator - SEG Retail - Heat Recovery Ventilator Installed | HVAC | Heat Recovery Ventilator | NR | Heat Recovery Ventilator | Commercial | Medium Retail | Firm | Sales | Industrial | 0.044455 | 0 | 0.029376 | 5.4674 | 98.4085 | 100.8127 | -1.8626 | 6.6218e-07 | 9.6733e-07 | 1.3128e-06 | 1.714e-06 | 2.1507e-06 | 2.593e-06 | 3.0052e-06 | 3.3543e-06 | 3.6184e-06 | 3.7927e-06 | 3.889e-06 | 3.924e-06 | 3.906e-06 | 3.888e-06 | 3.8701e-06 | 4.442e-06 | 4.5894e-06 | 4.4917e-06 | 1.8637e-06 | 4.7266e-07 | 3.6222e-07 | 2.5687e-07 | 1.6531e-07 | 9.3729e-08 | 4.4124e-08 | 5.943e-05
v5.10_MeasureAssessmentTemplate_Commercial_All | Heat Recovery Ventilator - SEG Retail - Heat Recovery Ventilator Installed | HVAC | Heat Recovery Ventilator | NR | Heat Recovery Ventilator | Commercial | Small Retail | Firm | Sales | Commercial | 0.044455 | 0 | 0.029376 | 5.4674 | 98.4085 | 100.8127 | -1.8626 | 0.00031441 | 0.00045929 | 0.00062332 | 0.0008138 | 0.0010212 | 0.0012312 | 0.0014269 | 0.0015927 | 0.0017181 | 0.0018008 | 0.0018465 | 0.0018632 | 0.0018546 | 0.0018461 | 0.0018376 | 0.0021091 | 0.0021791 | 0.0021327 | 0.00088488 | 0.00022442 | 0.00017199 | 0.00012196 | 7.849e-05 | 4.4503e-05 | 2.0951e-05 | 0.028218
v5.10_MeasureAssessmentTemplate_Commercial_All | Heat Recovery Ventilator - SEG Retail - Heat Recovery Ventilator Installed | HVAC | Heat Recovery Ventilator | New | Heat Recovery Ventilator | Commercial | Extra Large Retail | Firm | Sales | Commercial | 0.044455 | 0 | 0.029376 | 5.4674 | 98.4085 | 100.8127 | -1.8626 | 7.3953e-05 | 0.00015255 | 0.00020937 | 0.00027645 | 0.00035086 | 0.00042785 | 0.00050158 | 0.00056631 | 0.00061799 | 0.00065531 | 0.00067982 | 0.00069399 | 0.00069895 | 0.00070398 | 0.00070908 | 0.00071424 | 0.00071948 | 0.00072479 | 0.00073017 | 0.00073562 | 0.00074115 | 0.00074676 | 0.00075243 | 0.00075819 | 0.00076402 | 0.014705
v5.10_MeasureAssessmentTemplate_Commercial_All | Heat Recovery Ventilator - SEG Retail - Heat Recovery Ventilator Installed | HVAC | Heat Recovery Ventilator | New | Heat Recovery Ventilator | Commercial | Extra Large Retail | Firm | Transport | Commercial | 0.044455 | 0 | 0.029376 | 4.1746 | 98.4085 | 0.46729 | -1.7196 | 7.3151e-06 | 1.509e-05 | 2.071e-05 | 2.7346e-05 | 3.4706e-05 | 4.2322e-05 | 4.9614e-05 | 5.6017e-05 | 6.1129e-05 | 6.4821e-05 | 6.7245e-05 | 6.8647e-05 | 6.9137e-05 | 6.9635e-05 | 7.0139e-05 | 7.065e-05 | 7.1168e-05 | 7.1693e-05 | 7.2225e-05 | 7.2765e-05 | 7.3312e-05 | 7.3866e-05 | 7.4428e-05 | 7.4997e-05 | 7.5573e-05 | 0.0014545
v5.10_MeasureAssessmentTemplate_Commercial_All | Heat Recovery Ventilator - SEG Retail - Heat Recovery Ventilator Installed | HVAC | Heat Recovery Ventilator | New | Heat Recovery Ventilator | Commercial | Large Retail | Firm | Sales | Commercial | 0.044455 | 0 | 0.029376 | 5.4674 | 98.4085 | 100.8127 | -1.8626 | 2.2242e-05 | 4.588e-05 | 6.2969e-05 | 8.3145e-05 | 0.00010552 | 0.00012868 | 0.00015085 | 0.00017032 | 0.00018587 | 0.00019709 | 0.00020446 | 0.00020872 | 0.00021021 | 0.00021173 | 0.00021326 | 0.00021481 | 0.00021639 | 0.00021799 | 0.0002196 | 0.00022124 | 0.00022291 | 0.00022459 | 0.0002263 | 0.00022803 | 0.00022978 | 0.0044226
v5.10_MeasureAssessmentTemplate_Commercial_All | Heat Recovery Ventilator - SEG Retail - Heat Recovery Ventilator Installed | HVAC | Heat Recovery Ventilator | New | Heat Recovery Ventilator | Commercial | Medium Retail | Firm | Sales | Commercial | 0.044455 | 0 | 0.029376 | 5.4674 | 98.4085 | 100.8127 | -1.8626 | 3.5013e-05 | 7.2224e-05 | 9.9125e-05 | 0.00013089 | 0.00016611 | 0.00020257 | 0.00023747 | 0.00026812 | 0.00029258 | 0.00031025 | 0.00032186 | 0.00032857 | 0.00033092 | 0.0003333 | 0.00033571 | 0.00033815 | 0.00034063 | 0.00034315 | 0.0003457 | 0.00034828 | 0.00035089 | 0.00035355 | 0.00035624 | 0.00035896 | 0.00036172 | 0.006962
v5.10_MeasureAssessmentTemplate_Commercial_All | Heat Recovery Ventilator - SEG Retail - Heat Recovery Ventilator Installed | HVAC | Heat Recovery Ventilator | New | Heat Recovery Ventilator | Commercial | Medium Retail | Firm | Sales | Industrial | 0.044455 | 0 | 0.029376 | 5.4674 | 98.4085 | 100.8127 | -1.8626 | 1.1265e-07 | 2.3238e-07 | 3.1893e-07 | 4.2112e-07 | 5.3446e-07 | 6.5175e-07 | 7.6405e-07 | 8.6266e-07 | 9.4139e-07 | 9.9824e-07 | 1.0356e-06 | 1.0572e-06 | 1.0647e-06 | 1.0724e-06 | 1.0801e-06 | 1.088e-06 | 1.096e-06 | 1.1041e-06 | 1.1123e-06 | 1.1206e-06 | 1.129e-06 | 1.1375e-06 | 1.1462e-06 | 1.1549e-06 | 1.1638e-06 | 2.24e-05
v5.10_MeasureAssessmentTemplate_Commercial_All | Heat Recovery Ventilator - SEG Retail - Heat Recovery Ventilator Installed | HVAC | Heat Recovery Ventilator | New | Heat Recovery Ventilator | Commercial | Small Retail | Firm | Sales | Commercial | 0.044455 | 0 | 0.029376 | 5.4674 | 98.4085 | 100.8127 | -1.8626 | 5.3488e-05 | 0.00011034 | 0.00015143 | 0.00019995 | 0.00025377 | 0.00030946 | 0.00036278 | 0.0004096 | 0.00044698 | 0.00047397 | 0.00049169 | 0.00050195 | 0.00050554 | 0.00050917 | 0.00051286 | 0.00051659 | 0.00052038 | 0.00052422 | 0.00052811 | 0.00053206 | 0.00053606 | 0.00054011 | 0.00054422 | 0.00054838 | 0.00055259 | 0.010636
v5.10_MeasureAssessmentTemplate_Commercial_All | Heat Recovery Ventilator - SEG School - Heat Recovery Ventilator Installed | HVAC | Heat Recovery Ventilator | NR | Heat Recovery Ventilator | Commercial | School K-12 | Firm | Sales | Commercial | 0.024563 | 0 | 0.016242 | 5.464 | 179.8129 | 182.2171 | -1.8626 | 0.010757 | 0.015753 | 0.021433 | 0.028053 | 0.03529 | 0.042654 | 0.049559 | 0.055455 | 0.059972 | 0.063019 | 0.064781 | 0.065528 | 0.065391 | 0.065254 | 0.065117 | 0.074558 | 0.075181 | 0.073972 | 0.061854 | 0.0065216 | 0.0050097 | 0.003561 | 0.002297 | 0.0013054 | 0.00061594 | 1.0129
v5.10_MeasureAssessmentTemplate_Commercial_All | Heat Recovery Ventilator - SEG School - Heat Recovery Ventilator Installed | HVAC | Heat Recovery Ventilator | New | Heat Recovery Ventilator | Commercial | School K-12 | Firm | Sales | Commercial | 0.024563 | 0 | 0.016242 | 5.464 | 179.8129 | 182.2171 | -1.8626 | 0.00183 | 0.0031829 | 0.0043793 | 0.0057965 | 0.0073744 | 0.0090141 | 0.010592 | 0.011987 | 0.013111 | 0.013935 | 0.014488 | 0.014823 | 0.014962 | 0.015102 | 0.015244 | 0.015388 | 0.015533 | 0.01568 | 0.015828 | 0.015979 | 0.016131 | 0.016285 | 0.01644 | 0.016598 | 0.016757 | 0.31644
v5.10_MeasureAssessmentTemplate_Commercial_All | Heat Recovery Ventilator - SEG Supermarket - Heat Recovery Ventilator Installed | HVAC | Heat Recovery Ventilator | NR | Heat Recovery Ventilator | Commercial | Supermarket | Firm | Sales | Commercial | 0.060954 | 0 | 0.040239 | 5.4679 | 71.1994 | 73.6036 | -1.8626 | 0 | 0 | 0 | 0 | 0 | 0 | 0 | 0 | 0 | 0 | 0 | 0 | 0 | 0 | 0 | 0 | 0 | 0 | 0 | 0 | 0 | 0 | 0 | 0 | 0 | 0
v5.10_MeasureAssessmentTemplate_Commercial_All | Heat Recovery Ventilator - SEG Supermarket - Heat Recovery Ventilator Installed | HVAC | Heat Recovery Ventilator | NR | Heat Recovery Ventilator | Commercial | Supermarket | Firm | Transport | Commercial | 0.060954 | 0 | 0.040239 | 4.1746 | 71.1994 | 0.46729 | -1.7196 | 0 | 0 | 0 | 0 | 0 | 0 | 0 | 0 | 0 | 0 | 0 | 0 | 0 | 0 | 0 | 0 | 0 | 0 | 0 | 0 | 0 | 0 | 0 | 0 | 0 | 0
v5.10_MeasureAssessmentTemplate_Commercial_All | Heat Recovery Ventilator - SEG Supermarket - Heat Recovery Ventilator Installed | HVAC | Heat Recovery Ventilator | New | Heat Recovery Ventilator | Commercial | Supermarket | Firm | Sales | Commercial | 0.060954 | 0 | 0.040239 | 5.4679 | 71.1994 | 73.6036 | -1.8626 | 0 | 0 | 0 | 0 | 0 | 0 | 0 | 0 | 0 | 0 | 0 | 0 | 0 | 0 | 0 | 0 | 0 | 0 | 0 | 0 | 0 | 0 | 0 | 0 | 0 | 0
v5.10_MeasureAssessmentTemplate_Commercial_All | Heat Recovery Ventilator - SEG Supermarket - Heat Recovery Ventilator Installed | HVAC | Heat Recovery Ventilator | New | Heat Recovery Ventilator | Commercial | Supermarket | Firm | Transport | Commercial | 0.060954 | 0 | 0.040239 | 4.1746 | 71.1994 | 0.46729 | -1.7196 | 0 | 0 | 0 | 0 | 0 | 0 | 0 | 0 | 0 | 0 | 0 | 0 | 0 | 0 | 0 | 0 | 0 | 0 | 0 | 0 | 0 | 0 | 0 | 0 | 0 | 0
v5.10_MeasureAssessmentTemplate_Commercial_All | Kitchen Vent Hood VFD - SEG SEL - VFD on Kitchen Vent Hood | HVAC | Kitchen Vent Hood VFD | Retrofit | Kitchen Vent Hood VFD | Commercial | Extra Large Retail | Firm | Sales | Commercial | 142 | 1 | 2.0198 | 6.2295 | -1.1767 | 1.6706 | -2.3057 | 0.012997 | 0.025861 | 0.045705 | 0.074004 | 0.11181 | 0.1594 | 0.21583 | 0.27851 | 0.34288 | 0.40248 | 0.44948 | 0.47596 | 0.47575 | 0.44641 | 0.39069 | 0.32161 | 0.24481 | 0.063133 | 0 | 0 | 0 | 0 | 0 | 0 | 0 | 4.5373
v5.10_MeasureAssessmentTemplate_Commercial_All | Kitchen Vent Hood VFD - SEG SEL - VFD on Kitchen Vent Hood | HVAC | Kitchen Vent Hood VFD | Retrofit | Kitchen Vent Hood VFD | Commercial | Extra Large Retail | Firm | Transport | Commercial | 142 | 1 | 2.0198 | 4.9927 | -1.1767 | 0.46729 | -2.1627 | 0.0012856 | 0.002558 | 0.004521 | 0.0073202 | 0.01106 | 0.015767 | 0.021349 | 0.027549 | 0.033917 | 0.039812 | 0.044461 | 0.04708 | 0.047059 | 0.044157 | 0.038645 | 0.031812 | 0.024215 | 0.0062449 | 0 | 0 | 0 | 0 | 0 | 0 | 0 | 0.44881
v5.10_MeasureAssessmentTemplate_Commercial_All | Kitchen Vent Hood VFD - SEG SEL - VFD on Kitchen Vent Hood | HVAC | Kitchen Vent Hood VFD | Retrofit | Kitchen Vent Hood VFD | Commercial | Hospital | Firm | Sales | Commercial | 142 | 1 | 2.0198 | 6.2295 | -1.1767 | 1.6706 | -2.3057 | 0.010909 | 0.021717 | 0.038402 | 0.062209 | 0.094038 | 0.13413 | 0.18171 | 0.23459 | 0.28896 | 0.33935 | 0.37917 | 0.40171 | 0.40174 | 0.37715 | 0.33024 | 0.27199 | 0.20714 | 0.07945 | 0 | 0 | 0 | 0 | 0 | 0 | 0 | 3.8546
v5.10_MeasureAssessmentTemplate_Commercial_All | Kitchen Vent Hood VFD - SEG SEL - VFD on Kitchen Vent Hood | HVAC | Kitchen Vent Hood VFD | Retrofit | Kitchen Vent Hood VFD | Commercial | Hospital | Firm | Transport | Commercial | 142 | 1 | 2.0198 | 4.9927 | -1.1767 | 0.46729 | -2.1627 | 0.0057384 | 0.011424 | 0.0202 | 0.032723 | 0.049466 | 0.070555 | 0.095581 | 0.1234 | 0.152 | 0.17851 | 0.19945 | 0.21131 | 0.21132 | 0.19839 | 0.17371 | 0.14307 | 0.10896 | 0.041793 | 0 | 0 | 0 | 0 | 0 | 0 | 0 | 2.0276
v5.10_MeasureAssessmentTemplate_Commercial_All | Kitchen Vent Hood VFD - SEG SEL - VFD on Kitchen Vent Hood | HVAC | Kitchen Vent Hood VFD | Retrofit | Kitchen Vent Hood VFD | Commercial | Hospital | Interruptible | Sales | Commercial | 142 | 1 | 1.1441 | 3.5286 | 0.28622 | 0.46729 | -0.84274 | 0.0057225 | 0.011392 | 0.020144 | 0.032633 | 0.049329 | 0.07036 | 0.095316 | 0.12306 | 0.15158 | 0.17801 | 0.1989 | 0.21072 | 0.21074 | 0.19784 | 0.17323 | 0.14267 | 0.10866 | 0.041677 | 0 | 0 | 0 | 0 | 0 | 0 | 0 | 2.022
v5.10_MeasureAssessmentTemplate_Commercial_All | Kitchen Vent Hood VFD - SEG SEL - VFD on Kitchen Vent Hood | HVAC | Kitchen Vent Hood VFD | Retrofit | Kitchen Vent Hood VFD | Commercial | Large Retail | Firm | Sales | Commercial | 142 | 1 | 2.0198 | 6.2295 | -1.1767 | 1.6706 | -2.3057 | 0.0039089 | 0.0077777 | 0.013746 | 0.022257 | 0.033628 | 0.047941 | 0.064913 | 0.083763 | 0.10312 | 0.12105 | 0.13518 | 0.14315 | 0.14309 | 0.13426 | 0.1175 | 0.096726 | 0.073627 | 0.018988 | 0 | 0 | 0 | 0 | 0 | 0 | 0 | 1.3646
v5.10_MeasureAssessmentTemplate_Commercial_All | Kitchen Vent Hood VFD - SEG SEL - VFD on Kitchen Vent Hood | HVAC | Kitchen Vent Hood VFD | Retrofit | Kitchen Vent Hood VFD | Commercial | Medium Retail | Firm | Sales | Commercial | 142 | 1 | 2.0198 | 6.2295 | -1.1767 | 1.6706 | -2.3057 | 0.0061533 | 0.012244 | 0.021639 | 0.035037 | 0.052936 | 0.075468 | 0.10218 | 0.13186 | 0.16234 | 0.19055 | 0.2128 | 0.22534 | 0.22524 | 0.21135 | 0.18497 | 0.15226 | 0.1159 | 0.02989 | 0 | 0 | 0 | 0 | 0 | 0 | 0 | 2.1482
v5.10_MeasureAssessmentTemplate_Commercial_All | Kitchen Vent Hood VFD - SEG SEL - VFD on Kitchen Vent Hood | HVAC | Kitchen Vent Hood VFD | Retrofit | Kitchen Vent Hood VFD | Commercial | Medium Retail | Firm | Sales | Industrial | 142 | 1 | 2.0198 | 6.2295 | -1.1767 | 1.6706 | -2.3057 | 1.9798e-05 | 3.9393e-05 | 6.9623e-05 | 0.00011273 | 0.00017032 | 0.00024282 | 0.00032878 | 0.00042425 | 0.00052231 | 0.0006131 | 0.00068469 | 0.00072503 | 0.00072471 | 0.00068002 | 0.00059514 | 0.00048991 | 0.00037291 | 9.6171e-05 | 0 | 0 | 0 | 0 | 0 | 0 | 0 | 0.0069117
v5.10_MeasureAssessmentTemplate_Commercial_All | Kitchen Vent Hood VFD - SEG SEL - VFD on Kitchen Vent Hood | HVAC | Kitchen Vent Hood VFD | Retrofit | Kitchen Vent Hood VFD | Commercial | Restaurant | Firm | Sales | Commercial | 142 | 1 | 2.0198 | 6.2295 | -1.1767 | 1.6706 | -2.3057 | 0.20089 | 0.39794 | 0.70021 | 1.1287 | 1.6978 | 2.4098 | 3.2485 | 4.1733 | 5.1152 | 5.9777 | 6.6463 | 7.0067 | 6.9727 | 6.5138 | 5.6755 | 4.6513 | 0.54047 | 0 | 0 | 0 | 0 | 0 | 0 | 0 | 0 | 63.0568
v5.10_MeasureAssessmentTemplate_Commercial_All | Kitchen Vent Hood VFD - SEG SEL - VFD on Kitchen Vent Hood | HVAC | Kitchen Vent Hood VFD | Retrofit | Kitchen Vent Hood VFD | Commercial | School K-12 | Firm | Sales | Commercial | 142 | 1 | 2.0198 | 6.2295 | -1.1767 | 1.6706 | -2.3057 | 0.04438 | 0.088525 | 0.15685 | 0.2546 | 0.38564 | 0.55116 | 0.74816 | 0.96784 | 1.1945 | 1.4057 | 1.5738 | 1.6707 | 1.6741 | 1.5748 | 1.3817 | 1.1403 | 0.87015 | 0.60114 | 0.17038 | 0 | 0 | 0 | 0 | 0 | 0 | 16.4545
v5.10_MeasureAssessmentTemplate_Commercial_All | Kitchen Vent Hood VFD - SEG SEL - VFD on Kitchen Vent Hood | HVAC | Kitchen Vent Hood VFD | Retrofit | Kitchen Vent Hood VFD | Commercial | Small Retail | Firm | Sales | Commercial | 142 | 1 | 2.0198 | 6.2295 | -1.1767 | 1.6706 | -2.3057 | 0.0094004 | 0.018704 | 0.033058 | 0.053525 | 0.08087 | 0.11529 | 0.15611 | 0.20144 | 0.248 | 0.2911 | 0.3251 | 0.34425 | 0.3441 | 0.32288 | 0.28258 | 0.23261 | 0.17706 | 0.045663 | 0 | 0 | 0 | 0 | 0 | 0 | 0 | 3.2817
v5.10_MeasureAssessmentTemplate_Commercial_All | Kitchen Vent Hood VFD - SEG SEL - VFD on Kitchen Vent Hood | HVAC | Kitchen Vent Hood VFD | Retrofit | Kitchen Vent Hood VFD | Commercial | Supermarket | Firm | Sales | Commercial | 142 | 1 | 2.0198 | 6.2295 | -1.1767 | 1.6706 | -2.3057 | 0.11734 | 0.23345 | 0.41254 | 0.66788 | 1.009 | 1.4382 | 1.9472 | 2.5123 | 3.0926 | 3.6297 | 4.0531 | 4.2914 | 4.2889 | 4.024 | 3.5213 | 2.8983 | 2.2059 | 0.50236 | 0 | 0 | 0 | 0 | 0 | 0 | 0 | 40.8454
v5.10_MeasureAssessmentTemplate_Commercial_All | Kitchen Vent Hood VFD - SEG SEL - VFD on Kitchen Vent Hood | HVAC | Kitchen Vent Hood VFD | Retrofit | Kitchen Vent Hood VFD | Commercial | Supermarket | Firm | Transport | Commercial | 142 | 1 | 2.0198 | 4.9927 | -1.1767 | 0.46729 | -2.1627 | 0.01851 | 0.036825 | 0.065076 | 0.10536 | 0.15916 | 0.22687 | 0.30715 | 0.3963 | 0.48785 | 0.57257 | 0.63936 | 0.67694 | 0.67656 | 0.63476 | 0.55546 | 0.45719 | 0.34797 | 0.079245 | 0 | 0 | 0 | 0 | 0 | 0 | 0 | 6.4432
v5.10_MeasureAssessmentTemplate_Commercial_All | Modulating Burner - SEG All - Modulating Boiler Burner | HVAC | Modulating Burner | Retrofit | Modulating Burner | Commercial | Assembly | Firm | Sales | Commercial | 0.87 | 1 | 2.1205 | 5.4114 | -1.0219 | 1.3823 | -1.8626 | 0.030539 | 0.060771 | 0.10742 | 0.17395 | 0.26284 | 0.37475 | 0.50748 | 0.65493 | 0.8064 | 0.94667 | 1.0573 | 1.1198 | 1.1194 | 1.0505 | 0.91946 | 0.75697 | 0.57626 | 0.16503 | 0 | 0 | 0 | 0 | 0 | 0 | 0 | 10.6904
v5.10_MeasureAssessmentTemplate_Commercial_All | Modulating Burner - SEG All - Modulating Boiler Burner | HVAC | Modulating Burner | Retrofit | Modulating Burner | Commercial | Extra Large Retail | Firm | Sales | Commercial | 0.87 | 1 | 2.1205 | 5.4114 | -1.0219 | 1.3823 | -1.8626 | 0 | 0 | 0 | 0 | 0 | 0 | 0 | 0 | 0 | 0 | 0 | 0 | 0 | 0 | 0 | 0 | 0 | 0 | 0 | 0 | 0 | 0 | 0 | 0 | 0 | 0
v5.10_MeasureAssessmentTemplate_Commercial_All | Modulating Burner - SEG All - Modulating Boiler Burner | HVAC | Modulating Burner | Retrofit | Modulating Burner | Commercial | Extra Large Retail | Firm | Transport | Commercial | 0.87 | 1 | 2.1205 | 4.1746 | -1.0219 | 0.46729 | -1.7196 | 0 | 0 | 0 | 0 | 0 | 0 | 0 | 0 | 0 | 0 | 0 | 0 | 0 | 0 | 0 | 0 | 0 | 0 | 0 | 0 | 0 | 0 | 0 | 0 | 0 | 0
v5.10_MeasureAssessmentTemplate_Commercial_All | Modulating Burner - SEG All - Modulating Boiler Burner | HVAC | Modulating Burner | Retrofit | Modulating Burner | Commercial | Hospital | Firm | Sales | Commercial | 0.87 | 1 | 2.1205 | 5.4114 | -1.0219 | 1.3823 | -1.8626 | 0.039186 | 0.07801 | 0.13794 | 0.22346 | 0.33779 | 0.48181 | 0.6527 | 0.84267 | 1.038 | 1.219 | 1.362 | 1.443 | 1.4431 | 1.3548 | 1.1863 | 0.977 | 0.74405 | 0.28539 | 0 | 0 | 0 | 0 | 0 | 0 | 0 | 13.8461
v5.10_MeasureAssessmentTemplate_Commercial_All | Modulating Burner - SEG All - Modulating Boiler Burner | HVAC | Modulating Burner | Retrofit | Modulating Burner | Commercial | Hospital | Firm | Transport | Commercial | 0.87 | 1 | 2.1205 | 4.1746 | -1.0219 | 0.46729 | -1.7196 | 0.020613 | 0.041035 | 0.07256 | 0.11755 | 0.17769 | 0.25344 | 0.34334 | 0.44326 | 0.54599 | 0.64121 | 0.71645 | 0.75904 | 0.75909 | 0.71263 | 0.624 | 0.51392 | 0.39139 | 0.15012 | 0 | 0 | 0 | 0 | 0 | 0 | 0 | 7.2833
v5.10_MeasureAssessmentTemplate_Commercial_All | Modulating Burner - SEG All - Modulating Boiler Burner | HVAC | Modulating Burner | Retrofit | Modulating Burner | Commercial | Hospital | Interruptible | Sales | Commercial | 0.87 | 1 | 1.0621 | 2.7106 | 0.44104 | 0.46729 | -0.39962 | 0.020556 | 0.040921 | 0.072359 | 0.11722 | 0.17719 | 0.25274 | 0.34238 | 0.44203 | 0.54448 | 0.63943 | 0.71446 | 0.75694 | 0.75698 | 0.71066 | 0.62226 | 0.5125 | 0.3903 | 0.14971 | 0 | 0 | 0 | 0 | 0 | 0 | 0 | 7.2631
v5.10_MeasureAssessmentTemplate_Commercial_All | Modulating Burner - SEG All - Modulating Boiler Burner | HVAC | Modulating Burner | Retrofit | Modulating Burner | Commercial | Large Office | Firm | Sales | Commercial | 0.87 | 1 | 2.1205 | 5.4114 | -1.0219 | 1.3823 | -1.8626 | 0.087574 | 0.17453 | 0.30895 | 0.50105 | 0.75824 | 1.0827 | 1.4684 | 1.8978 | 2.3402 | 2.7514 | 3.0776 | 3.2642 | 3.268 | 3.0714 | 2.6923 | 2.2199 | 1.6924 | 1.1173 | 0 | 0 | 0 | 0 | 0 | 0 | 0 | 31.7741
v5.10_MeasureAssessmentTemplate_Commercial_All | Modulating Burner - SEG All - Modulating Boiler Burner | HVAC | Modulating Burner | Retrofit | Modulating Burner | Commercial | Large Office | Firm | Sales | Industrial | 0.87 | 1 | 2.1205 | 5.4114 | -1.0219 | 1.3823 | -1.8626 | 0.00082382 | 0.0016418 | 0.0029064 | 0.0047134 | 0.0071329 | 0.010185 | 0.013813 | 0.017853 | 0.022015 | 0.025883 | 0.028952 | 0.030707 | 0.030742 | 0.028893 | 0.025327 | 0.020882 | 0.015921 | 0.010511 | 0 | 0 | 0 | 0 | 0 | 0 | 0 | 0.2989
v5.10_MeasureAssessmentTemplate_Commercial_All | Modulating Burner - SEG All - Modulating Boiler Burner | HVAC | Modulating Burner | Retrofit | Modulating Burner | Commercial | Large Retail | Firm | Sales | Commercial | 0.87 | 1 | 2.1205 | 5.4114 | -1.0219 | 1.3823 | -1.8626 | 0 | 0 | 0 | 0 | 0 | 0 | 0 | 0 | 0 | 0 | 0 | 0 | 0 | 0 | 0 | 0 | 0 | 0 | 0 | 0 | 0 | 0 | 0 | 0 | 0 | 0
v5.10_MeasureAssessmentTemplate_Commercial_All | Modulating Burner - SEG All - Modulating Boiler Burner | HVAC | Modulating Burner | Retrofit | Modulating Burner | Commercial | Lodging | Firm | Sales | Commercial | 0.87 | 1 | 2.1205 | 5.4114 | -1.0219 | 1.3823 | -1.8626 | 0.0045084 | 0.0089786 | 0.015883 | 0.02574 | 0.038925 | 0.055543 | 0.075275 | 0.097222 | 0.1198 | 0.14075 | 0.15733 | 0.16675 | 0.16683 | 0.15668 | 0.13725 | 0.11308 | 0.086155 | 0.04171 | 0 | 0 | 0 | 0 | 0 | 0 | 0 | 1.6084
v5.10_MeasureAssessmentTemplate_Commercial_All | Modulating Burner - SEG All - Modulating Boiler Burner | HVAC | Modulating Burner | Retrofit | Modulating Burner | Commercial | Medium Office | Firm | Sales | Commercial | 0.87 | 1 | 2.1205 | 5.4114 | -1.0219 | 1.3823 | -1.8626 | 0.083235 | 0.16588 | 0.29365 | 0.47623 | 0.72068 | 1.0291 | 1.3956 | 1.8038 | 2.2243 | 2.6151 | 2.9252 | 3.1025 | 3.1061 | 2.9192 | 2.559 | 2.1099 | 1.6086 | 1.062 | 0 | 0 | 0 | 0 | 0 | 0 | 0 | 30.1999
v5.10_MeasureAssessmentTemplate_Commercial_All | Modulating Burner - SEG All - Modulating Boiler Burner | HVAC | Modulating Burner | Retrofit | Modulating Burner | Commercial | Medium Retail | Firm | Sales | Commercial | 0.87 | 1 | 2.1205 | 5.4114 | -1.0219 | 1.3823 | -1.8626 | 0 | 0 | 0 | 0 | 0 | 0 | 0 | 0 | 0 | 0 | 0 | 0 | 0 | 0 | 0 | 0 | 0 | 0 | 0 | 0 | 0 | 0 | 0 | 0 | 0 | 0
v5.10_MeasureAssessmentTemplate_Commercial_All | Modulating Burner - SEG All - Modulating Boiler Burner | HVAC | Modulating Burner | Retrofit | Modulating Burner | Commercial | Medium Retail | Firm | Sales | Industrial | 0.87 | 1 | 2.1205 | 5.4114 | -1.0219 | 1.3823 | -1.8626 | 0 | 0 | 0 | 0 | 0 | 0 | 0 | 0 | 0 | 0 | 0 | 0 | 0 | 0 | 0 | 0 | 0 | 0 | 0 | 0 | 0 | 0 | 0 | 0 | 0 | 0
v5.10_MeasureAssessmentTemplate_Commercial_All | Modulating Burner - SEG All - Modulating Boiler Burner | HVAC | Modulating Burner | Retrofit | Modulating Burner | Commercial | Other | Firm | Sales | Commercial | 0.87 | 1 | 2.1205 | 5.4114 | -1.0219 | 1.3823 | -1.8626 | 0.0064021 | 0.012682 | 0.022315 | 0.035972 | 0.054109 | 0.076798 | 0.10353 | 0.133 | 0.16302 | 0.19051 | 0.21181 | 0.2233 | 0.22221 | 0.20759 | 0.18087 | 0.14823 | 0.017224 | 0 | 0 | 0 | 0 | 0 | 0 | 0 | 0 | 2.0096
v5.10_MeasureAssessmentTemplate_Commercial_All | Modulating Burner - SEG All - Modulating Boiler Burner | HVAC | Modulating Burner | Retrofit | Modulating Burner | Commercial | Restaurant | Firm | Sales | Commercial | 0.87 | 1 | 2.1205 | 5.4114 | -1.0219 | 1.3823 | -1.8626 | 0 | 0 | 0 | 0 | 0 | 0 | 0 | 0 | 0 | 0 | 0 | 0 | 0 | 0 | 0 | 0 | 0 | 0 | 0 | 0 | 0 | 0 | 0 | 0 | 0 | 0
v5.10_MeasureAssessmentTemplate_Commercial_All | Modulating Burner - SEG All - Modulating Boiler Burner | HVAC | Modulating Burner | Retrofit | Modulating Burner | Commercial | School K-12 | Firm | Sales | Commercial | 0.87 | 1 | 2.1205 | 5.4114 | -1.0219 | 1.3823 | -1.8626 | 0.55565 | 1.1084 | 1.9638 | 3.1877 | 4.8284 | 6.9007 | 9.3672 | 12.1178 | 14.9561 | 17.5998 | 19.7044 | 20.9177 | 20.9609 | 19.7177 | 17.2999 | 14.2768 | 10.8946 | 7.5266 | 2.1333 | 0 | 0 | 0 | 0 | 0 | 0 | 206.0174
v5.10_MeasureAssessmentTemplate_Commercial_All | Modulating Burner - SEG All - Modulating Boiler Burner | HVAC | Modulating Burner | Retrofit | Modulating Burner | Commercial | Small Office | Firm | Sales | Commercial | 0.87 | 1 | 2.1205 | 5.4114 | -1.0219 | 1.3823 | -1.8626 | 0.12053 | 0.24021 | 0.42522 | 0.68961 | 1.0436 | 1.4902 | 2.0209 | 2.612 | 3.2209 | 3.7868 | 4.2358 | 4.4926 | 4.4978 | 4.2272 | 3.7055 | 3.0552 | 2.3294 | 1.5378 | 0 | 0 | 0 | 0 | 0 | 0 | 0 | 43.7315
v5.10_MeasureAssessmentTemplate_Commercial_All | Modulating Burner - SEG All - Modulating Boiler Burner | HVAC | Modulating Burner | Retrofit | Modulating Burner | Commercial | Small Retail | Firm | Sales | Commercial | 0.87 | 1 | 2.1205 | 5.4114 | -1.0219 | 1.3823 | -1.8626 | 0 | 0 | 0 | 0 | 0 | 0 | 0 | 0 | 0 | 0 | 0 | 0 | 0 | 0 | 0 | 0 | 0 | 0 | 0 | 0 | 0 | 0 | 0 | 0 | 0 | 0
v5.10_MeasureAssessmentTemplate_Commercial_All | Modulating Burner - SEG All - Modulating Boiler Burner | HVAC | Modulating Burner | Retrofit | Modulating Burner | Commercial | Supermarket | Firm | Sales | Commercial | 0.87 | 1 | 2.1205 | 5.4114 | -1.0219 | 1.3823 | -1.8626 | 0 | 0 | 0 | 0 | 0 | 0 | 0 | 0 | 0 | 0 | 0 | 0 | 0 | 0 | 0 | 0 | 0 | 0 | 0 | 0 | 0 | 0 | 0 | 0 | 0 | 0
v5.10_MeasureAssessmentTemplate_Commercial_All | Modulating Burner - SEG All - Modulating Boiler Burner | HVAC | Modulating Burner | Retrofit | Modulating Burner | Commercial | Supermarket | Firm | Transport | Commercial | 0.87 | 1 | 2.1205 | 4.1746 | -1.0219 | 0.46729 | -1.7196 | 0 | 0 | 0 | 0 | 0 | 0 | 0 | 0 | 0 | 0 | 0 | 0 | 0 | 0 | 0 | 0 | 0 | 0 | 0 | 0 | 0 | 0 | 0 | 0 | 0 | 0
v5.10_MeasureAssessmentTemplate_Commercial_All | Ozone Laundry - SEG SEL - Laundry with Ozone Gas Generator | Appliances | Ozone Laundry | Retrofit | Ozone Laundry | Commercial | Assembly | Firm | Sales | Commercial | 44.6458 | 0 | 0.81671 | 3.1364 | 0.87893 | 2.0801 | -0.65956 | 0.011841 | 0.023562 | 0.041648 | 0.067443 | 0.10191 | 0.1453 | 0.19676 | 0.25393 | 0.31266 | 0.36705 | 0.40995 | 0.43416 | 0.43401 | 0.4073 | 0.3565 | 0.2935 | 0.22343 | 0.063985 | 0 | 0 | 0 | 0 | 0 | 0 | 0 | 4.1449
v5.10_MeasureAssessmentTemplate_Commercial_All | Ozone Laundry - SEG SEL - Laundry with Ozone Gas Generator | Appliances | Ozone Laundry | Retrofit | Ozone Laundry | Commercial | Hospital | Firm | Sales | Commercial | 44.6458 | 0 | 0.81671 | 3.1364 | 0.87893 | 2.0801 | -0.65956 | 0.001826 | 0.003635 | 0.0064277 | 0.010413 | 0.01574 | 0.022451 | 0.030414 | 0.039266 | 0.048366 | 0.056802 | 0.063466 | 0.067239 | 0.067243 | 0.063128 | 0.055276 | 0.045525 | 0.034671 | 0.013299 | 0 | 0 | 0 | 0 | 0 | 0 | 0 | 0.64519
v5.10_MeasureAssessmentTemplate_Commercial_All | Ozone Laundry - SEG SEL - Laundry with Ozone Gas Generator | Appliances | Ozone Laundry | Retrofit | Ozone Laundry | Commercial | Hospital | Firm | Transport | Commercial | 44.6458 | 0 | 0.81671 | 1.9537 | 0.87893 | 0.46729 | -0.51656 | 0.0009605 | 0.0019121 | 0.0033811 | 0.0054773 | 0.0082797 | 0.01181 | 0.015998 | 0.020655 | 0.025442 | 0.029879 | 0.033385 | 0.035369 | 0.035371 | 0.033207 | 0.029076 | 0.023947 | 0.018238 | 0.0069953 | 0 | 0 | 0 | 0 | 0 | 0 | 0 | 0.33938
v5.10_MeasureAssessmentTemplate_Commercial_All | Ozone Laundry - SEG SEL - Laundry with Ozone Gas Generator | Appliances | Ozone Laundry | Retrofit | Ozone Laundry | Commercial | Hospital | Interruptible | Sales | Commercial | 44.6458 | 0 | 0.69825 | 2.6815 | 1.1253 | 0.46729 | -0.41316 | 0.00095783 | 0.0019068 | 0.0033717 | 0.0054621 | 0.0082567 | 0.011777 | 0.015954 | 0.020597 | 0.025371 | 0.029796 | 0.033292 | 0.035271 | 0.035273 | 0.033115 | 0.028996 | 0.023881 | 0.018187 | 0.0069759 | 0 | 0 | 0 | 0 | 0 | 0 | 0 | 0.33844
v5.10_MeasureAssessmentTemplate_Commercial_All | Ozone Laundry - SEG SEL - Laundry with Ozone Gas Generator | Appliances | Ozone Laundry | Retrofit | Ozone Laundry | Commercial | Lodging | Firm | Sales | Commercial | 44.6458 | 0 | 0.81671 | 3.1364 | 0.87893 | 2.0801 | -0.65956 | 0.051537 | 0.10264 | 0.18156 | 0.29425 | 0.44497 | 0.63494 | 0.8605 | 1.1114 | 1.3695 | 1.609 | 1.7985 | 1.9062 | 1.9071 | 1.7911 | 1.5689 | 1.2927 | 0.98488 | 0.47681 | 0 | 0 | 0 | 0 | 0 | 0 | 0 | 18.3865
v5.10_MeasureAssessmentTemplate_Commercial_All | Ozone Laundry - SEG SEL - Laundry with Ozone Gas Generator | Appliances | Ozone Laundry | Retrofit | Ozone Laundry | Commercial | Other | Firm | Sales | Commercial | 44.6458 | 0 | 0.81671 | 3.1364 | 0.87893 | 2.0801 | -0.65956 | 0.0030485 | 0.0060388 | 0.010626 | 0.017129 | 0.025765 | 0.036569 | 0.049296 | 0.06333 | 0.077623 | 0.090713 | 0.10086 | 0.10633 | 0.10581 | 0.098847 | 0.086126 | 0.070585 | 0.0082017 | 0 | 0 | 0 | 0 | 0 | 0 | 0 | 0 | 0.95689
v5.10_MeasureAssessmentTemplate_Commercial_All | Pipe Insulation - SEG Hospital - Pipe Insulation for Space Heating Boiler | HVAC | Pipe Insulation | Retrofit | Pipe Insulation | Commercial | Hospital | Firm | Sales | Commercial | 8.1058 | 1 | 3.7873 | 5.3757 | -1.6354 | 0.76882 | -1.8626 | 0.055925 | 0.11133 | 0.19686 | 0.31891 | 0.48208 | 0.68762 | 0.93151 | 1.2026 | 1.4813 | 1.7397 | 1.9438 | 2.0594 | 2.0595 | 1.9335 | 1.693 | 1.3943 | 1.0619 | 0.4073 | 0 | 0 | 0 | 0 | 0 | 0 | 0 | 19.7605
v5.10_MeasureAssessmentTemplate_Commercial_All | Pipe Insulation - SEG Hospital - Pipe Insulation for Space Heating Boiler | HVAC | Pipe Insulation | Retrofit | Pipe Insulation | Commercial | Hospital | Firm | Transport | Commercial | 8.1058 | 1 | 3.7873 | 4.1746 | -1.6354 | 0.46729 | -1.7196 | 0.029418 | 0.058563 | 0.10355 | 0.16776 | 0.25359 | 0.3617 | 0.48999 | 0.6326 | 0.77922 | 0.91511 | 1.0225 | 1.0833 | 1.0833 | 1.017 | 0.89054 | 0.73345 | 0.55857 | 0.21425 | 0 | 0 | 0 | 0 | 0 | 0 | 0 | 10.3945
v5.10_MeasureAssessmentTemplate_Commercial_All | Pipe Insulation - SEG Hospital - Pipe Insulation for Space Heating Boiler | HVAC | Pipe Insulation | Retrofit | Pipe Insulation | Commercial | Hospital | Interruptible | Sales | Commercial | 8.1058 | 1 | 1.8845 | 2.6748 | -0.17245 | 0.46729 | -0.39962 | 0.029336 | 0.0584 | 0.10327 | 0.16729 | 0.25288 | 0.3607 | 0.48863 | 0.63085 | 0.77705 | 0.91257 | 1.0196 | 1.0803 | 1.0803 | 1.0142 | 0.88807 | 0.73141 | 0.55702 | 0.21365 | 0 | 0 | 0 | 0 | 0 | 0 | 0 | 10.3656
v5.10_MeasureAssessmentTemplate_Commercial_All | Pipe Insulation - SEG Lodging - Pipe Insulation for Space Heating Boiler | HVAC | Pipe Insulation | Retrofit | Pipe Insulation | Commercial | Lodging | Firm | Sales | Commercial | 5.53 | 1 | 2.9728 | 5.4421 | -1.4126 | 0.99158 | -1.8626 | 0.0030483 | 0.0060708 | 0.010739 | 0.017404 | 0.026319 | 0.037555 | 0.050896 | 0.065736 | 0.081003 | 0.095168 | 0.10638 | 0.11275 | 0.1128 | 0.10594 | 0.092799 | 0.07646 | 0.058253 | 0.028202 | 0 | 0 | 0 | 0 | 0 | 0 | 0 | 1.0875
v5.10_MeasureAssessmentTemplate_Commercial_All | Pipe Insulation - SEG Office - Pipe Insulation for Space Heating Boiler | HVAC | Pipe Insulation | Retrofit | Pipe Insulation | Commercial | Large Office | Firm | Sales | Commercial | 8.1058 | 1 | 3.8578 | 5.4757 | -1.6354 | 0.76882 | -1.8626 | 0.038588 | 0.076903 | 0.13613 | 0.22078 | 0.3341 | 0.47707 | 0.647 | 0.83623 | 1.0312 | 1.2123 | 1.3561 | 1.4383 | 1.44 | 1.3533 | 1.1863 | 0.97813 | 0.74574 | 0.49233 | 0 | 0 | 0 | 0 | 0 | 0 | 0 | 14.0006
v5.10_MeasureAssessmentTemplate_Commercial_All | Pipe Insulation - SEG Office - Pipe Insulation for Space Heating Boiler | HVAC | Pipe Insulation | Retrofit | Pipe Insulation | Commercial | Large Office | Firm | Sales | Industrial | 8.1058 | 1 | 3.8578 | 5.4757 | -1.6354 | 0.76882 | -1.8626 | 0.000363 | 0.00072343 | 0.0012806 | 0.0020769 | 0.0031429 | 0.0044879 | 0.0060864 | 0.0078665 | 0.0097003 | 0.011405 | 0.012757 | 0.01353 | 0.013546 | 0.012731 | 0.01116 | 0.0092014 | 0.0070153 | 0.0046314 | 0 | 0 | 0 | 0 | 0 | 0 | 0 | 0.1317
v5.10_MeasureAssessmentTemplate_Commercial_All | Pipe Insulation - SEG Office - Pipe Insulation for Space Heating Boiler | HVAC | Pipe Insulation | Retrofit | Pipe Insulation | Commercial | Medium Office | Firm | Sales | Commercial | 8.1058 | 1 | 3.8578 | 5.4757 | -1.6354 | 0.76882 | -1.8626 | 0.036676 | 0.073093 | 0.12939 | 0.20984 | 0.31755 | 0.45344 | 0.61495 | 0.7948 | 0.98008 | 1.1523 | 1.2889 | 1.367 | 1.3686 | 1.2863 | 1.1275 | 0.92967 | 0.70879 | 0.46793 | 0 | 0 | 0 | 0 | 0 | 0 | 0 | 13.3069
v5.10_MeasureAssessmentTemplate_Commercial_All | Pipe Insulation - SEG Office - Pipe Insulation for Space Heating Boiler | HVAC | Pipe Insulation | Retrofit | Pipe Insulation | Commercial | Small Office | Firm | Sales | Commercial | 8.1058 | 1 | 3.8578 | 5.4757 | -1.6354 | 0.76882 | -1.8626 | 0.053109 | 0.10584 | 0.18737 | 0.30386 | 0.45983 | 0.65661 | 0.89048 | 1.1509 | 1.4192 | 1.6686 | 1.8664 | 1.9796 | 1.9819 | 1.8626 | 1.6328 | 1.3462 | 1.0264 | 0.6776 | 0 | 0 | 0 | 0 | 0 | 0 | 0 | 19.2693
v5.10_MeasureAssessmentTemplate_Commercial_All | Pipe Insulation - SEG Other - Pipe Insulation for Space Heating Boiler | HVAC | Pipe Insulation | Retrofit | Pipe Insulation | Commercial | Assembly | Firm | Sales | Commercial | 5.53 | 1 | 2.956 | 5.4114 | -1.4126 | 0.99158 | -1.8626 | 0.015923 | 0.031687 | 0.056009 | 0.090698 | 0.13705 | 0.1954 | 0.26461 | 0.34149 | 0.42047 | 0.49361 | 0.55131 | 0.58386 | 0.58367 | 0.54774 | 0.47942 | 0.3947 | 0.30047 | 0.086048 | 0 | 0 | 0 | 0 | 0 | 0 | 0 | 5.5741
v5.10_MeasureAssessmentTemplate_Commercial_All | Pipe Insulation - SEG Other - Pipe Insulation for Space Heating Boiler | HVAC | Pipe Insulation | Retrofit | Pipe Insulation | Commercial | Other | Firm | Sales | Commercial | 5.53 | 1 | 2.956 | 5.4114 | -1.4126 | 0.99158 | -1.8626 | 0.0033381 | 0.0066127 | 0.011635 | 0.018756 | 0.028213 | 0.040044 | 0.05398 | 0.069348 | 0.085 | 0.099333 | 0.11044 | 0.11643 | 0.11587 | 0.10824 | 0.094311 | 0.077292 | 0.0089811 | 0 | 0 | 0 | 0 | 0 | 0 | 0 | 0 | 1.0478
v5.10_MeasureAssessmentTemplate_Commercial_All | Pipe Insulation - SEG Restaurant - Pipe Insulation for Space Heating Boiler | HVAC | Pipe Insulation | Retrofit | Pipe Insulation | Commercial | Restaurant | Firm | Sales | Commercial | 5.53 | 1 | 2.9856 | 5.4656 | -1.4126 | 0.99158 | -1.8626 | 0 | 0 | 0 | 0 | 0 | 0 | 0 | 0 | 0 | 0 | 0 | 0 | 0 | 0 | 0 | 0 | 0 | 0 | 0 | 0 | 0 | 0 | 0 | 0 | 0 | 0
v5.10_MeasureAssessmentTemplate_Commercial_All | Pipe Insulation - SEG Retail - Pipe Insulation for Space Heating Boiler | HVAC | Pipe Insulation | Retrofit | Pipe Insulation | Commercial | Extra Large Retail | Firm | Sales | Commercial | 5.53 | 1 | 2.9866 | 5.4674 | -1.4126 | 0.99158 | -1.8626 | 0 | 0 | 0 | 0 | 0 | 0 | 0 | 0 | 0 | 0 | 0 | 0 | 0 | 0 | 0 | 0 | 0 | 0 | 0 | 0 | 0 | 0 | 0 | 0 | 0 | 0
v5.10_MeasureAssessmentTemplate_Commercial_All | Pipe Insulation - SEG Retail - Pipe Insulation for Space Heating Boiler | HVAC | Pipe Insulation | Retrofit | Pipe Insulation | Commercial | Extra Large Retail | Firm | Transport | Commercial | 5.53 | 1 | 2.9866 | 4.1746 | -1.4126 | 0.46729 | -1.7196 | 0 | 0 | 0 | 0 | 0 | 0 | 0 | 0 | 0 | 0 | 0 | 0 | 0 | 0 | 0 | 0 | 0 | 0 | 0 | 0 | 0 | 0 | 0 | 0 | 0 | 0
v5.10_MeasureAssessmentTemplate_Commercial_All | Pipe Insulation - SEG Retail - Pipe Insulation for Space Heating Boiler | HVAC | Pipe Insulation | Retrofit | Pipe Insulation | Commercial | Large Retail | Firm | Sales | Commercial | 5.53 | 1 | 2.9866 | 5.4674 | -1.4126 | 0.99158 | -1.8626 | 0 | 0 | 0 | 0 | 0 | 0 | 0 | 0 | 0 | 0 | 0 | 0 | 0 | 0 | 0 | 0 | 0 | 0 | 0 | 0 | 0 | 0 | 0 | 0 | 0 | 0
v5.10_MeasureAssessmentTemplate_Commercial_All | Pipe Insulation - SEG Retail - Pipe Insulation for Space Heating Boiler | HVAC | Pipe Insulation | Retrofit | Pipe Insulation | Commercial | Medium Retail | Firm | Sales | Commercial | 5.53 | 1 | 2.9866 | 5.4674 | -1.4126 | 0.99158 | -1.8626 | 0 | 0 | 0 | 0 | 0 | 0 | 0 | 0 | 0 | 0 | 0 | 0 | 0 | 0 | 0 | 0 | 0 | 0 | 0 | 0 | 0 | 0 | 0 | 0 | 0 | 0
v5.10_MeasureAssessmentTemplate_Commercial_All | Pipe Insulation - SEG Retail - Pipe Insulation for Space Heating Boiler | HVAC | Pipe Insulation | Retrofit | Pipe Insulation | Commercial | Medium Retail | Firm | Sales | Industrial | 5.53 | 1 | 2.9866 | 5.4674 | -1.4126 | 0.99158 | -1.8626 | 0 | 0 | 0 | 0 | 0 | 0 | 0 | 0 | 0 | 0 | 0 | 0 | 0 | 0 | 0 | 0 | 0 | 0 | 0 | 0 | 0 | 0 | 0 | 0 | 0 | 0
v5.10_MeasureAssessmentTemplate_Commercial_All | Pipe Insulation - SEG Retail - Pipe Insulation for Space Heating Boiler | HVAC | Pipe Insulation | Retrofit | Pipe Insulation | Commercial | Small Retail | Firm | Sales | Commercial | 5.53 | 1 | 2.9866 | 5.4674 | -1.4126 | 0.99158 | -1.8626 | 0 | 0 | 0 | 0 | 0 | 0 | 0 | 0 | 0 | 0 | 0 | 0 | 0 | 0 | 0 | 0 | 0 | 0 | 0 | 0 | 0 | 0 | 0 | 0 | 0 | 0
v5.10_MeasureAssessmentTemplate_Commercial_All | Pipe Insulation - SEG School - Pipe Insulation for Space Heating Boiler | HVAC | Pipe Insulation | Retrofit | Pipe Insulation | Commercial | School K-12 | Firm | Sales | Commercial | 8.1058 | 1 | 3.8495 | 5.464 | -1.6354 | 0.76882 | -1.8626 | 0.4365 | 0.87071 | 1.5427 | 2.5042 | 3.7931 | 5.4211 | 7.3587 | 9.5194 | 11.7492 | 13.826 | 15.4793 | 16.4325 | 16.4664 | 15.4898 | 13.5904 | 11.2155 | 8.5585 | 5.9127 | 1.6759 | 0 | 0 | 0 | 0 | 0 | 0 | 161.8424
v5.10_MeasureAssessmentTemplate_Commercial_All | Pipe Insulation - SEG Supermarket - Pipe Insulation for Space Heating Boiler | HVAC | Pipe Insulation | Retrofit | Pipe Insulation | Commercial | Supermarket | Firm | Sales | Commercial | 5.53 | 1 | 2.9869 | 5.4679 | -1.4126 | 0.99158 | -1.8626 | 0 | 0 | 0 | 0 | 0 | 0 | 0 | 0 | 0 | 0 | 0 | 0 | 0 | 0 | 0 | 0 | 0 | 0 | 0 | 0 | 0 | 0 | 0 | 0 | 0 | 0
v5.10_MeasureAssessmentTemplate_Commercial_All | Pipe Insulation - SEG Supermarket - Pipe Insulation for Space Heating Boiler | HVAC | Pipe Insulation | Retrofit | Pipe Insulation | Commercial | Supermarket | Firm | Transport | Commercial | 5.53 | 1 | 2.9869 | 4.1746 | -1.4126 | 0.46729 | -1.7196 | 0 | 0 | 0 | 0 | 0 | 0 | 0 | 0 | 0 | 0 | 0 | 0 | 0 | 0 | 0 | 0 | 0 | 0 | 0 | 0 | 0 | 0 | 0 | 0 | 0 | 0
v5.10_MeasureAssessmentTemplate_Commercial_All | Pipe Insulation Water Heat - SEG All - Pipe Insulation for Water Heating | Water Heat | Pipe Insulation Water Heat | Retrofit | Pipe Insulation Water Heat | Commercial | Assembly | Firm | Sales | Commercial | 2.11 | 1 | 1.5959 | 3.1589 | -0.14325 | 1.0721 | -0.67372 | 0.0079354 | 0.015791 | 0.027912 | 0.045199 | 0.068298 | 0.097379 | 0.13187 | 0.17018 | 0.20954 | 0.24599 | 0.27475 | 0.29097 | 0.29087 | 0.27296 | 0.23892 | 0.1967 | 0.14974 | 0.042882 | 0 | 0 | 0 | 0 | 0 | 0 | 0 | 2.7779
v5.10_MeasureAssessmentTemplate_Commercial_All | Pipe Insulation Water Heat - SEG All - Pipe Insulation for Water Heating | Water Heat | Pipe Insulation Water Heat | Retrofit | Pipe Insulation Water Heat | Commercial | Extra Large Retail | Firm | Sales | Commercial | 2.11 | 1 | 1.5959 | 3.1589 | -0.14325 | 1.0721 | -0.67372 | 0.0012693 | 0.0025256 | 0.0044636 | 0.0072273 | 0.01092 | 0.015567 | 0.021078 | 0.027199 | 0.033486 | 0.039306 | 0.043896 | 0.046483 | 0.046462 | 0.043597 | 0.038155 | 0.031409 | 0.023908 | 0.0061657 | 0 | 0 | 0 | 0 | 0 | 0 | 0 | 0.44312
v5.10_MeasureAssessmentTemplate_Commercial_All | Pipe Insulation Water Heat - SEG All - Pipe Insulation for Water Heating | Water Heat | Pipe Insulation Water Heat | Retrofit | Pipe Insulation Water Heat | Commercial | Extra Large Retail | Firm | Transport | Commercial | 2.11 | 1 | 1.5959 | 1.9798 | -0.14325 | 0.46729 | -0.53072 | 0.00012555 | 0.00024982 | 0.00044152 | 0.00071489 | 0.0010801 | 0.0015398 | 0.002085 | 0.0026904 | 0.0033123 | 0.003888 | 0.0043421 | 0.0045979 | 0.0045958 | 0.0043124 | 0.0037741 | 0.0031068 | 0.0023649 | 0.00060988 | 0 | 0 | 0 | 0 | 0 | 0 | 0 | 0.043831
v5.10_MeasureAssessmentTemplate_Commercial_All | Pipe Insulation Water Heat - SEG All - Pipe Insulation for Water Heating | Water Heat | Pipe Insulation Water Heat | Retrofit | Pipe Insulation Water Heat | Commercial | Hospital | Firm | Sales | Commercial | 2.11 | 1 | 1.5959 | 3.1589 | -0.14325 | 1.0721 | -0.67372 | 0.0049315 | 0.0098173 | 0.01736 | 0.028122 | 0.04251 | 0.060634 | 0.082141 | 0.10605 | 0.13062 | 0.15341 | 0.17141 | 0.1816 | 0.18161 | 0.17049 | 0.14929 | 0.12295 | 0.093637 | 0.035916 | 0 | 0 | 0 | 0 | 0 | 0 | 0 | 1.7425
v5.10_MeasureAssessmentTemplate_Commercial_All | Pipe Insulation Water Heat - SEG All - Pipe Insulation for Water Heating | Water Heat | Pipe Insulation Water Heat | Retrofit | Pipe Insulation Water Heat | Commercial | Hospital | Firm | Transport | Commercial | 2.11 | 1 | 1.5959 | 1.9798 | -0.14325 | 0.46729 | -0.53072 | 0.0025941 | 0.0051641 | 0.0091315 | 0.014793 | 0.022361 | 0.031895 | 0.043208 | 0.055783 | 0.068711 | 0.080695 | 0.090163 | 0.095523 | 0.095529 | 0.089683 | 0.078528 | 0.064675 | 0.049255 | 0.018892 | 0 | 0 | 0 | 0 | 0 | 0 | 0 | 0.91658
v5.10_MeasureAssessmentTemplate_Commercial_All | Pipe Insulation Water Heat - SEG All - Pipe Insulation for Water Heating | Water Heat | Pipe Insulation Water Heat | Retrofit | Pipe Insulation Water Heat | Commercial | Hospital | Interruptible | Sales | Commercial | 2.11 | 1 | 1.3403 | 2.6528 | 0.13085 | 0.46729 | -0.39962 | 0.0025869 | 0.0051498 | 0.0091061 | 0.014752 | 0.022299 | 0.031806 | 0.043088 | 0.055628 | 0.068521 | 0.080471 | 0.089913 | 0.095258 | 0.095264 | 0.089434 | 0.07831 | 0.064496 | 0.049118 | 0.01884 | 0 | 0 | 0 | 0 | 0 | 0 | 0 | 0.91404
v5.10_MeasureAssessmentTemplate_Commercial_All | Pipe Insulation Water Heat - SEG All - Pipe Insulation for Water Heating | Water Heat | Pipe Insulation Water Heat | Retrofit | Pipe Insulation Water Heat | Commercial | Large Office | Firm | Sales | Commercial | 2.11 | 1 | 1.5959 | 3.1589 | -0.14325 | 1.0721 | -0.67372 | 0.0093563 | 0.018647 | 0.033008 | 0.053532 | 0.08101 | 0.11568 | 0.15688 | 0.20276 | 0.25003 | 0.29396 | 0.32881 | 0.34874 | 0.34915 | 0.32814 | 0.28765 | 0.23717 | 0.18082 | 0.11937 | 0 | 0 | 0 | 0 | 0 | 0 | 0 | 3.3947
v5.10_MeasureAssessmentTemplate_Commercial_All | Pipe Insulation Water Heat - SEG All - Pipe Insulation for Water Heating | Water Heat | Pipe Insulation Water Heat | Retrofit | Pipe Insulation Water Heat | Commercial | Large Office | Firm | Sales | Industrial | 2.11 | 1 | 1.5959 | 3.1589 | -0.14325 | 1.0721 | -0.67372 | 8.8016e-05 | 0.00017541 | 0.00031051 | 0.00050358 | 0.00076207 | 0.0010882 | 0.0014758 | 0.0019074 | 0.002352 | 0.0027653 | 0.0030932 | 0.0032807 | 0.0032845 | 0.0030869 | 0.0027059 | 0.0022311 | 0.001701 | 0.001123 | 0 | 0 | 0 | 0 | 0 | 0 | 0 | 0.031934
v5.10_MeasureAssessmentTemplate_Commercial_All | Pipe Insulation Water Heat - SEG All - Pipe Insulation for Water Heating | Water Heat | Pipe Insulation Water Heat | Retrofit | Pipe Insulation Water Heat | Commercial | Large Retail | Firm | Sales | Commercial | 2.11 | 1 | 1.5959 | 3.1589 | -0.14325 | 1.0721 | -0.67372 | 0.00038175 | 0.00075958 | 0.0013425 | 0.0021737 | 0.0032841 | 0.0046819 | 0.0063394 | 0.0081804 | 0.010071 | 0.011822 | 0.013202 | 0.01398 | 0.013974 | 0.013112 | 0.011475 | 0.0094464 | 0.0071905 | 0.0018544 | 0 | 0 | 0 | 0 | 0 | 0 | 0 | 0.13327
v5.10_MeasureAssessmentTemplate_Commercial_All | Pipe Insulation Water Heat - SEG All - Pipe Insulation for Water Heating | Water Heat | Pipe Insulation Water Heat | Retrofit | Pipe Insulation Water Heat | Commercial | Lodging | Firm | Sales | Commercial | 2.11 | 1 | 1.5959 | 3.1589 | -0.14325 | 1.0721 | -0.67372 | 0.0081866 | 0.016304 | 0.028841 | 0.046741 | 0.070683 | 0.10086 | 0.13669 | 0.17654 | 0.21754 | 0.25559 | 0.28569 | 0.3028 | 0.30294 | 0.28451 | 0.24922 | 0.20534 | 0.15645 | 0.07574 | 0 | 0 | 0 | 0 | 0 | 0 | 0 | 2.9207
v5.10_MeasureAssessmentTemplate_Commercial_All | Pipe Insulation Water Heat - SEG All - Pipe Insulation for Water Heating | Water Heat | Pipe Insulation Water Heat | Retrofit | Pipe Insulation Water Heat | Commercial | Medium Office | Firm | Sales | Commercial | 2.11 | 1 | 1.5959 | 3.1589 | -0.14325 | 1.0721 | -0.67372 | 0.0088928 | 0.017723 | 0.031373 | 0.05088 | 0.076996 | 0.10994 | 0.14911 | 0.19272 | 0.23764 | 0.27939 | 0.31252 | 0.33147 | 0.33185 | 0.31189 | 0.2734 | 0.22542 | 0.17186 | 0.11346 | 0 | 0 | 0 | 0 | 0 | 0 | 0 | 3.2265
v5.10_MeasureAssessmentTemplate_Commercial_All | Pipe Insulation Water Heat - SEG All - Pipe Insulation for Water Heating | Water Heat | Pipe Insulation Water Heat | Retrofit | Pipe Insulation Water Heat | Commercial | Medium Retail | Firm | Sales | Commercial | 2.11 | 1 | 1.5959 | 3.1589 | -0.14325 | 1.0721 | -0.67372 | 0.00060094 | 0.0011957 | 0.0021133 | 0.0034217 | 0.0051698 | 0.0073702 | 0.0099794 | 0.012877 | 0.015854 | 0.018609 | 0.020783 | 0.022007 | 0.021997 | 0.020641 | 0.018064 | 0.01487 | 0.011319 | 0.0029191 | 0 | 0 | 0 | 0 | 0 | 0 | 0 | 0.20979
v5.10_MeasureAssessmentTemplate_Commercial_All | Pipe Insulation Water Heat - SEG All - Pipe Insulation for Water Heating | Water Heat | Pipe Insulation Water Heat | Retrofit | Pipe Insulation Water Heat | Commercial | Medium Retail | Firm | Sales | Industrial | 2.11 | 1 | 1.5959 | 3.1589 | -0.14325 | 1.0721 | -0.67372 | 1.9335e-06 | 3.8472e-06 | 6.7994e-06 | 1.1009e-05 | 1.6634e-05 | 2.3714e-05 | 3.2109e-05 | 4.1433e-05 | 5.1009e-05 | 5.9876e-05 | 6.6868e-05 | 7.0807e-05 | 7.0776e-05 | 6.6411e-05 | 5.8122e-05 | 4.7845e-05 | 3.6419e-05 | 9.3921e-06 | 0 | 0 | 0 | 0 | 0 | 0 | 0 | 0.000675
v5.10_MeasureAssessmentTemplate_Commercial_All | Pipe Insulation Water Heat - SEG All - Pipe Insulation for Water Heating | Water Heat | Pipe Insulation Water Heat | Retrofit | Pipe Insulation Water Heat | Commercial | Other | Firm | Sales | Commercial | 2.11 | 1 | 1.5959 | 3.1589 | -0.14325 | 1.0721 | -0.67372 | 0.0017477 | 0.003462 | 0.0060916 | 0.0098197 | 0.014771 | 0.020965 | 0.028261 | 0.036307 | 0.044501 | 0.052005 | 0.057821 | 0.060957 | 0.06066 | 0.056668 | 0.049376 | 0.040466 | 0.004702 | 0 | 0 | 0 | 0 | 0 | 0 | 0 | 0 | 0.54858
v5.10_MeasureAssessmentTemplate_Commercial_All | Pipe Insulation Water Heat - SEG All - Pipe Insulation for Water Heating | Water Heat | Pipe Insulation Water Heat | Retrofit | Pipe Insulation Water Heat | Commercial | Restaurant | Firm | Sales | Commercial | 2.11 | 1 | 1.5959 | 3.1589 | -0.14325 | 1.0721 | -0.67372 | 0.0041077 | 0.0081372 | 0.014318 | 0.023081 | 0.034718 | 0.049276 | 0.066425 | 0.085336 | 0.1046 | 0.12223 | 0.1359 | 0.14327 | 0.14258 | 0.13319 | 0.11605 | 0.095111 | 0.011052 | 0 | 0 | 0 | 0 | 0 | 0 | 0 | 0 | 1.2894
v5.10_MeasureAssessmentTemplate_Commercial_All | Pipe Insulation Water Heat - SEG All - Pipe Insulation for Water Heating | Water Heat | Pipe Insulation Water Heat | Retrofit | Pipe Insulation Water Heat | Commercial | School K-12 | Firm | Sales | Commercial | 2.11 | 1 | 1.5959 | 3.1589 | -0.14325 | 1.0721 | -0.67372 | 0.020217 | 0.040327 | 0.071453 | 0.11598 | 0.17568 | 0.25108 | 0.34082 | 0.4409 | 0.54417 | 0.64036 | 0.71693 | 0.76108 | 0.76265 | 0.71742 | 0.62944 | 0.51945 | 0.39639 | 0.27385 | 0.077618 | 0 | 0 | 0 | 0 | 0 | 0 | 7.4958
v5.10_MeasureAssessmentTemplate_Commercial_All | Pipe Insulation Water Heat - SEG All - Pipe Insulation for Water Heating | Water Heat | Pipe Insulation Water Heat | Retrofit | Pipe Insulation Water Heat | Commercial | Small Office | Firm | Sales | Commercial | 2.11 | 1 | 1.5959 | 3.1589 | -0.14325 | 1.0721 | -0.67372 | 0.012877 | 0.025664 | 0.04543 | 0.073677 | 0.1115 | 0.15921 | 0.21592 | 0.27906 | 0.34412 | 0.40458 | 0.45255 | 0.47999 | 0.48054 | 0.45163 | 0.3959 | 0.32642 | 0.24887 | 0.1643 | 0 | 0 | 0 | 0 | 0 | 0 | 0 | 4.6722
v5.10_MeasureAssessmentTemplate_Commercial_All | Pipe Insulation Water Heat - SEG All - Pipe Insulation for Water Heating | Water Heat | Pipe Insulation Water Heat | Retrofit | Pipe Insulation Water Heat | Commercial | Small Retail | Firm | Sales | Commercial | 2.11 | 1 | 1.5959 | 3.1589 | -0.14325 | 1.0721 | -0.67372 | 0.00091805 | 0.0018267 | 0.0032284 | 0.0052273 | 0.0078979 | 0.011259 | 0.015245 | 0.019673 | 0.02422 | 0.028429 | 0.031749 | 0.03362 | 0.033605 | 0.031533 | 0.027597 | 0.022717 | 0.017292 | 0.0044595 | 0 | 0 | 0 | 0 | 0 | 0 | 0 | 0.3205
v5.10_MeasureAssessmentTemplate_Commercial_All | Pipe Insulation Water Heat - SEG All - Pipe Insulation for Water Heating | Water Heat | Pipe Insulation Water Heat | Retrofit | Pipe Insulation Water Heat | Commercial | Supermarket | Firm | Sales | Commercial | 2.11 | 1 | 1.5959 | 3.1589 | -0.14325 | 1.0721 | -0.67372 | 0.00048433 | 0.00096357 | 0.0017028 | 0.0027567 | 0.0041646 | 0.0059364 | 0.0080371 | 0.01037 | 0.012765 | 0.014982 | 0.016729 | 0.017713 | 0.017703 | 0.016609 | 0.014534 | 0.011963 | 0.009105 | 0.0020735 | 0 | 0 | 0 | 0 | 0 | 0 | 0 | 0.16859
v5.10_MeasureAssessmentTemplate_Commercial_All | Pipe Insulation Water Heat - SEG All - Pipe Insulation for Water Heating | Water Heat | Pipe Insulation Water Heat | Retrofit | Pipe Insulation Water Heat | Commercial | Supermarket | Firm | Transport | Commercial | 2.11 | 1 | 1.5959 | 1.9798 | -0.14325 | 0.46729 | -0.53072 | 7.64e-05 | 0.000152 | 0.00026861 | 0.00043486 | 0.00065694 | 0.00093644 | 0.0012678 | 0.0016358 | 0.0020136 | 0.0023633 | 0.002639 | 0.0027941 | 0.0027926 | 0.00262 | 0.0022927 | 0.0018871 | 0.0014363 | 0.00032709 | 0 | 0 | 0 | 0 | 0 | 0 | 0 | 0.026595
v5.10_MeasureAssessmentTemplate_Commercial_All | Pool Cover - SEG SEL - Pool Cover | Appliances | Pool Cover | Retrofit | Pool Cover | Commercial | Assembly | Firm | Sales | Commercial | 1.5017 | 1 | 1.5585 | 2.9026 | -0.070872 | 1.0088 | -0.538 | 0.00071102 | 0.0014149 | 0.002501 | 0.0040499 | 0.0061196 | 0.0087252 | 0.011815 | 0.015248 | 0.018775 | 0.022041 | 0.024617 | 0.026071 | 0.026062 | 0.024458 | 0.021407 | 0.017624 | 0.013417 | 0.0038423 | 0 | 0 | 0 | 0 | 0 | 0 | 0 | 0.2489
v5.10_MeasureAssessmentTemplate_Commercial_All | Pool Cover - SEG SEL - Pool Cover | Appliances | Pool Cover | Retrofit | Pool Cover | Commercial | Lodging | Firm | Sales | Commercial | 1.5017 | 1 | 1.5585 | 2.9026 | -0.070872 | 1.0088 | -0.538 | 0.0028774 | 0.0057305 | 0.010137 | 0.016428 | 0.024844 | 0.03545 | 0.048043 | 0.062051 | 0.076462 | 0.089834 | 0.10041 | 0.10643 | 0.10648 | 0.1 | 0.087597 | 0.072174 | 0.054988 | 0.026621 | 0 | 0 | 0 | 0 | 0 | 0 | 0 | 1.0266
v5.10_MeasureAssessmentTemplate_Commercial_All | Pool Cover - SEG SEL - Pool Cover | Appliances | Pool Cover | Retrofit | Pool Cover | Commercial | Other | Firm | Sales | Commercial | 1.5017 | 1 | 1.5585 | 2.9026 | -0.070872 | 1.0088 | -0.538 | 0.00018306 | 0.00036263 | 0.00063807 | 0.0010286 | 0.0015472 | 0.0021959 | 0.0029602 | 0.0038029 | 0.0046612 | 0.0054472 | 0.0060564 | 0.0063849 | 0.0063539 | 0.0059357 | 0.0051718 | 0.0042385 | 0.00049251 | 0 | 0 | 0 | 0 | 0 | 0 | 0 | 0 | 0.057461
v5.10_MeasureAssessmentTemplate_Commercial_All | Pool Heater - SEG SEL - 96% Efficient Pool Heater for Indoor Pool | Appliances | Pool Heater | NR | Pool Heater Indoor | Commercial | Assembly | Firm | Sales | Commercial | 0.3625 | 1 | 1.1291 | 2.9026 | 0.31277 | 1.3924 | -0.538 | 3.825e-05 | 5.8567e-05 | 0.00012731 | 0.00023848 | 0.00040625 | 0.00064516 | 0.00096826 | 0.0013846 | 0.0018964 | 0.002496 | 0.0035375 | 0.0045077 | 0.0053267 | 0.0060859 | 0.006735 | 0.007238 | 0.0075796 | 0.0077885 | 0.0078392 | 0.0078369 | 0.0049923 | 0.00060826 | 0.00048295 | 0.0003633 | 0.00025687 | 0.079438
v5.10_MeasureAssessmentTemplate_Commercial_All | Pool Heater - SEG SEL - 96% Efficient Pool Heater for Indoor Pool | Appliances | Pool Heater | NR | Pool Heater Indoor | Commercial | Lodging | Firm | Sales | Commercial | 0.3625 | 1 | 1.1291 | 2.9026 | 0.31277 | 1.3924 | -0.538 | 0.0001973 | 0.00030234 | 0.00065771 | 0.001233 | 0.0021021 | 0.003341 | 0.0050181 | 0.0071817 | 0.0098441 | 0.012967 | 0.018377 | 0.023262 | 0.02751 | 0.031456 | 0.034841 | 0.037479 | 0.039289 | 0.040418 | 0.040733 | 0.040778 | 0.028641 | 0.0030036 | 0.0023865 | 0.0017965 | 0.0012711 | 0.41408
v5.10_MeasureAssessmentTemplate_Commercial_All | Pool Heater - SEG SEL - 96% Efficient Pool Heater for Indoor Pool | Appliances | Pool Heater | NR | Pool Heater Indoor | Commercial | Other | Firm | Sales | Commercial | 0.3625 | 1 | 1.1291 | 2.9026 | 0.31277 | 1.3924 | -0.538 | 9.8477e-06 | 1.501e-05 | 3.248e-05 | 6.0566e-05 | 0.00010271 | 0.00016237 | 0.00024258 | 0.00034532 | 0.00047082 | 0.00061688 | 0.00087458 | 0.0011589 | 0.0013633 | 0.0015504 | 0.0017072 | 0.0018247 | 0.0018995 | 0.0019389 | 0.0019373 | 0.0019211 | 0.00053088 | 0.0001929 | 0.00015255 | 0.00011431 | 8.0512e-05 | 0.019305
v5.10_MeasureAssessmentTemplate_Commercial_All | Pool Heater - SEG SEL - 96% Efficient Pool Heater for Indoor Pool | Appliances | Pool Heater | New | Pool Heater Indoor | Commercial | Assembly | Firm | Sales | Commercial | 0.3625 | 1 | 1.1291 | 2.9026 | 0.31277 | 1.3924 | -0.538 | 4.3381e-06 | 9.3119e-06 | 2.047e-05 | 3.878e-05 | 6.6816e-05 | 0.00010732 | 0.00016293 | 0.00023568 | 0.00032653 | 0.00043478 | 0.00055759 | 0.00068985 | 0.00082456 | 0.00095375 | 0.0010698 | 0.0011672 | 0.0012432 | 0.0013022 | 0.0013394 | 0.0013715 | 0.0013875 | 0.0013981 | 0.0014089 | 0.0014198 | 0.0014308 | 0.018971
v5.10_MeasureAssessmentTemplate_Commercial_All | Pool Heater - SEG SEL - 96% Efficient Pool Heater for Indoor Pool | Appliances | Pool Heater | New | Pool Heater Indoor | Commercial | Lodging | Firm | Sales | Commercial | 0.3625 | 1 | 1.1291 | 2.9026 | 0.31277 | 1.3924 | -0.538 | 2.2376e-05 | 4.5645e-05 | 0.00010042 | 0.00019039 | 0.00032827 | 0.00052769 | 0.00080166 | 0.0011605 | 0.001609 | 0.002144 | 0.0027515 | 0.0034065 | 0.0040745 | 0.0047161 | 0.0052937 | 0.0057793 | 0.0061598 | 0.0064564 | 0.0066447 | 0.0068085 | 0.0068922 | 0.0069492 | 0.0070069 | 0.0070653 | 0.0071245 | 0.094059
v5.10_MeasureAssessmentTemplate_Commercial_All | Pool Heater - SEG SEL - 96% Efficient Pool Heater for Indoor Pool | Appliances | Pool Heater | New | Pool Heater Indoor | Commercial | Other | Firm | Sales | Commercial | 0.3625 | 1 | 1.1291 | 2.9026 | 0.31277 | 1.3924 | -0.538 | 1.1169e-06 | 3.0811e-06 | 6.7427e-06 | 1.2718e-05 | 2.1816e-05 | 3.4892e-05 | 5.2742e-05 | 7.5972e-05 | 0.00010482 | 0.000139 | 0.00017754 | 0.00021877 | 0.00026046 | 0.00030009 | 0.00033532 | 0.00036444 | 0.00038672 | 0.00040358 | 0.00041357 | 0.00042197 | 0.00042538 | 0.00042713 | 0.00042893 | 0.00043077 | 0.00043267 | 0.0058802
v5.10_MeasureAssessmentTemplate_Commercial_All | Pool Heater - SEG SEL - 96% Efficient Pool Heater for Outdoor Pool | Appliances | Pool Heater | NR | Pool Heater Outdoor | Commercial | Assembly | Firm | Sales | Commercial | 1.1475 | 1 | 1.9436 | 2.5395 | -0.23354 | 0.70773 | -0.39962 | 8.5173e-05 | 0.00013042 | 0.00028348 | 0.00053103 | 0.00090462 | 0.0014366 | 0.0021561 | 0.0030832 | 0.0042229 | 0.0055581 | 0.0078772 | 0.010038 | 0.011861 | 0.013552 | 0.014997 | 0.016117 | 0.016878 | 0.017343 | 0.017456 | 0.017451 | 0.011117 | 0.0013544 | 0.0010754 | 0.00080898 | 0.000572 | 0.17689
v5.10_MeasureAssessmentTemplate_Commercial_All | Pool Heater - SEG SEL - 96% Efficient Pool Heater for Outdoor Pool | Appliances | Pool Heater | NR | Pool Heater Outdoor | Commercial | Lodging | Firm | Sales | Commercial | 1.1475 | 1 | 1.9436 | 2.5395 | -0.23354 | 0.70773 | -0.39962 | 0.00020303 | 0.00031113 | 0.00067683 | 0.0012688 | 0.0021632 | 0.0034381 | 0.005164 | 0.0073905 | 0.01013 | 0.013344 | 0.018911 | 0.023938 | 0.028309 | 0.03237 | 0.035854 | 0.038568 | 0.040431 | 0.041593 | 0.041917 | 0.041964 | 0.029474 | 0.0030909 | 0.0024558 | 0.0018487 | 0.001308 | 0.42612
v5.10_MeasureAssessmentTemplate_Commercial_All | Pool Heater - SEG SEL - 96% Efficient Pool Heater for Outdoor Pool | Appliances | Pool Heater | NR | Pool Heater Outdoor | Commercial | Other | Firm | Sales | Commercial | 1.1475 | 1 | 1.9436 | 2.5395 | -0.23354 | 0.70773 | -0.39962 | 2.1928e-05 | 3.3424e-05 | 7.2325e-05 | 0.00013487 | 0.00022871 | 0.00036156 | 0.00054017 | 0.00076895 | 0.0010484 | 0.0013736 | 0.0019475 | 0.0025805 | 0.0030358 | 0.0034523 | 0.0038014 | 0.0040632 | 0.0042297 | 0.0043175 | 0.0043139 | 0.0042778 | 0.0011821 | 0.00042953 | 0.00033969 | 0.00025454 | 0.00017928 | 0.042989
v5.10_MeasureAssessmentTemplate_Commercial_All | Pool Heater - SEG SEL - 96% Efficient Pool Heater for Outdoor Pool | Appliances | Pool Heater | New | Pool Heater Outdoor | Commercial | Assembly | Firm | Sales | Commercial | 1.1475 | 1 | 1.9436 | 2.5395 | -0.23354 | 0.70773 | -0.39962 | 9.6599e-06 | 2.0735e-05 | 4.5582e-05 | 8.6354e-05 | 0.00014878 | 0.00023899 | 0.0003628 | 0.0005248 | 0.00072711 | 0.00096815 | 0.0012416 | 0.0015361 | 0.0018361 | 0.0021238 | 0.0023823 | 0.0025991 | 0.0027684 | 0.0028998 | 0.0029824 | 0.003054 | 0.0030896 | 0.0031133 | 0.0031372 | 0.0031615 | 0.003186 | 0.042244
v5.10_MeasureAssessmentTemplate_Commercial_All | Pool Heater - SEG SEL - 96% Efficient Pool Heater for Outdoor Pool | Appliances | Pool Heater | New | Pool Heater Outdoor | Commercial | Lodging | Firm | Sales | Commercial | 1.1475 | 1 | 1.9436 | 2.5395 | -0.23354 | 0.70773 | -0.39962 | 2.3027e-05 | 4.6972e-05 | 0.00010334 | 0.00019592 | 0.00033781 | 0.00054303 | 0.00082497 | 0.0011942 | 0.0016558 | 0.0022063 | 0.0028314 | 0.0035055 | 0.004193 | 0.0048532 | 0.0054476 | 0.0059473 | 0.0063389 | 0.0066441 | 0.0068378 | 0.0070065 | 0.0070925 | 0.0071512 | 0.0072106 | 0.0072707 | 0.0073316 | 0.096793
v5.10_MeasureAssessmentTemplate_Commercial_All | Pool Heater - SEG SEL - 96% Efficient Pool Heater for Outdoor Pool | Appliances | Pool Heater | New | Pool Heater Outdoor | Commercial | Other | Firm | Sales | Commercial | 1.1475 | 1 | 1.9436 | 2.5395 | -0.23354 | 0.70773 | -0.39962 | 2.487e-06 | 6.8608e-06 | 1.5014e-05 | 2.8319e-05 | 4.8579e-05 | 7.7696e-05 | 0.00011744 | 0.00016917 | 0.00023342 | 0.00030952 | 0.00039533 | 0.00048715 | 0.00057997 | 0.00066822 | 0.00074667 | 0.00081152 | 0.00086114 | 0.00089867 | 0.00092092 | 0.00093964 | 0.00094721 | 0.00095111 | 0.00095512 | 0.00095923 | 0.00096345 | 0.013094
v5.10_MeasureAssessmentTemplate_Commercial_All | Radiant Unit Heater - SEG Hospital - Radiant Unit Heater | HVAC | Radiant Unit Heater | NR | Radiant Unit Heater | Commercial | Hospital | Firm | Sales | Commercial | 2.2094 | 1 | 7.2786 | 5.3757 | -2.0042 | 0.40004 | -1.8626 | 6.2566e-05 | 6.5194e-05 | 6.6937e-05 | 6.7997e-05 | 6.8564e-05 | 6.8796e-05 | 6.8812e-05 | 6.8876e-05 | 6.8593e-05 | 6.8312e-05 | 6.8032e-05 | 6.7753e-05 | 6.7475e-05 | 6.7199e-05 | 1.8333e-05 | 1.4152e-06 | 1.2561e-06 | 7.9221e-07 | 4.804e-07 | 2.8035e-07 | 1.5761e-07 | 8.5446e-08 | 0 | 0 | 0 | 0.00096791
v5.10_MeasureAssessmentTemplate_Commercial_All | Radiant Unit Heater - SEG Hospital - Radiant Unit Heater | HVAC | Radiant Unit Heater | NR | Radiant Unit Heater | Commercial | Hospital | Firm | Transport | Commercial | 2.2094 | 1 | 7.2786 | 4.1746 | -2.0042 | 0.46729 | -1.7196 | 3.2911e-05 | 3.4293e-05 | 3.521e-05 | 3.5768e-05 | 3.6066e-05 | 3.6188e-05 | 3.6197e-05 | 3.623e-05 | 3.6081e-05 | 3.5934e-05 | 3.5786e-05 | 3.5639e-05 | 3.5493e-05 | 3.5348e-05 | 9.6434e-06 | 7.4444e-07 | 6.6074e-07 | 4.1672e-07 | 2.527e-07 | 1.4747e-07 | 8.2908e-08 | 4.4946e-08 | 0 | 0 | 0 | 0.00050914
v5.10_MeasureAssessmentTemplate_Commercial_All | Radiant Unit Heater - SEG Hospital - Radiant Unit Heater | HVAC | Radiant Unit Heater | NR | Radiant Unit Heater | Commercial | Hospital | Interruptible | Sales | Commercial | 2.2094 | 1 | 3.6217 | 2.6748 | -0.54123 | 0.46729 | -0.39962 | 3.282e-05 | 3.4198e-05 | 3.5112e-05 | 3.5669e-05 | 3.5966e-05 | 3.6088e-05 | 3.6096e-05 | 3.6129e-05 | 3.5981e-05 | 3.5834e-05 | 3.5687e-05 | 3.5541e-05 | 3.5395e-05 | 3.525e-05 | 9.6166e-06 | 7.4237e-07 | 6.589e-07 | 4.1556e-07 | 2.52e-07 | 1.4706e-07 | 8.2678e-08 | 4.4822e-08 | 0 | 0 | 0 | 0.00050773
v5.10_MeasureAssessmentTemplate_Commercial_All | Radiant Unit Heater - SEG Hospital - Radiant Unit Heater | HVAC | Radiant Unit Heater | New | Radiant Unit Heater | Commercial | Hospital | Firm | Sales | Commercial | 2.2094 | 1 | 7.2786 | 5.3757 | -2.0042 | 0.40004 | -1.8626 | 1.0644e-05 | 1.5162e-05 | 1.5744e-05 | 1.6175e-05 | 1.6495e-05 | 1.674e-05 | 1.6936e-05 | 1.7147e-05 | 1.7274e-05 | 1.7403e-05 | 1.7534e-05 | 1.7666e-05 | 1.78e-05 | 1.7936e-05 | 1.8073e-05 | 1.8213e-05 | 1.8354e-05 | 1.8497e-05 | 1.8642e-05 | 1.8789e-05 | 1.8937e-05 | 1.9088e-05 | 1.924e-05 | 1.9395e-05 | 1.9552e-05 | 0.00043743
v5.10_MeasureAssessmentTemplate_Commercial_All | Radiant Unit Heater - SEG Hospital - Radiant Unit Heater | HVAC | Radiant Unit Heater | New | Radiant Unit Heater | Commercial | Hospital | Firm | Transport | Commercial | 2.2094 | 1 | 7.2786 | 4.1746 | -2.0042 | 0.46729 | -1.7196 | 5.5989e-06 | 7.9758e-06 | 8.2815e-06 | 8.5081e-06 | 8.6768e-06 | 8.8056e-06 | 8.9087e-06 | 9.0197e-06 | 9.0865e-06 | 9.1543e-06 | 9.223e-06 | 9.2926e-06 | 9.3631e-06 | 9.4345e-06 | 9.5069e-06 | 9.5802e-06 | 9.6545e-06 | 9.7297e-06 | 9.806e-06 | 9.8832e-06 | 9.9614e-06 | 1.0041e-05 | 1.0121e-05 | 1.0202e-05 | 1.0285e-05 | 0.0002301
v5.10_MeasureAssessmentTemplate_Commercial_All | Radiant Unit Heater - SEG Hospital - Radiant Unit Heater | HVAC | Radiant Unit Heater | New | Radiant Unit Heater | Commercial | Hospital | Interruptible | Sales | Commercial | 2.2094 | 1 | 3.6217 | 2.6748 | -0.54123 | 0.46729 | -0.39962 | 5.5834e-06 | 7.9537e-06 | 8.2586e-06 | 8.4845e-06 | 8.6527e-06 | 8.7812e-06 | 8.884e-06 | 8.9946e-06 | 9.0613e-06 | 9.1289e-06 | 9.1974e-06 | 9.2668e-06 | 9.3371e-06 | 9.4083e-06 | 9.4805e-06 | 9.5536e-06 | 9.6277e-06 | 9.7027e-06 | 9.7788e-06 | 9.8558e-06 | 9.9338e-06 | 1.0013e-05 | 1.0093e-05 | 1.0174e-05 | 1.0256e-05 | 0.00022946
v5.10_MeasureAssessmentTemplate_Commercial_All | Radiant Unit Heater - SEG Lodging - Radiant Unit Heater | HVAC | Radiant Unit Heater | NR | Radiant Unit Heater | Commercial | Lodging | Firm | Sales | Commercial | 2.5906 | 1 | 7.6778 | 5.4421 | -2.0203 | 0.38393 | -1.8626 | 0.0012262 | 0.0012782 | 0.0013129 | 0.0013342 | 0.0013459 | 0.001351 | 0.0013518 | 0.0013536 | 0.0013486 | 0.0013436 | 0.0013386 | 0.0013337 | 0.0013288 | 0.0013238 | 0.00049334 | 2.7735e-05 | 2.3979e-05 | 1.5129e-05 | 9.178e-06 | 5.3583e-06 | 3.0136e-06 | 1.6343e-06 | 0 | 0 | 0 | 0.01915
v5.10_MeasureAssessmentTemplate_Commercial_All | Radiant Unit Heater - SEG Lodging - Radiant Unit Heater | HVAC | Radiant Unit Heater | New | Radiant Unit Heater | Commercial | Lodging | Firm | Sales | Commercial | 2.5906 | 1 | 7.6778 | 5.4421 | -2.0203 | 0.38393 | -1.8626 | 0.0002086 | 0.00028945 | 0.00030067 | 0.00030902 | 0.00031526 | 0.00032007 | 0.00032394 | 0.00032809 | 0.00033065 | 0.00033323 | 0.00033586 | 0.00033851 | 0.0003412 | 0.00034392 | 0.00034668 | 0.00034947 | 0.0003523 | 0.00035516 | 0.00035806 | 0.00036099 | 0.00036397 | 0.00036698 | 0.00037002 | 0.00037311 | 0.00037623 | 0.0083914
v5.10_MeasureAssessmentTemplate_Commercial_All | Radiant Unit Heater - SEG Office - Radiant Unit Heater | HVAC | Radiant Unit Heater | NR | Radiant Unit Heater | Commercial | Large Office | Firm | Sales | Commercial | 2.5659 | 1 | 7.7071 | 5.4757 | -2.0194 | 0.38483 | -1.8626 | 0.0097719 | 0.010193 | 0.010478 | 0.010655 | 0.010756 | 0.010804 | 0.010819 | 0.010841 | 0.010808 | 0.010776 | 0.010743 | 0.010711 | 0.010679 | 0.010647 | 0.0058309 | 0.00022104 | 0.00018221 | 0.00011504 | 6.9836e-05 | 4.0799e-05 | 2.2961e-05 | 1.2461e-05 | 0 | 0 | 0 | 0.15518
v5.10_MeasureAssessmentTemplate_Commercial_All | Radiant Unit Heater - SEG Office - Radiant Unit Heater | HVAC | Radiant Unit Heater | NR | Radiant Unit Heater | Commercial | Large Office | Firm | Sales | Industrial | 2.5659 | 1 | 7.7071 | 5.4757 | -2.0194 | 0.38483 | -1.8626 | 9.1925e-05 | 9.5891e-05 | 9.8564e-05 | 0.00010024 | 0.00010118 | 0.00010164 | 0.00010177 | 0.00010198 | 0.00010167 | 0.00010137 | 0.00010107 | 0.00010076 | 0.00010046 | 0.00010016 | 5.4852e-05 | 2.0793e-06 | 1.7141e-06 | 1.0822e-06 | 6.5695e-07 | 3.838e-07 | 2.16e-07 | 1.1722e-07 | 0 | 0 | 0 | 0.0014598
v5.10_MeasureAssessmentTemplate_Commercial_All | Radiant Unit Heater - SEG Office - Radiant Unit Heater | HVAC | Radiant Unit Heater | NR | Radiant Unit Heater | Commercial | Medium Office | Firm | Sales | Commercial | 2.5659 | 1 | 7.7071 | 5.4757 | -2.0194 | 0.38483 | -1.8626 | 0.0092878 | 0.0096885 | 0.0099585 | 0.010127 | 0.010223 | 0.010269 | 0.010283 | 0.010304 | 0.010273 | 0.010242 | 0.010211 | 0.010181 | 0.01015 | 0.01012 | 0.005542 | 0.00021009 | 0.00017318 | 0.00010934 | 6.6376e-05 | 3.8778e-05 | 2.1823e-05 | 1.1843e-05 | 0 | 0 | 0 | 0.14749
v5.10_MeasureAssessmentTemplate_Commercial_All | Radiant Unit Heater - SEG Office - Radiant Unit Heater | HVAC | Radiant Unit Heater | NR | Radiant Unit Heater | Commercial | Small Office | Firm | Sales | Commercial | 2.5659 | 1 | 7.7071 | 5.4757 | -2.0194 | 0.38483 | -1.8626 | 0.013449 | 0.01403 | 0.014421 | 0.014665 | 0.014804 | 0.01487 | 0.01489 | 0.01492 | 0.014876 | 0.014831 | 0.014787 | 0.014742 | 0.014698 | 0.014654 | 0.0080252 | 0.00030422 | 0.00025078 | 0.00015833 | 9.6117e-05 | 5.6153e-05 | 3.1602e-05 | 1.715e-05 | 0 | 0 | 0 | 0.21358
v5.10_MeasureAssessmentTemplate_Commercial_All | Radiant Unit Heater - SEG Office - Radiant Unit Heater | HVAC | Radiant Unit Heater | New | Radiant Unit Heater | Commercial | Large Office | Firm | Sales | Commercial | 2.5659 | 1 | 7.7071 | 5.4757 | -2.0194 | 0.38483 | -1.8626 | 0.0016624 | 0.0021994 | 0.0022862 | 0.0023513 | 0.0024005 | 0.0024387 | 0.0024698 | 0.0025031 | 0.0025242 | 0.0025456 | 0.0025672 | 0.0025891 | 0.0026113 | 0.0026337 | 0.0026564 | 0.0026794 | 0.0027026 | 0.0027262 | 0.00275 | 0.0027741 | 0.0027985 | 0.0028232 | 0.0028482 | 0.0028735 | 0.0028991 | 0.064314
v5.10_MeasureAssessmentTemplate_Commercial_All | Radiant Unit Heater - SEG Office - Radiant Unit Heater | HVAC | Radiant Unit Heater | New | Radiant Unit Heater | Commercial | Large Office | Firm | Sales | Industrial | 2.5659 | 1 | 7.7071 | 5.4757 | -2.0194 | 0.38483 | -1.8626 | 1.5639e-05 | 2.069e-05 | 2.1507e-05 | 2.2119e-05 | 2.2581e-05 | 2.2941e-05 | 2.3233e-05 | 2.3547e-05 | 2.3746e-05 | 2.3947e-05 | 2.415e-05 | 2.4356e-05 | 2.4565e-05 | 2.4776e-05 | 2.4989e-05 | 2.5205e-05 | 2.5424e-05 | 2.5646e-05 | 2.587e-05 | 2.6096e-05 | 2.6326e-05 | 2.6558e-05 | 2.6793e-05 | 2.7031e-05 | 2.7272e-05 | 0.00060501
v5.10_MeasureAssessmentTemplate_Commercial_All | Radiant Unit Heater - SEG Office - Radiant Unit Heater | HVAC | Radiant Unit Heater | New | Radiant Unit Heater | Commercial | Medium Office | Firm | Sales | Commercial | 2.5659 | 1 | 7.7071 | 5.4757 | -2.0194 | 0.38483 | -1.8626 | 0.0015801 | 0.0020905 | 0.002173 | 0.0022348 | 0.0022815 | 0.0023178 | 0.0023474 | 0.0023791 | 0.0023992 | 0.0024195 | 0.00244 | 0.0024608 | 0.0024819 | 0.0025032 | 0.0025248 | 0.0025466 | 0.0025688 | 0.0025911 | 0.0026138 | 0.0026367 | 0.0026599 | 0.0026833 | 0.0027071 | 0.0027311 | 0.0027555 | 0.061128
v5.10_MeasureAssessmentTemplate_Commercial_All | Radiant Unit Heater - SEG Office - Radiant Unit Heater | HVAC | Radiant Unit Heater | New | Radiant Unit Heater | Commercial | Small Office | Firm | Sales | Commercial | 2.5659 | 1 | 7.7071 | 5.4757 | -2.0194 | 0.38483 | -1.8626 | 0.002288 | 0.0030272 | 0.0031466 | 0.0032362 | 0.0033038 | 0.0033564 | 0.0033992 | 0.0034451 | 0.0034741 | 0.0035035 | 0.0035333 | 0.0035635 | 0.003594 | 0.0036248 | 0.0036561 | 0.0036877 | 0.0037197 | 0.0037521 | 0.0037849 | 0.0038181 | 0.0038517 | 0.0038857 | 0.0039201 | 0.0039549 | 0.0039901 | 0.088517
v5.10_MeasureAssessmentTemplate_Commercial_All | Radiant Unit Heater - SEG Other - Radiant Unit Heater | HVAC | Radiant Unit Heater | NR | Radiant Unit Heater | Commercial | Assembly | Firm | Sales | Commercial | 2.6612 | 1 | 7.684 | 5.4114 | -2.0227 | 0.38146 | -1.8626 | 0.0026152 | 0.0027239 | 0.0027957 | 0.0028388 | 0.0028614 | 0.00287 | 0.0028695 | 0.0028711 | 0.0028582 | 0.0028453 | 0.0028326 | 0.0028199 | 0.0028072 | 0.0027946 | 0.00049298 | 5.9154e-05 | 5.3817e-05 | 3.3929e-05 | 2.0567e-05 | 1.1998e-05 | 6.7428e-06 | 3.6541e-06 | 0 | 0 | 0 | 0.040086
v5.10_MeasureAssessmentTemplate_Commercial_All | Radiant Unit Heater - SEG Other - Radiant Unit Heater | HVAC | Radiant Unit Heater | NR | Radiant Unit Heater | Commercial | Other | Firm | Sales | Commercial | 2.6612 | 1 | 7.684 | 5.4114 | -2.0227 | 0.38146 | -1.8626 | 0.0044177 | 0.0045806 | 0.0046799 | 0.0047307 | 0.0047467 | 0.0047393 | 0.0047171 | 0.0046982 | 0.0046559 | 0.004614 | 0.0045725 | 0.0045313 | 0.0044905 | 0.0002585 | 0 | 9.9928e-05 | 0.00011684 | 7.3331e-05 | 4.4255e-05 | 2.5704e-05 | 1.4383e-05 | 7.7614e-06 | 0 | 0 | 0 | 0.060815
v5.10_MeasureAssessmentTemplate_Commercial_All | Radiant Unit Heater - SEG Other - Radiant Unit Heater | HVAC | Radiant Unit Heater | New | Radiant Unit Heater | Commercial | Assembly | Firm | Sales | Commercial | 2.6612 | 1 | 7.684 | 5.4114 | -2.0227 | 0.38146 | -1.8626 | 0.0004449 | 0.00064963 | 0.00067428 | 0.00069247 | 0.00070593 | 0.00071615 | 0.00072427 | 0.00073302 | 0.0007382 | 0.00074344 | 0.00074876 | 0.00075415 | 0.00075961 | 0.00076515 | 0.00077077 | 0.00077646 | 0.00078222 | 0.00078807 | 0.00079399 | 0.0008 | 0.00080608 | 0.00081225 | 0.00081849 | 0.00082482 | 0.00083124 | 0.018654
v5.10_MeasureAssessmentTemplate_Commercial_All | Radiant Unit Heater - SEG Other - Radiant Unit Heater | HVAC | Radiant Unit Heater | New | Radiant Unit Heater | Commercial | Other | Firm | Sales | Commercial | 2.6612 | 1 | 7.684 | 5.4114 | -2.0227 | 0.38146 | -1.8626 | 0.00075156 | 0.0014103 | 0.0014573 | 0.00149 | 0.0015124 | 0.0015276 | 0.0015384 | 0.0015504 | 0.0015549 | 0.0015595 | 0.0015643 | 0.0015692 | 0.0015743 | 0.0015796 | 0.0015851 | 0.0015907 | 0.0015965 | 0.0016025 | 0.0016087 | 0.001615 | 0.0016215 | 0.0016282 | 0.001635 | 0.0016421 | 0.0016493 | 0.038414
v5.10_MeasureAssessmentTemplate_Commercial_All | Radiant Unit Heater - SEG Restaurant - Radiant Unit Heater | HVAC | Radiant Unit Heater | NR | Radiant Unit Heater | Commercial | Restaurant | Firm | Sales | Commercial | 2.0806 | 1 | 7.2772 | 5.4656 | -1.9974 | 0.40682 | -1.8626 | 0.0046917 | 0.0048646 | 0.0049701 | 0.005024 | 0.005041 | 0.0050332 | 0.0050096 | 0.0049895 | 0.0049446 | 0.0049001 | 0.004856 | 0.0048123 | 0.004769 | 0.00027454 | 0 | 0.00010612 | 0.00012408 | 7.7878e-05 | 4.6999e-05 | 2.7298e-05 | 1.5275e-05 | 8.2427e-06 | 0 | 0 | 0 | 0.064586
v5.10_MeasureAssessmentTemplate_Commercial_All | Radiant Unit Heater - SEG Restaurant - Radiant Unit Heater | HVAC | Radiant Unit Heater | New | Radiant Unit Heater | Commercial | Restaurant | Firm | Sales | Commercial | 2.0806 | 1 | 7.2772 | 5.4656 | -1.9974 | 0.40682 | -1.8626 | 0.00079816 | 0.0014978 | 0.0015477 | 0.0015824 | 0.0016061 | 0.0016224 | 0.0016338 | 0.0016466 | 0.0016513 | 0.0016562 | 0.0016613 | 0.0016665 | 0.001672 | 0.0016776 | 0.0016834 | 0.0016894 | 0.0016955 | 0.0017019 | 0.0017084 | 0.0017151 | 0.001722 | 0.0017291 | 0.0017364 | 0.0017439 | 0.0017516 | 0.040796
v5.10_MeasureAssessmentTemplate_Commercial_All | Radiant Unit Heater - SEG Retail - Radiant Unit Heater | HVAC | Radiant Unit Heater | NR | Radiant Unit Heater | Commercial | Extra Large Retail | Firm | Sales | Commercial | 2.0876 | 1 | 7.2866 | 5.4674 | -1.9978 | 0.40642 | -1.8626 | 0.010457 | 0.010891 | 0.011176 | 0.011347 | 0.011436 | 0.011469 | 0.011466 | 0.011471 | 0.011418 | 0.011366 | 0.011313 | 0.011261 | 0.01121 | 0.011158 | 0.0016532 | 0.00023653 | 0.00021673 | 0.00013662 | 8.2808e-05 | 4.8303e-05 | 2.7143e-05 | 1.4708e-05 | 0 | 0 | 0 | 0.15986
v5.10_MeasureAssessmentTemplate_Commercial_All | Radiant Unit Heater - SEG Retail - Radiant Unit Heater | HVAC | Radiant Unit Heater | NR | Radiant Unit Heater | Commercial | Extra Large Retail | Firm | Transport | Commercial | 2.0876 | 1 | 7.2866 | 4.1746 | -1.9978 | 0.46729 | -1.7196 | 0.0010344 | 0.0010772 | 0.0011055 | 0.0011224 | 0.0011312 | 0.0011345 | 0.0011342 | 0.0011347 | 0.0011294 | 0.0011242 | 0.0011191 | 0.0011139 | 0.0011088 | 0.0011037 | 0.00016353 | 2.3397e-05 | 2.1438e-05 | 1.3514e-05 | 8.1911e-06 | 4.7779e-06 | 2.6848e-06 | 1.4548e-06 | 0 | 0 | 0 | 0.015812
v5.10_MeasureAssessmentTemplate_Commercial_All | Radiant Unit Heater - SEG Retail - Radiant Unit Heater | HVAC | Radiant Unit Heater | NR | Radiant Unit Heater | Commercial | Large Retail | Firm | Sales | Commercial | 2.0876 | 1 | 7.2866 | 5.4674 | -1.9978 | 0.40642 | -1.8626 | 0.003145 | 0.0032754 | 0.0033613 | 0.0034128 | 0.0034396 | 0.0034495 | 0.0034485 | 0.00345 | 0.0034341 | 0.0034183 | 0.0034026 | 0.0033869 | 0.0033714 | 0.0033558 | 0.00049721 | 7.1138e-05 | 6.5184e-05 | 4.1091e-05 | 2.4905e-05 | 1.4527e-05 | 8.1634e-06 | 4.4234e-06 | 0 | 0 | 0 | 0.048078
v5.10_MeasureAssessmentTemplate_Commercial_All | Radiant Unit Heater - SEG Retail - Radiant Unit Heater | HVAC | Radiant Unit Heater | NR | Radiant Unit Heater | Commercial | Medium Retail | Firm | Sales | Commercial | 2.0876 | 1 | 7.2866 | 5.4674 | -1.9978 | 0.40642 | -1.8626 | 0.0049508 | 0.0051561 | 0.0052913 | 0.0053724 | 0.0054145 | 0.0054301 | 0.0054286 | 0.0054309 | 0.0054059 | 0.005381 | 0.0053563 | 0.0053316 | 0.0053071 | 0.0052827 | 0.0007827 | 0.00011198 | 0.00010261 | 6.4684e-05 | 3.9205e-05 | 2.2869e-05 | 1.2851e-05 | 6.9633e-06 | 0 | 0 | 0 | 0.075683
v5.10_MeasureAssessmentTemplate_Commercial_All | Radiant Unit Heater - SEG Retail - Radiant Unit Heater | HVAC | Radiant Unit Heater | NR | Radiant Unit Heater | Commercial | Medium Retail | Firm | Sales | Industrial | 2.0876 | 1 | 7.2866 | 5.4674 | -1.9978 | 0.40642 | -1.8626 | 1.5929e-05 | 1.659e-05 | 1.7025e-05 | 1.7286e-05 | 1.7421e-05 | 1.7471e-05 | 1.7466e-05 | 1.7474e-05 | 1.7393e-05 | 1.7313e-05 | 1.7234e-05 | 1.7154e-05 | 1.7076e-05 | 1.6997e-05 | 2.5183e-06 | 3.6031e-07 | 3.3015e-07 | 2.0812e-07 | 1.2614e-07 | 7.358e-08 | 4.1347e-08 | 2.2404e-08 | 0 | 0 | 0 | 0.00024351
v5.10_MeasureAssessmentTemplate_Commercial_All | Radiant Unit Heater - SEG Retail - Radiant Unit Heater | HVAC | Radiant Unit Heater | NR | Radiant Unit Heater | Commercial | Small Retail | Firm | Sales | Commercial | 2.0876 | 1 | 7.2866 | 5.4674 | -1.9978 | 0.40642 | -1.8626 | 0.0075632 | 0.0078769 | 0.0080834 | 0.0082074 | 0.0082717 | 0.0082954 | 0.0082932 | 0.0082967 | 0.0082585 | 0.0082205 | 0.0081827 | 0.0081451 | 0.0081076 | 0.0080703 | 0.0011957 | 0.00017108 | 0.00015676 | 9.8817e-05 | 5.9893e-05 | 3.4936e-05 | 1.9632e-05 | 1.0638e-05 | 0 | 0 | 0 | 0.11562
v5.10_MeasureAssessmentTemplate_Commercial_All | Radiant Unit Heater - SEG Retail - Radiant Unit Heater | HVAC | Radiant Unit Heater | New | Radiant Unit Heater | Commercial | Extra Large Retail | Firm | Sales | Commercial | 2.0876 | 1 | 7.2866 | 5.4674 | -1.9978 | 0.40642 | -1.8626 | 0.001779 | 0.0026162 | 0.0027152 | 0.0027881 | 0.002842 | 0.0028828 | 0.0029152 | 0.0029501 | 0.0029706 | 0.0029914 | 0.0030125 | 0.0030339 | 0.0030556 | 0.0030775 | 0.0030998 | 0.0031224 | 0.0031453 | 0.0031685 | 0.003192 | 0.0032159 | 0.00324 | 0.0032645 | 0.0032894 | 0.0033145 | 0.00334 | 0.075022
v5.10_MeasureAssessmentTemplate_Commercial_All | Radiant Unit Heater - SEG Retail - Radiant Unit Heater | HVAC | Radiant Unit Heater | New | Radiant Unit Heater | Commercial | Extra Large Retail | Firm | Transport | Commercial | 2.0876 | 1 | 7.2866 | 4.1746 | -1.9978 | 0.46729 | -1.7196 | 0.00017597 | 0.00025878 | 0.00026857 | 0.00027579 | 0.00028112 | 0.00028515 | 0.00028836 | 0.00029181 | 0.00029384 | 0.0002959 | 0.00029798 | 0.0003001 | 0.00030224 | 0.00030442 | 0.00030662 | 0.00030886 | 0.00031112 | 0.00031342 | 0.00031574 | 0.0003181 | 0.00032049 | 0.00032291 | 0.00032537 | 0.00032786 | 0.00033038 | 0.0074209
v5.10_MeasureAssessmentTemplate_Commercial_All | Radiant Unit Heater - SEG Retail - Radiant Unit Heater | HVAC | Radiant Unit Heater | New | Radiant Unit Heater | Commercial | Large Retail | Firm | Sales | Commercial | 2.0876 | 1 | 7.2866 | 5.4674 | -1.9978 | 0.40642 | -1.8626 | 0.00053503 | 0.00078684 | 0.0008166 | 0.00083854 | 0.00085474 | 0.00086702 | 0.00087676 | 0.00088727 | 0.00089343 | 0.00089969 | 0.00090603 | 0.00091246 | 0.00091898 | 0.00092559 | 0.00093229 | 0.00093908 | 0.00094597 | 0.00095295 | 0.00096003 | 0.0009672 | 0.00097447 | 0.00098183 | 0.0009893 | 0.00099686 | 0.0010045 | 0.022563
v5.10_MeasureAssessmentTemplate_Commercial_All | Radiant Unit Heater - SEG Retail - Radiant Unit Heater | HVAC | Radiant Unit Heater | New | Radiant Unit Heater | Commercial | Medium Retail | Firm | Sales | Commercial | 2.0876 | 1 | 7.2866 | 5.4674 | -1.9978 | 0.40642 | -1.8626 | 0.00084224 | 0.0012386 | 0.0012855 | 0.00132 | 0.0013455 | 0.0013648 | 0.0013802 | 0.0013967 | 0.0014064 | 0.0014163 | 0.0014263 | 0.0014364 | 0.0014466 | 0.001457 | 0.0014676 | 0.0014783 | 0.0014891 | 0.0015001 | 0.0015113 | 0.0015225 | 0.001534 | 0.0015456 | 0.0015573 | 0.0015692 | 0.0015813 | 0.035519
v5.10_MeasureAssessmentTemplate_Commercial_All | Radiant Unit Heater - SEG Retail - Radiant Unit Heater | HVAC | Radiant Unit Heater | New | Radiant Unit Heater | Commercial | Medium Retail | Firm | Sales | Industrial | 2.0876 | 1 | 7.2866 | 5.4674 | -1.9978 | 0.40642 | -1.8626 | 2.7099e-06 | 3.9853e-06 | 4.136e-06 | 4.2471e-06 | 4.3292e-06 | 4.3914e-06 | 4.4407e-06 | 4.4939e-06 | 4.5251e-06 | 4.5568e-06 | 4.5889e-06 | 4.6215e-06 | 4.6545e-06 | 4.688e-06 | 4.722e-06 | 4.7564e-06 | 4.7912e-06 | 4.8266e-06 | 4.8624e-06 | 4.8988e-06 | 4.9356e-06 | 4.9729e-06 | 5.0107e-06 | 5.049e-06 | 5.0878e-06 | 0.00011428
v5.10_MeasureAssessmentTemplate_Commercial_All | Radiant Unit Heater - SEG Retail - Radiant Unit Heater | HVAC | Radiant Unit Heater | New | Radiant Unit Heater | Commercial | Small Retail | Firm | Sales | Commercial | 2.0876 | 1 | 7.2866 | 5.4674 | -1.9978 | 0.40642 | -1.8626 | 0.0012867 | 0.0018922 | 0.0019638 | 0.0020166 | 0.0020555 | 0.0020851 | 0.0021085 | 0.0021337 | 0.0021486 | 0.0021636 | 0.0021789 | 0.0021943 | 0.00221 | 0.0022259 | 0.002242 | 0.0022584 | 0.0022749 | 0.0022917 | 0.0023087 | 0.002326 | 0.0023434 | 0.0023612 | 0.0023791 | 0.0023973 | 0.0024157 | 0.054262
v5.10_MeasureAssessmentTemplate_Commercial_All | Radiant Unit Heater - SEG School - Radiant Unit Heater | HVAC | Radiant Unit Heater | NR | Radiant Unit Heater | Commercial | School K-12 | Firm | Sales | Commercial | 2.91 | 1 | 7.92 | 5.464 | -2.0305 | 0.37369 | -1.8626 | 0.0071989 | 0.0075163 | 0.0077328 | 0.0078711 | 0.0079527 | 0.0079955 | 0.0080135 | 0.008037 | 0.0080201 | 0.0080032 | 0.0079864 | 0.0079697 | 0.0079529 | 0.0079362 | 0.006136 | 0.00016284 | 0.00012581 | 7.9503e-05 | 4.8304e-05 | 2.8244e-05 | 1.5909e-05 | 8.6409e-06 | 0 | 0 | 0 | 0.11679
v5.10_MeasureAssessmentTemplate_Commercial_All | Radiant Unit Heater - SEG School - Radiant Unit Heater | HVAC | Radiant Unit Heater | New | Radiant Unit Heater | Commercial | School K-12 | Firm | Sales | Commercial | 2.91 | 1 | 7.92 | 5.464 | -2.0305 | 0.37369 | -1.8626 | 0.0012247 | 0.0015186 | 0.00158 | 0.0016264 | 0.0016618 | 0.0016897 | 0.0017127 | 0.0017373 | 0.0017534 | 0.0017697 | 0.0017861 | 0.0018028 | 0.0018197 | 0.0018367 | 0.001854 | 0.0018715 | 0.0018891 | 0.001907 | 0.0019251 | 0.0019434 | 0.0019619 | 0.0019806 | 0.0019995 | 0.0020187 | 0.002038 | 0.044908
v5.10_MeasureAssessmentTemplate_Commercial_All | Radiant Unit Heater - SEG Supermarket - Radiant Unit Heater | HVAC | Radiant Unit Heater | NR | Radiant Unit Heater | Commercial | Supermarket | Firm | Sales | Commercial | 2.4071 | 1 | 7.5738 | 5.4679 | -2.0132 | 0.39105 | -1.8626 | 0.0036986 | 0.0038515 | 0.0039521 | 0.0040122 | 0.0040431 | 0.0040542 | 0.0040527 | 0.0040539 | 0.0040347 | 0.0040157 | 0.0039967 | 0.0039779 | 0.0039591 | 0.0039404 | 0.00046604 | 8.3661e-05 | 7.7236e-05 | 4.8682e-05 | 2.9503e-05 | 1.7207e-05 | 9.6682e-06 | 5.2383e-06 | 0 | 0 | 0 | 0.05638
v5.10_MeasureAssessmentTemplate_Commercial_All | Radiant Unit Heater - SEG Supermarket - Radiant Unit Heater | HVAC | Radiant Unit Heater | NR | Radiant Unit Heater | Commercial | Supermarket | Firm | Transport | Commercial | 2.4071 | 1 | 7.5738 | 4.1746 | -2.0132 | 0.46729 | -1.7196 | 0.00058344 | 0.00060756 | 0.00062342 | 0.0006329 | 0.00063778 | 0.00063954 | 0.00063929 | 0.00063948 | 0.00063646 | 0.00063346 | 0.00063047 | 0.00062749 | 0.00062453 | 0.00062158 | 7.3515e-05 | 1.3197e-05 | 1.2184e-05 | 7.6794e-06 | 4.6539e-06 | 2.7144e-06 | 1.5251e-06 | 8.2631e-07 | 0 | 0 | 0 | 0.0088937
v5.10_MeasureAssessmentTemplate_Commercial_All | Radiant Unit Heater - SEG Supermarket - Radiant Unit Heater | HVAC | Radiant Unit Heater | New | Radiant Unit Heater | Commercial | Supermarket | Firm | Sales | Commercial | 2.4071 | 1 | 7.5738 | 5.4679 | -2.0132 | 0.39105 | -1.8626 | 0.00062922 | 0.00093232 | 0.00096747 | 0.00099334 | 0.0010124 | 0.0010268 | 0.0010383 | 0.0010506 | 0.0010578 | 0.0010651 | 0.0010725 | 0.0010799 | 0.0010876 | 0.0010953 | 0.0011031 | 0.001111 | 0.001119 | 0.0011272 | 0.0011354 | 0.0011438 | 0.0011523 | 0.0011609 | 0.0011696 | 0.0011785 | 0.0011874 | 0.026697
v5.10_MeasureAssessmentTemplate_Commercial_All | Radiant Unit Heater - SEG Supermarket - Radiant Unit Heater | HVAC | Radiant Unit Heater | New | Radiant Unit Heater | Commercial | Supermarket | Firm | Transport | Commercial | 2.4071 | 1 | 7.5738 | 4.1746 | -2.0132 | 0.46729 | -1.7196 | 9.9256e-05 | 0.00014707 | 0.00015261 | 0.00015669 | 0.0001597 | 0.00016198 | 0.00016378 | 0.00016572 | 0.00016686 | 0.00016801 | 0.00016917 | 0.00017036 | 0.00017156 | 0.00017277 | 0.00017401 | 0.00017526 | 0.00017652 | 0.00017781 | 0.00017911 | 0.00018043 | 0.00018177 | 0.00018313 | 0.0001845 | 0.0001859 | 0.00018731 | 0.0042113
v5.10_MeasureAssessmentTemplate_Commercial_All | Recirculation Pumps - SEG All - Recirculation Pump Motor and Controls | Water Heat | Recirculation Pumps | Retrofit | Recirculation Pumps | Commercial | Assembly | Firm | Sales | Commercial | 27.6097 | 0 | 0.97528 | 5.5126 | 0.57135 | 3.0616 | -1.9486 | 2.3066e-05 | 4.5901e-05 | 8.1133e-05 | 0.00013138 | 0.00019853 | 0.00028305 | 0.0003833 | 0.00049467 | 0.00060908 | 0.00071503 | 0.00079861 | 0.00084576 | 0.00084548 | 0.00079343 | 0.00069448 | 0.00057175 | 0.00043526 | 0.00012465 | 0 | 0 | 0 | 0 | 0 | 0 | 0 | 0.0080746
v5.10_MeasureAssessmentTemplate_Commercial_All | Recirculation Pumps - SEG All - Recirculation Pump Motor and Controls | Water Heat | Recirculation Pumps | Retrofit | Recirculation Pumps | Commercial | Extra Large Retail | Firm | Sales | Commercial | 27.6097 | 0 | 0.97528 | 5.5126 | 0.57135 | 3.0616 | -1.9486 | 1.8384e-05 | 3.658e-05 | 6.4651e-05 | 0.00010468 | 0.00015816 | 0.00022547 | 0.0003053 | 0.00039395 | 0.00048501 | 0.00056931 | 0.00063579 | 0.00067325 | 0.00067295 | 0.00063145 | 0.00055263 | 0.00045492 | 0.00034628 | 8.9303e-05 | 0 | 0 | 0 | 0 | 0 | 0 | 0 | 0.0064181
v5.10_MeasureAssessmentTemplate_Commercial_All | Recirculation Pumps - SEG All - Recirculation Pump Motor and Controls | Water Heat | Recirculation Pumps | Retrofit | Recirculation Pumps | Commercial | Extra Large Retail | Firm | Transport | Commercial | 27.6097 | 0 | 0.97528 | 4.3335 | 0.57135 | 0.46729 | -1.8056 | 1.8185e-06 | 3.6183e-06 | 6.395e-06 | 1.0354e-05 | 1.5644e-05 | 2.2303e-05 | 3.0199e-05 | 3.8968e-05 | 4.7975e-05 | 5.6314e-05 | 6.289e-05 | 6.6595e-05 | 6.6566e-05 | 6.2461e-05 | 5.4664e-05 | 4.4999e-05 | 3.4253e-05 | 8.8334e-06 | 0 | 0 | 0 | 0 | 0 | 0 | 0 | 0.00063485
v5.10_MeasureAssessmentTemplate_Commercial_All | Recirculation Pumps - SEG All - Recirculation Pump Motor and Controls | Water Heat | Recirculation Pumps | Retrofit | Recirculation Pumps | Commercial | Hospital | Firm | Sales | Commercial | 27.6097 | 0 | 0.97528 | 5.5126 | 0.57135 | 3.0616 | -1.9486 | 1.0052e-05 | 2.001e-05 | 3.5383e-05 | 5.732e-05 | 8.6647e-05 | 0.00012359 | 0.00016742 | 0.00021615 | 0.00026625 | 0.00031268 | 0.00034937 | 0.00037014 | 0.00037016 | 0.00034751 | 0.00030429 | 0.00025061 | 0.00019086 | 7.3206e-05 | 0 | 0 | 0 | 0 | 0 | 0 | 0 | 0.0035516
v5.10_MeasureAssessmentTemplate_Commercial_All | Recirculation Pumps - SEG All - Recirculation Pump Motor and Controls | Water Heat | Recirculation Pumps | Retrofit | Recirculation Pumps | Commercial | Hospital | Firm | Transport | Commercial | 27.6097 | 0 | 0.97528 | 4.3335 | 0.57135 | 0.46729 | -1.8056 | 5.2874e-06 | 1.0526e-05 | 1.8612e-05 | 3.0151e-05 | 4.5578e-05 | 6.501e-05 | 8.8069e-05 | 0.0001137 | 0.00014005 | 0.00016448 | 0.00018378 | 0.0001947 | 0.00019471 | 0.0001828 | 0.00016006 | 0.00013183 | 0.00010039 | 3.8508e-05 | 0 | 0 | 0 | 0 | 0 | 0 | 0 | 0.0018682
v5.10_MeasureAssessmentTemplate_Commercial_All | Recirculation Pumps - SEG All - Recirculation Pump Motor and Controls | Water Heat | Recirculation Pumps | Retrofit | Recirculation Pumps | Commercial | Hospital | Interruptible | Sales | Commercial | 27.6097 | 0 | 0.88575 | 5.0065 | 0.84545 | 0.46729 | -1.6745 | 5.2727e-06 | 1.0497e-05 | 1.8561e-05 | 3.0068e-05 | 4.5452e-05 | 6.4829e-05 | 8.7824e-05 | 0.00011339 | 0.00013966 | 0.00016402 | 0.00018327 | 0.00019416 | 0.00019417 | 0.00018229 | 0.00015962 | 0.00013146 | 0.00010012 | 3.8401e-05 | 0 | 0 | 0 | 0 | 0 | 0 | 0 | 0.0018631
v5.10_MeasureAssessmentTemplate_Commercial_All | Recirculation Pumps - SEG All - Recirculation Pump Motor and Controls | Water Heat | Recirculation Pumps | Retrofit | Recirculation Pumps | Commercial | Large Office | Firm | Sales | Commercial | 27.6097 | 0 | 0.97528 | 5.5126 | 0.57135 | 3.0616 | -1.9486 | 3.7766e-05 | 7.5266e-05 | 0.00013324 | 0.00021608 | 0.00032699 | 0.00046692 | 0.00063323 | 0.00081843 | 0.0010092 | 0.0011865 | 0.0013272 | 0.0014077 | 0.0014093 | 0.0013245 | 0.0011611 | 0.00095731 | 0.00072987 | 0.00048185 | 0 | 0 | 0 | 0 | 0 | 0 | 0 | 0.013703
v5.10_MeasureAssessmentTemplate_Commercial_All | Recirculation Pumps - SEG All - Recirculation Pump Motor and Controls | Water Heat | Recirculation Pumps | Retrofit | Recirculation Pumps | Commercial | Large Office | Firm | Sales | Industrial | 27.6097 | 0 | 0.97528 | 5.5126 | 0.57135 | 3.0616 | -1.9486 | 3.5527e-07 | 7.0803e-07 | 1.2534e-06 | 2.0327e-06 | 3.076e-06 | 4.3923e-06 | 5.9569e-06 | 7.6991e-06 | 9.4939e-06 | 1.1162e-05 | 1.2485e-05 | 1.3242e-05 | 1.3258e-05 | 1.246e-05 | 1.0922e-05 | 9.0055e-06 | 6.8659e-06 | 4.5328e-06 | 0 | 0 | 0 | 0 | 0 | 0 | 0 | 0.0001289
v5.10_MeasureAssessmentTemplate_Commercial_All | Recirculation Pumps - SEG All - Recirculation Pump Motor and Controls | Water Heat | Recirculation Pumps | Retrofit | Recirculation Pumps | Commercial | Large Retail | Firm | Sales | Commercial | 27.6097 | 0 | 0.97528 | 5.5126 | 0.57135 | 3.0616 | -1.9486 | 5.5292e-06 | 1.1002e-05 | 1.9444e-05 | 3.1483e-05 | 4.7567e-05 | 6.7813e-05 | 9.182e-05 | 0.00011848 | 0.00014587 | 0.00017122 | 0.00019122 | 0.00020248 | 0.00020239 | 0.00018991 | 0.00016621 | 0.00013682 | 0.00010415 | 2.6858e-05 | 0 | 0 | 0 | 0 | 0 | 0 | 0 | 0.0019303
v5.10_MeasureAssessmentTemplate_Commercial_All | Recirculation Pumps - SEG All - Recirculation Pump Motor and Controls | Water Heat | Recirculation Pumps | Retrofit | Recirculation Pumps | Commercial | Lodging | Firm | Sales | Commercial | 27.6097 | 0 | 0.97528 | 5.5126 | 0.57135 | 3.0616 | -1.9486 | 2.4878e-05 | 4.9546e-05 | 8.7645e-05 | 0.00014204 | 0.0002148 | 0.0003065 | 0.00041538 | 0.00053649 | 0.00066109 | 0.0007767 | 0.00086818 | 0.00092016 | 0.00092058 | 0.0008646 | 0.00075736 | 0.00062401 | 0.00047542 | 0.00023016 | 0 | 0 | 0 | 0 | 0 | 0 | 0 | 0.0088755
v5.10_MeasureAssessmentTemplate_Commercial_All | Recirculation Pumps - SEG All - Recirculation Pump Motor and Controls | Water Heat | Recirculation Pumps | Retrofit | Recirculation Pumps | Commercial | Medium Office | Firm | Sales | Commercial | 27.6097 | 0 | 0.97528 | 5.5126 | 0.57135 | 3.0616 | -1.9486 | 3.5895e-05 | 7.1537e-05 | 0.00012664 | 0.00020537 | 0.00031079 | 0.00044378 | 0.00060186 | 0.00077788 | 0.00095922 | 0.0011278 | 0.0012615 | 0.0013379 | 0.0013395 | 0.0012589 | 0.0011035 | 0.00090988 | 0.00069371 | 0.00045797 | 0 | 0 | 0 | 0 | 0 | 0 | 0 | 0.013024
v5.10_MeasureAssessmentTemplate_Commercial_All | Recirculation Pumps - SEG All - Recirculation Pump Motor and Controls | Water Heat | Recirculation Pumps | Retrofit | Recirculation Pumps | Commercial | Medium Retail | Firm | Sales | Commercial | 27.6097 | 0 | 0.97528 | 5.5126 | 0.57135 | 3.0616 | -1.9486 | 8.7039e-06 | 1.7319e-05 | 3.0608e-05 | 4.956e-05 | 7.4879e-05 | 0.00010675 | 0.00014454 | 0.00018651 | 0.00022963 | 0.00026954 | 0.00030101 | 0.00031875 | 0.00031861 | 0.00029896 | 0.00026164 | 0.00021538 | 0.00016394 | 4.228e-05 | 0 | 0 | 0 | 0 | 0 | 0 | 0 | 0.0030386
v5.10_MeasureAssessmentTemplate_Commercial_All | Recirculation Pumps - SEG All - Recirculation Pump Motor and Controls | Water Heat | Recirculation Pumps | Retrofit | Recirculation Pumps | Commercial | Medium Retail | Firm | Sales | Industrial | 27.6097 | 0 | 0.97528 | 5.5126 | 0.57135 | 3.0616 | -1.9486 | 2.8005e-08 | 5.5722e-08 | 9.8482e-08 | 1.5946e-07 | 2.4092e-07 | 3.4346e-07 | 4.6506e-07 | 6.0011e-07 | 7.3882e-07 | 8.6723e-07 | 9.685e-07 | 1.0256e-06 | 1.0251e-06 | 9.6189e-07 | 8.4183e-07 | 6.9298e-07 | 5.2749e-07 | 1.3603e-07 | 0 | 0 | 0 | 0 | 0 | 0 | 0 | 9.7767e-06
v5.10_MeasureAssessmentTemplate_Commercial_All | Recirculation Pumps - SEG All - Recirculation Pump Motor and Controls | Water Heat | Recirculation Pumps | Retrofit | Recirculation Pumps | Commercial | Other | Firm | Sales | Commercial | 27.6097 | 0 | 0.97528 | 5.5126 | 0.57135 | 3.0616 | -1.9486 | 5.08e-06 | 1.0063e-05 | 1.7707e-05 | 2.8543e-05 | 4.2935e-05 | 6.0938e-05 | 8.2147e-05 | 0.00010553 | 0.00012935 | 0.00015116 | 0.00016807 | 0.00017719 | 0.00017632 | 0.00016472 | 0.00014352 | 0.00011762 | 1.3667e-05 | 0 | 0 | 0 | 0 | 0 | 0 | 0 | 0 | 0.0015946
v5.10_MeasureAssessmentTemplate_Commercial_All | Recirculation Pumps - SEG All - Recirculation Pump Motor and Controls | Water Heat | Recirculation Pumps | Retrofit | Recirculation Pumps | Commercial | Restaurant | Firm | Sales | Commercial | 27.6097 | 0 | 0.97528 | 5.5126 | 0.57135 | 3.0616 | -1.9486 | 7.3631e-06 | 1.4586e-05 | 2.5665e-05 | 4.1372e-05 | 6.2231e-05 | 8.8326e-05 | 0.00011907 | 0.00015296 | 0.00018749 | 0.0002191 | 0.00024361 | 0.00025682 | 0.00025557 | 0.00023875 | 0.00020802 | 0.00017049 | 1.981e-05 | 0 | 0 | 0 | 0 | 0 | 0 | 0 | 0 | 0.0023112
v5.10_MeasureAssessmentTemplate_Commercial_All | Recirculation Pumps - SEG All - Recirculation Pump Motor and Controls | Water Heat | Recirculation Pumps | Retrofit | Recirculation Pumps | Commercial | School K-12 | Firm | Sales | Commercial | 27.6097 | 0 | 0.97528 | 5.5126 | 0.57135 | 3.0616 | -1.9486 | 0.00011478 | 0.00022895 | 0.00040566 | 0.00065847 | 0.00099737 | 0.0014254 | 0.0019349 | 0.0025031 | 0.0030894 | 0.0036355 | 0.0040702 | 0.0043208 | 0.0043298 | 0.004073 | 0.0035735 | 0.0029491 | 0.0022504 | 0.0015547 | 0.00044066 | 0 | 0 | 0 | 0 | 0 | 0 | 0.042556
v5.10_MeasureAssessmentTemplate_Commercial_All | Recirculation Pumps - SEG All - Recirculation Pump Motor and Controls | Water Heat | Recirculation Pumps | Retrofit | Recirculation Pumps | Commercial | Small Office | Firm | Sales | Commercial | 27.6097 | 0 | 0.97528 | 5.5126 | 0.57135 | 3.0616 | -1.9486 | 5.1979e-05 | 0.00010359 | 0.00018338 | 0.00029739 | 0.00045005 | 0.00064263 | 0.00087153 | 0.0011264 | 0.001389 | 0.0016331 | 0.0018267 | 0.0019374 | 0.0019397 | 0.001823 | 0.001598 | 0.0013176 | 0.0010045 | 0.00066318 | 0 | 0 | 0 | 0 | 0 | 0 | 0 | 0.018859
v5.10_MeasureAssessmentTemplate_Commercial_All | Recirculation Pumps - SEG All - Recirculation Pump Motor and Controls | Water Heat | Recirculation Pumps | Retrofit | Recirculation Pumps | Commercial | Small Retail | Firm | Sales | Commercial | 27.6097 | 0 | 0.97528 | 5.5126 | 0.57135 | 3.0616 | -1.9486 | 1.3297e-05 | 2.6457e-05 | 4.676e-05 | 7.5712e-05 | 0.00011439 | 0.00016308 | 0.00022081 | 0.00028494 | 0.0003508 | 0.00041177 | 0.00045985 | 0.00048695 | 0.00048673 | 0.00045671 | 0.00039971 | 0.00032903 | 0.00025046 | 6.459e-05 | 0 | 0 | 0 | 0 | 0 | 0 | 0 | 0.004642
v5.10_MeasureAssessmentTemplate_Commercial_All | Recirculation Pumps - SEG All - Recirculation Pump Motor and Controls | Water Heat | Recirculation Pumps | Retrofit | Recirculation Pumps | Commercial | Supermarket | Firm | Sales | Commercial | 27.6097 | 0 | 0.97528 | 5.5126 | 0.57135 | 3.0616 | -1.9486 | 3.5182e-05 | 6.9994e-05 | 0.00012369 | 0.00020025 | 0.00030252 | 0.00043122 | 0.00058381 | 0.00075326 | 0.00092726 | 0.0010883 | 0.0012152 | 0.0012867 | 0.0012859 | 0.0012065 | 0.0010558 | 0.000869 | 0.00066139 | 0.00015062 | 0 | 0 | 0 | 0 | 0 | 0 | 0 | 0.012247
v5.10_MeasureAssessmentTemplate_Commercial_All | Recirculation Pumps - SEG All - Recirculation Pump Motor and Controls | Water Heat | Recirculation Pumps | Retrofit | Recirculation Pumps | Commercial | Supermarket | Firm | Transport | Commercial | 27.6097 | 0 | 0.97528 | 4.3335 | 0.57135 | 0.46729 | -1.8056 | 5.5497e-06 | 1.1041e-05 | 1.9512e-05 | 3.1588e-05 | 4.7721e-05 | 6.8023e-05 | 9.2094e-05 | 0.00011882 | 0.00014627 | 0.00017167 | 0.0001917 | 0.00020297 | 0.00020285 | 0.00019032 | 0.00016654 | 0.00013708 | 0.00010433 | 2.376e-05 | 0 | 0 | 0 | 0 | 0 | 0 | 0 | 0.0019318
v5.10_MeasureAssessmentTemplate_Commercial_All | Refrigeration - Retrofit Doors - HVAC Savings - SEG SEL - Add Cooler Doors to Open Display Cases | HVAC | Refrigeration | Retrofit | Refrigeration - Retrofit Doors - HVAC Savings | Commercial | Extra Large Retail | Firm | Sales | Commercial | 47.6904 | 1 | 3.2356 | 7.3503 | -2.2239 | 1.2305 | -2.9128 | 0.010466 | 0.016946 | 0.025604 | 0.036502 | 0.049424 | 0.063777 | 0.078518 | 0.092165 | 0.10293 | 0.10899 | 0.10894 | 0.10223 | 0.089465 | 0.073647 | 0.056059 | 0.0062944 | 0 | 0 | 0 | 0 | 0 | 0 | 0 | 0 | 0 | 1.022
v5.10_MeasureAssessmentTemplate_Commercial_All | Refrigeration - Retrofit Doors - HVAC Savings - SEG SEL - Add Cooler Doors to Open Display Cases | HVAC | Refrigeration | Retrofit | Refrigeration - Retrofit Doors - HVAC Savings | Commercial | Extra Large Retail | Firm | Transport | Commercial | 47.6904 | 1 | 3.2356 | 6.1135 | -2.2239 | 0.46729 | -2.7698 | 0.0010353 | 0.0016763 | 0.0025326 | 0.0036106 | 0.0048888 | 0.0063085 | 0.0077666 | 0.0091166 | 0.010181 | 0.010781 | 0.010776 | 0.010112 | 0.0088495 | 0.0072848 | 0.0055451 | 0.00062261 | 0 | 0 | 0 | 0 | 0 | 0 | 0 | 0 | 0 | 0.10109
v5.10_MeasureAssessmentTemplate_Commercial_All | Refrigeration - Retrofit Doors - HVAC Savings - SEG SEL - Add Cooler Doors to Open Display Cases | HVAC | Refrigeration | Retrofit | Refrigeration - Retrofit Doors - HVAC Savings | Commercial | Large Retail | Firm | Sales | Commercial | 47.6904 | 1 | 3.2356 | 7.3503 | -2.2239 | 1.2305 | -2.9128 | 0.0031478 | 0.0050967 | 0.0077006 | 0.010978 | 0.014865 | 0.019181 | 0.023615 | 0.027719 | 0.030956 | 0.03278 | 0.032765 | 0.030745 | 0.026907 | 0.02215 | 0.01686 | 0.0018931 | 0 | 0 | 0 | 0 | 0 | 0 | 0 | 0 | 0 | 0.30736
v5.10_MeasureAssessmentTemplate_Commercial_All | Refrigeration - Retrofit Doors - HVAC Savings - SEG SEL - Add Cooler Doors to Open Display Cases | HVAC | Refrigeration | Retrofit | Refrigeration - Retrofit Doors - HVAC Savings | Commercial | Medium Retail | Firm | Sales | Commercial | 47.6904 | 1 | 3.2356 | 7.3503 | -2.2239 | 1.2305 | -2.9128 | 0.0049552 | 0.0080232 | 0.012122 | 0.017282 | 0.023399 | 0.030195 | 0.037174 | 0.043635 | 0.048731 | 0.051602 | 0.051579 | 0.048398 | 0.042357 | 0.034868 | 0.026541 | 0.00298 | 0 | 0 | 0 | 0 | 0 | 0 | 0 | 0 | 0 | 0.48384
v5.10_MeasureAssessmentTemplate_Commercial_All | Refrigeration - Retrofit Doors - HVAC Savings - SEG SEL - Add Cooler Doors to Open Display Cases | HVAC | Refrigeration | Retrofit | Refrigeration - Retrofit Doors - HVAC Savings | Commercial | Medium Retail | Firm | Sales | Industrial | 47.6904 | 1 | 3.2356 | 7.3503 | -2.2239 | 1.2305 | -2.9128 | 1.5943e-05 | 2.5814e-05 | 3.9003e-05 | 5.5603e-05 | 7.5287e-05 | 9.7151e-05 | 0.00011961 | 0.0001404 | 0.00015679 | 0.00016603 | 0.00016595 | 0.00015572 | 0.00013628 | 0.00011219 | 8.5394e-05 | 9.5882e-06 | 0 | 0 | 0 | 0 | 0 | 0 | 0 | 0 | 0 | 0.0015567
v5.10_MeasureAssessmentTemplate_Commercial_All | Refrigeration - Retrofit Doors - HVAC Savings - SEG SEL - Add Cooler Doors to Open Display Cases | HVAC | Refrigeration | Retrofit | Refrigeration - Retrofit Doors - HVAC Savings | Commercial | Restaurant | Firm | Sales | Commercial | 47.6904 | 1 | 3.2356 | 7.3503 | -2.2239 | 1.2305 | -2.9128 | 0.00015799 | 0.00025468 | 0.00038309 | 0.00054373 | 0.00073297 | 0.00094164 | 0.0011542 | 0.0013488 | 0.0014996 | 0.001581 | 0.0015733 | 0.0014697 | 0.0012806 | 0.0009495 | 0 | 0 | 0 | 0 | 0 | 0 | 0 | 0 | 0 | 0 | 0 | 0.013871
v5.10_MeasureAssessmentTemplate_Commercial_All | Refrigeration - Retrofit Doors - HVAC Savings - SEG SEL - Add Cooler Doors to Open Display Cases | HVAC | Refrigeration | Retrofit | Refrigeration - Retrofit Doors - HVAC Savings | Commercial | Small Retail | Firm | Sales | Commercial | 47.6904 | 1 | 3.2356 | 7.3503 | -2.2239 | 1.2305 | -2.9128 | 0.00757 | 0.012257 | 0.018519 | 0.026401 | 0.035747 | 0.046128 | 0.05679 | 0.066661 | 0.074445 | 0.078831 | 0.078796 | 0.073937 | 0.064708 | 0.053267 | 0.040546 | 0.0045526 | 0 | 0 | 0 | 0 | 0 | 0 | 0 | 0 | 0 | 0.73915
v5.10_MeasureAssessmentTemplate_Commercial_All | Refrigeration - Retrofit Doors - HVAC Savings - SEG SEL - Add Cooler Doors to Open Display Cases | HVAC | Refrigeration | Retrofit | Refrigeration - Retrofit Doors - HVAC Savings | Commercial | Supermarket | Firm | Sales | Commercial | 47.6904 | 1 | 3.2356 | 7.3503 | -2.2239 | 1.2305 | -2.9128 | 1.59 | 2.5742 | 3.8888 | 5.5433 | 7.5049 | 9.6831 | 11.9198 | 13.99 | 15.6217 | 16.5401 | 16.5308 | 15.5095 | 13.572 | 11.1709 | 8.5021 | 0.6659 | 0 | 0 | 0 | 0 | 0 | 0 | 0 | 0 | 0 | 154.8073
v5.10_MeasureAssessmentTemplate_Commercial_All | Refrigeration - Retrofit Doors - HVAC Savings - SEG SEL - Add Cooler Doors to Open Display Cases | HVAC | Refrigeration | Retrofit | Refrigeration - Retrofit Doors - HVAC Savings | Commercial | Supermarket | Firm | Transport | Commercial | 47.6904 | 1 | 3.2356 | 6.1135 | -2.2239 | 0.46729 | -2.7698 | 0.25082 | 0.40607 | 0.61344 | 0.87444 | 1.1839 | 1.5275 | 1.8803 | 2.2069 | 2.4643 | 2.6091 | 2.6077 | 2.4466 | 2.1409 | 1.7622 | 1.3412 | 0.10504 | 0 | 0 | 0 | 0 | 0 | 0 | 0 | 0 | 0 | 24.4201
v5.10_MeasureAssessmentTemplate_Commercial_All | Retrocommissioning - HVAC - SEG Hospital - Retrocommissioning | HVAC | Retrocommissioning | Retrofit | Retrocommissioning - HVAC | Commercial | Hospital | Firm | Sales | Commercial | 2.6812 | 1 | 3.8059 | 32.367 | -12.4177 | 4.6065 | -16.4825 | 1.3394 | 0.85751 | 0.56497 | 0.19136 | 0 | 0 | 0 | 0 | 0 | 0 | 0 | 0 | 0 | 0 | 0 | 0 | 0 | 0 | 0 | 0 | 0 | 0 | 0 | 0 | 0 | 2.9532
v5.10_MeasureAssessmentTemplate_Commercial_All | Retrocommissioning - HVAC - SEG Hospital - Retrocommissioning | HVAC | Retrocommissioning | Retrofit | Retrocommissioning - HVAC | Commercial | Hospital | Firm | Transport | Commercial | 2.6812 | 1 | 3.8059 | 31.166 | -12.4177 | 0.46729 | -16.3395 | 0.70455 | 0.45107 | 0.29719 | 0.10066 | 0 | 0 | 0 | 0 | 0 | 0 | 0 | 0 | 0 | 0 | 0 | 0 | 0 | 0 | 0 | 0 | 0 | 0 | 0 | 0 | 0 | 1.5535
v5.10_MeasureAssessmentTemplate_Commercial_All | Retrocommissioning - HVAC - SEG Hospital - Retrocommissioning | HVAC | Retrocommissioning | Retrofit | Retrocommissioning - HVAC | Commercial | Hospital | Interruptible | Sales | Commercial | 2.6812 | 1 | 3.4883 | 29.6662 | -10.9548 | 0.46729 | -15.0196 | 0.70259 | 0.44982 | 0.29636 | 0.10038 | 0 | 0 | 0 | 0 | 0 | 0 | 0 | 0 | 0 | 0 | 0 | 0 | 0 | 0 | 0 | 0 | 0 | 0 | 0 | 0 | 0 | 1.5492
v5.10_MeasureAssessmentTemplate_Commercial_All | Retrocommissioning - HVAC - SEG Lodging - Retrocommissioning | HVAC | Retrocommissioning | Retrofit | Retrocommissioning - HVAC | Commercial | Lodging | Firm | Sales | Commercial | 6.7044 | 1 | 3.8137 | 32.4335 | -12.4177 | 4.6065 | -16.4825 | 1.1514 | 0.73747 | 0.48608 | 0.1884 | 0 | 0 | 0 | 0 | 0 | 0 | 0 | 0 | 0 | 0 | 0 | 0 | 0 | 0 | 0 | 0 | 0 | 0 | 0 | 0 | 0 | 2.5634
v5.10_MeasureAssessmentTemplate_Commercial_All | Retrocommissioning - HVAC - SEG Office - Retrocommissioning | HVAC | Retrocommissioning | Retrofit | Retrocommissioning - HVAC | Commercial | Large Office | Firm | Sales | Commercial | 2.8888 | 1 | 3.8177 | 32.4671 | -12.4177 | 4.6065 | -16.4825 | 5.8857 | 3.7723 | 2.4881 | 1.1796 | 0 | 0 | 0 | 0 | 0 | 0 | 0 | 0 | 0 | 0 | 0 | 0 | 0 | 0 | 0 | 0 | 0 | 0 | 0 | 0 | 0 | 13.3257
v5.10_MeasureAssessmentTemplate_Commercial_All | Retrocommissioning - HVAC - SEG Office - Retrocommissioning | HVAC | Retrocommissioning | Retrofit | Retrocommissioning - HVAC | Commercial | Large Office | Firm | Sales | Industrial | 2.8888 | 1 | 3.8177 | 32.4671 | -12.4177 | 4.6065 | -16.4825 | 0.055367 | 0.035486 | 0.023406 | 0.011097 | 0 | 0 | 0 | 0 | 0 | 0 | 0 | 0 | 0 | 0 | 0 | 0 | 0 | 0 | 0 | 0 | 0 | 0 | 0 | 0 | 0 | 0.12536
v5.10_MeasureAssessmentTemplate_Commercial_All | Retrocommissioning - HVAC - SEG Office - Retrocommissioning | HVAC | Retrocommissioning | Retrofit | Retrocommissioning - HVAC | Commercial | Medium Office | Firm | Sales | Commercial | 2.8888 | 1 | 3.8177 | 32.4671 | -12.4177 | 4.6065 | -16.4825 | 5.5941 | 3.5854 | 2.3648 | 1.1212 | 0 | 0 | 0 | 0 | 0 | 0 | 0 | 0 | 0 | 0 | 0 | 0 | 0 | 0 | 0 | 0 | 0 | 0 | 0 | 0 | 0 | 12.6655
v5.10_MeasureAssessmentTemplate_Commercial_All | Retrocommissioning - HVAC - SEG Office - Retrocommissioning | HVAC | Retrocommissioning | Retrofit | Retrocommissioning - HVAC | Commercial | Small Office | Firm | Sales | Commercial | 2.8888 | 1 | 3.8177 | 32.4671 | -12.4177 | 4.6065 | -16.4825 | 8.1006 | 5.1919 | 3.4245 | 1.6236 | 0 | 0 | 0 | 0 | 0 | 0 | 0 | 0 | 0 | 0 | 0 | 0 | 0 | 0 | 0 | 0 | 0 | 0 | 0 | 0 | 0 | 18.3406
v5.10_MeasureAssessmentTemplate_Commercial_All | Retrocommissioning - HVAC - SEG Other - Retrocommissioning | HVAC | Retrocommissioning | Retrofit | Retrocommissioning - HVAC | Commercial | Assembly | Firm | Sales | Commercial | 1.0819 | 1 | 3.8101 | 32.4028 | -12.4177 | 4.6065 | -16.4825 | 1.198 | 0.7667 | 0.50494 | 0.14734 | 0 | 0 | 0 | 0 | 0 | 0 | 0 | 0 | 0 | 0 | 0 | 0 | 0 | 0 | 0 | 0 | 0 | 0 | 0 | 0 | 0 | 2.617
v5.10_MeasureAssessmentTemplate_Commercial_All | Retrocommissioning - HVAC - SEG Other - Retrocommissioning | HVAC | Retrocommissioning | Retrofit | Retrocommissioning - HVAC | Commercial | Other | Firm | Sales | Commercial | 1.0819 | 1 | 3.8101 | 32.4028 | -12.4177 | 4.6065 | -16.4825 | 0.25115 | 0.16 | 0.080789 | 0 | 0 | 0 | 0 | 0 | 0 | 0 | 0 | 0 | 0 | 0 | 0 | 0 | 0 | 0 | 0 | 0 | 0 | 0 | 0 | 0 | 0 | 0.49194
v5.10_MeasureAssessmentTemplate_Commercial_All | Retrocommissioning - HVAC - SEG Restaurant - Retrocommissioning | HVAC | Retrocommissioning | Retrofit | Retrocommissioning - HVAC | Commercial | Restaurant | Firm | Sales | Commercial | 5.6706 | 1 | 3.8165 | 32.457 | -12.4177 | 4.6065 | -16.4825 | 2.668 | 1.6997 | 0.85823 | 0 | 0 | 0 | 0 | 0 | 0 | 0 | 0 | 0 | 0 | 0 | 0 | 0 | 0 | 0 | 0 | 0 | 0 | 0 | 0 | 0 | 0 | 5.2259
v5.10_MeasureAssessmentTemplate_Commercial_All | Retrocommissioning - HVAC - SEG Retail - Retrocommissioning | HVAC | Retrocommissioning | Retrofit | Retrocommissioning - HVAC | Commercial | Extra Large Retail | Firm | Sales | Commercial | 1.3518 | 1 | 3.8167 | 32.4588 | -12.4177 | 4.6065 | -16.4825 | 2.3262 | 1.4885 | 0.98022 | 0.27263 | 0 | 0 | 0 | 0 | 0 | 0 | 0 | 0 | 0 | 0 | 0 | 0 | 0 | 0 | 0 | 0 | 0 | 0 | 0 | 0 | 0 | 5.0676
v5.10_MeasureAssessmentTemplate_Commercial_All | Retrocommissioning - HVAC - SEG Retail - Retrocommissioning | HVAC | Retrocommissioning | Retrofit | Retrocommissioning - HVAC | Commercial | Extra Large Retail | Firm | Transport | Commercial | 1.3518 | 1 | 3.8167 | 31.166 | -12.4177 | 0.46729 | -16.3395 | 0.2301 | 0.14724 | 0.09696 | 0.026967 | 0 | 0 | 0 | 0 | 0 | 0 | 0 | 0 | 0 | 0 | 0 | 0 | 0 | 0 | 0 | 0 | 0 | 0 | 0 | 0 | 0 | 0.50126
v5.10_MeasureAssessmentTemplate_Commercial_All | Retrocommissioning - HVAC - SEG Retail - Retrocommissioning | HVAC | Retrocommissioning | Retrofit | Retrocommissioning - HVAC | Commercial | Large Retail | Firm | Sales | Commercial | 1.3518 | 1 | 3.8167 | 32.4588 | -12.4177 | 4.6065 | -16.4825 | 0.69962 | 0.44769 | 0.29481 | 0.081994 | 0 | 0 | 0 | 0 | 0 | 0 | 0 | 0 | 0 | 0 | 0 | 0 | 0 | 0 | 0 | 0 | 0 | 0 | 0 | 0 | 0 | 1.5241
v5.10_MeasureAssessmentTemplate_Commercial_All | Retrocommissioning - HVAC - SEG Retail - Retrocommissioning | HVAC | Retrocommissioning | Retrofit | Retrocommissioning - HVAC | Commercial | Medium Retail | Firm | Sales | Commercial | 1.3518 | 1 | 3.8167 | 32.4588 | -12.4177 | 4.6065 | -16.4825 | 1.1013 | 0.70474 | 0.46408 | 0.12907 | 0 | 0 | 0 | 0 | 0 | 0 | 0 | 0 | 0 | 0 | 0 | 0 | 0 | 0 | 0 | 0 | 0 | 0 | 0 | 0 | 0 | 2.3992
v5.10_MeasureAssessmentTemplate_Commercial_All | Retrocommissioning - HVAC - SEG Retail - Retrocommissioning | HVAC | Retrocommissioning | Retrofit | Retrocommissioning - HVAC | Commercial | Medium Retail | Firm | Sales | Industrial | 1.3518 | 1 | 3.8167 | 32.4588 | -12.4177 | 4.6065 | -16.4825 | 0.0035435 | 0.0022675 | 0.0014932 | 0.00041529 | 0 | 0 | 0 | 0 | 0 | 0 | 0 | 0 | 0 | 0 | 0 | 0 | 0 | 0 | 0 | 0 | 0 | 0 | 0 | 0 | 0 | 0.0077194
v5.10_MeasureAssessmentTemplate_Commercial_All | Retrocommissioning - HVAC - SEG Retail - Retrocommissioning | HVAC | Retrocommissioning | Retrofit | Retrocommissioning - HVAC | Commercial | Small Retail | Firm | Sales | Commercial | 1.3518 | 1 | 3.8167 | 32.4588 | -12.4177 | 4.6065 | -16.4825 | 1.6825 | 1.0766 | 0.70897 | 0.19718 | 0 | 0 | 0 | 0 | 0 | 0 | 0 | 0 | 0 | 0 | 0 | 0 | 0 | 0 | 0 | 0 | 0 | 0 | 0 | 0 | 0 | 3.6653
v5.10_MeasureAssessmentTemplate_Commercial_All | Retrocommissioning - HVAC - SEG School - Retrocommissioning | HVAC | Retrocommissioning | Retrofit | Retrocommissioning - HVAC | Commercial | School K-12 | Firm | Sales | Commercial | 5.2616 | 1 | 3.8163 | 32.4553 | -12.4177 | 4.6065 | -16.4825 | 27.939 | 17.923 | 11.8323 | 5.9037 | 1.0433 | 0 | 0 | 0 | 0 | 0 | 0 | 0 | 0 | 0 | 0 | 0 | 0 | 0 | 0 | 0 | 0 | 0 | 0 | 0 | 0 | 64.6413
v5.10_MeasureAssessmentTemplate_Commercial_All | Retrocommissioning - HVAC - SEG Supermarket - Retrocommissioning | HVAC | Retrocommissioning | Retrofit | Retrocommissioning - HVAC | Commercial | Supermarket | Firm | Sales | Commercial | 1.6184 | 1 | 3.8168 | 32.4593 | -12.4177 | 4.6065 | -16.4825 | 3.4121 | 2.1831 | 1.4375 | 0.37902 | 0 | 0 | 0 | 0 | 0 | 0 | 0 | 0 | 0 | 0 | 0 | 0 | 0 | 0 | 0 | 0 | 0 | 0 | 0 | 0 | 0 | 7.4117
v5.10_MeasureAssessmentTemplate_Commercial_All | Retrocommissioning - HVAC - SEG Supermarket - Retrocommissioning | HVAC | Retrocommissioning | Retrofit | Retrocommissioning - HVAC | Commercial | Supermarket | Firm | Transport | Commercial | 1.6184 | 1 | 3.8168 | 31.166 | -12.4177 | 0.46729 | -16.3395 | 0.53824 | 0.34438 | 0.22675 | 0.059789 | 0 | 0 | 0 | 0 | 0 | 0 | 0 | 0 | 0 | 0 | 0 | 0 | 0 | 0 | 0 | 0 | 0 | 0 | 0 | 0 | 0 | 1.1692
v5.10_MeasureAssessmentTemplate_Commercial_All | SEM - SEG Hospital - Strategic Energy Management | Whole Building | SEM | Retrofit | SEM | Commercial | Hospital | Firm | Sales | Commercial | 132.9253 | 1 | 3.709 | 6.6927 | -2.1462 | 0.97739 | -2.582 | 11.5943 | 13.404 | 15.2262 | 17.7283 | 19.3685 | 19.7052 | 18.4936 | 15.8317 | 12.201 | 4.1641 | 0 | 0 | 0 | 0 | 0 | 0 | 0 | 0 | 0 | 0 | 0 | 0 | 0 | 0 | 0 | 147.7168
v5.10_MeasureAssessmentTemplate_Commercial_All | SEM - SEG Hospital - Strategic Energy Management | Whole Building | SEM | Retrofit | SEM | Commercial | Hospital | Firm | Transport | Commercial | 132.9253 | 1 | 3.709 | 5.5028 | -2.1462 | 0.46729 | -2.439 | 6.0988 | 7.0508 | 8.0093 | 9.3255 | 10.1882 | 10.3653 | 9.728 | 8.3278 | 6.418 | 2.1904 | 0 | 0 | 0 | 0 | 0 | 0 | 0 | 0 | 0 | 0 | 0 | 0 | 0 | 0 | 0 | 77.7021
v5.10_MeasureAssessmentTemplate_Commercial_All | SEM - SEG Hospital - Strategic Energy Management | Whole Building | SEM | Retrofit | SEM | Commercial | Hospital | Interruptible | Sales | Commercial | 132.9253 | 1 | 2.2122 | 3.9919 | -0.6833 | 0.46729 | -1.119 | 6.0819 | 7.0312 | 7.9871 | 9.2996 | 10.16 | 10.3366 | 9.701 | 8.3047 | 6.4002 | 2.1843 | 0 | 0 | 0 | 0 | 0 | 0 | 0 | 0 | 0 | 0 | 0 | 0 | 0 | 0 | 0 | 77.4865
v5.10_MeasureAssessmentTemplate_Commercial_All | SEM - SEG Lodging - Strategic Energy Management | Whole Building | SEM | Retrofit | SEM | Commercial | Lodging | Firm | Sales | Commercial | 23.3252 | 1 | 4.5763 | 8.2578 | -2.9939 | 0.97739 | -3.4297 | 4.3391 | 5.0184 | 5.7029 | 6.6427 | 7.2602 | 7.3894 | 6.9378 | 5.9416 | 4.5808 | 2.0046 | 0 | 0 | 0 | 0 | 0 | 0 | 0 | 0 | 0 | 0 | 0 | 0 | 0 | 0 | 0 | 55.8175
v5.10_MeasureAssessmentTemplate_Commercial_All | SEM - SEG Office - Strategic Energy Management | Whole Building | SEM | Retrofit | SEM | Commercial | Large Office | Firm | Sales | Commercial | 14.2888 | 1 | 6.2591 | 11.2942 | -4.6386 | 0.97739 | -5.0744 | 6.4288 | 7.4405 | 8.4613 | 9.8627 | 10.787 | 10.9867 | 10.3225 | 8.8465 | 6.8252 | 4.1442 | 0 | 0 | 0 | 0 | 0 | 0 | 0 | 0 | 0 | 0 | 0 | 0 | 0 | 0 | 0 | 84.1055
v5.10_MeasureAssessmentTemplate_Commercial_All | SEM - SEG Office - Strategic Energy Management | Whole Building | SEM | Retrofit | SEM | Commercial | Large Office | Firm | Sales | Industrial | 14.2888 | 1 | 6.2591 | 11.2942 | -4.6386 | 0.97739 | -5.0744 | 0.060477 | 0.069993 | 0.079597 | 0.092779 | 0.10147 | 0.10335 | 0.097105 | 0.08322 | 0.064206 | 0.038985 | 0 | 0 | 0 | 0 | 0 | 0 | 0 | 0 | 0 | 0 | 0 | 0 | 0 | 0 | 0 | 0.79119
v5.10_MeasureAssessmentTemplate_Commercial_All | SEM - SEG Office - Strategic Energy Management | Whole Building | SEM | Retrofit | SEM | Commercial | Medium Office | Firm | Sales | Commercial | 14.2888 | 1 | 6.2591 | 11.2942 | -4.6386 | 0.97739 | -5.0744 | 6.1103 | 7.0719 | 8.0421 | 9.374 | 10.2526 | 10.4423 | 9.8111 | 8.4082 | 6.4871 | 3.9389 | 0 | 0 | 0 | 0 | 0 | 0 | 0 | 0 | 0 | 0 | 0 | 0 | 0 | 0 | 0 | 79.9386
v5.10_MeasureAssessmentTemplate_Commercial_All | SEM - SEG Office - Strategic Energy Management | Whole Building | SEM | Retrofit | SEM | Commercial | Small Office | Firm | Sales | Commercial | 14.2888 | 1 | 6.2591 | 11.2942 | -4.6386 | 0.97739 | -5.0744 | 8.8482 | 10.2405 | 11.6456 | 13.5742 | 14.8465 | 15.1212 | 14.2072 | 12.1756 | 9.3938 | 5.7038 | 0 | 0 | 0 | 0 | 0 | 0 | 0 | 0 | 0 | 0 | 0 | 0 | 0 | 0 | 0 | 115.7565
v5.10_MeasureAssessmentTemplate_Commercial_All | SEM - SEG Other - Strategic Energy Management | Whole Building | SEM | Retrofit | SEM | Commercial | Assembly | Firm | Sales | Commercial | 25.5513 | 1 | 3.6964 | 6.67 | -2.1339 | 0.97739 | -2.5697 | 4.9911 | 5.7679 | 6.5495 | 7.6228 | 8.3248 | 8.4662 | 7.9426 | 6.7967 | 5.236 | 1.3016 | 0 | 0 | 0 | 0 | 0 | 0 | 0 | 0 | 0 | 0 | 0 | 0 | 0 | 0 | 0 | 62.9988
v5.10_MeasureAssessmentTemplate_Commercial_All | SEM - SEG Other - Strategic Energy Management | Whole Building | SEM | Retrofit | SEM | Commercial | Other | Firm | Sales | Commercial | 25.5513 | 1 | 3.6964 | 6.67 | -2.1339 | 0.97739 | -2.5697 | 1.285 | 1.4783 | 1.671 | 1.936 | 2.1047 | 2.1307 | 1.9899 | 1.6951 | 0.25325 | 0 | 0 | 0 | 0 | 0 | 0 | 0 | 0 | 0 | 0 | 0 | 0 | 0 | 0 | 0 | 0 | 14.5438
v5.10_MeasureAssessmentTemplate_Commercial_All | SEM - SEG Restaurant - Strategic Energy Management | Whole Building | SEM | Retrofit | SEM | Commercial | Restaurant | Firm | Sales | Commercial | 196.0802 | 1 | 3.2126 | 5.797 | -1.6611 | 0.97739 | -2.0968 | 16.1078 | 18.5304 | 20.946 | 24.268 | 26.3828 | 26.7093 | 24.9438 | 21.2483 | 3.1746 | 0 | 0 | 0 | 0 | 0 | 0 | 0 | 0 | 0 | 0 | 0 | 0 | 0 | 0 | 0 | 0 | 182.3111
v5.10_MeasureAssessmentTemplate_Commercial_All | SEM - SEG Retail - Strategic Energy Management | Whole Building | SEM | Retrofit | SEM | Commercial | Extra Large Retail | Firm | Sales | Commercial | 20.9292 | 1 | 3.3515 | 6.0476 | -1.7968 | 0.97739 | -2.2325 | 6.2895 | 7.2675 | 8.2514 | 9.6025 | 10.4856 | 10.6626 | 10.002 | 8.558 | 6.5921 | 1.46 | 0 | 0 | 0 | 0 | 0 | 0 | 0 | 0 | 0 | 0 | 0 | 0 | 0 | 0 | 0 | 79.1712
v5.10_MeasureAssessmentTemplate_Commercial_All | SEM - SEG Retail - Strategic Energy Management | Whole Building | SEM | Retrofit | SEM | Commercial | Extra Large Retail | Firm | Transport | Commercial | 20.9292 | 1 | 3.3515 | 4.8577 | -1.7968 | 0.46729 | -2.0895 | 0.62213 | 0.71887 | 0.81619 | 0.94984 | 1.0372 | 1.0547 | 0.98935 | 0.84652 | 0.65206 | 0.14442 | 0 | 0 | 0 | 0 | 0 | 0 | 0 | 0 | 0 | 0 | 0 | 0 | 0 | 0 | 0 | 7.8313
v5.10_MeasureAssessmentTemplate_Commercial_All | SEM - SEG Retail - Strategic Energy Management | Whole Building | SEM | Retrofit | SEM | Commercial | Large Retail | Firm | Sales | Commercial | 20.9292 | 1 | 3.3515 | 6.0476 | -1.7968 | 0.97739 | -2.2325 | 1.8916 | 2.1858 | 2.4817 | 2.888 | 3.1536 | 3.2068 | 3.0082 | 2.5739 | 1.9826 | 0.43912 | 0 | 0 | 0 | 0 | 0 | 0 | 0 | 0 | 0 | 0 | 0 | 0 | 0 | 0 | 0 | 23.8113
v5.10_MeasureAssessmentTemplate_Commercial_All | SEM - SEG Retail - Strategic Energy Management | Whole Building | SEM | Retrofit | SEM | Commercial | Medium Retail | Firm | Sales | Commercial | 20.9292 | 1 | 3.3515 | 6.0476 | -1.7968 | 0.97739 | -2.2325 | 2.9777 | 3.4408 | 3.9066 | 4.5463 | 4.9644 | 5.0481 | 4.7354 | 4.0517 | 3.121 | 0.69125 | 0 | 0 | 0 | 0 | 0 | 0 | 0 | 0 | 0 | 0 | 0 | 0 | 0 | 0 | 0 | 37.4832
v5.10_MeasureAssessmentTemplate_Commercial_All | SEM - SEG Retail - Strategic Energy Management | Whole Building | SEM | Retrofit | SEM | Commercial | Medium Retail | Firm | Sales | Industrial | 20.9292 | 1 | 3.3515 | 6.0476 | -1.7968 | 0.97739 | -2.2325 | 0.0095808 | 0.011071 | 0.012569 | 0.014628 | 0.015973 | 0.016242 | 0.015236 | 0.013036 | 0.010042 | 0.0022241 | 0 | 0 | 0 | 0 | 0 | 0 | 0 | 0 | 0 | 0 | 0 | 0 | 0 | 0 | 0 | 0.1206
v5.10_MeasureAssessmentTemplate_Commercial_All | SEM - SEG Retail - Strategic Energy Management | Whole Building | SEM | Retrofit | SEM | Commercial | Small Retail | Firm | Sales | Commercial | 20.9292 | 1 | 3.3515 | 6.0476 | -1.7968 | 0.97739 | -2.2325 | 4.549 | 5.2564 | 5.968 | 6.9453 | 7.584 | 7.712 | 7.2342 | 6.1898 | 4.7679 | 1.056 | 0 | 0 | 0 | 0 | 0 | 0 | 0 | 0 | 0 | 0 | 0 | 0 | 0 | 0 | 0 | 57.2626
v5.10_MeasureAssessmentTemplate_Commercial_All | SEM - SEG School - Strategic Energy Management | Whole Building | SEM | Retrofit | SEM | Commercial | School K-12 | Firm | Sales | Commercial | 18.6473 | 1 | 3.9926 | 7.2044 | -2.4234 | 0.97739 | -2.8591 | 17.2917 | 20.0308 | 22.7996 | 26.5996 | 29.1188 | 29.6845 | 27.9153 | 23.9452 | 18.4909 | 12.212 | 3.0829 | 0 | 0 | 0 | 0 | 0 | 0 | 0 | 0 | 0 | 0 | 0 | 0 | 0 | 0 | 231.1712
v5.10_MeasureAssessmentTemplate_Commercial_All | SEM - SEG Supermarket - Strategic Energy Management | Whole Building | SEM | Retrofit | SEM | Commercial | Supermarket | Firm | Sales | Commercial | 23.5582 | 1 | 5.8284 | 10.517 | -4.2177 | 0.97739 | -4.6534 | 9.3961 | 10.856 | 12.3241 | 14.3404 | 15.6574 | 15.9196 | 14.9315 | 12.7743 | 9.8387 | 1.8972 | 0 | 0 | 0 | 0 | 0 | 0 | 0 | 0 | 0 | 0 | 0 | 0 | 0 | 0 | 0 | 117.9354
v5.10_MeasureAssessmentTemplate_Commercial_All | SEM - SEG Supermarket - Strategic Energy Management | Whole Building | SEM | Retrofit | SEM | Commercial | Supermarket | Firm | Transport | Commercial | 23.5582 | 1 | 5.8284 | 9.3271 | -4.2177 | 0.46729 | -4.5104 | 1.4822 | 1.7125 | 1.9441 | 2.2621 | 2.4699 | 2.5112 | 2.3554 | 2.0151 | 1.552 | 0.29927 | 0 | 0 | 0 | 0 | 0 | 0 | 0 | 0 | 0 | 0 | 0 | 0 | 0 | 0 | 0 | 18.6038
v5.10_MeasureAssessmentTemplate_Commercial_All | Secondary Window Glazing - SEG Hospital - Secondary Glazing added to Single Pane Windows | HVAC | Secondary Window Glazing | Retrofit | Secondary Window Glazing | Commercial | Hospital | Firm | Sales | Commercial | 0.26149 | 0 | 0.52384 | 6.0315 | 3.4772 | 6.2367 | -2.2178 | 0.01194 | 0.019342 | 0.029238 | 0.041704 | 0.056496 | 0.072939 | 0.089843 | 0.10551 | 0.11789 | 0.1249 | 0.12491 | 0.11726 | 0.10268 | 0.084566 | 0.064403 | 0.016352 | 0 | 0 | 0 | 0 | 0 | 0 | 0 | 0 | 0 | 1.18
v5.10_MeasureAssessmentTemplate_Commercial_All | Secondary Window Glazing - SEG Hospital - Secondary Glazing added to Single Pane Windows | HVAC | Secondary Window Glazing | Retrofit | Secondary Window Glazing | Commercial | Hospital | Firm | Transport | Commercial | 0.26149 | 0 | 0.52384 | 4.8305 | 3.4772 | 0.46729 | -2.0748 | 0.0062806 | 0.010174 | 0.01538 | 0.021937 | 0.029718 | 0.038367 | 0.047259 | 0.055502 | 0.062014 | 0.065701 | 0.065704 | 0.061683 | 0.054011 | 0.044484 | 0.033877 | 0.0086016 | 0 | 0 | 0 | 0 | 0 | 0 | 0 | 0 | 0 | 0.62069
v5.10_MeasureAssessmentTemplate_Commercial_All | Secondary Window Glazing - SEG Hospital - Secondary Glazing added to Single Pane Windows | HVAC | Secondary Window Glazing | Retrofit | Secondary Window Glazing | Commercial | Hospital | Interruptible | Sales | Commercial | 0.26149 | 0 | 0.28927 | 3.3306 | 4.9402 | 0.46729 | -0.75485 | 0.0062632 | 0.010146 | 0.015337 | 0.021876 | 0.029636 | 0.038261 | 0.047128 | 0.055348 | 0.061842 | 0.065518 | 0.065522 | 0.061512 | 0.053861 | 0.04436 | 0.033783 | 0.0085777 | 0 | 0 | 0 | 0 | 0 | 0 | 0 | 0 | 0 | 0.61897
v5.10_MeasureAssessmentTemplate_Commercial_All | Secondary Window Glazing - SEG Lodging - Secondary Glazing added to Single Pane Windows | HVAC | Secondary Window Glazing | Retrofit | Secondary Window Glazing | Commercial | Lodging | Firm | Sales | Commercial | 0.29657 | 0 | 0.70838 | 7.2366 | 2.1572 | 5.5334 | -2.8346 | 0.010074 | 0.016326 | 0.024689 | 0.035229 | 0.047743 | 0.061664 | 0.075985 | 0.089273 | 0.099788 | 0.10576 | 0.10581 | 0.099376 | 0.08705 | 0.071723 | 0.054644 | 0.020073 | 0 | 0 | 0 | 0 | 0 | 0 | 0 | 0 | 0 | 1.0052
v5.10_MeasureAssessmentTemplate_Commercial_All | Secondary Window Glazing - SEG Office - Secondary Glazing added to Single Pane Windows | HVAC | Secondary Window Glazing | Retrofit | Secondary Window Glazing | Commercial | Large Office | Firm | Sales | Commercial | 0.059815 | 0 | 0.16203 | 7.8628 | 22.5876 | 26.2848 | -3.1556 | 0.027831 | 0.045135 | 0.068304 | 0.097532 | 0.13227 | 0.17096 | 0.21081 | 0.24785 | 0.27724 | 0.29404 | 0.29439 | 0.27668 | 0.24253 | 0.19997 | 0.15246 | 0.08632 | 0 | 0 | 0 | 0 | 0 | 0 | 0 | 0 | 0 | 2.8243
v5.10_MeasureAssessmentTemplate_Commercial_All | Secondary Window Glazing - SEG Office - Secondary Glazing added to Single Pane Windows | HVAC | Secondary Window Glazing | Retrofit | Secondary Window Glazing | Commercial | Large Office | Firm | Sales | Industrial | 0.059815 | 0 | 0.16203 | 7.8628 | 22.5876 | 26.2848 | -3.1556 | 0.00026181 | 0.00042459 | 0.00064254 | 0.00091749 | 0.0012443 | 0.0016082 | 0.0019831 | 0.0023316 | 0.002608 | 0.0027661 | 0.0027693 | 0.0026027 | 0.0022815 | 0.0018811 | 0.0014342 | 0.00081202 | 0 | 0 | 0 | 0 | 0 | 0 | 0 | 0 | 0 | 0.026569
v5.10_MeasureAssessmentTemplate_Commercial_All | Secondary Window Glazing - SEG Office - Secondary Glazing added to Single Pane Windows | HVAC | Secondary Window Glazing | Retrofit | Secondary Window Glazing | Commercial | Medium Office | Firm | Sales | Commercial | 0.059815 | 0 | 0.16203 | 7.8628 | 22.5876 | 26.2848 | -3.1556 | 0.026452 | 0.042899 | 0.06492 | 0.0927 | 0.12572 | 0.16249 | 0.20037 | 0.23557 | 0.2635 | 0.27948 | 0.2798 | 0.26297 | 0.23051 | 0.19006 | 0.1449 | 0.082043 | 0 | 0 | 0 | 0 | 0 | 0 | 0 | 0 | 0 | 2.6844
v5.10_MeasureAssessmentTemplate_Commercial_All | Secondary Window Glazing - SEG Office - Secondary Glazing added to Single Pane Windows | HVAC | Secondary Window Glazing | Retrofit | Secondary Window Glazing | Commercial | Small Office | Firm | Sales | Commercial | 0.059815 | 0 | 0.16203 | 7.8628 | 22.5876 | 26.2848 | -3.1556 | 0.038305 | 0.062121 | 0.094008 | 0.13424 | 0.18205 | 0.23529 | 0.29014 | 0.34112 | 0.38157 | 0.4047 | 0.40517 | 0.3808 | 0.3338 | 0.27522 | 0.20983 | 0.1188 | 0 | 0 | 0 | 0 | 0 | 0 | 0 | 0 | 0 | 3.8872
v5.10_MeasureAssessmentTemplate_Commercial_All | Secondary Window Glazing - SEG Other - Secondary Glazing added to Single Pane Windows | HVAC | Secondary Window Glazing | Retrofit | Secondary Window Glazing | Commercial | Assembly | Firm | Sales | Commercial | 0.18916 | 0 | 0.40629 | 6.3834 | 5.5794 | 8.5101 | -2.389 | 0.033028 | 0.053483 | 0.080816 | 0.11523 | 0.15604 | 0.20137 | 0.24794 | 0.29107 | 0.3251 | 0.34429 | 0.34418 | 0.32299 | 0.28271 | 0.23275 | 0.17718 | 0.025579 | 0 | 0 | 0 | 0 | 0 | 0 | 0 | 0 | 0 | 3.2338
v5.10_MeasureAssessmentTemplate_Commercial_All | Secondary Window Glazing - SEG Other - Secondary Glazing added to Single Pane Windows | HVAC | Secondary Window Glazing | Retrofit | Secondary Window Glazing | Commercial | Other | Firm | Sales | Commercial | 0.18916 | 0 | 0.40629 | 6.3834 | 5.5794 | 8.5101 | -2.389 | 0.0069239 | 0.011161 | 0.016789 | 0.023829 | 0.032122 | 0.041267 | 0.050581 | 0.05911 | 0.065721 | 0.069285 | 0.068948 | 0.06441 | 0.056121 | 0.041612 | 0 | 0 | 0 | 0 | 0 | 0 | 0 | 0 | 0 | 0 | 0 | 0.60788
v5.10_MeasureAssessmentTemplate_Commercial_All | Secondary Window Glazing - SEG Restaurant - Secondary Glazing added to Single Pane Windows | HVAC | Secondary Window Glazing | Retrofit | Secondary Window Glazing | Commercial | Restaurant | Firm | Sales | Commercial | 0.040325 | 0 | 0.18009 | 12.9165 | 32.4081 | 38.8481 | -5.8984 | 0.0056117 | 0.009046 | 0.013607 | 0.019313 | 0.026034 | 0.033446 | 0.040995 | 0.047907 | 0.053265 | 0.056154 | 0.055881 | 0.052203 | 0.045485 | 0.033725 | 0 | 0 | 0 | 0 | 0 | 0 | 0 | 0 | 0 | 0 | 0 | 0.49268
v5.10_MeasureAssessmentTemplate_Commercial_All | Secondary Window Glazing - SEG Retail - Secondary Glazing added to Single Pane Windows | HVAC | Secondary Window Glazing | Retrofit | Secondary Window Glazing | Commercial | Extra Large Retail | Firm | Sales | Commercial | 0.074195 | 0 | 0.2795 | 10.9636 | 15.8654 | 21.2466 | -4.8396 | 0.014008 | 0.022681 | 0.034268 | 0.048853 | 0.066148 | 0.085357 | 0.10509 | 0.12335 | 0.13776 | 0.14587 | 0.14581 | 0.13682 | 0.11974 | 0.098567 | 0.075028 | 0.0084243 | 0 | 0 | 0 | 0 | 0 | 0 | 0 | 0 | 0 | 1.3678
v5.10_MeasureAssessmentTemplate_Commercial_All | Secondary Window Glazing - SEG Retail - Secondary Glazing added to Single Pane Windows | HVAC | Secondary Window Glazing | Retrofit | Secondary Window Glazing | Commercial | Extra Large Retail | Firm | Transport | Commercial | 0.074195 | 0 | 0.2795 | 9.6708 | 15.8654 | 0.46729 | -4.6966 | 0.0013856 | 0.0022435 | 0.0033896 | 0.0048323 | 0.0065431 | 0.0084432 | 0.010395 | 0.012201 | 0.013626 | 0.014429 | 0.014423 | 0.013533 | 0.011844 | 0.0097498 | 0.0074215 | 0.00083329 | 0 | 0 | 0 | 0 | 0 | 0 | 0 | 0 | 0 | 0.13529
v5.10_MeasureAssessmentTemplate_Commercial_All | Secondary Window Glazing - SEG Retail - Secondary Glazing added to Single Pane Windows | HVAC | Secondary Window Glazing | Retrofit | Secondary Window Glazing | Commercial | Large Retail | Firm | Sales | Commercial | 0.074195 | 0 | 0.2795 | 10.9636 | 15.8654 | 21.2466 | -4.8396 | 0.0042129 | 0.0068214 | 0.010306 | 0.014693 | 0.019894 | 0.025672 | 0.031605 | 0.037099 | 0.041431 | 0.043872 | 0.043853 | 0.041148 | 0.036012 | 0.029645 | 0.022565 | 0.0025337 | 0 | 0 | 0 | 0 | 0 | 0 | 0 | 0 | 0 | 0.41136
v5.10_MeasureAssessmentTemplate_Commercial_All | Secondary Window Glazing - SEG Retail - Secondary Glazing added to Single Pane Windows | HVAC | Secondary Window Glazing | Retrofit | Secondary Window Glazing | Commercial | Medium Retail | Firm | Sales | Commercial | 0.074195 | 0 | 0.2795 | 10.9636 | 15.8654 | 21.2466 | -4.8396 | 0.0066319 | 0.010738 | 0.016224 | 0.023129 | 0.031317 | 0.040412 | 0.049753 | 0.0584 | 0.06522 | 0.069063 | 0.069032 | 0.064775 | 0.05669 | 0.046666 | 0.035522 | 0.0039884 | 0 | 0 | 0 | 0 | 0 | 0 | 0 | 0 | 0 | 0.64756
v5.10_MeasureAssessmentTemplate_Commercial_All | Secondary Window Glazing - SEG Retail - Secondary Glazing added to Single Pane Windows | HVAC | Secondary Window Glazing | Retrofit | Secondary Window Glazing | Commercial | Medium Retail | Firm | Sales | Industrial | 0.074195 | 0 | 0.2795 | 10.9636 | 15.8654 | 21.2466 | -4.8396 | 2.1338e-05 | 3.455e-05 | 5.22e-05 | 7.4418e-05 | 0.00010076 | 0.00013002 | 0.00016008 | 0.0001879 | 0.00020984 | 0.00022221 | 0.00022211 | 0.00020841 | 0.0001824 | 0.00015015 | 0.00011429 | 1.2833e-05 | 0 | 0 | 0 | 0 | 0 | 0 | 0 | 0 | 0 | 0.0020835
v5.10_MeasureAssessmentTemplate_Commercial_All | Secondary Window Glazing - SEG Retail - Secondary Glazing added to Single Pane Windows | HVAC | Secondary Window Glazing | Retrofit | Secondary Window Glazing | Commercial | Small Retail | Firm | Sales | Commercial | 0.074195 | 0 | 0.2795 | 10.9636 | 15.8654 | 21.2466 | -4.8396 | 0.010131 | 0.016404 | 0.024785 | 0.035334 | 0.047843 | 0.061737 | 0.076006 | 0.089217 | 0.099636 | 0.10551 | 0.10546 | 0.098956 | 0.086604 | 0.071291 | 0.054266 | 0.0060931 | 0 | 0 | 0 | 0 | 0 | 0 | 0 | 0 | 0 | 0.98927
v5.10_MeasureAssessmentTemplate_Commercial_All | Secondary Window Glazing - SEG School - Secondary Glazing added to Single Pane Windows | HVAC | Secondary Window Glazing | Retrofit | Secondary Window Glazing | Commercial | School K-12 | Firm | Sales | Commercial | 0.14568 | 0 | 0.32134 | 6.504 | 7.9958 | 10.9633 | -2.4259 | 0.060778 | 0.098656 | 0.14943 | 0.21357 | 0.2899 | 0.37503 | 0.46287 | 0.54469 | 0.60982 | 0.64737 | 0.64871 | 0.61023 | 0.53541 | 0.44184 | 0.33717 | 0.23294 | 0.044368 | 0 | 0 | 0 | 0 | 0 | 0 | 0 | 0 | 6.3028
v5.10_MeasureAssessmentTemplate_Commercial_All | Secondary Window Glazing - SEG Supermarket - Secondary Glazing added to Single Pane Windows | HVAC | Secondary Window Glazing | Retrofit | Secondary Window Glazing | Commercial | Supermarket | Firm | Sales | Commercial | 0.017331 | 0 | 0.052591 | 8.7389 | 85.8296 | 90.0056 | -3.6343 | 0.0050224 | 0.008131 | 0.012283 | 0.01751 | 0.023705 | 0.030586 | 0.037651 | 0.044189 | 0.049344 | 0.052245 | 0.052215 | 0.048989 | 0.042869 | 0.035285 | 0.026855 | 0.0021034 | 0 | 0 | 0 | 0 | 0 | 0 | 0 | 0 | 0 | 0.48898
v5.10_MeasureAssessmentTemplate_Commercial_All | Secondary Window Glazing - SEG Supermarket - Secondary Glazing added to Single Pane Windows | HVAC | Secondary Window Glazing | Retrofit | Secondary Window Glazing | Commercial | Supermarket | Firm | Transport | Commercial | 0.017331 | 0 | 0.052591 | 7.4456 | 85.8296 | 0.46729 | -3.4913 | 0.00079225 | 0.0012826 | 0.0019377 | 0.002762 | 0.0037394 | 0.0048247 | 0.0059392 | 0.0069707 | 0.0077837 | 0.0082413 | 0.0082367 | 0.0077278 | 0.0067624 | 0.005566 | 0.0042363 | 0.00033179 | 0 | 0 | 0 | 0 | 0 | 0 | 0 | 0 | 0 | 0.077135
v5.10_MeasureAssessmentTemplate_Commercial_All | Steam Cookers - SEG SEL - Energy Star Gas Steamer | Appliances | Steam Cookers | NR | Steam Cookers | Commercial | Extra Large Retail | Firm | Sales | Commercial | 555.32 | 1 | 7.4417 | 3.9948 | -1.3808 | 0.29077 | -1.1299 | 4.6441e-05 | 7.1103e-05 | 0.00015454 | 0.00028945 | 0.00049303 | 0.00078289 | 0.0011748 | 0.0016798 | 0.0023005 | 0.0030275 | 0.0038373 | 0.0046919 | 0.0063354 | 0.0076117 | 0.0084398 | 0.0090924 | 0.0095497 | 0.0098455 | 0.0099443 | 0.0099739 | 0.0098545 | 0.0096699 | 0.0058731 | 0.00089163 | 0.00070787 | 0.11634
v5.10_MeasureAssessmentTemplate_Commercial_All | Steam Cookers - SEG SEL - Energy Star Gas Steamer | Appliances | Steam Cookers | NR | Steam Cookers | Commercial | Extra Large Retail | Firm | Transport | Commercial | 555.32 | 1 | 7.4417 | 2.8221 | -1.3808 | 0.46729 | -0.98694 | 4.5938e-06 | 7.0332e-06 | 1.5286e-05 | 2.8631e-05 | 4.8768e-05 | 7.744e-05 | 0.00011621 | 0.00016616 | 0.00022755 | 0.00029947 | 0.00037957 | 0.00046411 | 0.00062668 | 0.00075291 | 0.00083483 | 0.00089938 | 0.00094462 | 0.00097388 | 0.00098365 | 0.00098657 | 0.00097476 | 0.00095651 | 0.00058094 | 8.8196e-05 | 7.002e-05 | 0.011508
v5.10_MeasureAssessmentTemplate_Commercial_All | Steam Cookers - SEG SEL - Energy Star Gas Steamer | Appliances | Steam Cookers | NR | Steam Cookers | Commercial | Hospital | Firm | Sales | Commercial | 555.32 | 1 | 7.4417 | 3.9948 | -1.3808 | 0.29077 | -1.1299 | 7.1817e-05 | 0.00011001 | 0.00023922 | 0.00044828 | 0.00076395 | 0.0012137 | 0.0018222 | 0.0026068 | 0.0035718 | 0.0047029 | 0.0059639 | 0.0072958 | 0.0098489 | 0.011773 | 0.01306 | 0.014077 | 0.014794 | 0.015261 | 0.015425 | 0.015483 | 0.015311 | 0.015039 | 0.0097787 | 0.0013418 | 0.0010658 | 0.18107
v5.10_MeasureAssessmentTemplate_Commercial_All | Steam Cookers - SEG SEL - Energy Star Gas Steamer | Appliances | Steam Cookers | NR | Steam Cookers | Commercial | Hospital | Firm | Transport | Commercial | 555.32 | 1 | 7.4417 | 2.8221 | -1.3808 | 0.46729 | -0.98694 | 3.7777e-05 | 5.7866e-05 | 0.00012583 | 0.0002358 | 0.00040185 | 0.00063843 | 0.00095853 | 0.0013712 | 0.0018788 | 0.0024738 | 0.0031371 | 0.0038377 | 0.0051807 | 0.0061928 | 0.0068699 | 0.0074049 | 0.0077818 | 0.0080278 | 0.0081139 | 0.0081443 | 0.0080538 | 0.0079106 | 0.0051438 | 0.00070584 | 0.00056061 | 0.095246
v5.10_MeasureAssessmentTemplate_Commercial_All | Steam Cookers - SEG SEL - Energy Star Gas Steamer | Appliances | Steam Cookers | NR | Steam Cookers | Commercial | Hospital | Interruptible | Sales | Commercial | 555.32 | 1 | 4.93 | 2.6465 | -0.6505 | 0.46729 | -0.39962 | 3.7672e-05 | 5.7706e-05 | 0.00012548 | 0.00023515 | 0.00040074 | 0.00063665 | 0.00095587 | 0.0013674 | 0.0018736 | 0.002467 | 0.0031284 | 0.0038271 | 0.0051663 | 0.0061756 | 0.0068508 | 0.0073844 | 0.0077602 | 0.0080055 | 0.0080914 | 0.0081217 | 0.0080315 | 0.0078887 | 0.0051295 | 0.00070388 | 0.00055906 | 0.094981
v5.10_MeasureAssessmentTemplate_Commercial_All | Steam Cookers - SEG SEL - Energy Star Gas Steamer | Appliances | Steam Cookers | NR | Steam Cookers | Commercial | Large Retail | Firm | Sales | Commercial | 555.32 | 1 | 7.4417 | 3.9948 | -1.3808 | 0.29077 | -1.1299 | 1.3968e-05 | 2.1385e-05 | 4.6478e-05 | 8.7054e-05 | 0.00014828 | 0.00023546 | 0.00035334 | 0.00050522 | 0.00069189 | 0.00091054 | 0.0011541 | 0.0014111 | 0.0019054 | 0.0022893 | 0.0025383 | 0.0027346 | 0.0028721 | 0.0029611 | 0.0029908 | 0.0029997 | 0.0029638 | 0.0029083 | 0.0017664 | 0.00026816 | 0.0002129 | 0.03499
v5.10_MeasureAssessmentTemplate_Commercial_All | Steam Cookers - SEG SEL - Energy Star Gas Steamer | Appliances | Steam Cookers | NR | Steam Cookers | Commercial | Lodging | Firm | Sales | Commercial | 555.32 | 1 | 7.4417 | 3.9948 | -1.3808 | 0.29077 | -1.1299 | 0.0010901 | 0.0016705 | 0.003634 | 0.0068127 | 0.011615 | 0.01846 | 0.027727 | 0.039681 | 0.054391 | 0.071645 | 0.090891 | 0.11123 | 0.15013 | 0.17873 | 0.19836 | 0.21389 | 0.22488 | 0.2321 | 0.23472 | 0.23575 | 0.23329 | 0.22932 | 0.15703 | 0.019915 | 0.015823 | 2.7628
v5.10_MeasureAssessmentTemplate_Commercial_All | Steam Cookers - SEG SEL - Energy Star Gas Steamer | Appliances | Steam Cookers | NR | Steam Cookers | Commercial | Medium Retail | Firm | Sales | Commercial | 555.32 | 1 | 7.4417 | 3.9948 | -1.3808 | 0.29077 | -1.1299 | 2.1987e-05 | 3.3663e-05 | 7.3165e-05 | 0.00013704 | 0.00023342 | 0.00037065 | 0.00055622 | 0.00079531 | 0.0010892 | 0.0014334 | 0.0018168 | 0.0022214 | 0.0029995 | 0.0036037 | 0.0039958 | 0.0043047 | 0.0045213 | 0.0046613 | 0.0047081 | 0.0047221 | 0.0046655 | 0.0045782 | 0.0027806 | 0.00042214 | 0.00033514 | 0.05508
v5.10_MeasureAssessmentTemplate_Commercial_All | Steam Cookers - SEG SEL - Energy Star Gas Steamer | Appliances | Steam Cookers | NR | Steam Cookers | Commercial | Medium Retail | Firm | Sales | Industrial | 555.32 | 1 | 7.4417 | 3.9948 | -1.3808 | 0.29077 | -1.1299 | 7.0744e-08 | 1.0831e-07 | 2.3541e-07 | 4.4092e-07 | 7.5103e-07 | 1.1926e-06 | 1.7896e-06 | 2.5589e-06 | 3.5043e-06 | 4.6118e-06 | 5.8454e-06 | 7.1472e-06 | 9.6508e-06 | 1.1595e-05 | 1.2856e-05 | 1.385e-05 | 1.4547e-05 | 1.4998e-05 | 1.5148e-05 | 1.5193e-05 | 1.5011e-05 | 1.473e-05 | 8.9465e-06 | 1.3582e-06 | 1.0783e-06 | 0.00017722
v5.10_MeasureAssessmentTemplate_Commercial_All | Steam Cookers - SEG SEL - Energy Star Gas Steamer | Appliances | Steam Cookers | NR | Steam Cookers | Commercial | Restaurant | Firm | Sales | Commercial | 555.32 | 1 | 7.4417 | 3.9948 | -1.3808 | 0.29077 | -1.1299 | 9.3146e-05 | 0.00014198 | 0.00030722 | 0.00057288 | 0.00097148 | 0.0015358 | 0.0022945 | 0.0032663 | 0.0044534 | 0.0058348 | 0.0073629 | 0.0089629 | 0.012131 | 0.015262 | 0.01685 | 0.01807 | 0.018885 | 0.019364 | 0.01944 | 0.019365 | 0.018988 | 0.018474 | 0.0044974 | 0.0021894 | 0.0017315 | 0.22104
v5.10_MeasureAssessmentTemplate_Commercial_All | Steam Cookers - SEG SEL - Energy Star Gas Steamer | Appliances | Steam Cookers | NR | Steam Cookers | Commercial | School K-12 | Firm | Sales | Commercial | 555.32 | 1 | 7.4417 | 3.9948 | -1.3808 | 0.29077 | -1.1299 | 0.0001832 | 0.00028119 | 0.00061268 | 0.0011504 | 0.0019645 | 0.0031273 | 0.0047047 | 0.0067439 | 0.0092589 | 0.012216 | 0.015522 | 0.019026 | 0.02566 | 0.030065 | 0.033418 | 0.036095 | 0.038018 | 0.039317 | 0.039848 | 0.040122 | 0.039814 | 0.039257 | 0.032377 | 0.0030359 | 0.0024155 | 0.47423
v5.10_MeasureAssessmentTemplate_Commercial_All | Steam Cookers - SEG SEL - Energy Star Gas Steamer | Appliances | Steam Cookers | NR | Steam Cookers | Commercial | Small Retail | Firm | Sales | Commercial | 555.32 | 1 | 7.4417 | 3.9948 | -1.3808 | 0.29077 | -1.1299 | 3.359e-05 | 5.1427e-05 | 0.00011177 | 0.00020935 | 0.0003566 | 0.00056624 | 0.00084972 | 0.001215 | 0.0016639 | 0.0021897 | 0.0027754 | 0.0033936 | 0.0045823 | 0.0055053 | 0.0061043 | 0.0065763 | 0.0069071 | 0.007121 | 0.0071925 | 0.0072139 | 0.0071275 | 0.006994 | 0.0042479 | 0.00064489 | 0.00051199 | 0.084145
v5.10_MeasureAssessmentTemplate_Commercial_All | Steam Cookers - SEG SEL - Energy Star Gas Steamer | Appliances | Steam Cookers | NR | Steam Cookers | Commercial | Supermarket | Firm | Sales | Commercial | 555.32 | 1 | 7.4417 | 3.9948 | -1.3808 | 0.29077 | -1.1299 | 0.0044514 | 0.0068143 | 0.014809 | 0.027734 | 0.047234 | 0.074994 | 0.11253 | 0.16088 | 0.22029 | 0.28987 | 0.36736 | 0.44912 | 0.60648 | 0.72955 | 0.80883 | 0.87126 | 0.91496 | 0.94316 | 0.95246 | 0.95512 | 0.94348 | 0.9256 | 0.55269 | 0.086009 | 0.068276 | 11.1339
v5.10_MeasureAssessmentTemplate_Commercial_All | Steam Cookers - SEG SEL - Energy Star Gas Steamer | Appliances | Steam Cookers | NR | Steam Cookers | Commercial | Supermarket | Firm | Transport | Commercial | 555.32 | 1 | 7.4417 | 2.8221 | -1.3808 | 0.46729 | -0.98694 | 0.00070219 | 0.0010749 | 0.002336 | 0.0043749 | 0.0074509 | 0.01183 | 0.01775 | 0.025377 | 0.034749 | 0.045726 | 0.05795 | 0.070847 | 0.09567 | 0.11508 | 0.12759 | 0.13744 | 0.14433 | 0.14878 | 0.15025 | 0.15067 | 0.14883 | 0.14601 | 0.087184 | 0.013568 | 0.01077 | 1.7563
v5.10_MeasureAssessmentTemplate_Commercial_All | Steam Cookers - SEG SEL - Energy Star Gas Steamer | Appliances | Steam Cookers | New | Steam Cookers | Commercial | Extra Large Retail | Firm | Sales | Commercial | 555.32 | 1 | 7.4417 | 3.9948 | -1.3808 | 0.29077 | -1.1299 | 6.3206e-06 | 1.3665e-05 | 3.0035e-05 | 5.6895e-05 | 9.8015e-05 | 0.00015742 | 0.00023895 | 0.00034562 | 0.0004788 | 0.00063746 | 0.00081743 | 0.0010112 | 0.0012086 | 0.0013978 | 0.0015678 | 0.0017103 | 0.0018215 | 0.0019078 | 0.001962 | 0.0020089 | 0.0020322 | 0.0020475 | 0.0020631 | 0.0020789 | 0.0020949 | 0.027793
v5.10_MeasureAssessmentTemplate_Commercial_All | Steam Cookers - SEG SEL - Energy Star Gas Steamer | Appliances | Steam Cookers | New | Steam Cookers | Commercial | Extra Large Retail | Firm | Transport | Commercial | 555.32 | 1 | 7.4417 | 2.8221 | -1.3808 | 0.46729 | -0.98694 | 6.2521e-07 | 1.3516e-06 | 2.9709e-06 | 5.6278e-06 | 9.6953e-06 | 1.5572e-05 | 2.3636e-05 | 3.4187e-05 | 4.7361e-05 | 6.3055e-05 | 8.0857e-05 | 0.00010003 | 0.00011955 | 0.00013826 | 0.00015508 | 0.00016917 | 0.00018018 | 0.00018871 | 0.00019407 | 0.00019872 | 0.00020101 | 0.00020253 | 0.00020407 | 0.00020563 | 0.00020721 | 0.0027492
v5.10_MeasureAssessmentTemplate_Commercial_All | Steam Cookers - SEG SEL - Energy Star Gas Steamer | Appliances | Steam Cookers | New | Steam Cookers | Commercial | Hospital | Firm | Sales | Commercial | 555.32 | 1 | 7.4417 | 3.9948 | -1.3808 | 0.29077 | -1.1299 | 9.7741e-06 | 2.0468e-05 | 4.5011e-05 | 8.5305e-05 | 0.00014703 | 0.00023626 | 0.00035879 | 0.00051919 | 0.00071959 | 0.00095848 | 0.0012296 | 0.0015218 | 0.0018196 | 0.0021054 | 0.0023625 | 0.0025783 | 0.0027471 | 0.0028785 | 0.0029614 | 0.0030335 | 0.0030698 | 0.0030942 | 0.0031189 | 0.003144 | 0.0031693 | 0.041934
v5.10_MeasureAssessmentTemplate_Commercial_All | Steam Cookers - SEG SEL - Energy Star Gas Steamer | Appliances | Steam Cookers | New | Steam Cookers | Commercial | Hospital | Firm | Transport | Commercial | 555.32 | 1 | 7.4417 | 2.8221 | -1.3808 | 0.46729 | -0.98694 | 5.1414e-06 | 1.0767e-05 | 2.3677e-05 | 4.4872e-05 | 7.7342e-05 | 0.00012428 | 0.00018873 | 0.0002731 | 0.00037852 | 0.00050418 | 0.00064681 | 0.00080051 | 0.00095716 | 0.0011075 | 0.0012427 | 0.0013562 | 0.001445 | 0.0015141 | 0.0015578 | 0.0015957 | 0.0016148 | 0.0016276 | 0.0016406 | 0.0016538 | 0.0016671 | 0.022058
v5.10_MeasureAssessmentTemplate_Commercial_All | Steam Cookers - SEG SEL - Energy Star Gas Steamer | Appliances | Steam Cookers | New | Steam Cookers | Commercial | Hospital | Interruptible | Sales | Commercial | 555.32 | 1 | 4.93 | 2.6465 | -0.6505 | 0.46729 | -0.39962 | 5.1271e-06 | 1.0737e-05 | 2.3611e-05 | 4.4748e-05 | 7.7127e-05 | 0.00012393 | 0.00018821 | 0.00027234 | 0.00037747 | 0.00050278 | 0.00064502 | 0.00079829 | 0.00095451 | 0.0011044 | 0.0012393 | 0.0013525 | 0.001441 | 0.0015099 | 0.0015535 | 0.0015913 | 0.0016103 | 0.0016231 | 0.0016361 | 0.0016492 | 0.0016625 | 0.021997
v5.10_MeasureAssessmentTemplate_Commercial_All | Steam Cookers - SEG SEL - Energy Star Gas Steamer | Appliances | Steam Cookers | New | Steam Cookers | Commercial | Large Retail | Firm | Sales | Commercial | 555.32 | 1 | 7.4417 | 3.9948 | -1.3808 | 0.29077 | -1.1299 | 1.901e-06 | 4.1097e-06 | 9.0332e-06 | 1.7111e-05 | 2.9479e-05 | 4.7346e-05 | 7.1867e-05 | 0.00010395 | 0.000144 | 0.00019172 | 0.00024585 | 0.00030413 | 0.00036349 | 0.0004204 | 0.00047152 | 0.00051438 | 0.00054784 | 0.00057379 | 0.00059009 | 0.0006042 | 0.00061119 | 0.00061581 | 0.00062049 | 0.00062523 | 0.00063004 | 0.008359
v5.10_MeasureAssessmentTemplate_Commercial_All | Steam Cookers - SEG SEL - Energy Star Gas Steamer | Appliances | Steam Cookers | New | Steam Cookers | Commercial | Lodging | Firm | Sales | Commercial | 555.32 | 1 | 7.4417 | 3.9948 | -1.3808 | 0.29077 | -1.1299 | 0.00014836 | 0.00030264 | 0.0006658 | 0.0012623 | 0.0021766 | 0.0034988 | 0.0053153 | 0.0076944 | 0.010668 | 0.014215 | 0.018243 | 0.022586 | 0.027016 | 0.03127 | 0.035099 | 0.038319 | 0.040842 | 0.042808 | 0.044057 | 0.045143 | 0.045698 | 0.046076 | 0.046458 | 0.046846 | 0.047238 | 0.62365
v5.10_MeasureAssessmentTemplate_Commercial_All | Steam Cookers - SEG SEL - Energy Star Gas Steamer | Appliances | Steam Cookers | New | Steam Cookers | Commercial | Medium Retail | Firm | Sales | Commercial | 555.32 | 1 | 7.4417 | 3.9948 | -1.3808 | 0.29077 | -1.1299 | 2.9924e-06 | 6.4694e-06 | 1.422e-05 | 2.6936e-05 | 4.6405e-05 | 7.4531e-05 | 0.00011313 | 0.00016363 | 0.00022669 | 0.0003018 | 0.00038701 | 0.00047876 | 0.0005722 | 0.00066178 | 0.00074226 | 0.00080973 | 0.00086239 | 0.00090324 | 0.0009289 | 0.00095112 | 0.00096212 | 0.00096939 | 0.00097676 | 0.00098423 | 0.0009918 | 0.013158
v5.10_MeasureAssessmentTemplate_Commercial_All | Steam Cookers - SEG SEL - Energy Star Gas Steamer | Appliances | Steam Cookers | New | Steam Cookers | Commercial | Medium Retail | Firm | Sales | Industrial | 555.32 | 1 | 7.4417 | 3.9948 | -1.3808 | 0.29077 | -1.1299 | 9.6281e-09 | 2.0815e-08 | 4.5752e-08 | 8.6667e-08 | 1.4931e-07 | 2.398e-07 | 3.64e-07 | 5.2648e-07 | 7.2936e-07 | 9.7105e-07 | 1.2452e-06 | 1.5404e-06 | 1.841e-06 | 2.1293e-06 | 2.3882e-06 | 2.6053e-06 | 2.7747e-06 | 2.9062e-06 | 2.9887e-06 | 3.0602e-06 | 3.0956e-06 | 3.119e-06 | 3.1427e-06 | 3.1667e-06 | 3.1911e-06 | 4.2337e-05
v5.10_MeasureAssessmentTemplate_Commercial_All | Steam Cookers - SEG SEL - Energy Star Gas Steamer | Appliances | Steam Cookers | New | Steam Cookers | Commercial | Restaurant | Firm | Sales | Commercial | 555.32 | 1 | 7.4417 | 3.9948 | -1.3808 | 0.29077 | -1.1299 | 1.2677e-05 | 3.4971e-05 | 7.6533e-05 | 0.00014435 | 0.00024762 | 0.00039604 | 0.00059865 | 0.00086232 | 0.0011898 | 0.0015777 | 0.0020151 | 0.0024831 | 0.0029563 | 0.0034061 | 0.003806 | 0.0041365 | 0.0043895 | 0.0045808 | 0.0046942 | 0.0047896 | 0.0048282 | 0.0048481 | 0.0048685 | 0.0048895 | 0.004911 | 0.066743
v5.10_MeasureAssessmentTemplate_Commercial_All | Steam Cookers - SEG SEL - Energy Star Gas Steamer | Appliances | Steam Cookers | New | Steam Cookers | Commercial | School K-12 | Firm | Sales | Commercial | 555.32 | 1 | 7.4417 | 3.9948 | -1.3808 | 0.29077 | -1.1299 | 2.4933e-05 | 4.5451e-05 | 0.00010015 | 0.00019017 | 0.00032841 | 0.00052871 | 0.00080442 | 0.0011662 | 0.0016193 | 0.0021608 | 0.0027771 | 0.0034432 | 0.0041242 | 0.0047802 | 0.005373 | 0.0058738 | 0.0062689 | 0.0065794 | 0.0067801 | 0.0069563 | 0.0070507 | 0.007118 | 0.007186 | 0.0072548 | 0.0073245 | 0.095859
v5.10_MeasureAssessmentTemplate_Commercial_All | Steam Cookers - SEG SEL - Energy Star Gas Steamer | Appliances | Steam Cookers | New | Steam Cookers | Commercial | Small Retail | Firm | Sales | Commercial | 555.32 | 1 | 7.4417 | 3.9948 | -1.3808 | 0.29077 | -1.1299 | 4.5715e-06 | 9.8833e-06 | 2.1724e-05 | 4.115e-05 | 7.0892e-05 | 0.00011386 | 0.00017283 | 0.00024998 | 0.00034631 | 0.00046106 | 0.00059123 | 0.0007314 | 0.00087414 | 0.001011 | 0.0011339 | 0.001237 | 0.0013175 | 0.0013799 | 0.0014191 | 0.001453 | 0.0014698 | 0.0014809 | 0.0014922 | 0.0015036 | 0.0015152 | 0.020102
v5.10_MeasureAssessmentTemplate_Commercial_All | Steam Cookers - SEG SEL - Energy Star Gas Steamer | Appliances | Steam Cookers | New | Steam Cookers | Commercial | Supermarket | Firm | Sales | Commercial | 555.32 | 1 | 7.4417 | 3.9948 | -1.3808 | 0.29077 | -1.1299 | 0.00060583 | 0.0013196 | 0.0029002 | 0.0054931 | 0.0094621 | 0.015195 | 0.023063 | 0.033353 | 0.046202 | 0.061505 | 0.07886 | 0.097546 | 0.11657 | 0.13481 | 0.15119 | 0.16491 | 0.17562 | 0.18392 | 0.18913 | 0.19363 | 0.19585 | 0.19731 | 0.1988 | 0.2003 | 0.20182 | 2.6793
v5.10_MeasureAssessmentTemplate_Commercial_All | Steam Cookers - SEG SEL - Energy Star Gas Steamer | Appliances | Steam Cookers | New | Steam Cookers | Commercial | Supermarket | Firm | Transport | Commercial | 555.32 | 1 | 7.4417 | 2.8221 | -1.3808 | 0.46729 | -0.98694 | 9.5566e-05 | 0.00020816 | 0.00045749 | 0.00086651 | 0.0014926 | 0.002397 | 0.003638 | 0.0052614 | 0.0072881 | 0.0097021 | 0.01244 | 0.015387 | 0.018389 | 0.021265 | 0.023849 | 0.026014 | 0.027703 | 0.029012 | 0.029834 | 0.030544 | 0.030895 | 0.031125 | 0.031359 | 0.031596 | 0.031836 | 0.42265
v5.10_MeasureAssessmentTemplate_Commercial_All | Steam Traps - SEG Hospital - Steam Trap Repair or Replacement | HVAC | Steam Traps | Retrofit | Steam Traps | Commercial | Hospital | Firm | Sales | Commercial | 1016.045 | 1 | 7.3329 | 5.3757 | -2.0071 | 0.39708 | -1.8626 | 0.01115 | 0.022197 | 0.039249 | 0.063583 | 0.096114 | 0.13709 | 0.18572 | 0.23977 | 0.29534 | 0.34685 | 0.38754 | 0.41058 | 0.41061 | 0.38548 | 0.33753 | 0.27799 | 0.21171 | 0.081204 | 0 | 0 | 0 | 0 | 0 | 0 | 0 | 3.9397
v5.10_MeasureAssessmentTemplate_Commercial_All | Steam Traps - SEG Hospital - Steam Trap Repair or Replacement | HVAC | Steam Traps | Retrofit | Steam Traps | Commercial | Hospital | Firm | Transport | Commercial | 1016.045 | 1 | 7.3329 | 4.1746 | -2.0071 | 0.46729 | -1.7196 | 0.0058651 | 0.011676 | 0.020646 | 0.033446 | 0.050558 | 0.072113 | 0.097691 | 0.12612 | 0.15535 | 0.18245 | 0.20386 | 0.21597 | 0.21599 | 0.20277 | 0.17755 | 0.14623 | 0.11136 | 0.042715 | 0 | 0 | 0 | 0 | 0 | 0 | 0 | 2.0724
v5.10_MeasureAssessmentTemplate_Commercial_All | Steam Traps - SEG Hospital - Steam Trap Repair or Replacement | HVAC | Steam Traps | Retrofit | Steam Traps | Commercial | Hospital | Interruptible | Sales | Commercial | 1016.045 | 1 | 3.6487 | 2.6748 | -0.54419 | 0.46729 | -0.39962 | 0.0058488 | 0.011643 | 0.020589 | 0.033353 | 0.050418 | 0.071913 | 0.09742 | 0.12577 | 0.15492 | 0.18194 | 0.20329 | 0.21538 | 0.21539 | 0.20221 | 0.17706 | 0.14582 | 0.11105 | 0.042597 | 0 | 0 | 0 | 0 | 0 | 0 | 0 | 2.0666
v5.10_MeasureAssessmentTemplate_Commercial_All | Steam Traps - SEG Lodging - Steam Trap Repair or Replacement | HVAC | Steam Traps | Retrofit | Steam Traps | Commercial | Lodging | Firm | Sales | Commercial | 514.795 | 1 | 5.8863 | 5.4421 | -1.9034 | 0.50078 | -1.8626 | 4.0029e-05 | 7.972e-05 | 0.00014102 | 0.00022854 | 0.00034561 | 0.00049316 | 0.00066835 | 0.00086322 | 0.0010637 | 0.0012497 | 0.0013969 | 0.0014806 | 0.0014812 | 0.0013911 | 0.0012186 | 0.001004 | 0.00076496 | 0.00037034 | 0 | 0 | 0 | 0 | 0 | 0 | 0 | 0.014281
v5.10_MeasureAssessmentTemplate_Commercial_All | Steam Traps - SEG Office - Steam Trap Repair or Replacement | HVAC | Steam Traps | Retrofit | Steam Traps | Commercial | Large Office | Firm | Sales | Commercial | 514.795 | 1 | 5.9226 | 5.4757 | -1.9034 | 0.50078 | -1.8626 | 0.00050514 | 0.0010067 | 0.0017821 | 0.0028901 | 0.0043736 | 0.0062452 | 0.0084697 | 0.010947 | 0.013499 | 0.01587 | 0.017752 | 0.018828 | 0.01885 | 0.017716 | 0.01553 | 0.012804 | 0.0097622 | 0.0064449 | 0 | 0 | 0 | 0 | 0 | 0 | 0 | 0.18328
v5.10_MeasureAssessmentTemplate_Commercial_All | Steam Traps - SEG Office - Steam Trap Repair or Replacement | HVAC | Steam Traps | Retrofit | Steam Traps | Commercial | Large Office | Firm | Sales | Industrial | 514.795 | 1 | 5.9226 | 5.4757 | -1.9034 | 0.50078 | -1.8626 | 4.7519e-06 | 9.4702e-06 | 1.6764e-05 | 2.7188e-05 | 4.1143e-05 | 5.8749e-05 | 7.9675e-05 | 0.00010298 | 0.00012698 | 0.0001493 | 0.000167 | 0.00017712 | 0.00017733 | 0.00016666 | 0.00014609 | 0.00012045 | 9.1835e-05 | 6.0628e-05 | 0 | 0 | 0 | 0 | 0 | 0 | 0 | 0.0017241
v5.10_MeasureAssessmentTemplate_Commercial_All | Steam Traps - SEG Office - Steam Trap Repair or Replacement | HVAC | Steam Traps | Retrofit | Steam Traps | Commercial | Medium Office | Firm | Sales | Commercial | 514.795 | 1 | 5.9226 | 5.4757 | -1.9034 | 0.50078 | -1.8626 | 0.00048011 | 0.00095683 | 0.0016938 | 0.0027469 | 0.004157 | 0.0059358 | 0.0080501 | 0.010404 | 0.01283 | 0.015084 | 0.016873 | 0.017896 | 0.017916 | 0.016838 | 0.01476 | 0.01217 | 0.0092786 | 0.0061256 | 0 | 0 | 0 | 0 | 0 | 0 | 0 | 0.1742
v5.10_MeasureAssessmentTemplate_Commercial_All | Steam Traps - SEG Office - Steam Trap Repair or Replacement | HVAC | Steam Traps | Retrofit | Steam Traps | Commercial | Small Office | Firm | Sales | Commercial | 514.795 | 1 | 5.9226 | 5.4757 | -1.9034 | 0.50078 | -1.8626 | 0.00069523 | 0.0013856 | 0.0024527 | 0.0039777 | 0.0060195 | 0.0085954 | 0.011657 | 0.015066 | 0.018579 | 0.021843 | 0.024433 | 0.025914 | 0.025944 | 0.024383 | 0.021374 | 0.017623 | 0.013436 | 0.0088703 | 0 | 0 | 0 | 0 | 0 | 0 | 0 | 0.25225
v5.10_MeasureAssessmentTemplate_Commercial_All | Steam Traps - SEG Other - Steam Trap Repair or Replacement | HVAC | Steam Traps | Retrofit | Steam Traps | Commercial | Assembly | Firm | Sales | Commercial | 514.795 | 1 | 5.8531 | 5.4114 | -1.9034 | 0.50078 | -1.8626 | 0.0033559 | 0.0066782 | 0.011804 | 0.019115 | 0.028884 | 0.041182 | 0.055768 | 0.071971 | 0.088616 | 0.10403 | 0.11619 | 0.12305 | 0.12301 | 0.11544 | 0.10104 | 0.083185 | 0.063326 | 0.018135 | 0 | 0 | 0 | 0 | 0 | 0 | 0 | 1.1748
v5.10_MeasureAssessmentTemplate_Commercial_All | Steam Traps - SEG Other - Steam Trap Repair or Replacement | HVAC | Steam Traps | Retrofit | Steam Traps | Commercial | Other | Firm | Sales | Commercial | 514.795 | 1 | 5.8531 | 5.4114 | -1.9034 | 0.50078 | -1.8626 | 0.00070353 | 0.0013937 | 0.0024522 | 0.003953 | 0.0059461 | 0.0084394 | 0.011377 | 0.014615 | 0.017914 | 0.020935 | 0.023276 | 0.024539 | 0.024419 | 0.022812 | 0.019876 | 0.01629 | 0.0018928 | 0 | 0 | 0 | 0 | 0 | 0 | 0 | 0 | 0.22083
v5.10_MeasureAssessmentTemplate_Commercial_All | Steam Traps - SEG Restaurant - Steam Trap Repair or Replacement | HVAC | Steam Traps | Retrofit | Steam Traps | Commercial | Restaurant | Firm | Sales | Commercial | 514.795 | 1 | 5.9117 | 5.4656 | -1.9034 | 0.50078 | -1.8626 | 0 | 0 | 0 | 0 | 0 | 0 | 0 | 0 | 0 | 0 | 0 | 0 | 0 | 0 | 0 | 0 | 0 | 0 | 0 | 0 | 0 | 0 | 0 | 0 | 0 | 0
v5.10_MeasureAssessmentTemplate_Commercial_All | Steam Traps - SEG Retail - Steam Trap Repair or Replacement | HVAC | Steam Traps | Retrofit | Steam Traps | Commercial | Extra Large Retail | Firm | Sales | Commercial | 211.14 | 1 | 4.6734 | 5.4674 | -1.7705 | 0.63368 | -1.8626 | 0.00034352 | 0.00068351 | 0.001208 | 0.001956 | 0.0029552 | 0.0042131 | 0.0057045 | 0.0073611 | 0.0090626 | 0.010638 | 0.01188 | 0.01258 | 0.012574 | 0.011799 | 0.010326 | 0.0085003 | 0.0064704 | 0.0016687 | 0 | 0 | 0 | 0 | 0 | 0 | 0 | 0.11992
v5.10_MeasureAssessmentTemplate_Commercial_All | Steam Traps - SEG Retail - Steam Trap Repair or Replacement | HVAC | Steam Traps | Retrofit | Steam Traps | Commercial | Extra Large Retail | Firm | Transport | Commercial | 211.14 | 1 | 4.6734 | 4.1746 | -1.7705 | 0.46729 | -1.7196 | 3.3979e-05 | 6.761e-05 | 0.00011949 | 0.00019348 | 0.00029232 | 0.00041674 | 0.00056427 | 0.00072813 | 0.00089643 | 0.0010522 | 0.0011751 | 0.0012444 | 0.0012438 | 0.0011671 | 0.0010214 | 0.00084082 | 0.00064002 | 0.00016506 | 0 | 0 | 0 | 0 | 0 | 0 | 0 | 0.011862
v5.10_MeasureAssessmentTemplate_Commercial_All | Steam Traps - SEG Retail - Steam Trap Repair or Replacement | HVAC | Steam Traps | Retrofit | Steam Traps | Commercial | Large Retail | Firm | Sales | Commercial | 211.14 | 1 | 4.6734 | 5.4674 | -1.7705 | 0.63368 | -1.8626 | 0.00010332 | 0.00020557 | 0.00036332 | 0.00058827 | 0.00088881 | 0.0012671 | 0.0017157 | 0.0022139 | 0.0027256 | 0.0031994 | 0.003573 | 0.0037835 | 0.0037818 | 0.0035486 | 0.0031057 | 0.0025565 | 0.001946 | 0.00050186 | 0 | 0 | 0 | 0 | 0 | 0 | 0 | 0.036068
v5.10_MeasureAssessmentTemplate_Commercial_All | Steam Traps - SEG Retail - Steam Trap Repair or Replacement | HVAC | Steam Traps | Retrofit | Steam Traps | Commercial | Medium Retail | Firm | Sales | Commercial | 211.14 | 1 | 4.6734 | 5.4674 | -1.7705 | 0.63368 | -1.8626 | 0.00016264 | 0.0003236 | 0.00057193 | 0.00092604 | 0.0013991 | 0.0019946 | 0.0027008 | 0.0034851 | 0.0042906 | 0.0050364 | 0.0056245 | 0.0059559 | 0.0059533 | 0.0055861 | 0.0048889 | 0.0040244 | 0.0030634 | 0.00079001 | 0 | 0 | 0 | 0 | 0 | 0 | 0 | 0.056777
v5.10_MeasureAssessmentTemplate_Commercial_All | Steam Traps - SEG Retail - Steam Trap Repair or Replacement | HVAC | Steam Traps | Retrofit | Steam Traps | Commercial | Medium Retail | Firm | Sales | Industrial | 211.14 | 1 | 4.6734 | 5.4674 | -1.7705 | 0.63368 | -1.8626 | 5.2328e-07 | 1.0412e-06 | 1.8402e-06 | 2.9795e-06 | 4.5017e-06 | 6.4177e-06 | 8.6897e-06 | 1.1213e-05 | 1.3805e-05 | 1.6205e-05 | 1.8097e-05 | 1.9163e-05 | 1.9155e-05 | 1.7973e-05 | 1.573e-05 | 1.2949e-05 | 9.8563e-06 | 2.5419e-06 | 0 | 0 | 0 | 0 | 0 | 0 | 0 | 0.00018268
v5.10_MeasureAssessmentTemplate_Commercial_All | Steam Traps - SEG Retail - Steam Trap Repair or Replacement | HVAC | Steam Traps | Retrofit | Steam Traps | Commercial | Small Retail | Firm | Sales | Commercial | 211.14 | 1 | 4.6734 | 5.4674 | -1.7705 | 0.63368 | -1.8626 | 0.00024846 | 0.00049437 | 0.00087373 | 0.0014147 | 0.0021374 | 0.0030472 | 0.004126 | 0.0053241 | 0.0065547 | 0.007694 | 0.0085925 | 0.0090988 | 0.0090947 | 0.0085339 | 0.0074687 | 0.0061481 | 0.0046799 | 0.0012069 | 0 | 0 | 0 | 0 | 0 | 0 | 0 | 0.086738
v5.10_MeasureAssessmentTemplate_Commercial_All | Steam Traps - SEG School - Steam Trap Repair or Replacement | HVAC | Steam Traps | Retrofit | Steam Traps | Commercial | School K-12 | Firm | Sales | Commercial | 514.795 | 1 | 5.9099 | 5.464 | -1.9034 | 0.50078 | -1.8626 | 0.012175 | 0.024285 | 0.043029 | 0.069846 | 0.10579 | 0.1512 | 0.20524 | 0.26551 | 0.3277 | 0.38563 | 0.43174 | 0.45832 | 0.45927 | 0.43203 | 0.37905 | 0.31281 | 0.23871 | 0.16491 | 0.046742 | 0 | 0 | 0 | 0 | 0 | 0 | 4.514
v5.10_MeasureAssessmentTemplate_Commercial_All | Steam Traps - SEG Supermarket - Steam Trap Repair or Replacement | HVAC | Steam Traps | Retrofit | Steam Traps | Commercial | Supermarket | Firm | Sales | Commercial | 514.795 | 1 | 5.9142 | 5.4679 | -1.9034 | 0.50078 | -1.8626 | 0 | 0 | 0 | 0 | 0 | 0 | 0 | 0 | 0 | 0 | 0 | 0 | 0 | 0 | 0 | 0 | 0 | 0 | 0 | 0 | 0 | 0 | 0 | 0 | 0 | 0
v5.10_MeasureAssessmentTemplate_Commercial_All | Steam Traps - SEG Supermarket - Steam Trap Repair or Replacement | HVAC | Steam Traps | Retrofit | Steam Traps | Commercial | Supermarket | Firm | Transport | Commercial | 514.795 | 1 | 5.9142 | 4.1746 | -1.9034 | 0.46729 | -1.7196 | 0 | 0 | 0 | 0 | 0 | 0 | 0 | 0 | 0 | 0 | 0 | 0 | 0 | 0 | 0 | 0 | 0 | 0 | 0 | 0 | 0 | 0 | 0 | 0 | 0 | 0
v5.10_MeasureAssessmentTemplate_Commercial_All | Tank Water Heater - SEG Hospital - Consensing Gas Storage Water Heater (>= 94% EF) | Water Heat | Tank Water Heater | NR | Tank Water Heater 94% EF | Commercial | Hospital | Firm | Sales | Commercial | 0.63 | 1 | 2.0844 | 3.1591 | -0.39446 | 0.82091 | -0.67372 | 0.0027354 | 0.0053464 | 0.0093867 | 0.015012 | 0.022129 | 0.03038 | 0.039201 | 0.047949 | 0.056034 | 0.06302 | 0.068681 | 0.072983 | 0.076048 | 0.078082 | 0.079319 | 0.07998 | 0.08025 | 0.080351 | 0.080343 | 0.080014 | 0.079686 | 0.028872 | 0 | 0 | 0 | 1.1758
v5.10_MeasureAssessmentTemplate_Commercial_All | Tank Water Heater - SEG Hospital - Consensing Gas Storage Water Heater (>= 94% EF) | Water Heat | Tank Water Heater | NR | Tank Water Heater 94% EF | Commercial | Hospital | Firm | Transport | Commercial | 0.63 | 1 | 2.0844 | 1.9798 | -0.39446 | 0.46729 | -0.53072 | 0.0014389 | 0.0028123 | 0.0049376 | 0.0078966 | 0.01164 | 0.01598 | 0.020621 | 0.025222 | 0.029475 | 0.03315 | 0.036127 | 0.038391 | 0.040003 | 0.041073 | 0.041723 | 0.042071 | 0.042213 | 0.042266 | 0.042262 | 0.042089 | 0.041916 | 0.015187 | 0 | 0 | 0 | 0.6185
v5.10_MeasureAssessmentTemplate_Commercial_All | Tank Water Heater - SEG Hospital - Consensing Gas Storage Water Heater (>= 94% EF) | Water Heat | Tank Water Heater | NR | Tank Water Heater 94% EF | Commercial | Hospital | Interruptible | Sales | Commercial | 0.63 | 1 | 1.7505 | 2.653 | -0.12036 | 0.46729 | -0.39962 | 0.0014349 | 0.0028045 | 0.0049239 | 0.0078747 | 0.011608 | 0.015936 | 0.020563 | 0.025152 | 0.029393 | 0.033058 | 0.036027 | 0.038284 | 0.039892 | 0.040959 | 0.041607 | 0.041954 | 0.042096 | 0.042149 | 0.042145 | 0.041972 | 0.0418 | 0.015145 | 0 | 0 | 0 | 0.61678
v5.10_MeasureAssessmentTemplate_Commercial_All | Tank Water Heater - SEG Hospital - Consensing Gas Storage Water Heater (>= 94% EF) | Water Heat | Tank Water Heater | New | Tank Water Heater 94% EF | Commercial | Hospital | Firm | Sales | Commercial | 0.63 | 1 | 2.0844 | 3.1591 | -0.39446 | 0.82091 | -0.67372 | 0.00046535 | 0.0012434 | 0.0022078 | 0.0035709 | 0.0053238 | 0.0073922 | 0.0096481 | 0.011937 | 0.014111 | 0.016055 | 0.017701 | 0.01903 | 0.020061 | 0.02084 | 0.021421 | 0.021856 | 0.02219 | 0.022484 | 0.022751 | 0.02293 | 0.023111 | 0.023295 | 0.023481 | 0.02367 | 0.023861 | 0.40064
v5.10_MeasureAssessmentTemplate_Commercial_All | Tank Water Heater - SEG Hospital - Consensing Gas Storage Water Heater (>= 94% EF) | Water Heat | Tank Water Heater | New | Tank Water Heater 94% EF | Commercial | Hospital | Firm | Transport | Commercial | 0.63 | 1 | 2.0844 | 1.9798 | -0.39446 | 0.46729 | -0.53072 | 0.00024479 | 0.00065407 | 0.0011613 | 0.0018784 | 0.0028004 | 0.0038885 | 0.0050751 | 0.0062792 | 0.0074228 | 0.0084452 | 0.0093109 | 0.01001 | 0.010553 | 0.010962 | 0.011268 | 0.011497 | 0.011673 | 0.011827 | 0.011967 | 0.012062 | 0.012157 | 0.012254 | 0.012352 | 0.012451 | 0.012551 | 0.21074
v5.10_MeasureAssessmentTemplate_Commercial_All | Tank Water Heater - SEG Hospital - Consensing Gas Storage Water Heater (>= 94% EF) | Water Heat | Tank Water Heater | New | Tank Water Heater 94% EF | Commercial | Hospital | Interruptible | Sales | Commercial | 0.63 | 1 | 1.7505 | 2.653 | -0.12036 | 0.46729 | -0.39962 | 0.00024411 | 0.00065226 | 0.0011581 | 0.0018732 | 0.0027927 | 0.0038777 | 0.005061 | 0.0062618 | 0.0074022 | 0.0084218 | 0.0092851 | 0.0099822 | 0.010523 | 0.010932 | 0.011236 | 0.011465 | 0.01164 | 0.011794 | 0.011934 | 0.012028 | 0.012123 | 0.01222 | 0.012317 | 0.012416 | 0.012517 | 0.21016
v5.10_MeasureAssessmentTemplate_Commercial_All | Tank Water Heater - SEG Hospital - Gas Absorption HPWH (106% EF to 140% EF) | Water Heat | Tank Water Heater | NR | Tank Water Heater HPWH | Commercial | Hospital | Firm | Sales | Commercial | 0.40755 | 1 | 3.8941 | 3.1591 | -0.77596 | 0.43941 | -0.67372 | 0 | 0 | 0.00023301 | 0.00043665 | 0.00074414 | 0.0011822 | 0.001775 | 0.0025392 | 0.0034791 | 0.0045809 | 0.0058092 | 0.0071065 | 0.0083986 | 0.0096046 | 0.010651 | 0.011488 | 0.012096 | 0.012525 | 0.012734 | 0.012888 | 0.012887 | 0.012834 | 0.012782 | 0.012729 | 0 | 0.1695
v5.10_MeasureAssessmentTemplate_Commercial_All | Tank Water Heater - SEG Hospital - Gas Absorption HPWH (106% EF to 140% EF) | Water Heat | Tank Water Heater | NR | Tank Water Heater HPWH | Commercial | Hospital | Firm | Transport | Commercial | 0.40755 | 1 | 3.8941 | 1.9798 | -0.77596 | 0.46729 | -0.53072 | 0 | 0 | 0.00012257 | 0.00022969 | 0.00039143 | 0.00062187 | 0.00093367 | 0.0013357 | 0.0018301 | 0.0024097 | 0.0030558 | 0.0037382 | 0.0044179 | 0.0050522 | 0.0056028 | 0.006043 | 0.006363 | 0.0065885 | 0.0066981 | 0.0067796 | 0.0067789 | 0.0067511 | 0.0067234 | 0.0066959 | 0 | 0.089163
v5.10_MeasureAssessmentTemplate_Commercial_All | Tank Water Heater - SEG Hospital - Gas Absorption HPWH (106% EF to 140% EF) | Water Heat | Tank Water Heater | NR | Tank Water Heater HPWH | Commercial | Hospital | Interruptible | Sales | Commercial | 0.40755 | 1 | 3.2703 | 2.653 | -0.50186 | 0.46729 | -0.39962 | 0 | 0 | 0.00012223 | 0.00022905 | 0.00039034 | 0.00062014 | 0.00093108 | 0.001332 | 0.001825 | 0.002403 | 0.0030473 | 0.0037278 | 0.0044056 | 0.0050382 | 0.0055873 | 0.0060262 | 0.0063453 | 0.0065702 | 0.0066796 | 0.0067608 | 0.0067601 | 0.0067324 | 0.0067048 | 0.0066773 | 0 | 0.088916
v5.10_MeasureAssessmentTemplate_Commercial_All | Tank Water Heater - SEG Hospital - Gas Absorption HPWH (106% EF to 140% EF) | Water Heat | Tank Water Heater | New | Tank Water Heater HPWH | Commercial | Hospital | Firm | Sales | Commercial | 0.40755 | 1 | 3.8941 | 3.1591 | -0.77596 | 0.43941 | -0.67372 | 0 | 0 | 6.5766e-05 | 0.00012464 | 0.00021483 | 0.0003452 | 0.00052423 | 0.00075858 | 0.0010514 | 0.0014004 | 0.0017966 | 0.0022235 | 0.0026587 | 0.0030762 | 0.0034518 | 0.0037671 | 0.0040138 | 0.0042057 | 0.004327 | 0.0044322 | 0.0044852 | 0.0045209 | 0.0045571 | 0.0045937 | 0 | 0.056595
v5.10_MeasureAssessmentTemplate_Commercial_All | Tank Water Heater - SEG Hospital - Gas Absorption HPWH (106% EF to 140% EF) | Water Heat | Tank Water Heater | New | Tank Water Heater HPWH | Commercial | Hospital | Firm | Transport | Commercial | 0.40755 | 1 | 3.8941 | 1.9798 | -0.77596 | 0.46729 | -0.53072 | 0 | 0 | 3.4594e-05 | 6.5563e-05 | 0.000113 | 0.00018158 | 0.00027575 | 0.00039903 | 0.00055306 | 0.00073666 | 0.00094505 | 0.0011696 | 0.0013985 | 0.0016182 | 0.0018157 | 0.0019816 | 0.0021114 | 0.0022123 | 0.0022761 | 0.0023314 | 0.0023593 | 0.0023781 | 0.0023971 | 0.0024164 | 0 | 0.02977
v5.10_MeasureAssessmentTemplate_Commercial_All | Tank Water Heater - SEG Hospital - Gas Absorption HPWH (106% EF to 140% EF) | Water Heat | Tank Water Heater | New | Tank Water Heater HPWH | Commercial | Hospital | Interruptible | Sales | Commercial | 0.40755 | 1 | 3.2703 | 2.653 | -0.50186 | 0.46729 | -0.39962 | 0 | 0 | 3.4498e-05 | 6.5381e-05 | 0.00011269 | 0.00018108 | 0.00027499 | 0.00039792 | 0.00055152 | 0.00073461 | 0.00094243 | 0.0011664 | 0.0013946 | 0.0016137 | 0.0018107 | 0.0019761 | 0.0021055 | 0.0022061 | 0.0022698 | 0.002325 | 0.0023528 | 0.0023715 | 0.0023905 | 0.0024097 | 0 | 0.029687
v5.10_MeasureAssessmentTemplate_Commercial_All | Tank Water Heater - SEG Lodging - Consensing Gas Storage Water Heater (>= 94% EF) | Water Heat | Tank Water Heater | NR | Tank Water Heater 94% EF | Commercial | Lodging | Firm | Sales | Commercial | 1.9 | 1 | 3.6464 | 3.1558 | -0.74659 | 0.46878 | -0.67372 | 0.027434 | 0.053641 | 0.094216 | 0.15074 | 0.22229 | 0.30529 | 0.3941 | 0.48224 | 0.56378 | 0.63433 | 0.69158 | 0.7352 | 0.76638 | 0.78719 | 0.79998 | 0.80698 | 0.81003 | 0.81137 | 0.81162 | 0.80861 | 0.80562 | 0.34384 | 0 | 0 | 0 | 11.9064
v5.10_MeasureAssessmentTemplate_Commercial_All | Tank Water Heater - SEG Lodging - Consensing Gas Storage Water Heater (>= 94% EF) | Water Heat | Tank Water Heater | New | Tank Water Heater 94% EF | Commercial | Lodging | Firm | Sales | Commercial | 1.9 | 1 | 3.6464 | 3.1558 | -0.74659 | 0.46878 | -0.67372 | 0.0046671 | 0.012148 | 0.021577 | 0.034913 | 0.052071 | 0.072329 | 0.094438 | 0.11689 | 0.13823 | 0.15732 | 0.17351 | 0.1866 | 0.19679 | 0.2045 | 0.21027 | 0.21461 | 0.21797 | 0.22093 | 0.22362 | 0.22546 | 0.22731 | 0.22919 | 0.2311 | 0.23302 | 0.23498 | 3.9345
v5.10_MeasureAssessmentTemplate_Commercial_All | Tank Water Heater - SEG Lodging - Gas Absorption HPWH (106% EF to 140% EF) | Water Heat | Tank Water Heater | NR | Tank Water Heater HPWH | Commercial | Lodging | Firm | Sales | Commercial | 1.2291 | 1 | 5.0188 | 3.1558 | -0.87478 | 0.34059 | -0.67372 | 0 | 0 | 0.0023388 | 0.0043845 | 0.007475 | 0.01188 | 0.017844 | 0.025538 | 0.035005 | 0.046109 | 0.058496 | 0.071588 | 0.084638 | 0.09683 | 0.10743 | 0.11591 | 0.1221 | 0.12648 | 0.12863 | 0.13025 | 0.13029 | 0.12981 | 0.12933 | 0.12885 | 0 | 1.7112
v5.10_MeasureAssessmentTemplate_Commercial_All | Tank Water Heater - SEG Lodging - Gas Absorption HPWH (106% EF to 140% EF) | Water Heat | Tank Water Heater | New | Tank Water Heater HPWH | Commercial | Lodging | Firm | Sales | Commercial | 1.2291 | 1 | 5.0188 | 3.1558 | -0.87478 | 0.34059 | -0.67372 | 0 | 0 | 0.00064274 | 0.0012186 | 0.0021012 | 0.0033776 | 0.0051312 | 0.0074279 | 0.010299 | 0.013723 | 0.017611 | 0.021804 | 0.02608 | 0.030186 | 0.033884 | 0.036992 | 0.039427 | 0.041325 | 0.042531 | 0.04358 | 0.044115 | 0.04448 | 0.044849 | 0.045223 | 0 | 0.55601
v5.10_MeasureAssessmentTemplate_Commercial_All | Tank Water Heater - SEG Office - Consensing Gas Storage Water Heater (>= 94% EF) | Water Heat | Tank Water Heater | NR | Tank Water Heater 94% EF | Commercial | Large Office | Firm | Sales | Commercial | 0.94 | 1 | 2.664 | 3.1585 | -0.57317 | 0.6422 | -0.67372 | 0.017471 | 0.034186 | 0.060086 | 0.096201 | 0.14197 | 0.19511 | 0.25204 | 0.30863 | 0.36107 | 0.40654 | 0.44354 | 0.47185 | 0.49221 | 0.50592 | 0.51451 | 0.60888 | 0.63215 | 0.62924 | 0.62307 | 0.61205 | 0.59914 | 0.34694 | 0.053664 | 0.041654 | 0.03101 | 8.4791
v5.10_MeasureAssessmentTemplate_Commercial_All | Tank Water Heater - SEG Office - Consensing Gas Storage Water Heater (>= 94% EF) | Water Heat | Tank Water Heater | NR | Tank Water Heater 94% EF | Commercial | Large Office | Firm | Sales | Industrial | 0.94 | 1 | 2.664 | 3.1585 | -0.57317 | 0.6422 | -0.67372 | 0.00016436 | 0.00032159 | 0.00056524 | 0.00090498 | 0.0013355 | 0.0018354 | 0.002371 | 0.0029034 | 0.0033966 | 0.0038243 | 0.0041724 | 0.0044387 | 0.0046302 | 0.0047593 | 0.00484 | 0.0057278 | 0.0059467 | 0.0059193 | 0.0058613 | 0.0057576 | 0.0056362 | 0.0032637 | 0.00050482 | 0.00039184 | 0.00029171 | 0.079764
v5.10_MeasureAssessmentTemplate_Commercial_All | Tank Water Heater - SEG Office - Consensing Gas Storage Water Heater (>= 94% EF) | Water Heat | Tank Water Heater | NR | Tank Water Heater 94% EF | Commercial | Medium Office | Firm | Sales | Commercial | 0.94 | 1 | 2.664 | 3.1585 | -0.57317 | 0.6422 | -0.67372 | 0.016606 | 0.032492 | 0.057109 | 0.091435 | 0.13493 | 0.18545 | 0.23956 | 0.29334 | 0.34318 | 0.3864 | 0.42156 | 0.44847 | 0.46782 | 0.48086 | 0.48902 | 0.57871 | 0.60083 | 0.59807 | 0.5922 | 0.58172 | 0.56946 | 0.32975 | 0.051005 | 0.03959 | 0.029474 | 8.059
v5.10_MeasureAssessmentTemplate_Commercial_All | Tank Water Heater - SEG Office - Consensing Gas Storage Water Heater (>= 94% EF) | Water Heat | Tank Water Heater | NR | Tank Water Heater 94% EF | Commercial | Small Office | Firm | Sales | Commercial | 0.94 | 1 | 2.664 | 3.1585 | -0.57317 | 0.6422 | -0.67372 | 0.024046 | 0.047051 | 0.082698 | 0.1324 | 0.19539 | 0.26854 | 0.3469 | 0.42478 | 0.49695 | 0.55953 | 0.61045 | 0.64942 | 0.67743 | 0.69632 | 0.70813 | 0.83801 | 0.87005 | 0.86604 | 0.85754 | 0.84237 | 0.82461 | 0.47751 | 0.073859 | 0.05733 | 0.04268 | 11.67
v5.10_MeasureAssessmentTemplate_Commercial_All | Tank Water Heater - SEG Office - Consensing Gas Storage Water Heater (>= 94% EF) | Water Heat | Tank Water Heater | New | Tank Water Heater 94% EF | Commercial | Large Office | Firm | Sales | Commercial | 0.94 | 1 | 2.664 | 3.1585 | -0.57317 | 0.6422 | -0.67372 | 0.0029723 | 0.0073762 | 0.013111 | 0.021229 | 0.031683 | 0.044039 | 0.057538 | 0.071262 | 0.084326 | 0.096037 | 0.10599 | 0.11405 | 0.12035 | 0.12515 | 0.12875 | 0.13149 | 0.13363 | 0.13552 | 0.13725 | 0.13845 | 0.13967 | 0.1409 | 0.14215 | 0.14341 | 0.14469 | 2.411
v5.10_MeasureAssessmentTemplate_Commercial_All | Tank Water Heater - SEG Office - Consensing Gas Storage Water Heater (>= 94% EF) | Water Heat | Tank Water Heater | New | Tank Water Heater 94% EF | Commercial | Large Office | Firm | Sales | Industrial | 0.94 | 1 | 2.664 | 3.1585 | -0.57317 | 0.6422 | -0.67372 | 2.7961e-05 | 6.9389e-05 | 0.00012334 | 0.0001997 | 0.00029805 | 0.00041428 | 0.00054127 | 0.00067037 | 0.00079326 | 0.00090343 | 0.00099702 | 0.0010729 | 0.0011322 | 0.0011773 | 0.0012112 | 0.0012369 | 0.001257 | 0.0012748 | 0.0012911 | 0.0013024 | 0.0013139 | 0.0013255 | 0.0013372 | 0.0013491 | 0.0013611 | 0.022681
v5.10_MeasureAssessmentTemplate_Commercial_All | Tank Water Heater - SEG Office - Consensing Gas Storage Water Heater (>= 94% EF) | Water Heat | Tank Water Heater | New | Tank Water Heater 94% EF | Commercial | Medium Office | Firm | Sales | Commercial | 0.94 | 1 | 2.664 | 3.1585 | -0.57317 | 0.6422 | -0.67372 | 0.002825 | 0.0070108 | 0.012461 | 0.020177 | 0.030114 | 0.041857 | 0.054687 | 0.067732 | 0.080148 | 0.091279 | 0.10074 | 0.1084 | 0.11439 | 0.11895 | 0.12238 | 0.12498 | 0.12701 | 0.1288 | 0.13045 | 0.13159 | 0.13275 | 0.13392 | 0.13511 | 0.13631 | 0.13752 | 2.2916
v5.10_MeasureAssessmentTemplate_Commercial_All | Tank Water Heater - SEG Office - Consensing Gas Storage Water Heater (>= 94% EF) | Water Heat | Tank Water Heater | New | Tank Water Heater 94% EF | Commercial | Small Office | Firm | Sales | Commercial | 0.94 | 1 | 2.664 | 3.1585 | -0.57317 | 0.6422 | -0.67372 | 0.0040908 | 0.010152 | 0.018045 | 0.029218 | 0.043607 | 0.060612 | 0.079191 | 0.09808 | 0.11606 | 0.13218 | 0.14587 | 0.15698 | 0.16565 | 0.17224 | 0.17721 | 0.18097 | 0.18392 | 0.18651 | 0.1889 | 0.19056 | 0.19223 | 0.19393 | 0.19565 | 0.19738 | 0.19914 | 3.3184
v5.10_MeasureAssessmentTemplate_Commercial_All | Tank Water Heater - SEG Office - Gas Absorption HPWH (106% EF to 140% EF) | Water Heat | Tank Water Heater | NR | Tank Water Heater HPWH | Commercial | Large Office | Firm | Sales | Commercial | 0.60809 | 1 | 4.3951 | 3.1585 | -0.82611 | 0.38926 | -0.67372 | 0 | 0 | 0.0014916 | 0.0027982 | 0.0047739 | 0.0075927 | 0.011412 | 0.016344 | 0.022419 | 0.029551 | 0.037516 | 0.045945 | 0.054358 | 0.062232 | 0.069091 | 0.074601 | 0.078638 | 0.081515 | 0.082963 | 0.084065 | 0.084149 | 0.083897 | 0.083645 | 0.083394 | 0 | 1.1024
v5.10_MeasureAssessmentTemplate_Commercial_All | Tank Water Heater - SEG Office - Gas Absorption HPWH (106% EF to 140% EF) | Water Heat | Tank Water Heater | NR | Tank Water Heater HPWH | Commercial | Large Office | Firm | Sales | Industrial | 0.60809 | 1 | 4.3951 | 3.1585 | -0.82611 | 0.38926 | -0.67372 | 0 | 0 | 1.4031e-05 | 2.6323e-05 | 4.4909e-05 | 7.1426e-05 | 0.00010736 | 0.00015375 | 0.0002109 | 0.00027799 | 0.00035292 | 0.00043221 | 0.00051136 | 0.00058543 | 0.00064994 | 0.00070178 | 0.00073976 | 0.00076682 | 0.00078044 | 0.00079081 | 0.0007916 | 0.00078923 | 0.00078686 | 0.0007845 | 0 | 0.01037
v5.10_MeasureAssessmentTemplate_Commercial_All | Tank Water Heater - SEG Office - Gas Absorption HPWH (106% EF to 140% EF) | Water Heat | Tank Water Heater | NR | Tank Water Heater HPWH | Commercial | Medium Office | Firm | Sales | Commercial | 0.60809 | 1 | 4.3951 | 3.1585 | -0.82611 | 0.38926 | -0.67372 | 0 | 0 | 0.0014177 | 0.0026596 | 0.0045374 | 0.0072166 | 0.010847 | 0.015534 | 0.021308 | 0.028087 | 0.035657 | 0.043669 | 0.051665 | 0.059149 | 0.065668 | 0.070905 | 0.074742 | 0.077476 | 0.078853 | 0.0799 | 0.07998 | 0.07974 | 0.079501 | 0.079263 | 0 | 1.0478
v5.10_MeasureAssessmentTemplate_Commercial_All | Tank Water Heater - SEG Office - Gas Absorption HPWH (106% EF to 140% EF) | Water Heat | Tank Water Heater | NR | Tank Water Heater HPWH | Commercial | Small Office | Firm | Sales | Commercial | 0.60809 | 1 | 4.3951 | 3.1585 | -0.82611 | 0.38926 | -0.67372 | 0 | 0 | 0.0020529 | 0.0038512 | 0.0065705 | 0.01045 | 0.015707 | 0.022495 | 0.030856 | 0.040672 | 0.051634 | 0.063235 | 0.074815 | 0.085652 | 0.095091 | 0.10268 | 0.10823 | 0.11219 | 0.11418 | 0.1157 | 0.11582 | 0.11547 | 0.11512 | 0.11478 | 0 | 1.5173
v5.10_MeasureAssessmentTemplate_Commercial_All | Tank Water Heater - SEG Office - Gas Absorption HPWH (106% EF to 140% EF) | Water Heat | Tank Water Heater | New | Tank Water Heater HPWH | Commercial | Large Office | Firm | Sales | Commercial | 0.60809 | 1 | 4.3951 | 3.1585 | -0.82611 | 0.38926 | -0.67372 | 0 | 0 | 0.00039055 | 0.00074097 | 0.0012785 | 0.0020565 | 0.0031263 | 0.0045285 | 0.0062829 | 0.0083771 | 0.010758 | 0.013327 | 0.01595 | 0.018473 | 0.020748 | 0.022664 | 0.024171 | 0.025349 | 0.026103 | 0.026762 | 0.027106 | 0.027345 | 0.027587 | 0.027832 | 0 | 0.34096
v5.10_MeasureAssessmentTemplate_Commercial_All | Tank Water Heater - SEG Office - Gas Absorption HPWH (106% EF to 140% EF) | Water Heat | Tank Water Heater | New | Tank Water Heater HPWH | Commercial | Large Office | Firm | Sales | Industrial | 0.60809 | 1 | 4.3951 | 3.1585 | -0.82611 | 0.38926 | -0.67372 | 0 | 0 | 3.674e-06 | 6.9704e-06 | 1.2027e-05 | 1.9346e-05 | 2.9409e-05 | 4.2601e-05 | 5.9104e-05 | 7.8804e-05 | 0.0001012 | 0.00012537 | 0.00015005 | 0.00017378 | 0.00019518 | 0.00021321 | 0.00022738 | 0.00023846 | 0.00024556 | 0.00025175 | 0.00025499 | 0.00025724 | 0.00025952 | 0.00026182 | 0 | 0.0032074
v5.10_MeasureAssessmentTemplate_Commercial_All | Tank Water Heater - SEG Office - Gas Absorption HPWH (106% EF to 140% EF) | Water Heat | Tank Water Heater | New | Tank Water Heater HPWH | Commercial | Medium Office | Firm | Sales | Commercial | 0.60809 | 1 | 4.3951 | 3.1585 | -0.82611 | 0.38926 | -0.67372 | 0 | 0 | 0.0003712 | 0.00070426 | 0.0012151 | 0.0019546 | 0.0029714 | 0.0043042 | 0.0059717 | 0.0079621 | 0.010225 | 0.012667 | 0.01516 | 0.017558 | 0.01972 | 0.021541 | 0.022973 | 0.024093 | 0.02481 | 0.025436 | 0.025763 | 0.02599 | 0.02622 | 0.026453 | 0 | 0.32406
v5.10_MeasureAssessmentTemplate_Commercial_All | Tank Water Heater - SEG Office - Gas Absorption HPWH (106% EF to 140% EF) | Water Heat | Tank Water Heater | New | Tank Water Heater HPWH | Commercial | Small Office | Firm | Sales | Commercial | 0.60809 | 1 | 4.3951 | 3.1585 | -0.82611 | 0.38926 | -0.67372 | 0 | 0 | 0.00053753 | 0.0010198 | 0.0017596 | 0.0028304 | 0.0043028 | 0.0062328 | 0.0086474 | 0.01153 | 0.014806 | 0.018342 | 0.021953 | 0.025425 | 0.028556 | 0.031193 | 0.033267 | 0.034889 | 0.035927 | 0.036833 | 0.037307 | 0.037636 | 0.037969 | 0.038306 | 0 | 0.46927
v5.10_MeasureAssessmentTemplate_Commercial_All | Tank Water Heater - SEG Other - Consensing Gas Storage Water Heater (>= 94% EF) | Water Heat | Tank Water Heater | NR | Tank Water Heater 94% EF | Commercial | Assembly | Firm | Sales | Commercial | 0.87 | 1 | 2.5057 | 3.1589 | -0.53252 | 0.68285 | -0.67372 | 0.0090539 | 0.017689 | 0.031045 | 0.04963 | 0.073132 | 0.10036 | 0.12945 | 0.15828 | 0.18489 | 0.20786 | 0.22644 | 0.24054 | 0.25054 | 0.25714 | 0.26111 | 0.26319 | 0.26397 | 0.2642 | 0.26407 | 0.26289 | 0.26171 | 0.078471 | 0 | 0 | 0 | 3.8557
v5.10_MeasureAssessmentTemplate_Commercial_All | Tank Water Heater - SEG Other - Consensing Gas Storage Water Heater (>= 94% EF) | Water Heat | Tank Water Heater | NR | Tank Water Heater 94% EF | Commercial | Other | Firm | Sales | Commercial | 0.87 | 1 | 2.5057 | 3.1589 | -0.53252 | 0.68285 | -0.67372 | 0.001994 | 0.0038781 | 0.0067753 | 0.010782 | 0.015816 | 0.021606 | 0.027742 | 0.033767 | 0.039266 | 0.043944 | 0.047656 | 0.050392 | 0.05225 | 0.053383 | 0.053962 | 0.054144 | 0.05406 | 0.053861 | 0.053591 | 0.053109 | 0.029443 | 0 | 0 | 0 | 0 | 0.76142
v5.10_MeasureAssessmentTemplate_Commercial_All | Tank Water Heater - SEG Other - Consensing Gas Storage Water Heater (>= 94% EF) | Water Heat | Tank Water Heater | New | Tank Water Heater 94% EF | Commercial | Assembly | Firm | Sales | Commercial | 0.87 | 1 | 2.5057 | 3.1589 | -0.53252 | 0.68285 | -0.67372 | 0.0015403 | 0.0042187 | 0.0074876 | 0.012106 | 0.018042 | 0.025042 | 0.032673 | 0.04041 | 0.047753 | 0.054311 | 0.059857 | 0.064329 | 0.067794 | 0.070403 | 0.07234 | 0.073784 | 0.074891 | 0.075856 | 0.076733 | 0.077313 | 0.077901 | 0.078497 | 0.079101 | 0.079713 | 0.080333 | 1.3524
v5.10_MeasureAssessmentTemplate_Commercial_All | Tank Water Heater - SEG Other - Consensing Gas Storage Water Heater (>= 94% EF) | Water Heat | Tank Water Heater | New | Tank Water Heater 94% EF | Commercial | Other | Firm | Sales | Commercial | 0.87 | 1 | 2.5057 | 3.1589 | -0.53252 | 0.68285 | -0.67372 | 0.00033922 | 0.001194 | 0.0021098 | 0.0033961 | 0.0050393 | 0.0069643 | 0.0090477 | 0.011143 | 0.013113 | 0.014853 | 0.016303 | 0.017451 | 0.018318 | 0.018949 | 0.019395 | 0.019707 | 0.019928 | 0.02011 | 0.020268 | 0.020348 | 0.02043 | 0.020514 | 0.0206 | 0.020689 | 0.02078 | 0.36099
v5.10_MeasureAssessmentTemplate_Commercial_All | Tank Water Heater - SEG Other - Gas Absorption HPWH (106% EF to 140% EF) | Water Heat | Tank Water Heater | NR | Tank Water Heater HPWH | Commercial | Assembly | Firm | Sales | Commercial | 0.5628 | 1 | 4.2705 | 3.1589 | -0.81471 | 0.40067 | -0.67372 | 0 | 0 | 0.00077064 | 0.0014436 | 0.0024592 | 0.0039054 | 0.0058613 | 0.0083817 | 0.01148 | 0.01511 | 0.019153 | 0.023422 | 0.027669 | 0.03163 | 0.035064 | 0.037804 | 0.03979 | 0.041184 | 0.041853 | 0.042346 | 0.042325 | 0.042135 | 0.041946 | 0.041758 | 0 | 0.55749
v5.10_MeasureAssessmentTemplate_Commercial_All | Tank Water Heater - SEG Other - Gas Absorption HPWH (106% EF to 140% EF) | Water Heat | Tank Water Heater | NR | Tank Water Heater HPWH | Commercial | Other | Firm | Sales | Commercial | 0.5628 | 1 | 4.2705 | 3.1589 | -0.81471 | 0.40067 | -0.67372 | 0 | 0 | 0.00016819 | 0.00031362 | 0.00053184 | 0.00084079 | 0.0012561 | 0.0017882 | 0.002438 | 0.0031943 | 0.0040308 | 0.0049068 | 0.0057704 | 0.0065665 | 0.0072463 | 0.0077771 | 0.0081487 | 0.0083959 | 0.0084937 | 0.0085547 | 0.0085117 | 0.0084351 | 0.0083592 | 0.008284 | 0 | 0.11401
v5.10_MeasureAssessmentTemplate_Commercial_All | Tank Water Heater - SEG Other - Gas Absorption HPWH (106% EF to 140% EF) | Water Heat | Tank Water Heater | New | Tank Water Heater HPWH | Commercial | Assembly | Firm | Sales | Commercial | 0.5628 | 1 | 4.2705 | 3.1589 | -0.81471 | 0.40067 | -0.67372 | 0 | 0 | 0.00022304 | 0.00042255 | 0.00072803 | 0.0011694 | 0.0017753 | 0.002568 | 0.003558 | 0.0047374 | 0.0060755 | 0.0075166 | 0.0089845 | 0.010392 | 0.011657 | 0.012718 | 0.013546 | 0.014189 | 0.014594 | 0.014944 | 0.015118 | 0.015234 | 0.015351 | 0.01547 | 0 | 0.19097
v5.10_MeasureAssessmentTemplate_Commercial_All | Tank Water Heater - SEG Other - Gas Absorption HPWH (106% EF to 140% EF) | Water Heat | Tank Water Heater | New | Tank Water Heater HPWH | Commercial | Other | Firm | Sales | Commercial | 0.5628 | 1 | 4.2705 | 3.1589 | -0.81471 | 0.40067 | -0.67372 | 0 | 0 | 6.2847e-05 | 0.00011854 | 0.00020334 | 0.00032522 | 0.0004916 | 0.00070812 | 0.00097703 | 0.0012956 | 0.0016548 | 0.0020391 | 0.0024277 | 0.002797 | 0.0031254 | 0.0033968 | 0.0036045 | 0.0037617 | 0.0038548 | 0.0039331 | 0.0039648 | 0.0039812 | 0.0039979 | 0.0040151 | 0 | 0.050736
v5.10_MeasureAssessmentTemplate_Commercial_All | Tank Water Heater - SEG Restaurant - Consensing Gas Storage Water Heater (>= 94% EF) | Water Heat | Tank Water Heater | NR | Tank Water Heater 94% EF | Commercial | Restaurant | Firm | Sales | Commercial | 1.84 | 1 | 3.6426 | 3.1589 | -0.74565 | 0.46972 | -0.67372 | 0.016035 | 0.031187 | 0.054486 | 0.086709 | 0.12719 | 0.17375 | 0.2231 | 0.27155 | 0.31577 | 0.35339 | 0.38324 | 0.40524 | 0.42018 | 0.42929 | 0.43395 | 0.51757 | 0.57852 | 0.57071 | 0.55911 | 0.5424 | 0.33701 | 0.083899 | 0.067481 | 0.05209 | 0.038568 | 7.0724
v5.10_MeasureAssessmentTemplate_Commercial_All | Tank Water Heater - SEG Restaurant - Consensing Gas Storage Water Heater (>= 94% EF) | Water Heat | Tank Water Heater | New | Tank Water Heater 94% EF | Commercial | Restaurant | Firm | Sales | Commercial | 1.84 | 1 | 3.6426 | 3.1589 | -0.74565 | 0.46972 | -0.67372 | 0.002728 | 0.0096022 | 0.016967 | 0.027311 | 0.040525 | 0.056006 | 0.072759 | 0.089611 | 0.10545 | 0.11944 | 0.13111 | 0.14034 | 0.14731 | 0.15238 | 0.15597 | 0.15848 | 0.16025 | 0.16172 | 0.16299 | 0.16363 | 0.16429 | 0.16497 | 0.16566 | 0.16638 | 0.16711 | 2.903
v5.10_MeasureAssessmentTemplate_Commercial_All | Tank Water Heater - SEG Restaurant - Gas Absorption HPWH (106% EF to 140% EF) | Water Heat | Tank Water Heater | NR | Tank Water Heater HPWH | Commercial | Restaurant | Firm | Sales | Commercial | 1.1903 | 1 | 5.0198 | 3.1589 | -0.87452 | 0.34085 | -0.67372 | 0 | 0 | 0.0013525 | 0.0025221 | 0.004277 | 0.0067614 | 0.010102 | 0.01438 | 0.019606 | 0.025688 | 0.032415 | 0.039459 | 0.046404 | 0.052806 | 0.058273 | 0.062542 | 0.06553 | 0.067518 | 0.068304 | 0.068795 | 0.068449 | 0.067833 | 0.067223 | 0.066618 | 0 | 0.91686
v5.10_MeasureAssessmentTemplate_Commercial_All | Tank Water Heater - SEG Restaurant - Gas Absorption HPWH (106% EF to 140% EF) | Water Heat | Tank Water Heater | New | Tank Water Heater HPWH | Commercial | Restaurant | Firm | Sales | Commercial | 1.1903 | 1 | 5.0198 | 3.1589 | -0.87452 | 0.34085 | -0.67372 | 0 | 0 | 0.00050541 | 0.00095326 | 0.0016352 | 0.0026153 | 0.0039533 | 0.0056946 | 0.0078571 | 0.010419 | 0.013307 | 0.016398 | 0.019523 | 0.022493 | 0.025134 | 0.027317 | 0.028987 | 0.030251 | 0.030999 | 0.031629 | 0.031884 | 0.032016 | 0.032151 | 0.032289 | 0 | 0.40801
v5.10_MeasureAssessmentTemplate_Commercial_All | Tank Water Heater - SEG Retail - Consensing Gas Storage Water Heater (>= 94% EF) | Water Heat | Tank Water Heater | NR | Tank Water Heater 94% EF | Commercial | Extra Large Retail | Firm | Sales | Commercial | 1.11 | 1 | 2.8805 | 3.1589 | -0.62137 | 0.594 | -0.67372 | 0.0034782 | 0.0067948 | 0.011924 | 0.01906 | 0.028082 | 0.038533 | 0.049696 | 0.060757 | 0.070965 | 0.079773 | 0.086894 | 0.092292 | 0.096119 | 0.09864 | 0.10015 | 0.11876 | 0.12567 | 0.12479 | 0.12322 | 0.12063 | 0.11765 | 0.042807 | 0.011767 | 0.0091199 | 0.0067795 | 1.6443
v5.10_MeasureAssessmentTemplate_Commercial_All | Tank Water Heater - SEG Retail - Consensing Gas Storage Water Heater (>= 94% EF) | Water Heat | Tank Water Heater | NR | Tank Water Heater 94% EF | Commercial | Extra Large Retail | Firm | Transport | Commercial | 1.11 | 1 | 2.8805 | 1.9798 | -0.62137 | 0.46729 | -0.53072 | 0.00034405 | 0.00067212 | 0.0011794 | 0.0018853 | 0.0027778 | 0.0038115 | 0.0049158 | 0.0060098 | 0.0070196 | 0.0078908 | 0.0085952 | 0.0091291 | 0.0095077 | 0.009757 | 0.0099066 | 0.0099842 | 0.010013 | 0.01002 | 0.010014 | 0.0099684 | 0.0099225 | 0.0027932 | 0 | 0 | 0 | 0.14612
v5.10_MeasureAssessmentTemplate_Commercial_All | Tank Water Heater - SEG Retail - Consensing Gas Storage Water Heater (>= 94% EF) | Water Heat | Tank Water Heater | NR | Tank Water Heater 94% EF | Commercial | Large Retail | Firm | Sales | Commercial | 1.11 | 1 | 2.8805 | 3.1589 | -0.62137 | 0.594 | -0.67372 | 0.0010461 | 0.0020436 | 0.0035861 | 0.0057324 | 0.008446 | 0.011589 | 0.014947 | 0.018273 | 0.021343 | 0.023992 | 0.026134 | 0.027757 | 0.028908 | 0.029666 | 0.030121 | 0.035717 | 0.037796 | 0.037532 | 0.037058 | 0.036282 | 0.035383 | 0.012875 | 0.0035389 | 0.0027429 | 0.002039 | 0.49455
v5.10_MeasureAssessmentTemplate_Commercial_All | Tank Water Heater - SEG Retail - Consensing Gas Storage Water Heater (>= 94% EF) | Water Heat | Tank Water Heater | NR | Tank Water Heater 94% EF | Commercial | Medium Retail | Firm | Sales | Commercial | 1.11 | 1 | 2.8805 | 3.1589 | -0.62137 | 0.594 | -0.67372 | 0.0016468 | 0.003217 | 0.0056452 | 0.0090238 | 0.013295 | 0.018243 | 0.023529 | 0.028765 | 0.033598 | 0.037768 | 0.04114 | 0.043695 | 0.045507 | 0.0467 | 0.047416 | 0.056224 | 0.059497 | 0.059082 | 0.058336 | 0.057114 | 0.055699 | 0.020267 | 0.0055708 | 0.0043177 | 0.0032097 | 0.77851
v5.10_MeasureAssessmentTemplate_Commercial_All | Tank Water Heater - SEG Retail - Consensing Gas Storage Water Heater (>= 94% EF) | Water Heat | Tank Water Heater | NR | Tank Water Heater 94% EF | Commercial | Medium Retail | Firm | Sales | Industrial | 1.11 | 1 | 2.8805 | 3.1589 | -0.62137 | 0.594 | -0.67372 | 5.2984e-06 | 1.0351e-05 | 1.8163e-05 | 2.9034e-05 | 4.2778e-05 | 5.8697e-05 | 7.5703e-05 | 9.2551e-05 | 0.0001081 | 0.00012152 | 0.00013237 | 0.00014059 | 0.00014642 | 0.00015026 | 0.00015256 | 0.0001809 | 0.00019143 | 0.00019009 | 0.00018769 | 0.00018376 | 0.00017921 | 6.5208e-05 | 1.7924e-05 | 1.3892e-05 | 1.0327e-05 | 0.0025048
v5.10_MeasureAssessmentTemplate_Commercial_All | Tank Water Heater - SEG Retail - Consensing Gas Storage Water Heater (>= 94% EF) | Water Heat | Tank Water Heater | NR | Tank Water Heater 94% EF | Commercial | Small Retail | Firm | Sales | Commercial | 1.11 | 1 | 2.8805 | 3.1589 | -0.62137 | 0.594 | -0.67372 | 0.0025157 | 0.0049145 | 0.0086242 | 0.013786 | 0.020311 | 0.02787 | 0.035944 | 0.043944 | 0.051327 | 0.057698 | 0.062848 | 0.066752 | 0.06952 | 0.071344 | 0.072437 | 0.085893 | 0.090893 | 0.090258 | 0.089119 | 0.087252 | 0.085091 | 0.030961 | 0.0085105 | 0.0065962 | 0.0049035 | 1.1893
v5.10_MeasureAssessmentTemplate_Commercial_All | Tank Water Heater - SEG Retail - Consensing Gas Storage Water Heater (>= 94% EF) | Water Heat | Tank Water Heater | New | Tank Water Heater 94% EF | Commercial | Extra Large Retail | Firm | Sales | Commercial | 1.11 | 1 | 2.8805 | 3.1589 | -0.62137 | 0.594 | -0.67372 | 0.00059173 | 0.0016323 | 0.0028968 | 0.004683 | 0.0069786 | 0.0096852 | 0.012635 | 0.015625 | 0.018463 | 0.020996 | 0.023138 | 0.024864 | 0.026201 | 0.027206 | 0.027952 | 0.028507 | 0.028932 | 0.029302 | 0.029638 | 0.02986 | 0.030084 | 0.030311 | 0.030542 | 0.030776 | 0.031012 | 0.52251
v5.10_MeasureAssessmentTemplate_Commercial_All | Tank Water Heater - SEG Retail - Consensing Gas Storage Water Heater (>= 94% EF) | Water Heat | Tank Water Heater | New | Tank Water Heater 94% EF | Commercial | Extra Large Retail | Firm | Transport | Commercial | 1.11 | 1 | 2.8805 | 1.9798 | -0.62137 | 0.46729 | -0.53072 | 5.8531e-05 | 0.00016146 | 0.00028654 | 0.00046323 | 0.00069029 | 0.00095802 | 0.0012498 | 0.0015456 | 0.0018262 | 0.0020768 | 0.0022887 | 0.0024594 | 0.0025917 | 0.0026911 | 0.0027649 | 0.0028198 | 0.0028618 | 0.0028985 | 0.0029317 | 0.0029536 | 0.0029758 | 0.0029983 | 0.0030211 | 0.0030442 | 0.0030676 | 0.051685
v5.10_MeasureAssessmentTemplate_Commercial_All | Tank Water Heater - SEG Retail - Consensing Gas Storage Water Heater (>= 94% EF) | Water Heat | Tank Water Heater | New | Tank Water Heater 94% EF | Commercial | Large Retail | Firm | Sales | Commercial | 1.11 | 1 | 2.8805 | 3.1589 | -0.62137 | 0.594 | -0.67372 | 0.00017797 | 0.00049093 | 0.00087123 | 0.0014085 | 0.0020988 | 0.0029129 | 0.0038 | 0.0046994 | 0.0055527 | 0.0063147 | 0.0069589 | 0.007478 | 0.00788 | 0.0081824 | 0.0084067 | 0.0085738 | 0.0087015 | 0.0088128 | 0.0089139 | 0.0089805 | 0.009048 | 0.0091164 | 0.0091857 | 0.0092559 | 0.0093271 | 0.15715
v5.10_MeasureAssessmentTemplate_Commercial_All | Tank Water Heater - SEG Retail - Consensing Gas Storage Water Heater (>= 94% EF) | Water Heat | Tank Water Heater | New | Tank Water Heater 94% EF | Commercial | Medium Retail | Firm | Sales | Commercial | 1.11 | 1 | 2.8805 | 3.1589 | -0.62137 | 0.594 | -0.67372 | 0.00028015 | 0.00077281 | 0.0013715 | 0.0022172 | 0.003304 | 0.0045854 | 0.0059819 | 0.0073978 | 0.008741 | 0.0099405 | 0.010955 | 0.011772 | 0.012405 | 0.012881 | 0.013234 | 0.013497 | 0.013698 | 0.013873 | 0.014032 | 0.014137 | 0.014243 | 0.014351 | 0.01446 | 0.014571 | 0.014683 | 0.24738
v5.10_MeasureAssessmentTemplate_Commercial_All | Tank Water Heater - SEG Retail - Consensing Gas Storage Water Heater (>= 94% EF) | Water Heat | Tank Water Heater | New | Tank Water Heater 94% EF | Commercial | Medium Retail | Firm | Sales | Industrial | 1.11 | 1 | 2.8805 | 3.1589 | -0.62137 | 0.594 | -0.67372 | 9.0138e-07 | 2.4865e-06 | 4.4127e-06 | 7.1337e-06 | 1.063e-05 | 1.4753e-05 | 1.9247e-05 | 2.3802e-05 | 2.8124e-05 | 3.1983e-05 | 3.5246e-05 | 3.7875e-05 | 3.9911e-05 | 4.1443e-05 | 4.2579e-05 | 4.3425e-05 | 4.4072e-05 | 4.4636e-05 | 4.5148e-05 | 4.5485e-05 | 4.5827e-05 | 4.6174e-05 | 4.6525e-05 | 4.688e-05 | 4.7241e-05 | 0.00079594
v5.10_MeasureAssessmentTemplate_Commercial_All | Tank Water Heater - SEG Retail - Consensing Gas Storage Water Heater (>= 94% EF) | Water Heat | Tank Water Heater | New | Tank Water Heater 94% EF | Commercial | Small Retail | Firm | Sales | Commercial | 1.11 | 1 | 2.8805 | 3.1589 | -0.62137 | 0.594 | -0.67372 | 0.00042798 | 0.0011806 | 0.0020952 | 0.0033871 | 0.0050474 | 0.0070051 | 0.0091385 | 0.011301 | 0.013354 | 0.015186 | 0.016735 | 0.017983 | 0.01895 | 0.019678 | 0.020217 | 0.020619 | 0.020926 | 0.021194 | 0.021437 | 0.021597 | 0.021759 | 0.021924 | 0.02209 | 0.022259 | 0.02243 | 0.37792
v5.10_MeasureAssessmentTemplate_Commercial_All | Tank Water Heater - SEG Retail - Gas Absorption HPWH (106% EF to 140% EF) | Water Heat | Tank Water Heater | NR | Tank Water Heater HPWH | Commercial | Extra Large Retail | Firm | Sales | Commercial | 0.71806 | 1 | 4.5539 | 3.1589 | -0.83964 | 0.37573 | -0.67372 | 0 | 0 | 0.00029599 | 0.00055439 | 0.00094432 | 0.0014995 | 0.0022502 | 0.0032174 | 0.0044062 | 0.0057987 | 0.0073498 | 0.0089866 | 0.010615 | 0.012133 | 0.013449 | 0.014498 | 0.015258 | 0.015791 | 0.016046 | 0.016233 | 0.016223 | 0.016148 | 0.016074 | 0.016 | 0 | 0.21377
v5.10_MeasureAssessmentTemplate_Commercial_All | Tank Water Heater - SEG Retail - Gas Absorption HPWH (106% EF to 140% EF) | Water Heat | Tank Water Heater | NR | Tank Water Heater HPWH | Commercial | Extra Large Retail | Firm | Transport | Commercial | 0.71806 | 1 | 4.5539 | 1.9798 | -0.83964 | 0.46729 | -0.53072 | 0 | 0 | 2.9278e-05 | 5.4838e-05 | 9.3408e-05 | 0.00014832 | 0.00022258 | 0.00031826 | 0.00043584 | 0.00057358 | 0.00072701 | 0.00088892 | 0.00105 | 0.0012002 | 0.0013303 | 0.0014341 | 0.0015093 | 0.001562 | 0.0015872 | 0.0016057 | 0.0016047 | 0.0015973 | 0.00159 | 0.0015827 | 0 | 0.021146
v5.10_MeasureAssessmentTemplate_Commercial_All | Tank Water Heater - SEG Retail - Gas Absorption HPWH (106% EF to 140% EF) | Water Heat | Tank Water Heater | NR | Tank Water Heater HPWH | Commercial | Large Retail | Firm | Sales | Commercial | 0.71806 | 1 | 4.5539 | 3.1589 | -0.83964 | 0.37573 | -0.67372 | 0 | 0 | 8.9021e-05 | 0.00016674 | 0.00028401 | 0.00045098 | 0.00067676 | 0.00096767 | 0.0013252 | 0.001744 | 0.0022105 | 0.0027028 | 0.0031926 | 0.0036492 | 0.0040449 | 0.0043604 | 0.004589 | 0.0047493 | 0.0048259 | 0.0048821 | 0.0048792 | 0.0048567 | 0.0048344 | 0.0048122 | 0 | 0.064294
v5.10_MeasureAssessmentTemplate_Commercial_All | Tank Water Heater - SEG Retail - Gas Absorption HPWH (106% EF to 140% EF) | Water Heat | Tank Water Heater | NR | Tank Water Heater HPWH | Commercial | Medium Retail | Firm | Sales | Commercial | 0.71806 | 1 | 4.5539 | 3.1589 | -0.83964 | 0.37573 | -0.67372 | 0 | 0 | 0.00014014 | 0.00026247 | 0.00044708 | 0.00070993 | 0.0010653 | 0.0015233 | 0.0020861 | 0.0027454 | 0.0034797 | 0.0042547 | 0.0050257 | 0.0057445 | 0.0063673 | 0.0068641 | 0.007224 | 0.0074762 | 0.0075968 | 0.0076854 | 0.0076807 | 0.0076454 | 0.0076102 | 0.0075752 | 0 | 0.10121
v5.10_MeasureAssessmentTemplate_Commercial_All | Tank Water Heater - SEG Retail - Gas Absorption HPWH (106% EF to 140% EF) | Water Heat | Tank Water Heater | NR | Tank Water Heater HPWH | Commercial | Medium Retail | Firm | Sales | Industrial | 0.71806 | 1 | 4.5539 | 3.1589 | -0.83964 | 0.37573 | -0.67372 | 0 | 0 | 4.5088e-07 | 8.4451e-07 | 1.4385e-06 | 2.2842e-06 | 3.4277e-06 | 4.9011e-06 | 6.712e-06 | 8.8332e-06 | 1.1196e-05 | 1.3689e-05 | 1.617e-05 | 1.8483e-05 | 2.0487e-05 | 2.2085e-05 | 2.3243e-05 | 2.4055e-05 | 2.4443e-05 | 2.4727e-05 | 2.4713e-05 | 2.4599e-05 | 2.4486e-05 | 2.4373e-05 | 0 | 0.00032564
v5.10_MeasureAssessmentTemplate_Commercial_All | Tank Water Heater - SEG Retail - Gas Absorption HPWH (106% EF to 140% EF) | Water Heat | Tank Water Heater | NR | Tank Water Heater HPWH | Commercial | Small Retail | Firm | Sales | Commercial | 0.71806 | 1 | 4.5539 | 3.1589 | -0.83964 | 0.37573 | -0.67372 | 0 | 0 | 0.00021408 | 0.00040098 | 0.000683 | 0.0010845 | 0.0016275 | 0.0023271 | 0.0031869 | 0.0041941 | 0.0053159 | 0.0064998 | 0.0076777 | 0.0087758 | 0.0097273 | 0.010486 | 0.011036 | 0.011421 | 0.011606 | 0.011741 | 0.011734 | 0.01168 | 0.011626 | 0.011573 | 0 | 0.15462
v5.10_MeasureAssessmentTemplate_Commercial_All | Tank Water Heater - SEG Retail - Gas Absorption HPWH (106% EF to 140% EF) | Water Heat | Tank Water Heater | New | Tank Water Heater HPWH | Commercial | Extra Large Retail | Firm | Sales | Commercial | 0.71806 | 1 | 4.5539 | 3.1589 | -0.83964 | 0.37573 | -0.67372 | 0 | 0 | 8.6291e-05 | 0.00016346 | 0.0002816 | 0.00045228 | 0.00068651 | 0.00099295 | 0.0013756 | 0.0018314 | 0.0023485 | 0.0029053 | 0.0034723 | 0.0040159 | 0.0045042 | 0.0049137 | 0.0052332 | 0.0054811 | 0.0056369 | 0.0057717 | 0.0058384 | 0.0058826 | 0.0059273 | 0.0059726 | 0 | 0.073774
v5.10_MeasureAssessmentTemplate_Commercial_All | Tank Water Heater - SEG Retail - Gas Absorption HPWH (106% EF to 140% EF) | Water Heat | Tank Water Heater | New | Tank Water Heater HPWH | Commercial | Extra Large Retail | Firm | Transport | Commercial | 0.71806 | 1 | 4.5539 | 1.9798 | -0.83964 | 0.46729 | -0.53072 | 0 | 0 | 8.5355e-06 | 1.6169e-05 | 2.7855e-05 | 4.4737e-05 | 6.7907e-05 | 9.8219e-05 | 0.00013607 | 0.00018116 | 0.0002323 | 0.00028738 | 0.00034346 | 0.00039723 | 0.00044554 | 0.00048604 | 0.00051765 | 0.00054217 | 0.00055758 | 0.00057091 | 0.00057751 | 0.00058188 | 0.0005863 | 0.00059079 | 0 | 0.0072974
v5.10_MeasureAssessmentTemplate_Commercial_All | Tank Water Heater - SEG Retail - Gas Absorption HPWH (106% EF to 140% EF) | Water Heat | Tank Water Heater | New | Tank Water Heater HPWH | Commercial | Large Retail | Firm | Sales | Commercial | 0.71806 | 1 | 4.5539 | 3.1589 | -0.83964 | 0.37573 | -0.67372 | 0 | 0 | 2.5952e-05 | 4.9161e-05 | 8.4693e-05 | 0.00013603 | 0.00020647 | 0.00029864 | 0.00041372 | 0.00055082 | 0.00070632 | 0.00087378 | 0.0010443 | 0.0012078 | 0.0013547 | 0.0014778 | 0.0015739 | 0.0016485 | 0.0016953 | 0.0017359 | 0.0017559 | 0.0017692 | 0.0017827 | 0.0017963 | 0 | 0.022188
v5.10_MeasureAssessmentTemplate_Commercial_All | Tank Water Heater - SEG Retail - Gas Absorption HPWH (106% EF to 140% EF) | Water Heat | Tank Water Heater | New | Tank Water Heater HPWH | Commercial | Medium Retail | Firm | Sales | Commercial | 0.71806 | 1 | 4.5539 | 3.1589 | -0.83964 | 0.37573 | -0.67372 | 0 | 0 | 4.0854e-05 | 7.7388e-05 | 0.00013332 | 0.00021413 | 0.00032503 | 0.00047011 | 0.00065127 | 0.00086708 | 0.0011119 | 0.0013755 | 0.0016439 | 0.0019013 | 0.0021325 | 0.0023263 | 0.0024777 | 0.002595 | 0.0026687 | 0.0027326 | 0.0027642 | 0.0027851 | 0.0028062 | 0.0028277 | 0 | 0.034928
v5.10_MeasureAssessmentTemplate_Commercial_All | Tank Water Heater - SEG Retail - Gas Absorption HPWH (106% EF to 140% EF) | Water Heat | Tank Water Heater | New | Tank Water Heater HPWH | Commercial | Medium Retail | Firm | Sales | Industrial | 0.71806 | 1 | 4.5539 | 3.1589 | -0.83964 | 0.37573 | -0.67372 | 0 | 0 | 1.3145e-07 | 2.49e-07 | 4.2896e-07 | 6.8895e-07 | 1.0458e-06 | 1.5126e-06 | 2.0955e-06 | 2.7898e-06 | 3.5774e-06 | 4.4256e-06 | 5.2893e-06 | 6.1174e-06 | 6.8613e-06 | 7.485e-06 | 7.9718e-06 | 8.3494e-06 | 8.5866e-06 | 8.792e-06 | 8.8937e-06 | 8.9609e-06 | 9.029e-06 | 9.0981e-06 | 0 | 0.00011238
v5.10_MeasureAssessmentTemplate_Commercial_All | Tank Water Heater - SEG Retail - Gas Absorption HPWH (106% EF to 140% EF) | Water Heat | Tank Water Heater | New | Tank Water Heater HPWH | Commercial | Small Retail | Firm | Sales | Commercial | 0.71806 | 1 | 4.5539 | 3.1589 | -0.83964 | 0.37573 | -0.67372 | 0 | 0 | 6.2412e-05 | 0.00011823 | 0.00020367 | 0.00032712 | 0.00049654 | 0.00071818 | 0.00099494 | 0.0013246 | 0.0016986 | 0.0021013 | 0.0025114 | 0.0029046 | 0.0032578 | 0.0035539 | 0.0037851 | 0.0039644 | 0.004077 | 0.0041745 | 0.0042228 | 0.0042547 | 0.0042871 | 0.0043198 | 0 | 0.053359
v5.10_MeasureAssessmentTemplate_Commercial_All | Tank Water Heater - SEG School - Consensing Gas Storage Water Heater (>= 94% EF) | Water Heat | Tank Water Heater | NR | Tank Water Heater 94% EF | Commercial | School K-12 | Firm | Sales | Commercial | 0.93 | 1 | 2.626 | 3.1598 | -0.56361 | 0.65176 | -0.67372 | 0.013753 | 0.026934 | 0.047383 | 0.075932 | 0.11216 | 0.15428 | 0.19948 | 0.24449 | 0.28628 | 0.32262 | 0.3523 | 0.37513 | 0.39167 | 0.40295 | 0.41015 | 0.4144 | 0.41664 | 0.418 | 0.4188 | 0.41792 | 0.41704 | 0.28492 | 0 | 0 | 0 | 6.2032
v5.10_MeasureAssessmentTemplate_Commercial_All | Tank Water Heater - SEG School - Consensing Gas Storage Water Heater (>= 94% EF) | Water Heat | Tank Water Heater | New | Tank Water Heater 94% EF | Commercial | School K-12 | Firm | Sales | Commercial | 0.93 | 1 | 2.626 | 3.1598 | -0.56361 | 0.65176 | -0.67372 | 0.0023397 | 0.0054419 | 0.0096814 | 0.015689 | 0.023436 | 0.032604 | 0.042634 | 0.052847 | 0.062587 | 0.071337 | 0.078791 | 0.084857 | 0.089615 | 0.093257 | 0.096018 | 0.098133 | 0.099803 | 0.10129 | 0.10266 | 0.10364 | 0.10462 | 0.10562 | 0.10663 | 0.10765 | 0.10868 | 1.7999
v5.10_MeasureAssessmentTemplate_Commercial_All | Tank Water Heater - SEG School - Gas Absorption HPWH (106% EF to 140% EF) | Water Heat | Tank Water Heater | NR | Tank Water Heater HPWH | Commercial | School K-12 | Firm | Sales | Commercial | 0.61809 | 1 | 4.397 | 3.1598 | -0.82613 | 0.38924 | -0.67372 | 0 | 0 | 0.0012084 | 0.0022691 | 0.0038747 | 0.0061681 | 0.0092794 | 0.013301 | 0.018262 | 0.024093 | 0.030615 | 0.037527 | 0.044439 | 0.050922 | 0.056585 | 0.061153 | 0.064521 | 0.066941 | 0.068192 | 0.06916 | 0.069292 | 0.069146 | 0.069001 | 0.068856 | 0 | 0.90481
v5.10_MeasureAssessmentTemplate_Commercial_All | Tank Water Heater - SEG School - Gas Absorption HPWH (106% EF to 140% EF) | Water Heat | Tank Water Heater | New | Tank Water Heater HPWH | Commercial | School K-12 | Firm | Sales | Commercial | 0.61809 | 1 | 4.397 | 3.1598 | -0.82613 | 0.38924 | -0.67372 | 0 | 0 | 0.00029629 | 0.00056262 | 0.0009716 | 0.0015642 | 0.0023799 | 0.0034503 | 0.0047909 | 0.0063929 | 0.0082162 | 0.010187 | 0.012201 | 0.014142 | 0.015896 | 0.017378 | 0.018547 | 0.019465 | 0.020059 | 0.02058 | 0.02086 | 0.021059 | 0.02126 | 0.021464 | 0 | 0.26172
v5.10_MeasureAssessmentTemplate_Commercial_All | Tank Water Heater - SEG Supermarket - Consensing Gas Storage Water Heater (>= 94% EF) | Water Heat | Tank Water Heater | NR | Tank Water Heater 94% EF | Commercial | Supermarket | Firm | Sales | Commercial | 1.11 | 1 | 2.8805 | 3.1589 | -0.62137 | 0.594 | -0.67372 | 0.020657 | 0.040349 | 0.070798 | 0.11316 | 0.1667 | 0.22871 | 0.29493 | 0.36053 | 0.42105 | 0.47326 | 0.51544 | 0.54739 | 0.57002 | 0.5849 | 0.5938 | 0.59838 | 0.60002 | 0.6004 | 0.59997 | 0.59714 | 0.59432 | 0.15575 | 0 | 0 | 0 | 8.7477
v5.10_MeasureAssessmentTemplate_Commercial_All | Tank Water Heater - SEG Supermarket - Consensing Gas Storage Water Heater (>= 94% EF) | Water Heat | Tank Water Heater | NR | Tank Water Heater 94% EF | Commercial | Supermarket | Firm | Transport | Commercial | 1.11 | 1 | 2.8805 | 1.9798 | -0.62137 | 0.46729 | -0.53072 | 0.0032586 | 0.0063649 | 0.011168 | 0.01785 | 0.026296 | 0.036077 | 0.046524 | 0.056872 | 0.066419 | 0.074654 | 0.081308 | 0.086348 | 0.089918 | 0.092265 | 0.093669 | 0.094391 | 0.094651 | 0.094711 | 0.094642 | 0.094196 | 0.093751 | 0.024569 | 0 | 0 | 0 | 1.3799
v5.10_MeasureAssessmentTemplate_Commercial_All | Tank Water Heater - SEG Supermarket - Consensing Gas Storage Water Heater (>= 94% EF) | Water Heat | Tank Water Heater | New | Tank Water Heater 94% EF | Commercial | Supermarket | Firm | Sales | Commercial | 1.11 | 1 | 2.8805 | 3.1589 | -0.62137 | 0.594 | -0.67372 | 0.0035143 | 0.0097672 | 0.017331 | 0.028015 | 0.041743 | 0.057926 | 0.07556 | 0.093433 | 0.11039 | 0.12552 | 0.13831 | 0.14861 | 0.15658 | 0.16258 | 0.16701 | 0.17032 | 0.17284 | 0.17503 | 0.17702 | 0.17833 | 0.17965 | 0.18099 | 0.18235 | 0.18373 | 0.18512 | 3.1217
v5.10_MeasureAssessmentTemplate_Commercial_All | Tank Water Heater - SEG Supermarket - Consensing Gas Storage Water Heater (>= 94% EF) | Water Heat | Tank Water Heater | New | Tank Water Heater 94% EF | Commercial | Supermarket | Firm | Transport | Commercial | 1.11 | 1 | 2.8805 | 1.9798 | -0.62137 | 0.46729 | -0.53072 | 0.00055436 | 0.0015407 | 0.002734 | 0.0044193 | 0.0065847 | 0.0091376 | 0.011919 | 0.014739 | 0.017413 | 0.0198 | 0.021818 | 0.023443 | 0.0247 | 0.025646 | 0.026346 | 0.026867 | 0.027264 | 0.02761 | 0.027924 | 0.02813 | 0.028339 | 0.02855 | 0.028765 | 0.028982 | 0.029202 | 0.49243
v5.10_MeasureAssessmentTemplate_Commercial_All | Tank Water Heater - SEG Supermarket - Gas Absorption HPWH (106% EF to 140% EF) | Water Heat | Tank Water Heater | NR | Tank Water Heater HPWH | Commercial | Supermarket | Firm | Sales | Commercial | 0.71806 | 1 | 4.5539 | 3.1589 | -0.83964 | 0.37573 | -0.67372 | 0 | 0 | 0.0017575 | 0.0032913 | 0.0056056 | 0.0089001 | 0.013354 | 0.019092 | 0.026143 | 0.034401 | 0.043597 | 0.053301 | 0.062953 | 0.071947 | 0.079738 | 0.085949 | 0.090444 | 0.093591 | 0.09509 | 0.096186 | 0.096116 | 0.095663 | 0.095211 | 0.094762 | 0 | 1.2671
v5.10_MeasureAssessmentTemplate_Commercial_All | Tank Water Heater - SEG Supermarket - Gas Absorption HPWH (106% EF to 140% EF) | Water Heat | Tank Water Heater | NR | Tank Water Heater HPWH | Commercial | Supermarket | Firm | Transport | Commercial | 0.71806 | 1 | 4.5539 | 1.9798 | -0.83964 | 0.46729 | -0.53072 | 0 | 0 | 0.00027723 | 0.00051919 | 0.00088425 | 0.0014039 | 0.0021066 | 0.0030117 | 0.004124 | 0.0054266 | 0.0068773 | 0.0084079 | 0.0099305 | 0.011349 | 0.012578 | 0.013558 | 0.014267 | 0.014764 | 0.015 | 0.015173 | 0.015162 | 0.01509 | 0.015019 | 0.014948 | 0 | 0.19988
v5.10_MeasureAssessmentTemplate_Commercial_All | Tank Water Heater - SEG Supermarket - Gas Absorption HPWH (106% EF to 140% EF) | Water Heat | Tank Water Heater | New | Tank Water Heater HPWH | Commercial | Supermarket | Firm | Sales | Commercial | 0.71806 | 1 | 4.5539 | 3.1589 | -0.83964 | 0.37573 | -0.67372 | 0 | 0 | 0.00051627 | 0.00097785 | 0.0016844 | 0.002705 | 0.0041055 | 0.0059374 | 0.0082246 | 0.010949 | 0.014038 | 0.017365 | 0.020751 | 0.023998 | 0.026913 | 0.029357 | 0.031263 | 0.03274 | 0.033667 | 0.034469 | 0.034865 | 0.035125 | 0.035389 | 0.035656 | 0 | 0.4407
v5.10_MeasureAssessmentTemplate_Commercial_All | Tank Water Heater - SEG Supermarket - Gas Absorption HPWH (106% EF to 140% EF) | Water Heat | Tank Water Heater | New | Tank Water Heater HPWH | Commercial | Supermarket | Firm | Transport | Commercial | 0.71806 | 1 | 4.5539 | 1.9798 | -0.83964 | 0.46729 | -0.53072 | 0 | 0 | 8.144e-05 | 0.00015425 | 0.00026571 | 0.0004267 | 0.00064762 | 0.0009366 | 0.0012974 | 0.0017271 | 0.0022145 | 0.0027392 | 0.0032734 | 0.0037855 | 0.0042454 | 0.0046309 | 0.0049316 | 0.0051647 | 0.0053109 | 0.0054374 | 0.0054997 | 0.0055408 | 0.0055824 | 0.0056246 | 0 | 0.069518
v5.10_MeasureAssessmentTemplate_Commercial_All | Tankless Water Heater - SEG Hospital - Consensing Gas Instantaneous Water Heater (92% EF) | Water Heat | Tankless Water Heater | NR | Tankless Water Heater | Commercial | Hospital | Firm | Sales | Commercial | 0.34633 | 1 | 2.6703 | 3.1591 | -0.57457 | 0.6408 | -0.67372 | 0.00079857 | 0.0014965 | 0.0025503 | 0.0040517 | 0.0060831 | 0.0087024 | 0.011924 | 0.0157 | 0.019909 | 0.024355 | 0.028784 | 0.032917 | 0.036504 | 0.039372 | 0.041457 | 0.042926 | 0.04364 | 0.044171 | 0.044167 | 0.043986 | 0.043805 | 0.043626 | 0.043447 | 0.021998 | 0 | 0.64637
v5.10_MeasureAssessmentTemplate_Commercial_All | Tankless Water Heater - SEG Hospital - Consensing Gas Instantaneous Water Heater (92% EF) | Water Heat | Tankless Water Heater | NR | Tankless Water Heater | Commercial | Hospital | Firm | Transport | Commercial | 0.34633 | 1 | 2.6703 | 1.9798 | -0.57457 | 0.46729 | -0.53072 | 0.00042007 | 0.00078718 | 0.0013415 | 0.0021313 | 0.0031999 | 0.0045776 | 0.0062721 | 0.0082584 | 0.010473 | 0.012811 | 0.015141 | 0.017315 | 0.019202 | 0.02071 | 0.021807 | 0.02258 | 0.022956 | 0.023235 | 0.023233 | 0.023137 | 0.023042 | 0.022948 | 0.022854 | 0.011571 | 0 | 0.34
v5.10_MeasureAssessmentTemplate_Commercial_All | Tankless Water Heater - SEG Hospital - Consensing Gas Instantaneous Water Heater (92% EF) | Water Heat | Tankless Water Heater | NR | Tankless Water Heater | Commercial | Hospital | Interruptible | Sales | Commercial | 0.34633 | 1 | 2.2426 | 2.653 | -0.30047 | 0.46729 | -0.39962 | 0.0004189 | 0.000785 | 0.0013378 | 0.0021253 | 0.003191 | 0.0045649 | 0.0062547 | 0.0082355 | 0.010444 | 0.012776 | 0.015099 | 0.017267 | 0.019149 | 0.020653 | 0.021747 | 0.022517 | 0.022892 | 0.02317 | 0.023168 | 0.023073 | 0.022979 | 0.022884 | 0.02279 | 0.011539 | 0 | 0.33906
v5.10_MeasureAssessmentTemplate_Commercial_All | Tankless Water Heater - SEG Hospital - Consensing Gas Instantaneous Water Heater (92% EF) | Water Heat | Tankless Water Heater | New | Tankless Water Heater | Commercial | Hospital | Firm | Sales | Commercial | 0.34633 | 1 | 2.6703 | 3.1591 | -0.57457 | 0.6408 | -0.67372 | 0.00013586 | 0.00034805 | 0.00059984 | 0.00096377 | 0.0014635 | 0.0021175 | 0.0029347 | 0.0039085 | 0.0050138 | 0.0062047 | 0.0074183 | 0.0085827 | 0.0096297 | 0.010509 | 0.011196 | 0.01173 | 0.012067 | 0.01236 | 0.012507 | 0.012605 | 0.012705 | 0.012806 | 0.012908 | 0.013012 | 0.013117 | 0.19684
v5.10_MeasureAssessmentTemplate_Commercial_All | Tankless Water Heater - SEG Hospital - Consensing Gas Instantaneous Water Heater (92% EF) | Water Heat | Tankless Water Heater | New | Tankless Water Heater | Commercial | Hospital | Firm | Transport | Commercial | 0.34633 | 1 | 2.6703 | 1.9798 | -0.57457 | 0.46729 | -0.53072 | 7.1463e-05 | 0.00018308 | 0.00031553 | 0.00050696 | 0.00076982 | 0.0011139 | 0.0015437 | 0.002056 | 0.0026374 | 0.0032638 | 0.0039022 | 0.0045147 | 0.0050654 | 0.0055277 | 0.0058892 | 0.0061702 | 0.0063476 | 0.0065016 | 0.0065788 | 0.0066306 | 0.0066831 | 0.0067362 | 0.0067901 | 0.0068446 | 0.0068998 | 0.10354
v5.10_MeasureAssessmentTemplate_Commercial_All | Tankless Water Heater - SEG Hospital - Consensing Gas Instantaneous Water Heater (92% EF) | Water Heat | Tankless Water Heater | New | Tankless Water Heater | Commercial | Hospital | Interruptible | Sales | Commercial | 0.34633 | 1 | 2.2426 | 2.653 | -0.30047 | 0.46729 | -0.39962 | 7.1264e-05 | 0.00018257 | 0.00031465 | 0.00050556 | 0.00076768 | 0.0011108 | 0.0015394 | 0.0020503 | 0.00263 | 0.0032548 | 0.0038913 | 0.0045021 | 0.0050514 | 0.0055124 | 0.0058729 | 0.0061531 | 0.00633 | 0.0064835 | 0.0065605 | 0.0066122 | 0.0066645 | 0.0067175 | 0.0067712 | 0.0068256 | 0.0068807 | 0.10326
v5.10_MeasureAssessmentTemplate_Commercial_All | Tankless Water Heater - SEG Office - Consensing Gas Instantaneous Water Heater (92% EF) | Water Heat | Tankless Water Heater | NR | Tankless Water Heater | Commercial | Large Office | Firm | Sales | Commercial | 0.44 | 1 | 2.9514 | 3.1585 | -0.63572 | 0.57966 | -0.67372 | 0.0043431 | 0.0081477 | 0.013901 | 0.022108 | 0.03323 | 0.04759 | 0.065278 | 0.086046 | 0.10924 | 0.13378 | 0.15828 | 0.18121 | 0.20118 | 0.21722 | 0.22898 | 0.23735 | 0.24157 | 0.24478 | 0.24502 | 0.24429 | 0.24356 | 0.24282 | 0.2421 | 0.15768 | 0 | 3.6097
v5.10_MeasureAssessmentTemplate_Commercial_All | Tankless Water Heater - SEG Office - Consensing Gas Instantaneous Water Heater (92% EF) | Water Heat | Tankless Water Heater | NR | Tankless Water Heater | Commercial | Large Office | Firm | Sales | Industrial | 0.44 | 1 | 2.9514 | 3.1585 | -0.63572 | 0.57966 | -0.67372 | 4.0856e-05 | 7.6646e-05 | 0.00013076 | 0.00020798 | 0.0003126 | 0.00044769 | 0.00061408 | 0.00080945 | 0.0010276 | 0.0012585 | 0.001489 | 0.0017046 | 0.0018925 | 0.0020434 | 0.002154 | 0.0022328 | 0.0022725 | 0.0023026 | 0.002305 | 0.002298 | 0.0022912 | 0.0022843 | 0.0022774 | 0.0014833 | 0 | 0.033957
v5.10_MeasureAssessmentTemplate_Commercial_All | Tankless Water Heater - SEG Office - Consensing Gas Instantaneous Water Heater (92% EF) | Water Heat | Tankless Water Heater | NR | Tankless Water Heater | Commercial | Medium Office | Firm | Sales | Commercial | 0.44 | 1 | 2.9514 | 3.1585 | -0.63572 | 0.57966 | -0.67372 | 0.0041279 | 0.007744 | 0.013212 | 0.021013 | 0.031584 | 0.045232 | 0.062044 | 0.081783 | 0.10383 | 0.12715 | 0.15044 | 0.17223 | 0.19121 | 0.20646 | 0.21763 | 0.22559 | 0.2296 | 0.23265 | 0.23288 | 0.23219 | 0.23149 | 0.23079 | 0.2301 | 0.14987 | 0 | 3.4309
v5.10_MeasureAssessmentTemplate_Commercial_All | Tankless Water Heater - SEG Office - Consensing Gas Instantaneous Water Heater (92% EF) | Water Heat | Tankless Water Heater | NR | Tankless Water Heater | Commercial | Small Office | Firm | Sales | Commercial | 0.44 | 1 | 2.9514 | 3.1585 | -0.63572 | 0.57966 | -0.67372 | 0.0059775 | 0.011214 | 0.019132 | 0.030428 | 0.045735 | 0.0655 | 0.089844 | 0.11843 | 0.15035 | 0.18413 | 0.21784 | 0.2494 | 0.27688 | 0.29897 | 0.31515 | 0.32667 | 0.33248 | 0.33689 | 0.33723 | 0.33622 | 0.33521 | 0.33421 | 0.3332 | 0.21702 | 0 | 4.9681
v5.10_MeasureAssessmentTemplate_Commercial_All | Tankless Water Heater - SEG Office - Consensing Gas Instantaneous Water Heater (92% EF) | Water Heat | Tankless Water Heater | New | Tankless Water Heater | Commercial | Large Office | Firm | Sales | Commercial | 0.44 | 1 | 2.9514 | 3.1585 | -0.63572 | 0.57966 | -0.67372 | 0.00073885 | 0.001758 | 0.0030331 | 0.0048786 | 0.007416 | 0.010742 | 0.014902 | 0.019868 | 0.025512 | 0.031603 | 0.037822 | 0.043801 | 0.049192 | 0.053733 | 0.057301 | 0.060091 | 0.061875 | 0.063433 | 0.064244 | 0.064808 | 0.065378 | 0.065955 | 0.066538 | 0.067129 | 0.067727 | 1.0095
v5.10_MeasureAssessmentTemplate_Commercial_All | Tankless Water Heater - SEG Office - Consensing Gas Instantaneous Water Heater (92% EF) | Water Heat | Tankless Water Heater | New | Tankless Water Heater | Commercial | Large Office | Firm | Sales | Industrial | 0.44 | 1 | 2.9514 | 3.1585 | -0.63572 | 0.57966 | -0.67372 | 6.9505e-06 | 1.6538e-05 | 2.8533e-05 | 4.5894e-05 | 6.9763e-05 | 0.00010105 | 0.00014019 | 0.0001869 | 0.00023999 | 0.00029729 | 0.00035579 | 0.00041204 | 0.00046275 | 0.00050547 | 0.00053903 | 0.00056528 | 0.00058207 | 0.00059672 | 0.00060435 | 0.00060965 | 0.00061502 | 0.00062044 | 0.00062594 | 0.00063149 | 0.00063712 | 0.0094963
v5.10_MeasureAssessmentTemplate_Commercial_All | Tankless Water Heater - SEG Office - Consensing Gas Instantaneous Water Heater (92% EF) | Water Heat | Tankless Water Heater | New | Tankless Water Heater | Commercial | Medium Office | Firm | Sales | Commercial | 0.44 | 1 | 2.9514 | 3.1585 | -0.63572 | 0.57966 | -0.67372 | 0.00070225 | 0.0016709 | 0.0028829 | 0.0046369 | 0.0070486 | 0.010209 | 0.014164 | 0.018883 | 0.024248 | 0.030037 | 0.035948 | 0.041631 | 0.046755 | 0.051071 | 0.054462 | 0.057114 | 0.05881 | 0.06029 | 0.061062 | 0.061597 | 0.062139 | 0.062687 | 0.063242 | 0.063804 | 0.064372 | 0.95947
v5.10_MeasureAssessmentTemplate_Commercial_All | Tankless Water Heater - SEG Office - Consensing Gas Instantaneous Water Heater (92% EF) | Water Heat | Tankless Water Heater | New | Tankless Water Heater | Commercial | Small Office | Firm | Sales | Commercial | 0.44 | 1 | 2.9514 | 3.1585 | -0.63572 | 0.57966 | -0.67372 | 0.0010169 | 0.0024196 | 0.0041746 | 0.0067146 | 0.010207 | 0.014784 | 0.02051 | 0.027345 | 0.035113 | 0.043496 | 0.052055 | 0.060284 | 0.067704 | 0.073954 | 0.078865 | 0.082705 | 0.08516 | 0.087305 | 0.088421 | 0.089196 | 0.089981 | 0.090775 | 0.091579 | 0.092392 | 0.093215 | 1.3894
v5.10_MeasureAssessmentTemplate_Commercial_All | Tankless Water Heater - SEG Restaurant - Consensing Gas Instantaneous Water Heater (92% EF) | Water Heat | Tankless Water Heater | NR | Tankless Water Heater | Commercial | Restaurant | Firm | Sales | Commercial | 0.15 | 1 | 1.495 | 3.1589 | -0.070854 | 1.1445 | -0.67372 | 0.00069422 | 0.0012945 | 0.0021953 | 0.0034705 | 0.0051849 | 0.0073809 | 0.010063 | 0.013185 | 0.016638 | 0.020253 | 0.023818 | 0.027104 | 0.02991 | 0.032101 | 0.033635 | 0.034655 | 0.035059 | 0.035311 | 0.035133 | 0.034817 | 0.034504 | 0.034193 | 0.028574 | 0 | 0 | 0.49917
v5.10_MeasureAssessmentTemplate_Commercial_All | Tankless Water Heater - SEG Restaurant - Consensing Gas Instantaneous Water Heater (92% EF) | Water Heat | Tankless Water Heater | New | Tankless Water Heater | Commercial | Restaurant | Firm | Sales | Commercial | 0.15 | 1 | 1.495 | 3.1589 | -0.070854 | 1.1445 | -0.67372 | 0.0001181 | 0.00039858 | 0.00068359 | 0.0010931 | 0.001652 | 0.0023791 | 0.0032819 | 0.0043511 | 0.0055563 | 0.0068455 | 0.0081483 | 0.0093863 | 0.010486 | 0.011395 | 0.012089 | 0.012614 | 0.012923 | 0.013184 | 0.013287 | 0.01334 | 0.013393 | 0.013449 | 0.013505 | 0.013563 | 0.013623 | 0.21075
v5.10_MeasureAssessmentTemplate_Commercial_All | Tankless Water Heater - SEG Retail - Consensing Gas Instantaneous Water Heater (92% EF) | Water Heat | Tankless Water Heater | NR | Tankless Water Heater | Commercial | Extra Large Retail | Firm | Sales | Commercial | 0.9 | 1 | 3.9254 | 3.1589 | -0.77949 | 0.43589 | -0.67372 | 0.0014977 | 0.0028052 | 0.0047782 | 0.0075874 | 0.011386 | 0.01628 | 0.022295 | 0.029341 | 0.037189 | 0.045472 | 0.053713 | 0.061394 | 0.068051 | 0.073361 | 0.077206 | 0.079902 | 0.081192 | 0.082138 | 0.082088 | 0.08171 | 0.081335 | 0.08096 | 0.080588 | 0.035455 | 0 | 1.1977
v5.10_MeasureAssessmentTemplate_Commercial_All | Tankless Water Heater - SEG Retail - Consensing Gas Instantaneous Water Heater (92% EF) | Water Heat | Tankless Water Heater | NR | Tankless Water Heater | Commercial | Extra Large Retail | Firm | Transport | Commercial | 0.9 | 1 | 3.9254 | 1.9798 | -0.77949 | 0.46729 | -0.53072 | 0.00014815 | 0.00027748 | 0.00047264 | 0.00075051 | 0.0011262 | 0.0016104 | 0.0022053 | 0.0029023 | 0.0036786 | 0.0044979 | 0.005313 | 0.0060729 | 0.0067313 | 0.0072565 | 0.0076369 | 0.0079036 | 0.0080311 | 0.0081247 | 0.0081198 | 0.0080825 | 0.0080453 | 0.0080083 | 0.0079714 | 0.003507 | 0 | 0.11847
v5.10_MeasureAssessmentTemplate_Commercial_All | Tankless Water Heater - SEG Retail - Consensing Gas Instantaneous Water Heater (92% EF) | Water Heat | Tankless Water Heater | NR | Tankless Water Heater | Commercial | Large Retail | Firm | Sales | Commercial | 0.9 | 1 | 3.9254 | 3.1589 | -0.77949 | 0.43589 | -0.67372 | 0.00045044 | 0.00084368 | 0.0014371 | 0.0022819 | 0.0034244 | 0.0048964 | 0.0067054 | 0.0088245 | 0.011185 | 0.013676 | 0.016154 | 0.018465 | 0.020467 | 0.022064 | 0.02322 | 0.024031 | 0.024419 | 0.024703 | 0.024689 | 0.024575 | 0.024462 | 0.024349 | 0.024237 | 0.010663 | 0 | 0.36022
v5.10_MeasureAssessmentTemplate_Commercial_All | Tankless Water Heater - SEG Retail - Consensing Gas Instantaneous Water Heater (92% EF) | Water Heat | Tankless Water Heater | NR | Tankless Water Heater | Commercial | Medium Retail | Firm | Sales | Commercial | 0.9 | 1 | 3.9254 | 3.1589 | -0.77949 | 0.43589 | -0.67372 | 0.00070908 | 0.0013281 | 0.0022622 | 0.0035922 | 0.0053906 | 0.0077077 | 0.010556 | 0.013891 | 0.017607 | 0.021528 | 0.02543 | 0.029067 | 0.032218 | 0.034732 | 0.036553 | 0.037829 | 0.03844 | 0.038888 | 0.038864 | 0.038685 | 0.038507 | 0.03833 | 0.038154 | 0.016786 | 0 | 0.56706
v5.10_MeasureAssessmentTemplate_Commercial_All | Tankless Water Heater - SEG Retail - Consensing Gas Instantaneous Water Heater (92% EF) | Water Heat | Tankless Water Heater | NR | Tankless Water Heater | Commercial | Medium Retail | Firm | Sales | Industrial | 0.9 | 1 | 3.9254 | 3.1589 | -0.77949 | 0.43589 | -0.67372 | 2.2814e-06 | 4.2732e-06 | 7.2786e-06 | 1.1558e-05 | 1.7344e-05 | 2.48e-05 | 3.3962e-05 | 4.4695e-05 | 5.6651e-05 | 6.9267e-05 | 8.1821e-05 | 9.3522e-05 | 0.00010366 | 0.00011175 | 0.00011761 | 0.00012171 | 0.00012368 | 0.00012512 | 0.00012504 | 0.00012447 | 0.0001239 | 0.00012333 | 0.00012276 | 5.4008e-05 | 0 | 0.0018245
v5.10_MeasureAssessmentTemplate_Commercial_All | Tankless Water Heater - SEG Retail - Consensing Gas Instantaneous Water Heater (92% EF) | Water Heat | Tankless Water Heater | NR | Tankless Water Heater | Commercial | Small Retail | Firm | Sales | Commercial | 0.9 | 1 | 3.9254 | 3.1589 | -0.77949 | 0.43589 | -0.67372 | 0.0010833 | 0.0020289 | 0.003456 | 0.0054877 | 0.0082351 | 0.011775 | 0.016126 | 0.021222 | 0.026898 | 0.032889 | 0.038849 | 0.044405 | 0.04922 | 0.05306 | 0.055842 | 0.057791 | 0.058724 | 0.059408 | 0.059372 | 0.059099 | 0.058827 | 0.058557 | 0.058287 | 0.025643 | 0 | 0.86628
v5.10_MeasureAssessmentTemplate_Commercial_All | Tankless Water Heater - SEG Retail - Consensing Gas Instantaneous Water Heater (92% EF) | Water Heat | Tankless Water Heater | New | Tankless Water Heater | Commercial | Extra Large Retail | Firm | Sales | Commercial | 0.9 | 1 | 3.9254 | 3.1589 | -0.77949 | 0.43589 | -0.67372 | 0.00025479 | 0.00067389 | 0.0011608 | 0.0018642 | 0.0028294 | 0.004092 | 0.0056684 | 0.007546 | 0.0096754 | 0.011968 | 0.014302 | 0.01654 | 0.01855 | 0.020234 | 0.021548 | 0.022567 | 0.023206 | 0.023759 | 0.024031 | 0.024211 | 0.024393 | 0.024577 | 0.024764 | 0.024953 | 0.025145 | 0.37851
v5.10_MeasureAssessmentTemplate_Commercial_All | Tankless Water Heater - SEG Retail - Consensing Gas Instantaneous Water Heater (92% EF) | Water Heat | Tankless Water Heater | New | Tankless Water Heater | Commercial | Extra Large Retail | Firm | Transport | Commercial | 0.9 | 1 | 3.9254 | 1.9798 | -0.77949 | 0.46729 | -0.53072 | 2.5203e-05 | 6.6658e-05 | 0.00011482 | 0.0001844 | 0.00027988 | 0.00040476 | 0.00056069 | 0.00074642 | 0.00095705 | 0.0011838 | 0.0014147 | 0.0016361 | 0.0018349 | 0.0020015 | 0.0021314 | 0.0022322 | 0.0022954 | 0.0023501 | 0.0023771 | 0.0023948 | 0.0024128 | 0.002431 | 0.0024495 | 0.0024683 | 0.0024872 | 0.037441
v5.10_MeasureAssessmentTemplate_Commercial_All | Tankless Water Heater - SEG Retail - Consensing Gas Instantaneous Water Heater (92% EF) | Water Heat | Tankless Water Heater | New | Tankless Water Heater | Commercial | Large Retail | Firm | Sales | Commercial | 0.9 | 1 | 3.9254 | 3.1589 | -0.77949 | 0.43589 | -0.67372 | 7.6631e-05 | 0.00020268 | 0.00034913 | 0.00056068 | 0.00085097 | 0.0012307 | 0.0017048 | 0.0022695 | 0.0029099 | 0.0035995 | 0.0043016 | 0.0049745 | 0.0055789 | 0.0060855 | 0.0064807 | 0.0067871 | 0.0069793 | 0.0071455 | 0.0072275 | 0.0072815 | 0.0073362 | 0.0073917 | 0.0074479 | 0.0075048 | 0.0075625 | 0.11384
v5.10_MeasureAssessmentTemplate_Commercial_All | Tankless Water Heater - SEG Retail - Consensing Gas Instantaneous Water Heater (92% EF) | Water Heat | Tankless Water Heater | New | Tankless Water Heater | Commercial | Medium Retail | Firm | Sales | Commercial | 0.9 | 1 | 3.9254 | 3.1589 | -0.77949 | 0.43589 | -0.67372 | 0.00012063 | 0.00031905 | 0.00054959 | 0.00088261 | 0.0013396 | 0.0019373 | 0.0026837 | 0.0035726 | 0.0045808 | 0.0056662 | 0.0067714 | 0.0078308 | 0.0087823 | 0.0095796 | 0.010202 | 0.010684 | 0.010987 | 0.011248 | 0.011377 | 0.011462 | 0.011549 | 0.011636 | 0.011724 | 0.011814 | 0.011905 | 0.1792
v5.10_MeasureAssessmentTemplate_Commercial_All | Tankless Water Heater - SEG Retail - Consensing Gas Instantaneous Water Heater (92% EF) | Water Heat | Tankless Water Heater | New | Tankless Water Heater | Commercial | Medium Retail | Firm | Sales | Industrial | 0.9 | 1 | 3.9254 | 3.1589 | -0.77949 | 0.43589 | -0.67372 | 3.8813e-07 | 1.0265e-06 | 1.7683e-06 | 2.8398e-06 | 4.3101e-06 | 6.2334e-06 | 8.6347e-06 | 1.1495e-05 | 1.4739e-05 | 1.8231e-05 | 2.1787e-05 | 2.5195e-05 | 2.8257e-05 | 3.0822e-05 | 3.2824e-05 | 3.4376e-05 | 3.5349e-05 | 3.6191e-05 | 3.6607e-05 | 3.688e-05 | 3.7157e-05 | 3.7438e-05 | 3.7723e-05 | 3.8011e-05 | 3.8303e-05 | 0.00057659
v5.10_MeasureAssessmentTemplate_Commercial_All | Tankless Water Heater - SEG Retail - Consensing Gas Instantaneous Water Heater (92% EF) | Water Heat | Tankless Water Heater | New | Tankless Water Heater | Commercial | Small Retail | Firm | Sales | Commercial | 0.9 | 1 | 3.9254 | 3.1589 | -0.77949 | 0.43589 | -0.67372 | 0.00018429 | 0.00048741 | 0.0008396 | 0.0013483 | 0.0020465 | 0.0029597 | 0.0040998 | 0.0054578 | 0.006998 | 0.0086562 | 0.010345 | 0.011963 | 0.013417 | 0.014635 | 0.015585 | 0.016322 | 0.016784 | 0.017184 | 0.017381 | 0.017511 | 0.017642 | 0.017776 | 0.017911 | 0.018048 | 0.018187 | 0.27377
v5.10_MeasureAssessmentTemplate_Commercial_All | Tankless Water Heater - SEG School - Consensing Gas Instantaneous Water Heater (92% EF) | Water Heat | Tankless Water Heater | NR | Tankless Water Heater | Commercial | School K-12 | Firm | Sales | Commercial | 0.28 | 1 | 2.2978 | 3.1598 | -0.47053 | 0.74485 | -0.67372 | 0.0021989 | 0.004129 | 0.0070507 | 0.011224 | 0.016885 | 0.024204 | 0.033231 | 0.043842 | 0.055709 | 0.068287 | 0.080865 | 0.092662 | 0.10297 | 0.11128 | 0.11741 | 0.12181 | 0.12409 | 0.12585 | 0.12609 | 0.12582 | 0.12556 | 0.1253 | 0.12503 | 0.096139 | 0 | 1.8676
v5.10_MeasureAssessmentTemplate_Commercial_All | Tankless Water Heater - SEG School - Consensing Gas Instantaneous Water Heater (92% EF) | Water Heat | Tankless Water Heater | New | Tankless Water Heater | Commercial | School K-12 | Firm | Sales | Commercial | 0.28 | 1 | 2.2978 | 3.1598 | -0.47053 | 0.74485 | -0.67372 | 0.00037409 | 0.00083425 | 0.0014406 | 0.0023192 | 0.0035284 | 0.0051151 | 0.0071023 | 0.0094768 | 0.012179 | 0.015099 | 0.018085 | 0.020961 | 0.023559 | 0.025754 | 0.027485 | 0.028846 | 0.029725 | 0.030496 | 0.030908 | 0.031202 | 0.031499 | 0.0318 | 0.032103 | 0.032411 | 0.032722 | 0.48503
v5.10_MeasureAssessmentTemplate_Commercial_All | Tankless Water Heater - SEG Supermarket - Consensing Gas Instantaneous Water Heater (92% EF) | Water Heat | Tankless Water Heater | NR | Tankless Water Heater | Commercial | Supermarket | Firm | Sales | Commercial | 0.9 | 1 | 3.9254 | 3.1589 | -0.77949 | 0.43589 | -0.67372 | 0.0088948 | 0.016658 | 0.028371 | 0.045045 | 0.067588 | 0.096629 | 0.13231 | 0.17411 | 0.22065 | 0.26976 | 0.31861 | 0.36414 | 0.40357 | 0.435 | 0.45775 | 0.47368 | 0.48127 | 0.48681 | 0.48646 | 0.48417 | 0.48188 | 0.47961 | 0.47734 | 0.20238 | 0 | 7.0927
v5.10_MeasureAssessmentTemplate_Commercial_All | Tankless Water Heater - SEG Supermarket - Consensing Gas Instantaneous Water Heater (92% EF) | Water Heat | Tankless Water Heater | NR | Tankless Water Heater | Commercial | Supermarket | Firm | Transport | Commercial | 0.9 | 1 | 3.9254 | 1.9798 | -0.77949 | 0.46729 | -0.53072 | 0.0014031 | 0.0026277 | 0.0044754 | 0.0071056 | 0.010662 | 0.015243 | 0.020872 | 0.027465 | 0.034807 | 0.042554 | 0.05026 | 0.057441 | 0.063661 | 0.06862 | 0.072209 | 0.074721 | 0.075917 | 0.076793 | 0.076737 | 0.076375 | 0.076014 | 0.075656 | 0.075299 | 0.031925 | 0 | 1.1188
v5.10_MeasureAssessmentTemplate_Commercial_All | Tankless Water Heater - SEG Supermarket - Consensing Gas Instantaneous Water Heater (92% EF) | Water Heat | Tankless Water Heater | New | Tankless Water Heater | Commercial | Supermarket | Firm | Sales | Commercial | 0.9 | 1 | 3.9254 | 3.1589 | -0.77949 | 0.43589 | -0.67372 | 0.0015132 | 0.0040323 | 0.0069452 | 0.011152 | 0.016924 | 0.024474 | 0.033898 | 0.045121 | 0.057848 | 0.071548 | 0.085494 | 0.098859 | 0.11086 | 0.12091 | 0.12875 | 0.13482 | 0.13863 | 0.14192 | 0.14353 | 0.14459 | 0.14566 | 0.14675 | 0.14785 | 0.14897 | 0.1501 | 2.2611
v5.10_MeasureAssessmentTemplate_Commercial_All | Tankless Water Heater - SEG Supermarket - Consensing Gas Instantaneous Water Heater (92% EF) | Water Heat | Tankless Water Heater | New | Tankless Water Heater | Commercial | Supermarket | Firm | Transport | Commercial | 0.9 | 1 | 3.9254 | 1.9798 | -0.77949 | 0.46729 | -0.53072 | 0.0002387 | 0.00063608 | 0.0010956 | 0.0017592 | 0.0026698 | 0.0038606 | 0.0053473 | 0.0071177 | 0.0091253 | 0.011286 | 0.013486 | 0.015595 | 0.017487 | 0.019073 | 0.02031 | 0.021268 | 0.021868 | 0.022387 | 0.022641 | 0.022808 | 0.022977 | 0.023149 | 0.023323 | 0.023499 | 0.023678 | 0.35669
v5.10_MeasureAssessmentTemplate_Commercial_All | Thermostat - SEG All - Smart Thermostats | HVAC | Thermostat | Retrofit | Thermostat | Commercial | Assembly | Firm | Sales | Commercial | 47.9188 | 1 | 1.7886 | 6.0587 | -0.92007 | 1.8348 | -2.2132 | 0.053656 | 0.10677 | 0.18873 | 0.30562 | 0.4618 | 0.65843 | 0.89163 | 1.1507 | 1.4168 | 1.6633 | 1.8577 | 1.9674 | 1.9667 | 1.8457 | 1.6155 | 1.33 | 1.0125 | 0.28995 | 0 | 0 | 0 | 0 | 0 | 0 | 0 | 18.7828
v5.10_MeasureAssessmentTemplate_Commercial_All | Thermostat - SEG All - Smart Thermostats | HVAC | Thermostat | Retrofit | Thermostat | Commercial | Extra Large Retail | Firm | Sales | Commercial | 47.9188 | 1 | 1.7886 | 6.0587 | -0.92007 | 1.8348 | -2.2132 | 0.065383 | 0.13009 | 0.22993 | 0.37229 | 0.56248 | 0.80189 | 1.0858 | 1.4011 | 1.7249 | 2.0247 | 2.2612 | 2.3944 | 2.3933 | 2.2457 | 1.9654 | 1.6179 | 1.2315 | 0.3176 | 0 | 0 | 0 | 0 | 0 | 0 | 0 | 22.8256
v5.10_MeasureAssessmentTemplate_Commercial_All | Thermostat - SEG All - Smart Thermostats | HVAC | Thermostat | Retrofit | Thermostat | Commercial | Extra Large Retail | Firm | Transport | Commercial | 47.9188 | 1 | 1.7886 | 4.8219 | -0.92007 | 0.46729 | -2.0702 | 0.0064674 | 0.012868 | 0.022743 | 0.036825 | 0.055638 | 0.079319 | 0.1074 | 0.13859 | 0.17062 | 0.20028 | 0.22366 | 0.23684 | 0.23674 | 0.22214 | 0.19441 | 0.16004 | 0.12182 | 0.031416 | 0 | 0 | 0 | 0 | 0 | 0 | 0 | 2.2578
v5.10_MeasureAssessmentTemplate_Commercial_All | Thermostat - SEG All - Smart Thermostats | HVAC | Thermostat | Retrofit | Thermostat | Commercial | Hospital | Firm | Sales | Commercial | 47.9188 | 1 | 1.7886 | 6.0587 | -0.92007 | 1.8348 | -2.2132 | 0.0037437 | 0.0074527 | 0.013178 | 0.021349 | 0.032271 | 0.04603 | 0.062357 | 0.080505 | 0.099163 | 0.11646 | 0.13012 | 0.13786 | 0.13787 | 0.12943 | 0.11333 | 0.093338 | 0.071084 | 0.027265 | 0 | 0 | 0 | 0 | 0 | 0 | 0 | 1.3228
v5.10_MeasureAssessmentTemplate_Commercial_All | Thermostat - SEG All - Smart Thermostats | HVAC | Thermostat | Retrofit | Thermostat | Commercial | Hospital | Firm | Transport | Commercial | 47.9188 | 1 | 1.7886 | 4.8219 | -0.92007 | 0.46729 | -2.0702 | 0.0019693 | 0.0039203 | 0.0069321 | 0.01123 | 0.016975 | 0.024213 | 0.032801 | 0.042347 | 0.052162 | 0.061259 | 0.068447 | 0.072516 | 0.07252 | 0.068082 | 0.059614 | 0.049098 | 0.037392 | 0.014342 | 0 | 0 | 0 | 0 | 0 | 0 | 0 | 0.69582
v5.10_MeasureAssessmentTemplate_Commercial_All | Thermostat - SEG All - Smart Thermostats | HVAC | Thermostat | Retrofit | Thermostat | Commercial | Hospital | Interruptible | Sales | Commercial | 47.9188 | 0 | 0.9913 | 3.3579 | 0.54287 | 0.46729 | -0.75024 | 0.0019638 | 0.0039094 | 0.0069129 | 0.011199 | 0.016928 | 0.024145 | 0.03271 | 0.04223 | 0.052017 | 0.061089 | 0.068257 | 0.072315 | 0.072319 | 0.067893 | 0.059448 | 0.048962 | 0.037288 | 0.014302 | 0 | 0 | 0 | 0 | 0 | 0 | 0 | 0.69389
v5.10_MeasureAssessmentTemplate_Commercial_All | Thermostat - SEG All - Smart Thermostats | HVAC | Thermostat | Retrofit | Thermostat | Commercial | Large Office | Firm | Sales | Commercial | 47.9188 | 1 | 1.7886 | 6.0587 | -0.92007 | 1.8348 | -2.2132 | 0.1217 | 0.24253 | 0.42934 | 0.69628 | 1.0537 | 1.5046 | 2.0405 | 2.6373 | 3.2521 | 3.8235 | 4.2768 | 4.5361 | 4.5414 | 4.2682 | 3.7414 | 3.0848 | 2.3519 | 1.5527 | 0 | 0 | 0 | 0 | 0 | 0 | 0 | 44.1547
v5.10_MeasureAssessmentTemplate_Commercial_All | Thermostat - SEG All - Smart Thermostats | HVAC | Thermostat | Retrofit | Thermostat | Commercial | Large Office | Firm | Sales | Industrial | 47.9188 | 1 | 1.7886 | 6.0587 | -0.92007 | 1.8348 | -2.2132 | 0.0011448 | 0.0022815 | 0.0040388 | 0.00655 | 0.0099122 | 0.014154 | 0.019195 | 0.024809 | 0.030593 | 0.035968 | 0.040233 | 0.042671 | 0.042721 | 0.040151 | 0.035196 | 0.029019 | 0.022125 | 0.014606 | 0 | 0 | 0 | 0 | 0 | 0 | 0 | 0.41537
v5.10_MeasureAssessmentTemplate_Commercial_All | Thermostat - SEG All - Smart Thermostats | HVAC | Thermostat | Retrofit | Thermostat | Commercial | Large Retail | Firm | Sales | Commercial | 47.9188 | 1 | 1.7886 | 6.0587 | -0.92007 | 1.8348 | -2.2132 | 0.019664 | 0.039127 | 0.069152 | 0.11197 | 0.16917 | 0.24117 | 0.32655 | 0.42138 | 0.51878 | 0.60895 | 0.68006 | 0.72013 | 0.71981 | 0.67542 | 0.59111 | 0.48659 | 0.37039 | 0.09552 | 0 | 0 | 0 | 0 | 0 | 0 | 0 | 6.8649
v5.10_MeasureAssessmentTemplate_Commercial_All | Thermostat - SEG All - Smart Thermostats | HVAC | Thermostat | Retrofit | Thermostat | Commercial | Lodging | Firm | Sales | Commercial | 47.9188 | 1 | 1.7886 | 6.0587 | -0.92007 | 1.8348 | -2.2132 | 0 | 0 | 0 | 0 | 0 | 0 | 0 | 0 | 0 | 0 | 0 | 0 | 0 | 0 | 0 | 0 | 0 | 0 | 0 | 0 | 0 | 0 | 0 | 0 | 0 | 0
v5.10_MeasureAssessmentTemplate_Commercial_All | Thermostat - SEG All - Smart Thermostats | HVAC | Thermostat | Retrofit | Thermostat | Commercial | Medium Office | Firm | Sales | Commercial | 47.9188 | 1 | 1.7886 | 6.0587 | -0.92007 | 1.8348 | -2.2132 | 0.11567 | 0.23052 | 0.40807 | 0.66179 | 1.0015 | 1.43 | 1.9394 | 2.5066 | 3.091 | 3.6341 | 4.0649 | 4.3114 | 4.3164 | 4.0567 | 3.556 | 2.932 | 2.2354 | 1.4758 | 0 | 0 | 0 | 0 | 0 | 0 | 0 | 41.9671
v5.10_MeasureAssessmentTemplate_Commercial_All | Thermostat - SEG All - Smart Thermostats | HVAC | Thermostat | Retrofit | Thermostat | Commercial | Medium Retail | Firm | Sales | Commercial | 47.9188 | 1 | 1.7886 | 6.0587 | -0.92007 | 1.8348 | -2.2132 | 0.030955 | 0.061593 | 0.10886 | 0.17626 | 0.2663 | 0.37965 | 0.51405 | 0.66333 | 0.81665 | 0.9586 | 1.0705 | 1.1336 | 1.1331 | 1.0632 | 0.93052 | 0.76599 | 0.58306 | 0.15037 | 0 | 0 | 0 | 0 | 0 | 0 | 0 | 10.8067
v5.10_MeasureAssessmentTemplate_Commercial_All | Thermostat - SEG All - Smart Thermostats | HVAC | Thermostat | Retrofit | Thermostat | Commercial | Medium Retail | Firm | Sales | Industrial | 47.9188 | 1 | 1.7886 | 6.0587 | -0.92007 | 1.8348 | -2.2132 | 9.9598e-05 | 0.00019817 | 0.00035025 | 0.0005671 | 0.00085683 | 0.0012215 | 0.001654 | 0.0021343 | 0.0026276 | 0.0030843 | 0.0034444 | 0.0036474 | 0.0036457 | 0.0034209 | 0.0029939 | 0.0024646 | 0.001876 | 0.0004838 | 0 | 0 | 0 | 0 | 0 | 0 | 0 | 0.03477
v5.10_MeasureAssessmentTemplate_Commercial_All | Thermostat - SEG All - Smart Thermostats | HVAC | Thermostat | Retrofit | Thermostat | Commercial | Other | Firm | Sales | Commercial | 47.9188 | 1 | 1.7886 | 6.0587 | -0.92007 | 1.8348 | -2.2132 | 0.011248 | 0.022282 | 0.039207 | 0.063202 | 0.095068 | 0.13493 | 0.18189 | 0.23368 | 0.28642 | 0.33471 | 0.37215 | 0.39233 | 0.39042 | 0.36473 | 0.31779 | 0.26045 | 0.030263 | 0 | 0 | 0 | 0 | 0 | 0 | 0 | 0 | 3.5308
v5.10_MeasureAssessmentTemplate_Commercial_All | Thermostat - SEG All - Smart Thermostats | HVAC | Thermostat | Retrofit | Thermostat | Commercial | Restaurant | Firm | Sales | Commercial | 47.9188 | 1 | 1.7886 | 6.0587 | -0.92007 | 1.8348 | -2.2132 | 0.048746 | 0.096564 | 0.16991 | 0.2739 | 0.41199 | 0.58475 | 0.78826 | 1.0127 | 1.2412 | 1.4505 | 1.6128 | 1.7002 | 1.692 | 1.5806 | 1.3772 | 1.1287 | 0.13115 | 0 | 0 | 0 | 0 | 0 | 0 | 0 | 0 | 15.3012
v5.10_MeasureAssessmentTemplate_Commercial_All | Thermostat - SEG All - Smart Thermostats | HVAC | Thermostat | Retrofit | Thermostat | Commercial | School K-12 | Firm | Sales | Commercial | 47.9188 | 1 | 1.7886 | 6.0587 | -0.92007 | 1.8348 | -2.2132 | 0.066831 | 0.13331 | 0.2362 | 0.38341 | 0.58074 | 0.82999 | 1.1266 | 1.4575 | 1.7989 | 2.1168 | 2.37 | 2.5159 | 2.5211 | 2.3716 | 2.0808 | 1.7171 | 1.3104 | 0.90526 | 0.25658 | 0 | 0 | 0 | 0 | 0 | 0 | 24.7789
v5.10_MeasureAssessmentTemplate_Commercial_All | Thermostat - SEG All - Smart Thermostats | HVAC | Thermostat | Retrofit | Thermostat | Commercial | Small Office | Firm | Sales | Commercial | 47.9188 | 1 | 1.7886 | 6.0587 | -0.92007 | 1.8348 | -2.2132 | 0.16749 | 0.33381 | 0.59091 | 0.95831 | 1.4502 | 2.0708 | 2.8084 | 3.6298 | 4.4759 | 5.2624 | 5.8863 | 6.2431 | 6.2504 | 5.8744 | 5.1494 | 4.2457 | 3.237 | 2.137 | 0 | 0 | 0 | 0 | 0 | 0 | 0 | 60.7713
v5.10_MeasureAssessmentTemplate_Commercial_All | Thermostat - SEG All - Smart Thermostats | HVAC | Thermostat | Retrofit | Thermostat | Commercial | Small Retail | Firm | Sales | Commercial | 47.9188 | 1 | 1.7886 | 6.0587 | -0.92007 | 1.8348 | -2.2132 | 0.04729 | 0.094094 | 0.1663 | 0.26927 | 0.40683 | 0.57998 | 0.78531 | 1.0134 | 1.2476 | 1.4644 | 1.6354 | 1.7318 | 1.731 | 1.6243 | 1.4215 | 1.1702 | 0.89073 | 0.22971 | 0 | 0 | 0 | 0 | 0 | 0 | 0 | 16.5092
v5.10_MeasureAssessmentTemplate_Commercial_All | Thermostat - SEG All - Smart Thermostats | HVAC | Thermostat | Retrofit | Thermostat | Commercial | Supermarket | Firm | Sales | Commercial | 47.9188 | 1 | 1.7886 | 6.0587 | -0.92007 | 1.8348 | -2.2132 | 0.15597 | 0.3103 | 0.54834 | 0.88775 | 1.3411 | 1.9117 | 2.5882 | 3.3394 | 4.1107 | 4.8246 | 5.3874 | 5.7041 | 5.7009 | 5.3487 | 4.6805 | 3.8524 | 2.9321 | 0.66774 | 0 | 0 | 0 | 0 | 0 | 0 | 0 | 54.2918
v5.10_MeasureAssessmentTemplate_Commercial_All | Thermostat - SEG All - Smart Thermostats | HVAC | Thermostat | Retrofit | Thermostat | Commercial | Supermarket | Firm | Transport | Commercial | 47.9188 | 1 | 1.7886 | 4.8219 | -0.92007 | 0.46729 | -2.0702 | 0.024603 | 0.048948 | 0.086499 | 0.14004 | 0.21155 | 0.30156 | 0.40827 | 0.52677 | 0.64845 | 0.76106 | 0.84983 | 0.89979 | 0.89929 | 0.84373 | 0.73832 | 0.6077 | 0.46252 | 0.10533 | 0 | 0 | 0 | 0 | 0 | 0 | 0 | 8.5643
v5.10_MeasureAssessmentTemplate_Commercial_All | Thermostatic Shower Valve - SEG SEL - Thermostatic Shower Valve | Water Heat | Thermostatic Shower Valve | Retrofit | Thermostatic Shower Valve | Commercial | Assembly | Firm | Sales | Commercial | 2.9543 | 1 | 2.1185 | 3.1589 | -1.6499 | -0.22061 | -0.67372 | 0.00013623 | 0.0002711 | 0.00047919 | 0.00077598 | 0.0011725 | 0.0016718 | 0.0022639 | 0.0029217 | 0.0035974 | 0.0042231 | 0.0047168 | 0.0049953 | 0.0049936 | 0.0046862 | 0.0041017 | 0.0033769 | 0.0025707 | 0.00073619 | 0 | 0 | 0 | 0 | 0 | 0 | 0 | 0.04769
v5.10_MeasureAssessmentTemplate_Commercial_All | Thermostatic Shower Valve - SEG SEL - Thermostatic Shower Valve | Water Heat | Thermostatic Shower Valve | Retrofit | Thermostatic Shower Valve | Commercial | Hospital | Firm | Sales | Commercial | 2.9543 | 1 | 2.1185 | 3.1589 | -1.6499 | -0.22061 | -0.67372 | 0.00056238 | 0.0011196 | 0.0019797 | 0.003207 | 0.0048478 | 0.0069147 | 0.0093673 | 0.012094 | 0.014896 | 0.017494 | 0.019547 | 0.020709 | 0.02071 | 0.019443 | 0.017025 | 0.014021 | 0.010678 | 0.0040958 | 0 | 0 | 0 | 0 | 0 | 0 | 0 | 0.19871
v5.10_MeasureAssessmentTemplate_Commercial_All | Thermostatic Shower Valve - SEG SEL - Thermostatic Shower Valve | Water Heat | Thermostatic Shower Valve | Retrofit | Thermostatic Shower Valve | Commercial | Hospital | Firm | Transport | Commercial | 2.9543 | 1 | 2.1185 | 1.9798 | -1.6499 | 0.46729 | -0.53072 | 0.00029582 | 0.00058891 | 0.0010413 | 0.001687 | 0.0025501 | 0.0036373 | 0.0049274 | 0.0063615 | 0.0078358 | 0.0092024 | 0.010282 | 0.010893 | 0.010894 | 0.010227 | 0.0089553 | 0.0073755 | 0.005617 | 0.0021545 | 0 | 0 | 0 | 0 | 0 | 0 | 0 | 0.10453
v5.10_MeasureAssessmentTemplate_Commercial_All | Thermostatic Shower Valve - SEG SEL - Thermostatic Shower Valve | Water Heat | Thermostatic Shower Valve | Retrofit | Thermostatic Shower Valve | Commercial | Hospital | Interruptible | Sales | Commercial | 2.9543 | 1 | 1.9756 | 2.6528 | -1.3758 | 0.46729 | -0.39962 | 0.000295 | 0.00058728 | 0.0010385 | 0.0016823 | 0.002543 | 0.0036272 | 0.0049137 | 0.0063438 | 0.007814 | 0.0091768 | 0.010254 | 0.010863 | 0.010864 | 0.010199 | 0.0089304 | 0.0073551 | 0.0056014 | 0.0021485 | 0 | 0 | 0 | 0 | 0 | 0 | 0 | 0.10424
v5.10_MeasureAssessmentTemplate_Commercial_All | Thermostatic Shower Valve - SEG SEL - Thermostatic Shower Valve | Water Heat | Thermostatic Shower Valve | Retrofit | Thermostatic Shower Valve | Commercial | Large Office | Firm | Sales | Commercial | 2.9543 | 1 | 2.1185 | 3.1589 | -1.6499 | -0.22061 | -0.67372 | 0.00053452 | 0.0010653 | 0.0018858 | 0.0030582 | 0.004628 | 0.0066085 | 0.0089624 | 0.011584 | 0.014284 | 0.016794 | 0.018785 | 0.019924 | 0.019947 | 0.018747 | 0.016433 | 0.013549 | 0.01033 | 0.0068198 | 0 | 0 | 0 | 0 | 0 | 0 | 0 | 0.19394
v5.10_MeasureAssessmentTemplate_Commercial_All | Thermostatic Shower Valve - SEG SEL - Thermostatic Shower Valve | Water Heat | Thermostatic Shower Valve | Retrofit | Thermostatic Shower Valve | Commercial | Large Office | Firm | Sales | Industrial | 2.9543 | 1 | 2.1185 | 3.1589 | -1.6499 | -0.22061 | -0.67372 | 5.0283e-06 | 1.0021e-05 | 1.7739e-05 | 2.8769e-05 | 4.3537e-05 | 6.2167e-05 | 8.431e-05 | 0.00010897 | 0.00013437 | 0.00015798 | 0.00017671 | 0.00018742 | 0.00018764 | 0.00017635 | 0.00015459 | 0.00012746 | 9.7176e-05 | 6.4154e-05 | 0 | 0 | 0 | 0 | 0 | 0 | 0 | 0.0018244
v5.10_MeasureAssessmentTemplate_Commercial_All | Thermostatic Shower Valve - SEG SEL - Thermostatic Shower Valve | Water Heat | Thermostatic Shower Valve | Retrofit | Thermostatic Shower Valve | Commercial | Lodging | Firm | Sales | Commercial | 2.9543 | 1 | 2.1185 | 3.1589 | -1.6499 | -0.22061 | -0.67372 | 0.0063043 | 0.012555 | 0.02221 | 0.035994 | 0.054431 | 0.077668 | 0.10526 | 0.13595 | 0.16752 | 0.19682 | 0.22 | 0.23317 | 0.23328 | 0.21909 | 0.19192 | 0.15813 | 0.12047 | 0.058325 | 0 | 0 | 0 | 0 | 0 | 0 | 0 | 2.2491
v5.10_MeasureAssessmentTemplate_Commercial_All | Thermostatic Shower Valve - SEG SEL - Thermostatic Shower Valve | Water Heat | Thermostatic Shower Valve | Retrofit | Thermostatic Shower Valve | Commercial | Medium Office | Firm | Sales | Commercial | 2.9543 | 1 | 2.1185 | 3.1589 | -1.6499 | -0.22061 | -0.67372 | 0.00050804 | 0.0010125 | 0.0017923 | 0.0029067 | 0.0043988 | 0.0062811 | 0.0085183 | 0.01101 | 0.013576 | 0.015962 | 0.017854 | 0.018936 | 0.018958 | 0.017818 | 0.015619 | 0.012878 | 0.0098183 | 0.0064819 | 0 | 0 | 0 | 0 | 0 | 0 | 0 | 0.18433
v5.10_MeasureAssessmentTemplate_Commercial_All | Thermostatic Shower Valve - SEG SEL - Thermostatic Shower Valve | Water Heat | Thermostatic Shower Valve | Retrofit | Thermostatic Shower Valve | Commercial | Other | Firm | Sales | Commercial | 2.9543 | 1 | 2.1185 | 3.1589 | -1.6499 | -0.22061 | -0.67372 | 3.0004e-05 | 5.9436e-05 | 0.00010458 | 0.00016858 | 0.00025358 | 0.00035992 | 0.00048518 | 0.00062331 | 0.00076399 | 0.00089281 | 0.00099266 | 0.0010465 | 0.0010414 | 0.00097287 | 0.00084767 | 0.00069471 | 8.0723e-05 | 0 | 0 | 0 | 0 | 0 | 0 | 0 | 0 | 0.009418
v5.10_MeasureAssessmentTemplate_Commercial_All | Thermostatic Shower Valve - SEG SEL - Thermostatic Shower Valve | Water Heat | Thermostatic Shower Valve | Retrofit | Thermostatic Shower Valve | Commercial | School K-12 | Firm | Sales | Commercial | 2.9543 | 1 | 2.1185 | 3.1589 | -1.6499 | -0.22061 | -0.67372 | 0.00038014 | 0.00075827 | 0.0013435 | 0.0021808 | 0.0033032 | 0.004721 | 0.0064084 | 0.0082901 | 0.010232 | 0.012041 | 0.01348 | 0.01431 | 0.01434 | 0.013489 | 0.011835 | 0.0097671 | 0.0074533 | 0.0051491 | 0.0014594 | 0 | 0 | 0 | 0 | 0 | 0 | 0.14094
v5.10_MeasureAssessmentTemplate_Commercial_All | Thermostatic Shower Valve - SEG SEL - Thermostatic Shower Valve | Water Heat | Thermostatic Shower Valve | Retrofit | Thermostatic Shower Valve | Commercial | Small Office | Firm | Sales | Commercial | 2.9543 | 1 | 2.1185 | 3.1589 | -1.6499 | -0.22061 | -0.67372 | 0.00073567 | 0.0014662 | 0.0025954 | 0.0042091 | 0.0063697 | 0.0090954 | 0.012335 | 0.015943 | 0.019659 | 0.023113 | 0.025854 | 0.027421 | 0.027453 | 0.025802 | 0.022617 | 0.018648 | 0.014218 | 0.0093862 | 0 | 0 | 0 | 0 | 0 | 0 | 0 | 0.26692
v5.10_MeasureAssessmentTemplate_Commercial_All | Two Stage Valve for Clothes Dryer - SEG SEL - Two-Stage Valves for Commercial Gas Clothes Dryers | Appliances | Two Stage Valve for Clothes Dryer | Retrofit | Two Stage Valve for Clothes Dryer | Commercial | Assembly | Firm | Sales | Commercial | 351.82 | 1 | 2.8101 | 3.1014 | -0.58987 | 0.59781 | -0.64602 | 0.011244 | 0.012994 | 0.014755 | 0.017173 | 0.018754 | 0.019073 | 0.017893 | 0.015312 | 0.011796 | 0.0029322 | 0 | 0 | 0 | 0 | 0 | 0 | 0 | 0 | 0 | 0 | 0 | 0 | 0 | 0 | 0 | 0.14193
v5.10_MeasureAssessmentTemplate_Commercial_All | Two Stage Valve for Clothes Dryer - SEG SEL - Two-Stage Valves for Commercial Gas Clothes Dryers | Appliances | Two Stage Valve for Clothes Dryer | Retrofit | Two Stage Valve for Clothes Dryer | Commercial | Hospital | Firm | Sales | Commercial | 351.82 | 1 | 2.8101 | 3.1014 | -0.58987 | 0.59781 | -0.64602 | 0.029585 | 0.034203 | 0.038853 | 0.045237 | 0.049423 | 0.050282 | 0.04719 | 0.040398 | 0.031133 | 0.010625 | 0 | 0 | 0 | 0 | 0 | 0 | 0 | 0 | 0 | 0 | 0 | 0 | 0 | 0 | 0 | 0.37693
v5.10_MeasureAssessmentTemplate_Commercial_All | Two Stage Valve for Clothes Dryer - SEG SEL - Two-Stage Valves for Commercial Gas Clothes Dryers | Appliances | Two Stage Valve for Clothes Dryer | Retrofit | Two Stage Valve for Clothes Dryer | Commercial | Hospital | Firm | Transport | Commercial | 351.82 | 1 | 2.8101 | 1.9287 | -0.58987 | 0.46729 | -0.50302 | 0.015562 | 0.017991 | 0.020437 | 0.023796 | 0.025997 | 0.026449 | 0.024823 | 0.02125 | 0.016377 | 0.0055892 | 0 | 0 | 0 | 0 | 0 | 0 | 0 | 0 | 0 | 0 | 0 | 0 | 0 | 0 | 0 | 0.19827
v5.10_MeasureAssessmentTemplate_Commercial_All | Two Stage Valve for Clothes Dryer - SEG SEL - Two-Stage Valves for Commercial Gas Clothes Dryers | Appliances | Two Stage Valve for Clothes Dryer | Retrofit | Two Stage Valve for Clothes Dryer | Commercial | Hospital | Interruptible | Sales | Commercial | 351.82 | 1 | 2.3979 | 2.6465 | -0.34346 | 0.46729 | -0.39962 | 0.015519 | 0.017941 | 0.020381 | 0.02373 | 0.025925 | 0.026376 | 0.024754 | 0.021191 | 0.016331 | 0.0055737 | 0 | 0 | 0 | 0 | 0 | 0 | 0 | 0 | 0 | 0 | 0 | 0 | 0 | 0 | 0 | 0.19772
v5.10_MeasureAssessmentTemplate_Commercial_All | Two Stage Valve for Clothes Dryer - SEG SEL - Two-Stage Valves for Commercial Gas Clothes Dryers | Appliances | Two Stage Valve for Clothes Dryer | Retrofit | Two Stage Valve for Clothes Dryer | Commercial | Lodging | Firm | Sales | Commercial | 351.82 | 1 | 2.8101 | 3.1014 | -0.58987 | 0.59781 | -0.64602 | 0.47095 | 0.54468 | 0.61898 | 0.72098 | 0.788 | 0.80202 | 0.75301 | 0.64488 | 0.49719 | 0.21757 | 0 | 0 | 0 | 0 | 0 | 0 | 0 | 0 | 0 | 0 | 0 | 0 | 0 | 0 | 0 | 6.0583
v5.10_MeasureAssessmentTemplate_Commercial_All | Two Stage Valve for Clothes Dryer - SEG SEL - Two-Stage Valves for Commercial Gas Clothes Dryers | Appliances | Two Stage Valve for Clothes Dryer | Retrofit | Two Stage Valve for Clothes Dryer | Commercial | Other | Firm | Sales | Commercial | 351.82 | 1 | 2.8101 | 3.1014 | -0.58987 | 0.59781 | -0.64602 | 0.0028949 | 0.0033303 | 0.0037644 | 0.0043615 | 0.0047415 | 0.0048002 | 0.0044829 | 0.0038188 | 0.00057054 | 0 | 0 | 0 | 0 | 0 | 0 | 0 | 0 | 0 | 0 | 0 | 0 | 0 | 0 | 0 | 0 | 0.032765
v5.10_MeasureAssessmentTemplate_Commercial_All | Wall Insulation - SEG All - Wall Insulation R-20 from R-0 | HVAC | Wall Insulation | Retrofit | Wall Insulation | Commercial | Assembly | Firm | Sales | Commercial | 0.19 | 1 | 4.8508 | 6.9281 | -2.4521 | 0.77362 | -2.6841 | 0.0019741 | 0.0039284 | 0.0069437 | 0.011244 | 0.01699 | 0.024225 | 0.032805 | 0.042336 | 0.052127 | 0.061194 | 0.068348 | 0.072383 | 0.072359 | 0.067905 | 0.059436 | 0.048932 | 0.037251 | 0.010668 | 0 | 0 | 0 | 0 | 0 | 0 | 0 | 0.69105
v5.10_MeasureAssessmentTemplate_Commercial_All | Wall Insulation - SEG All - Wall Insulation R-20 from R-0 | HVAC | Wall Insulation | Retrofit | Wall Insulation | Commercial | Extra Large Retail | Firm | Sales | Commercial | 0.19 | 1 | 4.8508 | 6.9281 | -2.4521 | 0.77362 | -2.6841 | 0.0019099 | 0.0038002 | 0.0067164 | 0.010875 | 0.016431 | 0.023424 | 0.031716 | 0.040927 | 0.050386 | 0.059144 | 0.066051 | 0.069942 | 0.069911 | 0.0656 | 0.057412 | 0.04726 | 0.035974 | 0.0092774 | 0 | 0 | 0 | 0 | 0 | 0 | 0 | 0.66676
v5.10_MeasureAssessmentTemplate_Commercial_All | Wall Insulation - SEG All - Wall Insulation R-20 from R-0 | HVAC | Wall Insulation | Retrofit | Wall Insulation | Commercial | Extra Large Retail | Firm | Transport | Commercial | 0.19 | 1 | 4.8508 | 5.6913 | -2.4521 | 0.46729 | -2.5411 | 0.00018892 | 0.0003759 | 0.00066436 | 0.0010757 | 0.0016252 | 0.002317 | 0.0031372 | 0.0040483 | 0.004984 | 0.0058503 | 0.0065335 | 0.0069184 | 0.0069153 | 0.0064889 | 0.0056789 | 0.0046748 | 0.0035584 | 0.00091768 | 0 | 0 | 0 | 0 | 0 | 0 | 0 | 0.065953
v5.10_MeasureAssessmentTemplate_Commercial_All | Wall Insulation - SEG All - Wall Insulation R-20 from R-0 | HVAC | Wall Insulation | Retrofit | Wall Insulation | Commercial | Hospital | Firm | Sales | Commercial | 0.19 | 1 | 4.8508 | 6.9281 | -2.4521 | 0.77362 | -2.6841 | 0.00030794 | 0.00061303 | 0.001084 | 0.001756 | 0.0026545 | 0.0037862 | 0.0051292 | 0.006622 | 0.0081567 | 0.0095793 | 0.010703 | 0.01134 | 0.01134 | 0.010646 | 0.0093221 | 0.0076776 | 0.0058471 | 0.0022427 | 0 | 0 | 0 | 0 | 0 | 0 | 0 | 0.10881
v5.10_MeasureAssessmentTemplate_Commercial_All | Wall Insulation - SEG All - Wall Insulation R-20 from R-0 | HVAC | Wall Insulation | Retrofit | Wall Insulation | Commercial | Hospital | Firm | Transport | Commercial | 0.19 | 1 | 4.8508 | 5.6913 | -2.4521 | 0.46729 | -2.5411 | 0.00016198 | 0.00032247 | 0.00057021 | 0.00092372 | 0.0013963 | 0.0019916 | 0.0026981 | 0.0034833 | 0.0042906 | 0.0050389 | 0.0056301 | 0.0059649 | 0.0059652 | 0.0056001 | 0.0049036 | 0.0040386 | 0.0030757 | 0.0011797 | 0 | 0 | 0 | 0 | 0 | 0 | 0 | 0.057235
v5.10_MeasureAssessmentTemplate_Commercial_All | Wall Insulation - SEG All - Wall Insulation R-20 from R-0 | HVAC | Wall Insulation | Retrofit | Wall Insulation | Commercial | Hospital | Interruptible | Sales | Commercial | 0.19 | 1 | 2.9597 | 4.2273 | -0.98918 | 0.46729 | -1.2211 | 0.00016153 | 0.00032157 | 0.00056862 | 0.00092115 | 0.0013924 | 0.0019861 | 0.0026906 | 0.0034737 | 0.0042787 | 0.0050249 | 0.0056145 | 0.0059483 | 0.0059486 | 0.0055846 | 0.00489 | 0.0040274 | 0.0030671 | 0.0011764 | 0 | 0 | 0 | 0 | 0 | 0 | 0 | 0.057076
v5.10_MeasureAssessmentTemplate_Commercial_All | Wall Insulation - SEG All - Wall Insulation R-20 from R-0 | HVAC | Wall Insulation | Retrofit | Wall Insulation | Commercial | Large Office | Firm | Sales | Commercial | 0.19 | 1 | 4.8508 | 6.9281 | -2.4521 | 0.77362 | -2.6841 | 0.0034215 | 0.0068188 | 0.012071 | 0.019576 | 0.029624 | 0.042301 | 0.057369 | 0.074147 | 0.091432 | 0.1075 | 0.12024 | 0.12753 | 0.12768 | 0.12 | 0.10519 | 0.086729 | 0.066124 | 0.043654 | 0 | 0 | 0 | 0 | 0 | 0 | 0 | 1.2414
v5.10_MeasureAssessmentTemplate_Commercial_All | Wall Insulation - SEG All - Wall Insulation R-20 from R-0 | HVAC | Wall Insulation | Retrofit | Wall Insulation | Commercial | Large Office | Firm | Sales | Industrial | 0.19 | 1 | 4.8508 | 6.9281 | -2.4521 | 0.77362 | -2.6841 | 3.2186e-05 | 6.4145e-05 | 0.00011355 | 0.00018415 | 0.00027868 | 0.00039793 | 0.00053967 | 0.00069751 | 0.00086011 | 0.0010112 | 0.0011311 | 0.0011997 | 0.0012011 | 0.0011288 | 0.00098953 | 0.00081587 | 0.00062203 | 0.00041066 | 0 | 0 | 0 | 0 | 0 | 0 | 0 | 0.011678
v5.10_MeasureAssessmentTemplate_Commercial_All | Wall Insulation - SEG All - Wall Insulation R-20 from R-0 | HVAC | Wall Insulation | Retrofit | Wall Insulation | Commercial | Large Retail | Firm | Sales | Commercial | 0.19 | 1 | 4.8508 | 6.9281 | -2.4521 | 0.77362 | -2.6841 | 0.00057441 | 0.0011429 | 0.00202 | 0.0032707 | 0.0049416 | 0.0070449 | 0.0095389 | 0.012309 | 0.015154 | 0.017788 | 0.019865 | 0.021036 | 0.021026 | 0.01973 | 0.017267 | 0.014214 | 0.010819 | 0.0027902 | 0 | 0 | 0 | 0 | 0 | 0 | 0 | 0.20053
v5.10_MeasureAssessmentTemplate_Commercial_All | Wall Insulation - SEG All - Wall Insulation R-20 from R-0 | HVAC | Wall Insulation | Retrofit | Wall Insulation | Commercial | Lodging | Firm | Sales | Commercial | 0.19 | 1 | 4.8508 | 6.9281 | -2.4521 | 0.77362 | -2.6841 | 0.00023285 | 0.00046373 | 0.00082033 | 0.0013294 | 0.0020105 | 0.0028687 | 0.0038878 | 0.0050214 | 0.0061876 | 0.0072697 | 0.0081259 | 0.0086125 | 0.0086164 | 0.0080924 | 0.0070887 | 0.0058406 | 0.0044498 | 0.0021543 | 0 | 0 | 0 | 0 | 0 | 0 | 0 | 0.083073
v5.10_MeasureAssessmentTemplate_Commercial_All | Wall Insulation - SEG All - Wall Insulation R-20 from R-0 | HVAC | Wall Insulation | Retrofit | Wall Insulation | Commercial | Medium Office | Firm | Sales | Commercial | 0.19 | 1 | 4.8508 | 6.9281 | -2.4521 | 0.77362 | -2.6841 | 0.003252 | 0.006481 | 0.011473 | 0.018606 | 0.028157 | 0.040205 | 0.054526 | 0.070474 | 0.086902 | 0.10217 | 0.11429 | 0.12121 | 0.12135 | 0.11405 | 0.099978 | 0.082433 | 0.062848 | 0.041491 | 0 | 0 | 0 | 0 | 0 | 0 | 0 | 1.1799
v5.10_MeasureAssessmentTemplate_Commercial_All | Wall Insulation - SEG All - Wall Insulation R-20 from R-0 | HVAC | Wall Insulation | Retrofit | Wall Insulation | Commercial | Medium Retail | Firm | Sales | Commercial | 0.19 | 1 | 4.8508 | 6.9281 | -2.4521 | 0.77362 | -2.6841 | 0.00090423 | 0.0017992 | 0.0031798 | 0.0051486 | 0.007779 | 0.01109 | 0.015016 | 0.019377 | 0.023855 | 0.028002 | 0.031271 | 0.033114 | 0.033099 | 0.031058 | 0.027181 | 0.022375 | 0.017032 | 0.0043923 | 0 | 0 | 0 | 0 | 0 | 0 | 0 | 0.31567
v5.10_MeasureAssessmentTemplate_Commercial_All | Wall Insulation - SEG All - Wall Insulation R-20 from R-0 | HVAC | Wall Insulation | Retrofit | Wall Insulation | Commercial | Medium Retail | Firm | Sales | Industrial | 0.19 | 1 | 4.8508 | 6.9281 | -2.4521 | 0.77362 | -2.6841 | 2.9093e-06 | 5.7888e-06 | 1.0231e-05 | 1.6566e-05 | 2.5029e-05 | 3.5682e-05 | 4.8313e-05 | 6.2344e-05 | 7.6754e-05 | 9.0094e-05 | 0.00010062 | 0.00010654 | 0.0001065 | 9.9928e-05 | 8.7455e-05 | 7.1992e-05 | 5.4799e-05 | 1.4132e-05 | 0 | 0 | 0 | 0 | 0 | 0 | 0 | 0.0010157
v5.10_MeasureAssessmentTemplate_Commercial_All | Wall Insulation - SEG All - Wall Insulation R-20 from R-0 | HVAC | Wall Insulation | Retrofit | Wall Insulation | Commercial | Other | Firm | Sales | Commercial | 0.19 | 1 | 4.8508 | 6.9281 | -2.4521 | 0.77362 | -2.6841 | 0.00041384 | 0.0008198 | 0.0014425 | 0.0023253 | 0.0034977 | 0.0049644 | 0.0066921 | 0.0085974 | 0.010538 | 0.012315 | 0.013692 | 0.014435 | 0.014364 | 0.013419 | 0.011692 | 0.0095822 | 0.0011134 | 0 | 0 | 0 | 0 | 0 | 0 | 0 | 0 | 0.1299
v5.10_MeasureAssessmentTemplate_Commercial_All | Wall Insulation - SEG All - Wall Insulation R-20 from R-0 | HVAC | Wall Insulation | Retrofit | Wall Insulation | Commercial | Restaurant | Firm | Sales | Commercial | 0.19 | 1 | 4.8508 | 6.9281 | -2.4521 | 0.77362 | -2.6841 | 0.0010187 | 0.002018 | 0.0035509 | 0.005724 | 0.00861 | 0.01222 | 0.016473 | 0.021163 | 0.02594 | 0.030314 | 0.033704 | 0.035532 | 0.035359 | 0.033032 | 0.028781 | 0.023588 | 0.0027408 | 0 | 0 | 0 | 0 | 0 | 0 | 0 | 0 | 0.31977
v5.10_MeasureAssessmentTemplate_Commercial_All | Wall Insulation - SEG All - Wall Insulation R-20 from R-0 | HVAC | Wall Insulation | Retrofit | Wall Insulation | Commercial | School K-12 | Firm | Sales | Commercial | 0.19 | 1 | 4.8508 | 6.9281 | -2.4521 | 0.77362 | -2.6841 | 0.0065814 | 0.013128 | 0.023261 | 0.037757 | 0.05719 | 0.081736 | 0.11095 | 0.14353 | 0.17715 | 0.20846 | 0.23339 | 0.24776 | 0.24827 | 0.23355 | 0.20491 | 0.1691 | 0.12904 | 0.089149 | 0.025268 | 0 | 0 | 0 | 0 | 0 | 0 | 2.4402
v5.10_MeasureAssessmentTemplate_Commercial_All | Wall Insulation - SEG All - Wall Insulation R-20 from R-0 | HVAC | Wall Insulation | Retrofit | Wall Insulation | Commercial | Small Office | Firm | Sales | Commercial | 0.19 | 1 | 4.8508 | 6.9281 | -2.4521 | 0.77362 | -2.6841 | 0.0047091 | 0.0093849 | 0.016613 | 0.026943 | 0.040773 | 0.05822 | 0.078958 | 0.10205 | 0.12584 | 0.14795 | 0.16549 | 0.17553 | 0.17573 | 0.16516 | 0.14477 | 0.11937 | 0.091008 | 0.060082 | 0 | 0 | 0 | 0 | 0 | 0 | 0 | 1.7086
v5.10_MeasureAssessmentTemplate_Commercial_All | Wall Insulation - SEG All - Wall Insulation R-20 from R-0 | HVAC | Wall Insulation | Retrofit | Wall Insulation | Commercial | Small Retail | Firm | Sales | Commercial | 0.19 | 1 | 4.8508 | 6.9281 | -2.4521 | 0.77362 | -2.6841 | 0.0013814 | 0.0027486 | 0.0048578 | 0.0078655 | 0.011884 | 0.016942 | 0.02294 | 0.029601 | 0.036443 | 0.042778 | 0.047773 | 0.050588 | 0.050565 | 0.047447 | 0.041524 | 0.034182 | 0.026019 | 0.0067101 | 0 | 0 | 0 | 0 | 0 | 0 | 0 | 0.48225
v5.10_MeasureAssessmentTemplate_Commercial_All | Wall Insulation - SEG All - Wall Insulation R-20 from R-0 | HVAC | Wall Insulation | Retrofit | Wall Insulation | Commercial | Supermarket | Firm | Sales | Commercial | 0.19 | 1 | 4.8508 | 6.9281 | -2.4521 | 0.77362 | -2.6841 | 0.0037966 | 0.0075534 | 0.013348 | 0.02161 | 0.032646 | 0.046535 | 0.063002 | 0.081288 | 0.10006 | 0.11744 | 0.13114 | 0.13885 | 0.13877 | 0.1302 | 0.11393 | 0.093778 | 0.071374 | 0.016254 | 0 | 0 | 0 | 0 | 0 | 0 | 0 | 1.3216
v5.10_MeasureAssessmentTemplate_Commercial_All | Wall Insulation - SEG All - Wall Insulation R-20 from R-0 | HVAC | Wall Insulation | Retrofit | Wall Insulation | Commercial | Supermarket | Firm | Transport | Commercial | 0.19 | 1 | 4.8508 | 5.6913 | -2.4521 | 0.46729 | -2.5411 | 0.0005989 | 0.0011915 | 0.0021056 | 0.0034089 | 0.0051498 | 0.0073407 | 0.0099383 | 0.012823 | 0.015785 | 0.018526 | 0.020687 | 0.021903 | 0.021891 | 0.020538 | 0.017973 | 0.014793 | 0.011259 | 0.002564 | 0 | 0 | 0 | 0 | 0 | 0 | 0 | 0.20847
v5.10_MeasureAssessmentTemplate_Commercial_All | Windows - SEG Hospital - Efficient Double Pane Windows U 0.25 from U 0.50 | HVAC | Windows | Retrofit | Windows U 0.25 from U 0.50 | Commercial | Hospital | Firm | Sales | Commercial | 0.47068 | 0 | 0.58606 | 6.0315 | 2.8151 | 5.5745 | -2.2178 | 0.02402 | 0.038912 | 0.058821 | 0.083898 | 0.11366 | 0.14674 | 0.18074 | 0.21227 | 0.23717 | 0.25127 | 0.25129 | 0.23591 | 0.20657 | 0.17013 | 0.12956 | 0.032897 | 0 | 0 | 0 | 0 | 0 | 0 | 0 | 0 | 0 | 2.3738
v5.10_MeasureAssessmentTemplate_Commercial_All | Windows - SEG Hospital - Efficient Double Pane Windows U 0.25 from U 0.50 | HVAC | Windows | Retrofit | Windows U 0.25 from U 0.50 | Commercial | Hospital | Firm | Transport | Commercial | 0.47068 | 0 | 0.58606 | 4.8305 | 2.8151 | 0.46729 | -2.0748 | 0.012635 | 0.020468 | 0.030941 | 0.044132 | 0.059786 | 0.077186 | 0.095075 | 0.11166 | 0.12476 | 0.13217 | 0.13218 | 0.12409 | 0.10866 | 0.08949 | 0.068153 | 0.017304 | 0 | 0 | 0 | 0 | 0 | 0 | 0 | 0 | 0 | 1.2487
v5.10_MeasureAssessmentTemplate_Commercial_All | Windows - SEG Hospital - Efficient Double Pane Windows U 0.25 from U 0.50 | HVAC | Windows | Retrofit | Windows U 0.25 from U 0.50 | Commercial | Hospital | Interruptible | Sales | Commercial | 0.47068 | 0 | 0.32363 | 3.3306 | 4.278 | 0.46729 | -0.75485 | 0.0126 | 0.020412 | 0.030855 | 0.04401 | 0.05962 | 0.076972 | 0.094811 | 0.11135 | 0.12441 | 0.13181 | 0.13181 | 0.12375 | 0.10836 | 0.089242 | 0.067964 | 0.017256 | 0 | 0 | 0 | 0 | 0 | 0 | 0 | 0 | 0 | 1.2452
v5.10_MeasureAssessmentTemplate_Commercial_All | Windows - SEG Hospital - Efficient Triple Pane Windows U 0.25 from Double Pane | HVAC | Windows | Retrofit | Windows Triple Pane | Commercial | Hospital | Firm | Sales | Commercial | 0.31387 | 0 | 0.58447 | 6.0315 | 2.8302 | 5.5897 | -2.2178 | 0 | 0 | 0.018425 | 0.026281 | 0.035602 | 0.045964 | 0.056617 | 0.066491 | 0.074293 | 0.078709 | 0.078714 | 0.073897 | 0.064705 | 0.053291 | 0.040585 | 0.027982 | 0.0020356 | 0 | 0 | 0 | 0 | 0 | 0 | 0 | 0 | 0.74359
v5.10_MeasureAssessmentTemplate_Commercial_All | Windows - SEG Hospital - Efficient Triple Pane Windows U 0.25 from Double Pane | HVAC | Windows | Retrofit | Windows Triple Pane | Commercial | Hospital | Firm | Transport | Commercial | 0.31387 | 0 | 0.58447 | 4.8305 | 2.8302 | 0.46729 | -2.0748 | 0 | 0 | 0.009692 | 0.013824 | 0.018728 | 0.024178 | 0.029782 | 0.034976 | 0.039079 | 0.041403 | 0.041405 | 0.038871 | 0.034036 | 0.028032 | 0.021349 | 0.014719 | 0.0010708 | 0 | 0 | 0 | 0 | 0 | 0 | 0 | 0 | 0.39114
v5.10_MeasureAssessmentTemplate_Commercial_All | Windows - SEG Hospital - Efficient Triple Pane Windows U 0.25 from Double Pane | HVAC | Windows | Retrofit | Windows Triple Pane | Commercial | Hospital | Interruptible | Sales | Commercial | 0.31387 | 0 | 0.32275 | 3.3306 | 4.2932 | 0.46729 | -0.75485 | 0 | 0 | 0.0096651 | 0.013786 | 0.018676 | 0.024111 | 0.029699 | 0.034878 | 0.038971 | 0.041288 | 0.04129 | 0.038763 | 0.033942 | 0.027955 | 0.021289 | 0.014678 | 0.0010678 | 0 | 0 | 0 | 0 | 0 | 0 | 0 | 0 | 0.39006
v5.10_MeasureAssessmentTemplate_Commercial_All | Windows - SEG Lodging - Efficient Double Pane Windows U 0.25 from U 0.50 | HVAC | Windows | Retrofit | Windows U 0.25 from U 0.50 | Commercial | Lodging | Firm | Sales | Commercial | 0.53382 | 0 | 0.79194 | 7.2366 | 1.5733 | 4.9495 | -2.8346 | 0.020266 | 0.032844 | 0.049668 | 0.070872 | 0.096048 | 0.12405 | 0.15286 | 0.1796 | 0.20075 | 0.21277 | 0.21287 | 0.19992 | 0.17513 | 0.14429 | 0.10993 | 0.040383 | 0 | 0 | 0 | 0 | 0 | 0 | 0 | 0 | 0 | 2.0223
v5.10_MeasureAssessmentTemplate_Commercial_All | Windows - SEG Lodging - Efficient Triple Pane Windows U 0.25 from Double Pane | HVAC | Windows | Retrofit | Windows Triple Pane | Commercial | Lodging | Firm | Sales | Commercial | 0.35598 | 0 | 0.78981 | 7.2366 | 1.5867 | 4.9629 | -2.8346 | 0 | 0 | 0.015558 | 0.0222 | 0.030087 | 0.038859 | 0.047884 | 0.056257 | 0.062884 | 0.066649 | 0.066679 | 0.062624 | 0.054857 | 0.045198 | 0.034435 | 0.023752 | 0.0055345 | 0 | 0 | 0 | 0 | 0 | 0 | 0 | 0 | 0.63346
v5.10_MeasureAssessmentTemplate_Commercial_All | Windows - SEG Office - Efficient Double Pane Windows U 0.25 from U 0.50 | HVAC | Windows | Retrofit | Windows U 0.25 from U 0.50 | Commercial | Large Office | Firm | Sales | Commercial | 0.10767 | 0 | 0.18208 | 7.8628 | 19.6929 | 23.3901 | -3.1556 | 0.05599 | 0.090802 | 0.13741 | 0.19621 | 0.2661 | 0.34393 | 0.4241 | 0.49862 | 0.55774 | 0.59155 | 0.59224 | 0.55661 | 0.48791 | 0.40229 | 0.30671 | 0.17366 | 0 | 0 | 0 | 0 | 0 | 0 | 0 | 0 | 0 | 5.6819
v5.10_MeasureAssessmentTemplate_Commercial_All | Windows - SEG Office - Efficient Double Pane Windows U 0.25 from U 0.50 | HVAC | Windows | Retrofit | Windows U 0.25 from U 0.50 | Commercial | Large Office | Firm | Sales | Industrial | 0.10767 | 0 | 0.18208 | 7.8628 | 19.6929 | 23.3901 | -3.1556 | 0.0005267 | 0.00085418 | 0.0012926 | 0.0018458 | 0.0025032 | 0.0032354 | 0.0039896 | 0.0046905 | 0.0052467 | 0.0055648 | 0.0055712 | 0.0052361 | 0.0045899 | 0.0037844 | 0.0028853 | 0.0016336 | 0 | 0 | 0 | 0 | 0 | 0 | 0 | 0 | 0 | 0.05345
v5.10_MeasureAssessmentTemplate_Commercial_All | Windows - SEG Office - Efficient Double Pane Windows U 0.25 from U 0.50 | HVAC | Windows | Retrofit | Windows U 0.25 from U 0.50 | Commercial | Medium Office | Firm | Sales | Commercial | 0.10767 | 0 | 0.18208 | 7.8628 | 19.6929 | 23.3901 | -3.1556 | 0.053216 | 0.086303 | 0.1306 | 0.18649 | 0.25292 | 0.32689 | 0.40309 | 0.47391 | 0.53011 | 0.56224 | 0.56289 | 0.52903 | 0.46374 | 0.38236 | 0.29151 | 0.16505 | 0 | 0 | 0 | 0 | 0 | 0 | 0 | 0 | 0 | 5.4004
v5.10_MeasureAssessmentTemplate_Commercial_All | Windows - SEG Office - Efficient Double Pane Windows U 0.25 from U 0.50 | HVAC | Windows | Retrofit | Windows U 0.25 from U 0.50 | Commercial | Small Office | Firm | Sales | Commercial | 0.10767 | 0 | 0.18208 | 7.8628 | 19.6929 | 23.3901 | -3.1556 | 0.07706 | 0.12497 | 0.18912 | 0.27005 | 0.36624 | 0.47336 | 0.5837 | 0.68626 | 0.76763 | 0.81416 | 0.81511 | 0.76607 | 0.67153 | 0.55368 | 0.42213 | 0.23901 | 0 | 0 | 0 | 0 | 0 | 0 | 0 | 0 | 0 | 7.8201
v5.10_MeasureAssessmentTemplate_Commercial_All | Windows - SEG Office - Efficient Triple Pane Windows U 0.25 from Double Pane | HVAC | Windows | Retrofit | Windows Triple Pane | Commercial | Large Office | Firm | Sales | Commercial | 0.071797 | 0 | 0.18157 | 7.8628 | 19.7592 | 23.4564 | -3.1556 | 0 | 0 | 0.043043 | 0.061462 | 0.083354 | 0.10773 | 0.13285 | 0.15619 | 0.17471 | 0.1853 | 0.18551 | 0.17435 | 0.15284 | 0.12601 | 0.096075 | 0.066314 | 0.034064 | 0 | 0 | 0 | 0 | 0 | 0 | 0 | 0 | 1.7798
v5.10_MeasureAssessmentTemplate_Commercial_All | Windows - SEG Office - Efficient Triple Pane Windows U 0.25 from Double Pane | HVAC | Windows | Retrofit | Windows Triple Pane | Commercial | Large Office | Firm | Sales | Industrial | 0.071797 | 0 | 0.18157 | 7.8628 | 19.7592 | 23.4564 | -3.1556 | 0 | 0 | 0.00040491 | 0.00057818 | 0.00078412 | 0.0010135 | 0.0012497 | 0.0014693 | 0.0016435 | 0.0017431 | 0.0017452 | 0.0016402 | 0.0014377 | 0.0011854 | 0.00090379 | 0.00062382 | 0.00032044 | 0 | 0 | 0 | 0 | 0 | 0 | 0 | 0 | 0.016743
v5.10_MeasureAssessmentTemplate_Commercial_All | Windows - SEG Office - Efficient Triple Pane Windows U 0.25 from Double Pane | HVAC | Windows | Retrofit | Windows Triple Pane | Commercial | Medium Office | Firm | Sales | Commercial | 0.071797 | 0 | 0.18157 | 7.8628 | 19.7592 | 23.4564 | -3.1556 | 0 | 0 | 0.040911 | 0.058417 | 0.079225 | 0.1024 | 0.12627 | 0.14845 | 0.16605 | 0.17612 | 0.17632 | 0.16572 | 0.14526 | 0.11977 | 0.091315 | 0.063028 | 0.032376 | 0 | 0 | 0 | 0 | 0 | 0 | 0 | 0 | 1.6916
v5.10_MeasureAssessmentTemplate_Commercial_All | Windows - SEG Office - Efficient Triple Pane Windows U 0.25 from Double Pane | HVAC | Windows | Retrofit | Windows Triple Pane | Commercial | Small Office | Firm | Sales | Commercial | 0.071797 | 0 | 0.18157 | 7.8628 | 19.7592 | 23.4564 | -3.1556 | 0 | 0 | 0.059241 | 0.084592 | 0.11472 | 0.14828 | 0.18284 | 0.21497 | 0.24045 | 0.25503 | 0.25533 | 0.23997 | 0.21035 | 0.17344 | 0.13223 | 0.091269 | 0.046883 | 0 | 0 | 0 | 0 | 0 | 0 | 0 | 0 | 2.4496
v5.10_MeasureAssessmentTemplate_Commercial_All | Windows - SEG Other - Efficient Double Pane Windows U 0.25 from U 0.50 | HVAC | Windows | Retrofit | Windows U 0.25 from U 0.50 | Commercial | Assembly | Firm | Sales | Commercial | 0.3405 | 0 | 0.45526 | 6.3834 | 4.6641 | 7.5947 | -2.389 | 0.066444 | 0.1076 | 0.16258 | 0.23181 | 0.31391 | 0.40511 | 0.49881 | 0.58557 | 0.65402 | 0.69264 | 0.69241 | 0.64978 | 0.56874 | 0.46823 | 0.35645 | 0.05146 | 0 | 0 | 0 | 0 | 0 | 0 | 0 | 0 | 0 | 6.5056
v5.10_MeasureAssessmentTemplate_Commercial_All | Windows - SEG Other - Efficient Double Pane Windows U 0.25 from U 0.50 | HVAC | Windows | Retrofit | Windows U 0.25 from U 0.50 | Commercial | Other | Firm | Sales | Commercial | 0.3405 | 0 | 0.45526 | 6.3834 | 4.6641 | 7.5947 | -2.389 | 0.013929 | 0.022454 | 0.033775 | 0.047938 | 0.064622 | 0.083019 | 0.10176 | 0.11892 | 0.13221 | 0.13939 | 0.13871 | 0.12958 | 0.1129 | 0.083713 | 0 | 0 | 0 | 0 | 0 | 0 | 0 | 0 | 0 | 0 | 0 | 1.2229
v5.10_MeasureAssessmentTemplate_Commercial_All | Windows - SEG Other - Efficient Triple Pane Windows U 0.25 from Double Pane | HVAC | Windows | Retrofit | Windows Triple Pane | Commercial | Assembly | Firm | Sales | Commercial | 0.22706 | 0 | 0.45401 | 6.3834 | 4.685 | 7.6157 | -2.389 | 0 | 0 | 0.050928 | 0.072612 | 0.09833 | 0.1269 | 0.15625 | 0.18343 | 0.20487 | 0.21696 | 0.21689 | 0.20354 | 0.17815 | 0.14667 | 0.11166 | 0.070636 | 0 | 0 | 0 | 0 | 0 | 0 | 0 | 0 | 0 | 2.0378
v5.10_MeasureAssessmentTemplate_Commercial_All | Windows - SEG Other - Efficient Triple Pane Windows U 0.25 from Double Pane | HVAC | Windows | Retrofit | Windows Triple Pane | Commercial | Other | Firm | Sales | Commercial | 0.22706 | 0 | 0.45401 | 6.3834 | 4.685 | 7.6157 | -2.389 | 0 | 0 | 0.01058 | 0.015016 | 0.020242 | 0.026005 | 0.031875 | 0.037249 | 0.041415 | 0.043662 | 0.043449 | 0.04059 | 0.035366 | 0.028984 | 0.0086351 | 0 | 0 | 0 | 0 | 0 | 0 | 0 | 0 | 0 | 0 | 0.38307
v5.10_MeasureAssessmentTemplate_Commercial_All | Windows - SEG Restaurant - Efficient Double Pane Windows U 0.25 from U 0.50 | HVAC | Windows | Retrofit | Windows U 0.25 from U 0.50 | Commercial | Restaurant | Firm | Sales | Commercial | 0.072585 | 0 | 0.20247 | 12.9165 | 28.1143 | 34.5543 | -5.8984 | 0.011289 | 0.018199 | 0.027374 | 0.038853 | 0.052375 | 0.067286 | 0.082472 | 0.096379 | 0.10716 | 0.11297 | 0.11242 | 0.10502 | 0.091506 | 0.067848 | 0 | 0 | 0 | 0 | 0 | 0 | 0 | 0 | 0 | 0 | 0 | 0.99115
v5.10_MeasureAssessmentTemplate_Commercial_All | Windows - SEG Restaurant - Efficient Triple Pane Windows U 0.25 from Double Pane | HVAC | Windows | Retrofit | Windows Triple Pane | Commercial | Restaurant | Firm | Sales | Commercial | 0.048403 | 0 | 0.2019 | 12.9165 | 28.2127 | 34.6527 | -5.8984 | 0 | 0 | 0.0085748 | 0.01217 | 0.016406 | 0.021077 | 0.025834 | 0.03019 | 0.033566 | 0.035387 | 0.035215 | 0.032897 | 0.028664 | 0.023491 | 0.0069986 | 0 | 0 | 0 | 0 | 0 | 0 | 0 | 0 | 0 | 0 | 0.31047
v5.10_MeasureAssessmentTemplate_Commercial_All | Windows - SEG Retail - Efficient Double Pane Windows U 0.25 from U 0.50 | HVAC | Windows | Retrofit | Windows U 0.25 from U 0.50 | Commercial | Extra Large Retail | Firm | Sales | Commercial | 0.13355 | 0 | 0.31399 | 10.9636 | 13.5317 | 18.9129 | -4.8396 | 0.02818 | 0.045628 | 0.068939 | 0.098281 | 0.13307 | 0.17172 | 0.21141 | 0.24815 | 0.27713 | 0.29346 | 0.29333 | 0.27524 | 0.24089 | 0.19829 | 0.15094 | 0.016948 | 0 | 0 | 0 | 0 | 0 | 0 | 0 | 0 | 0 | 2.7516
v5.10_MeasureAssessmentTemplate_Commercial_All | Windows - SEG Retail - Efficient Double Pane Windows U 0.25 from U 0.50 | HVAC | Windows | Retrofit | Windows U 0.25 from U 0.50 | Commercial | Extra Large Retail | Firm | Transport | Commercial | 0.13355 | 0 | 0.31399 | 9.6708 | 13.5317 | 0.46729 | -4.6966 | 0.0027875 | 0.0045134 | 0.0068191 | 0.0097215 | 0.013163 | 0.016986 | 0.020912 | 0.024546 | 0.027413 | 0.029028 | 0.029015 | 0.027226 | 0.023827 | 0.019614 | 0.01493 | 0.0016764 | 0 | 0 | 0 | 0 | 0 | 0 | 0 | 0 | 0 | 0.27218
v5.10_MeasureAssessmentTemplate_Commercial_All | Windows - SEG Retail - Efficient Double Pane Windows U 0.25 from U 0.50 | HVAC | Windows | Retrofit | Windows U 0.25 from U 0.50 | Commercial | Large Retail | Firm | Sales | Commercial | 0.13355 | 0 | 0.31399 | 10.9636 | 13.5317 | 18.9129 | -4.8396 | 0.0084754 | 0.013723 | 0.020734 | 0.029559 | 0.040023 | 0.051645 | 0.063583 | 0.074634 | 0.08335 | 0.08826 | 0.088221 | 0.082781 | 0.072448 | 0.059638 | 0.045396 | 0.0050971 | 0 | 0 | 0 | 0 | 0 | 0 | 0 | 0 | 0 | 0.82757
v5.10_MeasureAssessmentTemplate_Commercial_All | Windows - SEG Retail - Efficient Double Pane Windows U 0.25 from U 0.50 | HVAC | Windows | Retrofit | Windows U 0.25 from U 0.50 | Commercial | Medium Retail | Firm | Sales | Commercial | 0.13355 | 0 | 0.31399 | 10.9636 | 13.5317 | 18.9129 | -4.8396 | 0.013342 | 0.021602 | 0.032639 | 0.046531 | 0.063003 | 0.081299 | 0.10009 | 0.11749 | 0.13121 | 0.13894 | 0.13888 | 0.13031 | 0.11405 | 0.093881 | 0.071461 | 0.0080238 | 0 | 0 | 0 | 0 | 0 | 0 | 0 | 0 | 0 | 1.3027
v5.10_MeasureAssessmentTemplate_Commercial_All | Windows - SEG Retail - Efficient Double Pane Windows U 0.25 from U 0.50 | HVAC | Windows | Retrofit | Windows U 0.25 from U 0.50 | Commercial | Medium Retail | Firm | Sales | Industrial | 0.13355 | 0 | 0.31399 | 10.9636 | 13.5317 | 18.9129 | -4.8396 | 4.2927e-05 | 6.9506e-05 | 0.00010501 | 0.00014971 | 0.00020271 | 0.00026158 | 0.00032204 | 0.00037801 | 0.00042216 | 0.00044703 | 0.00044683 | 0.00041928 | 0.00036694 | 0.00030206 | 0.00022993 | 2.5816e-05 | 0 | 0 | 0 | 0 | 0 | 0 | 0 | 0 | 0 | 0.0041915
v5.10_MeasureAssessmentTemplate_Commercial_All | Windows - SEG Retail - Efficient Double Pane Windows U 0.25 from U 0.50 | HVAC | Windows | Retrofit | Windows U 0.25 from U 0.50 | Commercial | Small Retail | Firm | Sales | Commercial | 0.13355 | 0 | 0.31399 | 10.9636 | 13.5317 | 18.9129 | -4.8396 | 0.020382 | 0.033002 | 0.049862 | 0.071084 | 0.096249 | 0.1242 | 0.15291 | 0.17948 | 0.20044 | 0.21225 | 0.21216 | 0.19908 | 0.17423 | 0.14342 | 0.10917 | 0.012258 | 0 | 0 | 0 | 0 | 0 | 0 | 0 | 0 | 0 | 1.9902
v5.10_MeasureAssessmentTemplate_Commercial_All | Windows - SEG Retail - Efficient Triple Pane Windows U 0.25 from Double Pane | HVAC | Windows | Retrofit | Windows Triple Pane | Commercial | Extra Large Retail | Firm | Sales | Commercial | 0.089059 | 0 | 0.31311 | 10.9636 | 13.5852 | 18.9664 | -4.8396 | 0 | 0 | 0.021595 | 0.030786 | 0.041685 | 0.05379 | 0.066223 | 0.077733 | 0.08681 | 0.091925 | 0.091884 | 0.086218 | 0.075456 | 0.062114 | 0.047281 | 0.028429 | 0 | 0 | 0 | 0 | 0 | 0 | 0 | 0 | 0 | 0.86193
v5.10_MeasureAssessmentTemplate_Commercial_All | Windows - SEG Retail - Efficient Triple Pane Windows U 0.25 from Double Pane | HVAC | Windows | Retrofit | Windows Triple Pane | Commercial | Extra Large Retail | Firm | Transport | Commercial | 0.089059 | 0 | 0.31311 | 9.6708 | 13.5852 | 0.46729 | -4.6966 | 0 | 0 | 0.0021361 | 0.0030452 | 0.0041233 | 0.0053207 | 0.0065505 | 0.007689 | 0.0085869 | 0.0090928 | 0.0090888 | 0.0085283 | 0.0074638 | 0.0061441 | 0.0046768 | 0.0028121 | 0 | 0 | 0 | 0 | 0 | 0 | 0 | 0 | 0 | 0.085258
v5.10_MeasureAssessmentTemplate_Commercial_All | Windows - SEG Retail - Efficient Triple Pane Windows U 0.25 from Double Pane | HVAC | Windows | Retrofit | Windows Triple Pane | Commercial | Large Retail | Firm | Sales | Commercial | 0.089059 | 0 | 0.31311 | 10.9636 | 13.5852 | 18.9664 | -4.8396 | 0 | 0 | 0.0064947 | 0.0092591 | 0.012537 | 0.016178 | 0.019917 | 0.023379 | 0.026109 | 0.027647 | 0.027635 | 0.025931 | 0.022694 | 0.018681 | 0.01422 | 0.0085502 | 0 | 0 | 0 | 0 | 0 | 0 | 0 | 0 | 0 | 0.25923
v5.10_MeasureAssessmentTemplate_Commercial_All | Windows - SEG Retail - Efficient Triple Pane Windows U 0.25 from Double Pane | HVAC | Windows | Retrofit | Windows Triple Pane | Commercial | Medium Retail | Firm | Sales | Commercial | 0.089059 | 0 | 0.31311 | 10.9636 | 13.5852 | 18.9664 | -4.8396 | 0 | 0 | 0.010224 | 0.014575 | 0.019735 | 0.025466 | 0.031353 | 0.036802 | 0.0411 | 0.043521 | 0.043502 | 0.040819 | 0.035724 | 0.029408 | 0.022385 | 0.013459 | 0 | 0 | 0 | 0 | 0 | 0 | 0 | 0 | 0 | 0.40807
v5.10_MeasureAssessmentTemplate_Commercial_All | Windows - SEG Retail - Efficient Triple Pane Windows U 0.25 from Double Pane | HVAC | Windows | Retrofit | Windows Triple Pane | Commercial | Medium Retail | Firm | Sales | Industrial | 0.089059 | 0 | 0.31311 | 10.9636 | 13.5852 | 18.9664 | -4.8396 | 0 | 0 | 3.2895e-05 | 4.6896e-05 | 6.3498e-05 | 8.1938e-05 | 0.00010088 | 0.00011841 | 0.00013224 | 0.00014003 | 0.00013997 | 0.00013134 | 0.00011494 | 9.4619e-05 | 7.2023e-05 | 4.3306e-05 | 0 | 0 | 0 | 0 | 0 | 0 | 0 | 0 | 0 | 0.001313
v5.10_MeasureAssessmentTemplate_Commercial_All | Windows - SEG Retail - Efficient Triple Pane Windows U 0.25 from Double Pane | HVAC | Windows | Retrofit | Windows Triple Pane | Commercial | Small Retail | Firm | Sales | Commercial | 0.089059 | 0 | 0.31311 | 10.9636 | 13.5852 | 18.9664 | -4.8396 | 0 | 0 | 0.015619 | 0.022267 | 0.030149 | 0.038905 | 0.047897 | 0.056222 | 0.062788 | 0.066487 | 0.066457 | 0.062359 | 0.054575 | 0.044926 | 0.034197 | 0.020562 | 0 | 0 | 0 | 0 | 0 | 0 | 0 | 0 | 0 | 0.62341
v5.10_MeasureAssessmentTemplate_Commercial_All | Windows - SEG School - Efficient Double Pane Windows U 0.25 from U 0.50 | HVAC | Windows | Retrofit | Windows U 0.25 from U 0.50 | Commercial | School K-12 | Firm | Sales | Commercial | 0.26223 | 0 | 0.36041 | 6.504 | 6.8072 | 9.7748 | -2.4259 | 0.12227 | 0.19847 | 0.30062 | 0.42965 | 0.58321 | 0.75447 | 0.93119 | 1.0958 | 1.2268 | 1.3024 | 1.3051 | 1.2276 | 1.0771 | 0.88889 | 0.67831 | 0.46861 | 0.089257 | 0 | 0 | 0 | 0 | 0 | 0 | 0 | 0 | 12.6797
v5.10_MeasureAssessmentTemplate_Commercial_All | Windows - SEG School - Efficient Triple Pane Windows U 0.25 from Double Pane | HVAC | Windows | Retrofit | Windows Triple Pane | Commercial | School K-12 | Firm | Sales | Commercial | 0.17487 | 0 | 0.35941 | 6.504 | 6.8345 | 9.802 | -2.4259 | 0 | 0 | 0.094167 | 0.13458 | 0.18269 | 0.23633 | 0.29169 | 0.34325 | 0.38429 | 0.40796 | 0.4088 | 0.38455 | 0.3374 | 0.27844 | 0.21248 | 0.14679 | 0.093586 | 0.034844 | 0 | 0 | 0 | 0 | 0 | 0 | 0 | 3.9718
v5.10_MeasureAssessmentTemplate_Commercial_All | Windows - SEG Supermarket - Efficient Double Pane Windows U 0.25 from U 0.50 | HVAC | Windows | Retrofit | Windows U 0.25 from U 0.50 | Commercial | Supermarket | Firm | Sales | Commercial | 0.031196 | 0 | 0.059157 | 8.7389 | 75.8389 | 80.0148 | -3.6343 | 0.010104 | 0.016358 | 0.024711 | 0.035225 | 0.04769 | 0.061531 | 0.075744 | 0.088899 | 0.099268 | 0.1051 | 0.10504 | 0.098555 | 0.086243 | 0.070985 | 0.054026 | 0.0042315 | 0 | 0 | 0 | 0 | 0 | 0 | 0 | 0 | 0 | 0.98372
v5.10_MeasureAssessmentTemplate_Commercial_All | Windows - SEG Supermarket - Efficient Double Pane Windows U 0.25 from U 0.50 | HVAC | Windows | Retrofit | Windows U 0.25 from U 0.50 | Commercial | Supermarket | Firm | Transport | Commercial | 0.031196 | 0 | 0.059157 | 7.4456 | 75.8389 | 0.46729 | -3.4913 | 0.0015938 | 0.0025803 | 0.0038981 | 0.0055566 | 0.0075228 | 0.0097062 | 0.011948 | 0.014023 | 0.015659 | 0.01658 | 0.01657 | 0.015547 | 0.013604 | 0.011198 | 0.0085224 | 0.00066749 | 0 | 0 | 0 | 0 | 0 | 0 | 0 | 0 | 0 | 0.15518
v5.10_MeasureAssessmentTemplate_Commercial_All | Windows - SEG Supermarket - Efficient Triple Pane Windows U 0.25 from Double Pane | HVAC | Windows | Retrofit | Windows Triple Pane | Commercial | Supermarket | Firm | Sales | Commercial | 0.020803 | 0 | 0.058988 | 8.7389 | 76.0678 | 80.2437 | -3.6343 | 0 | 0 | 0.0077407 | 0.011034 | 0.014938 | 0.019274 | 0.023726 | 0.027847 | 0.031095 | 0.032923 | 0.032905 | 0.030872 | 0.027015 | 0.022236 | 0.016923 | 0.0096144 | 0 | 0 | 0 | 0 | 0 | 0 | 0 | 0 | 0 | 0.30814
v5.10_MeasureAssessmentTemplate_Commercial_All | Windows - SEG Supermarket - Efficient Triple Pane Windows U 0.25 from Double Pane | HVAC | Windows | Retrofit | Windows Triple Pane | Commercial | Supermarket | Firm | Transport | Commercial | 0.020803 | 0 | 0.058988 | 7.4456 | 76.0678 | 0.46729 | -3.4913 | 0 | 0 | 0.0012211 | 0.0017406 | 0.0023565 | 0.0030404 | 0.0037427 | 0.0043927 | 0.0049051 | 0.0051935 | 0.0051905 | 0.0048699 | 0.0042615 | 0.0035076 | 0.0026696 | 0.0015166 | 0 | 0 | 0 | 0 | 0 | 0 | 0 | 0 | 0 | 0.048608
v5.10_MeasureAssessmentTemplate_Industrial_All | Ceiling Insulation - SEG SEL - R30 from R0 Insulation | HVAC | Ceiling Insulation | Retrofit | Ceiling Insulation | Industrial | Cement/Concrete Products | Firm | Sales | Commercial | 0.092342 | 1 | 4.0444 | 5.3472 | -1.6881 | 0.71613 | -1.8626 | 0.013671 | 0.027116 | 0.047775 | 0.077113 | 0.11614 | 0.16506 | 0.2228 | 0.2866 | 0.35174 | 0.41159 | 0.45822 | 0.4837 | 0.48198 | 0.45084 | 0.39334 | 0.32278 | 0.11691 | 0 | 0 | 0 | 0 | 0 | 0 | 0 | 0 | 4.4274
v5.10_MeasureAssessmentTemplate_Industrial_All | Ceiling Insulation - SEG SEL - R30 from R0 Insulation | HVAC | Ceiling Insulation | Retrofit | Ceiling Insulation | Industrial | Cement/Concrete Products | Firm | Sales | Industrial | 0.092342 | 1 | 4.0444 | 5.3472 | -1.6881 | 0.71613 | -1.8626 | 0.0084222 | 0.016694 | 0.029392 | 0.047409 | 0.071355 | 0.10134 | 0.13669 | 0.17571 | 0.2155 | 0.25199 | 0.28034 | 0.29572 | 0.29446 | 0.27525 | 0.23997 | 0.19679 | 0.045328 | 0 | 0 | 0 | 0 | 0 | 0 | 0 | 0 | 2.6823
v5.10_MeasureAssessmentTemplate_Industrial_All | Ceiling Insulation - SEG SEL - R30 from R0 Insulation | HVAC | Ceiling Insulation | Retrofit | Ceiling Insulation | Industrial | Cement/Concrete Products | Interruptible | Transport | Industrial | 0.092342 | 1 | 2.0016 | 1.4738 | -0.22514 | 1.3498 | -0.25662 | 0.22001 | 0.43639 | 0.76885 | 1.241 | 1.8691 | 2.6564 | 3.5856 | 4.6123 | 5.6607 | 6.6238 | 7.3742 | 7.7843 | 7.7566 | 7.2555 | 6.33 | 5.1945 | 1.8814 | 0 | 0 | 0 | 0 | 0 | 0 | 0 | 0 | 71.2508
v5.10_MeasureAssessmentTemplate_Industrial_All | Ceiling Insulation - SEG SEL - R30 from R0 Insulation | HVAC | Ceiling Insulation | Retrofit | Ceiling Insulation | Industrial | Chemical Manufacturing | Firm | Sales | Commercial | 0.092342 | 1 | 4.0444 | 5.3472 | -1.6881 | 0.71613 | -1.8626 | 0.003576 | 0.0070931 | 0.012497 | 0.020171 | 0.030381 | 0.043177 | 0.05828 | 0.07497 | 0.09201 | 0.10767 | 0.11986 | 0.12653 | 0.12608 | 0.11793 | 0.10289 | 0.084433 | 0.030581 | 0 | 0 | 0 | 0 | 0 | 0 | 0 | 0 | 1.1581
v5.10_MeasureAssessmentTemplate_Industrial_All | Ceiling Insulation - SEG SEL - R30 from R0 Insulation | HVAC | Ceiling Insulation | Retrofit | Ceiling Insulation | Industrial | Chemical Manufacturing | Firm | Sales | Industrial | 0.092342 | 1 | 4.0444 | 5.3472 | -1.6881 | 0.71613 | -1.8626 | 0.016109 | 0.031953 | 0.056297 | 0.090869 | 0.13686 | 0.19451 | 0.26254 | 0.33773 | 0.41449 | 0.48501 | 0.53996 | 0.56998 | 0.56795 | 0.53126 | 0.4635 | 0.38035 | 0.13776 | 0 | 0 | 0 | 0 | 0 | 0 | 0 | 0 | 5.2171
v5.10_MeasureAssessmentTemplate_Industrial_All | Ceiling Insulation - SEG SEL - R30 from R0 Insulation | HVAC | Ceiling Insulation | Retrofit | Ceiling Insulation | Industrial | Misc. Manufacturing | Firm | Sales | Commercial | 0.092342 | 1 | 4.0444 | 5.3472 | -1.6881 | 0.71613 | -1.8626 | 0.080994 | 0.16065 | 0.28305 | 0.45687 | 0.68812 | 0.97794 | 1.32 | 1.698 | 2.084 | 2.4385 | 2.7148 | 2.8658 | 2.8556 | 2.6711 | 2.3304 | 1.9123 | 0.69263 | 0 | 0 | 0 | 0 | 0 | 0 | 0 | 0 | 26.2307
v5.10_MeasureAssessmentTemplate_Industrial_All | Ceiling Insulation - SEG SEL - R30 from R0 Insulation | HVAC | Ceiling Insulation | Retrofit | Ceiling Insulation | Industrial | Misc. Manufacturing | Firm | Sales | Industrial | 0.092342 | 1 | 4.0444 | 5.3472 | -1.6881 | 0.71613 | -1.8626 | 0.16016 | 0.31769 | 0.55972 | 0.90345 | 1.3607 | 1.9338 | 2.6103 | 3.3578 | 4.121 | 4.8221 | 5.3684 | 5.667 | 5.6468 | 5.282 | 4.6083 | 3.7816 | 1.3697 | 0 | 0 | 0 | 0 | 0 | 0 | 0 | 0 | 51.8704
v5.10_MeasureAssessmentTemplate_Industrial_All | Ceiling Insulation - SEG SEL - R30 from R0 Insulation | HVAC | Ceiling Insulation | Retrofit | Ceiling Insulation | Industrial | Misc. Manufacturing | Firm | Transport | Industrial | 0.092342 | 1 | 4.0444 | 4.1746 | -1.6881 | 1.3498 | -1.7196 | 0.011728 | 0.023262 | 0.040984 | 0.066153 | 0.099636 | 0.1416 | 0.19113 | 0.24586 | 0.30175 | 0.35309 | 0.39309 | 0.41495 | 0.41347 | 0.38676 | 0.33743 | 0.2769 | 0.10029 | 0 | 0 | 0 | 0 | 0 | 0 | 0 | 0 | 3.7981
v5.10_MeasureAssessmentTemplate_Industrial_All | Ceiling Insulation - SEG SEL - R30 from R0 Insulation | HVAC | Ceiling Insulation | Retrofit | Ceiling Insulation | Industrial | Misc. Manufacturing | Interruptible | Transport | Industrial | 0.092342 | 1 | 2.0016 | 1.4738 | -0.22514 | 1.3498 | -0.25662 | 0.070719 | 0.14027 | 0.24714 | 0.39891 | 0.60082 | 0.85387 | 1.1525 | 1.4826 | 1.8196 | 2.1292 | 2.3704 | 2.5022 | 2.4933 | 2.3322 | 2.0347 | 1.6697 | 0.60476 | 0 | 0 | 0 | 0 | 0 | 0 | 0 | 0 | 22.9029
v5.10_MeasureAssessmentTemplate_Industrial_All | Ceiling Insulation - SEG SEL - R30 from R0 Insulation | HVAC | Ceiling Insulation | Retrofit | Ceiling Insulation | Industrial | Other Food | Firm | Sales | Commercial | 0.092342 | 1 | 4.0444 | 5.3472 | -1.6881 | 0.71613 | -1.8626 | 0.02477 | 0.049133 | 0.086565 | 0.13972 | 0.21045 | 0.29908 | 0.4037 | 0.5193 | 0.63734 | 0.74578 | 0.83027 | 0.87644 | 0.87331 | 0.8169 | 0.7127 | 0.58485 | 0.21183 | 0 | 0 | 0 | 0 | 0 | 0 | 0 | 0 | 8.0221
v5.10_MeasureAssessmentTemplate_Industrial_All | Ceiling Insulation - SEG SEL - R30 from R0 Insulation | HVAC | Ceiling Insulation | Retrofit | Ceiling Insulation | Industrial | Other Food | Firm | Sales | Industrial | 0.092342 | 1 | 4.0444 | 5.3472 | -1.6881 | 0.71613 | -1.8626 | 0.022538 | 0.044705 | 0.078764 | 0.12713 | 0.19148 | 0.27213 | 0.36732 | 0.47251 | 0.5799 | 0.67857 | 0.75545 | 0.79746 | 0.79461 | 0.74328 | 0.64847 | 0.53215 | 0.19274 | 0 | 0 | 0 | 0 | 0 | 0 | 0 | 0 | 7.2992
v5.10_MeasureAssessmentTemplate_Industrial_All | Ceiling Insulation - SEG SEL - R30 from R0 Insulation | HVAC | Ceiling Insulation | Retrofit | Ceiling Insulation | Industrial | Other Food | Firm | Transport | Industrial | 0.092342 | 1 | 4.0444 | 4.1746 | -1.6881 | 1.3498 | -1.7196 | 0.45898 | 0.9104 | 1.604 | 2.589 | 3.8995 | 5.5418 | 7.4803 | 9.6224 | 11.8095 | 13.8189 | 15.3844 | 16.2399 | 16.182 | 15.1367 | 13.2059 | 10.837 | 3.9251 | 0 | 0 | 0 | 0 | 0 | 0 | 0 | 0 | 148.6458
v5.10_MeasureAssessmentTemplate_Industrial_All | Ceiling Insulation - SEG SEL - R30 from R0 Insulation | HVAC | Ceiling Insulation | Retrofit | Ceiling Insulation | Industrial | Other Food | Interruptible | Transport | Industrial | 0.092342 | 1 | 2.0016 | 1.4738 | -0.22514 | 1.3498 | -0.25662 | 0.23628 | 0.46867 | 0.82574 | 1.3328 | 2.0074 | 2.8529 | 3.8508 | 4.9536 | 6.0795 | 7.1139 | 7.9198 | 8.3603 | 8.3305 | 7.7923 | 6.7984 | 5.5788 | 2.0206 | 0 | 0 | 0 | 0 | 0 | 0 | 0 | 0 | 76.5224
v5.10_MeasureAssessmentTemplate_Industrial_All | Ceiling Insulation - SEG SEL - R30 from R0 Insulation | HVAC | Ceiling Insulation | Retrofit | Ceiling Insulation | Industrial | Primary Metal Manufacturing | Firm | Sales | Commercial | 0.092342 | 1 | 4.0444 | 5.3472 | -1.6881 | 0.71613 | -1.8626 | 0.001364 | 0.0027055 | 0.0047666 | 0.0076938 | 0.011588 | 0.016469 | 0.022229 | 0.028595 | 0.035094 | 0.041066 | 0.045718 | 0.04826 | 0.048088 | 0.044982 | 0.039244 | 0.032204 | 0.011664 | 0 | 0 | 0 | 0 | 0 | 0 | 0 | 0 | 0.44173
v5.10_MeasureAssessmentTemplate_Industrial_All | Ceiling Insulation - SEG SEL - R30 from R0 Insulation | HVAC | Ceiling Insulation | Retrofit | Ceiling Insulation | Industrial | Primary Metal Manufacturing | Firm | Sales | Industrial | 0.092342 | 1 | 4.0444 | 5.3472 | -1.6881 | 0.71613 | -1.8626 | 0.010946 | 0.021711 | 0.038252 | 0.061743 | 0.092995 | 0.13216 | 0.17839 | 0.22948 | 0.28163 | 0.32955 | 0.36689 | 0.38729 | 0.38591 | 0.36098 | 0.31494 | 0.25844 | 0.093605 | 0 | 0 | 0 | 0 | 0 | 0 | 0 | 0 | 3.5449
v5.10_MeasureAssessmentTemplate_Industrial_All | Ceiling Insulation - SEG SEL - R30 from R0 Insulation | HVAC | Ceiling Insulation | Retrofit | Ceiling Insulation | Industrial | Pulp and Paper Mills | Firm | Sales | Commercial | 0.092342 | 1 | 4.0444 | 5.3472 | -1.6881 | 0.71613 | -1.8626 | 0.00032137 | 0.00063745 | 0.0011231 | 0.0018128 | 0.0027303 | 0.0038803 | 0.0052375 | 0.0067374 | 0.0082688 | 0.0096757 | 0.010772 | 0.011371 | 0.01133 | 0.010598 | 0.0092465 | 0.0075878 | 0.0027482 | 0 | 0 | 0 | 0 | 0 | 0 | 0 | 0 | 0.10408
v5.10_MeasureAssessmentTemplate_Industrial_All | Ceiling Insulation - SEG SEL - R30 from R0 Insulation | HVAC | Ceiling Insulation | Retrofit | Ceiling Insulation | Industrial | Pulp and Paper Mills | Firm | Sales | Industrial | 0.092342 | 1 | 4.0444 | 5.3472 | -1.6881 | 0.71613 | -1.8626 | 0.0081711 | 0.016208 | 0.028555 | 0.046091 | 0.069421 | 0.098659 | 0.13317 | 0.1713 | 0.21024 | 0.24601 | 0.27388 | 0.28911 | 0.28808 | 0.26947 | 0.2351 | 0.19293 | 0.069876 | 0 | 0 | 0 | 0 | 0 | 0 | 0 | 0 | 2.6463
v5.10_MeasureAssessmentTemplate_Industrial_All | Ceiling Insulation - SEG SEL - R30 from R0 Insulation | HVAC | Ceiling Insulation | Retrofit | Ceiling Insulation | Industrial | Semiconductor Manufacturing | Firm | Sales | Commercial | 0.092342 | 1 | 4.0444 | 5.3472 | -1.6881 | 0.71613 | -1.8626 | 0.057928 | 0.1149 | 0.20244 | 0.32676 | 0.49215 | 0.69943 | 0.94408 | 1.2144 | 1.4905 | 1.7441 | 1.9416 | 2.0496 | 2.0423 | 1.9104 | 1.6667 | 1.3677 | 0.49538 | 0 | 0 | 0 | 0 | 0 | 0 | 0 | 0 | 18.7604
v5.10_MeasureAssessmentTemplate_Industrial_All | Ceiling Insulation - SEG SEL - R30 from R0 Insulation | HVAC | Ceiling Insulation | Retrofit | Ceiling Insulation | Industrial | Semiconductor Manufacturing | Firm | Sales | Industrial | 0.092342 | 1 | 4.0444 | 5.3472 | -1.6881 | 0.71613 | -1.8626 | 0.053485 | 0.10609 | 0.18691 | 0.30169 | 0.4544 | 0.64578 | 0.87167 | 1.1213 | 1.3761 | 1.6103 | 1.7927 | 1.8924 | 1.8857 | 1.7639 | 1.5389 | 1.2628 | 0.45738 | 0 | 0 | 0 | 0 | 0 | 0 | 0 | 0 | 17.3215
v5.10_MeasureAssessmentTemplate_Industrial_All | Ceiling Insulation - SEG SEL - R30 from R0 Insulation | HVAC | Ceiling Insulation | Retrofit | Ceiling Insulation | Industrial | Semiconductor Manufacturing | Firm | Transport | Industrial | 0.092342 | 1 | 4.0444 | 4.1746 | -1.6881 | 1.3498 | -1.7196 | 0.19745 | 0.39165 | 0.69003 | 1.1138 | 1.6775 | 2.384 | 3.218 | 4.1395 | 5.0803 | 5.9447 | 6.6182 | 6.9863 | 6.9613 | 6.5117 | 5.6811 | 4.662 | 1.6885 | 0 | 0 | 0 | 0 | 0 | 0 | 0 | 0 | 63.946
v5.10_MeasureAssessmentTemplate_Industrial_All | Ceiling Insulation - SEG SEL - R30 from R0 Insulation | HVAC | Ceiling Insulation | Retrofit | Ceiling Insulation | Industrial | Semiconductor Manufacturing | Interruptible | Transport | Industrial | 0.092342 | 1 | 2.0016 | 1.4738 | -0.22514 | 1.3498 | -0.25662 | 0.29651 | 0.58813 | 1.0362 | 1.6725 | 2.5191 | 3.5801 | 4.8323 | 6.2162 | 7.629 | 8.9271 | 9.9384 | 10.4911 | 10.4537 | 9.7784 | 8.5311 | 7.0008 | 2.5356 | 0 | 0 | 0 | 0 | 0 | 0 | 0 | 0 | 96.0264
v5.10_MeasureAssessmentTemplate_Industrial_All | Ceiling Insulation - SEG SEL - R30 from R0 Insulation | HVAC | Ceiling Insulation | Retrofit | Ceiling Insulation | Industrial | Wood | Firm | Sales | Commercial | 0.092342 | 1 | 4.0444 | 5.3472 | -1.6881 | 0.71613 | -1.8626 | 0.021416 | 0.042479 | 0.074842 | 0.1208 | 0.18195 | 0.25858 | 0.34903 | 0.44897 | 0.55102 | 0.64478 | 0.71782 | 0.75774 | 0.75504 | 0.70627 | 0.61618 | 0.50565 | 0.18314 | 0 | 0 | 0 | 0 | 0 | 0 | 0 | 0 | 6.9357
v5.10_MeasureAssessmentTemplate_Industrial_All | Ceiling Insulation - SEG SEL - R30 from R0 Insulation | HVAC | Ceiling Insulation | Retrofit | Ceiling Insulation | Industrial | Wood | Firm | Sales | Industrial | 0.092342 | 1 | 4.0444 | 5.3472 | -1.6881 | 0.71613 | -1.8626 | 0.0062661 | 0.012429 | 0.021898 | 0.035346 | 0.053237 | 0.075658 | 0.10212 | 0.13137 | 0.16123 | 0.18866 | 0.21003 | 0.22171 | 0.22092 | 0.20665 | 0.18029 | 0.14795 | 0.053586 | 0 | 0 | 0 | 0 | 0 | 0 | 0 | 0 | 2.0293
v5.10_MeasureAssessmentTemplate_Industrial_All | Ceiling Insulation - SEG SEL - R30 from R0 Insulation | HVAC | Ceiling Insulation | Retrofit | Ceiling Insulation | Industrial | Wood | Interruptible | Sales | Industrial | 0.092342 | 1 | 2.0016 | 2.6463 | -0.22514 | 1.3498 | -0.39962 | 0.017232 | 0.034181 | 0.060222 | 0.097204 | 0.1464 | 0.20807 | 0.28084 | 0.36127 | 0.44338 | 0.51882 | 0.5776 | 0.60972 | 0.60755 | 0.5683 | 0.49581 | 0.40687 | 0.14736 | 0 | 0 | 0 | 0 | 0 | 0 | 0 | 0 | 5.5808
v5.10_MeasureAssessmentTemplate_Industrial_All | Ceiling Insulation - SEG SEL - R30 from R0 Insulation | HVAC | Ceiling Insulation | Retrofit | Ceiling Insulation | Industrial | Wood | Interruptible | Transport | Industrial | 0.092342 | 1 | 2.0016 | 1.4738 | -0.22514 | 1.3498 | -0.25662 | 0.15768 | 0.31277 | 0.55105 | 0.88945 | 1.3397 | 1.9039 | 2.5698 | 3.3058 | 4.0571 | 4.7474 | 5.2853 | 5.5792 | 5.5593 | 5.2002 | 4.5369 | 3.723 | 1.3484 | 0 | 0 | 0 | 0 | 0 | 0 | 0 | 0 | 51.0669
v5.10_MeasureAssessmentTemplate_Industrial_All | Condensing Unit Heater - SEG Greenhouses - Efficient Condensing Unit Heater | HVAC | Condensing Unit Heater | Retrofit | Condensing Unit Heater | Industrial | Greenhouses | Firm | Sales | Commercial | 0.056376 | 1 | 5.4428 | 5.3472 | -1.8721 | 0.53214 | -1.8626 | 0.016066 | 0.025933 | 0.039059 | 0.055509 | 0.074925 | 0.096382 | 0.11829 | 0.13842 | 0.1541 | 0.16267 | 0.16209 | 0.15161 | 0.13228 | 0.10855 | 0.019451 | 0 | 0 | 0 | 0 | 0 | 0 | 0 | 0 | 0 | 0 | 1.4553
v5.10_MeasureAssessmentTemplate_Industrial_All | Controller - SEG Greenhouses - Adding Controller | HVAC | Controller | Retrofit | Controller | Industrial | Greenhouses | Firm | Sales | Commercial | 0.062149 | 1 | 6.9402 | 5.3472 | -1.9869 | 0.41732 | -1.8626 | 0.026567 | 0.042882 | 0.064587 | 0.091789 | 0.1239 | 0.15938 | 0.1956 | 0.22888 | 0.25481 | 0.26898 | 0.26802 | 0.25071 | 0.21873 | 0.17949 | 0.032164 | 0 | 0 | 0 | 0 | 0 | 0 | 0 | 0 | 0 | 0 | 2.4065
v5.10_MeasureAssessmentTemplate_Industrial_All | Custom HVAC - SEG SEL - Custom Space Heating | HVAC | Custom HVAC | Retrofit | Custom HVAC | Industrial | Cement/Concrete Products | Firm | Sales | Commercial | 0.11419 | 1 | 3.2114 | 5.3472 | -1.5023 | 0.90188 | -1.8626 | 0.0090561 | 0.017963 | 0.031648 | 0.051083 | 0.07694 | 0.10934 | 0.14759 | 0.18986 | 0.23301 | 0.27266 | 0.30355 | 0.32043 | 0.31928 | 0.29866 | 0.26056 | 0.21382 | 0.077444 | 0 | 0 | 0 | 0 | 0 | 0 | 0 | 0 | 2.9329
v5.10_MeasureAssessmentTemplate_Industrial_All | Custom HVAC - SEG SEL - Custom Space Heating | HVAC | Custom HVAC | Retrofit | Custom HVAC | Industrial | Cement/Concrete Products | Firm | Sales | Industrial | 0.11419 | 1 | 3.2114 | 5.3472 | -1.5023 | 0.90188 | -1.8626 | 0.0055793 | 0.011059 | 0.019471 | 0.031406 | 0.047269 | 0.06713 | 0.090549 | 0.1164 | 0.14275 | 0.16693 | 0.18571 | 0.1959 | 0.19507 | 0.18234 | 0.15897 | 0.13036 | 0.030028 | 0 | 0 | 0 | 0 | 0 | 0 | 0 | 0 | 1.7769
v5.10_MeasureAssessmentTemplate_Industrial_All | Custom HVAC - SEG SEL - Custom Space Heating | HVAC | Custom HVAC | Retrofit | Custom HVAC | Industrial | Cement/Concrete Products | Interruptible | Transport | Industrial | 0.11419 | 1 | 1.5893 | 1.4738 | -0.039391 | 1.3498 | -0.25662 | 0.14574 | 0.28908 | 0.50932 | 0.8221 | 1.2382 | 1.7597 | 2.3752 | 3.0554 | 3.7499 | 4.3879 | 4.885 | 5.1567 | 5.1383 | 4.8064 | 4.1933 | 3.4411 | 1.2463 | 0 | 0 | 0 | 0 | 0 | 0 | 0 | 0 | 47.1998
v5.10_MeasureAssessmentTemplate_Industrial_All | Custom HVAC - SEG SEL - Custom Space Heating | HVAC | Custom HVAC | Retrofit | Custom HVAC | Industrial | Chemical Manufacturing | Firm | Sales | Commercial | 0.11419 | 1 | 3.2114 | 5.3472 | -1.5023 | 0.90188 | -1.8626 | 0.0023689 | 0.0046988 | 0.0082786 | 0.013362 | 0.020126 | 0.028603 | 0.038607 | 0.049663 | 0.060952 | 0.071322 | 0.079402 | 0.083818 | 0.083519 | 0.078124 | 0.068159 | 0.055932 | 0.020258 | 0 | 0 | 0 | 0 | 0 | 0 | 0 | 0 | 0.76719
v5.10_MeasureAssessmentTemplate_Industrial_All | Custom HVAC - SEG SEL - Custom Space Heating | HVAC | Custom HVAC | Retrofit | Custom HVAC | Industrial | Chemical Manufacturing | Firm | Sales | Industrial | 0.11419 | 1 | 3.2114 | 5.3472 | -1.5023 | 0.90188 | -1.8626 | 0.010672 | 0.021167 | 0.037294 | 0.060196 | 0.090664 | 0.12885 | 0.17392 | 0.22372 | 0.27458 | 0.32129 | 0.35769 | 0.37758 | 0.37624 | 0.35193 | 0.30704 | 0.25196 | 0.091259 | 0 | 0 | 0 | 0 | 0 | 0 | 0 | 0 | 3.4561
v5.10_MeasureAssessmentTemplate_Industrial_All | Custom HVAC - SEG SEL - Custom Space Heating | HVAC | Custom HVAC | Retrofit | Custom HVAC | Industrial | Misc. Manufacturing | Firm | Sales | Commercial | 0.11419 | 1 | 3.2114 | 5.3472 | -1.5023 | 0.90188 | -1.8626 | 0.053654 | 0.10642 | 0.1875 | 0.30265 | 0.45584 | 0.64783 | 0.87443 | 1.1248 | 1.3805 | 1.6154 | 1.7984 | 1.8984 | 1.8916 | 1.7695 | 1.5438 | 1.2668 | 0.45883 | 0 | 0 | 0 | 0 | 0 | 0 | 0 | 0 | 17.3764
v5.10_MeasureAssessmentTemplate_Industrial_All | Custom HVAC - SEG SEL - Custom Space Heating | HVAC | Custom HVAC | Retrofit | Custom HVAC | Industrial | Misc. Manufacturing | Firm | Sales | Industrial | 0.11419 | 1 | 3.2114 | 5.3472 | -1.5023 | 0.90188 | -1.8626 | 0.1061 | 0.21045 | 0.37078 | 0.59848 | 0.90141 | 1.2811 | 1.7292 | 2.2243 | 2.7299 | 3.1944 | 3.5563 | 3.7541 | 3.7407 | 3.499 | 3.0527 | 2.5051 | 0.90732 | 0 | 0 | 0 | 0 | 0 | 0 | 0 | 0 | 34.3613
v5.10_MeasureAssessmentTemplate_Industrial_All | Custom HVAC - SEG SEL - Custom Space Heating | HVAC | Custom HVAC | Retrofit | Custom HVAC | Industrial | Misc. Manufacturing | Firm | Transport | Industrial | 0.11419 | 1 | 3.2114 | 4.1746 | -1.5023 | 1.3498 | -1.7196 | 0.0077689 | 0.01541 | 0.02715 | 0.043823 | 0.066004 | 0.093803 | 0.12661 | 0.16287 | 0.19989 | 0.2339 | 0.2604 | 0.27488 | 0.2739 | 0.25621 | 0.22353 | 0.18343 | 0.066437 | 0 | 0 | 0 | 0 | 0 | 0 | 0 | 0 | 2.516
v5.10_MeasureAssessmentTemplate_Industrial_All | Custom HVAC - SEG SEL - Custom Space Heating | HVAC | Custom HVAC | Retrofit | Custom HVAC | Industrial | Misc. Manufacturing | Interruptible | Transport | Industrial | 0.11419 | 1 | 1.5893 | 1.4738 | -0.039391 | 1.3498 | -0.25662 | 0.046847 | 0.092923 | 0.16372 | 0.26425 | 0.39801 | 0.56564 | 0.7635 | 0.98214 | 1.2054 | 1.4105 | 1.5702 | 1.6576 | 1.6517 | 1.545 | 1.3479 | 1.1061 | 0.40062 | 0 | 0 | 0 | 0 | 0 | 0 | 0 | 0 | 15.1719
v5.10_MeasureAssessmentTemplate_Industrial_All | Custom HVAC - SEG SEL - Custom Space Heating | HVAC | Custom HVAC | Retrofit | Custom HVAC | Industrial | Other Food | Firm | Sales | Commercial | 0.11419 | 1 | 3.2114 | 5.3472 | -1.5023 | 0.90188 | -1.8626 | 0.016409 | 0.032548 | 0.057345 | 0.09256 | 0.13941 | 0.19813 | 0.26743 | 0.34401 | 0.4222 | 0.49404 | 0.55001 | 0.58059 | 0.57852 | 0.54115 | 0.47213 | 0.38743 | 0.14032 | 0 | 0 | 0 | 0 | 0 | 0 | 0 | 0 | 5.3142
v5.10_MeasureAssessmentTemplate_Industrial_All | Custom HVAC - SEG SEL - Custom Space Heating | HVAC | Custom HVAC | Retrofit | Custom HVAC | Industrial | Other Food | Firm | Sales | Industrial | 0.11419 | 1 | 3.2114 | 5.3472 | -1.5023 | 0.90188 | -1.8626 | 0.01493 | 0.029615 | 0.052177 | 0.084219 | 0.12685 | 0.18027 | 0.24333 | 0.31301 | 0.38415 | 0.44952 | 0.50044 | 0.52827 | 0.52639 | 0.49238 | 0.42958 | 0.35252 | 0.12768 | 0 | 0 | 0 | 0 | 0 | 0 | 0 | 0 | 4.8353
v5.10_MeasureAssessmentTemplate_Industrial_All | Custom HVAC - SEG SEL - Custom Space Heating | HVAC | Custom HVAC | Retrofit | Custom HVAC | Industrial | Other Food | Firm | Transport | Industrial | 0.11419 | 1 | 3.2114 | 4.1746 | -1.5023 | 1.3498 | -1.7196 | 0.30405 | 0.60309 | 1.0626 | 1.7151 | 2.5832 | 3.6712 | 4.9553 | 6.3743 | 7.8232 | 9.1543 | 10.1913 | 10.7581 | 10.7197 | 10.0272 | 8.7482 | 7.1789 | 2.6001 | 0 | 0 | 0 | 0 | 0 | 0 | 0 | 0 | 98.4697
v5.10_MeasureAssessmentTemplate_Industrial_All | Custom HVAC - SEG SEL - Custom Space Heating | HVAC | Custom HVAC | Retrofit | Custom HVAC | Industrial | Other Food | Interruptible | Transport | Industrial | 0.11419 | 1 | 1.5893 | 1.4738 | -0.039391 | 1.3498 | -0.25662 | 0.15652 | 0.31047 | 0.547 | 0.88292 | 1.3298 | 1.8899 | 2.551 | 3.2815 | 4.0273 | 4.7126 | 5.2465 | 5.5382 | 5.5185 | 5.162 | 4.5036 | 3.6957 | 1.3385 | 0 | 0 | 0 | 0 | 0 | 0 | 0 | 0 | 50.6919
v5.10_MeasureAssessmentTemplate_Industrial_All | Custom HVAC - SEG SEL - Custom Space Heating | HVAC | Custom HVAC | Retrofit | Custom HVAC | Industrial | Primary Metal Manufacturing | Firm | Sales | Commercial | 0.11419 | 1 | 3.2114 | 5.3472 | -1.5023 | 0.90188 | -1.8626 | 0.00090355 | 0.0017922 | 0.0031576 | 0.0050967 | 0.0076765 | 0.01091 | 0.014726 | 0.018943 | 0.023248 | 0.027204 | 0.030286 | 0.03197 | 0.031856 | 0.029798 | 0.025997 | 0.021334 | 0.0077268 | 0 | 0 | 0 | 0 | 0 | 0 | 0 | 0 | 0.29262
v5.10_MeasureAssessmentTemplate_Industrial_All | Custom HVAC - SEG SEL - Custom Space Heating | HVAC | Custom HVAC | Retrofit | Custom HVAC | Industrial | Primary Metal Manufacturing | Firm | Sales | Industrial | 0.11419 | 1 | 3.2114 | 5.3472 | -1.5023 | 0.90188 | -1.8626 | 0.007251 | 0.014383 | 0.02534 | 0.040901 | 0.061604 | 0.08755 | 0.11817 | 0.15201 | 0.18657 | 0.21831 | 0.24304 | 0.25656 | 0.25564 | 0.23913 | 0.20863 | 0.1712 | 0.062008 | 0 | 0 | 0 | 0 | 0 | 0 | 0 | 0 | 2.3483
v5.10_MeasureAssessmentTemplate_Industrial_All | Custom HVAC - SEG SEL - Custom Space Heating | HVAC | Custom HVAC | Retrofit | Custom HVAC | Industrial | Pulp and Paper Mills | Firm | Sales | Commercial | 0.11419 | 1 | 3.2114 | 5.3472 | -1.5023 | 0.90188 | -1.8626 | 0.00021289 | 0.00042227 | 0.00074398 | 0.0012009 | 0.0018087 | 0.0025705 | 0.0034696 | 0.0044632 | 0.0054776 | 0.0064096 | 0.0071357 | 0.0075326 | 0.0075057 | 0.0070209 | 0.0061253 | 0.0050265 | 0.0018206 | 0 | 0 | 0 | 0 | 0 | 0 | 0 | 0 | 0.068946
v5.10_MeasureAssessmentTemplate_Industrial_All | Custom HVAC - SEG SEL - Custom Space Heating | HVAC | Custom HVAC | Retrofit | Custom HVAC | Industrial | Pulp and Paper Mills | Firm | Sales | Industrial | 0.11419 | 1 | 3.2114 | 5.3472 | -1.5023 | 0.90188 | -1.8626 | 0.0054129 | 0.010737 | 0.018916 | 0.030533 | 0.045987 | 0.065356 | 0.088217 | 0.11348 | 0.13927 | 0.16297 | 0.18143 | 0.19152 | 0.19084 | 0.17851 | 0.15574 | 0.1278 | 0.046289 | 0 | 0 | 0 | 0 | 0 | 0 | 0 | 0 | 1.753
v5.10_MeasureAssessmentTemplate_Industrial_All | Custom HVAC - SEG SEL - Custom Space Heating | HVAC | Custom HVAC | Retrofit | Custom HVAC | Industrial | Semiconductor Manufacturing | Firm | Sales | Commercial | 0.11419 | 1 | 3.2114 | 5.3472 | -1.5023 | 0.90188 | -1.8626 | 0.038374 | 0.076116 | 0.1341 | 0.21646 | 0.32602 | 0.46333 | 0.6254 | 0.8045 | 0.98735 | 1.1553 | 1.2862 | 1.3578 | 1.3529 | 1.2655 | 1.1041 | 0.90604 | 0.32816 | 0 | 0 | 0 | 0 | 0 | 0 | 0 | 0 | 12.4278
v5.10_MeasureAssessmentTemplate_Industrial_All | Custom HVAC - SEG SEL - Custom Space Heating | HVAC | Custom HVAC | Retrofit | Custom HVAC | Industrial | Semiconductor Manufacturing | Firm | Sales | Industrial | 0.11419 | 1 | 3.2114 | 5.3472 | -1.5023 | 0.90188 | -1.8626 | 0.035431 | 0.070278 | 0.12382 | 0.19986 | 0.30102 | 0.42779 | 0.57743 | 0.74279 | 0.91162 | 1.0667 | 1.1876 | 1.2536 | 1.2492 | 1.1685 | 1.0194 | 0.83655 | 0.30299 | 0 | 0 | 0 | 0 | 0 | 0 | 0 | 0 | 11.4745
v5.10_MeasureAssessmentTemplate_Industrial_All | Custom HVAC - SEG SEL - Custom Space Heating | HVAC | Custom HVAC | Retrofit | Custom HVAC | Industrial | Semiconductor Manufacturing | Firm | Transport | Industrial | 0.11419 | 1 | 3.2114 | 4.1746 | -1.5023 | 1.3498 | -1.7196 | 0.1308 | 0.25944 | 0.4571 | 0.73781 | 1.1113 | 1.5793 | 2.1317 | 2.7422 | 3.3655 | 3.9381 | 4.3842 | 4.628 | 4.6115 | 4.3136 | 3.7634 | 3.0883 | 1.1186 | 0 | 0 | 0 | 0 | 0 | 0 | 0 | 0 | 42.3607
v5.10_MeasureAssessmentTemplate_Industrial_All | Custom HVAC - SEG SEL - Custom Space Heating | HVAC | Custom HVAC | Retrofit | Custom HVAC | Industrial | Semiconductor Manufacturing | Interruptible | Transport | Industrial | 0.11419 | 1 | 1.5893 | 1.4738 | -0.039391 | 1.3498 | -0.25662 | 0.19642 | 0.3896 | 0.68643 | 1.108 | 1.6688 | 2.3716 | 3.2012 | 4.1179 | 5.0538 | 5.9137 | 6.5837 | 6.9498 | 6.925 | 6.4777 | 5.6514 | 4.6376 | 1.6797 | 0 | 0 | 0 | 0 | 0 | 0 | 0 | 0 | 63.6123
v5.10_MeasureAssessmentTemplate_Industrial_All | Custom HVAC - SEG SEL - Custom Space Heating | HVAC | Custom HVAC | Retrofit | Custom HVAC | Industrial | Wood | Firm | Sales | Commercial | 0.11419 | 1 | 3.2114 | 5.3472 | -1.5023 | 0.90188 | -1.8626 | 0.014187 | 0.02814 | 0.049578 | 0.080025 | 0.12053 | 0.17129 | 0.23121 | 0.29742 | 0.36502 | 0.42713 | 0.47552 | 0.50196 | 0.50017 | 0.46786 | 0.40819 | 0.33496 | 0.12132 | 0 | 0 | 0 | 0 | 0 | 0 | 0 | 0 | 4.5945
v5.10_MeasureAssessmentTemplate_Industrial_All | Custom HVAC - SEG SEL - Custom Space Heating | HVAC | Custom HVAC | Retrofit | Custom HVAC | Industrial | Wood | Firm | Sales | Industrial | 0.11419 | 1 | 3.2114 | 5.3472 | -1.5023 | 0.90188 | -1.8626 | 0.004151 | 0.0082336 | 0.014506 | 0.023415 | 0.035266 | 0.05012 | 0.067651 | 0.087024 | 0.1068 | 0.12498 | 0.13913 | 0.14687 | 0.14635 | 0.13689 | 0.11943 | 0.098008 | 0.035498 | 0 | 0 | 0 | 0 | 0 | 0 | 0 | 0 | 1.3443
v5.10_MeasureAssessmentTemplate_Industrial_All | Custom HVAC - SEG SEL - Custom Space Heating | HVAC | Custom HVAC | Retrofit | Custom HVAC | Industrial | Wood | Interruptible | Sales | Industrial | 0.11419 | 1 | 1.5893 | 2.6463 | -0.039391 | 1.3498 | -0.39962 | 0.011415 | 0.022643 | 0.039894 | 0.064392 | 0.096985 | 0.13783 | 0.18604 | 0.23932 | 0.29372 | 0.34369 | 0.38263 | 0.40391 | 0.40247 | 0.37647 | 0.32845 | 0.26953 | 0.097621 | 0 | 0 | 0 | 0 | 0 | 0 | 0 | 0 | 3.697
v5.10_MeasureAssessmentTemplate_Industrial_All | Custom HVAC - SEG SEL - Custom Space Heating | HVAC | Custom HVAC | Retrofit | Custom HVAC | Industrial | Wood | Interruptible | Transport | Industrial | 0.11419 | 1 | 1.5893 | 1.4738 | -0.039391 | 1.3498 | -0.25662 | 0.10446 | 0.20719 | 0.36504 | 0.58921 | 0.88745 | 1.2612 | 1.7024 | 2.1899 | 2.6876 | 3.1449 | 3.5012 | 3.6959 | 3.6827 | 3.4448 | 3.0054 | 2.4663 | 0.89327 | 0 | 0 | 0 | 0 | 0 | 0 | 0 | 0 | 33.829
v5.10_MeasureAssessmentTemplate_Industrial_All | Custom O&M - SEG SEL - Custom O&M | Whole Building | Custom O&M | Retrofit | Custom O&M | Industrial | Cement/Concrete Products | Firm | Sales | Commercial | 0.025 | 1 | 4.8022 | 2.878 | -0.74213 | 0.32461 | -0.52509 | 0.0012331 | 0.0019903 | 0.0029977 | 0.0042603 | 0.0057504 | 0.0073972 | 0.0090785 | 0.010623 | 0.011827 | 0.012484 | 0.01244 | 0.011636 | 0.010152 | 0.0083309 | 0.0014928 | 0 | 0 | 0 | 0 | 0 | 0 | 0 | 0 | 0 | 0 | 0.11169
v5.10_MeasureAssessmentTemplate_Industrial_All | Custom O&M - SEG SEL - Custom O&M | Whole Building | Custom O&M | Retrofit | Custom O&M | Industrial | Cement/Concrete Products | Firm | Sales | Industrial | 0.025 | 1 | 4.8022 | 2.878 | -0.74213 | 0.32461 | -0.52509 | 0.00075967 | 0.0012253 | 0.0018442 | 0.0026192 | 0.0035329 | 0.0045414 | 0.0055697 | 0.0065129 | 0.0072456 | 0.0076432 | 0.0076107 | 0.0071141 | 0.0062023 | 0.0050862 | 0.00016266 | 0 | 0 | 0 | 0 | 0 | 0 | 0 | 0 | 0 | 0 | 0.06767
v5.10_MeasureAssessmentTemplate_Industrial_All | Custom O&M - SEG SEL - Custom O&M | Whole Building | Custom O&M | Retrofit | Custom O&M | Industrial | Cement/Concrete Products | Interruptible | Transport | Industrial | 0.025 | 1 | 4.4156 | 1.4738 | -0.61666 | 1.3498 | -0.25662 | 0.019844 | 0.03203 | 0.048243 | 0.068561 | 0.092543 | 0.11904 | 0.1461 | 0.17096 | 0.19033 | 0.20091 | 0.2002 | 0.18727 | 0.16338 | 0.13407 | 0.024024 | 0 | 0 | 0 | 0 | 0 | 0 | 0 | 0 | 0 | 0 | 1.7975
v5.10_MeasureAssessmentTemplate_Industrial_All | Custom O&M - SEG SEL - Custom O&M | Whole Building | Custom O&M | Retrofit | Custom O&M | Industrial | Chemical Manufacturing | Firm | Sales | Commercial | 0.025 | 1 | 4.8022 | 2.878 | -0.74213 | 0.32461 | -0.52509 | 0.00032255 | 0.00052063 | 0.00078415 | 0.0011144 | 0.0015042 | 0.001935 | 0.0023748 | 0.0027788 | 0.0030937 | 0.0032657 | 0.003254 | 0.0030438 | 0.0026556 | 0.0021792 | 0.0003905 | 0 | 0 | 0 | 0 | 0 | 0 | 0 | 0 | 0 | 0 | 0.029217
v5.10_MeasureAssessmentTemplate_Industrial_All | Custom O&M - SEG SEL - Custom O&M | Whole Building | Custom O&M | Retrofit | Custom O&M | Industrial | Chemical Manufacturing | Firm | Sales | Industrial | 0.025 | 1 | 4.8022 | 2.878 | -0.74213 | 0.32461 | -0.52509 | 0.001453 | 0.0023453 | 0.0035324 | 0.0050202 | 0.0067762 | 0.0087167 | 0.010698 | 0.012518 | 0.013936 | 0.014711 | 0.014659 | 0.013712 | 0.011963 | 0.009817 | 0.0017591 | 0 | 0 | 0 | 0 | 0 | 0 | 0 | 0 | 0 | 0 | 0.13162
v5.10_MeasureAssessmentTemplate_Industrial_All | Custom O&M - SEG SEL - Custom O&M | Whole Building | Custom O&M | Retrofit | Custom O&M | Industrial | Misc. Manufacturing | Firm | Sales | Commercial | 0.025 | 1 | 4.8022 | 2.878 | -0.74213 | 0.32461 | -0.52509 | 0.0073055 | 0.011792 | 0.01776 | 0.025241 | 0.034069 | 0.043826 | 0.053787 | 0.062939 | 0.070069 | 0.073966 | 0.073702 | 0.068941 | 0.060147 | 0.049358 | 0.0088445 | 0 | 0 | 0 | 0 | 0 | 0 | 0 | 0 | 0 | 0 | 0.66175
v5.10_MeasureAssessmentTemplate_Industrial_All | Custom O&M - SEG SEL - Custom O&M | Whole Building | Custom O&M | Retrofit | Custom O&M | Industrial | Misc. Manufacturing | Firm | Sales | Industrial | 0.025 | 1 | 4.8022 | 2.878 | -0.74213 | 0.32461 | -0.52509 | 0.014446 | 0.023318 | 0.035121 | 0.049912 | 0.067371 | 0.086664 | 0.10636 | 0.12446 | 0.13856 | 0.14626 | 0.14574 | 0.13633 | 0.11894 | 0.097603 | 0.01749 | 0 | 0 | 0 | 0 | 0 | 0 | 0 | 0 | 0 | 0 | 1.3086
v5.10_MeasureAssessmentTemplate_Industrial_All | Custom O&M - SEG SEL - Custom O&M | Whole Building | Custom O&M | Retrofit | Custom O&M | Industrial | Misc. Manufacturing | Firm | Transport | Industrial | 0.025 | 1 | 4.8022 | 1.7054 | -0.74213 | 1.3498 | -0.38209 | 0.0010578 | 0.0017074 | 0.0025716 | 0.0036547 | 0.0049331 | 0.0063458 | 0.0077881 | 0.0091133 | 0.010146 | 0.01071 | 0.010672 | 0.0099823 | 0.008709 | 0.0071468 | 0.0012806 | 0 | 0 | 0 | 0 | 0 | 0 | 0 | 0 | 0 | 0 | 0.095818
v5.10_MeasureAssessmentTemplate_Industrial_All | Custom O&M - SEG SEL - Custom O&M | Whole Building | Custom O&M | Retrofit | Custom O&M | Industrial | Misc. Manufacturing | Interruptible | Transport | Industrial | 0.025 | 1 | 4.4156 | 1.4738 | -0.61666 | 1.3498 | -0.25662 | 0.0063787 | 0.010296 | 0.015507 | 0.022038 | 0.029747 | 0.038266 | 0.046963 | 0.054954 | 0.06118 | 0.064582 | 0.064352 | 0.060195 | 0.052517 | 0.043096 | 0.0077224 | 0 | 0 | 0 | 0 | 0 | 0 | 0 | 0 | 0 | 0 | 0.57779
v5.10_MeasureAssessmentTemplate_Industrial_All | Custom O&M - SEG SEL - Custom O&M | Whole Building | Custom O&M | Retrofit | Custom O&M | Industrial | Other Food | Firm | Sales | Commercial | 0.025 | 1 | 4.8022 | 2.878 | -0.74213 | 0.32461 | -0.52509 | 0.0022342 | 0.0036063 | 0.0054317 | 0.0077193 | 0.010419 | 0.013403 | 0.01645 | 0.019249 | 0.021429 | 0.022621 | 0.02254 | 0.021084 | 0.018395 | 0.015095 | 0.0027049 | 0 | 0 | 0 | 0 | 0 | 0 | 0 | 0 | 0 | 0 | 0.20238
v5.10_MeasureAssessmentTemplate_Industrial_All | Custom O&M - SEG SEL - Custom O&M | Whole Building | Custom O&M | Retrofit | Custom O&M | Industrial | Other Food | Firm | Sales | Industrial | 0.025 | 1 | 4.8022 | 2.878 | -0.74213 | 0.32461 | -0.52509 | 0.0020329 | 0.0032813 | 0.0049422 | 0.0070237 | 0.0094805 | 0.012195 | 0.014967 | 0.017514 | 0.019498 | 0.020582 | 0.020509 | 0.019184 | 0.016737 | 0.013735 | 0.0024612 | 0 | 0 | 0 | 0 | 0 | 0 | 0 | 0 | 0 | 0 | 0.18414
v5.10_MeasureAssessmentTemplate_Industrial_All | Custom O&M - SEG SEL - Custom O&M | Whole Building | Custom O&M | Retrofit | Custom O&M | Industrial | Other Food | Firm | Transport | Industrial | 0.025 | 1 | 4.8022 | 1.7054 | -0.74213 | 1.3498 | -0.38209 | 0.041399 | 0.066823 | 0.10065 | 0.14303 | 0.19307 | 0.24835 | 0.3048 | 0.35667 | 0.39707 | 0.41915 | 0.41766 | 0.39068 | 0.34085 | 0.2797 | 0.05012 | 0 | 0 | 0 | 0 | 0 | 0 | 0 | 0 | 0 | 0 | 3.75
v5.10_MeasureAssessmentTemplate_Industrial_All | Custom O&M - SEG SEL - Custom O&M | Whole Building | Custom O&M | Retrofit | Custom O&M | Industrial | Other Food | Interruptible | Transport | Industrial | 0.025 | 1 | 4.4156 | 1.4738 | -0.61666 | 1.3498 | -0.25662 | 0.021312 | 0.0344 | 0.051812 | 0.073634 | 0.09939 | 0.12785 | 0.15691 | 0.18361 | 0.20441 | 0.21578 | 0.21501 | 0.20112 | 0.17547 | 0.14399 | 0.025802 | 0 | 0 | 0 | 0 | 0 | 0 | 0 | 0 | 0 | 0 | 1.9305
v5.10_MeasureAssessmentTemplate_Industrial_All | Custom O&M - SEG SEL - Custom O&M | Whole Building | Custom O&M | Retrofit | Custom O&M | Industrial | Primary Metal Manufacturing | Firm | Sales | Commercial | 0.025 | 1 | 4.8022 | 2.878 | -0.74213 | 0.32461 | -0.52509 | 0.00012303 | 0.00019858 | 0.00029909 | 0.00042506 | 0.00057374 | 0.00073804 | 0.00090579 | 0.0010599 | 0.00118 | 0.0012456 | 0.0012412 | 0.001161 | 0.0010129 | 0.0008312 | 0.00014894 | 0 | 0 | 0 | 0 | 0 | 0 | 0 | 0 | 0 | 0 | 0.011144
v5.10_MeasureAssessmentTemplate_Industrial_All | Custom O&M - SEG SEL - Custom O&M | Whole Building | Custom O&M | Retrofit | Custom O&M | Industrial | Primary Metal Manufacturing | Firm | Sales | Industrial | 0.025 | 1 | 4.8022 | 2.878 | -0.74213 | 0.32461 | -0.52509 | 0.00098729 | 0.0015936 | 0.0024002 | 0.0034111 | 0.0046043 | 0.0059228 | 0.007269 | 0.0085058 | 0.0094694 | 0.009996 | 0.0099603 | 0.0093169 | 0.0081285 | 0.0066704 | 0.0011953 | 0 | 0 | 0 | 0 | 0 | 0 | 0 | 0 | 0 | 0 | 0.089431
v5.10_MeasureAssessmentTemplate_Industrial_All | Custom O&M - SEG SEL - Custom O&M | Whole Building | Custom O&M | Retrofit | Custom O&M | Industrial | Pulp and Paper Mills | Firm | Sales | Commercial | 0.025 | 1 | 4.8022 | 2.878 | -0.74213 | 0.32461 | -0.52509 | 2.8987e-05 | 4.6788e-05 | 7.047e-05 | 0.00010015 | 0.00013518 | 0.00017389 | 0.00021342 | 0.00024973 | 0.00027802 | 0.00029348 | 0.00029244 | 0.00027354 | 0.00023865 | 0.00019584 | 3.5093e-05 | 0 | 0 | 0 | 0 | 0 | 0 | 0 | 0 | 0 | 0 | 0.0026257
v5.10_MeasureAssessmentTemplate_Industrial_All | Custom O&M - SEG SEL - Custom O&M | Whole Building | Custom O&M | Retrofit | Custom O&M | Industrial | Pulp and Paper Mills | Firm | Sales | Industrial | 0.025 | 1 | 4.8022 | 2.878 | -0.74213 | 0.32461 | -0.52509 | 0.00073702 | 0.0011896 | 0.0017918 | 0.0025464 | 0.0034371 | 0.0044214 | 0.0054263 | 0.0063496 | 0.0070689 | 0.007462 | 0.0074354 | 0.0069551 | 0.0060679 | 0.0049794 | 0.00089227 | 0 | 0 | 0 | 0 | 0 | 0 | 0 | 0 | 0 | 0 | 0.06676
v5.10_MeasureAssessmentTemplate_Industrial_All | Custom O&M - SEG SEL - Custom O&M | Whole Building | Custom O&M | Retrofit | Custom O&M | Industrial | Semiconductor Manufacturing | Firm | Sales | Commercial | 0.025 | 1 | 4.8022 | 2.878 | -0.74213 | 0.32461 | -0.52509 | 0.005225 | 0.0084336 | 0.012702 | 0.018052 | 0.024367 | 0.031345 | 0.038469 | 0.045014 | 0.050114 | 0.052901 | 0.052712 | 0.049307 | 0.043018 | 0.035301 | 0.0063256 | 0 | 0 | 0 | 0 | 0 | 0 | 0 | 0 | 0 | 0 | 0.47329
v5.10_MeasureAssessmentTemplate_Industrial_All | Custom O&M - SEG SEL - Custom O&M | Whole Building | Custom O&M | Retrofit | Custom O&M | Industrial | Semiconductor Manufacturing | Firm | Sales | Industrial | 0.025 | 1 | 4.8022 | 2.878 | -0.74213 | 0.32461 | -0.52509 | 0.0048242 | 0.0077867 | 0.011728 | 0.016668 | 0.022498 | 0.02894 | 0.035518 | 0.041562 | 0.04627 | 0.048843 | 0.048669 | 0.045525 | 0.039718 | 0.032593 | 0.0058405 | 0 | 0 | 0 | 0 | 0 | 0 | 0 | 0 | 0 | 0 | 0.43699
v5.10_MeasureAssessmentTemplate_Industrial_All | Custom O&M - SEG SEL - Custom O&M | Whole Building | Custom O&M | Retrofit | Custom O&M | Industrial | Semiconductor Manufacturing | Firm | Transport | Industrial | 0.025 | 1 | 4.8022 | 1.7054 | -0.74213 | 1.3498 | -0.38209 | 0.01781 | 0.028746 | 0.043297 | 0.061532 | 0.083055 | 0.10684 | 0.13112 | 0.15343 | 0.17082 | 0.18032 | 0.17967 | 0.16807 | 0.14663 | 0.12033 | 0.021561 | 0 | 0 | 0 | 0 | 0 | 0 | 0 | 0 | 0 | 0 | 1.6132
v5.10_MeasureAssessmentTemplate_Industrial_All | Custom O&M - SEG SEL - Custom O&M | Whole Building | Custom O&M | Retrofit | Custom O&M | Industrial | Semiconductor Manufacturing | Interruptible | Transport | Industrial | 0.025 | 1 | 4.4156 | 1.4738 | -0.61666 | 1.3498 | -0.25662 | 0.026744 | 0.043168 | 0.065018 | 0.092402 | 0.12472 | 0.16044 | 0.19691 | 0.23041 | 0.25651 | 0.27078 | 0.26981 | 0.25238 | 0.22019 | 0.18069 | 0.032378 | 0 | 0 | 0 | 0 | 0 | 0 | 0 | 0 | 0 | 0 | 2.4225
v5.10_MeasureAssessmentTemplate_Industrial_All | Custom O&M - SEG SEL - Custom O&M | Whole Building | Custom O&M | Retrofit | Custom O&M | Industrial | Wood | Firm | Sales | Commercial | 0.025 | 1 | 4.8022 | 2.878 | -0.74213 | 0.32461 | -0.52509 | 0.0019317 | 0.0031179 | 0.0046961 | 0.0066739 | 0.0090084 | 0.011588 | 0.014222 | 0.016642 | 0.018527 | 0.019557 | 0.019488 | 0.018229 | 0.015904 | 0.013051 | 0.0023386 | 0 | 0 | 0 | 0 | 0 | 0 | 0 | 0 | 0 | 0 | 0.17497
v5.10_MeasureAssessmentTemplate_Industrial_All | Custom O&M - SEG SEL - Custom O&M | Whole Building | Custom O&M | Retrofit | Custom O&M | Industrial | Wood | Firm | Sales | Industrial | 0.025 | 1 | 4.8022 | 2.878 | -0.74213 | 0.32461 | -0.52509 | 0.00056519 | 0.00091228 | 0.001374 | 0.0019527 | 0.0026358 | 0.0033906 | 0.0041613 | 0.0048693 | 0.0054209 | 0.0057224 | 0.005702 | 0.0053336 | 0.0046533 | 0.0038186 | 0.00068426 | 0 | 0 | 0 | 0 | 0 | 0 | 0 | 0 | 0 | 0 | 0.051196
v5.10_MeasureAssessmentTemplate_Industrial_All | Custom O&M - SEG SEL - Custom O&M | Whole Building | Custom O&M | Retrofit | Custom O&M | Industrial | Wood | Interruptible | Sales | Industrial | 0.025 | 1 | 4.4156 | 2.6463 | -0.61666 | 1.3498 | -0.39962 | 0.0015543 | 0.0025088 | 0.0037787 | 0.0053702 | 0.0072486 | 0.0093244 | 0.011444 | 0.013391 | 0.014908 | 0.015737 | 0.015681 | 0.014668 | 0.012797 | 0.010501 | 0.0018818 | 0 | 0 | 0 | 0 | 0 | 0 | 0 | 0 | 0 | 0 | 0.14079
v5.10_MeasureAssessmentTemplate_Industrial_All | Custom O&M - SEG SEL - Custom O&M | Whole Building | Custom O&M | Retrofit | Custom O&M | Industrial | Wood | Interruptible | Transport | Industrial | 0.025 | 1 | 4.4156 | 1.4738 | -0.61666 | 1.3498 | -0.25662 | 0.014223 | 0.022957 | 0.034577 | 0.049139 | 0.066328 | 0.085322 | 0.10471 | 0.12253 | 0.13641 | 0.144 | 0.14349 | 0.13422 | 0.1171 | 0.096091 | 0.017219 | 0 | 0 | 0 | 0 | 0 | 0 | 0 | 0 | 0 | 0 | 1.2883
v5.10_MeasureAssessmentTemplate_Industrial_All | Custom Process - SEG SEL - Efficiency Upgrades to Industrial Processes | Process | Custom Process | Retrofit | Custom Process | Industrial | Cement/Concrete Products | Firm | Sales | Commercial | 0.10636 | 1 | 3.051 | 2.878 | -0.55581 | 0.51094 | -0.52509 | 0.0033346 | 0.0066143 | 0.011654 | 0.01881 | 0.028331 | 0.040263 | 0.054346 | 0.069909 | 0.085799 | 0.1004 | 0.11177 | 0.11799 | 0.11757 | 0.10997 | 0.095945 | 0.078734 | 0.028517 | 0 | 0 | 0 | 0 | 0 | 0 | 0 | 0 | 1.08
v5.10_MeasureAssessmentTemplate_Industrial_All | Custom Process - SEG SEL - Efficiency Upgrades to Industrial Processes | Process | Custom Process | Retrofit | Custom Process | Industrial | Cement/Concrete Products | Firm | Sales | Industrial | 0.10636 | 1 | 3.051 | 2.878 | -0.55581 | 0.51094 | -0.52509 | 0.0020544 | 0.0040721 | 0.0071695 | 0.011564 | 0.017405 | 0.024719 | 0.033342 | 0.04286 | 0.052565 | 0.061466 | 0.068382 | 0.072134 | 0.071827 | 0.06714 | 0.058535 | 0.048002 | 0.011057 | 0 | 0 | 0 | 0 | 0 | 0 | 0 | 0 | 0.6543
v5.10_MeasureAssessmentTemplate_Industrial_All | Custom Process - SEG SEL - Efficiency Upgrades to Industrial Processes | Process | Custom Process | Retrofit | Custom Process | Industrial | Cement/Concrete Products | Interruptible | Transport | Industrial | 0.10636 | 1 | 2.8054 | 1.4738 | -0.43033 | 1.3498 | -0.25662 | 0.053665 | 0.10645 | 0.18754 | 0.30271 | 0.45593 | 0.64796 | 0.87461 | 1.1251 | 1.3808 | 1.6157 | 1.7988 | 1.8988 | 1.892 | 1.7698 | 1.5441 | 1.2671 | 0.45892 | 0 | 0 | 0 | 0 | 0 | 0 | 0 | 0 | 17.3799
v5.10_MeasureAssessmentTemplate_Industrial_All | Custom Process - SEG SEL - Efficiency Upgrades to Industrial Processes | Process | Custom Process | Retrofit | Custom Process | Industrial | Chemical Manufacturing | Firm | Sales | Commercial | 0.10636 | 1 | 3.051 | 2.878 | -0.55581 | 0.51094 | -0.52509 | 0.00087228 | 0.0017302 | 0.0030484 | 0.0049204 | 0.0074108 | 0.010532 | 0.014216 | 0.018287 | 0.022444 | 0.026262 | 0.029238 | 0.030864 | 0.030753 | 0.028767 | 0.025098 | 0.020595 | 0.0074595 | 0 | 0 | 0 | 0 | 0 | 0 | 0 | 0 | 0.2825
v5.10_MeasureAssessmentTemplate_Industrial_All | Custom Process - SEG SEL - Efficiency Upgrades to Industrial Processes | Process | Custom Process | Retrofit | Custom Process | Industrial | Chemical Manufacturing | Firm | Sales | Industrial | 0.10636 | 1 | 3.051 | 2.878 | -0.55581 | 0.51094 | -0.52509 | 0.0039295 | 0.0077942 | 0.013732 | 0.022165 | 0.033384 | 0.047445 | 0.064041 | 0.08238 | 0.1011 | 0.11831 | 0.13171 | 0.13903 | 0.13854 | 0.12959 | 0.11306 | 0.092778 | 0.033603 | 0 | 0 | 0 | 0 | 0 | 0 | 0 | 0 | 1.2726
v5.10_MeasureAssessmentTemplate_Industrial_All | Custom Process - SEG SEL - Efficiency Upgrades to Industrial Processes | Process | Custom Process | Retrofit | Custom Process | Industrial | Misc. Manufacturing | Firm | Sales | Commercial | 0.10636 | 1 | 3.051 | 2.878 | -0.55581 | 0.51094 | -0.52509 | 0.019757 | 0.039188 | 0.069043 | 0.11144 | 0.16785 | 0.23854 | 0.32198 | 0.41419 | 0.50833 | 0.59483 | 0.66221 | 0.69904 | 0.69654 | 0.65155 | 0.56844 | 0.46647 | 0.16895 | 0 | 0 | 0 | 0 | 0 | 0 | 0 | 0 | 6.3984
v5.10_MeasureAssessmentTemplate_Industrial_All | Custom Process - SEG SEL - Efficiency Upgrades to Industrial Processes | Process | Custom Process | Retrofit | Custom Process | Industrial | Misc. Manufacturing | Firm | Sales | Industrial | 0.10636 | 1 | 3.051 | 2.878 | -0.55581 | 0.51094 | -0.52509 | 0.039068 | 0.077492 | 0.13653 | 0.22037 | 0.33192 | 0.47171 | 0.63671 | 0.81905 | 1.0052 | 1.1762 | 1.3095 | 1.3823 | 1.3774 | 1.2884 | 1.1241 | 0.92243 | 0.3341 | 0 | 0 | 0 | 0 | 0 | 0 | 0 | 0 | 12.6526
v5.10_MeasureAssessmentTemplate_Industrial_All | Custom Process - SEG SEL - Efficiency Upgrades to Industrial Processes | Process | Custom Process | Retrofit | Custom Process | Industrial | Misc. Manufacturing | Firm | Transport | Industrial | 0.10636 | 1 | 3.051 | 1.7054 | -0.55581 | 1.3498 | -0.38209 | 0.0028607 | 0.0056742 | 0.0099971 | 0.016136 | 0.024304 | 0.03454 | 0.046622 | 0.059973 | 0.073604 | 0.086128 | 0.095885 | 0.10122 | 0.10086 | 0.094341 | 0.082308 | 0.067543 | 0.024463 | 0 | 0 | 0 | 0 | 0 | 0 | 0 | 0 | 0.92645
v5.10_MeasureAssessmentTemplate_Industrial_All | Custom Process - SEG SEL - Efficiency Upgrades to Industrial Processes | Process | Custom Process | Retrofit | Custom Process | Industrial | Misc. Manufacturing | Interruptible | Transport | Industrial | 0.10636 | 1 | 2.8054 | 1.4738 | -0.43033 | 1.3498 | -0.25662 | 0.01725 | 0.034216 | 0.060284 | 0.097304 | 0.14656 | 0.20828 | 0.28114 | 0.36164 | 0.44384 | 0.51936 | 0.5782 | 0.61035 | 0.60818 | 0.56889 | 0.49632 | 0.40729 | 0.14752 | 0 | 0 | 0 | 0 | 0 | 0 | 0 | 0 | 5.5866
v5.10_MeasureAssessmentTemplate_Industrial_All | Custom Process - SEG SEL - Efficiency Upgrades to Industrial Processes | Process | Custom Process | Retrofit | Custom Process | Industrial | Other Food | Firm | Sales | Commercial | 0.10636 | 1 | 3.051 | 2.878 | -0.55581 | 0.51094 | -0.52509 | 0.0060422 | 0.011985 | 0.021115 | 0.034082 | 0.051334 | 0.072954 | 0.098473 | 0.12667 | 0.15546 | 0.18192 | 0.20252 | 0.21379 | 0.21302 | 0.19926 | 0.17385 | 0.14266 | 0.05167 | 0 | 0 | 0 | 0 | 0 | 0 | 0 | 0 | 1.9568
v5.10_MeasureAssessmentTemplate_Industrial_All | Custom Process - SEG SEL - Efficiency Upgrades to Industrial Processes | Process | Custom Process | Retrofit | Custom Process | Industrial | Other Food | Firm | Sales | Industrial | 0.10636 | 1 | 3.051 | 2.878 | -0.55581 | 0.51094 | -0.52509 | 0.0054977 | 0.010905 | 0.019213 | 0.031011 | 0.046708 | 0.06638 | 0.089599 | 0.11526 | 0.14145 | 0.16552 | 0.18427 | 0.19452 | 0.19383 | 0.18131 | 0.15818 | 0.1298 | 0.047014 | 0 | 0 | 0 | 0 | 0 | 0 | 0 | 0 | 1.7805
v5.10_MeasureAssessmentTemplate_Industrial_All | Custom Process - SEG SEL - Efficiency Upgrades to Industrial Processes | Process | Custom Process | Retrofit | Custom Process | Industrial | Other Food | Firm | Transport | Industrial | 0.10636 | 1 | 3.051 | 1.7054 | -0.55581 | 1.3498 | -0.38209 | 0.11196 | 0.22207 | 0.39126 | 0.63153 | 0.95118 | 1.3518 | 1.8246 | 2.3472 | 2.8807 | 3.3708 | 3.7527 | 3.9613 | 3.9472 | 3.6922 | 3.2213 | 2.6434 | 0.95742 | 0 | 0 | 0 | 0 | 0 | 0 | 0 | 0 | 36.2586
v5.10_MeasureAssessmentTemplate_Industrial_All | Custom Process - SEG SEL - Efficiency Upgrades to Industrial Processes | Process | Custom Process | Retrofit | Custom Process | Industrial | Other Food | Interruptible | Transport | Industrial | 0.10636 | 1 | 2.8054 | 1.4738 | -0.43033 | 1.3498 | -0.25662 | 0.057636 | 0.11432 | 0.20142 | 0.32511 | 0.48967 | 0.6959 | 0.93932 | 1.2083 | 1.483 | 1.7353 | 1.9319 | 2.0393 | 2.032 | 1.9008 | 1.6583 | 1.3608 | 0.49288 | 0 | 0 | 0 | 0 | 0 | 0 | 0 | 0 | 18.6658
v5.10_MeasureAssessmentTemplate_Industrial_All | Custom Process - SEG SEL - Efficiency Upgrades to Industrial Processes | Process | Custom Process | Retrofit | Custom Process | Industrial | Primary Metal Manufacturing | Firm | Sales | Commercial | 0.10636 | 1 | 3.051 | 2.878 | -0.55581 | 0.51094 | -0.52509 | 0.00033271 | 0.00065993 | 0.0011627 | 0.0018767 | 0.0028266 | 0.0040171 | 0.0054223 | 0.0069751 | 0.0085605 | 0.010017 | 0.011152 | 0.011772 | 0.01173 | 0.010972 | 0.0095727 | 0.0078555 | 0.0028452 | 0 | 0 | 0 | 0 | 0 | 0 | 0 | 0 | 0.10775
v5.10_MeasureAssessmentTemplate_Industrial_All | Custom Process - SEG SEL - Efficiency Upgrades to Industrial Processes | Process | Custom Process | Retrofit | Custom Process | Industrial | Primary Metal Manufacturing | Firm | Sales | Industrial | 0.10636 | 1 | 3.051 | 2.878 | -0.55581 | 0.51094 | -0.52509 | 0.00267 | 0.005296 | 0.0093307 | 0.015061 | 0.022684 | 0.032238 | 0.043514 | 0.055975 | 0.068698 | 0.080386 | 0.089493 | 0.09447 | 0.094133 | 0.088052 | 0.076821 | 0.06304 | 0.022833 | 0 | 0 | 0 | 0 | 0 | 0 | 0 | 0 | 0.86469
v5.10_MeasureAssessmentTemplate_Industrial_All | Custom Process - SEG SEL - Efficiency Upgrades to Industrial Processes | Process | Custom Process | Retrofit | Custom Process | Industrial | Pulp and Paper Mills | Firm | Sales | Commercial | 0.10636 | 1 | 3.051 | 2.878 | -0.55581 | 0.51094 | -0.52509 | 7.8391e-05 | 0.00015549 | 0.00027395 | 0.00044218 | 0.000666 | 0.0009465 | 0.0012776 | 0.0016434 | 0.002017 | 0.0023602 | 0.0026275 | 0.0027736 | 0.0027638 | 0.0025852 | 0.0022555 | 0.0018509 | 0.00067037 | 0 | 0 | 0 | 0 | 0 | 0 | 0 | 0 | 0.025388
v5.10_MeasureAssessmentTemplate_Industrial_All | Custom Process - SEG SEL - Efficiency Upgrades to Industrial Processes | Process | Custom Process | Retrofit | Custom Process | Industrial | Pulp and Paper Mills | Firm | Sales | Industrial | 0.10636 | 1 | 3.051 | 2.878 | -0.55581 | 0.51094 | -0.52509 | 0.0019931 | 0.0039534 | 0.0069654 | 0.011243 | 0.016934 | 0.024065 | 0.032483 | 0.041786 | 0.051283 | 0.060009 | 0.066807 | 0.070522 | 0.070271 | 0.065731 | 0.057347 | 0.04706 | 0.017045 | 0 | 0 | 0 | 0 | 0 | 0 | 0 | 0 | 0.6455
v5.10_MeasureAssessmentTemplate_Industrial_All | Custom Process - SEG SEL - Efficiency Upgrades to Industrial Processes | Process | Custom Process | Retrofit | Custom Process | Industrial | Semiconductor Manufacturing | Firm | Sales | Commercial | 0.10636 | 1 | 3.051 | 2.878 | -0.55581 | 0.51094 | -0.52509 | 0.01413 | 0.028027 | 0.04938 | 0.079705 | 0.12005 | 0.17061 | 0.23029 | 0.29623 | 0.36356 | 0.42542 | 0.47362 | 0.49996 | 0.49817 | 0.46599 | 0.40655 | 0.33362 | 0.12084 | 0 | 0 | 0 | 0 | 0 | 0 | 0 | 0 | 4.5762
v5.10_MeasureAssessmentTemplate_Industrial_All | Custom Process - SEG SEL - Efficiency Upgrades to Industrial Processes | Process | Custom Process | Retrofit | Custom Process | Industrial | Semiconductor Manufacturing | Firm | Sales | Industrial | 0.10636 | 1 | 3.051 | 2.878 | -0.55581 | 0.51094 | -0.52509 | 0.013046 | 0.025878 | 0.045593 | 0.073591 | 0.11084 | 0.15752 | 0.21262 | 0.27351 | 0.33568 | 0.39279 | 0.43729 | 0.46161 | 0.45996 | 0.43025 | 0.37537 | 0.30803 | 0.11157 | 0 | 0 | 0 | 0 | 0 | 0 | 0 | 0 | 4.2252
v5.10_MeasureAssessmentTemplate_Industrial_All | Custom Process - SEG SEL - Efficiency Upgrades to Industrial Processes | Process | Custom Process | Retrofit | Custom Process | Industrial | Semiconductor Manufacturing | Firm | Transport | Industrial | 0.10636 | 1 | 3.051 | 1.7054 | -0.55581 | 1.3498 | -0.38209 | 0.048163 | 0.095533 | 0.16832 | 0.27168 | 0.40919 | 0.58153 | 0.78494 | 1.0097 | 1.2392 | 1.4501 | 1.6144 | 1.7041 | 1.6981 | 1.5884 | 1.3858 | 1.1372 | 0.41187 | 0 | 0 | 0 | 0 | 0 | 0 | 0 | 0 | 15.5981
v5.10_MeasureAssessmentTemplate_Industrial_All | Custom Process - SEG SEL - Efficiency Upgrades to Industrial Processes | Process | Custom Process | Retrofit | Custom Process | Industrial | Semiconductor Manufacturing | Interruptible | Transport | Industrial | 0.10636 | 1 | 2.8054 | 1.4738 | -0.43033 | 1.3498 | -0.25662 | 0.072326 | 0.14346 | 0.25276 | 0.40797 | 0.61447 | 0.87327 | 1.1787 | 1.5163 | 1.8609 | 2.1776 | 2.4242 | 2.5591 | 2.5499 | 2.3852 | 2.081 | 1.7077 | 0.6185 | 0 | 0 | 0 | 0 | 0 | 0 | 0 | 0 | 23.4234
v5.10_MeasureAssessmentTemplate_Industrial_All | Custom Process - SEG SEL - Efficiency Upgrades to Industrial Processes | Process | Custom Process | Retrofit | Custom Process | Industrial | Wood | Firm | Sales | Commercial | 0.10636 | 1 | 3.051 | 2.878 | -0.55581 | 0.51094 | -0.52509 | 0.0052239 | 0.010362 | 0.018256 | 0.029467 | 0.044382 | 0.063074 | 0.085136 | 0.10952 | 0.13441 | 0.15728 | 0.1751 | 0.18483 | 0.18417 | 0.17228 | 0.1503 | 0.12334 | 0.044673 | 0 | 0 | 0 | 0 | 0 | 0 | 0 | 0 | 1.6918
v5.10_MeasureAssessmentTemplate_Industrial_All | Custom Process - SEG SEL - Efficiency Upgrades to Industrial Processes | Process | Custom Process | Retrofit | Custom Process | Industrial | Wood | Firm | Sales | Industrial | 0.10636 | 1 | 3.051 | 2.878 | -0.55581 | 0.51094 | -0.52509 | 0.0015285 | 0.0030318 | 0.0053416 | 0.0086218 | 0.012986 | 0.018455 | 0.02491 | 0.032044 | 0.039327 | 0.046019 | 0.051232 | 0.054081 | 0.053888 | 0.050407 | 0.043978 | 0.036089 | 0.013071 | 0 | 0 | 0 | 0 | 0 | 0 | 0 | 0 | 0.49501
v5.10_MeasureAssessmentTemplate_Industrial_All | Custom Process - SEG SEL - Efficiency Upgrades to Industrial Processes | Process | Custom Process | Retrofit | Custom Process | Industrial | Wood | Interruptible | Sales | Industrial | 0.10636 | 1 | 2.8054 | 2.6463 | -0.43033 | 1.3498 | -0.39962 | 0.0042034 | 0.0083376 | 0.01469 | 0.023711 | 0.035712 | 0.050753 | 0.068505 | 0.088123 | 0.10815 | 0.12655 | 0.14089 | 0.14873 | 0.1482 | 0.13862 | 0.12094 | 0.099246 | 0.035946 | 0 | 0 | 0 | 0 | 0 | 0 | 0 | 0 | 1.3613
v5.10_MeasureAssessmentTemplate_Industrial_All | Custom Process - SEG SEL - Efficiency Upgrades to Industrial Processes | Process | Custom Process | Retrofit | Custom Process | Industrial | Wood | Interruptible | Transport | Industrial | 0.10636 | 1 | 2.8054 | 1.4738 | -0.43033 | 1.3498 | -0.25662 | 0.038463 | 0.076292 | 0.13442 | 0.21696 | 0.32678 | 0.46441 | 0.62685 | 0.80636 | 0.98964 | 1.158 | 1.2892 | 1.3609 | 1.3561 | 1.2685 | 1.1067 | 0.90814 | 0.32892 | 0 | 0 | 0 | 0 | 0 | 0 | 0 | 0 | 12.4566
v5.10_MeasureAssessmentTemplate_Industrial_All | Gas Boiler - Process Heat - SEG SEL - High-Efficiency Custom Boiler | Process | Gas Boiler | Retrofit | Gas Boiler - Process Heat | Industrial | Cement/Concrete Products | Firm | Sales | Commercial | 0.07288 | 1 | 3.3697 | 2.878 | -0.60414 | 0.46261 | -0.52509 | 0.0013964 | 0.0027698 | 0.00488 | 0.0078767 | 0.011864 | 0.01686 | 0.022758 | 0.029275 | 0.035929 | 0.042042 | 0.046805 | 0.049408 | 0.049232 | 0.046051 | 0.040177 | 0.03297 | 0.011941 | 0 | 0 | 0 | 0 | 0 | 0 | 0 | 0 | 0.45224
v5.10_MeasureAssessmentTemplate_Industrial_All | Gas Boiler - Process Heat - SEG SEL - High-Efficiency Custom Boiler | Process | Gas Boiler | Retrofit | Gas Boiler - Process Heat | Industrial | Cement/Concrete Products | Firm | Sales | Industrial | 0.07288 | 1 | 3.3697 | 2.878 | -0.60414 | 0.46261 | -0.52509 | 0.00086029 | 0.0017052 | 0.0030023 | 0.0048426 | 0.0072886 | 0.010351 | 0.013962 | 0.017948 | 0.022012 | 0.025739 | 0.028635 | 0.030207 | 0.030078 | 0.028115 | 0.024512 | 0.020101 | 0.0046301 | 0 | 0 | 0 | 0 | 0 | 0 | 0 | 0 | 0.27399
v5.10_MeasureAssessmentTemplate_Industrial_All | Gas Boiler - Process Heat - SEG SEL - High-Efficiency Custom Boiler | Process | Gas Boiler | Retrofit | Gas Boiler - Process Heat | Industrial | Cement/Concrete Products | Interruptible | Transport | Industrial | 0.07288 | 1 | 3.0985 | 1.4738 | -0.47866 | 1.3498 | -0.25662 | 0.022473 | 0.044575 | 0.078534 | 0.12676 | 0.19092 | 0.27134 | 0.36625 | 0.47113 | 0.57821 | 0.67659 | 0.75324 | 0.79513 | 0.7923 | 0.74112 | 0.64658 | 0.5306 | 0.19218 | 0 | 0 | 0 | 0 | 0 | 0 | 0 | 0 | 7.2779
v5.10_MeasureAssessmentTemplate_Industrial_All | Gas Boiler - Process Heat - SEG SEL - High-Efficiency Custom Boiler | Process | Gas Boiler | Retrofit | Gas Boiler - Process Heat | Industrial | Chemical Manufacturing | Firm | Sales | Commercial | 0.07288 | 1 | 3.3697 | 2.878 | -0.60414 | 0.46261 | -0.52509 | 0.00036527 | 0.00072453 | 0.0012765 | 0.0020604 | 0.0031033 | 0.0044104 | 0.0059531 | 0.0076578 | 0.0093984 | 0.010997 | 0.012243 | 0.012924 | 0.012878 | 0.012046 | 0.01051 | 0.0086244 | 0.0031237 | 0 | 0 | 0 | 0 | 0 | 0 | 0 | 0 | 0.1183
v5.10_MeasureAssessmentTemplate_Industrial_All | Gas Boiler - Process Heat - SEG SEL - High-Efficiency Custom Boiler | Process | Gas Boiler | Retrofit | Gas Boiler - Process Heat | Industrial | Chemical Manufacturing | Firm | Sales | Industrial | 0.07288 | 1 | 3.3697 | 2.878 | -0.60414 | 0.46261 | -0.52509 | 0.0016455 | 0.0032639 | 0.0057505 | 0.0092818 | 0.01398 | 0.019868 | 0.026817 | 0.034497 | 0.042338 | 0.049542 | 0.055154 | 0.058221 | 0.058014 | 0.054266 | 0.047344 | 0.038851 | 0.014072 | 0 | 0 | 0 | 0 | 0 | 0 | 0 | 0 | 0.53291
v5.10_MeasureAssessmentTemplate_Industrial_All | Gas Boiler - Process Heat - SEG SEL - High-Efficiency Custom Boiler | Process | Gas Boiler | Retrofit | Gas Boiler - Process Heat | Industrial | Misc. Manufacturing | Firm | Sales | Commercial | 0.07288 | 1 | 3.3697 | 2.878 | -0.60414 | 0.46261 | -0.52509 | 0.0082732 | 0.01641 | 0.028912 | 0.046667 | 0.070288 | 0.099892 | 0.13483 | 0.17344 | 0.21287 | 0.24909 | 0.2773 | 0.29273 | 0.29168 | 0.27284 | 0.23804 | 0.19534 | 0.070749 | 0 | 0 | 0 | 0 | 0 | 0 | 0 | 0 | 2.6793
v5.10_MeasureAssessmentTemplate_Industrial_All | Gas Boiler - Process Heat - SEG SEL - High-Efficiency Custom Boiler | Process | Gas Boiler | Retrofit | Gas Boiler - Process Heat | Industrial | Misc. Manufacturing | Firm | Sales | Industrial | 0.07288 | 1 | 3.3697 | 2.878 | -0.60414 | 0.46261 | -0.52509 | 0.01636 | 0.03245 | 0.057173 | 0.092283 | 0.13899 | 0.19753 | 0.26663 | 0.34298 | 0.42094 | 0.49256 | 0.54836 | 0.57885 | 0.57679 | 0.53953 | 0.47071 | 0.38627 | 0.1399 | 0 | 0 | 0 | 0 | 0 | 0 | 0 | 0 | 5.2983
v5.10_MeasureAssessmentTemplate_Industrial_All | Gas Boiler - Process Heat - SEG SEL - High-Efficiency Custom Boiler | Process | Gas Boiler | Retrofit | Gas Boiler - Process Heat | Industrial | Misc. Manufacturing | Firm | Transport | Industrial | 0.07288 | 1 | 3.3697 | 1.7054 | -0.60414 | 1.3498 | -0.38209 | 0.0011979 | 0.0023761 | 0.0041863 | 0.0067572 | 0.010177 | 0.014464 | 0.019523 | 0.025114 | 0.030822 | 0.036066 | 0.040152 | 0.042385 | 0.042234 | 0.039506 | 0.034467 | 0.028284 | 0.010244 | 0 | 0 | 0 | 0 | 0 | 0 | 0 | 0 | 0.38796
v5.10_MeasureAssessmentTemplate_Industrial_All | Gas Boiler - Process Heat - SEG SEL - High-Efficiency Custom Boiler | Process | Gas Boiler | Retrofit | Gas Boiler - Process Heat | Industrial | Misc. Manufacturing | Interruptible | Transport | Industrial | 0.07288 | 1 | 3.0985 | 1.4738 | -0.47866 | 1.3498 | -0.25662 | 0.0072236 | 0.014328 | 0.025244 | 0.040747 | 0.061371 | 0.087219 | 0.11773 | 0.15144 | 0.18586 | 0.21748 | 0.24212 | 0.25559 | 0.25468 | 0.23822 | 0.20784 | 0.17055 | 0.061773 | 0 | 0 | 0 | 0 | 0 | 0 | 0 | 0 | 2.3394
v5.10_MeasureAssessmentTemplate_Industrial_All | Gas Boiler - Process Heat - SEG SEL - High-Efficiency Custom Boiler | Process | Gas Boiler | Retrofit | Gas Boiler - Process Heat | Industrial | Other Food | Firm | Sales | Commercial | 0.07288 | 1 | 3.3697 | 2.878 | -0.60414 | 0.46261 | -0.52509 | 0.0025302 | 0.0050187 | 0.0088422 | 0.014272 | 0.021496 | 0.03055 | 0.041236 | 0.053044 | 0.065101 | 0.076178 | 0.084808 | 0.089524 | 0.089205 | 0.083442 | 0.072799 | 0.05974 | 0.021637 | 0 | 0 | 0 | 0 | 0 | 0 | 0 | 0 | 0.81942
v5.10_MeasureAssessmentTemplate_Industrial_All | Gas Boiler - Process Heat - SEG SEL - High-Efficiency Custom Boiler | Process | Gas Boiler | Retrofit | Gas Boiler - Process Heat | Industrial | Other Food | Firm | Sales | Industrial | 0.07288 | 1 | 3.3697 | 2.878 | -0.60414 | 0.46261 | -0.52509 | 0.0023022 | 0.0045664 | 0.0080454 | 0.012986 | 0.019559 | 0.027797 | 0.03752 | 0.048264 | 0.059234 | 0.069313 | 0.077165 | 0.081457 | 0.081166 | 0.075923 | 0.066239 | 0.054356 | 0.019687 | 0 | 0 | 0 | 0 | 0 | 0 | 0 | 0 | 0.74558
v5.10_MeasureAssessmentTemplate_Industrial_All | Gas Boiler - Process Heat - SEG SEL - High-Efficiency Custom Boiler | Process | Gas Boiler | Retrofit | Gas Boiler - Process Heat | Industrial | Other Food | Firm | Transport | Industrial | 0.07288 | 1 | 3.3697 | 1.7054 | -0.60414 | 1.3498 | -0.38209 | 0.046883 | 0.092993 | 0.16384 | 0.26446 | 0.39831 | 0.56607 | 0.76408 | 0.98288 | 1.2063 | 1.4115 | 1.5714 | 1.6588 | 1.6529 | 1.5461 | 1.3489 | 1.1069 | 0.40093 | 0 | 0 | 0 | 0 | 0 | 0 | 0 | 0 | 15.1835
v5.10_MeasureAssessmentTemplate_Industrial_All | Gas Boiler - Process Heat - SEG SEL - High-Efficiency Custom Boiler | Process | Gas Boiler | Retrofit | Gas Boiler - Process Heat | Industrial | Other Food | Interruptible | Transport | Industrial | 0.07288 | 1 | 3.0985 | 1.4738 | -0.47866 | 1.3498 | -0.25662 | 0.024135 | 0.047873 | 0.084345 | 0.13614 | 0.20505 | 0.29141 | 0.39334 | 0.50599 | 0.62099 | 0.72665 | 0.80897 | 0.85396 | 0.85092 | 0.79595 | 0.69442 | 0.56985 | 0.2064 | 0 | 0 | 0 | 0 | 0 | 0 | 0 | 0 | 7.8164
v5.10_MeasureAssessmentTemplate_Industrial_All | Gas Boiler - Process Heat - SEG SEL - High-Efficiency Custom Boiler | Process | Gas Boiler | Retrofit | Gas Boiler - Process Heat | Industrial | Primary Metal Manufacturing | Firm | Sales | Commercial | 0.07288 | 1 | 3.3697 | 2.878 | -0.60414 | 0.46261 | -0.52509 | 0.00013932 | 0.00027635 | 0.00048689 | 0.00078589 | 0.0011837 | 0.0016822 | 0.0022706 | 0.0029208 | 0.0035847 | 0.0041947 | 0.0046699 | 0.0049296 | 0.004912 | 0.0045947 | 0.0040086 | 0.0032895 | 0.0011914 | 0 | 0 | 0 | 0 | 0 | 0 | 0 | 0 | 0.045121
v5.10_MeasureAssessmentTemplate_Industrial_All | Gas Boiler - Process Heat - SEG SEL - High-Efficiency Custom Boiler | Process | Gas Boiler | Retrofit | Gas Boiler - Process Heat | Industrial | Primary Metal Manufacturing | Firm | Sales | Industrial | 0.07288 | 1 | 3.3697 | 2.878 | -0.60414 | 0.46261 | -0.52509 | 0.0011181 | 0.0022177 | 0.0039073 | 0.0063067 | 0.009499 | 0.0135 | 0.018222 | 0.02344 | 0.028768 | 0.033662 | 0.037476 | 0.03956 | 0.039419 | 0.036872 | 0.032169 | 0.026398 | 0.0095613 | 0 | 0 | 0 | 0 | 0 | 0 | 0 | 0 | 0.36209
v5.10_MeasureAssessmentTemplate_Industrial_All | Gas Boiler - Process Heat - SEG SEL - High-Efficiency Custom Boiler | Process | Gas Boiler | Retrofit | Gas Boiler - Process Heat | Industrial | Pulp and Paper Mills | Firm | Sales | Commercial | 0.07288 | 1 | 3.3697 | 2.878 | -0.60414 | 0.46261 | -0.52509 | 3.2826e-05 | 6.5112e-05 | 0.00011472 | 0.00018517 | 0.00027889 | 0.00039635 | 0.00053499 | 0.00068819 | 0.00084462 | 0.00098833 | 0.0011003 | 0.0011615 | 0.0011573 | 0.0010826 | 0.00094449 | 0.00077506 | 0.00028072 | 0 | 0 | 0 | 0 | 0 | 0 | 0 | 0 | 0.010631
v5.10_MeasureAssessmentTemplate_Industrial_All | Gas Boiler - Process Heat - SEG SEL - High-Efficiency Custom Boiler | Process | Gas Boiler | Retrofit | Gas Boiler - Process Heat | Industrial | Pulp and Paper Mills | Firm | Sales | Industrial | 0.07288 | 1 | 3.3697 | 2.878 | -0.60414 | 0.46261 | -0.52509 | 0.00083464 | 0.0016555 | 0.0029168 | 0.004708 | 0.007091 | 0.010078 | 0.013603 | 0.017498 | 0.021475 | 0.025129 | 0.027976 | 0.029531 | 0.029426 | 0.027525 | 0.024014 | 0.019707 | 0.0071375 | 0 | 0 | 0 | 0 | 0 | 0 | 0 | 0 | 0.2703
v5.10_MeasureAssessmentTemplate_Industrial_All | Gas Boiler - Process Heat - SEG SEL - High-Efficiency Custom Boiler | Process | Gas Boiler | Retrofit | Gas Boiler - Process Heat | Industrial | Semiconductor Manufacturing | Firm | Sales | Commercial | 0.07288 | 1 | 3.3697 | 2.878 | -0.60414 | 0.46261 | -0.52509 | 0.005917 | 0.011737 | 0.020678 | 0.033377 | 0.050271 | 0.071443 | 0.096433 | 0.12405 | 0.15224 | 0.17815 | 0.19833 | 0.20936 | 0.20861 | 0.19514 | 0.17025 | 0.13971 | 0.0506 | 0 | 0 | 0 | 0 | 0 | 0 | 0 | 0 | 1.9163
v5.10_MeasureAssessmentTemplate_Industrial_All | Gas Boiler - Process Heat - SEG SEL - High-Efficiency Custom Boiler | Process | Gas Boiler | Retrofit | Gas Boiler - Process Heat | Industrial | Semiconductor Manufacturing | Firm | Sales | Industrial | 0.07288 | 1 | 3.3697 | 2.878 | -0.60414 | 0.46261 | -0.52509 | 0.0054632 | 0.010836 | 0.019092 | 0.030817 | 0.046415 | 0.065964 | 0.089037 | 0.11453 | 0.14057 | 0.16448 | 0.18312 | 0.1933 | 0.19261 | 0.18017 | 0.15719 | 0.12899 | 0.046719 | 0 | 0 | 0 | 0 | 0 | 0 | 0 | 0 | 1.7693
v5.10_MeasureAssessmentTemplate_Industrial_All | Gas Boiler - Process Heat - SEG SEL - High-Efficiency Custom Boiler | Process | Gas Boiler | Retrofit | Gas Boiler - Process Heat | Industrial | Semiconductor Manufacturing | Firm | Transport | Industrial | 0.07288 | 1 | 3.3697 | 1.7054 | -0.60414 | 1.3498 | -0.38209 | 0.020169 | 0.040005 | 0.070483 | 0.11377 | 0.17135 | 0.24352 | 0.3287 | 0.42283 | 0.51893 | 0.60723 | 0.67602 | 0.71361 | 0.71107 | 0.66513 | 0.58029 | 0.4762 | 0.17247 | 0 | 0 | 0 | 0 | 0 | 0 | 0 | 0 | 6.5318
v5.10_MeasureAssessmentTemplate_Industrial_All | Gas Boiler - Process Heat - SEG SEL - High-Efficiency Custom Boiler | Process | Gas Boiler | Retrofit | Gas Boiler - Process Heat | Industrial | Semiconductor Manufacturing | Interruptible | Transport | Industrial | 0.07288 | 1 | 3.0985 | 1.4738 | -0.47866 | 1.3498 | -0.25662 | 0.030287 | 0.060074 | 0.10584 | 0.17084 | 0.25731 | 0.36569 | 0.4936 | 0.63495 | 0.77927 | 0.91186 | 1.0152 | 1.0716 | 1.0678 | 0.99882 | 0.87142 | 0.7151 | 0.259 | 0 | 0 | 0 | 0 | 0 | 0 | 0 | 0 | 9.8086
v5.10_MeasureAssessmentTemplate_Industrial_All | Gas Boiler - Process Heat - SEG SEL - High-Efficiency Custom Boiler | Process | Gas Boiler | Retrofit | Gas Boiler - Process Heat | Industrial | Wood | Firm | Sales | Commercial | 0.07288 | 1 | 3.3697 | 2.878 | -0.60414 | 0.46261 | -0.52509 | 0.0021875 | 0.004339 | 0.0076447 | 0.012339 | 0.018585 | 0.026412 | 0.035651 | 0.045861 | 0.056284 | 0.065861 | 0.073322 | 0.0774 | 0.077124 | 0.072142 | 0.06294 | 0.051649 | 0.018707 | 0 | 0 | 0 | 0 | 0 | 0 | 0 | 0 | 0.70845
v5.10_MeasureAssessmentTemplate_Industrial_All | Gas Boiler - Process Heat - SEG SEL - High-Efficiency Custom Boiler | Process | Gas Boiler | Retrofit | Gas Boiler - Process Heat | Industrial | Wood | Firm | Sales | Industrial | 0.07288 | 1 | 3.3697 | 2.878 | -0.60414 | 0.46261 | -0.52509 | 0.00064006 | 0.0012696 | 0.0022368 | 0.0036104 | 0.0054379 | 0.0077281 | 0.010431 | 0.013419 | 0.016469 | 0.019271 | 0.021454 | 0.022647 | 0.022566 | 0.021108 | 0.018416 | 0.015112 | 0.0054735 | 0 | 0 | 0 | 0 | 0 | 0 | 0 | 0 | 0.20729
v5.10_MeasureAssessmentTemplate_Industrial_All | Gas Boiler - Process Heat - SEG SEL - High-Efficiency Custom Boiler | Process | Gas Boiler | Retrofit | Gas Boiler - Process Heat | Industrial | Wood | Interruptible | Sales | Industrial | 0.07288 | 1 | 3.0985 | 2.6463 | -0.47866 | 1.3498 | -0.39962 | 0.0017602 | 0.0034914 | 0.0061514 | 0.0099289 | 0.014954 | 0.021253 | 0.028687 | 0.036902 | 0.04529 | 0.052995 | 0.058999 | 0.06228 | 0.062058 | 0.058049 | 0.050645 | 0.04156 | 0.015053 | 0 | 0 | 0 | 0 | 0 | 0 | 0 | 0 | 0.57006
v5.10_MeasureAssessmentTemplate_Industrial_All | Gas Boiler - Process Heat - SEG SEL - High-Efficiency Custom Boiler | Process | Gas Boiler | Retrofit | Gas Boiler - Process Heat | Industrial | Wood | Interruptible | Transport | Industrial | 0.07288 | 1 | 3.0985 | 1.4738 | -0.47866 | 1.3498 | -0.25662 | 0.016107 | 0.031948 | 0.056287 | 0.090853 | 0.13684 | 0.19447 | 0.2625 | 0.33767 | 0.41442 | 0.48493 | 0.53986 | 0.56989 | 0.56786 | 0.53117 | 0.46342 | 0.38029 | 0.13774 | 0 | 0 | 0 | 0 | 0 | 0 | 0 | 0 | 5.2162
v5.10_MeasureAssessmentTemplate_Industrial_All | Gas Boiler - SEG Greenhouses - Condensing Boiler Upgrade | HVAC | Gas Boiler | NR | Gas Boiler | Industrial | Greenhouses | Firm | Sales | Commercial | 0.032456 | 1 | 2.1457 | 5.3472 | -1.0544 | 1.3498 | -1.8626 | 0.0003699 | 0.00056456 | 0.0012232 | 0.0022839 | 0.0038781 | 0.0061389 | 0.0091835 | 0.01309 | 0.01787 | 0.023445 | 0.029623 | 0.036107 | 0.042517 | 0.048446 | 0.053531 | 0.057528 | 0.060355 | 0.062267 | 0.063074 | 0.06361 | 0.063373 | 0.062884 | 0.062399 | 0.061918 | 0.061441 | 0.90712
v5.10_MeasureAssessmentTemplate_Industrial_All | HVAC Controls - SEG SEL - HVAC System with controls | HVAC | HVAC Controls | Retrofit | HVAC Controls | Industrial | Cement/Concrete Products | Firm | Sales | Commercial | 0.066413 | 0 | 0.7144 | 5.3472 | 1.65 | 4.0542 | -1.8626 | 0.025109 | 0.040528 | 0.061042 | 0.086751 | 0.1171 | 0.15063 | 0.18487 | 0.21632 | 0.24083 | 0.25422 | 0.25331 | 0.23695 | 0.20673 | 0.16964 | 0.030398 | 0 | 0 | 0 | 0 | 0 | 0 | 0 | 0 | 0 | 0 | 2.2744
v5.10_MeasureAssessmentTemplate_Industrial_All | HVAC Controls - SEG SEL - HVAC System with controls | HVAC | HVAC Controls | Retrofit | HVAC Controls | Industrial | Cement/Concrete Products | Firm | Sales | Industrial | 0.066413 | 0 | 0.7144 | 5.3472 | 1.65 | 4.0542 | -1.8626 | 0.015469 | 0.024951 | 0.037554 | 0.053334 | 0.07194 | 0.092476 | 0.11342 | 0.13262 | 0.14754 | 0.15564 | 0.15498 | 0.14486 | 0.1263 | 0.10357 | 0.0033122 | 0 | 0 | 0 | 0 | 0 | 0 | 0 | 0 | 0 | 0 | 1.378
v5.10_MeasureAssessmentTemplate_Industrial_All | HVAC Controls - SEG SEL - HVAC System with controls | HVAC | HVAC Controls | Retrofit | HVAC Controls | Industrial | Cement/Concrete Products | Interruptible | Transport | Industrial | 0.066413 | 0 | 0.35355 | 1.4738 | 3.1129 | 1.3498 | -0.25662 | 0.40408 | 0.65223 | 0.98237 | 1.3961 | 1.8845 | 2.4241 | 2.9751 | 3.4813 | 3.8757 | 4.0912 | 4.0766 | 3.8133 | 3.3269 | 2.7301 | 0.48921 | 0 | 0 | 0 | 0 | 0 | 0 | 0 | 0 | 0 | 0 | 36.6027
v5.10_MeasureAssessmentTemplate_Industrial_All | HVAC Controls - SEG SEL - HVAC System with controls | HVAC | HVAC Controls | Retrofit | HVAC Controls | Industrial | Chemical Manufacturing | Firm | Sales | Commercial | 0.066413 | 0 | 0.7144 | 5.3472 | 1.65 | 4.0542 | -1.8626 | 0.0065681 | 0.010602 | 0.015968 | 0.022693 | 0.03063 | 0.039402 | 0.048358 | 0.056586 | 0.062996 | 0.066499 | 0.066262 | 0.061982 | 0.054076 | 0.044375 | 0.0079517 | 0 | 0 | 0 | 0 | 0 | 0 | 0 | 0 | 0 | 0 | 0.59495
v5.10_MeasureAssessmentTemplate_Industrial_All | HVAC Controls - SEG SEL - HVAC System with controls | HVAC | HVAC Controls | Retrofit | HVAC Controls | Industrial | Chemical Manufacturing | Firm | Sales | Industrial | 0.066413 | 0 | 0.7144 | 5.3472 | 1.65 | 4.0542 | -1.8626 | 0.029588 | 0.047758 | 0.071931 | 0.10223 | 0.13798 | 0.1775 | 0.21784 | 0.25491 | 0.28379 | 0.29957 | 0.2985 | 0.27922 | 0.2436 | 0.1999 | 0.035821 | 0 | 0 | 0 | 0 | 0 | 0 | 0 | 0 | 0 | 0 | 2.6801
v5.10_MeasureAssessmentTemplate_Industrial_All | HVAC Controls - SEG SEL - HVAC System with controls | HVAC | HVAC Controls | Retrofit | HVAC Controls | Industrial | Misc. Manufacturing | Firm | Sales | Commercial | 0.066413 | 0 | 0.7144 | 5.3472 | 1.65 | 4.0542 | -1.8626 | 0.14876 | 0.24012 | 0.36165 | 0.51397 | 0.69376 | 0.89243 | 1.0953 | 1.2816 | 1.4268 | 1.5062 | 1.5008 | 1.4038 | 1.2248 | 1.0051 | 0.1801 | 0 | 0 | 0 | 0 | 0 | 0 | 0 | 0 | 0 | 0 | 13.4751
v5.10_MeasureAssessmentTemplate_Industrial_All | HVAC Controls - SEG SEL - HVAC System with controls | HVAC | HVAC Controls | Retrofit | HVAC Controls | Industrial | Misc. Manufacturing | Firm | Sales | Industrial | 0.066413 | 0 | 0.7144 | 5.3472 | 1.65 | 4.0542 | -1.8626 | 0.29417 | 0.47482 | 0.71516 | 1.0164 | 1.3719 | 1.7647 | 2.1659 | 2.5344 | 2.8215 | 2.9784 | 2.9678 | 2.7761 | 2.422 | 1.9875 | 0.35614 | 0 | 0 | 0 | 0 | 0 | 0 | 0 | 0 | 0 | 0 | 26.6467
v5.10_MeasureAssessmentTemplate_Industrial_All | HVAC Controls - SEG SEL - HVAC System with controls | HVAC | HVAC Controls | Retrofit | HVAC Controls | Industrial | Misc. Manufacturing | Firm | Transport | Industrial | 0.066413 | 0 | 0.7144 | 4.1746 | 1.65 | 1.3498 | -1.7196 | 0.02154 | 0.034768 | 0.052366 | 0.074421 | 0.10045 | 0.12922 | 0.15859 | 0.18557 | 0.2066 | 0.21809 | 0.21731 | 0.20327 | 0.17734 | 0.14553 | 0.026078 | 0 | 0 | 0 | 0 | 0 | 0 | 0 | 0 | 0 | 0 | 1.9511
v5.10_MeasureAssessmentTemplate_Industrial_All | HVAC Controls - SEG SEL - HVAC System with controls | HVAC | HVAC Controls | Retrofit | HVAC Controls | Industrial | Misc. Manufacturing | Interruptible | Transport | Industrial | 0.066413 | 0 | 0.35355 | 1.4738 | 3.1129 | 1.3498 | -0.25662 | 0.12989 | 0.20965 | 0.31577 | 0.44877 | 0.60574 | 0.77921 | 0.95631 | 1.119 | 1.2458 | 1.3151 | 1.3104 | 1.2257 | 1.0694 | 0.87756 | 0.15725 | 0 | 0 | 0 | 0 | 0 | 0 | 0 | 0 | 0 | 0 | 11.7656
v5.10_MeasureAssessmentTemplate_Industrial_All | HVAC Controls - SEG SEL - HVAC System with controls | HVAC | HVAC Controls | Retrofit | HVAC Controls | Industrial | Other Food | Firm | Sales | Commercial | 0.066413 | 0 | 0.7144 | 5.3472 | 1.65 | 4.0542 | -1.8626 | 0.045496 | 0.073435 | 0.1106 | 0.15719 | 0.21217 | 0.27293 | 0.33497 | 0.39196 | 0.43636 | 0.46063 | 0.45899 | 0.42934 | 0.37457 | 0.30738 | 0.05508 | 0 | 0 | 0 | 0 | 0 | 0 | 0 | 0 | 0 | 0 | 4.1211
v5.10_MeasureAssessmentTemplate_Industrial_All | HVAC Controls - SEG SEL - HVAC System with controls | HVAC | HVAC Controls | Retrofit | HVAC Controls | Industrial | Other Food | Firm | Sales | Industrial | 0.066413 | 0 | 0.7144 | 5.3472 | 1.65 | 4.0542 | -1.8626 | 0.041396 | 0.066817 | 0.10064 | 0.14302 | 0.19305 | 0.24834 | 0.30478 | 0.35664 | 0.39704 | 0.41912 | 0.41763 | 0.39065 | 0.34082 | 0.27968 | 0.050116 | 0 | 0 | 0 | 0 | 0 | 0 | 0 | 0 | 0 | 0 | 3.7497
v5.10_MeasureAssessmentTemplate_Industrial_All | HVAC Controls - SEG SEL - HVAC System with controls | HVAC | HVAC Controls | Retrofit | HVAC Controls | Industrial | Other Food | Firm | Transport | Industrial | 0.066413 | 0 | 0.7144 | 4.1746 | 1.65 | 1.3498 | -1.7196 | 0.84301 | 1.3607 | 2.0494 | 2.9126 | 3.9314 | 5.0572 | 6.2067 | 7.2628 | 8.0856 | 8.5352 | 8.5048 | 7.9554 | 6.9406 | 5.6956 | 1.0206 | 0 | 0 | 0 | 0 | 0 | 0 | 0 | 0 | 0 | 0 | 76.3617
v5.10_MeasureAssessmentTemplate_Industrial_All | HVAC Controls - SEG SEL - HVAC System with controls | HVAC | HVAC Controls | Retrofit | HVAC Controls | Industrial | Other Food | Interruptible | Transport | Industrial | 0.066413 | 0 | 0.35355 | 1.4738 | 3.1129 | 1.3498 | -0.25662 | 0.43398 | 0.70049 | 1.055 | 1.4994 | 2.0239 | 2.6035 | 3.1952 | 3.7389 | 4.1624 | 4.3939 | 4.3782 | 4.0954 | 3.573 | 2.9321 | 0.5254 | 0 | 0 | 0 | 0 | 0 | 0 | 0 | 0 | 0 | 0 | 39.3108
v5.10_MeasureAssessmentTemplate_Industrial_All | HVAC Controls - SEG SEL - HVAC System with controls | HVAC | HVAC Controls | Retrofit | HVAC Controls | Industrial | Primary Metal Manufacturing | Firm | Sales | Commercial | 0.066413 | 0 | 0.7144 | 5.3472 | 1.65 | 4.0542 | -1.8626 | 0.0025052 | 0.0040436 | 0.0060904 | 0.0086554 | 0.011683 | 0.015029 | 0.018445 | 0.021583 | 0.024028 | 0.025364 | 0.025274 | 0.023641 | 0.020626 | 0.016926 | 0.0030329 | 0 | 0 | 0 | 0 | 0 | 0 | 0 | 0 | 0 | 0 | 0.22692
v5.10_MeasureAssessmentTemplate_Industrial_All | HVAC Controls - SEG SEL - HVAC System with controls | HVAC | HVAC Controls | Retrofit | HVAC Controls | Industrial | Primary Metal Manufacturing | Firm | Sales | Industrial | 0.066413 | 0 | 0.7144 | 5.3472 | 1.65 | 4.0542 | -1.8626 | 0.020104 | 0.03245 | 0.048875 | 0.06946 | 0.093756 | 0.12061 | 0.14802 | 0.1732 | 0.19282 | 0.20355 | 0.20282 | 0.18972 | 0.16552 | 0.13583 | 0.024339 | 0 | 0 | 0 | 0 | 0 | 0 | 0 | 0 | 0 | 0 | 1.8211
v5.10_MeasureAssessmentTemplate_Industrial_All | HVAC Controls - SEG SEL - HVAC System with controls | HVAC | HVAC Controls | Retrofit | HVAC Controls | Industrial | Pulp and Paper Mills | Firm | Sales | Commercial | 0.066413 | 0 | 0.7144 | 5.3472 | 1.65 | 4.0542 | -1.8626 | 0.00059026 | 0.00095274 | 0.001435 | 0.0020394 | 0.0027527 | 0.003541 | 0.0043458 | 0.0050852 | 0.0056613 | 0.0059762 | 0.0059549 | 0.0055702 | 0.0048597 | 0.0039879 | 0.0007146 | 0 | 0 | 0 | 0 | 0 | 0 | 0 | 0 | 0 | 0 | 0.053467
v5.10_MeasureAssessmentTemplate_Industrial_All | HVAC Controls - SEG SEL - HVAC System with controls | HVAC | HVAC Controls | Retrofit | HVAC Controls | Industrial | Pulp and Paper Mills | Firm | Sales | Industrial | 0.066413 | 0 | 0.7144 | 5.3472 | 1.65 | 4.0542 | -1.8626 | 0.015008 | 0.024224 | 0.036485 | 0.051852 | 0.069989 | 0.090032 | 0.1105 | 0.1293 | 0.14394 | 0.15195 | 0.15141 | 0.14163 | 0.12356 | 0.1014 | 0.018169 | 0 | 0 | 0 | 0 | 0 | 0 | 0 | 0 | 0 | 0 | 1.3594
v5.10_MeasureAssessmentTemplate_Industrial_All | HVAC Controls - SEG SEL - HVAC System with controls | HVAC | HVAC Controls | Retrofit | HVAC Controls | Industrial | Semiconductor Manufacturing | Firm | Sales | Commercial | 0.066413 | 0 | 0.7144 | 5.3472 | 1.65 | 4.0542 | -1.8626 | 0.1064 | 0.17173 | 0.25866 | 0.3676 | 0.49618 | 0.63827 | 0.78334 | 0.91663 | 1.0205 | 1.0772 | 1.0734 | 1.004 | 0.87597 | 0.71883 | 0.12881 | 0 | 0 | 0 | 0 | 0 | 0 | 0 | 0 | 0 | 0 | 9.6375
v5.10_MeasureAssessmentTemplate_Industrial_All | HVAC Controls - SEG SEL - HVAC System with controls | HVAC | HVAC Controls | Retrofit | HVAC Controls | Industrial | Semiconductor Manufacturing | Firm | Sales | Industrial | 0.066413 | 0 | 0.7144 | 5.3472 | 1.65 | 4.0542 | -1.8626 | 0.098235 | 0.15856 | 0.23882 | 0.3394 | 0.45812 | 0.58931 | 0.72326 | 0.84632 | 0.9422 | 0.9946 | 0.99105 | 0.92703 | 0.80878 | 0.6637 | 0.11893 | 0 | 0 | 0 | 0 | 0 | 0 | 0 | 0 | 0 | 0 | 8.8983
v5.10_MeasureAssessmentTemplate_Industrial_All | HVAC Controls - SEG SEL - HVAC System with controls | HVAC | HVAC Controls | Retrofit | HVAC Controls | Industrial | Semiconductor Manufacturing | Firm | Transport | Industrial | 0.066413 | 0 | 0.7144 | 4.1746 | 1.65 | 1.3498 | -1.7196 | 0.36266 | 0.58536 | 0.88165 | 1.253 | 1.6913 | 2.1756 | 2.6701 | 3.1244 | 3.4783 | 3.6718 | 3.6587 | 3.4223 | 2.9858 | 2.4502 | 0.43905 | 0 | 0 | 0 | 0 | 0 | 0 | 0 | 0 | 0 | 0 | 32.8501
v5.10_MeasureAssessmentTemplate_Industrial_All | HVAC Controls - SEG SEL - HVAC System with controls | HVAC | HVAC Controls | Retrofit | HVAC Controls | Industrial | Semiconductor Manufacturing | Interruptible | Transport | Industrial | 0.066413 | 0 | 0.35355 | 1.4738 | 3.1129 | 1.3498 | -0.25662 | 0.54459 | 0.87903 | 1.324 | 1.8816 | 2.5397 | 3.267 | 4.0096 | 4.6918 | 5.2233 | 5.5138 | 5.4942 | 5.1392 | 4.4837 | 3.6794 | 0.65932 | 0 | 0 | 0 | 0 | 0 | 0 | 0 | 0 | 0 | 0 | 49.3303
v5.10_MeasureAssessmentTemplate_Industrial_All | HVAC Controls - SEG SEL - HVAC System with controls | HVAC | HVAC Controls | Retrofit | HVAC Controls | Industrial | Wood | Firm | Sales | Commercial | 0.066413 | 0 | 0.7144 | 5.3472 | 1.65 | 4.0542 | -1.8626 | 0.039334 | 0.06349 | 0.095626 | 0.1359 | 0.18344 | 0.23597 | 0.2896 | 0.33888 | 0.37727 | 0.39825 | 0.39683 | 0.37119 | 0.32385 | 0.26575 | 0.047621 | 0 | 0 | 0 | 0 | 0 | 0 | 0 | 0 | 0 | 0 | 3.563
v5.10_MeasureAssessmentTemplate_Industrial_All | HVAC Controls - SEG SEL - HVAC System with controls | HVAC | HVAC Controls | Retrofit | HVAC Controls | Industrial | Wood | Firm | Sales | Industrial | 0.066413 | 0 | 0.7144 | 5.3472 | 1.65 | 4.0542 | -1.8626 | 0.011509 | 0.018577 | 0.02798 | 0.039764 | 0.053673 | 0.069043 | 0.084736 | 0.099153 | 0.11039 | 0.11652 | 0.11611 | 0.10861 | 0.094755 | 0.077758 | 0.013934 | 0 | 0 | 0 | 0 | 0 | 0 | 0 | 0 | 0 | 0 | 1.0425
v5.10_MeasureAssessmentTemplate_Industrial_All | HVAC Controls - SEG SEL - HVAC System with controls | HVAC | HVAC Controls | Retrofit | HVAC Controls | Industrial | Wood | Interruptible | Sales | Industrial | 0.066413 | 0 | 0.35355 | 2.6463 | 3.1129 | 1.3498 | -0.39962 | 0.031651 | 0.051087 | 0.076946 | 0.10935 | 0.1476 | 0.18987 | 0.23303 | 0.27268 | 0.30357 | 0.32045 | 0.31931 | 0.29868 | 0.26058 | 0.21384 | 0.038318 | 0 | 0 | 0 | 0 | 0 | 0 | 0 | 0 | 0 | 0 | 2.867
v5.10_MeasureAssessmentTemplate_Industrial_All | HVAC Controls - SEG SEL - HVAC System with controls | HVAC | HVAC Controls | Retrofit | HVAC Controls | Industrial | Wood | Interruptible | Transport | Industrial | 0.066413 | 0 | 0.35355 | 1.4738 | 3.1129 | 1.3498 | -0.25662 | 0.28962 | 0.46747 | 0.70408 | 1.0006 | 1.3506 | 1.7374 | 2.1323 | 2.4951 | 2.7778 | 2.9323 | 2.9218 | 2.7331 | 2.3844 | 1.9567 | 0.35063 | 0 | 0 | 0 | 0 | 0 | 0 | 0 | 0 | 0 | 0 | 26.2339
v5.10_MeasureAssessmentTemplate_Industrial_All | Heat Pump Water Heater - SEG SEL - HPWH (150% eff) | Water Heat | Heat Pump Water Heater | NR | Heat Pump Water Heater | Industrial | Cement/Concrete Products | Firm | Sales | Commercial | 0.10092 | 1 | 3.2427 | 3.1523 | -0.68881 | 0.52657 | -0.67372 | 0 | 0 | 0.00068772 | 0.0012841 | 0.0021804 | 0.0034514 | 0.0051632 | 0.0073595 | 0.010047 | 0.013181 | 0.016655 | 0.0203 | 0.023904 | 0.027238 | 0.030097 | 0.032344 | 0.033933 | 0.035008 | 0.035462 | 0.035763 | 0.03563 | 0.035355 | 0.035083 | 0.034812 | 0.034544 | 0.50948
v5.10_MeasureAssessmentTemplate_Industrial_All | Heat Pump Water Heater - SEG SEL - HPWH (150% eff) | Water Heat | Heat Pump Water Heater | NR | Heat Pump Water Heater | Industrial | Cement/Concrete Products | Firm | Sales | Industrial | 0.10092 | 1 | 3.2427 | 3.1523 | -0.68881 | 0.52657 | -0.67372 | 0 | 0 | 0.0004231 | 0.00078944 | 0.0013395 | 0.002119 | 0.0031676 | 0.004512 | 0.0061554 | 0.0080698 | 0.010189 | 0.012411 | 0.014604 | 0.016629 | 0.018362 | 0.019719 | 0.020673 | 0.021314 | 0.021575 | 0.021743 | 0.021647 | 0.021465 | 0.021285 | 0.021106 | 0.020929 | 0.31023
v5.10_MeasureAssessmentTemplate_Industrial_All | Heat Pump Water Heater - SEG SEL - HPWH (150% eff) | Water Heat | Heat Pump Water Heater | NR | Heat Pump Water Heater | Industrial | Cement/Concrete Products | Interruptible | Transport | Industrial | 0.10092 | 1 | 2.7221 | 1.4738 | -0.4147 | 1.3498 | -0.25662 | 0 | 0 | 0.011068 | 0.020665 | 0.035089 | 0.055545 | 0.083092 | 0.11844 | 0.16169 | 0.21213 | 0.26803 | 0.3267 | 0.3847 | 0.43834 | 0.48435 | 0.52051 | 0.54609 | 0.56339 | 0.57069 | 0.57554 | 0.5734 | 0.56898 | 0.56459 | 0.56024 | 0.55592 | 8.1992
v5.10_MeasureAssessmentTemplate_Industrial_All | Heat Pump Water Heater - SEG SEL - HPWH (150% eff) | Water Heat | Heat Pump Water Heater | NR | Heat Pump Water Heater | Industrial | Chemical Manufacturing | Firm | Sales | Commercial | 0.10092 | 1 | 3.2427 | 3.1523 | -0.68881 | 0.52657 | -0.67372 | 0 | 0 | 0.00017989 | 0.00033589 | 0.00057035 | 0.00090283 | 0.0013506 | 0.0019251 | 0.0026282 | 0.003448 | 0.0043566 | 0.0053102 | 0.006253 | 0.0071249 | 0.0078728 | 0.0084605 | 0.0088762 | 0.0091575 | 0.0092762 | 0.009355 | 0.0093201 | 0.0092483 | 0.009177 | 0.0091062 | 0.009036 | 0.13327
v5.10_MeasureAssessmentTemplate_Industrial_All | Heat Pump Water Heater - SEG SEL - HPWH (150% eff) | Water Heat | Heat Pump Water Heater | NR | Heat Pump Water Heater | Industrial | Chemical Manufacturing | Firm | Sales | Industrial | 0.10092 | 1 | 3.2427 | 3.1523 | -0.68881 | 0.52657 | -0.67372 | 0 | 0 | 0.00081039 | 0.0015131 | 0.0025693 | 0.0040671 | 0.0060842 | 0.0086723 | 0.011839 | 0.015532 | 0.019626 | 0.023921 | 0.028168 | 0.032096 | 0.035465 | 0.038113 | 0.039986 | 0.041253 | 0.041787 | 0.042142 | 0.041985 | 0.041662 | 0.041341 | 0.041022 | 0.040706 | 0.60036
v5.10_MeasureAssessmentTemplate_Industrial_All | Heat Pump Water Heater - SEG SEL - HPWH (150% eff) | Water Heat | Heat Pump Water Heater | NR | Heat Pump Water Heater | Industrial | Misc. Manufacturing | Firm | Sales | Commercial | 0.10092 | 1 | 3.2427 | 3.1523 | -0.68881 | 0.52657 | -0.67372 | 0 | 0 | 0.0040745 | 0.0076077 | 0.012918 | 0.020449 | 0.03059 | 0.043603 | 0.059526 | 0.078094 | 0.098673 | 0.12027 | 0.14163 | 0.16137 | 0.17831 | 0.19162 | 0.20104 | 0.20741 | 0.2101 | 0.21188 | 0.21109 | 0.20947 | 0.20785 | 0.20625 | 0.20466 | 3.0185
v5.10_MeasureAssessmentTemplate_Industrial_All | Heat Pump Water Heater - SEG SEL - HPWH (150% eff) | Water Heat | Heat Pump Water Heater | NR | Heat Pump Water Heater | Industrial | Misc. Manufacturing | Firm | Sales | Industrial | 0.10092 | 1 | 3.2427 | 3.1523 | -0.68881 | 0.52657 | -0.67372 | 0 | 0 | 0.0080572 | 0.015044 | 0.025545 | 0.040436 | 0.060491 | 0.086223 | 0.11771 | 0.15443 | 0.19512 | 0.23783 | 0.28006 | 0.31911 | 0.35261 | 0.37893 | 0.39755 | 0.41015 | 0.41546 | 0.41899 | 0.41743 | 0.41421 | 0.41102 | 0.40785 | 0.40471 | 5.969
v5.10_MeasureAssessmentTemplate_Industrial_All | Heat Pump Water Heater - SEG SEL - HPWH (150% eff) | Water Heat | Heat Pump Water Heater | NR | Heat Pump Water Heater | Industrial | Misc. Manufacturing | Firm | Transport | Industrial | 0.10092 | 1 | 3.2427 | 1.9798 | -0.68881 | 1.3498 | -0.53072 | 0 | 0 | 0.00058997 | 0.0011016 | 0.0018705 | 0.0029609 | 0.0044293 | 0.0063135 | 0.0086191 | 0.011308 | 0.014287 | 0.017415 | 0.020507 | 0.023366 | 0.025819 | 0.027746 | 0.02911 | 0.030032 | 0.030421 | 0.03068 | 0.030565 | 0.03033 | 0.030096 | 0.029864 | 0.029634 | 0.43706
v5.10_MeasureAssessmentTemplate_Industrial_All | Heat Pump Water Heater - SEG SEL - HPWH (150% eff) | Water Heat | Heat Pump Water Heater | NR | Heat Pump Water Heater | Industrial | Misc. Manufacturing | Interruptible | Transport | Industrial | 0.10092 | 1 | 2.7221 | 1.4738 | -0.4147 | 1.3498 | -0.25662 | 0 | 0 | 0.0035576 | 0.0066425 | 0.011279 | 0.017854 | 0.026709 | 0.038071 | 0.051974 | 0.068186 | 0.086155 | 0.10501 | 0.12366 | 0.1409 | 0.15569 | 0.16731 | 0.17553 | 0.1811 | 0.18344 | 0.185 | 0.18431 | 0.18289 | 0.18148 | 0.18008 | 0.1787 | 2.6356
v5.10_MeasureAssessmentTemplate_Industrial_All | Heat Pump Water Heater - SEG SEL - HPWH (150% eff) | Water Heat | Heat Pump Water Heater | NR | Heat Pump Water Heater | Industrial | Other Food | Firm | Sales | Commercial | 0.10092 | 1 | 3.2427 | 3.1523 | -0.68881 | 0.52657 | -0.67372 | 0 | 0 | 0.0012461 | 0.0023267 | 0.0039507 | 0.0062538 | 0.0093554 | 0.013335 | 0.018205 | 0.023883 | 0.030177 | 0.036783 | 0.043313 | 0.049353 | 0.054533 | 0.058605 | 0.061484 | 0.063432 | 0.064255 | 0.0648 | 0.064559 | 0.064061 | 0.063567 | 0.063077 | 0.062591 | 0.92315
v5.10_MeasureAssessmentTemplate_Industrial_All | Heat Pump Water Heater - SEG SEL - HPWH (150% eff) | Water Heat | Heat Pump Water Heater | NR | Heat Pump Water Heater | Industrial | Other Food | Firm | Sales | Industrial | 0.10092 | 1 | 3.2427 | 3.1523 | -0.68881 | 0.52657 | -0.67372 | 0 | 0 | 0.0011338 | 0.002117 | 0.0035947 | 0.0056902 | 0.0085123 | 0.012133 | 0.016564 | 0.021731 | 0.027458 | 0.033468 | 0.03941 | 0.044906 | 0.049619 | 0.053323 | 0.055944 | 0.057716 | 0.058464 | 0.058961 | 0.058741 | 0.058288 | 0.057839 | 0.057393 | 0.056951 | 0.83996
v5.10_MeasureAssessmentTemplate_Industrial_All | Heat Pump Water Heater - SEG SEL - HPWH (150% eff) | Water Heat | Heat Pump Water Heater | NR | Heat Pump Water Heater | Industrial | Other Food | Firm | Transport | Industrial | 0.10092 | 1 | 3.2427 | 1.9798 | -0.68881 | 1.3498 | -0.53072 | 0 | 0 | 0.02309 | 0.043112 | 0.073204 | 0.11588 | 0.17335 | 0.24709 | 0.33733 | 0.44255 | 0.55917 | 0.68157 | 0.80257 | 0.91448 | 1.0105 | 1.0859 | 1.1393 | 1.1754 | 1.1906 | 1.2007 | 1.1962 | 1.187 | 1.1779 | 1.1688 | 1.1598 | 17.1054
v5.10_MeasureAssessmentTemplate_Industrial_All | Heat Pump Water Heater - SEG SEL - HPWH (150% eff) | Water Heat | Heat Pump Water Heater | NR | Heat Pump Water Heater | Industrial | Other Food | Interruptible | Transport | Industrial | 0.10092 | 1 | 2.7221 | 1.4738 | -0.4147 | 1.3498 | -0.25662 | 0 | 0 | 0.011886 | 0.022194 | 0.037685 | 0.059654 | 0.08924 | 0.1272 | 0.17366 | 0.22782 | 0.28786 | 0.35087 | 0.41316 | 0.47077 | 0.52019 | 0.55902 | 0.58649 | 0.60507 | 0.61292 | 0.61812 | 0.61582 | 0.61107 | 0.60636 | 0.60169 | 0.59705 | 8.8058
v5.10_MeasureAssessmentTemplate_Industrial_All | Heat Pump Water Heater - SEG SEL - HPWH (150% eff) | Water Heat | Heat Pump Water Heater | NR | Heat Pump Water Heater | Industrial | Primary Metal Manufacturing | Firm | Sales | Commercial | 0.10092 | 1 | 3.2427 | 3.1523 | -0.68881 | 0.52657 | -0.67372 | 0 | 0 | 6.8615e-05 | 0.00012812 | 0.00021754 | 0.00034436 | 0.00051514 | 0.00073428 | 0.0010024 | 0.0013151 | 0.0016617 | 0.0020254 | 0.002385 | 0.0027176 | 0.0030028 | 0.003227 | 0.0033856 | 0.0034928 | 0.0035381 | 0.0035682 | 0.0035549 | 0.0035275 | 0.0035003 | 0.0034733 | 0.0034465 | 0.050832
v5.10_MeasureAssessmentTemplate_Industrial_All | Heat Pump Water Heater - SEG SEL - HPWH (150% eff) | Water Heat | Heat Pump Water Heater | NR | Heat Pump Water Heater | Industrial | Primary Metal Manufacturing | Firm | Sales | Industrial | 0.10092 | 1 | 3.2427 | 3.1523 | -0.68881 | 0.52657 | -0.67372 | 0 | 0 | 0.00055064 | 0.0010281 | 0.0017458 | 0.0027635 | 0.004134 | 0.0058926 | 0.0080446 | 0.010554 | 0.013335 | 0.016254 | 0.01914 | 0.021809 | 0.024098 | 0.025897 | 0.027169 | 0.02803 | 0.028393 | 0.028635 | 0.028528 | 0.028308 | 0.02809 | 0.027873 | 0.027658 | 0.40793
v5.10_MeasureAssessmentTemplate_Industrial_All | Heat Pump Water Heater - SEG SEL - HPWH (150% eff) | Water Heat | Heat Pump Water Heater | NR | Heat Pump Water Heater | Industrial | Pulp and Paper Mills | Firm | Sales | Commercial | 0.10092 | 1 | 3.2427 | 3.1523 | -0.68881 | 0.52657 | -0.67372 | 0 | 0 | 1.6167e-05 | 3.0186e-05 | 5.1256e-05 | 8.1136e-05 | 0.00012138 | 0.00017301 | 0.00023619 | 0.00030986 | 0.00039152 | 0.00047722 | 0.00056194 | 0.0006403 | 0.00070751 | 0.00076033 | 0.00079769 | 0.00082296 | 0.00083363 | 0.00084071 | 0.00083758 | 0.00083113 | 0.00082472 | 0.00081836 | 0.00081205 | 0.011977
v5.10_MeasureAssessmentTemplate_Industrial_All | Heat Pump Water Heater - SEG SEL - HPWH (150% eff) | Water Heat | Heat Pump Water Heater | NR | Heat Pump Water Heater | Industrial | Pulp and Paper Mills | Firm | Sales | Industrial | 0.10092 | 1 | 3.2427 | 3.1523 | -0.68881 | 0.52657 | -0.67372 | 0 | 0 | 0.00041105 | 0.0007675 | 0.0013032 | 0.0020629 | 0.0030861 | 0.0043988 | 0.0060053 | 0.0078785 | 0.0099546 | 0.012134 | 0.014288 | 0.01628 | 0.017989 | 0.019332 | 0.020282 | 0.020925 | 0.021196 | 0.021376 | 0.021296 | 0.021132 | 0.020969 | 0.020807 | 0.020647 | 0.30452
v5.10_MeasureAssessmentTemplate_Industrial_All | Heat Pump Water Heater - SEG SEL - HPWH (150% eff) | Water Heat | Heat Pump Water Heater | NR | Heat Pump Water Heater | Industrial | Wood | Firm | Sales | Commercial | 0.10092 | 1 | 3.2427 | 3.1523 | -0.68881 | 0.52657 | -0.67372 | 0 | 0 | 0.0010773 | 0.0020116 | 0.0034157 | 0.0054068 | 0.0080884 | 0.011529 | 0.015739 | 0.020649 | 0.02609 | 0.031801 | 0.037447 | 0.042669 | 0.047148 | 0.050668 | 0.053157 | 0.054842 | 0.055553 | 0.056024 | 0.055816 | 0.055386 | 0.054959 | 0.054535 | 0.054115 | 0.79813
v5.10_MeasureAssessmentTemplate_Industrial_All | Heat Pump Water Heater - SEG SEL - HPWH (150% eff) | Water Heat | Heat Pump Water Heater | NR | Heat Pump Water Heater | Industrial | Wood | Firm | Sales | Industrial | 0.10092 | 1 | 3.2427 | 3.1523 | -0.68881 | 0.52657 | -0.67372 | 0 | 0 | 0.00031522 | 0.00058857 | 0.00099941 | 0.001582 | 0.0023666 | 0.0033733 | 0.0046053 | 0.0060418 | 0.0076339 | 0.0093049 | 0.010957 | 0.012485 | 0.013795 | 0.014825 | 0.015554 | 0.016046 | 0.016254 | 0.016392 | 0.016331 | 0.016205 | 0.016081 | 0.015957 | 0.015834 | 0.23353
v5.10_MeasureAssessmentTemplate_Industrial_All | Heat Pump Water Heater - SEG SEL - HPWH (150% eff) | Water Heat | Heat Pump Water Heater | NR | Heat Pump Water Heater | Industrial | Wood | Interruptible | Sales | Industrial | 0.10092 | 1 | 2.7221 | 2.6463 | -0.4147 | 1.3498 | -0.39962 | 0 | 0 | 0.00086689 | 0.0016186 | 0.0027484 | 0.0043506 | 0.0065083 | 0.0092769 | 0.012665 | 0.016615 | 0.020994 | 0.025589 | 0.030132 | 0.034334 | 0.037938 | 0.04077 | 0.042773 | 0.044129 | 0.044701 | 0.04508 | 0.044912 | 0.044566 | 0.044223 | 0.043882 | 0.043544 | 0.64222
v5.10_MeasureAssessmentTemplate_Industrial_All | Heat Pump Water Heater - SEG SEL - HPWH (150% eff) | Water Heat | Heat Pump Water Heater | NR | Heat Pump Water Heater | Industrial | Wood | Interruptible | Transport | Industrial | 0.10092 | 1 | 2.7221 | 1.4738 | -0.4147 | 1.3498 | -0.25662 | 0 | 0 | 0.0079324 | 0.014811 | 0.025149 | 0.03981 | 0.059554 | 0.084887 | 0.11589 | 0.15204 | 0.1921 | 0.23415 | 0.27572 | 0.31417 | 0.34715 | 0.37306 | 0.39139 | 0.40379 | 0.40903 | 0.4125 | 0.41097 | 0.4078 | 0.40465 | 0.40154 | 0.39844 | 5.8765
v5.10_MeasureAssessmentTemplate_Industrial_All | Heat Recovery - SEG SEL - Recovery of Heat from Boiler | HVAC | Heat Recovery | Retrofit | Heat Recovery | Industrial | Cement/Concrete Products | Firm | Sales | Commercial | 0.08245 | 1 | 2.3214 | 5.3472 | -1.1565 | 1.2477 | -1.8626 | 0.01395 | 0.02767 | 0.048751 | 0.078688 | 0.11852 | 0.16843 | 0.22735 | 0.29246 | 0.35893 | 0.42 | 0.46758 | 0.49358 | 0.49182 | 0.46005 | 0.40137 | 0.32937 | 0.11929 | 0 | 0 | 0 | 0 | 0 | 0 | 0 | 0 | 4.5178
v5.10_MeasureAssessmentTemplate_Industrial_All | Heat Recovery - SEG SEL - Recovery of Heat from Boiler | HVAC | Heat Recovery | Retrofit | Heat Recovery | Industrial | Cement/Concrete Products | Firm | Sales | Industrial | 0.08245 | 1 | 2.3214 | 5.3472 | -1.1565 | 1.2477 | -1.8626 | 0.0085943 | 0.017035 | 0.029992 | 0.048377 | 0.072813 | 0.10341 | 0.13948 | 0.1793 | 0.2199 | 0.25713 | 0.28606 | 0.30176 | 0.30048 | 0.28087 | 0.24487 | 0.20081 | 0.046254 | 0 | 0 | 0 | 0 | 0 | 0 | 0 | 0 | 2.7371
v5.10_MeasureAssessmentTemplate_Industrial_All | Heat Recovery - SEG SEL - Recovery of Heat from Boiler | HVAC | Heat Recovery | Retrofit | Heat Recovery | Industrial | Cement/Concrete Products | Interruptible | Transport | Industrial | 0.08245 | 1 | 1.1488 | 1.4738 | 0.30641 | 1.3498 | -0.25662 | 0.2245 | 0.4453 | 0.78456 | 1.2664 | 1.9073 | 2.7106 | 3.6588 | 4.7066 | 5.7763 | 6.7592 | 7.5249 | 7.9433 | 7.915 | 7.4037 | 6.4594 | 5.3006 | 1.9198 | 0 | 0 | 0 | 0 | 0 | 0 | 0 | 0 | 72.7063
v5.10_MeasureAssessmentTemplate_Industrial_All | Heat Recovery - SEG SEL - Recovery of Heat from Boiler | HVAC | Heat Recovery | Retrofit | Heat Recovery | Industrial | Chemical Manufacturing | Firm | Sales | Commercial | 0.08245 | 1 | 2.3214 | 5.3472 | -1.1565 | 1.2477 | -1.8626 | 0.0036491 | 0.007238 | 0.012752 | 0.020584 | 0.031002 | 0.044059 | 0.059471 | 0.076501 | 0.09389 | 0.10986 | 0.12231 | 0.12911 | 0.12865 | 0.12034 | 0.10499 | 0.086158 | 0.031205 | 0 | 0 | 0 | 0 | 0 | 0 | 0 | 0 | 1.1818
v5.10_MeasureAssessmentTemplate_Industrial_All | Heat Recovery - SEG SEL - Recovery of Heat from Boiler | HVAC | Heat Recovery | Retrofit | Heat Recovery | Industrial | Chemical Manufacturing | Firm | Sales | Industrial | 0.08245 | 1 | 2.3214 | 5.3472 | -1.1565 | 1.2477 | -1.8626 | 0.016438 | 0.032606 | 0.057447 | 0.092725 | 0.13966 | 0.19848 | 0.2679 | 0.34462 | 0.42295 | 0.49492 | 0.55099 | 0.58163 | 0.57955 | 0.54212 | 0.47297 | 0.38812 | 0.14057 | 0 | 0 | 0 | 0 | 0 | 0 | 0 | 0 | 5.3237
v5.10_MeasureAssessmentTemplate_Industrial_All | Heat Recovery - SEG SEL - Recovery of Heat from Boiler | HVAC | Heat Recovery | Retrofit | Heat Recovery | Industrial | Misc. Manufacturing | Firm | Sales | Commercial | 0.08245 | 1 | 2.3214 | 5.3472 | -1.1565 | 1.2477 | -1.8626 | 0.082649 | 0.16394 | 0.28883 | 0.4662 | 0.70218 | 0.99791 | 1.347 | 1.7327 | 2.1265 | 2.4884 | 2.7703 | 2.9243 | 2.9139 | 2.7257 | 2.378 | 1.9514 | 0.70678 | 0 | 0 | 0 | 0 | 0 | 0 | 0 | 0 | 26.7666
v5.10_MeasureAssessmentTemplate_Industrial_All | Heat Recovery - SEG SEL - Recovery of Heat from Boiler | HVAC | Heat Recovery | Retrofit | Heat Recovery | Industrial | Misc. Manufacturing | Firm | Sales | Industrial | 0.08245 | 1 | 2.3214 | 5.3472 | -1.1565 | 1.2477 | -1.8626 | 0.16344 | 0.32418 | 0.57116 | 0.9219 | 1.3885 | 1.9733 | 2.6636 | 3.4264 | 4.2052 | 4.9206 | 5.4781 | 5.7827 | 5.7621 | 5.3899 | 4.7024 | 3.8588 | 1.3976 | 0 | 0 | 0 | 0 | 0 | 0 | 0 | 0 | 52.93
v5.10_MeasureAssessmentTemplate_Industrial_All | Heat Recovery - SEG SEL - Recovery of Heat from Boiler | HVAC | Heat Recovery | Retrofit | Heat Recovery | Industrial | Misc. Manufacturing | Firm | Transport | Industrial | 0.08245 | 1 | 2.3214 | 4.1746 | -1.1565 | 1.3498 | -1.7196 | 0.011967 | 0.023737 | 0.041821 | 0.067504 | 0.10167 | 0.14449 | 0.19504 | 0.25089 | 0.30791 | 0.3603 | 0.40112 | 0.42343 | 0.42192 | 0.39466 | 0.34432 | 0.28255 | 0.10234 | 0 | 0 | 0 | 0 | 0 | 0 | 0 | 0 | 3.8757
v5.10_MeasureAssessmentTemplate_Industrial_All | Heat Recovery - SEG SEL - Recovery of Heat from Boiler | HVAC | Heat Recovery | Retrofit | Heat Recovery | Industrial | Misc. Manufacturing | Interruptible | Transport | Industrial | 0.08245 | 1 | 1.1488 | 1.4738 | 0.30641 | 1.3498 | -0.25662 | 0.072163 | 0.14314 | 0.25219 | 0.40706 | 0.61309 | 0.87131 | 1.1761 | 1.5129 | 1.8567 | 2.1727 | 2.4188 | 2.5533 | 2.5442 | 2.3799 | 2.0763 | 1.7038 | 0.61711 | 0 | 0 | 0 | 0 | 0 | 0 | 0 | 0 | 23.3707
v5.10_MeasureAssessmentTemplate_Industrial_All | Heat Recovery - SEG SEL - Recovery of Heat from Boiler | HVAC | Heat Recovery | Retrofit | Heat Recovery | Industrial | Other Food | Firm | Sales | Commercial | 0.08245 | 1 | 2.3214 | 5.3472 | -1.1565 | 1.2477 | -1.8626 | 0.025276 | 0.050136 | 0.088333 | 0.14258 | 0.21475 | 0.30519 | 0.41194 | 0.52991 | 0.65036 | 0.76101 | 0.84723 | 0.89434 | 0.89115 | 0.83359 | 0.72726 | 0.5968 | 0.21616 | 0 | 0 | 0 | 0 | 0 | 0 | 0 | 0 | 8.186
v5.10_MeasureAssessmentTemplate_Industrial_All | Heat Recovery - SEG SEL - Recovery of Heat from Boiler | HVAC | Heat Recovery | Retrofit | Heat Recovery | Industrial | Other Food | Firm | Sales | Industrial | 0.08245 | 1 | 2.3214 | 5.3472 | -1.1565 | 1.2477 | -1.8626 | 0.022999 | 0.045618 | 0.080373 | 0.12973 | 0.19539 | 0.27769 | 0.37482 | 0.48216 | 0.59175 | 0.69243 | 0.77088 | 0.81375 | 0.81085 | 0.75847 | 0.66172 | 0.54302 | 0.19668 | 0 | 0 | 0 | 0 | 0 | 0 | 0 | 0 | 7.4483
v5.10_MeasureAssessmentTemplate_Industrial_All | Heat Recovery - SEG SEL - Recovery of Heat from Boiler | HVAC | Heat Recovery | Retrofit | Heat Recovery | Industrial | Other Food | Firm | Transport | Industrial | 0.08245 | 1 | 2.3214 | 4.1746 | -1.1565 | 1.3498 | -1.7196 | 0.46836 | 0.929 | 1.6368 | 2.6419 | 3.9791 | 5.655 | 7.6331 | 9.819 | 12.0508 | 14.1012 | 15.6986 | 16.5717 | 16.5126 | 15.4459 | 13.4757 | 11.0584 | 4.0052 | 0 | 0 | 0 | 0 | 0 | 0 | 0 | 0 | 151.6822
v5.10_MeasureAssessmentTemplate_Industrial_All | Heat Recovery - SEG SEL - Recovery of Heat from Boiler | HVAC | Heat Recovery | Retrofit | Heat Recovery | Industrial | Other Food | Interruptible | Transport | Industrial | 0.08245 | 1 | 1.1488 | 1.4738 | 0.30641 | 1.3498 | -0.25662 | 0.24111 | 0.47825 | 0.8426 | 1.36 | 2.0484 | 2.9112 | 3.9295 | 5.0548 | 6.2037 | 7.2592 | 8.0816 | 8.531 | 8.5006 | 7.9515 | 6.9373 | 5.6928 | 2.0619 | 0 | 0 | 0 | 0 | 0 | 0 | 0 | 0 | 78.0856
v5.10_MeasureAssessmentTemplate_Industrial_All | Heat Recovery - SEG SEL - Recovery of Heat from Boiler | HVAC | Heat Recovery | Retrofit | Heat Recovery | Industrial | Primary Metal Manufacturing | Firm | Sales | Commercial | 0.08245 | 1 | 2.3214 | 5.3472 | -1.1565 | 1.2477 | -1.8626 | 0.0013918 | 0.0027607 | 0.004864 | 0.007851 | 0.011825 | 0.016805 | 0.022683 | 0.029179 | 0.035811 | 0.041905 | 0.046652 | 0.049246 | 0.049071 | 0.045901 | 0.040046 | 0.032862 | 0.011902 | 0 | 0 | 0 | 0 | 0 | 0 | 0 | 0 | 0.45076
v5.10_MeasureAssessmentTemplate_Industrial_All | Heat Recovery - SEG SEL - Recovery of Heat from Boiler | HVAC | Heat Recovery | Retrofit | Heat Recovery | Industrial | Primary Metal Manufacturing | Firm | Sales | Industrial | 0.08245 | 1 | 2.3214 | 5.3472 | -1.1565 | 1.2477 | -1.8626 | 0.011169 | 0.022155 | 0.039034 | 0.063004 | 0.094894 | 0.13486 | 0.18203 | 0.23416 | 0.28739 | 0.33628 | 0.37438 | 0.3952 | 0.39379 | 0.36835 | 0.32137 | 0.26372 | 0.095517 | 0 | 0 | 0 | 0 | 0 | 0 | 0 | 0 | 3.6173
v5.10_MeasureAssessmentTemplate_Industrial_All | Heat Recovery - SEG SEL - Recovery of Heat from Boiler | HVAC | Heat Recovery | Retrofit | Heat Recovery | Industrial | Pulp and Paper Mills | Firm | Sales | Commercial | 0.08245 | 1 | 2.3214 | 5.3472 | -1.1565 | 1.2477 | -1.8626 | 0.00032793 | 0.00065047 | 0.001146 | 0.0018498 | 0.0027861 | 0.0039595 | 0.0053445 | 0.006875 | 0.0084377 | 0.0098733 | 0.010992 | 0.011603 | 0.011562 | 0.010815 | 0.0094354 | 0.0077428 | 0.0028044 | 0 | 0 | 0 | 0 | 0 | 0 | 0 | 0 | 0.1062
v5.10_MeasureAssessmentTemplate_Industrial_All | Heat Recovery - SEG SEL - Recovery of Heat from Boiler | HVAC | Heat Recovery | Retrofit | Heat Recovery | Industrial | Pulp and Paper Mills | Firm | Sales | Industrial | 0.08245 | 1 | 2.3214 | 5.3472 | -1.1565 | 1.2477 | -1.8626 | 0.008338 | 0.016539 | 0.029139 | 0.047033 | 0.070839 | 0.10067 | 0.13589 | 0.1748 | 0.21453 | 0.25104 | 0.27948 | 0.29502 | 0.29397 | 0.27498 | 0.2399 | 0.19687 | 0.071304 | 0 | 0 | 0 | 0 | 0 | 0 | 0 | 0 | 2.7003
v5.10_MeasureAssessmentTemplate_Industrial_All | Heat Recovery - SEG SEL - Recovery of Heat from Boiler | HVAC | Heat Recovery | Retrofit | Heat Recovery | Industrial | Semiconductor Manufacturing | Firm | Sales | Commercial | 0.08245 | 1 | 2.3214 | 5.3472 | -1.1565 | 1.2477 | -1.8626 | 0.059111 | 0.11725 | 0.20657 | 0.33343 | 0.5022 | 0.71372 | 0.96336 | 1.2392 | 1.5209 | 1.7797 | 1.9813 | 2.0915 | 2.084 | 1.9494 | 1.7008 | 1.3957 | 0.5055 | 0 | 0 | 0 | 0 | 0 | 0 | 0 | 0 | 19.1436
v5.10_MeasureAssessmentTemplate_Industrial_All | Heat Recovery - SEG SEL - Recovery of Heat from Boiler | HVAC | Heat Recovery | Retrofit | Heat Recovery | Industrial | Semiconductor Manufacturing | Firm | Sales | Industrial | 0.08245 | 1 | 2.3214 | 5.3472 | -1.1565 | 1.2477 | -1.8626 | 0.054577 | 0.10826 | 0.19073 | 0.30786 | 0.46368 | 0.65897 | 0.88947 | 1.1442 | 1.4043 | 1.6432 | 1.8293 | 1.9311 | 1.9242 | 1.7999 | 1.5703 | 1.2886 | 0.46672 | 0 | 0 | 0 | 0 | 0 | 0 | 0 | 0 | 17.6753
v5.10_MeasureAssessmentTemplate_Industrial_All | Heat Recovery - SEG SEL - Recovery of Heat from Boiler | HVAC | Heat Recovery | Retrofit | Heat Recovery | Industrial | Semiconductor Manufacturing | Firm | Transport | Industrial | 0.08245 | 1 | 2.3214 | 4.1746 | -1.1565 | 1.3498 | -1.7196 | 0.20148 | 0.39965 | 0.70412 | 1.1365 | 1.7118 | 2.4327 | 3.2837 | 4.224 | 5.1841 | 6.0662 | 6.7534 | 7.129 | 7.1035 | 6.6447 | 5.7971 | 4.7572 | 1.723 | 0 | 0 | 0 | 0 | 0 | 0 | 0 | 0 | 65.2522
v5.10_MeasureAssessmentTemplate_Industrial_All | Heat Recovery - SEG SEL - Recovery of Heat from Boiler | HVAC | Heat Recovery | Retrofit | Heat Recovery | Industrial | Semiconductor Manufacturing | Interruptible | Transport | Industrial | 0.08245 | 1 | 1.1488 | 1.4738 | 0.30641 | 1.3498 | -0.25662 | 0.30256 | 0.60014 | 1.0574 | 1.7067 | 2.5705 | 3.6532 | 4.931 | 6.3431 | 7.7849 | 9.1095 | 10.1415 | 10.7054 | 10.6673 | 9.9782 | 8.7054 | 7.1438 | 2.5874 | 0 | 0 | 0 | 0 | 0 | 0 | 0 | 0 | 97.988
v5.10_MeasureAssessmentTemplate_Industrial_All | Heat Recovery - SEG SEL - Recovery of Heat from Boiler | HVAC | Heat Recovery | Retrofit | Heat Recovery | Industrial | Wood | Firm | Sales | Commercial | 0.08245 | 1 | 2.3214 | 5.3472 | -1.1565 | 1.2477 | -1.8626 | 0.021853 | 0.043347 | 0.07637 | 0.12327 | 0.18566 | 0.26386 | 0.35615 | 0.45815 | 0.56228 | 0.65795 | 0.73249 | 0.77322 | 0.77046 | 0.72069 | 0.62877 | 0.51597 | 0.18688 | 0 | 0 | 0 | 0 | 0 | 0 | 0 | 0 | 7.0774
v5.10_MeasureAssessmentTemplate_Industrial_All | Heat Recovery - SEG SEL - Recovery of Heat from Boiler | HVAC | Heat Recovery | Retrofit | Heat Recovery | Industrial | Wood | Firm | Sales | Industrial | 0.08245 | 1 | 2.3214 | 5.3472 | -1.1565 | 1.2477 | -1.8626 | 0.0063941 | 0.012683 | 0.022346 | 0.036068 | 0.054324 | 0.077204 | 0.10421 | 0.13405 | 0.16452 | 0.19251 | 0.21432 | 0.22624 | 0.22543 | 0.21087 | 0.18397 | 0.15097 | 0.05468 | 0 | 0 | 0 | 0 | 0 | 0 | 0 | 0 | 2.0708
v5.10_MeasureAssessmentTemplate_Industrial_All | Heat Recovery - SEG SEL - Recovery of Heat from Boiler | HVAC | Heat Recovery | Retrofit | Heat Recovery | Industrial | Wood | Interruptible | Sales | Industrial | 0.08245 | 1 | 1.1488 | 2.6463 | 0.30641 | 1.3498 | -0.39962 | 0.017584 | 0.034879 | 0.061452 | 0.099189 | 0.14939 | 0.21232 | 0.28658 | 0.36865 | 0.45244 | 0.52942 | 0.5894 | 0.62218 | 0.61996 | 0.57991 | 0.50594 | 0.41518 | 0.15037 | 0 | 0 | 0 | 0 | 0 | 0 | 0 | 0 | 5.6949
v5.10_MeasureAssessmentTemplate_Industrial_All | Heat Recovery - SEG SEL - Recovery of Heat from Boiler | HVAC | Heat Recovery | Retrofit | Heat Recovery | Industrial | Wood | Interruptible | Transport | Industrial | 0.08245 | 1 | 1.1488 | 1.4738 | 0.30641 | 1.3498 | -0.25662 | 0.1609 | 0.31916 | 0.56231 | 0.90762 | 1.367 | 1.9428 | 2.6223 | 3.3733 | 4.14 | 4.8444 | 5.3932 | 5.6932 | 5.6729 | 5.3064 | 4.6295 | 3.7991 | 1.376 | 0 | 0 | 0 | 0 | 0 | 0 | 0 | 0 | 52.1101
v5.10_MeasureAssessmentTemplate_Industrial_All | IR Poly Film - SEG Greenhouses - Adding Infared Poly Film | HVAC | IR Poly Film | Retrofit | IR Poly Film | Industrial | Greenhouses | Firm | Sales | Commercial | 0.11743 | 1 | 6.8698 | 5.3472 | -1.9826 | 0.4216 | -1.8626 | 0.060238 | 0.09723 | 0.14644 | 0.20812 | 0.28092 | 0.36137 | 0.4435 | 0.51896 | 0.57775 | 0.60988 | 0.60771 | 0.56845 | 0.49594 | 0.40698 | 0.072927 | 0 | 0 | 0 | 0 | 0 | 0 | 0 | 0 | 0 | 0 | 5.4564
v5.10_MeasureAssessmentTemplate_Industrial_All | Pipe Insulation - SEG SEL - Insulate Hot Water/Steam Lines | Process | Pipe Insulation | Retrofit | Pipe Insulation | Industrial | Cement/Concrete Products | Firm | Sales | Commercial | 0.06392 | 1 | 3.1656 | 2.878 | -0.57431 | 0.49243 | -0.52509 | 0.0031845 | 0.0051402 | 0.0077419 | 0.011003 | 0.014851 | 0.019104 | 0.023446 | 0.027436 | 0.030544 | 0.032242 | 0.032127 | 0.030052 | 0.026219 | 0.021515 | 0.0038554 | 0 | 0 | 0 | 0 | 0 | 0 | 0 | 0 | 0 | 0 | 0.28846
v5.10_MeasureAssessmentTemplate_Industrial_All | Pipe Insulation - SEG SEL - Insulate Hot Water/Steam Lines | Process | Pipe Insulation | Retrofit | Pipe Insulation | Industrial | Cement/Concrete Products | Firm | Sales | Industrial | 0.06392 | 1 | 3.1656 | 2.878 | -0.57431 | 0.49243 | -0.52509 | 0.0019619 | 0.0031645 | 0.004763 | 0.0067643 | 0.009124 | 0.011729 | 0.014384 | 0.01682 | 0.018713 | 0.01974 | 0.019655 | 0.018373 | 0.016018 | 0.013136 | 0.00042008 | 0 | 0 | 0 | 0 | 0 | 0 | 0 | 0 | 0 | 0 | 0.17477
v5.10_MeasureAssessmentTemplate_Industrial_All | Pipe Insulation - SEG SEL - Insulate Hot Water/Steam Lines | Process | Pipe Insulation | Retrofit | Pipe Insulation | Industrial | Cement/Concrete Products | Interruptible | Transport | Industrial | 0.06392 | 1 | 2.9108 | 1.4738 | -0.44884 | 1.3498 | -0.25662 | 0.05125 | 0.082722 | 0.12459 | 0.17707 | 0.239 | 0.30745 | 0.37733 | 0.44153 | 0.49155 | 0.51888 | 0.51703 | 0.48363 | 0.42194 | 0.34625 | 0.062046 | 0 | 0 | 0 | 0 | 0 | 0 | 0 | 0 | 0 | 0 | 4.6423
v5.10_MeasureAssessmentTemplate_Industrial_All | Pipe Insulation - SEG SEL - Insulate Hot Water/Steam Lines | Process | Pipe Insulation | Retrofit | Pipe Insulation | Industrial | Chemical Manufacturing | Firm | Sales | Commercial | 0.06392 | 1 | 3.1656 | 2.878 | -0.57431 | 0.49243 | -0.52509 | 0.00083302 | 0.0013446 | 0.0020251 | 0.0028781 | 0.0038848 | 0.0049973 | 0.0061331 | 0.0071767 | 0.0079897 | 0.008434 | 0.0084039 | 0.0078611 | 0.0068584 | 0.0056281 | 0.0010085 | 0 | 0 | 0 | 0 | 0 | 0 | 0 | 0 | 0 | 0 | 0.075456
v5.10_MeasureAssessmentTemplate_Industrial_All | Pipe Insulation - SEG SEL - Insulate Hot Water/Steam Lines | Process | Pipe Insulation | Retrofit | Pipe Insulation | Industrial | Chemical Manufacturing | Firm | Sales | Industrial | 0.06392 | 1 | 3.1656 | 2.878 | -0.57431 | 0.49243 | -0.52509 | 0.0037526 | 0.0060571 | 0.0091229 | 0.012965 | 0.0175 | 0.022512 | 0.027629 | 0.03233 | 0.035992 | 0.037994 | 0.037858 | 0.035413 | 0.030896 | 0.025353 | 0.0045431 | 0 | 0 | 0 | 0 | 0 | 0 | 0 | 0 | 0 | 0 | 0.33992
v5.10_MeasureAssessmentTemplate_Industrial_All | Pipe Insulation - SEG SEL - Insulate Hot Water/Steam Lines | Process | Pipe Insulation | Retrofit | Pipe Insulation | Industrial | Misc. Manufacturing | Firm | Sales | Commercial | 0.06392 | 1 | 3.1656 | 2.878 | -0.57431 | 0.49243 | -0.52509 | 0.018867 | 0.030454 | 0.045868 | 0.065187 | 0.087988 | 0.11319 | 0.13891 | 0.16255 | 0.18096 | 0.19102 | 0.19034 | 0.17805 | 0.15534 | 0.12747 | 0.022842 | 0 | 0 | 0 | 0 | 0 | 0 | 0 | 0 | 0 | 0 | 1.709
v5.10_MeasureAssessmentTemplate_Industrial_All | Pipe Insulation - SEG SEL - Insulate Hot Water/Steam Lines | Process | Pipe Insulation | Retrofit | Pipe Insulation | Industrial | Misc. Manufacturing | Firm | Sales | Industrial | 0.06392 | 1 | 3.1656 | 2.878 | -0.57431 | 0.49243 | -0.52509 | 0.037309 | 0.060221 | 0.090703 | 0.1289 | 0.17399 | 0.22382 | 0.27469 | 0.32143 | 0.35784 | 0.37774 | 0.3764 | 0.35208 | 0.30717 | 0.25207 | 0.045169 | 0 | 0 | 0 | 0 | 0 | 0 | 0 | 0 | 0 | 0 | 3.3796
v5.10_MeasureAssessmentTemplate_Industrial_All | Pipe Insulation - SEG SEL - Insulate Hot Water/Steam Lines | Process | Pipe Insulation | Retrofit | Pipe Insulation | Industrial | Misc. Manufacturing | Firm | Transport | Industrial | 0.06392 | 1 | 3.1656 | 1.7054 | -0.57431 | 1.3498 | -0.38209 | 0.0027319 | 0.0044096 | 0.0066415 | 0.0094387 | 0.01274 | 0.016389 | 0.020114 | 0.023536 | 0.026202 | 0.027659 | 0.027561 | 0.02578 | 0.022492 | 0.018457 | 0.0033074 | 0 | 0 | 0 | 0 | 0 | 0 | 0 | 0 | 0 | 0 | 0.24746
v5.10_MeasureAssessmentTemplate_Industrial_All | Pipe Insulation - SEG SEL - Insulate Hot Water/Steam Lines | Process | Pipe Insulation | Retrofit | Pipe Insulation | Industrial | Misc. Manufacturing | Interruptible | Transport | Industrial | 0.06392 | 1 | 2.9108 | 1.4738 | -0.44884 | 1.3498 | -0.25662 | 0.016474 | 0.02659 | 0.040049 | 0.056916 | 0.076825 | 0.098826 | 0.12129 | 0.14192 | 0.158 | 0.16679 | 0.16619 | 0.15546 | 0.13563 | 0.1113 | 0.019944 | 0 | 0 | 0 | 0 | 0 | 0 | 0 | 0 | 0 | 0 | 1.4922
v5.10_MeasureAssessmentTemplate_Industrial_All | Pipe Insulation - SEG SEL - Insulate Hot Water/Steam Lines | Process | Pipe Insulation | Retrofit | Pipe Insulation | Industrial | Other Food | Firm | Sales | Commercial | 0.06392 | 1 | 3.1656 | 2.878 | -0.57431 | 0.49243 | -0.52509 | 0.0057702 | 0.0093137 | 0.014028 | 0.019936 | 0.026909 | 0.034615 | 0.042483 | 0.049712 | 0.055343 | 0.058421 | 0.058213 | 0.054452 | 0.047507 | 0.038985 | 0.0069857 | 0 | 0 | 0 | 0 | 0 | 0 | 0 | 0 | 0 | 0 | 0.52267
v5.10_MeasureAssessmentTemplate_Industrial_All | Pipe Insulation - SEG SEL - Insulate Hot Water/Steam Lines | Process | Pipe Insulation | Retrofit | Pipe Insulation | Industrial | Other Food | Firm | Sales | Industrial | 0.06392 | 1 | 3.1656 | 2.878 | -0.57431 | 0.49243 | -0.52509 | 0.0052502 | 0.0084743 | 0.012764 | 0.018139 | 0.024484 | 0.031496 | 0.038655 | 0.045232 | 0.050356 | 0.053156 | 0.052967 | 0.049545 | 0.043226 | 0.035472 | 0.0063562 | 0 | 0 | 0 | 0 | 0 | 0 | 0 | 0 | 0 | 0 | 0.47557
v5.10_MeasureAssessmentTemplate_Industrial_All | Pipe Insulation - SEG SEL - Insulate Hot Water/Steam Lines | Process | Pipe Insulation | Retrofit | Pipe Insulation | Industrial | Other Food | Firm | Transport | Industrial | 0.06392 | 1 | 3.1656 | 1.7054 | -0.57431 | 1.3498 | -0.38209 | 0.10692 | 0.17258 | 0.25993 | 0.3694 | 0.49862 | 0.6414 | 0.78719 | 0.92113 | 1.0255 | 1.0825 | 1.0786 | 1.009 | 0.88027 | 0.72236 | 0.12944 | 0 | 0 | 0 | 0 | 0 | 0 | 0 | 0 | 0 | 0 | 9.6849
v5.10_MeasureAssessmentTemplate_Industrial_All | Pipe Insulation - SEG SEL - Insulate Hot Water/Steam Lines | Process | Pipe Insulation | Retrofit | Pipe Insulation | Industrial | Other Food | Interruptible | Transport | Industrial | 0.06392 | 1 | 2.9108 | 1.4738 | -0.44884 | 1.3498 | -0.25662 | 0.055041 | 0.088842 | 0.13381 | 0.19017 | 0.25669 | 0.33019 | 0.40524 | 0.47419 | 0.52791 | 0.55727 | 0.55529 | 0.51941 | 0.45316 | 0.37187 | 0.066636 | 0 | 0 | 0 | 0 | 0 | 0 | 0 | 0 | 0 | 0 | 4.9857
v5.10_MeasureAssessmentTemplate_Industrial_All | Pipe Insulation - SEG SEL - Insulate Hot Water/Steam Lines | Process | Pipe Insulation | Retrofit | Pipe Insulation | Industrial | Primary Metal Manufacturing | Firm | Sales | Commercial | 0.06392 | 1 | 3.1656 | 2.878 | -0.57431 | 0.49243 | -0.52509 | 0.00031773 | 0.00051285 | 0.00077243 | 0.0010978 | 0.0014817 | 0.0019061 | 0.0023393 | 0.0027373 | 0.0030474 | 0.0032169 | 0.0032054 | 0.0029984 | 0.0026159 | 0.0021467 | 0.00038466 | 0 | 0 | 0 | 0 | 0 | 0 | 0 | 0 | 0 | 0 | 0.028781
v5.10_MeasureAssessmentTemplate_Industrial_All | Pipe Insulation - SEG SEL - Insulate Hot Water/Steam Lines | Process | Pipe Insulation | Retrofit | Pipe Insulation | Industrial | Primary Metal Manufacturing | Firm | Sales | Industrial | 0.06392 | 1 | 3.1656 | 2.878 | -0.57431 | 0.49243 | -0.52509 | 0.0025498 | 0.0041156 | 0.0061988 | 0.0088095 | 0.011891 | 0.015296 | 0.018773 | 0.021967 | 0.024456 | 0.025816 | 0.025724 | 0.024062 | 0.020993 | 0.017227 | 0.0030869 | 0 | 0 | 0 | 0 | 0 | 0 | 0 | 0 | 0 | 0 | 0.23096
v5.10_MeasureAssessmentTemplate_Industrial_All | Pipe Insulation - SEG SEL - Insulate Hot Water/Steam Lines | Process | Pipe Insulation | Retrofit | Pipe Insulation | Industrial | Pulp and Paper Mills | Firm | Sales | Commercial | 0.06392 | 1 | 3.1656 | 2.878 | -0.57431 | 0.49243 | -0.52509 | 7.4862e-05 | 0.00012083 | 0.000182 | 0.00025865 | 0.00034912 | 0.0004491 | 0.00055117 | 0.00064496 | 0.00071802 | 0.00075795 | 0.00075525 | 0.00070646 | 0.00061635 | 0.00050578 | 9.0632e-05 | 0 | 0 | 0 | 0 | 0 | 0 | 0 | 0 | 0 | 0 | 0.0067811
v5.10_MeasureAssessmentTemplate_Industrial_All | Pipe Insulation - SEG SEL - Insulate Hot Water/Steam Lines | Process | Pipe Insulation | Retrofit | Pipe Insulation | Industrial | Pulp and Paper Mills | Firm | Sales | Industrial | 0.06392 | 1 | 3.1656 | 2.878 | -0.57431 | 0.49243 | -0.52509 | 0.0019034 | 0.0030723 | 0.0046274 | 0.0065763 | 0.0088767 | 0.011419 | 0.014014 | 0.016398 | 0.018256 | 0.019271 | 0.019203 | 0.017962 | 0.015671 | 0.01286 | 0.0023044 | 0 | 0 | 0 | 0 | 0 | 0 | 0 | 0 | 0 | 0 | 0.17242
v5.10_MeasureAssessmentTemplate_Industrial_All | Pipe Insulation - SEG SEL - Insulate Hot Water/Steam Lines | Process | Pipe Insulation | Retrofit | Pipe Insulation | Industrial | Wood | Firm | Sales | Commercial | 0.06392 | 1 | 3.1656 | 2.878 | -0.57431 | 0.49243 | -0.52509 | 0.0049887 | 0.0080523 | 0.012128 | 0.017236 | 0.023265 | 0.029927 | 0.03673 | 0.042979 | 0.047848 | 0.050509 | 0.050329 | 0.047078 | 0.041073 | 0.033705 | 0.0060397 | 0 | 0 | 0 | 0 | 0 | 0 | 0 | 0 | 0 | 0 | 0.45189
v5.10_MeasureAssessmentTemplate_Industrial_All | Pipe Insulation - SEG SEL - Insulate Hot Water/Steam Lines | Process | Pipe Insulation | Retrofit | Pipe Insulation | Industrial | Wood | Firm | Sales | Industrial | 0.06392 | 1 | 3.1656 | 2.878 | -0.57431 | 0.49243 | -0.52509 | 0.0014597 | 0.0023561 | 0.0035486 | 0.0050432 | 0.0068072 | 0.0087566 | 0.010747 | 0.012575 | 0.014 | 0.014779 | 0.014726 | 0.013775 | 0.012018 | 0.0098619 | 0.0017672 | 0 | 0 | 0 | 0 | 0 | 0 | 0 | 0 | 0 | 0 | 0.13222
v5.10_MeasureAssessmentTemplate_Industrial_All | Pipe Insulation - SEG SEL - Insulate Hot Water/Steam Lines | Process | Pipe Insulation | Retrofit | Pipe Insulation | Industrial | Wood | Interruptible | Sales | Industrial | 0.06392 | 1 | 2.9108 | 2.6463 | -0.44884 | 1.3498 | -0.39962 | 0.0040142 | 0.0064793 | 0.0097589 | 0.013869 | 0.01872 | 0.024081 | 0.029555 | 0.034583 | 0.038501 | 0.040642 | 0.040497 | 0.037881 | 0.033049 | 0.027121 | 0.0048598 | 0 | 0 | 0 | 0 | 0 | 0 | 0 | 0 | 0 | 0 | 0.36361
v5.10_MeasureAssessmentTemplate_Industrial_All | Pipe Insulation - SEG SEL - Insulate Hot Water/Steam Lines | Process | Pipe Insulation | Retrofit | Pipe Insulation | Industrial | Wood | Interruptible | Transport | Industrial | 0.06392 | 1 | 2.9108 | 1.4738 | -0.44884 | 1.3498 | -0.25662 | 0.036732 | 0.059288 | 0.089298 | 0.12691 | 0.1713 | 0.22035 | 0.27044 | 0.31645 | 0.3523 | 0.37189 | 0.37057 | 0.34663 | 0.30242 | 0.24817 | 0.044469 | 0 | 0 | 0 | 0 | 0 | 0 | 0 | 0 | 0 | 0 | 3.3272
v5.10_MeasureAssessmentTemplate_Industrial_All | Process Insulation - SEG SEL - Insulation Installed on Process Equipment | Process | Process Insulation | Retrofit | Process Insulation | Industrial | Cement/Concrete Products | Firm | Sales | Commercial | 0.02265 | 1 | 2.4239 | 2.878 | -0.42363 | 0.64311 | -0.52509 | 0.0011285 | 0.0018215 | 0.0027434 | 0.0038988 | 0.0052626 | 0.0067697 | 0.0083084 | 0.009722 | 0.010823 | 0.011425 | 0.011385 | 0.010649 | 0.0092908 | 0.0076242 | 0.0013662 | 0 | 0 | 0 | 0 | 0 | 0 | 0 | 0 | 0 | 0 | 0.10222
v5.10_MeasureAssessmentTemplate_Industrial_All | Process Insulation - SEG SEL - Insulation Installed on Process Equipment | Process | Process Insulation | Retrofit | Process Insulation | Industrial | Cement/Concrete Products | Firm | Sales | Industrial | 0.02265 | 1 | 2.4239 | 2.878 | -0.42363 | 0.64311 | -0.52509 | 0.00069523 | 0.0011214 | 0.0016878 | 0.002397 | 0.0032332 | 0.0041561 | 0.0050973 | 0.0059604 | 0.006631 | 0.0069949 | 0.0069651 | 0.0065106 | 0.0056762 | 0.0046547 | 0.00014886 | 0 | 0 | 0 | 0 | 0 | 0 | 0 | 0 | 0 | 0 | 0.06193
v5.10_MeasureAssessmentTemplate_Industrial_All | Process Insulation - SEG SEL - Insulation Installed on Process Equipment | Process | Process Insulation | Retrofit | Process Insulation | Industrial | Cement/Concrete Products | Interruptible | Transport | Industrial | 0.02265 | 1 | 2.2288 | 1.4738 | -0.29816 | 1.3498 | -0.25662 | 0.018161 | 0.029313 | 0.04415 | 0.062745 | 0.084693 | 0.10895 | 0.13371 | 0.15646 | 0.17418 | 0.18387 | 0.18321 | 0.17138 | 0.14952 | 0.1227 | 0.021986 | 0 | 0 | 0 | 0 | 0 | 0 | 0 | 0 | 0 | 0 | 1.645
v5.10_MeasureAssessmentTemplate_Industrial_All | Process Insulation - SEG SEL - Insulation Installed on Process Equipment | Process | Process Insulation | Retrofit | Process Insulation | Industrial | Chemical Manufacturing | Firm | Sales | Commercial | 0.02265 | 1 | 2.4239 | 2.878 | -0.42363 | 0.64311 | -0.52509 | 0.00029519 | 0.00047646 | 0.00071763 | 0.0010199 | 0.0013766 | 0.0017708 | 0.0021733 | 0.0025431 | 0.0028312 | 0.0029887 | 0.002978 | 0.0027856 | 0.0024303 | 0.0019943 | 0.00035737 | 0 | 0 | 0 | 0 | 0 | 0 | 0 | 0 | 0 | 0 | 0.026739
v5.10_MeasureAssessmentTemplate_Industrial_All | Process Insulation - SEG SEL - Insulation Installed on Process Equipment | Process | Process Insulation | Retrofit | Process Insulation | Industrial | Chemical Manufacturing | Firm | Sales | Industrial | 0.02265 | 1 | 2.4239 | 2.878 | -0.42363 | 0.64311 | -0.52509 | 0.0013298 | 0.0021464 | 0.0032328 | 0.0045943 | 0.0062014 | 0.0079773 | 0.0097904 | 0.011456 | 0.012754 | 0.013463 | 0.013415 | 0.012549 | 0.010948 | 0.0089842 | 0.0016099 | 0 | 0 | 0 | 0 | 0 | 0 | 0 | 0 | 0 | 0 | 0.12045
v5.10_MeasureAssessmentTemplate_Industrial_All | Process Insulation - SEG SEL - Insulation Installed on Process Equipment | Process | Process Insulation | Retrofit | Process Insulation | Industrial | Misc. Manufacturing | Firm | Sales | Commercial | 0.02265 | 1 | 2.4239 | 2.878 | -0.42363 | 0.64311 | -0.52509 | 0.0066858 | 0.010792 | 0.016254 | 0.023099 | 0.031179 | 0.040108 | 0.049224 | 0.0576 | 0.064125 | 0.067691 | 0.06745 | 0.063093 | 0.055045 | 0.045171 | 0.0080942 | 0 | 0 | 0 | 0 | 0 | 0 | 0 | 0 | 0 | 0 | 0.60561
v5.10_MeasureAssessmentTemplate_Industrial_All | Process Insulation - SEG SEL - Insulation Installed on Process Equipment | Process | Process Insulation | Retrofit | Process Insulation | Industrial | Misc. Manufacturing | Firm | Sales | Industrial | 0.02265 | 1 | 2.4239 | 2.878 | -0.42363 | 0.64311 | -0.52509 | 0.013221 | 0.02134 | 0.032141 | 0.045678 | 0.061656 | 0.079312 | 0.09734 | 0.1139 | 0.12681 | 0.13386 | 0.13338 | 0.12476 | 0.10885 | 0.089323 | 0.016006 | 0 | 0 | 0 | 0 | 0 | 0 | 0 | 0 | 0 | 0 | 1.1976
v5.10_MeasureAssessmentTemplate_Industrial_All | Process Insulation - SEG SEL - Insulation Installed on Process Equipment | Process | Process Insulation | Retrofit | Process Insulation | Industrial | Misc. Manufacturing | Firm | Transport | Industrial | 0.02265 | 1 | 2.4239 | 1.7054 | -0.42363 | 1.3498 | -0.38209 | 0.00096807 | 0.0015626 | 0.0023535 | 0.0033447 | 0.0045146 | 0.0058075 | 0.0071275 | 0.0083402 | 0.009285 | 0.0098014 | 0.0097664 | 0.0091355 | 0.0079702 | 0.0065405 | 0.001172 | 0 | 0 | 0 | 0 | 0 | 0 | 0 | 0 | 0 | 0 | 0.08769
v5.10_MeasureAssessmentTemplate_Industrial_All | Process Insulation - SEG SEL - Insulation Installed on Process Equipment | Process | Process Insulation | Retrofit | Process Insulation | Industrial | Misc. Manufacturing | Interruptible | Transport | Industrial | 0.02265 | 1 | 2.2288 | 1.4738 | -0.29816 | 1.3498 | -0.25662 | 0.0058376 | 0.0094224 | 0.014192 | 0.020169 | 0.027224 | 0.03502 | 0.042979 | 0.050292 | 0.05599 | 0.059103 | 0.058893 | 0.055088 | 0.048061 | 0.03944 | 0.0070673 | 0 | 0 | 0 | 0 | 0 | 0 | 0 | 0 | 0 | 0 | 0.52878
v5.10_MeasureAssessmentTemplate_Industrial_All | Process Insulation - SEG SEL - Insulation Installed on Process Equipment | Process | Process Insulation | Retrofit | Process Insulation | Industrial | Other Food | Firm | Sales | Commercial | 0.02265 | 1 | 2.4239 | 2.878 | -0.42363 | 0.64311 | -0.52509 | 0.0020447 | 0.0033004 | 0.0049709 | 0.0070645 | 0.0095356 | 0.012266 | 0.015054 | 0.017616 | 0.019611 | 0.020702 | 0.020628 | 0.019296 | 0.016834 | 0.013815 | 0.0024754 | 0 | 0 | 0 | 0 | 0 | 0 | 0 | 0 | 0 | 0 | 0.18521
v5.10_MeasureAssessmentTemplate_Industrial_All | Process Insulation - SEG SEL - Insulation Installed on Process Equipment | Process | Process Insulation | Retrofit | Process Insulation | Industrial | Other Food | Firm | Sales | Industrial | 0.02265 | 1 | 2.4239 | 2.878 | -0.42363 | 0.64311 | -0.52509 | 0.0018605 | 0.003003 | 0.0045229 | 0.0064279 | 0.0086763 | 0.011161 | 0.013698 | 0.016028 | 0.017844 | 0.018836 | 0.018769 | 0.017557 | 0.015317 | 0.01257 | 0.0022524 | 0 | 0 | 0 | 0 | 0 | 0 | 0 | 0 | 0 | 0 | 0.16852
v5.10_MeasureAssessmentTemplate_Industrial_All | Process Insulation - SEG SEL - Insulation Installed on Process Equipment | Process | Process Insulation | Retrofit | Process Insulation | Industrial | Other Food | Firm | Transport | Industrial | 0.02265 | 1 | 2.4239 | 1.7054 | -0.42363 | 1.3498 | -0.38209 | 0.037887 | 0.061154 | 0.092108 | 0.1309 | 0.17669 | 0.22729 | 0.27895 | 0.32641 | 0.36339 | 0.3836 | 0.38223 | 0.35754 | 0.31193 | 0.25598 | 0.045869 | 0 | 0 | 0 | 0 | 0 | 0 | 0 | 0 | 0 | 0 | 3.4319
v5.10_MeasureAssessmentTemplate_Industrial_All | Process Insulation - SEG SEL - Insulation Installed on Process Equipment | Process | Process Insulation | Retrofit | Process Insulation | Industrial | Other Food | Interruptible | Transport | Industrial | 0.02265 | 1 | 2.2288 | 1.4738 | -0.29816 | 1.3498 | -0.25662 | 0.019504 | 0.031482 | 0.047417 | 0.067387 | 0.090959 | 0.11701 | 0.1436 | 0.16803 | 0.18707 | 0.19747 | 0.19677 | 0.18406 | 0.16058 | 0.13178 | 0.023613 | 0 | 0 | 0 | 0 | 0 | 0 | 0 | 0 | 0 | 0 | 1.7667
v5.10_MeasureAssessmentTemplate_Industrial_All | Process Insulation - SEG SEL - Insulation Installed on Process Equipment | Process | Process Insulation | Retrofit | Process Insulation | Industrial | Primary Metal Manufacturing | Firm | Sales | Commercial | 0.02265 | 1 | 2.4239 | 2.878 | -0.42363 | 0.64311 | -0.52509 | 0.00011259 | 0.00018173 | 0.00027372 | 0.000389 | 0.00052507 | 0.00067543 | 0.00082895 | 0.00096999 | 0.0010799 | 0.0011399 | 0.0011359 | 0.0010625 | 0.00092697 | 0.00076068 | 0.00013631 | 0 | 0 | 0 | 0 | 0 | 0 | 0 | 0 | 0 | 0 | 0.010199
v5.10_MeasureAssessmentTemplate_Industrial_All | Process Insulation - SEG SEL - Insulation Installed on Process Equipment | Process | Process Insulation | Retrofit | Process Insulation | Industrial | Primary Metal Manufacturing | Firm | Sales | Industrial | 0.02265 | 1 | 2.4239 | 2.878 | -0.42363 | 0.64311 | -0.52509 | 0.00090354 | 0.0014584 | 0.0021966 | 0.0031217 | 0.0042137 | 0.0054203 | 0.0066523 | 0.0077842 | 0.0086661 | 0.009148 | 0.0091154 | 0.0085265 | 0.0074389 | 0.0061045 | 0.0010939 | 0 | 0 | 0 | 0 | 0 | 0 | 0 | 0 | 0 | 0 | 0.081844
v5.10_MeasureAssessmentTemplate_Industrial_All | Process Insulation - SEG SEL - Insulation Installed on Process Equipment | Process | Process Insulation | Retrofit | Process Insulation | Industrial | Pulp and Paper Mills | Firm | Sales | Commercial | 0.02265 | 1 | 2.4239 | 2.878 | -0.42363 | 0.64311 | -0.52509 | 2.6528e-05 | 4.2819e-05 | 6.4492e-05 | 9.1654e-05 | 0.00012371 | 0.00015914 | 0.00019531 | 0.00022855 | 0.00025444 | 0.00026859 | 0.00026763 | 0.00025034 | 0.00021841 | 0.00017923 | 3.2116e-05 | 0 | 0 | 0 | 0 | 0 | 0 | 0 | 0 | 0 | 0 | 0.0024029
v5.10_MeasureAssessmentTemplate_Industrial_All | Process Insulation - SEG SEL - Insulation Installed on Process Equipment | Process | Process Insulation | Retrofit | Process Insulation | Industrial | Pulp and Paper Mills | Firm | Sales | Industrial | 0.02265 | 1 | 2.4239 | 2.878 | -0.42363 | 0.64311 | -0.52509 | 0.00067449 | 0.0010887 | 0.0016398 | 0.0023304 | 0.0031455 | 0.0040463 | 0.004966 | 0.0058109 | 0.0064692 | 0.006829 | 0.0068047 | 0.0063651 | 0.0055532 | 0.004557 | 0.00081658 | 0 | 0 | 0 | 0 | 0 | 0 | 0 | 0 | 0 | 0 | 0.061097
v5.10_MeasureAssessmentTemplate_Industrial_All | Process Insulation - SEG SEL - Insulation Installed on Process Equipment | Process | Process Insulation | Retrofit | Process Insulation | Industrial | Semiconductor Manufacturing | Firm | Sales | Commercial | 0.02265 | 1 | 2.4239 | 2.878 | -0.42363 | 0.64311 | -0.52509 | 0.0047817 | 0.0077182 | 0.011625 | 0.016521 | 0.0223 | 0.028686 | 0.035206 | 0.041196 | 0.045863 | 0.048413 | 0.048241 | 0.045124 | 0.039369 | 0.032306 | 0.005789 | 0 | 0 | 0 | 0 | 0 | 0 | 0 | 0 | 0 | 0 | 0.43314
v5.10_MeasureAssessmentTemplate_Industrial_All | Process Insulation - SEG SEL - Insulation Installed on Process Equipment | Process | Process Insulation | Retrofit | Process Insulation | Industrial | Semiconductor Manufacturing | Firm | Sales | Industrial | 0.02265 | 1 | 2.4239 | 2.878 | -0.42363 | 0.64311 | -0.52509 | 0.004415 | 0.0071262 | 0.010733 | 0.015254 | 0.020589 | 0.026485 | 0.032505 | 0.038036 | 0.042345 | 0.0447 | 0.044541 | 0.041663 | 0.036349 | 0.029828 | 0.005345 | 0 | 0 | 0 | 0 | 0 | 0 | 0 | 0 | 0 | 0 | 0.39992
v5.10_MeasureAssessmentTemplate_Industrial_All | Process Insulation - SEG SEL - Insulation Installed on Process Equipment | Process | Process Insulation | Retrofit | Process Insulation | Industrial | Semiconductor Manufacturing | Firm | Transport | Industrial | 0.02265 | 1 | 2.4239 | 1.7054 | -0.42363 | 1.3498 | -0.38209 | 0.016299 | 0.026308 | 0.039624 | 0.056312 | 0.07601 | 0.097777 | 0.12 | 0.14042 | 0.15633 | 0.16502 | 0.16443 | 0.15381 | 0.13419 | 0.11012 | 0.019732 | 0 | 0 | 0 | 0 | 0 | 0 | 0 | 0 | 0 | 0 | 1.4764
v5.10_MeasureAssessmentTemplate_Industrial_All | Process Insulation - SEG SEL - Insulation Installed on Process Equipment | Process | Process Insulation | Retrofit | Process Insulation | Industrial | Semiconductor Manufacturing | Interruptible | Transport | Industrial | 0.02265 | 1 | 2.2288 | 1.4738 | -0.29816 | 1.3498 | -0.25662 | 0.024476 | 0.039506 | 0.059502 | 0.084563 | 0.11414 | 0.14683 | 0.1802 | 0.21086 | 0.23475 | 0.24781 | 0.24692 | 0.23097 | 0.20151 | 0.16536 | 0.029632 | 0 | 0 | 0 | 0 | 0 | 0 | 0 | 0 | 0 | 0 | 2.217
v5.10_MeasureAssessmentTemplate_Industrial_All | Process Insulation - SEG SEL - Insulation Installed on Process Equipment | Process | Process Insulation | Retrofit | Process Insulation | Industrial | Wood | Firm | Sales | Commercial | 0.02265 | 1 | 2.4239 | 2.878 | -0.42363 | 0.64311 | -0.52509 | 0.0017678 | 0.0028534 | 0.0042977 | 0.0061077 | 0.0082442 | 0.010605 | 0.013015 | 0.01523 | 0.016955 | 0.017898 | 0.017834 | 0.016682 | 0.014555 | 0.011944 | 0.0021402 | 0 | 0 | 0 | 0 | 0 | 0 | 0 | 0 | 0 | 0 | 0.16013
v5.10_MeasureAssessmentTemplate_Industrial_All | Process Insulation - SEG SEL - Insulation Installed on Process Equipment | Process | Process Insulation | Retrofit | Process Insulation | Industrial | Wood | Firm | Sales | Industrial | 0.02265 | 1 | 2.4239 | 2.878 | -0.42363 | 0.64311 | -0.52509 | 0.00051725 | 0.00083489 | 0.0012575 | 0.0017871 | 0.0024122 | 0.003103 | 0.0038083 | 0.0044562 | 0.0049611 | 0.0052369 | 0.0052183 | 0.0048812 | 0.0042586 | 0.0034946 | 0.00062621 | 0 | 0 | 0 | 0 | 0 | 0 | 0 | 0 | 0 | 0 | 0.046853
v5.10_MeasureAssessmentTemplate_Industrial_All | Process Insulation - SEG SEL - Insulation Installed on Process Equipment | Process | Process Insulation | Retrofit | Process Insulation | Industrial | Wood | Interruptible | Sales | Industrial | 0.02265 | 1 | 2.2288 | 2.6463 | -0.29816 | 1.3498 | -0.39962 | 0.0014225 | 0.002296 | 0.0034581 | 0.0049146 | 0.0066337 | 0.0085334 | 0.010473 | 0.012255 | 0.013643 | 0.014402 | 0.014351 | 0.013424 | 0.011711 | 0.0096105 | 0.0017221 | 0 | 0 | 0 | 0 | 0 | 0 | 0 | 0 | 0 | 0 | 0.12885
v5.10_MeasureAssessmentTemplate_Industrial_All | Process Insulation - SEG SEL - Insulation Installed on Process Equipment | Process | Process Insulation | Retrofit | Process Insulation | Industrial | Wood | Interruptible | Transport | Industrial | 0.02265 | 1 | 2.2288 | 1.4738 | -0.29816 | 1.3498 | -0.25662 | 0.013016 | 0.021009 | 0.031643 | 0.044971 | 0.060701 | 0.078084 | 0.095832 | 0.11214 | 0.12484 | 0.13178 | 0.13131 | 0.12283 | 0.10716 | 0.08794 | 0.015758 | 0 | 0 | 0 | 0 | 0 | 0 | 0 | 0 | 0 | 0 | 1.179
v5.10_MeasureAssessmentTemplate_Industrial_All | Radiant Heating - SEG SEL - Efficient Gas Radiant Heating | HVAC | Radiant Heating | NR | Radiant Heating | Industrial | Cement/Concrete Products | Firm | Sales | Commercial | 0.08328 | 1 | 3.5355 | 5.3472 | -1.585 | 0.81922 | -1.8626 | 0.002595 | 0.0048452 | 0.0082272 | 0.013023 | 0.019482 | 0.02777 | 0.037911 | 0.049736 | 0.062843 | 0.076599 | 0.090198 | 0.10278 | 0.11356 | 0.12204 | 0.12804 | 0.1321 | 0.13381 | 0.13494 | 0.13444 | 0.13341 | 0.13238 | 0.13136 | 0.13034 | 0.12934 | 0.12834 | 2.1801
v5.10_MeasureAssessmentTemplate_Industrial_All | Radiant Heating - SEG SEL - Efficient Gas Radiant Heating | HVAC | Radiant Heating | NR | Radiant Heating | Industrial | Cement/Concrete Products | Firm | Sales | Industrial | 0.08328 | 1 | 3.5355 | 5.3472 | -1.585 | 0.81922 | -1.8626 | 0.0015987 | 0.0029829 | 0.0050615 | 0.0080066 | 0.011969 | 0.017049 | 0.023259 | 0.030492 | 0.038501 | 0.046896 | 0.055183 | 0.062834 | 0.069381 | 0.074509 | 0.078116 | 0.080534 | 0.081522 | 0.082157 | 0.081794 | 0.081107 | 0.080425 | 0.07975 | 0.07908 | 0.078415 | 0.077757 | 1.3284
v5.10_MeasureAssessmentTemplate_Industrial_All | Radiant Heating - SEG SEL - Efficient Gas Radiant Heating | HVAC | Radiant Heating | NR | Radiant Heating | Industrial | Cement/Concrete Products | Interruptible | Transport | Industrial | 0.08328 | 1 | 1.7497 | 1.4738 | -0.12205 | 1.3498 | -0.25662 | 0.041761 | 0.077975 | 0.1324 | 0.20959 | 0.31353 | 0.4469 | 0.61011 | 0.80042 | 1.0113 | 1.2327 | 1.4516 | 1.654 | 1.8276 | 1.964 | 2.0606 | 2.1258 | 2.1534 | 2.1717 | 2.1636 | 2.1469 | 2.1304 | 2.1139 | 2.0977 | 2.0815 | 2.0654 | 35.0849
v5.10_MeasureAssessmentTemplate_Industrial_All | Radiant Heating - SEG SEL - Efficient Gas Radiant Heating | HVAC | Radiant Heating | NR | Radiant Heating | Industrial | Chemical Manufacturing | Firm | Sales | Commercial | 0.08328 | 1 | 3.5355 | 5.3472 | -1.585 | 0.81922 | -1.8626 | 0.0006788 | 0.0012674 | 0.0021521 | 0.0034067 | 0.0050962 | 0.0072641 | 0.0099169 | 0.01301 | 0.016439 | 0.020037 | 0.023594 | 0.026884 | 0.029706 | 0.031924 | 0.033493 | 0.034554 | 0.035002 | 0.035299 | 0.035168 | 0.034896 | 0.034627 | 0.034361 | 0.034096 | 0.033833 | 0.033572 | 0.57028
v5.10_MeasureAssessmentTemplate_Industrial_All | Radiant Heating - SEG SEL - Efficient Gas Radiant Heating | HVAC | Radiant Heating | NR | Radiant Heating | Industrial | Chemical Manufacturing | Firm | Sales | Industrial | 0.08328 | 1 | 3.5355 | 5.3472 | -1.585 | 0.81922 | -1.8626 | 0.0030578 | 0.0057095 | 0.0096948 | 0.015346 | 0.022957 | 0.032723 | 0.044674 | 0.058608 | 0.074053 | 0.090263 | 0.10629 | 0.12111 | 0.13382 | 0.14381 | 0.15088 | 0.15566 | 0.15768 | 0.15902 | 0.15842 | 0.1572 | 0.15599 | 0.15479 | 0.15359 | 0.15241 | 0.15124 | 2.569
v5.10_MeasureAssessmentTemplate_Industrial_All | Radiant Heating - SEG SEL - Efficient Gas Radiant Heating | HVAC | Radiant Heating | NR | Radiant Heating | Industrial | Misc. Manufacturing | Firm | Sales | Commercial | 0.08328 | 1 | 3.5355 | 5.3472 | -1.585 | 0.81922 | -1.8626 | 0.015374 | 0.028706 | 0.048743 | 0.077159 | 0.11543 | 0.16453 | 0.22461 | 0.29467 | 0.37232 | 0.45382 | 0.53439 | 0.60891 | 0.67283 | 0.72306 | 0.75859 | 0.78262 | 0.79277 | 0.7995 | 0.79652 | 0.79038 | 0.78429 | 0.77824 | 0.77224 | 0.76629 | 0.76038 | 12.9164
v5.10_MeasureAssessmentTemplate_Industrial_All | Radiant Heating - SEG SEL - Efficient Gas Radiant Heating | HVAC | Radiant Heating | NR | Radiant Heating | Industrial | Misc. Manufacturing | Firm | Sales | Industrial | 0.08328 | 1 | 3.5355 | 5.3472 | -1.585 | 0.81922 | -1.8626 | 0.030402 | 0.056766 | 0.096388 | 0.15258 | 0.22825 | 0.32534 | 0.44416 | 0.5827 | 0.73626 | 0.89742 | 1.0567 | 1.2041 | 1.3305 | 1.4298 | 1.5001 | 1.5476 | 1.5677 | 1.581 | 1.5751 | 1.563 | 1.5509 | 1.5389 | 1.5271 | 1.5153 | 1.5036 | 25.5417
v5.10_MeasureAssessmentTemplate_Industrial_All | Radiant Heating - SEG SEL - Efficient Gas Radiant Heating | HVAC | Radiant Heating | NR | Radiant Heating | Industrial | Misc. Manufacturing | Firm | Transport | Industrial | 0.08328 | 1 | 3.5355 | 4.1746 | -1.585 | 1.3498 | -1.7196 | 0.0022261 | 0.0041565 | 0.0070578 | 0.011172 | 0.016713 | 0.023823 | 0.032523 | 0.042667 | 0.053911 | 0.065712 | 0.077378 | 0.088168 | 0.097422 | 0.1047 | 0.10984 | 0.11332 | 0.11479 | 0.11576 | 0.11533 | 0.11444 | 0.11356 | 0.11269 | 0.11182 | 0.11096 | 0.1101 | 1.8702
v5.10_MeasureAssessmentTemplate_Industrial_All | Radiant Heating - SEG SEL - Efficient Gas Radiant Heating | HVAC | Radiant Heating | NR | Radiant Heating | Industrial | Misc. Manufacturing | Interruptible | Transport | Industrial | 0.08328 | 1 | 1.7497 | 1.4738 | -0.12205 | 1.3498 | -0.25662 | 0.013424 | 0.025064 | 0.042559 | 0.06737 | 0.10078 | 0.14365 | 0.19611 | 0.25729 | 0.32509 | 0.39625 | 0.4666 | 0.53166 | 0.58747 | 0.63132 | 0.66235 | 0.68333 | 0.69219 | 0.69807 | 0.69547 | 0.69011 | 0.68479 | 0.67951 | 0.67427 | 0.66907 | 0.66392 | 11.2777
v5.10_MeasureAssessmentTemplate_Industrial_All | Radiant Heating - SEG SEL - Efficient Gas Radiant Heating | HVAC | Radiant Heating | NR | Radiant Heating | Industrial | Other Food | Firm | Sales | Commercial | 0.08328 | 1 | 3.5355 | 5.3472 | -1.585 | 0.81922 | -1.8626 | 0.0047019 | 0.0087792 | 0.014907 | 0.023597 | 0.035301 | 0.050317 | 0.068693 | 0.090119 | 0.11387 | 0.13879 | 0.16343 | 0.18622 | 0.20577 | 0.22113 | 0.232 | 0.23935 | 0.24245 | 0.24451 | 0.2436 | 0.24172 | 0.23986 | 0.23801 | 0.23618 | 0.23435 | 0.23255 | 3.9502
v5.10_MeasureAssessmentTemplate_Industrial_All | Radiant Heating - SEG SEL - Efficient Gas Radiant Heating | HVAC | Radiant Heating | NR | Radiant Heating | Industrial | Other Food | Firm | Sales | Industrial | 0.08328 | 1 | 3.5355 | 5.3472 | -1.585 | 0.81922 | -1.8626 | 0.0042782 | 0.0079881 | 0.013564 | 0.021471 | 0.032119 | 0.045783 | 0.062502 | 0.081998 | 0.10361 | 0.12629 | 0.14871 | 0.16944 | 0.18723 | 0.2012 | 0.21109 | 0.21778 | 0.2206 | 0.22248 | 0.22165 | 0.21994 | 0.21824 | 0.21656 | 0.21489 | 0.21324 | 0.21159 | 3.5942
v5.10_MeasureAssessmentTemplate_Industrial_All | Radiant Heating - SEG SEL - Efficient Gas Radiant Heating | HVAC | Radiant Heating | NR | Radiant Heating | Industrial | Other Food | Firm | Transport | Industrial | 0.08328 | 1 | 3.5355 | 4.1746 | -1.585 | 1.3498 | -1.7196 | 0.087124 | 0.16267 | 0.27622 | 0.43725 | 0.6541 | 0.93234 | 1.2728 | 1.6699 | 2.1099 | 2.5718 | 3.0283 | 3.4506 | 3.8128 | 4.0975 | 4.2988 | 4.435 | 4.4925 | 4.5306 | 4.5138 | 4.479 | 4.4445 | 4.4102 | 4.3762 | 4.3425 | 4.309 | 73.1952
v5.10_MeasureAssessmentTemplate_Industrial_All | Radiant Heating - SEG SEL - Efficient Gas Radiant Heating | HVAC | Radiant Heating | NR | Radiant Heating | Industrial | Other Food | Interruptible | Transport | Industrial | 0.08328 | 1 | 1.7497 | 1.4738 | -0.12205 | 1.3498 | -0.25662 | 0.044851 | 0.083744 | 0.1422 | 0.22509 | 0.33673 | 0.47997 | 0.65525 | 0.85964 | 1.0862 | 1.3239 | 1.559 | 1.7764 | 1.9628 | 2.1094 | 2.213 | 2.2831 | 2.3127 | 2.3324 | 2.3237 | 2.3058 | 2.288 | 2.2704 | 2.2529 | 2.2355 | 2.2183 | 37.6807
v5.10_MeasureAssessmentTemplate_Industrial_All | Radiant Heating - SEG SEL - Efficient Gas Radiant Heating | HVAC | Radiant Heating | NR | Radiant Heating | Industrial | Primary Metal Manufacturing | Firm | Sales | Commercial | 0.08328 | 1 | 3.5355 | 5.3472 | -1.585 | 0.81922 | -1.8626 | 0.00025891 | 0.00048342 | 0.00082085 | 0.0012994 | 0.0019438 | 0.0027707 | 0.0037825 | 0.0049623 | 0.00627 | 0.0076425 | 0.0089993 | 0.010254 | 0.011331 | 0.012176 | 0.012775 | 0.01318 | 0.01335 | 0.013464 | 0.013414 | 0.01331 | 0.013208 | 0.013106 | 0.013005 | 0.012905 | 0.012805 | 0.21751
v5.10_MeasureAssessmentTemplate_Industrial_All | Radiant Heating - SEG SEL - Efficient Gas Radiant Heating | HVAC | Radiant Heating | NR | Radiant Heating | Industrial | Primary Metal Manufacturing | Firm | Sales | Industrial | 0.08328 | 1 | 3.5355 | 5.3472 | -1.585 | 0.81922 | -1.8626 | 0.0020777 | 0.0038794 | 0.0065873 | 0.010427 | 0.015599 | 0.022235 | 0.030355 | 0.039823 | 0.050317 | 0.061331 | 0.07222 | 0.08229 | 0.090928 | 0.097716 | 0.10252 | 0.10577 | 0.10714 | 0.10805 | 0.10764 | 0.10681 | 0.10599 | 0.10517 | 0.10436 | 0.10356 | 0.10276 | 1.7456
v5.10_MeasureAssessmentTemplate_Industrial_All | Radiant Heating - SEG SEL - Efficient Gas Radiant Heating | HVAC | Radiant Heating | NR | Radiant Heating | Industrial | Pulp and Paper Mills | Firm | Sales | Commercial | 0.08328 | 1 | 3.5355 | 5.3472 | -1.585 | 0.81922 | -1.8626 | 6.1002e-05 | 0.0001139 | 0.0001934 | 0.00030615 | 0.00045799 | 0.00065281 | 0.00089121 | 0.0011692 | 0.0014773 | 0.0018007 | 0.0021204 | 0.0024161 | 0.0026696 | 0.002869 | 0.0030099 | 0.0031053 | 0.0031455 | 0.0031723 | 0.0031604 | 0.0031361 | 0.0031119 | 0.0030879 | 0.0030641 | 0.0030405 | 0.0030171 | 0.05125
v5.10_MeasureAssessmentTemplate_Industrial_All | Radiant Heating - SEG SEL - Efficient Gas Radiant Heating | HVAC | Radiant Heating | NR | Radiant Heating | Industrial | Pulp and Paper Mills | Firm | Sales | Industrial | 0.08328 | 1 | 3.5355 | 5.3472 | -1.585 | 0.81922 | -1.8626 | 0.001551 | 0.002896 | 0.0049175 | 0.0077841 | 0.011645 | 0.016598 | 0.02266 | 0.029728 | 0.037562 | 0.045784 | 0.053912 | 0.06143 | 0.067878 | 0.072945 | 0.07653 | 0.078954 | 0.079978 | 0.080657 | 0.080357 | 0.079737 | 0.079123 | 0.078513 | 0.077908 | 0.077307 | 0.076711 | 1.3031
v5.10_MeasureAssessmentTemplate_Industrial_All | Radiant Heating - SEG SEL - Efficient Gas Radiant Heating | HVAC | Radiant Heating | NR | Radiant Heating | Industrial | Semiconductor Manufacturing | Firm | Sales | Commercial | 0.08328 | 1 | 3.5355 | 5.3472 | -1.585 | 0.81922 | -1.8626 | 0.010996 | 0.020531 | 0.034862 | 0.055184 | 0.082553 | 0.11767 | 0.16064 | 0.21075 | 0.26629 | 0.32458 | 0.3822 | 0.4355 | 0.48121 | 0.51714 | 0.54255 | 0.55974 | 0.56699 | 0.57181 | 0.56968 | 0.56529 | 0.56093 | 0.55661 | 0.55231 | 0.54806 | 0.54383 | 9.2379
v5.10_MeasureAssessmentTemplate_Industrial_All | Radiant Heating - SEG SEL - Efficient Gas Radiant Heating | HVAC | Radiant Heating | NR | Radiant Heating | Industrial | Semiconductor Manufacturing | Firm | Sales | Industrial | 0.08328 | 1 | 3.5355 | 5.3472 | -1.585 | 0.81922 | -1.8626 | 0.010152 | 0.018956 | 0.032188 | 0.050952 | 0.076221 | 0.10864 | 0.14832 | 0.19459 | 0.24586 | 0.29968 | 0.35289 | 0.4021 | 0.4443 | 0.47747 | 0.50093 | 0.5168 | 0.5235 | 0.52795 | 0.52598 | 0.52193 | 0.51791 | 0.51391 | 0.50995 | 0.50602 | 0.50212 | 8.5293
v5.10_MeasureAssessmentTemplate_Industrial_All | Radiant Heating - SEG SEL - Efficient Gas Radiant Heating | HVAC | Radiant Heating | NR | Radiant Heating | Industrial | Semiconductor Manufacturing | Firm | Transport | Industrial | 0.08328 | 1 | 3.5355 | 4.1746 | -1.585 | 1.3498 | -1.7196 | 0.03748 | 0.069981 | 0.11883 | 0.1881 | 0.28139 | 0.40109 | 0.54756 | 0.71836 | 0.90766 | 1.1063 | 1.3028 | 1.4844 | 1.6402 | 1.7627 | 1.8493 | 1.9079 | 1.9326 | 1.949 | 1.9418 | 1.9268 | 1.912 | 1.8972 | 1.8826 | 1.8681 | 1.8537 | 31.4879
v5.10_MeasureAssessmentTemplate_Industrial_All | Radiant Heating - SEG SEL - Efficient Gas Radiant Heating | HVAC | Radiant Heating | NR | Radiant Heating | Industrial | Semiconductor Manufacturing | Interruptible | Transport | Industrial | 0.08328 | 1 | 1.7497 | 1.4738 | -0.12205 | 1.3498 | -0.25662 | 0.056283 | 0.10509 | 0.17844 | 0.28246 | 0.42255 | 0.6023 | 0.82226 | 1.0787 | 1.363 | 1.6614 | 1.9563 | 2.2291 | 2.4631 | 2.647 | 2.7771 | 2.865 | 2.9022 | 2.9268 | 2.9159 | 2.8935 | 2.8712 | 2.849 | 2.8271 | 2.8053 | 2.7836 | 47.2847
v5.10_MeasureAssessmentTemplate_Industrial_All | Radiant Heating - SEG SEL - Efficient Gas Radiant Heating | HVAC | Radiant Heating | NR | Radiant Heating | Industrial | Wood | Firm | Sales | Commercial | 0.08328 | 1 | 3.5355 | 5.3472 | -1.585 | 0.81922 | -1.8626 | 0.0040651 | 0.0075902 | 0.012888 | 0.020402 | 0.03052 | 0.043503 | 0.05939 | 0.077914 | 0.098447 | 0.12 | 0.1413 | 0.161 | 0.1779 | 0.19118 | 0.20058 | 0.20693 | 0.20962 | 0.2114 | 0.21061 | 0.20899 | 0.20737 | 0.20578 | 0.20419 | 0.20262 | 0.20105 | 3.4152
v5.10_MeasureAssessmentTemplate_Industrial_All | Radiant Heating - SEG SEL - Efficient Gas Radiant Heating | HVAC | Radiant Heating | NR | Radiant Heating | Industrial | Wood | Firm | Sales | Industrial | 0.08328 | 1 | 3.5355 | 5.3472 | -1.585 | 0.81922 | -1.8626 | 0.0011894 | 0.0022209 | 0.0037711 | 0.0059694 | 0.0089299 | 0.012729 | 0.017377 | 0.022797 | 0.028805 | 0.03511 | 0.041344 | 0.047109 | 0.052053 | 0.05594 | 0.058688 | 0.060548 | 0.061333 | 0.061853 | 0.061623 | 0.061148 | 0.060677 | 0.060209 | 0.059745 | 0.059284 | 0.058827 | 0.99928
v5.10_MeasureAssessmentTemplate_Industrial_All | Radiant Heating - SEG SEL - Efficient Gas Radiant Heating | HVAC | Radiant Heating | NR | Radiant Heating | Industrial | Wood | Interruptible | Sales | Industrial | 0.08328 | 1 | 1.7497 | 2.6463 | -0.12205 | 1.3498 | -0.39962 | 0.003271 | 0.0061075 | 0.010371 | 0.016416 | 0.024558 | 0.035005 | 0.047788 | 0.062694 | 0.079216 | 0.096555 | 0.1137 | 0.12955 | 0.14315 | 0.15384 | 0.1614 | 0.16651 | 0.16867 | 0.1701 | 0.16947 | 0.16816 | 0.16687 | 0.16558 | 0.1643 | 0.16304 | 0.16178 | 2.7481
v5.10_MeasureAssessmentTemplate_Industrial_All | Radiant Heating - SEG SEL - Efficient Gas Radiant Heating | HVAC | Radiant Heating | NR | Radiant Heating | Industrial | Wood | Interruptible | Transport | Industrial | 0.08328 | 1 | 1.7497 | 1.4738 | -0.12205 | 1.3498 | -0.25662 | 0.029931 | 0.055886 | 0.094895 | 0.15021 | 0.22471 | 0.3203 | 0.43728 | 0.57368 | 0.72485 | 0.88352 | 1.0404 | 1.1855 | 1.3099 | 1.4077 | 1.4768 | 1.5236 | 1.5434 | 1.5565 | 1.5507 | 1.5387 | 1.5269 | 1.5151 | 1.5034 | 1.4918 | 1.4803 | 25.1461
v5.10_MeasureAssessmentTemplate_Industrial_All | SEM - SEG SEL - Strategic Energy Management Savings | Whole Building | SEM | Retrofit | SEM | Industrial | Cement/Concrete Products | Firm | Sales | Commercial | 0.030102 | 1 | 3.1961 | 2.878 | -0.579 | 0.48774 | -0.52509 | 0.00074235 | 0.0011982 | 0.0018047 | 0.0025648 | 0.0034619 | 0.0044533 | 0.0054656 | 0.0063955 | 0.00712 | 0.007516 | 0.0074892 | 0.0070054 | 0.0061118 | 0.0050155 | 0.00089873 | 0 | 0 | 0 | 0 | 0 | 0 | 0 | 0 | 0 | 0 | 0.067243
v5.10_MeasureAssessmentTemplate_Industrial_All | SEM - SEG SEL - Strategic Energy Management Savings | Whole Building | SEM | Retrofit | SEM | Industrial | Cement/Concrete Products | Firm | Sales | Industrial | 0.030102 | 1 | 3.1961 | 2.878 | -0.579 | 0.48774 | -0.52509 | 0.00045734 | 0.00073769 | 0.0011103 | 0.0015768 | 0.0021269 | 0.0027341 | 0.0033532 | 0.003921 | 0.0043621 | 0.0046015 | 0.0045819 | 0.0042829 | 0.003734 | 0.003062 | 9.7924e-05 | 0 | 0 | 0 | 0 | 0 | 0 | 0 | 0 | 0 | 0 | 0.04074
v5.10_MeasureAssessmentTemplate_Industrial_All | SEM - SEG SEL - Strategic Energy Management Savings | Whole Building | SEM | Retrofit | SEM | Industrial | Cement/Concrete Products | Interruptible | Transport | Industrial | 0.030102 | 1 | 2.9388 | 1.4738 | -0.45353 | 1.3498 | -0.25662 | 0.011947 | 0.019283 | 0.029044 | 0.041276 | 0.055714 | 0.071669 | 0.087959 | 0.10292 | 0.11458 | 0.12096 | 0.12053 | 0.11274 | 0.098359 | 0.080715 | 0.014463 | 0 | 0 | 0 | 0 | 0 | 0 | 0 | 0 | 0 | 0 | 1.0822
v5.10_MeasureAssessmentTemplate_Industrial_All | SEM - SEG SEL - Strategic Energy Management Savings | Whole Building | SEM | Retrofit | SEM | Industrial | Chemical Manufacturing | Firm | Sales | Commercial | 0.030102 | 1 | 3.1961 | 2.878 | -0.579 | 0.48774 | -0.52509 | 0.00019419 | 0.00031343 | 0.00047208 | 0.00067091 | 0.00090559 | 0.0011649 | 0.0014297 | 0.001673 | 0.0018625 | 0.0019661 | 0.001959 | 0.0018325 | 0.0015987 | 0.001312 | 0.00023509 | 0 | 0 | 0 | 0 | 0 | 0 | 0 | 0 | 0 | 0 | 0.01759
v5.10_MeasureAssessmentTemplate_Industrial_All | SEM - SEG SEL - Strategic Energy Management Savings | Whole Building | SEM | Retrofit | SEM | Industrial | Chemical Manufacturing | Firm | Sales | Industrial | 0.030102 | 1 | 3.1961 | 2.878 | -0.579 | 0.48774 | -0.52509 | 0.00087477 | 0.001412 | 0.0021266 | 0.0030223 | 0.0040795 | 0.0052477 | 0.0064405 | 0.0075363 | 0.0083901 | 0.0088567 | 0.0088251 | 0.008255 | 0.0072021 | 0.0059101 | 0.001059 | 0 | 0 | 0 | 0 | 0 | 0 | 0 | 0 | 0 | 0 | 0.079238
v5.10_MeasureAssessmentTemplate_Industrial_All | SEM - SEG SEL - Strategic Energy Management Savings | Whole Building | SEM | Retrofit | SEM | Industrial | Misc. Manufacturing | Firm | Sales | Commercial | 0.030102 | 1 | 3.1961 | 2.878 | -0.579 | 0.48774 | -0.52509 | 0.0043982 | 0.0070991 | 0.010692 | 0.015196 | 0.020511 | 0.026385 | 0.032382 | 0.037891 | 0.042184 | 0.04453 | 0.044371 | 0.041505 | 0.036211 | 0.029715 | 0.0053247 | 0 | 0 | 0 | 0 | 0 | 0 | 0 | 0 | 0 | 0 | 0.39839
v5.10_MeasureAssessmentTemplate_Industrial_All | SEM - SEG SEL - Strategic Energy Management Savings | Whole Building | SEM | Retrofit | SEM | Industrial | Misc. Manufacturing | Firm | Sales | Industrial | 0.030102 | 1 | 3.1961 | 2.878 | -0.579 | 0.48774 | -0.52509 | 0.0086972 | 0.014038 | 0.021144 | 0.030049 | 0.04056 | 0.052175 | 0.064034 | 0.074929 | 0.083417 | 0.088056 | 0.087742 | 0.082074 | 0.071605 | 0.05876 | 0.010529 | 0 | 0 | 0 | 0 | 0 | 0 | 0 | 0 | 0 | 0 | 0.78781
v5.10_MeasureAssessmentTemplate_Industrial_All | SEM - SEG SEL - Strategic Energy Management Savings | Whole Building | SEM | Retrofit | SEM | Industrial | Misc. Manufacturing | Firm | Transport | Industrial | 0.030102 | 1 | 3.1961 | 1.7054 | -0.579 | 1.3498 | -0.38209 | 0.00063683 | 0.0010279 | 0.0015482 | 0.0022003 | 0.0029699 | 0.0038204 | 0.0046887 | 0.0054865 | 0.006108 | 0.0064477 | 0.0064247 | 0.0060097 | 0.0052431 | 0.0043026 | 0.00077099 | 0 | 0 | 0 | 0 | 0 | 0 | 0 | 0 | 0 | 0 | 0.057685
v5.10_MeasureAssessmentTemplate_Industrial_All | SEM - SEG SEL - Strategic Energy Management Savings | Whole Building | SEM | Retrofit | SEM | Industrial | Misc. Manufacturing | Interruptible | Transport | Industrial | 0.030102 | 1 | 2.9388 | 1.4738 | -0.45353 | 1.3498 | -0.25662 | 0.0038402 | 0.0061984 | 0.0093358 | 0.013268 | 0.017909 | 0.023037 | 0.028273 | 0.033084 | 0.036832 | 0.03888 | 0.038742 | 0.036239 | 0.031617 | 0.025945 | 0.0046491 | 0 | 0 | 0 | 0 | 0 | 0 | 0 | 0 | 0 | 0 | 0.34785
v5.10_MeasureAssessmentTemplate_Industrial_All | SEM - SEG SEL - Strategic Energy Management Savings | Whole Building | SEM | Retrofit | SEM | Industrial | Other Food | Firm | Sales | Commercial | 0.030102 | 1 | 3.1961 | 2.878 | -0.579 | 0.48774 | -0.52509 | 0.0013451 | 0.0021711 | 0.00327 | 0.0046473 | 0.0062728 | 0.0080692 | 0.0099033 | 0.011588 | 0.012901 | 0.013619 | 0.01357 | 0.012693 | 0.011074 | 0.0090877 | 0.0016284 | 0 | 0 | 0 | 0 | 0 | 0 | 0 | 0 | 0 | 0 | 0.12184
v5.10_MeasureAssessmentTemplate_Industrial_All | SEM - SEG SEL - Strategic Energy Management Savings | Whole Building | SEM | Retrofit | SEM | Industrial | Other Food | Firm | Sales | Industrial | 0.030102 | 1 | 3.1961 | 2.878 | -0.579 | 0.48774 | -0.52509 | 0.0012239 | 0.0019755 | 0.0029753 | 0.0042285 | 0.0057076 | 0.007342 | 0.0090108 | 0.010544 | 0.011738 | 0.012391 | 0.012347 | 0.011549 | 0.010076 | 0.0082688 | 0.0014817 | 0 | 0 | 0 | 0 | 0 | 0 | 0 | 0 | 0 | 0 | 0.11086
v5.10_MeasureAssessmentTemplate_Industrial_All | SEM - SEG SEL - Strategic Energy Management Savings | Whole Building | SEM | Retrofit | SEM | Industrial | Other Food | Firm | Transport | Industrial | 0.030102 | 1 | 3.1961 | 1.7054 | -0.579 | 1.3498 | -0.38209 | 0.024924 | 0.040229 | 0.060592 | 0.086111 | 0.11623 | 0.14952 | 0.1835 | 0.21472 | 0.23905 | 0.25234 | 0.25144 | 0.2352 | 0.2052 | 0.16839 | 0.030174 | 0 | 0 | 0 | 0 | 0 | 0 | 0 | 0 | 0 | 0 | 2.2576
v5.10_MeasureAssessmentTemplate_Industrial_All | SEM - SEG SEL - Strategic Energy Management Savings | Whole Building | SEM | Retrofit | SEM | Industrial | Other Food | Interruptible | Transport | Industrial | 0.030102 | 1 | 2.9388 | 1.4738 | -0.45353 | 1.3498 | -0.25662 | 0.012831 | 0.02071 | 0.031193 | 0.04433 | 0.059836 | 0.076971 | 0.094466 | 0.11054 | 0.12306 | 0.12991 | 0.12944 | 0.12108 | 0.10564 | 0.086687 | 0.015534 | 0 | 0 | 0 | 0 | 0 | 0 | 0 | 0 | 0 | 0 | 1.1622
v5.10_MeasureAssessmentTemplate_Industrial_All | SEM - SEG SEL - Strategic Energy Management Savings | Whole Building | SEM | Retrofit | SEM | Industrial | Primary Metal Manufacturing | Firm | Sales | Commercial | 0.030102 | 1 | 3.1961 | 2.878 | -0.579 | 0.48774 | -0.52509 | 7.4066e-05 | 0.00011955 | 0.00018006 | 0.0002559 | 0.00034541 | 0.00044432 | 0.00054531 | 0.0006381 | 0.00071039 | 0.00074989 | 0.00074722 | 0.00069895 | 0.0006098 | 0.00050041 | 8.9669e-05 | 0 | 0 | 0 | 0 | 0 | 0 | 0 | 0 | 0 | 0 | 0.006709
v5.10_MeasureAssessmentTemplate_Industrial_All | SEM - SEG SEL - Strategic Energy Management Savings | Whole Building | SEM | Retrofit | SEM | Industrial | Primary Metal Manufacturing | Firm | Sales | Industrial | 0.030102 | 1 | 3.1961 | 2.878 | -0.579 | 0.48774 | -0.52509 | 0.00059438 | 0.00095939 | 0.001445 | 0.0020536 | 0.0027719 | 0.0035657 | 0.0043762 | 0.0051207 | 0.0057009 | 0.0060179 | 0.0059964 | 0.0056091 | 0.0048936 | 0.0040158 | 0.00071959 | 0 | 0 | 0 | 0 | 0 | 0 | 0 | 0 | 0 | 0 | 0.05384
v5.10_MeasureAssessmentTemplate_Industrial_All | SEM - SEG SEL - Strategic Energy Management Savings | Whole Building | SEM | Retrofit | SEM | Industrial | Pulp and Paper Mills | Firm | Sales | Commercial | 0.030102 | 1 | 3.1961 | 2.878 | -0.579 | 0.48774 | -0.52509 | 1.7451e-05 | 2.8168e-05 | 4.2425e-05 | 6.0293e-05 | 8.1383e-05 | 0.00010469 | 0.00012848 | 0.00015035 | 0.00016738 | 0.00017669 | 0.00017606 | 0.00016468 | 0.00014368 | 0.0001179 | 2.1127e-05 | 0 | 0 | 0 | 0 | 0 | 0 | 0 | 0 | 0 | 0 | 0.0015807
v5.10_MeasureAssessmentTemplate_Industrial_All | SEM - SEG SEL - Strategic Energy Management Savings | Whole Building | SEM | Retrofit | SEM | Industrial | Pulp and Paper Mills | Firm | Sales | Industrial | 0.030102 | 1 | 3.1961 | 2.878 | -0.579 | 0.48774 | -0.52509 | 0.00044371 | 0.00071619 | 0.0010787 | 0.001533 | 0.0020692 | 0.0026618 | 0.0032668 | 0.0038226 | 0.0042557 | 0.0044924 | 0.0044763 | 0.0041872 | 0.0036531 | 0.0029978 | 0.00053718 | 0 | 0 | 0 | 0 | 0 | 0 | 0 | 0 | 0 | 0 | 0.040192
v5.10_MeasureAssessmentTemplate_Industrial_All | SEM - SEG SEL - Strategic Energy Management Savings | Whole Building | SEM | Retrofit | SEM | Industrial | Semiconductor Manufacturing | Firm | Sales | Commercial | 0.030102 | 1 | 3.1961 | 2.878 | -0.579 | 0.48774 | -0.52509 | 0.0031456 | 0.0050773 | 0.0076472 | 0.010868 | 0.01467 | 0.01887 | 0.02316 | 0.0271 | 0.03017 | 0.031848 | 0.031734 | 0.029684 | 0.025898 | 0.021252 | 0.0038082 | 0 | 0 | 0 | 0 | 0 | 0 | 0 | 0 | 0 | 0 | 0.28493
v5.10_MeasureAssessmentTemplate_Industrial_All | SEM - SEG SEL - Strategic Energy Management Savings | Whole Building | SEM | Retrofit | SEM | Industrial | Semiconductor Manufacturing | Firm | Sales | Industrial | 0.030102 | 1 | 3.1961 | 2.878 | -0.579 | 0.48774 | -0.52509 | 0.0029043 | 0.0046879 | 0.0070607 | 0.010034 | 0.013544 | 0.017423 | 0.021383 | 0.025022 | 0.027856 | 0.029405 | 0.0293 | 0.027408 | 0.023912 | 0.019622 | 0.0035161 | 0 | 0 | 0 | 0 | 0 | 0 | 0 | 0 | 0 | 0 | 0.26308
v5.10_MeasureAssessmentTemplate_Industrial_All | SEM - SEG SEL - Strategic Energy Management Savings | Whole Building | SEM | Retrofit | SEM | Industrial | Semiconductor Manufacturing | Firm | Transport | Industrial | 0.030102 | 1 | 3.1961 | 1.7054 | -0.579 | 1.3498 | -0.38209 | 0.010722 | 0.017306 | 0.026066 | 0.037044 | 0.050002 | 0.064321 | 0.078941 | 0.092372 | 0.10284 | 0.10856 | 0.10817 | 0.10118 | 0.088275 | 0.07244 | 0.012981 | 0 | 0 | 0 | 0 | 0 | 0 | 0 | 0 | 0 | 0 | 0.97121
v5.10_MeasureAssessmentTemplate_Industrial_All | SEM - SEG SEL - Strategic Energy Management Savings | Whole Building | SEM | Retrofit | SEM | Industrial | Semiconductor Manufacturing | Interruptible | Transport | Industrial | 0.030102 | 1 | 2.9388 | 1.4738 | -0.45353 | 1.3498 | -0.25662 | 0.016101 | 0.025988 | 0.039143 | 0.055629 | 0.075087 | 0.09659 | 0.11854 | 0.13871 | 0.15443 | 0.16302 | 0.16243 | 0.15194 | 0.13256 | 0.10878 | 0.019493 | 0 | 0 | 0 | 0 | 0 | 0 | 0 | 0 | 0 | 0 | 1.4585
v5.10_MeasureAssessmentTemplate_Industrial_All | SEM - SEG SEL - Strategic Energy Management Savings | Whole Building | SEM | Retrofit | SEM | Industrial | Wood | Firm | Sales | Commercial | 0.030102 | 1 | 3.1961 | 2.878 | -0.579 | 0.48774 | -0.52509 | 0.0011629 | 0.0018771 | 0.0028272 | 0.0040179 | 0.0054233 | 0.0069764 | 0.0085621 | 0.010019 | 0.011154 | 0.011774 | 0.011732 | 0.010974 | 0.0095745 | 0.007857 | 0.0014079 | 0 | 0 | 0 | 0 | 0 | 0 | 0 | 0 | 0 | 0 | 0.10534
v5.10_MeasureAssessmentTemplate_Industrial_All | SEM - SEG SEL - Strategic Energy Management Savings | Whole Building | SEM | Retrofit | SEM | Industrial | Wood | Firm | Sales | Industrial | 0.030102 | 1 | 3.1961 | 2.878 | -0.579 | 0.48774 | -0.52509 | 0.00034027 | 0.00054922 | 0.00082722 | 0.0011756 | 0.0015868 | 0.0020413 | 0.0025052 | 0.0029315 | 0.0032636 | 0.0034451 | 0.0034328 | 0.003211 | 0.0028014 | 0.0022989 | 0.00041194 | 0 | 0 | 0 | 0 | 0 | 0 | 0 | 0 | 0 | 0 | 0.030822
v5.10_MeasureAssessmentTemplate_Industrial_All | SEM - SEG SEL - Strategic Energy Management Savings | Whole Building | SEM | Retrofit | SEM | Industrial | Wood | Interruptible | Sales | Industrial | 0.030102 | 1 | 2.9388 | 2.6463 | -0.45353 | 1.3498 | -0.39962 | 0.00093575 | 0.0015104 | 0.0022749 | 0.003233 | 0.0043639 | 0.0056136 | 0.0068895 | 0.0080617 | 0.008975 | 0.0094741 | 0.0094404 | 0.0088305 | 0.0077042 | 0.0063221 | 0.0011329 | 0 | 0 | 0 | 0 | 0 | 0 | 0 | 0 | 0 | 0 | 0.084762
v5.10_MeasureAssessmentTemplate_Industrial_All | SEM - SEG SEL - Strategic Energy Management Savings | Whole Building | SEM | Retrofit | SEM | Industrial | Wood | Interruptible | Transport | Industrial | 0.030102 | 1 | 2.9388 | 1.4738 | -0.45353 | 1.3498 | -0.25662 | 0.0085625 | 0.013821 | 0.020816 | 0.029583 | 0.039931 | 0.051366 | 0.063042 | 0.073768 | 0.082125 | 0.086692 | 0.086383 | 0.080803 | 0.070496 | 0.05785 | 0.010366 | 0 | 0 | 0 | 0 | 0 | 0 | 0 | 0 | 0 | 0 | 0.77561
v5.10_MeasureAssessmentTemplate_Industrial_All | Steam Trap Maintenance - SEG SEL - Avoid Leaks and Malfunctions | HVAC | Steam Trap Maintenance | Retrofit | Steam Trap Maintenance | Industrial | Cement/Concrete Products | Firm | Sales | Commercial | 0.079537 | 1 | 5.0243 | 2.878 | -0.75648 | 0.31027 | -0.52509 | 0.0039626 | 0.006396 | 0.0096334 | 0.013691 | 0.01848 | 0.023772 | 0.029175 | 0.034139 | 0.038006 | 0.04012 | 0.039977 | 0.037394 | 0.032624 | 0.026772 | 0.0047973 | 0 | 0 | 0 | 0 | 0 | 0 | 0 | 0 | 0 | 0 | 0.35894
v5.10_MeasureAssessmentTemplate_Industrial_All | Steam Trap Maintenance - SEG SEL - Avoid Leaks and Malfunctions | HVAC | Steam Trap Maintenance | Retrofit | Steam Trap Maintenance | Industrial | Cement/Concrete Products | Firm | Sales | Industrial | 0.079537 | 1 | 5.0243 | 2.878 | -0.75648 | 0.31027 | -0.52509 | 0.0024413 | 0.0039377 | 0.0059267 | 0.008417 | 0.011353 | 0.014594 | 0.017899 | 0.02093 | 0.023285 | 0.024562 | 0.024458 | 0.022862 | 0.019932 | 0.016345 | 0.00052271 | 0 | 0 | 0 | 0 | 0 | 0 | 0 | 0 | 0 | 0 | 0.21746
v5.10_MeasureAssessmentTemplate_Industrial_All | Steam Trap Maintenance - SEG SEL - Avoid Leaks and Malfunctions | HVAC | Steam Trap Maintenance | Retrofit | Steam Trap Maintenance | Industrial | Cement/Concrete Products | Interruptible | Transport | Industrial | 0.079537 | 1 | 4.6198 | 1.4738 | -0.631 | 1.3498 | -0.25662 | 0.063771 | 0.10293 | 0.15503 | 0.22033 | 0.2974 | 0.38256 | 0.46952 | 0.5494 | 0.61164 | 0.64566 | 0.64335 | 0.6018 | 0.52503 | 0.43085 | 0.077205 | 0 | 0 | 0 | 0 | 0 | 0 | 0 | 0 | 0 | 0 | 5.7765
v5.10_MeasureAssessmentTemplate_Industrial_All | Steam Trap Maintenance - SEG SEL - Avoid Leaks and Malfunctions | HVAC | Steam Trap Maintenance | Retrofit | Steam Trap Maintenance | Industrial | Chemical Manufacturing | Firm | Sales | Commercial | 0.079537 | 1 | 5.0243 | 2.878 | -0.75648 | 0.31027 | -0.52509 | 0.0010365 | 0.0016731 | 0.0025199 | 0.0035813 | 0.004834 | 0.0062182 | 0.0076316 | 0.0089301 | 0.0099418 | 0.010495 | 0.010457 | 0.0097817 | 0.008534 | 0.0070031 | 0.0012549 | 0 | 0 | 0 | 0 | 0 | 0 | 0 | 0 | 0 | 0 | 0.093892
v5.10_MeasureAssessmentTemplate_Industrial_All | Steam Trap Maintenance - SEG SEL - Avoid Leaks and Malfunctions | HVAC | Steam Trap Maintenance | Retrofit | Steam Trap Maintenance | Industrial | Chemical Manufacturing | Firm | Sales | Industrial | 0.079537 | 1 | 5.0243 | 2.878 | -0.75648 | 0.31027 | -0.52509 | 0.0046694 | 0.0075369 | 0.011352 | 0.016133 | 0.021776 | 0.028012 | 0.034379 | 0.040228 | 0.044786 | 0.047276 | 0.047108 | 0.044065 | 0.038444 | 0.031548 | 0.0056531 | 0 | 0 | 0 | 0 | 0 | 0 | 0 | 0 | 0 | 0 | 0.42297
v5.10_MeasureAssessmentTemplate_Industrial_All | Steam Trap Maintenance - SEG SEL - Avoid Leaks and Malfunctions | HVAC | Steam Trap Maintenance | Retrofit | Steam Trap Maintenance | Industrial | Misc. Manufacturing | Firm | Sales | Commercial | 0.079537 | 1 | 5.0243 | 2.878 | -0.75648 | 0.31027 | -0.52509 | 0.023477 | 0.037894 | 0.057075 | 0.081113 | 0.10949 | 0.14084 | 0.17285 | 0.20226 | 0.22517 | 0.2377 | 0.23685 | 0.22155 | 0.19329 | 0.15862 | 0.028423 | 0 | 0 | 0 | 0 | 0 | 0 | 0 | 0 | 0 | 0 | 2.1266
v5.10_MeasureAssessmentTemplate_Industrial_All | Steam Trap Maintenance - SEG SEL - Avoid Leaks and Malfunctions | HVAC | Steam Trap Maintenance | Retrofit | Steam Trap Maintenance | Industrial | Misc. Manufacturing | Firm | Sales | Industrial | 0.079537 | 1 | 5.0243 | 2.878 | -0.75648 | 0.31027 | -0.52509 | 0.046425 | 0.074935 | 0.11286 | 0.1604 | 0.2165 | 0.2785 | 0.34181 | 0.39996 | 0.44527 | 0.47004 | 0.46836 | 0.43811 | 0.38222 | 0.31366 | 0.056205 | 0 | 0 | 0 | 0 | 0 | 0 | 0 | 0 | 0 | 0 | 4.2053
v5.10_MeasureAssessmentTemplate_Industrial_All | Steam Trap Maintenance - SEG SEL - Avoid Leaks and Malfunctions | HVAC | Steam Trap Maintenance | Retrofit | Steam Trap Maintenance | Industrial | Misc. Manufacturing | Firm | Transport | Industrial | 0.079537 | 1 | 5.0243 | 1.7054 | -0.75648 | 1.3498 | -0.38209 | 0.0033994 | 0.0054869 | 0.0082642 | 0.011745 | 0.015853 | 0.020393 | 0.025028 | 0.029286 | 0.032604 | 0.034417 | 0.034295 | 0.032079 | 0.027987 | 0.022967 | 0.0041155 | 0 | 0 | 0 | 0 | 0 | 0 | 0 | 0 | 0 | 0 | 0.30792
v5.10_MeasureAssessmentTemplate_Industrial_All | Steam Trap Maintenance - SEG SEL - Avoid Leaks and Malfunctions | HVAC | Steam Trap Maintenance | Retrofit | Steam Trap Maintenance | Industrial | Misc. Manufacturing | Interruptible | Transport | Industrial | 0.079537 | 1 | 4.6198 | 1.4738 | -0.631 | 1.3498 | -0.25662 | 0.020499 | 0.033087 | 0.049834 | 0.070823 | 0.095595 | 0.12297 | 0.15092 | 0.1766 | 0.19661 | 0.20754 | 0.2068 | 0.19344 | 0.16877 | 0.13849 | 0.024817 | 0 | 0 | 0 | 0 | 0 | 0 | 0 | 0 | 0 | 0 | 1.8568
v5.10_MeasureAssessmentTemplate_Industrial_All | Steam Trap Maintenance - SEG SEL - Avoid Leaks and Malfunctions | HVAC | Steam Trap Maintenance | Retrofit | Steam Trap Maintenance | Industrial | Other Food | Firm | Sales | Commercial | 0.079537 | 1 | 5.0243 | 2.878 | -0.75648 | 0.31027 | -0.52509 | 0.00718 | 0.011589 | 0.017455 | 0.024807 | 0.033484 | 0.043073 | 0.052863 | 0.061857 | 0.068865 | 0.072695 | 0.072435 | 0.067756 | 0.059114 | 0.04851 | 0.0086925 | 0 | 0 | 0 | 0 | 0 | 0 | 0 | 0 | 0 | 0 | 0.65038
v5.10_MeasureAssessmentTemplate_Industrial_All | Steam Trap Maintenance - SEG SEL - Avoid Leaks and Malfunctions | HVAC | Steam Trap Maintenance | Retrofit | Steam Trap Maintenance | Industrial | Other Food | Firm | Sales | Industrial | 0.079537 | 1 | 5.0243 | 2.878 | -0.75648 | 0.31027 | -0.52509 | 0.006533 | 0.010545 | 0.015882 | 0.022571 | 0.030467 | 0.039191 | 0.048099 | 0.056283 | 0.062659 | 0.066144 | 0.065908 | 0.06165 | 0.053787 | 0.044138 | 0.0079092 | 0 | 0 | 0 | 0 | 0 | 0 | 0 | 0 | 0 | 0 | 0.59177
v5.10_MeasureAssessmentTemplate_Industrial_All | Steam Trap Maintenance - SEG SEL - Avoid Leaks and Malfunctions | HVAC | Steam Trap Maintenance | Retrofit | Steam Trap Maintenance | Industrial | Other Food | Firm | Transport | Industrial | 0.079537 | 1 | 5.0243 | 1.7054 | -0.75648 | 1.3498 | -0.38209 | 0.13304 | 0.21474 | 0.32343 | 0.45966 | 0.62044 | 0.79811 | 0.97952 | 1.1462 | 1.276 | 1.347 | 1.3422 | 1.2555 | 1.0953 | 0.89885 | 0.16107 | 0 | 0 | 0 | 0 | 0 | 0 | 0 | 0 | 0 | 0 | 12.0511
v5.10_MeasureAssessmentTemplate_Industrial_All | Steam Trap Maintenance - SEG SEL - Avoid Leaks and Malfunctions | HVAC | Steam Trap Maintenance | Retrofit | Steam Trap Maintenance | Industrial | Other Food | Interruptible | Transport | Industrial | 0.079537 | 1 | 4.6198 | 1.4738 | -0.631 | 1.3498 | -0.25662 | 0.068489 | 0.11055 | 0.1665 | 0.23663 | 0.3194 | 0.41087 | 0.50425 | 0.59005 | 0.6569 | 0.69343 | 0.69095 | 0.64632 | 0.56388 | 0.46273 | 0.082917 | 0 | 0 | 0 | 0 | 0 | 0 | 0 | 0 | 0 | 0 | 6.2039
v5.10_MeasureAssessmentTemplate_Industrial_All | Steam Trap Maintenance - SEG SEL - Avoid Leaks and Malfunctions | HVAC | Steam Trap Maintenance | Retrofit | Steam Trap Maintenance | Industrial | Primary Metal Manufacturing | Firm | Sales | Commercial | 0.079537 | 1 | 5.0243 | 2.878 | -0.75648 | 0.31027 | -0.52509 | 0.00039536 | 0.00063815 | 0.00096115 | 0.001366 | 0.0018438 | 0.0023718 | 0.0029108 | 0.0034061 | 0.003792 | 0.0040029 | 0.0039886 | 0.0037309 | 0.003255 | 0.0026711 | 0.00047864 | 0 | 0 | 0 | 0 | 0 | 0 | 0 | 0 | 0 | 0 | 0.035812
v5.10_MeasureAssessmentTemplate_Industrial_All | Steam Trap Maintenance - SEG SEL - Avoid Leaks and Malfunctions | HVAC | Steam Trap Maintenance | Retrofit | Steam Trap Maintenance | Industrial | Primary Metal Manufacturing | Firm | Sales | Industrial | 0.079537 | 1 | 5.0243 | 2.878 | -0.75648 | 0.31027 | -0.52509 | 0.0031728 | 0.0051211 | 0.0077133 | 0.010962 | 0.014796 | 0.019033 | 0.02336 | 0.027334 | 0.030431 | 0.032123 | 0.032008 | 0.029941 | 0.026122 | 0.021436 | 0.0038411 | 0 | 0 | 0 | 0 | 0 | 0 | 0 | 0 | 0 | 0 | 0.28739
v5.10_MeasureAssessmentTemplate_Industrial_All | Steam Trap Maintenance - SEG SEL - Avoid Leaks and Malfunctions | HVAC | Steam Trap Maintenance | Retrofit | Steam Trap Maintenance | Industrial | Pulp and Paper Mills | Firm | Sales | Commercial | 0.079537 | 1 | 5.0243 | 2.878 | -0.75648 | 0.31027 | -0.52509 | 9.3153e-05 | 0.00015036 | 0.00022646 | 0.00032184 | 0.00043442 | 0.00055882 | 0.00068584 | 0.00080253 | 0.00089345 | 0.00094313 | 0.00093977 | 0.00087906 | 0.00076694 | 0.00062936 | 0.00011278 | 0 | 0 | 0 | 0 | 0 | 0 | 0 | 0 | 0 | 0 | 0.0084379
v5.10_MeasureAssessmentTemplate_Industrial_All | Steam Trap Maintenance - SEG SEL - Avoid Leaks and Malfunctions | HVAC | Steam Trap Maintenance | Retrofit | Steam Trap Maintenance | Industrial | Pulp and Paper Mills | Firm | Sales | Industrial | 0.079537 | 1 | 5.0243 | 2.878 | -0.75648 | 0.31027 | -0.52509 | 0.0023685 | 0.003823 | 0.005758 | 0.0081831 | 0.011045 | 0.014208 | 0.017438 | 0.020405 | 0.022717 | 0.02398 | 0.023894 | 0.022351 | 0.0195 | 0.016002 | 0.0028674 | 0 | 0 | 0 | 0 | 0 | 0 | 0 | 0 | 0 | 0 | 0.21454
v5.10_MeasureAssessmentTemplate_Industrial_All | Steam Trap Maintenance - SEG SEL - Avoid Leaks and Malfunctions | HVAC | Steam Trap Maintenance | Retrofit | Steam Trap Maintenance | Industrial | Wood | Firm | Sales | Commercial | 0.079537 | 1 | 5.0243 | 2.878 | -0.75648 | 0.31027 | -0.52509 | 0.0062076 | 0.01002 | 0.015091 | 0.021447 | 0.028949 | 0.037239 | 0.045704 | 0.05348 | 0.059539 | 0.06285 | 0.062626 | 0.05858 | 0.051108 | 0.04194 | 0.0075153 | 0 | 0 | 0 | 0 | 0 | 0 | 0 | 0 | 0 | 0 | 0.5623
v5.10_MeasureAssessmentTemplate_Industrial_All | Steam Trap Maintenance - SEG SEL - Avoid Leaks and Malfunctions | HVAC | Steam Trap Maintenance | Retrofit | Steam Trap Maintenance | Industrial | Wood | Firm | Sales | Industrial | 0.079537 | 1 | 5.0243 | 2.878 | -0.75648 | 0.31027 | -0.52509 | 0.0018163 | 0.0029317 | 0.0044156 | 0.0062754 | 0.0084704 | 0.010896 | 0.013373 | 0.015648 | 0.017421 | 0.018389 | 0.018324 | 0.01714 | 0.014954 | 0.012271 | 0.0021989 | 0 | 0 | 0 | 0 | 0 | 0 | 0 | 0 | 0 | 0 | 0.16452
v5.10_MeasureAssessmentTemplate_Industrial_All | Steam Trap Maintenance - SEG SEL - Avoid Leaks and Malfunctions | HVAC | Steam Trap Maintenance | Retrofit | Steam Trap Maintenance | Industrial | Wood | Interruptible | Sales | Industrial | 0.079537 | 1 | 4.6198 | 2.6463 | -0.631 | 1.3498 | -0.39962 | 0.004995 | 0.0080624 | 0.012143 | 0.017258 | 0.023294 | 0.029965 | 0.036776 | 0.043033 | 0.047908 | 0.050572 | 0.050392 | 0.047137 | 0.041124 | 0.033747 | 0.0060472 | 0 | 0 | 0 | 0 | 0 | 0 | 0 | 0 | 0 | 0 | 0.45245
v5.10_MeasureAssessmentTemplate_Industrial_All | Steam Trap Maintenance - SEG SEL - Avoid Leaks and Malfunctions | HVAC | Steam Trap Maintenance | Retrofit | Steam Trap Maintenance | Industrial | Wood | Interruptible | Transport | Industrial | 0.079537 | 1 | 4.6198 | 1.4738 | -0.631 | 1.3498 | -0.25662 | 0.045706 | 0.073774 | 0.11112 | 0.15791 | 0.21315 | 0.27419 | 0.33651 | 0.39377 | 0.43838 | 0.46276 | 0.46111 | 0.43132 | 0.3763 | 0.3088 | 0.055334 | 0 | 0 | 0 | 0 | 0 | 0 | 0 | 0 | 0 | 0 | 4.1401
v5.10_MeasureAssessmentTemplate_Industrial_All | Tank Water Heater - SEG SEL - Condensing Tank/Tankless Water Heating | Water Heat | Tank Water Heater | NR | Tank Water Heater | Industrial | Cement/Concrete Products | Firm | Sales | Commercial | 0.022326 | 1 | 2.0723 | 3.1523 | -0.39143 | 0.82394 | -0.67372 | 0.00051505 | 0.00096168 | 0.001633 | 0.0025849 | 0.0038669 | 0.0055118 | 0.0075247 | 0.0098717 | 0.012473 | 0.015204 | 0.017903 | 0.020399 | 0.02254 | 0.024223 | 0.025413 | 0.026219 | 0.026558 | 0.026784 | 0.026684 | 0.026479 | 0.026274 | 0.026072 | 0.025871 | 0.025671 | 0.025474 | 0.43271
v5.10_MeasureAssessmentTemplate_Industrial_All | Tank Water Heater - SEG SEL - Condensing Tank/Tankless Water Heating | Water Heat | Tank Water Heater | NR | Tank Water Heater | Industrial | Cement/Concrete Products | Firm | Sales | Industrial | 0.022326 | 1 | 2.0723 | 3.1523 | -0.39143 | 0.82394 | -0.67372 | 0.00031731 | 0.00059206 | 0.0010046 | 0.0015892 | 0.0023757 | 0.0033839 | 0.0046164 | 0.0060522 | 0.0076417 | 0.009308 | 0.010953 | 0.012471 | 0.013771 | 0.014789 | 0.015505 | 0.015985 | 0.016181 | 0.016307 | 0.016235 | 0.016098 | 0.015963 | 0.015829 | 0.015696 | 0.015564 | 0.015433 | 0.26366
v5.10_MeasureAssessmentTemplate_Industrial_All | Tank Water Heater - SEG SEL - Condensing Tank/Tankless Water Heating | Water Heat | Tank Water Heater | NR | Tank Water Heater | Industrial | Cement/Concrete Products | Interruptible | Transport | Industrial | 0.022326 | 1 | 1.7397 | 1.4738 | -0.11733 | 1.3498 | -0.25662 | 0.0082889 | 0.015477 | 0.026279 | 0.041599 | 0.06223 | 0.088702 | 0.1211 | 0.15887 | 0.20073 | 0.24467 | 0.28811 | 0.32829 | 0.36275 | 0.38983 | 0.40898 | 0.42194 | 0.42741 | 0.43104 | 0.42944 | 0.42613 | 0.42284 | 0.41958 | 0.41635 | 0.41314 | 0.40995 | 6.9637
v5.10_MeasureAssessmentTemplate_Industrial_All | Tank Water Heater - SEG SEL - Condensing Tank/Tankless Water Heating | Water Heat | Tank Water Heater | NR | Tank Water Heater | Industrial | Chemical Manufacturing | Firm | Sales | Commercial | 0.022326 | 1 | 2.0723 | 3.1523 | -0.39143 | 0.82394 | -0.67372 | 0.00013473 | 0.00025156 | 0.00042715 | 0.00067616 | 0.0010115 | 0.0014418 | 0.0019683 | 0.0025823 | 0.0032628 | 0.003977 | 0.004683 | 0.0053361 | 0.0058962 | 0.0063363 | 0.0066477 | 0.0068583 | 0.0069472 | 0.0070062 | 0.0069801 | 0.0069263 | 0.0068729 | 0.00682 | 0.0067674 | 0.0067152 | 0.0066634 | 0.11319
v5.10_MeasureAssessmentTemplate_Industrial_All | Tank Water Heater - SEG SEL - Condensing Tank/Tankless Water Heating | Water Heat | Tank Water Heater | NR | Tank Water Heater | Industrial | Chemical Manufacturing | Firm | Sales | Industrial | 0.022326 | 1 | 2.0723 | 3.1523 | -0.39143 | 0.82394 | -0.67372 | 0.00060693 | 0.0011332 | 0.0019242 | 0.003046 | 0.0045566 | 0.006495 | 0.0088669 | 0.011633 | 0.014698 | 0.017916 | 0.021096 | 0.024038 | 0.026561 | 0.028544 | 0.029947 | 0.030895 | 0.031296 | 0.031562 | 0.031444 | 0.031202 | 0.030961 | 0.030723 | 0.030486 | 0.030251 | 0.030018 | 0.5099
v5.10_MeasureAssessmentTemplate_Industrial_All | Tank Water Heater - SEG SEL - Condensing Tank/Tankless Water Heating | Water Heat | Tank Water Heater | NR | Tank Water Heater | Industrial | Misc. Manufacturing | Firm | Sales | Commercial | 0.022326 | 1 | 2.0723 | 3.1523 | -0.39143 | 0.82394 | -0.67372 | 0.0030515 | 0.0056977 | 0.0096747 | 0.015315 | 0.02291 | 0.032655 | 0.044581 | 0.058487 | 0.0739 | 0.090076 | 0.10607 | 0.12086 | 0.13354 | 0.14351 | 0.15057 | 0.15534 | 0.15735 | 0.15869 | 0.1581 | 0.15688 | 0.15567 | 0.15447 | 0.15328 | 0.1521 | 0.15092 | 2.5637
v5.10_MeasureAssessmentTemplate_Industrial_All | Tank Water Heater - SEG SEL - Condensing Tank/Tankless Water Heating | Water Heat | Tank Water Heater | NR | Tank Water Heater | Industrial | Misc. Manufacturing | Firm | Sales | Industrial | 0.022326 | 1 | 2.0723 | 3.1523 | -0.39143 | 0.82394 | -0.67372 | 0.0060343 | 0.011267 | 0.019131 | 0.030284 | 0.045303 | 0.064575 | 0.088158 | 0.11566 | 0.14613 | 0.17812 | 0.20975 | 0.23899 | 0.26408 | 0.28379 | 0.29774 | 0.30717 | 0.31115 | 0.3138 | 0.31263 | 0.31022 | 0.30783 | 0.30545 | 0.3031 | 0.30076 | 0.29844 | 5.0696
v5.10_MeasureAssessmentTemplate_Industrial_All | Tank Water Heater - SEG SEL - Condensing Tank/Tankless Water Heating | Water Heat | Tank Water Heater | NR | Tank Water Heater | Industrial | Misc. Manufacturing | Firm | Transport | Industrial | 0.022326 | 1 | 2.0723 | 1.9798 | -0.39143 | 1.3498 | -0.53072 | 0.00044184 | 0.00082499 | 0.0014009 | 0.0022175 | 0.0033172 | 0.0047284 | 0.0064551 | 0.0084686 | 0.0107 | 0.013043 | 0.015358 | 0.0175 | 0.019337 | 0.02078 | 0.021801 | 0.022492 | 0.022784 | 0.022977 | 0.022891 | 0.022715 | 0.02254 | 0.022366 | 0.022194 | 0.022023 | 0.021853 | 0.37121
v5.10_MeasureAssessmentTemplate_Industrial_All | Tank Water Heater - SEG SEL - Condensing Tank/Tankless Water Heating | Water Heat | Tank Water Heater | NR | Tank Water Heater | Industrial | Misc. Manufacturing | Interruptible | Transport | Industrial | 0.022326 | 1 | 1.7397 | 1.4738 | -0.11733 | 1.3498 | -0.25662 | 0.0026644 | 0.0049748 | 0.0084473 | 0.013372 | 0.020003 | 0.028513 | 0.038925 | 0.051067 | 0.064524 | 0.078648 | 0.092611 | 0.10553 | 0.1166 | 0.12531 | 0.13146 | 0.13563 | 0.13739 | 0.13855 | 0.13804 | 0.13697 | 0.13592 | 0.13487 | 0.13383 | 0.1328 | 0.13178 | 2.2384
v5.10_MeasureAssessmentTemplate_Industrial_All | Tank Water Heater - SEG SEL - Condensing Tank/Tankless Water Heating | Water Heat | Tank Water Heater | NR | Tank Water Heater | Industrial | Other Food | Firm | Sales | Commercial | 0.022326 | 1 | 2.0723 | 3.1523 | -0.39143 | 0.82394 | -0.67372 | 0.00093324 | 0.0017425 | 0.0029588 | 0.0046837 | 0.0070065 | 0.009987 | 0.013634 | 0.017887 | 0.022601 | 0.027548 | 0.032439 | 0.036962 | 0.040842 | 0.043891 | 0.046047 | 0.047506 | 0.048122 | 0.048531 | 0.04835 | 0.047978 | 0.047608 | 0.047241 | 0.046877 | 0.046515 | 0.046157 | 0.78405
v5.10_MeasureAssessmentTemplate_Industrial_All | Tank Water Heater - SEG SEL - Condensing Tank/Tankless Water Heating | Water Heat | Tank Water Heater | NR | Tank Water Heater | Industrial | Other Food | Firm | Sales | Industrial | 0.022326 | 1 | 2.0723 | 3.1523 | -0.39143 | 0.82394 | -0.67372 | 0.00084914 | 0.0015855 | 0.0026922 | 0.0042616 | 0.0063751 | 0.009087 | 0.012406 | 0.016275 | 0.020564 | 0.025065 | 0.029515 | 0.033631 | 0.037161 | 0.039936 | 0.041898 | 0.043225 | 0.043786 | 0.044158 | 0.043993 | 0.043654 | 0.043317 | 0.042984 | 0.042652 | 0.042323 | 0.041997 | 0.71339
v5.10_MeasureAssessmentTemplate_Industrial_All | Tank Water Heater - SEG SEL - Condensing Tank/Tankless Water Heating | Water Heat | Tank Water Heater | NR | Tank Water Heater | Industrial | Other Food | Firm | Transport | Industrial | 0.022326 | 1 | 2.0723 | 1.9798 | -0.39143 | 1.3498 | -0.53072 | 0.017292 | 0.032288 | 0.054825 | 0.086786 | 0.12983 | 0.18505 | 0.25263 | 0.33144 | 0.41878 | 0.51045 | 0.60107 | 0.68489 | 0.75677 | 0.81327 | 0.85323 | 0.88027 | 0.89168 | 0.89925 | 0.8959 | 0.889 | 0.88214 | 0.87534 | 0.8686 | 0.8619 | 0.85526 | 14.5279
v5.10_MeasureAssessmentTemplate_Industrial_All | Tank Water Heater - SEG SEL - Condensing Tank/Tankless Water Heating | Water Heat | Tank Water Heater | NR | Tank Water Heater | Industrial | Other Food | Interruptible | Transport | Industrial | 0.022326 | 1 | 1.7397 | 1.4738 | -0.11733 | 1.3498 | -0.25662 | 0.0089021 | 0.016622 | 0.028224 | 0.044677 | 0.066835 | 0.095265 | 0.13006 | 0.17062 | 0.21559 | 0.26278 | 0.30943 | 0.35258 | 0.38959 | 0.41867 | 0.43924 | 0.45316 | 0.45903 | 0.46293 | 0.46121 | 0.45765 | 0.45413 | 0.45062 | 0.44715 | 0.4437 | 0.44028 | 7.4789
v5.10_MeasureAssessmentTemplate_Industrial_All | Tank Water Heater - SEG SEL - Condensing Tank/Tankless Water Heating | Water Heat | Tank Water Heater | NR | Tank Water Heater | Industrial | Primary Metal Manufacturing | Firm | Sales | Commercial | 0.022326 | 1 | 2.0723 | 3.1523 | -0.39143 | 0.82394 | -0.67372 | 5.1388e-05 | 9.595e-05 | 0.00016292 | 0.0002579 | 0.00038581 | 0.00054993 | 0.00075076 | 0.00098493 | 0.0012445 | 0.0015169 | 0.0017862 | 0.0020353 | 0.0022489 | 0.0024168 | 0.0025356 | 0.0026159 | 0.0026498 | 0.0026723 | 0.0026624 | 0.0026418 | 0.0026215 | 0.0026013 | 0.0025812 | 0.0025613 | 0.0025416 | 0.043173
v5.10_MeasureAssessmentTemplate_Industrial_All | Tank Water Heater - SEG SEL - Condensing Tank/Tankless Water Heating | Water Heat | Tank Water Heater | NR | Tank Water Heater | Industrial | Primary Metal Manufacturing | Firm | Sales | Industrial | 0.022326 | 1 | 2.0723 | 3.1523 | -0.39143 | 0.82394 | -0.67372 | 0.00041239 | 0.00077 | 0.0013075 | 0.0020697 | 0.0030961 | 0.0044132 | 0.0060248 | 0.0079041 | 0.009987 | 0.012173 | 0.014334 | 0.016333 | 0.018048 | 0.019395 | 0.020348 | 0.020993 | 0.021265 | 0.021445 | 0.021365 | 0.021201 | 0.021037 | 0.020875 | 0.020714 | 0.020555 | 0.020396 | 0.34646
v5.10_MeasureAssessmentTemplate_Industrial_All | Tank Water Heater - SEG SEL - Condensing Tank/Tankless Water Heating | Water Heat | Tank Water Heater | NR | Tank Water Heater | Industrial | Pulp and Paper Mills | Firm | Sales | Commercial | 0.022326 | 1 | 2.0723 | 3.1523 | -0.39143 | 0.82394 | -0.67372 | 1.2108e-05 | 2.2607e-05 | 3.8387e-05 | 6.0765e-05 | 9.0902e-05 | 0.00012957 | 0.00017689 | 0.00023206 | 0.00029322 | 0.0003574 | 0.00042086 | 0.00047954 | 0.00052988 | 0.00056944 | 0.00059742 | 0.00061634 | 0.00062433 | 0.00062964 | 0.00062729 | 0.00062246 | 0.00061766 | 0.0006129 | 0.00060817 | 0.00060348 | 0.00059883 | 0.010172
v5.10_MeasureAssessmentTemplate_Industrial_All | Tank Water Heater - SEG SEL - Condensing Tank/Tankless Water Heating | Water Heat | Tank Water Heater | NR | Tank Water Heater | Industrial | Pulp and Paper Mills | Firm | Sales | Industrial | 0.022326 | 1 | 2.0723 | 3.1523 | -0.39143 | 0.82394 | -0.67372 | 0.00030785 | 0.00057481 | 0.00097603 | 0.001545 | 0.0023113 | 0.0032944 | 0.0044976 | 0.0059004 | 0.0074553 | 0.0090873 | 0.010701 | 0.012193 | 0.013473 | 0.014478 | 0.01519 | 0.015671 | 0.015874 | 0.016009 | 0.015949 | 0.015826 | 0.015704 | 0.015583 | 0.015463 | 0.015344 | 0.015226 | 0.25864
v5.10_MeasureAssessmentTemplate_Industrial_All | Tank Water Heater - SEG SEL - Condensing Tank/Tankless Water Heating | Water Heat | Tank Water Heater | NR | Tank Water Heater | Industrial | Wood | Firm | Sales | Commercial | 0.022326 | 1 | 2.0723 | 3.1523 | -0.39143 | 0.82394 | -0.67372 | 0.00080685 | 0.0015065 | 0.0025581 | 0.0040494 | 0.0060576 | 0.0086345 | 0.011788 | 0.015465 | 0.01954 | 0.023817 | 0.028045 | 0.031956 | 0.035311 | 0.037947 | 0.039811 | 0.041073 | 0.041605 | 0.041958 | 0.041802 | 0.04148 | 0.04116 | 0.040843 | 0.040528 | 0.040216 | 0.039906 | 0.67786
v5.10_MeasureAssessmentTemplate_Industrial_All | Tank Water Heater - SEG SEL - Condensing Tank/Tankless Water Heating | Water Heat | Tank Water Heater | NR | Tank Water Heater | Industrial | Wood | Firm | Sales | Industrial | 0.022326 | 1 | 2.0723 | 3.1523 | -0.39143 | 0.82394 | -0.67372 | 0.00023608 | 0.0004408 | 0.00074849 | 0.0011848 | 0.0017724 | 0.0025264 | 0.003449 | 0.0045249 | 0.0057173 | 0.0069687 | 0.008206 | 0.0093502 | 0.010332 | 0.011103 | 0.011649 | 0.012018 | 0.012173 | 0.012277 | 0.012231 | 0.012137 | 0.012043 | 0.01195 | 0.011858 | 0.011767 | 0.011676 | 0.19834
v5.10_MeasureAssessmentTemplate_Industrial_All | Tank Water Heater - SEG SEL - Condensing Tank/Tankless Water Heating | Water Heat | Tank Water Heater | NR | Tank Water Heater | Industrial | Wood | Interruptible | Sales | Industrial | 0.022326 | 1 | 1.7397 | 2.6463 | -0.11733 | 1.3498 | -0.39962 | 0.00064924 | 0.0012122 | 0.0020584 | 0.0032583 | 0.0048743 | 0.0069478 | 0.0094851 | 0.012444 | 0.015723 | 0.019165 | 0.022567 | 0.025714 | 0.028413 | 0.030534 | 0.032034 | 0.033049 | 0.033478 | 0.033762 | 0.033636 | 0.033377 | 0.03312 | 0.032864 | 0.032611 | 0.03236 | 0.03211 | 0.54545
v5.10_MeasureAssessmentTemplate_Industrial_All | Tank Water Heater - SEG SEL - Condensing Tank/Tankless Water Heating | Water Heat | Tank Water Heater | NR | Tank Water Heater | Industrial | Wood | Interruptible | Transport | Industrial | 0.022326 | 1 | 1.7397 | 1.4738 | -0.11733 | 1.3498 | -0.25662 | 0.0059408 | 0.011092 | 0.018835 | 0.029815 | 0.044602 | 0.063575 | 0.086792 | 0.11386 | 0.14387 | 0.17536 | 0.2065 | 0.23529 | 0.25999 | 0.2794 | 0.29313 | 0.30241 | 0.30633 | 0.30894 | 0.30779 | 0.30541 | 0.30306 | 0.30072 | 0.2984 | 0.2961 | 0.29382 | 4.991
v5.10_MeasureAssessmentTemplate_Industrial_All | Thermal Shield - SEG Greenhouses - Adding Thermal Curtains | HVAC | Thermal Shield | Retrofit | Thermal Shield | Industrial | Greenhouses | Firm | Sales | Commercial | 0.10334 | 1 | 5.5923 | 5.3472 | -1.8863 | 0.51791 | -1.8626 | 0.055956 | 0.090319 | 0.13603 | 0.19333 | 0.26095 | 0.33568 | 0.41198 | 0.48208 | 0.53669 | 0.56654 | 0.56452 | 0.52805 | 0.4607 | 0.37805 | 0.067744 | 0 | 0 | 0 | 0 | 0 | 0 | 0 | 0 | 0 | 0 | 5.0686
v5.10_MeasureAssessmentTemplate_Industrial_All | Under Bench Heating - SEG Greenhouses - Adding Under Bench Heating | HVAC | Under Bench Heating | Retrofit | Under Bench Heating | Industrial | Greenhouses | Firm | Sales | Commercial | 0.14175 | 1 | 5.8001 | 5.3472 | -1.9049 | 0.49935 | -1.8626 | 0.076751 | 0.12388 | 0.18659 | 0.26517 | 0.35793 | 0.46043 | 0.56508 | 0.66123 | 0.73614 | 0.77708 | 0.7743 | 0.72429 | 0.6319 | 0.51855 | 0.092919 | 0 | 0 | 0 | 0 | 0 | 0 | 0 | 0 | 0 | 0 | 6.9522
v5.10_MeasureAssessmentTemplate_Industrial_All | Wall Insulation - SEG SEL - R15 from R0 Insulation | HVAC | Wall Insulation | Retrofit | Wall Insulation R0 to R15 | Industrial | Cement/Concrete Products | Firm | Sales | Commercial | 0.10519 | 1 | 3.1302 | 5.3472 | -1.4789 | 0.92527 | -1.8626 | 0.015573 | 0.030889 | 0.054421 | 0.087841 | 0.1323 | 0.18803 | 0.25379 | 0.32647 | 0.40068 | 0.46885 | 0.52197 | 0.551 | 0.54903 | 0.51356 | 0.44806 | 0.36768 | 0.13317 | 0 | 0 | 0 | 0 | 0 | 0 | 0 | 0 | 5.0433
v5.10_MeasureAssessmentTemplate_Industrial_All | Wall Insulation - SEG SEL - R15 from R0 Insulation | HVAC | Wall Insulation | Retrofit | Wall Insulation R0 to R15 | Industrial | Cement/Concrete Products | Firm | Sales | Industrial | 0.10519 | 1 | 3.1302 | 5.3472 | -1.4789 | 0.92527 | -1.8626 | 0.009594 | 0.019017 | 0.033481 | 0.054004 | 0.081282 | 0.11544 | 0.15571 | 0.20015 | 0.24548 | 0.28704 | 0.31934 | 0.33686 | 0.33543 | 0.31354 | 0.27336 | 0.22416 | 0.051635 | 0 | 0 | 0 | 0 | 0 | 0 | 0 | 0 | 3.0555
v5.10_MeasureAssessmentTemplate_Industrial_All | Wall Insulation - SEG SEL - R15 from R0 Insulation | HVAC | Wall Insulation | Retrofit | Wall Insulation R0 to R15 | Industrial | Cement/Concrete Products | Interruptible | Transport | Industrial | 0.10519 | 1 | 1.5491 | 1.4738 | -0.015995 | 1.3498 | -0.25662 | 0.25061 | 0.4971 | 0.87582 | 1.4137 | 2.1292 | 3.0259 | 4.0844 | 5.254 | 6.4482 | 7.5454 | 8.4002 | 8.8673 | 8.8357 | 8.2649 | 7.2107 | 5.9172 | 2.1432 | 0 | 0 | 0 | 0 | 0 | 0 | 0 | 0 | 81.1635
v5.10_MeasureAssessmentTemplate_Industrial_All | Wall Insulation - SEG SEL - R15 from R0 Insulation | HVAC | Wall Insulation | Retrofit | Wall Insulation R0 to R15 | Industrial | Chemical Manufacturing | Firm | Sales | Commercial | 0.10519 | 1 | 3.1302 | 5.3472 | -1.4789 | 0.92527 | -1.8626 | 0.0040735 | 0.0080799 | 0.014236 | 0.022978 | 0.034608 | 0.049184 | 0.066388 | 0.0854 | 0.10481 | 0.12264 | 0.13654 | 0.14413 | 0.14362 | 0.13434 | 0.1172 | 0.096179 | 0.034835 | 0 | 0 | 0 | 0 | 0 | 0 | 0 | 0 | 1.3192
v5.10_MeasureAssessmentTemplate_Industrial_All | Wall Insulation - SEG SEL - R15 from R0 Insulation | HVAC | Wall Insulation | Retrofit | Wall Insulation R0 to R15 | Industrial | Chemical Manufacturing | Firm | Sales | Industrial | 0.10519 | 1 | 3.1302 | 5.3472 | -1.4789 | 0.92527 | -1.8626 | 0.01835 | 0.036399 | 0.064129 | 0.10351 | 0.1559 | 0.22157 | 0.29907 | 0.38471 | 0.47215 | 0.55249 | 0.61508 | 0.64928 | 0.64697 | 0.60517 | 0.52798 | 0.43327 | 0.15693 | 0 | 0 | 0 | 0 | 0 | 0 | 0 | 0 | 5.943
v5.10_MeasureAssessmentTemplate_Industrial_All | Wall Insulation - SEG SEL - R15 from R0 Insulation | HVAC | Wall Insulation | Retrofit | Wall Insulation R0 to R15 | Industrial | Misc. Manufacturing | Firm | Sales | Commercial | 0.10519 | 1 | 3.1302 | 5.3472 | -1.4789 | 0.92527 | -1.8626 | 0.092262 | 0.183 | 0.32243 | 0.52043 | 0.78385 | 1.114 | 1.5037 | 1.9342 | 2.3739 | 2.7778 | 3.0925 | 3.2645 | 3.2528 | 3.0427 | 2.6546 | 2.1784 | 0.78899 | 0 | 0 | 0 | 0 | 0 | 0 | 0 | 0 | 29.88
v5.10_MeasureAssessmentTemplate_Industrial_All | Wall Insulation - SEG SEL - R15 from R0 Insulation | HVAC | Wall Insulation | Retrofit | Wall Insulation R0 to R15 | Industrial | Misc. Manufacturing | Firm | Sales | Industrial | 0.10519 | 1 | 3.1302 | 5.3472 | -1.4789 | 0.92527 | -1.8626 | 0.18245 | 0.36189 | 0.63759 | 1.0291 | 1.55 | 2.2029 | 2.9734 | 3.8249 | 4.6943 | 5.493 | 6.1153 | 6.4554 | 6.4324 | 6.0168 | 5.2494 | 4.3077 | 1.5602 | 0 | 0 | 0 | 0 | 0 | 0 | 0 | 0 | 59.0868
v5.10_MeasureAssessmentTemplate_Industrial_All | Wall Insulation - SEG SEL - R15 from R0 Insulation | HVAC | Wall Insulation | Retrofit | Wall Insulation R0 to R15 | Industrial | Misc. Manufacturing | Firm | Transport | Industrial | 0.10519 | 1 | 3.1302 | 4.1746 | -1.4789 | 1.3498 | -1.7196 | 0.013359 | 0.026498 | 0.046686 | 0.075356 | 0.1135 | 0.1613 | 0.21772 | 0.28007 | 0.34373 | 0.40221 | 0.44778 | 0.47268 | 0.47099 | 0.44057 | 0.38437 | 0.31542 | 0.11424 | 0 | 0 | 0 | 0 | 0 | 0 | 0 | 0 | 4.3265
v5.10_MeasureAssessmentTemplate_Industrial_All | Wall Insulation - SEG SEL - R15 from R0 Insulation | HVAC | Wall Insulation | Retrofit | Wall Insulation R0 to R15 | Industrial | Misc. Manufacturing | Interruptible | Transport | Industrial | 0.10519 | 1 | 1.5491 | 1.4738 | -0.015995 | 1.3498 | -0.25662 | 0.080557 | 0.15979 | 0.28152 | 0.45441 | 0.68441 | 0.97266 | 1.3129 | 1.6889 | 2.0727 | 2.4254 | 2.7002 | 2.8503 | 2.8401 | 2.6567 | 2.3178 | 1.902 | 0.6889 | 0 | 0 | 0 | 0 | 0 | 0 | 0 | 0 | 26.0892
v5.10_MeasureAssessmentTemplate_Industrial_All | Wall Insulation - SEG SEL - R15 from R0 Insulation | HVAC | Wall Insulation | Retrofit | Wall Insulation R0 to R15 | Industrial | Other Food | Firm | Sales | Commercial | 0.10519 | 1 | 3.1302 | 5.3472 | -1.4789 | 0.92527 | -1.8626 | 0.028217 | 0.055968 | 0.098608 | 0.15916 | 0.23973 | 0.34069 | 0.45986 | 0.59155 | 0.72601 | 0.84954 | 0.94578 | 0.99837 | 0.99481 | 0.93055 | 0.81185 | 0.66622 | 0.2413 | 0 | 0 | 0 | 0 | 0 | 0 | 0 | 0 | 9.1382
v5.10_MeasureAssessmentTemplate_Industrial_All | Wall Insulation - SEG SEL - R15 from R0 Insulation | HVAC | Wall Insulation | Retrofit | Wall Insulation R0 to R15 | Industrial | Other Food | Firm | Sales | Industrial | 0.10519 | 1 | 3.1302 | 5.3472 | -1.4789 | 0.92527 | -1.8626 | 0.025674 | 0.050925 | 0.089722 | 0.14482 | 0.21812 | 0.30999 | 0.41842 | 0.53824 | 0.66058 | 0.77298 | 0.86055 | 0.9084 | 0.90516 | 0.84669 | 0.73869 | 0.60618 | 0.21955 | 0 | 0 | 0 | 0 | 0 | 0 | 0 | 0 | 8.3147
v5.10_MeasureAssessmentTemplate_Industrial_All | Wall Insulation - SEG SEL - R15 from R0 Insulation | HVAC | Wall Insulation | Retrofit | Wall Insulation R0 to R15 | Industrial | Other Food | Firm | Transport | Industrial | 0.10519 | 1 | 3.1302 | 4.1746 | -1.4789 | 1.3498 | -1.7196 | 0.52284 | 1.0371 | 1.8272 | 2.9492 | 4.442 | 6.3128 | 8.521 | 10.9611 | 13.4525 | 15.7414 | 17.5247 | 18.4993 | 18.4333 | 17.2425 | 15.0432 | 12.3447 | 4.4711 | 0 | 0 | 0 | 0 | 0 | 0 | 0 | 0 | 169.3259
v5.10_MeasureAssessmentTemplate_Industrial_All | Wall Insulation - SEG SEL - R15 from R0 Insulation | HVAC | Wall Insulation | Retrofit | Wall Insulation R0 to R15 | Industrial | Other Food | Interruptible | Transport | Industrial | 0.10519 | 1 | 1.5491 | 1.4738 | -0.015995 | 1.3498 | -0.25662 | 0.26916 | 0.53388 | 0.94061 | 1.5182 | 2.2867 | 3.2498 | 4.3866 | 5.6428 | 6.9253 | 8.1036 | 9.0217 | 9.5234 | 9.4894 | 8.8764 | 7.7442 | 6.355 | 2.3017 | 0 | 0 | 0 | 0 | 0 | 0 | 0 | 0 | 87.1685
v5.10_MeasureAssessmentTemplate_Industrial_All | Wall Insulation - SEG SEL - R15 from R0 Insulation | HVAC | Wall Insulation | Retrofit | Wall Insulation R0 to R15 | Industrial | Primary Metal Manufacturing | Firm | Sales | Commercial | 0.10519 | 1 | 3.1302 | 5.3472 | -1.4789 | 0.92527 | -1.8626 | 0.0015537 | 0.0030818 | 0.0054298 | 0.0087642 | 0.0132 | 0.01876 | 0.025322 | 0.032573 | 0.039977 | 0.046779 | 0.052078 | 0.054974 | 0.054778 | 0.05124 | 0.044704 | 0.036685 | 0.013287 | 0 | 0 | 0 | 0 | 0 | 0 | 0 | 0 | 0.50319
v5.10_MeasureAssessmentTemplate_Industrial_All | Wall Insulation - SEG SEL - R15 from R0 Insulation | HVAC | Wall Insulation | Retrofit | Wall Insulation R0 to R15 | Industrial | Primary Metal Manufacturing | Firm | Sales | Industrial | 0.10519 | 1 | 3.1302 | 5.3472 | -1.4789 | 0.92527 | -1.8626 | 0.012469 | 0.024732 | 0.043574 | 0.070333 | 0.10593 | 0.15055 | 0.20321 | 0.2614 | 0.32082 | 0.3754 | 0.41793 | 0.44117 | 0.4396 | 0.4112 | 0.35875 | 0.2944 | 0.10663 | 0 | 0 | 0 | 0 | 0 | 0 | 0 | 0 | 4.0381
v5.10_MeasureAssessmentTemplate_Industrial_All | Wall Insulation - SEG SEL - R15 from R0 Insulation | HVAC | Wall Insulation | Retrofit | Wall Insulation R0 to R15 | Industrial | Pulp and Paper Mills | Firm | Sales | Commercial | 0.10519 | 1 | 3.1302 | 5.3472 | -1.4789 | 0.92527 | -1.8626 | 0.00036608 | 0.00072613 | 0.0012793 | 0.002065 | 0.0031102 | 0.0044201 | 0.0059662 | 0.0076747 | 0.0094192 | 0.011022 | 0.01227 | 0.012953 | 0.012907 | 0.012073 | 0.010533 | 0.0086435 | 0.0031306 | 0 | 0 | 0 | 0 | 0 | 0 | 0 | 0 | 0.11856
v5.10_MeasureAssessmentTemplate_Industrial_All | Wall Insulation - SEG SEL - R15 from R0 Insulation | HVAC | Wall Insulation | Retrofit | Wall Insulation R0 to R15 | Industrial | Pulp and Paper Mills | Firm | Sales | Industrial | 0.10519 | 1 | 3.1302 | 5.3472 | -1.4789 | 0.92527 | -1.8626 | 0.0093079 | 0.018462 | 0.032528 | 0.052504 | 0.079079 | 0.11238 | 0.1517 | 0.19514 | 0.23949 | 0.28024 | 0.31199 | 0.32933 | 0.32816 | 0.30696 | 0.26781 | 0.21977 | 0.079598 | 0 | 0 | 0 | 0 | 0 | 0 | 0 | 0 | 3.0144
v5.10_MeasureAssessmentTemplate_Industrial_All | Wall Insulation - SEG SEL - R15 from R0 Insulation | HVAC | Wall Insulation | Retrofit | Wall Insulation R0 to R15 | Industrial | Semiconductor Manufacturing | Firm | Sales | Commercial | 0.10519 | 1 | 3.1302 | 5.3472 | -1.4789 | 0.92527 | -1.8626 | 0.065987 | 0.13089 | 0.2306 | 0.37222 | 0.56062 | 0.79673 | 1.0754 | 1.3834 | 1.6978 | 1.9867 | 2.2118 | 2.3348 | 2.3264 | 2.1762 | 1.8986 | 1.558 | 0.5643 | 0 | 0 | 0 | 0 | 0 | 0 | 0 | 0 | 21.3704
v5.10_MeasureAssessmentTemplate_Industrial_All | Wall Insulation - SEG SEL - R15 from R0 Insulation | HVAC | Wall Insulation | Retrofit | Wall Insulation R0 to R15 | Industrial | Semiconductor Manufacturing | Firm | Sales | Industrial | 0.10519 | 1 | 3.1302 | 5.3472 | -1.4789 | 0.92527 | -1.8626 | 0.060926 | 0.12085 | 0.21292 | 0.34367 | 0.51762 | 0.73562 | 0.99294 | 1.2773 | 1.5676 | 1.8343 | 2.0421 | 2.1557 | 2.148 | 2.0093 | 1.753 | 1.4385 | 0.52101 | 0 | 0 | 0 | 0 | 0 | 0 | 0 | 0 | 19.7313
v5.10_MeasureAssessmentTemplate_Industrial_All | Wall Insulation - SEG SEL - R15 from R0 Insulation | HVAC | Wall Insulation | Retrofit | Wall Insulation R0 to R15 | Industrial | Semiconductor Manufacturing | Firm | Transport | Industrial | 0.10519 | 1 | 3.1302 | 4.1746 | -1.4789 | 1.3498 | -1.7196 | 0.22492 | 0.44613 | 0.78602 | 1.2687 | 1.9109 | 2.7157 | 3.6656 | 4.7154 | 5.7871 | 6.7718 | 7.539 | 7.9582 | 7.9298 | 7.4176 | 6.4714 | 5.3106 | 1.9234 | 0 | 0 | 0 | 0 | 0 | 0 | 0 | 0 | 72.8424
v5.10_MeasureAssessmentTemplate_Industrial_All | Wall Insulation - SEG SEL - R15 from R0 Insulation | HVAC | Wall Insulation | Retrofit | Wall Insulation R0 to R15 | Industrial | Semiconductor Manufacturing | Interruptible | Transport | Industrial | 0.10519 | 1 | 1.5491 | 1.4738 | -0.015995 | 1.3498 | -0.25662 | 0.33776 | 0.66995 | 1.1804 | 1.9052 | 2.8696 | 4.0781 | 5.5046 | 7.081 | 8.6904 | 10.1691 | 11.3211 | 11.9507 | 11.9081 | 11.1388 | 9.718 | 7.9748 | 2.8884 | 0 | 0 | 0 | 0 | 0 | 0 | 0 | 0 | 109.3859
v5.10_MeasureAssessmentTemplate_Industrial_All | Wall Insulation - SEG SEL - R15 from R0 Insulation | HVAC | Wall Insulation | Retrofit | Wall Insulation R0 to R15 | Industrial | Wood | Firm | Sales | Commercial | 0.10519 | 1 | 3.1302 | 5.3472 | -1.4789 | 0.92527 | -1.8626 | 0.024395 | 0.048389 | 0.085254 | 0.13761 | 0.20726 | 0.29455 | 0.39758 | 0.51144 | 0.62768 | 0.73448 | 0.81769 | 0.86316 | 0.86008 | 0.80453 | 0.7019 | 0.57599 | 0.20862 | 0 | 0 | 0 | 0 | 0 | 0 | 0 | 0 | 7.9006
v5.10_MeasureAssessmentTemplate_Industrial_All | Wall Insulation - SEG SEL - R15 from R0 Insulation | HVAC | Wall Insulation | Retrofit | Wall Insulation R0 to R15 | Industrial | Wood | Firm | Sales | Industrial | 0.10519 | 1 | 3.1302 | 5.3472 | -1.4789 | 0.92527 | -1.8626 | 0.0071379 | 0.014158 | 0.024945 | 0.040263 | 0.060643 | 0.086184 | 0.11633 | 0.14964 | 0.18366 | 0.21491 | 0.23925 | 0.25256 | 0.25166 | 0.2354 | 0.20537 | 0.16853 | 0.061041 | 0 | 0 | 0 | 0 | 0 | 0 | 0 | 0 | 2.3117
v5.10_MeasureAssessmentTemplate_Industrial_All | Wall Insulation - SEG SEL - R15 from R0 Insulation | HVAC | Wall Insulation | Retrofit | Wall Insulation R0 to R15 | Industrial | Wood | Interruptible | Sales | Industrial | 0.10519 | 1 | 1.5491 | 2.6463 | -0.015995 | 1.3498 | -0.39962 | 0.01963 | 0.038936 | 0.0686 | 0.11073 | 0.16677 | 0.23701 | 0.31992 | 0.41153 | 0.50507 | 0.59101 | 0.65796 | 0.69455 | 0.69207 | 0.64736 | 0.56479 | 0.46348 | 0.16787 | 0 | 0 | 0 | 0 | 0 | 0 | 0 | 0 | 6.3573
v5.10_MeasureAssessmentTemplate_Industrial_All | Wall Insulation - SEG SEL - R15 from R0 Insulation | HVAC | Wall Insulation | Retrofit | Wall Insulation R0 to R15 | Industrial | Wood | Interruptible | Transport | Industrial | 0.10519 | 1 | 1.5491 | 1.4738 | -0.015995 | 1.3498 | -0.25662 | 0.17962 | 0.35628 | 0.62772 | 1.0132 | 1.526 | 2.1688 | 2.9274 | 3.7657 | 4.6216 | 5.4079 | 6.0206 | 6.3554 | 6.3327 | 5.9236 | 5.1681 | 4.241 | 1.536 | 0 | 0 | 0 | 0 | 0 | 0 | 0 | 0 | 58.1715
v5.10_MeasureAssessmentTemplate_Industrial_All | Wall Insulation - SEG SEL - R35 from R15 Insulation | HVAC | Wall Insulation | Retrofit | Wall Insulation R15 to R35 | Industrial | Cement/Concrete Products | Firm | Sales | Commercial | 0.0082932 | 0 | 0.54981 | 5.3472 | 2.8636 | 5.2678 | -1.8626 | 0.0012277 | 0.0024353 | 0.0042906 | 0.0069255 | 0.010431 | 0.014824 | 0.020009 | 0.025739 | 0.03159 | 0.036965 | 0.041152 | 0.043441 | 0.043286 | 0.04049 | 0.035325 | 0.028988 | 0.010499 | 0 | 0 | 0 | 0 | 0 | 0 | 0 | 0 | 0.39762
v5.10_MeasureAssessmentTemplate_Industrial_All | Wall Insulation - SEG SEL - R35 from R15 Insulation | HVAC | Wall Insulation | Retrofit | Wall Insulation R15 to R35 | Industrial | Cement/Concrete Products | Firm | Sales | Industrial | 0.0082932 | 0 | 0.54981 | 5.3472 | 2.8636 | 5.2678 | -1.8626 | 0.00075639 | 0.0014993 | 0.0026397 | 0.0042577 | 0.0064083 | 0.009101 | 0.012276 | 0.01578 | 0.019354 | 0.022631 | 0.025177 | 0.026559 | 0.026445 | 0.02472 | 0.021552 | 0.017673 | 0.0040709 | 0 | 0 | 0 | 0 | 0 | 0 | 0 | 0 | 0.2409
v5.10_MeasureAssessmentTemplate_Industrial_All | Wall Insulation - SEG SEL - R35 from R15 Insulation | HVAC | Wall Insulation | Retrofit | Wall Insulation R15 to R35 | Industrial | Cement/Concrete Products | Interruptible | Transport | Industrial | 0.0082932 | 0 | 0.2721 | 1.4738 | 4.3266 | 1.3498 | -0.25662 | 0.019758 | 0.039191 | 0.06905 | 0.11145 | 0.16787 | 0.23857 | 0.32202 | 0.41423 | 0.50838 | 0.59488 | 0.66227 | 0.6991 | 0.69661 | 0.65161 | 0.5685 | 0.46652 | 0.16897 | 0 | 0 | 0 | 0 | 0 | 0 | 0 | 0 | 6.399
v5.10_MeasureAssessmentTemplate_Industrial_All | Wall Insulation - SEG SEL - R35 from R15 Insulation | HVAC | Wall Insulation | Retrofit | Wall Insulation R15 to R35 | Industrial | Chemical Manufacturing | Firm | Sales | Commercial | 0.0082932 | 0 | 0.54981 | 5.3472 | 2.8636 | 5.2678 | -1.8626 | 0.00032116 | 0.00063703 | 0.0011223 | 0.0018116 | 0.0027285 | 0.0038777 | 0.0052341 | 0.006733 | 0.0082633 | 0.0096693 | 0.010765 | 0.011363 | 0.011323 | 0.010591 | 0.0092404 | 0.0075828 | 0.0027464 | 0 | 0 | 0 | 0 | 0 | 0 | 0 | 0 | 0.10401
v5.10_MeasureAssessmentTemplate_Industrial_All | Wall Insulation - SEG SEL - R35 from R15 Insulation | HVAC | Wall Insulation | Retrofit | Wall Insulation R15 to R35 | Industrial | Chemical Manufacturing | Firm | Sales | Industrial | 0.0082932 | 0 | 0.54981 | 5.3472 | 2.8636 | 5.2678 | -1.8626 | 0.0014468 | 0.0028697 | 0.005056 | 0.0081608 | 0.012292 | 0.017468 | 0.023579 | 0.030331 | 0.037225 | 0.043558 | 0.048493 | 0.05119 | 0.051007 | 0.047712 | 0.041626 | 0.034159 | 0.012372 | 0 | 0 | 0 | 0 | 0 | 0 | 0 | 0 | 0.46855
v5.10_MeasureAssessmentTemplate_Industrial_All | Wall Insulation - SEG SEL - R35 from R15 Insulation | HVAC | Wall Insulation | Retrofit | Wall Insulation R15 to R35 | Industrial | Misc. Manufacturing | Firm | Sales | Commercial | 0.0082932 | 0 | 0.54981 | 5.3472 | 2.8636 | 5.2678 | -1.8626 | 0.007274 | 0.014428 | 0.02542 | 0.041031 | 0.061799 | 0.087828 | 0.11855 | 0.1525 | 0.18716 | 0.219 | 0.24381 | 0.25737 | 0.25645 | 0.23989 | 0.20929 | 0.17175 | 0.062205 | 0 | 0 | 0 | 0 | 0 | 0 | 0 | 0 | 2.3558
v5.10_MeasureAssessmentTemplate_Industrial_All | Wall Insulation - SEG SEL - R35 from R15 Insulation | HVAC | Wall Insulation | Retrofit | Wall Insulation R15 to R35 | Industrial | Misc. Manufacturing | Firm | Sales | Industrial | 0.0082932 | 0 | 0.54981 | 5.3472 | 2.8636 | 5.2678 | -1.8626 | 0.014384 | 0.028531 | 0.050268 | 0.081138 | 0.12221 | 0.17368 | 0.23443 | 0.30156 | 0.3701 | 0.43307 | 0.48213 | 0.50895 | 0.50713 | 0.47437 | 0.41386 | 0.33962 | 0.12301 | 0 | 0 | 0 | 0 | 0 | 0 | 0 | 0 | 4.6584
v5.10_MeasureAssessmentTemplate_Industrial_All | Wall Insulation - SEG SEL - R35 from R15 Insulation | HVAC | Wall Insulation | Retrofit | Wall Insulation R15 to R35 | Industrial | Misc. Manufacturing | Firm | Transport | Industrial | 0.0082932 | 0 | 0.54981 | 4.1746 | 2.8636 | 1.3498 | -1.7196 | 0.0010532 | 0.0020891 | 0.0036808 | 0.0059411 | 0.0089483 | 0.012717 | 0.017165 | 0.022081 | 0.0271 | 0.031711 | 0.035303 | 0.037266 | 0.037133 | 0.034735 | 0.030304 | 0.024868 | 0.009007 | 0 | 0 | 0 | 0 | 0 | 0 | 0 | 0 | 0.3411
v5.10_MeasureAssessmentTemplate_Industrial_All | Wall Insulation - SEG SEL - R35 from R15 Insulation | HVAC | Wall Insulation | Retrofit | Wall Insulation R15 to R35 | Industrial | Misc. Manufacturing | Interruptible | Transport | Industrial | 0.0082932 | 0 | 0.2721 | 1.4738 | 4.3266 | 1.3498 | -0.25662 | 0.0063512 | 0.012598 | 0.022195 | 0.035826 | 0.053959 | 0.076685 | 0.10351 | 0.13315 | 0.16341 | 0.19122 | 0.21288 | 0.22472 | 0.22392 | 0.20945 | 0.18274 | 0.14996 | 0.054313 | 0 | 0 | 0 | 0 | 0 | 0 | 0 | 0 | 2.0569
v5.10_MeasureAssessmentTemplate_Industrial_All | Wall Insulation - SEG SEL - R35 from R15 Insulation | HVAC | Wall Insulation | Retrofit | Wall Insulation R15 to R35 | Industrial | Other Food | Firm | Sales | Commercial | 0.0082932 | 0 | 0.54981 | 5.3472 | 2.8636 | 5.2678 | -1.8626 | 0.0022246 | 0.0044126 | 0.0077743 | 0.012549 | 0.0189 | 0.02686 | 0.036256 | 0.046638 | 0.057239 | 0.066978 | 0.074566 | 0.078712 | 0.078432 | 0.073365 | 0.064007 | 0.052525 | 0.019024 | 0 | 0 | 0 | 0 | 0 | 0 | 0 | 0 | 0.72046
v5.10_MeasureAssessmentTemplate_Industrial_All | Wall Insulation - SEG SEL - R35 from R15 Insulation | HVAC | Wall Insulation | Retrofit | Wall Insulation R15 to R35 | Industrial | Other Food | Firm | Sales | Industrial | 0.0082932 | 0 | 0.54981 | 5.3472 | 2.8636 | 5.2678 | -1.8626 | 0.0020241 | 0.0040149 | 0.0070737 | 0.011418 | 0.017197 | 0.02444 | 0.032989 | 0.042435 | 0.052081 | 0.060942 | 0.067846 | 0.071619 | 0.071364 | 0.066754 | 0.058239 | 0.047792 | 0.01731 | 0 | 0 | 0 | 0 | 0 | 0 | 0 | 0 | 0.65554
v5.10_MeasureAssessmentTemplate_Industrial_All | Wall Insulation - SEG SEL - R35 from R15 Insulation | HVAC | Wall Insulation | Retrofit | Wall Insulation R15 to R35 | Industrial | Other Food | Firm | Transport | Industrial | 0.0082932 | 0 | 0.54981 | 4.1746 | 2.8636 | 1.3498 | -1.7196 | 0.041221 | 0.081762 | 0.14405 | 0.23252 | 0.35021 | 0.49771 | 0.6718 | 0.86418 | 1.0606 | 1.2411 | 1.3817 | 1.4585 | 1.4533 | 1.3594 | 1.186 | 0.97326 | 0.35251 | 0 | 0 | 0 | 0 | 0 | 0 | 0 | 0 | 13.3497
v5.10_MeasureAssessmentTemplate_Industrial_All | Wall Insulation - SEG SEL - R35 from R15 Insulation | HVAC | Wall Insulation | Retrofit | Wall Insulation R15 to R35 | Industrial | Other Food | Interruptible | Transport | Industrial | 0.0082932 | 0 | 0.2721 | 1.4738 | 4.3266 | 1.3498 | -0.25662 | 0.02122 | 0.042091 | 0.074159 | 0.1197 | 0.18029 | 0.25622 | 0.34584 | 0.44488 | 0.546 | 0.63889 | 0.71127 | 0.75083 | 0.74815 | 0.69982 | 0.61056 | 0.50103 | 0.18147 | 0 | 0 | 0 | 0 | 0 | 0 | 0 | 0 | 6.8724
v5.10_MeasureAssessmentTemplate_Industrial_All | Wall Insulation - SEG SEL - R35 from R15 Insulation | HVAC | Wall Insulation | Retrofit | Wall Insulation R15 to R35 | Industrial | Primary Metal Manufacturing | Firm | Sales | Commercial | 0.0082932 | 0 | 0.54981 | 5.3472 | 2.8636 | 5.2678 | -1.8626 | 0.0001225 | 0.00024297 | 0.00042809 | 0.00069097 | 0.0010407 | 0.001479 | 0.0019964 | 0.0025681 | 0.0031518 | 0.0036881 | 0.0041059 | 0.0043342 | 0.0043188 | 0.0040398 | 0.0035245 | 0.0028922 | 0.0010475 | 0 | 0 | 0 | 0 | 0 | 0 | 0 | 0 | 0.039672
v5.10_MeasureAssessmentTemplate_Industrial_All | Wall Insulation - SEG SEL - R35 from R15 Insulation | HVAC | Wall Insulation | Retrofit | Wall Insulation R15 to R35 | Industrial | Primary Metal Manufacturing | Firm | Sales | Industrial | 0.0082932 | 0 | 0.54981 | 5.3472 | 2.8636 | 5.2678 | -1.8626 | 0.00098303 | 0.0019499 | 0.0034354 | 0.0055451 | 0.0083518 | 0.011869 | 0.016021 | 0.020609 | 0.025293 | 0.029597 | 0.03295 | 0.034782 | 0.034658 | 0.032419 | 0.028284 | 0.02321 | 0.0084065 | 0 | 0 | 0 | 0 | 0 | 0 | 0 | 0 | 0.31836
v5.10_MeasureAssessmentTemplate_Industrial_All | Wall Insulation - SEG SEL - R35 from R15 Insulation | HVAC | Wall Insulation | Retrofit | Wall Insulation R15 to R35 | Industrial | Pulp and Paper Mills | Firm | Sales | Commercial | 0.0082932 | 0 | 0.54981 | 5.3472 | 2.8636 | 5.2678 | -1.8626 | 2.8862e-05 | 5.7248e-05 | 0.00010086 | 0.0001628 | 0.00024521 | 0.00034848 | 0.00047038 | 0.00060508 | 0.00074261 | 0.00086896 | 0.00096741 | 0.0010212 | 0.0010176 | 0.00095183 | 0.00083042 | 0.00068146 | 0.00024682 | 0 | 0 | 0 | 0 | 0 | 0 | 0 | 0 | 0.0093472
v5.10_MeasureAssessmentTemplate_Industrial_All | Wall Insulation - SEG SEL - R35 from R15 Insulation | HVAC | Wall Insulation | Retrofit | Wall Insulation R15 to R35 | Industrial | Pulp and Paper Mills | Firm | Sales | Industrial | 0.0082932 | 0 | 0.54981 | 5.3472 | 2.8636 | 5.2678 | -1.8626 | 0.00073384 | 0.0014556 | 0.0025645 | 0.0041394 | 0.0062346 | 0.0088605 | 0.01196 | 0.015385 | 0.018881 | 0.022094 | 0.024597 | 0.025965 | 0.025872 | 0.024201 | 0.021114 | 0.017327 | 0.0062755 | 0 | 0 | 0 | 0 | 0 | 0 | 0 | 0 | 0.23766
v5.10_MeasureAssessmentTemplate_Industrial_All | Wall Insulation - SEG SEL - R35 from R15 Insulation | HVAC | Wall Insulation | Retrofit | Wall Insulation R15 to R35 | Industrial | Semiconductor Manufacturing | Firm | Sales | Commercial | 0.0082932 | 0 | 0.54981 | 5.3472 | 2.8636 | 5.2678 | -1.8626 | 0.0052024 | 0.010319 | 0.018181 | 0.029346 | 0.044199 | 0.062815 | 0.084787 | 0.10907 | 0.13386 | 0.15663 | 0.17438 | 0.18407 | 0.18342 | 0.17157 | 0.14969 | 0.12283 | 0.044489 | 0 | 0 | 0 | 0 | 0 | 0 | 0 | 0 | 1.6849
v5.10_MeasureAssessmentTemplate_Industrial_All | Wall Insulation - SEG SEL - R35 from R15 Insulation | HVAC | Wall Insulation | Retrofit | Wall Insulation R15 to R35 | Industrial | Semiconductor Manufacturing | Firm | Sales | Industrial | 0.0082932 | 0 | 0.54981 | 5.3472 | 2.8636 | 5.2678 | -1.8626 | 0.0048034 | 0.0095277 | 0.016786 | 0.027095 | 0.040809 | 0.057997 | 0.078284 | 0.1007 | 0.12359 | 0.14462 | 0.161 | 0.16996 | 0.16935 | 0.15841 | 0.1382 | 0.11341 | 0.041077 | 0 | 0 | 0 | 0 | 0 | 0 | 0 | 0 | 1.5556
v5.10_MeasureAssessmentTemplate_Industrial_All | Wall Insulation - SEG SEL - R35 from R15 Insulation | HVAC | Wall Insulation | Retrofit | Wall Insulation R15 to R35 | Industrial | Semiconductor Manufacturing | Firm | Transport | Industrial | 0.0082932 | 0 | 0.54981 | 4.1746 | 2.8636 | 1.3498 | -1.7196 | 0.017733 | 0.035173 | 0.061971 | 0.10003 | 0.15066 | 0.21411 | 0.289 | 0.37176 | 0.45626 | 0.53389 | 0.59438 | 0.62743 | 0.62519 | 0.58481 | 0.51021 | 0.41869 | 0.15164 | 0 | 0 | 0 | 0 | 0 | 0 | 0 | 0 | 5.7429
v5.10_MeasureAssessmentTemplate_Industrial_All | Wall Insulation - SEG SEL - R35 from R15 Insulation | HVAC | Wall Insulation | Retrofit | Wall Insulation R15 to R35 | Industrial | Semiconductor Manufacturing | Interruptible | Transport | Industrial | 0.0082932 | 0 | 0.2721 | 1.4738 | 4.3266 | 1.3498 | -0.25662 | 0.026629 | 0.052819 | 0.09306 | 0.15021 | 0.22624 | 0.32152 | 0.43399 | 0.55827 | 0.68516 | 0.80174 | 0.89256 | 0.9422 | 0.93884 | 0.87819 | 0.76617 | 0.62873 | 0.22772 | 0 | 0 | 0 | 0 | 0 | 0 | 0 | 0 | 8.624
v5.10_MeasureAssessmentTemplate_Industrial_All | Wall Insulation - SEG SEL - R35 from R15 Insulation | HVAC | Wall Insulation | Retrofit | Wall Insulation R15 to R35 | Industrial | Wood | Firm | Sales | Commercial | 0.0082932 | 0 | 0.54981 | 5.3472 | 2.8636 | 5.2678 | -1.8626 | 0.0019233 | 0.003815 | 0.0067215 | 0.010849 | 0.01634 | 0.023223 | 0.031346 | 0.040322 | 0.049487 | 0.057907 | 0.064467 | 0.068052 | 0.06781 | 0.063429 | 0.055339 | 0.045412 | 0.016448 | 0 | 0 | 0 | 0 | 0 | 0 | 0 | 0 | 0.62289
v5.10_MeasureAssessmentTemplate_Industrial_All | Wall Insulation - SEG SEL - R35 from R15 Insulation | HVAC | Wall Insulation | Retrofit | Wall Insulation R15 to R35 | Industrial | Wood | Firm | Sales | Industrial | 0.0082932 | 0 | 0.54981 | 5.3472 | 2.8636 | 5.2678 | -1.8626 | 0.00056276 | 0.0011162 | 0.0019667 | 0.0031744 | 0.0047811 | 0.0067948 | 0.0091716 | 0.011798 | 0.01448 | 0.016943 | 0.018863 | 0.019912 | 0.019841 | 0.018559 | 0.016192 | 0.013287 | 0.0048125 | 0 | 0 | 0 | 0 | 0 | 0 | 0 | 0 | 0.18225
v5.10_MeasureAssessmentTemplate_Industrial_All | Wall Insulation - SEG SEL - R35 from R15 Insulation | HVAC | Wall Insulation | Retrofit | Wall Insulation R15 to R35 | Industrial | Wood | Interruptible | Sales | Industrial | 0.0082932 | 0 | 0.2721 | 2.6463 | 4.3266 | 1.3498 | -0.39962 | 0.0015476 | 0.0030697 | 0.0054085 | 0.0087298 | 0.013148 | 0.018686 | 0.025222 | 0.032445 | 0.03982 | 0.046595 | 0.051874 | 0.054759 | 0.054563 | 0.051039 | 0.044528 | 0.036541 | 0.013235 | 0 | 0 | 0 | 0 | 0 | 0 | 0 | 0 | 0.50121
v5.10_MeasureAssessmentTemplate_Industrial_All | Wall Insulation - SEG SEL - R35 from R15 Insulation | HVAC | Wall Insulation | Retrofit | Wall Insulation R15 to R35 | Industrial | Wood | Interruptible | Transport | Industrial | 0.0082932 | 0 | 0.2721 | 1.4738 | 4.3266 | 1.3498 | -0.25662 | 0.014161 | 0.028089 | 0.049489 | 0.079881 | 0.12031 | 0.17099 | 0.23079 | 0.29689 | 0.36437 | 0.42636 | 0.47466 | 0.50106 | 0.49927 | 0.46702 | 0.40745 | 0.33436 | 0.1211 | 0 | 0 | 0 | 0 | 0 | 0 | 0 | 0 | 4.5863
v5.10_MeasureAssessmentTemplate_Residential_All | Behavior Program - SEG All - INC All - Home Energy Reports | Whole Building | Behavior Program | New | Behavior Program | Residential | Manufactured | Firm | Sales | Residential | 3.72 | 1 | 1.0976 | 3.6888 | 0.27234 | 2.4469 | -1.4465 | 2.3775e-05 | 1.5048e-05 | 3.94e-05 | 7.5241e-05 | 0.00012632 | 0.00019529 | 0.00028152 | 0.00038719 | 0.00050896 | 0.0006407 | 0.00077459 | 0.00090056 | 0.0010079 | 0.0010874 | 0.0011324 | 0.0011412 | 0.0011161 | 0.001066 | 0.00099153 | 0.00090913 | 0.00081352 | 0.00071401 | 0.00061427 | 0.00051435 | 0.00041429 | 0.015491
v5.10_MeasureAssessmentTemplate_Residential_All | Behavior Program - SEG All - INC All - Home Energy Reports | Whole Building | Behavior Program | New | Behavior Program | Residential | Manufactured LI | Firm | Sales | Residential | 3.72 | 1 | 1.0976 | 3.6888 | 0.27234 | 2.4469 | -1.4465 | 2.9851e-05 | 1.8894e-05 | 4.9469e-05 | 9.447e-05 | 0.0001586 | 0.0002452 | 0.00035346 | 0.00048614 | 0.00063903 | 0.00080443 | 0.00097255 | 0.0011307 | 0.0012655 | 0.0013652 | 0.0014219 | 0.0014329 | 0.0014013 | 0.0013384 | 0.0012449 | 0.0011415 | 0.0010214 | 0.00089648 | 0.00077126 | 0.0006458 | 0.00052017 | 0.01945
v5.10_MeasureAssessmentTemplate_Residential_All | Behavior Program - SEG All - INC All - Home Energy Reports | Whole Building | Behavior Program | New | Behavior Program | Residential | Multifamily-High Rise | Firm | Sales | Residential | 3.72 | 1 | 1.0976 | 3.6888 | 0.27234 | 2.4469 | -1.4465 | 0.0029924 | 0.0018939 | 0.0049588 | 0.0094699 | 0.015898 | 0.02458 | 0.035431 | 0.048732 | 0.064058 | 0.080638 | 0.09749 | 0.11334 | 0.12686 | 0.13685 | 0.14253 | 0.14363 | 0.14047 | 0.13417 | 0.12479 | 0.11442 | 0.10239 | 0.089865 | 0.077312 | 0.064737 | 0.052143 | 1.9497
v5.10_MeasureAssessmentTemplate_Residential_All | Behavior Program - SEG All - INC All - Home Energy Reports | Whole Building | Behavior Program | New | Behavior Program | Residential | Multifamily-High Rise LI | Firm | Sales | Residential | 3.72 | 1 | 1.0976 | 3.6888 | 0.27234 | 2.4469 | -1.4465 | 0.0023984 | 0.001518 | 0.0039746 | 0.0075902 | 0.012743 | 0.019701 | 0.028399 | 0.039059 | 0.051343 | 0.064632 | 0.078139 | 0.090846 | 0.10168 | 0.10969 | 0.11424 | 0.11512 | 0.11259 | 0.10754 | 0.10002 | 0.091711 | 0.082066 | 0.072028 | 0.061967 | 0.051887 | 0.041793 | 1.5627
v5.10_MeasureAssessmentTemplate_Residential_All | Behavior Program - SEG All - INC All - Home Energy Reports | Whole Building | Behavior Program | New | Behavior Program | Residential | Multifamily-Low Rise | Firm | Sales | Residential | 3.72 | 1 | 1.0976 | 3.6888 | 0.27234 | 2.4469 | -1.4465 | 0.0013017 | 0.0008239 | 0.0021572 | 0.0041196 | 0.0069161 | 0.010693 | 0.015413 | 0.021199 | 0.027866 | 0.035079 | 0.04241 | 0.049307 | 0.055186 | 0.059534 | 0.062003 | 0.062483 | 0.061109 | 0.058366 | 0.054287 | 0.049776 | 0.044541 | 0.039093 | 0.033632 | 0.028162 | 0.022683 | 0.84814
v5.10_MeasureAssessmentTemplate_Residential_All | Behavior Program - SEG All - INC All - Home Energy Reports | Whole Building | Behavior Program | New | Behavior Program | Residential | Multifamily-Low Rise LI | Firm | Sales | Residential | 3.72 | 1 | 1.0976 | 3.6888 | 0.27234 | 2.4469 | -1.4465 | 0.0010956 | 0.00069345 | 0.0018156 | 0.0034673 | 0.0058211 | 0.0089996 | 0.012973 | 0.017843 | 0.023454 | 0.029525 | 0.035695 | 0.0415 | 0.046448 | 0.050108 | 0.052186 | 0.05259 | 0.051433 | 0.049125 | 0.045692 | 0.041895 | 0.037489 | 0.032903 | 0.028307 | 0.023703 | 0.019092 | 0.71385
v5.10_MeasureAssessmentTemplate_Residential_All | Behavior Program - SEG All - INC All - Home Energy Reports | Whole Building | Behavior Program | New | Behavior Program | Residential | Single Family | Firm | Sales | Residential | 3.72 | 1 | 1.0976 | 3.6888 | 0.27234 | 2.4469 | -1.4465 | 0.012387 | 0.0078399 | 0.020527 | 0.0392 | 0.065811 | 0.10175 | 0.14667 | 0.20172 | 0.26516 | 0.3338 | 0.40355 | 0.46918 | 0.52513 | 0.5665 | 0.58999 | 0.59456 | 0.58149 | 0.55539 | 0.51658 | 0.47365 | 0.42384 | 0.37199 | 0.32003 | 0.26797 | 0.21584 | 8.0705
v5.10_MeasureAssessmentTemplate_Residential_All | Behavior Program - SEG All - INC All - Home Energy Reports | Whole Building | Behavior Program | New | Behavior Program | Residential | Single Family LI | Firm | Sales | Residential | 3.72 | 1 | 1.0976 | 3.6888 | 0.27234 | 2.4469 | -1.4465 | 0.0042967 | 0.0027195 | 0.0071204 | 0.013598 | 0.022829 | 0.035294 | 0.050876 | 0.069975 | 0.09198 | 0.11579 | 0.13999 | 0.16275 | 0.18216 | 0.19651 | 0.20466 | 0.20624 | 0.20171 | 0.19265 | 0.17919 | 0.1643 | 0.14702 | 0.12904 | 0.11101 | 0.092955 | 0.074872 | 2.7995
v5.10_MeasureAssessmentTemplate_Residential_All | Behavior Program - SEG All - INC All - Home Energy Reports | Whole Building | Behavior Program | Retrofit | Behavior Program | Residential | Manufactured | Firm | Sales | Residential | 3.72 | 1 | 1.0976 | 3.6888 | 0.27234 | 2.4469 | -1.4465 | 0.0021469 | 0.0039013 | 0.0061579 | 0.0087694 | 0.011348 | 0.013447 | 0.014687 | 0.014871 | 0.01403 | 0.012388 | 0.010276 | 0.0080366 | 0.0059443 | 0.0041706 | 0.00077038 | 0.00030825 | 0.00018888 | 0.00012836 | 0 | 0 | 0 | 0 | 0 | 0 | 0 | 0.13157
v5.10_MeasureAssessmentTemplate_Residential_All | Behavior Program - SEG All - INC All - Home Energy Reports | Whole Building | Behavior Program | Retrofit | Behavior Program | Residential | Manufactured LI | Firm | Sales | Residential | 3.72 | 1 | 1.0976 | 3.6888 | 0.27234 | 2.4469 | -1.4465 | 0.0026956 | 0.0048984 | 0.0077316 | 0.01101 | 0.014248 | 0.016883 | 0.01844 | 0.018672 | 0.017616 | 0.015554 | 0.012902 | 0.01009 | 0.0074635 | 0.0052364 | 0.00096726 | 0.00038703 | 0.00023715 | 0.00016116 | 0 | 0 | 0 | 0 | 0 | 0 | 0 | 0.16519
v5.10_MeasureAssessmentTemplate_Residential_All | Behavior Program - SEG All - INC All - Home Energy Reports | Whole Building | Behavior Program | Retrofit | Behavior Program | Residential | Multifamily-High Rise | Firm | Sales | Residential | 3.72 | 1 | 1.0976 | 3.6888 | 0.27234 | 2.4469 | -1.4465 | 0.24293 | 0.44331 | 0.70087 | 0.99998 | 1.2964 | 1.5387 | 1.6832 | 1.7067 | 1.6121 | 1.4248 | 1.1829 | 0.92577 | 0.68513 | 0.48088 | 0.093259 | 0.038796 | 0.023772 | 0.016155 | 0 | 0 | 0 | 0 | 0 | 0 | 0 | 15.0957
v5.10_MeasureAssessmentTemplate_Residential_All | Behavior Program - SEG All - INC All - Home Energy Reports | Whole Building | Behavior Program | Retrofit | Behavior Program | Residential | Multifamily-High Rise LI | Firm | Sales | Residential | 3.72 | 1 | 1.0976 | 3.6888 | 0.27234 | 2.4469 | -1.4465 | 0.19471 | 0.35531 | 0.56175 | 0.80149 | 1.0391 | 1.2333 | 1.3491 | 1.3679 | 1.2921 | 1.142 | 0.94813 | 0.74201 | 0.54913 | 0.38543 | 0.074748 | 0.031096 | 0.019053 | 0.012948 | 0 | 0 | 0 | 0 | 0 | 0 | 0 | 12.0993
v5.10_MeasureAssessmentTemplate_Residential_All | Behavior Program - SEG All - INC All - Home Energy Reports | Whole Building | Behavior Program | Retrofit | Behavior Program | Residential | Multifamily-Low Rise | Firm | Sales | Residential | 3.72 | 1 | 1.0976 | 3.6888 | 0.27234 | 2.4469 | -1.4465 | 0.10568 | 0.19285 | 0.30489 | 0.43501 | 0.56396 | 0.66937 | 0.73223 | 0.74243 | 0.70128 | 0.61982 | 0.5146 | 0.40273 | 0.29804 | 0.20919 | 0.040569 | 0.016877 | 0.010341 | 0.0070277 | 0 | 0 | 0 | 0 | 0 | 0 | 0 | 6.5669
v5.10_MeasureAssessmentTemplate_Residential_All | Behavior Program - SEG All - INC All - Home Energy Reports | Whole Building | Behavior Program | Retrofit | Behavior Program | Residential | Multifamily-Low Rise LI | Firm | Sales | Residential | 3.72 | 1 | 1.0976 | 3.6888 | 0.27234 | 2.4469 | -1.4465 | 0.088945 | 0.16231 | 0.25662 | 0.36613 | 0.47466 | 0.56338 | 0.61629 | 0.62487 | 0.59024 | 0.52168 | 0.43312 | 0.33896 | 0.25085 | 0.17607 | 0.034146 | 0.014205 | 0.0087039 | 0.005915 | 0 | 0 | 0 | 0 | 0 | 0 | 0 | 5.5271
v5.10_MeasureAssessmentTemplate_Residential_All | Behavior Program - SEG All - INC All - Home Energy Reports | Whole Building | Behavior Program | Retrofit | Behavior Program | Residential | Single Family | Firm | Sales | Residential | 3.72 | 1 | 1.0976 | 3.6888 | 0.27234 | 2.4469 | -1.4465 | 1.1185 | 2.0326 | 3.2082 | 4.5688 | 5.9123 | 7.0056 | 7.6518 | 7.7478 | 7.3097 | 6.454 | 5.3538 | 4.187 | 3.0969 | 2.1728 | 0.40136 | 0.1606 | 0.098403 | 0.066873 | 0 | 0 | 0 | 0 | 0 | 0 | 0 | 68.547
v5.10_MeasureAssessmentTemplate_Residential_All | Behavior Program - SEG All - INC All - Home Energy Reports | Whole Building | Behavior Program | Retrofit | Behavior Program | Residential | Single Family LI | Firm | Sales | Residential | 3.72 | 1 | 1.0976 | 3.6888 | 0.27234 | 2.4469 | -1.4465 | 0.388 | 0.70506 | 1.1129 | 1.5848 | 2.0509 | 2.4301 | 2.6543 | 2.6876 | 2.5356 | 2.2388 | 1.8571 | 1.4524 | 1.0743 | 0.75371 | 0.13923 | 0.055708 | 0.034134 | 0.023197 | 0 | 0 | 0 | 0 | 0 | 0 | 0 | 23.7778
v5.10_MeasureAssessmentTemplate_Residential_All | Boiler Maintenance - SEG Multifamily - INC All - Boiler Maintenance | HVAC | Boiler Maintenance | Retrofit | Boiler Maintenance | Residential | Multifamily-High Rise | Firm | Sales | Residential | 0.18513 | 0 | 0.006243 | 3.7403 | 434.0053 | 436.1798 | -1.4465 | 0 | 0 | 0 | 0 | 0 | 0 | 0 | 0 | 0 | 0 | 0 | 0 | 0 | 0 | 0 | 0 | 0 | 0 | 0 | 0 | 0 | 0 | 0 | 0 | 0 | 0
v5.10_MeasureAssessmentTemplate_Residential_All | Boiler Maintenance - SEG Multifamily - INC All - Boiler Maintenance | HVAC | Boiler Maintenance | Retrofit | Boiler Maintenance | Residential | Multifamily-High Rise LI | Firm | Sales | Residential | 0.18513 | 0 | 0.006243 | 3.7403 | 434.0053 | 436.1798 | -1.4465 | 0 | 0 | 0 | 0 | 0 | 0 | 0 | 0 | 0 | 0 | 0 | 0 | 0 | 0 | 0 | 0 | 0 | 0 | 0 | 0 | 0 | 0 | 0 | 0 | 0 | 0
v5.10_MeasureAssessmentTemplate_Residential_All | Boiler Maintenance - SEG Multifamily - INC All - Boiler Maintenance | HVAC | Boiler Maintenance | Retrofit | Boiler Maintenance | Residential | Multifamily-Low Rise | Firm | Sales | Residential | 0.18513 | 0 | 0.006243 | 3.7403 | 434.0053 | 436.1798 | -1.4465 | 0.014404 | 0.014394 | 0.014383 | 0.012933 | 0.010335 | 0.0082584 | 0.0065979 | 0.0052705 | 0.0042097 | 0.0033619 | 0.0026845 | 0.00059494 | 0 | 0 | 0 | 0 | 0 | 0 | 0 | 0 | 0 | 0 | 0 | 0 | 0 | 0.097427
v5.10_MeasureAssessmentTemplate_Residential_All | Boiler Maintenance - SEG Multifamily - INC All - Boiler Maintenance | HVAC | Boiler Maintenance | Retrofit | Boiler Maintenance | Residential | Multifamily-Low Rise LI | Firm | Sales | Residential | 0.18513 | 0 | 0.006243 | 3.7403 | 434.0053 | 436.1798 | -1.4465 | 0.012123 | 0.012115 | 0.012106 | 0.010885 | 0.008699 | 0.0069508 | 0.0055532 | 0.004436 | 0.0035431 | 0.0028296 | 0.0022595 | 0.00050074 | 0 | 0 | 0 | 0 | 0 | 0 | 0 | 0 | 0 | 0 | 0 | 0 | 0 | 0.082001
v5.10_MeasureAssessmentTemplate_Residential_All | Ceiling Insulation - SEG Manufactured - INC All - Ceiling/Attic Insulation >= R38 from R0-R11 | HVAC | Ceiling Insulation | Retrofit | Ceiling Insulation - R0-R11 to R38 | Residential | Manufactured | Firm | Sales | Residential | 0.04 | 1 | 1.3189 | 3.8461 | -0.13956 | 2.1231 | -1.5346 | 0.0054841 | 0.0089148 | 0.013521 | 0.019347 | 0.02629 | 0.03404 | 0.042045 | 0.049508 | 0.055456 | 0.058892 | 0.059029 | 0.055534 | 0.048725 | 0.040206 | 0.030674 | 0.021017 | 0 | 0 | 0 | 0 | 0 | 0 | 0 | 0 | 0 | 0.56868
v5.10_MeasureAssessmentTemplate_Residential_All | Ceiling Insulation - SEG Manufactured - INC All - Ceiling/Attic Insulation >= R38 from R0-R11 | HVAC | Ceiling Insulation | Retrofit | Ceiling Insulation - R0-R11 to R38 | Residential | Manufactured LI | Firm | Sales | Residential | 0.04 | 1 | 1.3189 | 3.8461 | -0.13956 | 2.1231 | -1.5346 | 0.0068856 | 0.011193 | 0.016976 | 0.024291 | 0.033008 | 0.042739 | 0.05279 | 0.06216 | 0.069628 | 0.073943 | 0.074114 | 0.069726 | 0.061177 | 0.05048 | 0.038513 | 0.026388 | 0 | 0 | 0 | 0 | 0 | 0 | 0 | 0 | 0 | 0.71401
v5.10_MeasureAssessmentTemplate_Residential_All | Ceiling Insulation - SEG Manufactured - INC All - Ceiling/Attic Insulation >= R38 from R12-R18 | HVAC | Ceiling Insulation | Retrofit | Ceiling Insulation - R12-R18 to R38 | Residential | Manufactured | Firm | Sales | Residential | 0.02 | 0 | -0.038182 | 3.8058 | -74.8002 | -72.567 | -1.5052 | 0.00088731 | 0.0014424 | 0.0021876 | 0.0031303 | 0.0042536 | 0.0055075 | 0.0068028 | 0.0080102 | 0.0089726 | 0.0095286 | 0.0095506 | 0.0089853 | 0.0078835 | 0.0065051 | 0.0049629 | 0.0034004 | 0 | 0 | 0 | 0 | 0 | 0 | 0 | 0 | 0 | 0.092011
v5.10_MeasureAssessmentTemplate_Residential_All | Ceiling Insulation - SEG Manufactured - INC All - Ceiling/Attic Insulation >= R38 from R12-R18 | HVAC | Ceiling Insulation | Retrofit | Ceiling Insulation - R12-R18 to R38 | Residential | Manufactured LI | Firm | Sales | Residential | 0.02 | 0 | -0.038182 | 3.8058 | -74.8002 | -72.567 | -1.5052 | 0.0011141 | 0.001811 | 0.0027467 | 0.0039303 | 0.0053406 | 0.006915 | 0.0085412 | 0.010057 | 0.011266 | 0.011964 | 0.011991 | 0.011282 | 0.0098982 | 0.0081676 | 0.0062313 | 0.0042694 | 0 | 0 | 0 | 0 | 0 | 0 | 0 | 0 | 0 | 0.11552
v5.10_MeasureAssessmentTemplate_Residential_All | Ceiling Insulation - SEG Multifamily-Low Rise - INC All - Ceiling/Attic Insulation >= R38 from R0-R11 | HVAC | Ceiling Insulation | Retrofit | Ceiling Insulation - R0-R11 to R38 | Residential | Multifamily-Low Rise | Firm | Sales | Residential | 0.11 | 1 | 2.8726 | 3.8323 | -1.278 | 0.97128 | -1.5212 | 0.097918 | 0.15917 | 0.24142 | 0.34544 | 0.4694 | 0.60778 | 0.75071 | 0.88396 | 0.99016 | 1.0515 | 1.0539 | 0.99156 | 0.86998 | 0.71787 | 0.54768 | 0.37525 | 0 | 0 | 0 | 0 | 0 | 0 | 0 | 0 | 0 | 10.1538
v5.10_MeasureAssessmentTemplate_Residential_All | Ceiling Insulation - SEG Multifamily-Low Rise - INC All - Ceiling/Attic Insulation >= R38 from R0-R11 | HVAC | Ceiling Insulation | Retrofit | Ceiling Insulation - R0-R11 to R38 | Residential | Multifamily-Low Rise LI | Firm | Sales | Residential | 0.11 | 1 | 2.8726 | 3.8323 | -1.278 | 0.97128 | -1.5212 | 0.082415 | 0.13397 | 0.20319 | 0.29075 | 0.39508 | 0.51155 | 0.63185 | 0.744 | 0.83338 | 0.88503 | 0.88707 | 0.83456 | 0.73223 | 0.60421 | 0.46096 | 0.31584 | 0 | 0 | 0 | 0 | 0 | 0 | 0 | 0 | 0 | 8.5461
v5.10_MeasureAssessmentTemplate_Residential_All | Ceiling Insulation - SEG Multifamily-Low Rise - INC All - Ceiling/Attic Insulation >= R38 from R12-R18 | HVAC | Ceiling Insulation | Retrofit | Ceiling Insulation - R12-R18 to R38 | Residential | Multifamily-Low Rise | Firm | Sales | Residential | 0.06 | 0 | -19.1482 | 3.8641 | -2.4193 | -0.14692 | -1.5443 | 0.016745 | 0.02722 | 0.041284 | 0.059074 | 0.080272 | 0.10394 | 0.12838 | 0.15117 | 0.16933 | 0.17982 | 0.18024 | 0.16957 | 0.14877 | 0.12276 | 0.093659 | 0.064171 | 0 | 0 | 0 | 0 | 0 | 0 | 0 | 0 | 0 | 1.7364
v5.10_MeasureAssessmentTemplate_Residential_All | Ceiling Insulation - SEG Multifamily-Low Rise - INC All - Ceiling/Attic Insulation >= R38 from R12-R18 | HVAC | Ceiling Insulation | Retrofit | Ceiling Insulation - R12-R18 to R38 | Residential | Multifamily-Low Rise LI | Firm | Sales | Residential | 0.06 | 0 | -19.1482 | 3.8641 | -2.4193 | -0.14692 | -1.5443 | 0.014094 | 0.02291 | 0.034748 | 0.049721 | 0.067562 | 0.08748 | 0.10805 | 0.12723 | 0.14252 | 0.15135 | 0.1517 | 0.14272 | 0.12522 | 0.10333 | 0.07883 | 0.054011 | 0 | 0 | 0 | 0 | 0 | 0 | 0 | 0 | 0 | 1.4615
v5.10_MeasureAssessmentTemplate_Residential_All | Ceiling Insulation - SEG Single Family - INC All - Ceiling/Attic Insulation >= R38 from R0-R11 | HVAC | Ceiling Insulation | Retrofit | Ceiling Insulation - R0-R11 to R38 | Residential | Single Family | Firm | Sales | Residential | 0.11 | 1 | 2.8726 | 3.8323 | -1.278 | 0.97128 | -1.5212 | 1.8122 | 2.9458 | 4.4679 | 6.3931 | 8.6871 | 11.2482 | 13.8934 | 16.3595 | 18.3249 | 19.4605 | 19.5055 | 18.3508 | 16.1007 | 13.2856 | 10.1359 | 6.9448 | 0 | 0 | 0 | 0 | 0 | 0 | 0 | 0 | 0 | 187.9158
v5.10_MeasureAssessmentTemplate_Residential_All | Ceiling Insulation - SEG Single Family - INC All - Ceiling/Attic Insulation >= R38 from R0-R11 | HVAC | Ceiling Insulation | Retrofit | Ceiling Insulation - R0-R11 to R38 | Residential | Single Family LI | Firm | Sales | Residential | 0.11 | 1 | 2.8726 | 3.8323 | -1.278 | 0.97128 | -1.5212 | 0.62861 | 1.0219 | 1.5498 | 2.2177 | 3.0134 | 3.9018 | 4.8194 | 5.6748 | 6.3566 | 6.7505 | 6.7661 | 6.3656 | 5.585 | 4.6086 | 3.516 | 2.409 | 0 | 0 | 0 | 0 | 0 | 0 | 0 | 0 | 0 | 65.1848
v5.10_MeasureAssessmentTemplate_Residential_All | Ceiling Insulation - SEG Single Family - INC All - Ceiling/Attic Insulation >= R38 from R12-R18 | HVAC | Ceiling Insulation | Retrofit | Ceiling Insulation - R12-R18 to R38 | Residential | Single Family | Firm | Sales | Residential | 0.06 | 1 | 1.8511 | 3.8641 | -0.75262 | 1.5197 | -1.5443 | 5.6817 | 9.236 | 14.0081 | 20.0442 | 27.2368 | 35.2663 | 43.56 | 51.2919 | 57.4539 | 61.0144 | 61.1554 | 57.5353 | 50.4804 | 41.6543 | 31.7792 | 21.7739 | 0 | 0 | 0 | 0 | 0 | 0 | 0 | 0 | 0 | 589.1718
v5.10_MeasureAssessmentTemplate_Residential_All | Ceiling Insulation - SEG Single Family - INC All - Ceiling/Attic Insulation >= R38 from R12-R18 | HVAC | Ceiling Insulation | Retrofit | Ceiling Insulation - R12-R18 to R38 | Residential | Single Family LI | Firm | Sales | Residential | 0.06 | 1 | 1.8511 | 3.8641 | -0.75262 | 1.5197 | -1.5443 | 1.9709 | 3.2038 | 4.8592 | 6.953 | 9.448 | 12.2333 | 15.1102 | 17.7923 | 19.9298 | 21.1648 | 21.2138 | 19.958 | 17.5108 | 14.4492 | 11.0237 | 7.553 | 0 | 0 | 0 | 0 | 0 | 0 | 0 | 0 | 0 | 204.3737
v5.10_MeasureAssessmentTemplate_Residential_All | Ceiling Insulation - SEG Single Family/Manufactured - INC All - Ceiling/Attic Insulation >= R60 from R18-R38 | HVAC | Ceiling Insulation | Retrofit | Ceiling Insulation - R18-R38 to R60 | Residential | Manufactured | Firm | Sales | Residential | 0.0098838 | 0 | 0.27106 | 3.8138 | 8.0075 | 10.2433 | -1.5077 | 0 | 0 | 0.00023999 | 0.00039002 | 0.00059136 | 0.00084594 | 0.0011492 | 0.0014875 | 0.0018369 | 0.0021624 | 0.0024215 | 0.002571 | 0.0025763 | 0.0024232 | 0.0021256 | 0.0017536 | 0.0013375 | 0.00092352 | 0.00026943 | 0 | 0 | 0 | 0 | 0 | 0 | 0.025105
v5.10_MeasureAssessmentTemplate_Residential_All | Ceiling Insulation - SEG Single Family/Manufactured - INC All - Ceiling/Attic Insulation >= R60 from R18-R38 | HVAC | Ceiling Insulation | Retrofit | Ceiling Insulation - R18-R38 to R60 | Residential | Manufactured LI | Firm | Sales | Residential | 0.0098838 | 0 | 0.27106 | 3.8138 | 8.0075 | 10.2433 | -1.5077 | 0 | 0 | 0.00030132 | 0.00048969 | 0.00074249 | 0.0010621 | 0.0014428 | 0.0018677 | 0.0023063 | 0.002715 | 0.0030404 | 0.003228 | 0.0032347 | 0.0030425 | 0.0026688 | 0.0022017 | 0.0016793 | 0.0011595 | 0.00033828 | 0 | 0 | 0 | 0 | 0 | 0 | 0.031521
v5.10_MeasureAssessmentTemplate_Residential_All | Ceiling Insulation - SEG Single Family/Manufactured - INC All - Ceiling/Attic Insulation >= R60 from R18-R38 | HVAC | Ceiling Insulation | Retrofit | Ceiling Insulation - R18-R38 to R60 | Residential | Single Family | Firm | Sales | Residential | 0.0098838 | 0 | 0.27106 | 3.8138 | 8.0075 | 10.2433 | -1.5077 | 0 | 0 | 0.91535 | 1.4876 | 2.2555 | 3.2265 | 4.3831 | 5.6737 | 7.0062 | 8.2476 | 9.2362 | 9.8061 | 9.8264 | 9.2425 | 8.1073 | 6.6883 | 5.1016 | 3.5225 | 1.0276 | 0 | 0 | 0 | 0 | 0 | 0 | 95.7542
v5.10_MeasureAssessmentTemplate_Residential_All | Ceiling Insulation - SEG Single Family/Manufactured - INC All - Ceiling/Attic Insulation >= R60 from R18-R38 | HVAC | Ceiling Insulation | Retrofit | Ceiling Insulation - R18-R38 to R60 | Residential | Single Family LI | Firm | Sales | Residential | 0.0098838 | 0 | 0.27106 | 3.8138 | 8.0075 | 10.2433 | -1.5077 | 0 | 0 | 0.31752 | 0.51602 | 0.78241 | 1.1192 | 1.5204 | 1.9681 | 2.4303 | 2.861 | 3.2039 | 3.4016 | 3.4086 | 3.2061 | 2.8123 | 2.3201 | 1.7696 | 1.2219 | 0.35647 | 0 | 0 | 0 | 0 | 0 | 0 | 33.2155
v5.10_MeasureAssessmentTemplate_Residential_All | Clothes Dryer - SEG All - INC All - Energy Star Gas Clothes Dryer | Appliances | Clothes Dryer | NR | Clothes Dryer | Residential | Manufactured | Firm | Sales | Residential | 1.6 | 1 | 1.0869 | 2.2992 | 0.35238 | 1.5401 | -0.45964 | 4.5535e-07 | 6.999e-07 | 1.527e-06 | 2.8708e-06 | 4.9073e-06 | 7.8189e-06 | 1.1772e-05 | 1.6885e-05 | 2.3193e-05 | 3.0611e-05 | 3.8905e-05 | 4.7695e-05 | 5.6481e-05 | 6.4713e-05 | 7.1893e-05 | 7.7671e-05 | 8.1911e-05 | 8.4936e-05 | 8.6466e-05 | 8.7625e-05 | 8.7715e-05 | 8.7444e-05 | 6.4809e-05 | 0 | 0 | 0.001039
v5.10_MeasureAssessmentTemplate_Residential_All | Clothes Dryer - SEG All - INC All - Energy Star Gas Clothes Dryer | Appliances | Clothes Dryer | NR | Clothes Dryer | Residential | Manufactured LI | Firm | Sales | Residential | 1.6 | 1 | 1.0869 | 2.2992 | 0.35238 | 1.5401 | -0.45964 | 5.7171e-07 | 8.7877e-07 | 1.9173e-06 | 3.6044e-06 | 6.1613e-06 | 9.8171e-06 | 1.478e-05 | 2.12e-05 | 2.912e-05 | 3.8433e-05 | 4.8848e-05 | 5.9884e-05 | 7.0915e-05 | 8.1251e-05 | 9.0266e-05 | 9.752e-05 | 0.00010284 | 0.00010664 | 0.00010856 | 0.00011002 | 0.00011013 | 0.00010979 | 8.1372e-05 | 0 | 0 | 0.0013045
v5.10_MeasureAssessmentTemplate_Residential_All | Clothes Dryer - SEG All - INC All - Energy Star Gas Clothes Dryer | Appliances | Clothes Dryer | NR | Clothes Dryer | Residential | Multifamily-High Rise | Firm | Sales | Residential | 1.6 | 1 | 1.0869 | 2.2992 | 0.35238 | 1.5401 | -0.45964 | 0 | 0 | 0 | 0 | 0 | 0 | 0 | 0 | 0 | 0 | 0 | 0 | 0.0010292 | 0.00048502 | 0.0006417 | 0.0006947 | 0.00070389 | 0.00068512 | 0.0006367 | 0.00057916 | 0.00050762 | 0.00042948 | 0.00035041 | 0.00027391 | 0.00020364 | 0.0072206
v5.10_MeasureAssessmentTemplate_Residential_All | Clothes Dryer - SEG All - INC All - Energy Star Gas Clothes Dryer | Appliances | Clothes Dryer | NR | Clothes Dryer | Residential | Multifamily-High Rise LI | Firm | Sales | Residential | 1.6 | 1 | 1.0869 | 2.2992 | 0.35238 | 1.5401 | -0.45964 | 0 | 0 | 0 | 0 | 0 | 0 | 0 | 0 | 0 | 0 | 0 | 0 | 0.00082494 | 0.00038875 | 0.00051433 | 0.0005568 | 0.00056417 | 0.00054913 | 0.00051032 | 0.00046421 | 0.00040686 | 0.00034423 | 0.00028086 | 0.00021954 | 0.00016322 | 0.0057874
v5.10_MeasureAssessmentTemplate_Residential_All | Clothes Dryer - SEG All - INC All - Energy Star Gas Clothes Dryer | Appliances | Clothes Dryer | NR | Clothes Dryer | Residential | Multifamily-Low Rise | Firm | Sales | Residential | 1.6 | 1 | 1.0869 | 2.2992 | 0.35238 | 1.5401 | -0.45964 | 0 | 0 | 0 | 0 | 0 | 0 | 0 | 0 | 0 | 0 | 0 | 0 | 0 | 0 | 0 | 0 | 0 | 0 | 0 | 0 | 0 | 0 | 0 | 0 | 0 | 0
v5.10_MeasureAssessmentTemplate_Residential_All | Clothes Dryer - SEG All - INC All - Energy Star Gas Clothes Dryer | Appliances | Clothes Dryer | NR | Clothes Dryer | Residential | Multifamily-Low Rise LI | Firm | Sales | Residential | 1.6 | 1 | 1.0869 | 2.2992 | 0.35238 | 1.5401 | -0.45964 | 0 | 0 | 0 | 0 | 0 | 0 | 0 | 0 | 0 | 0 | 0 | 0 | 0 | 0 | 0 | 0 | 0 | 0 | 0 | 0 | 0 | 0 | 0 | 0 | 0 | 0
v5.10_MeasureAssessmentTemplate_Residential_All | Clothes Dryer - SEG All - INC All - Energy Star Gas Clothes Dryer | Appliances | Clothes Dryer | NR | Clothes Dryer | Residential | Single Family | Firm | Sales | Residential | 1.6 | 1 | 1.0869 | 2.2992 | 0.35238 | 1.5401 | -0.45964 | 0.00023723 | 0.00036464 | 0.00079558 | 0.0014956 | 0.0025566 | 0.0040736 | 0.006133 | 0.0087968 | 0.012083 | 0.015948 | 0.020269 | 0.024849 | 0.043448 | 0.040323 | 0.046198 | 0.04993 | 0.052264 | 0.053585 | 0.053722 | 0.053542 | 0.052614 | 0.051409 | 0.038539 | 0.0037316 | 0.0027743 | 0.63968
v5.10_MeasureAssessmentTemplate_Residential_All | Clothes Dryer - SEG All - INC All - Energy Star Gas Clothes Dryer | Appliances | Clothes Dryer | NR | Clothes Dryer | Residential | Single Family LI | Firm | Sales | Residential | 1.6 | 1 | 1.0869 | 2.2992 | 0.35238 | 1.5401 | -0.45964 | 8.2291e-05 | 0.00012649 | 0.00027597 | 0.00051881 | 0.00088685 | 0.001413 | 0.0021274 | 0.0030515 | 0.0041915 | 0.005532 | 0.0070311 | 0.0086196 | 0.015071 | 0.013987 | 0.016025 | 0.01732 | 0.01813 | 0.018588 | 0.018635 | 0.018573 | 0.018251 | 0.017833 | 0.013368 | 0.0012944 | 0.00096237 | 0.22189
v5.10_MeasureAssessmentTemplate_Residential_All | Clothes Dryer - SEG All - INC All - Energy Star Gas Clothes Dryer | Appliances | Clothes Dryer | New | Clothes Dryer | Residential | Manufactured | Firm | Sales | Residential | 1.6 | 1 | 1.0869 | 2.2992 | 0.35238 | 1.5401 | -0.45964 | 0 | 0 | 0 | 0 | 0 | 0 | 0 | 0 | 0 | 0 | 0 | 0 | 0 | 0 | 0 | 0 | 0 | 0 | 0 | 0 | 0 | 0 | 0 | 0 | 0 | 0
v5.10_MeasureAssessmentTemplate_Residential_All | Clothes Dryer - SEG All - INC All - Energy Star Gas Clothes Dryer | Appliances | Clothes Dryer | New | Clothes Dryer | Residential | Manufactured LI | Firm | Sales | Residential | 1.6 | 1 | 1.0869 | 2.2992 | 0.35238 | 1.5401 | -0.45964 | 0 | 0 | 0 | 0 | 0 | 0 | 0 | 0 | 0 | 0 | 0 | 0 | 0 | 0 | 0 | 0 | 0 | 0 | 0 | 0 | 0 | 0 | 0 | 0 | 0 | 0
v5.10_MeasureAssessmentTemplate_Residential_All | Clothes Dryer - SEG All - INC All - Energy Star Gas Clothes Dryer | Appliances | Clothes Dryer | New | Clothes Dryer | Residential | Multifamily-High Rise | Firm | Sales | Residential | 1.6 | 1 | 1.0869 | 2.2992 | 0.35238 | 1.5401 | -0.45964 | 8.2013e-06 | 5.1908e-06 | 1.3591e-05 | 2.5955e-05 | 4.3574e-05 | 6.7367e-05 | 9.7109e-05 | 0.00013356 | 0.00017557 | 0.00022101 | 0.0002672 | 0.00031065 | 0.00034769 | 0.00037508 | 0.00039064 | 0.00039366 | 0.00038501 | 0.00036772 | 0.00034203 | 0.00031361 | 0.00028063 | 0.0002463 | 0.00021189 | 0.00017743 | 0.00014291 | 0.0053436
v5.10_MeasureAssessmentTemplate_Residential_All | Clothes Dryer - SEG All - INC All - Energy Star Gas Clothes Dryer | Appliances | Clothes Dryer | New | Clothes Dryer | Residential | Multifamily-High Rise LI | Firm | Sales | Residential | 1.6 | 1 | 1.0869 | 2.2992 | 0.35238 | 1.5401 | -0.45964 | 6.5734e-06 | 4.1605e-06 | 1.0893e-05 | 2.0803e-05 | 3.4925e-05 | 5.3995e-05 | 7.7833e-05 | 0.00010705 | 0.00014072 | 0.00017714 | 0.00021416 | 0.00024899 | 0.00027868 | 0.00030063 | 0.0003131 | 0.00031552 | 0.00030858 | 0.00029473 | 0.00027414 | 0.00025136 | 0.00022492 | 0.00019741 | 0.00016983 | 0.00014221 | 0.00011454 | 0.0042829
v5.10_MeasureAssessmentTemplate_Residential_All | Clothes Dryer - SEG All - INC All - Energy Star Gas Clothes Dryer | Appliances | Clothes Dryer | New | Clothes Dryer | Residential | Multifamily-Low Rise | Firm | Sales | Residential | 1.6 | 1 | 1.0869 | 2.2992 | 0.35238 | 1.5401 | -0.45964 | 0 | 0 | 0 | 0 | 0 | 0 | 0 | 0 | 0 | 0 | 0 | 0 | 0 | 0 | 0 | 0 | 0 | 0 | 0 | 0 | 0 | 0 | 0 | 0 | 0 | 0
v5.10_MeasureAssessmentTemplate_Residential_All | Clothes Dryer - SEG All - INC All - Energy Star Gas Clothes Dryer | Appliances | Clothes Dryer | New | Clothes Dryer | Residential | Multifamily-Low Rise LI | Firm | Sales | Residential | 1.6 | 1 | 1.0869 | 2.2992 | 0.35238 | 1.5401 | -0.45964 | 0 | 0 | 0 | 0 | 0 | 0 | 0 | 0 | 0 | 0 | 0 | 0 | 0 | 0 | 0 | 0 | 0 | 0 | 0 | 0 | 0 | 0 | 0 | 0 | 0 | 0
v5.10_MeasureAssessmentTemplate_Residential_All | Clothes Dryer - SEG All - INC All - Energy Star Gas Clothes Dryer | Appliances | Clothes Dryer | New | Clothes Dryer | Residential | Single Family | Firm | Sales | Residential | 1.6 | 1 | 1.0869 | 2.2992 | 0.35238 | 1.5401 | -0.45964 | 0.00011173 | 7.0717e-05 | 0.00018516 | 0.00035359 | 0.00059363 | 0.00091777 | 0.001323 | 0.0018196 | 0.0023918 | 0.0030109 | 0.0036401 | 0.0042321 | 0.0047368 | 0.0051099 | 0.0053218 | 0.005363 | 0.0052451 | 0.0050097 | 0.0046596 | 0.0042724 | 0.0038231 | 0.0033554 | 0.0028867 | 0.0024172 | 0.0019469 | 0.072798
v5.10_MeasureAssessmentTemplate_Residential_All | Clothes Dryer - SEG All - INC All - Energy Star Gas Clothes Dryer | Appliances | Clothes Dryer | New | Clothes Dryer | Residential | Single Family LI | Firm | Sales | Residential | 1.6 | 1 | 1.0869 | 2.2992 | 0.35238 | 1.5401 | -0.45964 | 3.8757e-05 | 2.4531e-05 | 6.4228e-05 | 0.00012265 | 0.00020592 | 0.00031836 | 0.00045891 | 0.00063118 | 0.00082968 | 0.0010444 | 0.0012627 | 0.001468 | 0.0016431 | 0.0017726 | 0.0018461 | 0.0018603 | 0.0018194 | 0.0017378 | 0.0016163 | 0.001482 | 0.0013262 | 0.0011639 | 0.0010014 | 0.00083848 | 0.00067536 | 0.025252
v5.10_MeasureAssessmentTemplate_Residential_All | Clothes Washer (Gas WH) - SEG All - INC All - Residential ENERGY STAR Clothes Washers | Appliances | Clothes Washer (Gas WH) | NR | Clothes Washer (Gas WH) | Residential | Manufactured | Firm | Sales | Residential | 5.5 | 0 | -0.36088 | 2.2992 | -5.826 | -4.6383 | -0.45964 | 0.0017334 | 0.0023097 | 0.0028849 | 0.003401 | 0.003812 | 0.0041387 | 0.0043979 | 0.0046028 | 0.0047643 | 0.0048909 | 0.0049895 | 0.0050656 | 0.0051237 | 0.0051671 | 0.0055314 | 0.0052725 | 0.0028609 | 9.9383e-05 | 7.6092e-05 | 5.6908e-05 | 4.1535e-05 | 2.9904e-05 | 2.1031e-05 | 1.4281e-05 | 9.1963e-06 | 0.071295
v5.10_MeasureAssessmentTemplate_Residential_All | Clothes Washer (Gas WH) - SEG All - INC All - Residential ENERGY STAR Clothes Washers | Appliances | Clothes Washer (Gas WH) | NR | Clothes Washer (Gas WH) | Residential | Manufactured LI | Firm | Sales | Residential | 5.5 | 0 | -0.36088 | 2.2992 | -5.826 | -4.6383 | -0.45964 | 0.0021764 | 0.0028999 | 0.0036221 | 0.0042702 | 0.0047862 | 0.0051964 | 0.0055217 | 0.0057791 | 0.0059818 | 0.0061408 | 0.0062646 | 0.0063602 | 0.006433 | 0.0064876 | 0.0069449 | 0.0066199 | 0.003592 | 0.00012478 | 9.5538e-05 | 7.1452e-05 | 5.215e-05 | 3.7546e-05 | 2.6405e-05 | 1.793e-05 | 1.1547e-05 | 0.089514
v5.10_MeasureAssessmentTemplate_Residential_All | Clothes Washer (Gas WH) - SEG All - INC All - Residential ENERGY STAR Clothes Washers | Appliances | Clothes Washer (Gas WH) | NR | Clothes Washer (Gas WH) | Residential | Multifamily-High Rise | Firm | Sales | Residential | 5.5 | 0 | -0.36088 | 2.2992 | -5.826 | -4.6383 | -0.45964 | 0 | 0 | 0 | 0 | 0 | 0 | 0 | 0 | 0 | 0 | 0 | 0 | 0 | 0 | 0 | 0 | 0 | 0 | 0 | 0 | 0 | 0 | 0 | 0 | 0 | 0
v5.10_MeasureAssessmentTemplate_Residential_All | Clothes Washer (Gas WH) - SEG All - INC All - Residential ENERGY STAR Clothes Washers | Appliances | Clothes Washer (Gas WH) | NR | Clothes Washer (Gas WH) | Residential | Multifamily-High Rise LI | Firm | Sales | Residential | 5.5 | 0 | -0.36088 | 2.2992 | -5.826 | -4.6383 | -0.45964 | 0 | 0 | 0 | 0 | 0 | 0 | 0 | 0 | 0 | 0 | 0 | 0 | 0 | 0 | 0 | 0 | 0 | 0 | 0 | 0 | 0 | 0 | 0 | 0 | 0 | 0
v5.10_MeasureAssessmentTemplate_Residential_All | Clothes Washer (Gas WH) - SEG All - INC All - Residential ENERGY STAR Clothes Washers | Appliances | Clothes Washer (Gas WH) | NR | Clothes Washer (Gas WH) | Residential | Multifamily-Low Rise | Firm | Sales | Residential | 5.5 | 0 | -0.36088 | 2.2992 | -5.826 | -4.6383 | -0.45964 | 0.011754 | 0.015661 | 0.019561 | 0.023061 | 0.025848 | 0.028063 | 0.02982 | 0.03121 | 0.032305 | 0.033164 | 0.033832 | 0.034348 | 0.034742 | 0.035036 | 0.049621 | 0.039925 | 0.023431 | 0.0038767 | 0.0029682 | 0.0022198 | 0.0016202 | 0.0011665 | 0.00082036 | 0.00055706 | 0.00035872 | 0.51497
v5.10_MeasureAssessmentTemplate_Residential_All | Clothes Washer (Gas WH) - SEG All - INC All - Residential ENERGY STAR Clothes Washers | Appliances | Clothes Washer (Gas WH) | NR | Clothes Washer (Gas WH) | Residential | Multifamily-Low Rise LI | Firm | Sales | Residential | 5.5 | 0 | -0.36088 | 2.2992 | -5.826 | -4.6383 | -0.45964 | 0.0098926 | 0.013181 | 0.016464 | 0.01941 | 0.021755 | 0.02362 | 0.025099 | 0.026268 | 0.02719 | 0.027913 | 0.028475 | 0.02891 | 0.029241 | 0.029489 | 0.041764 | 0.033603 | 0.019721 | 0.0032629 | 0.0024982 | 0.0018684 | 0.0013636 | 0.00098179 | 0.00069047 | 0.00046886 | 0.00030193 | 0.43343
v5.10_MeasureAssessmentTemplate_Residential_All | Clothes Washer (Gas WH) - SEG All - INC All - Residential ENERGY STAR Clothes Washers | Appliances | Clothes Washer (Gas WH) | NR | Clothes Washer (Gas WH) | Residential | Single Family | Firm | Sales | Residential | 5.5 | 0 | -0.36088 | 2.2992 | -5.826 | -4.6383 | -0.45964 | 0.78717 | 1.0489 | 1.3101 | 1.5445 | 1.7311 | 1.8795 | 1.9972 | 2.0902 | 2.1636 | 2.2211 | 2.2658 | 2.3004 | 2.3268 | 2.3465 | 2.5119 | 2.3944 | 1.2992 | 0.045132 | 0.034555 | 0.025843 | 0.018862 | 0.01358 | 0.0095506 | 0.0064852 | 0.0041762 | 32.3763
v5.10_MeasureAssessmentTemplate_Residential_All | Clothes Washer (Gas WH) - SEG All - INC All - Residential ENERGY STAR Clothes Washers | Appliances | Clothes Washer (Gas WH) | NR | Clothes Washer (Gas WH) | Residential | Single Family LI | Firm | Sales | Residential | 5.5 | 0 | -0.36088 | 2.2992 | -5.826 | -4.6383 | -0.45964 | 0.27306 | 0.36384 | 0.45444 | 0.53575 | 0.60049 | 0.65196 | 0.69278 | 0.72506 | 0.7505 | 0.77045 | 0.78598 | 0.79797 | 0.80711 | 0.81396 | 0.87134 | 0.83056 | 0.45067 | 0.015655 | 0.011987 | 0.0089646 | 0.0065429 | 0.0047107 | 0.0033129 | 0.0022496 | 0.0014487 | 11.2308
v5.10_MeasureAssessmentTemplate_Residential_All | Clothes Washer (Gas WH) - SEG All - INC All - Residential ENERGY STAR Clothes Washers | Appliances | Clothes Washer (Gas WH) | New | Clothes Washer (Gas WH) | Residential | Manufactured | Firm | Sales | Residential | 5.5 | 0 | -0.36088 | 2.2992 | -5.826 | -4.6383 | -0.45964 | 0.00018416 | 0.00010104 | 0.00015145 | 0.00018138 | 0.00019966 | 0.00021034 | 0.000214 | 0.00021477 | 0.00021274 | 0.0002083 | 0.00020213 | 0.00019462 | 0.00018605 | 0.00017666 | 0.00016524 | 0.00015376 | 0.00014223 | 0.00013066 | 0.00011942 | 0.00010774 | 9.6023e-05 | 8.4277e-05 | 7.2505e-05 | 6.0711e-05 | 4.89e-05 | 0.0038188
v5.10_MeasureAssessmentTemplate_Residential_All | Clothes Washer (Gas WH) - SEG All - INC All - Residential ENERGY STAR Clothes Washers | Appliances | Clothes Washer (Gas WH) | New | Clothes Washer (Gas WH) | Residential | Manufactured LI | Firm | Sales | Residential | 5.5 | 0 | -0.36088 | 2.2992 | -5.826 | -4.6383 | -0.45964 | 0.00023123 | 0.00012687 | 0.00019016 | 0.00022773 | 0.00025069 | 0.0002641 | 0.00026869 | 0.00026965 | 0.0002671 | 0.00026153 | 0.00025379 | 0.00024436 | 0.0002336 | 0.00022181 | 0.00020747 | 0.00019305 | 0.00017858 | 0.00016405 | 0.00014994 | 0.00013527 | 0.00012056 | 0.00010581 | 9.1034e-05 | 7.6226e-05 | 6.1397e-05 | 0.0047947
v5.10_MeasureAssessmentTemplate_Residential_All | Clothes Washer (Gas WH) - SEG All - INC All - Residential ENERGY STAR Clothes Washers | Appliances | Clothes Washer (Gas WH) | New | Clothes Washer (Gas WH) | Residential | Multifamily-High Rise | Firm | Sales | Residential | 5.5 | 0 | -0.36088 | 2.2992 | -5.826 | -4.6383 | -0.45964 | 0 | 0 | 0 | 0 | 0 | 0 | 0 | 0 | 0 | 0 | 0 | 0 | 0 | 0 | 0 | 0 | 0 | 0 | 0 | 0 | 0 | 0 | 0 | 0 | 0 | 0
v5.10_MeasureAssessmentTemplate_Residential_All | Clothes Washer (Gas WH) - SEG All - INC All - Residential ENERGY STAR Clothes Washers | Appliances | Clothes Washer (Gas WH) | New | Clothes Washer (Gas WH) | Residential | Multifamily-High Rise LI | Firm | Sales | Residential | 5.5 | 0 | -0.36088 | 2.2992 | -5.826 | -4.6383 | -0.45964 | 0 | 0 | 0 | 0 | 0 | 0 | 0 | 0 | 0 | 0 | 0 | 0 | 0 | 0 | 0 | 0 | 0 | 0 | 0 | 0 | 0 | 0 | 0 | 0 | 0 | 0
v5.10_MeasureAssessmentTemplate_Residential_All | Clothes Washer (Gas WH) - SEG All - INC All - Residential ENERGY STAR Clothes Washers | Appliances | Clothes Washer (Gas WH) | New | Clothes Washer (Gas WH) | Residential | Multifamily-Low Rise | Firm | Sales | Residential | 5.5 | 0 | -0.36088 | 2.2992 | -5.826 | -4.6383 | -0.45964 | 0.0071836 | 0.0039414 | 0.0059078 | 0.0070751 | 0.0077884 | 0.0082049 | 0.0083476 | 0.0083776 | 0.0082983 | 0.0081252 | 0.0078847 | 0.0075916 | 0.0072574 | 0.0068911 | 0.0064455 | 0.0059977 | 0.0055481 | 0.0050967 | 0.0046583 | 0.0042026 | 0.0037456 | 0.0032874 | 0.0028282 | 0.0023682 | 0.0019075 | 0.14896
v5.10_MeasureAssessmentTemplate_Residential_All | Clothes Washer (Gas WH) - SEG All - INC All - Residential ENERGY STAR Clothes Washers | Appliances | Clothes Washer (Gas WH) | New | Clothes Washer (Gas WH) | Residential | Multifamily-Low Rise LI | Firm | Sales | Residential | 5.5 | 0 | -0.36088 | 2.2992 | -5.826 | -4.6383 | -0.45964 | 0.0060462 | 0.0033174 | 0.0049724 | 0.0059548 | 0.0065552 | 0.0069058 | 0.0070259 | 0.0070511 | 0.0069844 | 0.0068387 | 0.0066363 | 0.0063896 | 0.0061083 | 0.0058 | 0.005425 | 0.0050481 | 0.0046696 | 0.0042897 | 0.0039208 | 0.0035372 | 0.0031525 | 0.0027669 | 0.0023804 | 0.0019932 | 0.0016055 | 0.12538
v5.10_MeasureAssessmentTemplate_Residential_All | Clothes Washer (Gas WH) - SEG All - INC All - Residential ENERGY STAR Clothes Washers | Appliances | Clothes Washer (Gas WH) | New | Clothes Washer (Gas WH) | Residential | Single Family | Firm | Sales | Residential | 5.5 | 0 | -0.36088 | 2.2992 | -5.826 | -4.6383 | -0.45964 | 0.083632 | 0.045886 | 0.068778 | 0.082367 | 0.090672 | 0.095521 | 0.097183 | 0.097531 | 0.096608 | 0.094593 | 0.091793 | 0.088381 | 0.08449 | 0.080226 | 0.075038 | 0.069825 | 0.06459 | 0.059336 | 0.054232 | 0.048926 | 0.043606 | 0.038272 | 0.032926 | 0.02757 | 0.022207 | 1.7342
v5.10_MeasureAssessmentTemplate_Residential_All | Clothes Washer (Gas WH) - SEG All - INC All - Residential ENERGY STAR Clothes Washers | Appliances | Clothes Washer (Gas WH) | New | Clothes Washer (Gas WH) | Residential | Single Family LI | Firm | Sales | Residential | 5.5 | 0 | -0.36088 | 2.2992 | -5.826 | -4.6383 | -0.45964 | 0.02901 | 0.015917 | 0.023858 | 0.028572 | 0.031452 | 0.033135 | 0.033711 | 0.033832 | 0.033512 | 0.032813 | 0.031842 | 0.030658 | 0.029308 | 0.027829 | 0.02603 | 0.024221 | 0.022405 | 0.020583 | 0.018812 | 0.016972 | 0.015126 | 0.013276 | 0.011421 | 0.0095636 | 0.0077031 | 0.60156
v5.10_MeasureAssessmentTemplate_Residential_All | Demand Controlled Recirculation Pump - SEG Multifamily - INC All - Demand Controlled Recirculation Pump | Water Heat | Demand Controlled Recirculation Pump | Retrofit | Demand Controlled Recirculation Pump | Residential | Multifamily-High Rise | Firm | Sales | Residential | 69.128 | 1 | 2.5985 | 2.7834 | -0.74748 | 0.77986 | -0.7993 | 0.00020801 | 0.00041552 | 0.00073721 | 0.0011981 | 0.0018166 | 0.0025986 | 0.0035301 | 0.0045696 | 0.0056427 | 0.0066426 | 0.0074387 | 0.0078977 | 0.0079141 | 0.0074438 | 0.0065296 | 0.0053867 | 0.0041087 | 0.0028369 | 0.00020412 | 0 | 0 | 0 | 0 | 0 | 0 | 0.077119
v5.10_MeasureAssessmentTemplate_Residential_All | Demand Controlled Recirculation Pump - SEG Multifamily - INC All - Demand Controlled Recirculation Pump | Water Heat | Demand Controlled Recirculation Pump | Retrofit | Demand Controlled Recirculation Pump | Residential | Multifamily-High Rise LI | Firm | Sales | Residential | 69.128 | 1 | 2.5985 | 2.7834 | -0.74748 | 0.77986 | -0.7993 | 0.00016672 | 0.00033305 | 0.00059088 | 0.00096027 | 0.001456 | 0.0020828 | 0.0028294 | 0.0036625 | 0.0045227 | 0.0053241 | 0.0059622 | 0.0063301 | 0.0063432 | 0.0059663 | 0.0052335 | 0.0043175 | 0.0032932 | 0.0022738 | 0.0001636 | 0 | 0 | 0 | 0 | 0 | 0 | 0.061812
v5.10_MeasureAssessmentTemplate_Residential_All | Demand Controlled Recirculation Pump - SEG Multifamily - INC All - Demand Controlled Recirculation Pump | Water Heat | Demand Controlled Recirculation Pump | Retrofit | Demand Controlled Recirculation Pump | Residential | Multifamily-Low Rise | Firm | Sales | Residential | 69.128 | 1 | 2.5985 | 2.7834 | -0.74748 | 0.77986 | -0.7993 | 0.00015679 | 0.00031321 | 0.00055569 | 0.00090307 | 0.0013693 | 0.0019588 | 0.0026609 | 0.0034444 | 0.0042533 | 0.005007 | 0.0056071 | 0.0059531 | 0.0059654 | 0.0056109 | 0.0049218 | 0.0040603 | 0.003097 | 0.0021384 | 0.00015386 | 0 | 0 | 0 | 0 | 0 | 0 | 0.05813
v5.10_MeasureAssessmentTemplate_Residential_All | Demand Controlled Recirculation Pump - SEG Multifamily - INC All - Demand Controlled Recirculation Pump | Water Heat | Demand Controlled Recirculation Pump | Retrofit | Demand Controlled Recirculation Pump | Residential | Multifamily-Low Rise LI | Firm | Sales | Residential | 69.128 | 1 | 2.5985 | 2.7834 | -0.74748 | 0.77986 | -0.7993 | 0.00013197 | 0.00026362 | 0.0004677 | 0.00076009 | 0.0011525 | 0.0016486 | 0.0022396 | 0.002899 | 0.0035798 | 0.0042142 | 0.0047193 | 0.0050105 | 0.0050209 | 0.0047225 | 0.0041425 | 0.0034174 | 0.0026067 | 0.0017998 | 0.0001295 | 0 | 0 | 0 | 0 | 0 | 0 | 0.048926
v5.10_MeasureAssessmentTemplate_Residential_All | Door - SEG Multifamily - INC All - ENERGY STAR Door R2.5-5 | HVAC | Door | Retrofit | Door | Residential | Multifamily-High Rise | Firm | Sales | Residential | 0.25633 | 0 | 0.29257 | 3.7297 | 7.1065 | 9.281 | -1.4465 | 0 | 0 | 0 | 0 | 0 | 0 | 0 | 0 | 0 | 0 | 0 | 0 | 0 | 0 | 0 | 0 | 0 | 0 | 0 | 0 | 0 | 0 | 0 | 0 | 0 | 0
v5.10_MeasureAssessmentTemplate_Residential_All | Door - SEG Multifamily - INC All - ENERGY STAR Door R2.5-5 | HVAC | Door | Retrofit | Door | Residential | Multifamily-High Rise LI | Firm | Sales | Residential | 0.25633 | 0 | 0.29257 | 3.7297 | 7.1065 | 9.281 | -1.4465 | 0 | 0 | 0 | 0 | 0 | 0 | 0 | 0 | 0 | 0 | 0 | 0 | 0 | 0 | 0 | 0 | 0 | 0 | 0 | 0 | 0 | 0 | 0 | 0 | 0 | 0
v5.10_MeasureAssessmentTemplate_Residential_All | Door - SEG Multifamily - INC All - ENERGY STAR Door R2.5-5 | HVAC | Door | Retrofit | Door | Residential | Multifamily-Low Rise | Firm | Sales | Residential | 0.25633 | 0 | 0.29257 | 3.7297 | 7.1065 | 9.281 | -1.4465 | 0.020288 | 0.040527 | 0.071903 | 0.11685 | 0.17718 | 0.25345 | 0.3443 | 0.44568 | 0.55035 | 0.64787 | 0.72552 | 0.77029 | 0.77188 | 0.72602 | 0.63685 | 0.52538 | 0.40074 | 0.2767 | 0.019909 | 0 | 0 | 0 | 0 | 0 | 0 | 7.5217
v5.10_MeasureAssessmentTemplate_Residential_All | Door - SEG Multifamily - INC All - ENERGY STAR Door R2.5-5 | HVAC | Door | Retrofit | Door | Residential | Multifamily-Low Rise LI | Firm | Sales | Residential | 0.25633 | 0 | 0.29257 | 3.7297 | 7.1065 | 9.281 | -1.4465 | 0.017076 | 0.034111 | 0.060518 | 0.098351 | 0.14912 | 0.21332 | 0.28979 | 0.37512 | 0.46321 | 0.54529 | 0.61064 | 0.64833 | 0.64967 | 0.61107 | 0.53601 | 0.4422 | 0.33729 | 0.23289 | 0.016756 | 0 | 0 | 0 | 0 | 0 | 0 | 6.3307
v5.10_MeasureAssessmentTemplate_Residential_All | Duct Insulation - SEG Single Family - INC All - Duct Insulation >= R11 | HVAC | Duct Insulation | Retrofit | Duct Insulation | Residential | Single Family | Firm | Sales | Residential | 0.17361 | 1 | 2.4454 | 3.8671 | -1.1155 | 1.1513 | -1.5388 | 1.4861 | 2.9686 | 5.2668 | 8.5594 | 12.9782 | 18.5652 | 25.22 | 32.646 | 40.3128 | 47.456 | 53.1438 | 56.4232 | 56.54 | 53.1805 | 46.6488 | 38.4839 | 29.3538 | 20.2678 | 1.4583 | 0 | 0 | 0 | 0 | 0 | 0 | 550.9591
v5.10_MeasureAssessmentTemplate_Residential_All | Duct Insulation - SEG Single Family - INC All - Duct Insulation >= R11 | HVAC | Duct Insulation | Retrofit | Duct Insulation | Residential | Single Family LI | Firm | Sales | Residential | 0.17361 | 1 | 2.4454 | 3.8671 | -1.1155 | 1.1513 | -1.5388 | 0.5155 | 1.0298 | 1.827 | 2.9691 | 4.5019 | 6.44 | 8.7484 | 11.3244 | 13.9838 | 16.4617 | 18.4347 | 19.5723 | 19.6128 | 18.4474 | 16.1817 | 13.3494 | 10.1823 | 7.0306 | 0.50586 | 0 | 0 | 0 | 0 | 0 | 0 | 191.1184
v5.10_MeasureAssessmentTemplate_Residential_All | Duct Sealing - SEG Manufactured - INC All - Duct Sealing: Leakage Reduction >=50% (PTCS Standard) | HVAC | Duct Sealing | Retrofit | Duct Sealing | Residential | Manufactured | Firm | Sales | Residential | 23.3 | 1 | 1.2838 | 3.7868 | -0.060866 | 2.1475 | -1.4803 | 0.0025177 | 0.0050295 | 0.0089232 | 0.014501 | 0.021988 | 0.031453 | 0.042728 | 0.055309 | 0.068299 | 0.080401 | 0.090037 | 0.095593 | 0.095791 | 0.090099 | 0.079033 | 0.0652 | 0.049732 | 0.034338 | 0.0024707 | 0 | 0 | 0 | 0 | 0 | 0 | 0.93345
v5.10_MeasureAssessmentTemplate_Residential_All | Duct Sealing - SEG Manufactured - INC All - Duct Sealing: Leakage Reduction >=50% (PTCS Standard) | HVAC | Duct Sealing | Retrofit | Duct Sealing | Residential | Manufactured LI | Firm | Sales | Residential | 23.3 | 1 | 1.2838 | 3.7868 | -0.060866 | 2.1475 | -1.4803 | 0.0031612 | 0.0063148 | 0.011204 | 0.018207 | 0.027607 | 0.039492 | 0.053648 | 0.069444 | 0.085753 | 0.10095 | 0.11305 | 0.12002 | 0.12027 | 0.11312 | 0.099231 | 0.081862 | 0.062441 | 0.043113 | 0.0031021 | 0 | 0 | 0 | 0 | 0 | 0 | 1.172
v5.10_MeasureAssessmentTemplate_Residential_All | Duct Sealing - SEG Single Family - INC All - Duct Sealing: Leakage Reduction >=50% (PTCS Standard) | HVAC | Duct Sealing | Retrofit | Duct Sealing | Residential | Single Family | Firm | Sales | Residential | 31 | 1 | 1.6226 | 3.7706 | -0.50472 | 1.6919 | -1.4685 | 1.4543 | 2.9052 | 5.1543 | 8.3765 | 12.7009 | 18.1686 | 24.6812 | 31.9487 | 39.4516 | 46.4423 | 52.0086 | 55.2179 | 55.3322 | 52.0445 | 45.6523 | 37.6618 | 28.7268 | 19.8349 | 1.4271 | 0 | 0 | 0 | 0 | 0 | 0 | 539.1899
v5.10_MeasureAssessmentTemplate_Residential_All | Duct Sealing - SEG Single Family - INC All - Duct Sealing: Leakage Reduction >=50% (PTCS Standard) | HVAC | Duct Sealing | Retrofit | Duct Sealing | Residential | Single Family LI | Firm | Sales | Residential | 31 | 1 | 1.6226 | 3.7706 | -0.50472 | 1.6919 | -1.4685 | 0.50448 | 1.0078 | 1.7879 | 2.9057 | 4.4057 | 6.3024 | 8.5615 | 11.0824 | 13.6851 | 16.11 | 18.0409 | 19.1542 | 19.1938 | 18.0534 | 15.836 | 13.0643 | 9.9648 | 6.8804 | 0.49505 | 0 | 0 | 0 | 0 | 0 | 0 | 187.0358
v5.10_MeasureAssessmentTemplate_Residential_All | Energy Performance Score Homes - SEG Single Family - INC All - New Homes EPS - Path 2 - MECH + DHW | Whole Building | Energy Performance Score Homes | New | Energy Performance Score Homes - Path 2 | Residential | Single Family | Firm | Sales | Residential | 71 | 1 | 3.0519 | 3.6888 | -1.2945 | 0.87998 | -1.4465 | 0 | 0 | 0 | 0 | 0 | 0 | 0 | 0 | 0 | 0 | 0 | 0 | 0 | 0 | 0 | 0 | 0 | 0 | 0 | 0 | 0 | 0 | 0 | 0 | 0 | 0
v5.10_MeasureAssessmentTemplate_Residential_All | Energy Performance Score Homes - SEG Single Family - INC All - New Homes EPS - Path 2 - MECH + DHW | Whole Building | Energy Performance Score Homes | New | Energy Performance Score Homes - Path 2 | Residential | Single Family LI | Firm | Sales | Residential | 71 | 1 | 3.0519 | 3.6888 | -1.2945 | 0.87998 | -1.4465 | 0 | 0 | 0 | 0 | 0 | 0 | 0 | 0 | 0 | 0 | 0 | 0 | 0 | 0 | 0 | 0 | 0 | 0 | 0 | 0 | 0 | 0 | 0 | 0 | 0 | 0
v5.10_MeasureAssessmentTemplate_Residential_All | Energy Performance Score Homes - SEG Single Family - INC All - New Homes EPS - Path 3 - MECH + DHW | Whole Building | Energy Performance Score Homes | New | Energy Performance Score Homes - Path 3 | Residential | Single Family | Firm | Sales | Residential | 91.42 | 1 | 1.2286 | 3.6764 | 0.013024 | 2.1785 | -1.4374 | 0 | 0 | 0 | 0 | 0 | 0 | 0 | 0 | 0 | 0 | 0 | 0 | 0 | 0 | 0 | 0 | 0 | 0 | 0 | 0 | 0 | 0 | 0 | 0 | 0 | 0
v5.10_MeasureAssessmentTemplate_Residential_All | Energy Performance Score Homes - SEG Single Family - INC All - New Homes EPS - Path 3 - MECH + DHW | Whole Building | Energy Performance Score Homes | New | Energy Performance Score Homes - Path 3 | Residential | Single Family LI | Firm | Sales | Residential | 91.42 | 1 | 1.2286 | 3.6764 | 0.013024 | 2.1785 | -1.4374 | 0 | 0 | 0 | 0 | 0 | 0 | 0 | 0 | 0 | 0 | 0 | 0 | 0 | 0 | 0 | 0 | 0 | 0 | 0 | 0 | 0 | 0 | 0 | 0 | 0 | 0
v5.10_MeasureAssessmentTemplate_Residential_All | Energy Performance Score Homes - SEG Single Family - INC All - New Homes EPS - Path 4 - Advanced Whole Home | Whole Building | Energy Performance Score Homes | New | Energy Performance Score Homes - Path 4 | Residential | Single Family | Firm | Sales | Residential | 21.92 | 1 | 1.1401 | 3.9384 | 0.15881 | 2.515 | -1.6282 | 0 | 0 | 0 | 0 | 0 | 0 | 0 | 0 | 0 | 0 | 0 | 0 | 0 | 0 | 0 | 0 | 0 | 0 | 0 | 0 | 0 | 0 | 0 | 0 | 0 | 0
v5.10_MeasureAssessmentTemplate_Residential_All | Energy Performance Score Homes - SEG Single Family - INC All - New Homes EPS - Path 4 - Advanced Whole Home | Whole Building | Energy Performance Score Homes | New | Energy Performance Score Homes - Path 4 | Residential | Single Family LI | Firm | Sales | Residential | 21.92 | 1 | 1.1401 | 3.9384 | 0.15881 | 2.515 | -1.6282 | 0 | 0 | 0 | 0 | 0 | 0 | 0 | 0 | 0 | 0 | 0 | 0 | 0 | 0 | 0 | 0 | 0 | 0 | 0 | 0 | 0 | 0 | 0 | 0 | 0 | 0
v5.10_MeasureAssessmentTemplate_Residential_All | Energy Performance Score Homes - SEG Single Family - INC All - Path 5 Emerging Super Efficient Home | Whole Building | Energy Performance Score Homes | New | Energy Performance Score Homes - Path 5 | Residential | Single Family | Firm | Sales | Residential | 53.29 | 0 | 0.77259 | 3.7571 | 1.3162 | 3.5404 | -1.4962 | 0 | 0 | 0 | 0 | 0 | 0 | 0 | 0 | 0 | 0 | 0 | 0 | 0 | 0 | 0 | 0 | 0 | 0 | 0 | 0 | 0 | 0 | 0 | 0 | 0 | 0
v5.10_MeasureAssessmentTemplate_Residential_All | Energy Performance Score Homes - SEG Single Family - INC All - Path 5 Emerging Super Efficient Home | Whole Building | Energy Performance Score Homes | New | Energy Performance Score Homes - Path 5 | Residential | Single Family LI | Firm | Sales | Residential | 53.29 | 0 | 0.77259 | 3.7571 | 1.3162 | 3.5404 | -1.4962 | 0 | 0 | 0 | 0 | 0 | 0 | 0 | 0 | 0 | 0 | 0 | 0 | 0 | 0 | 0 | 0 | 0 | 0 | 0 | 0 | 0 | 0 | 0 | 0 | 0 | 0
v5.10_MeasureAssessmentTemplate_Residential_All | Floor Insulation - SEG Manufactured - INC All - Floor Insulation >= R30 from R0-R11 | HVAC | Floor Insulation | Retrofit | Floor Insulation - R0-R11 to R30 | Residential | Manufactured | Firm | Sales | Residential | 0.04 | 0 | 0.90182 | 3.8461 | 0.8423 | 3.1049 | -1.5346 | 0.0059016 | 0.011789 | 0.020916 | 0.033992 | 0.05154 | 0.073727 | 0.10016 | 0.12965 | 0.16009 | 0.18846 | 0.21105 | 0.22407 | 0.22454 | 0.21119 | 0.18525 | 0.15283 | 0.11657 | 0.080489 | 0.0057913 | 0 | 0 | 0 | 0 | 0 | 0 | 2.188
v5.10_MeasureAssessmentTemplate_Residential_All | Floor Insulation - SEG Manufactured - INC All - Floor Insulation >= R30 from R0-R11 | HVAC | Floor Insulation | Retrofit | Floor Insulation - R0-R11 to R30 | Residential | Manufactured LI | Firm | Sales | Residential | 0.04 | 0 | 0.90182 | 3.8461 | 0.8423 | 3.1049 | -1.5346 | 0.0074098 | 0.014802 | 0.026261 | 0.042678 | 0.064711 | 0.092569 | 0.12575 | 0.16278 | 0.20101 | 0.23662 | 0.26498 | 0.28133 | 0.28192 | 0.26517 | 0.2326 | 0.19189 | 0.14636 | 0.10106 | 0.0072712 | 0 | 0 | 0 | 0 | 0 | 0 | 2.7472
v5.10_MeasureAssessmentTemplate_Residential_All | Floor Insulation - SEG Multifamily-Low Rise - INC All - Floor Insulation >= R30 from R11 | HVAC | Floor Insulation | Retrofit | Floor Insulation - R11 to R30 | Residential | Multifamily-Low Rise | Firm | Sales | Residential | 0.06 | 1 | 1.5151 | 3.77 | -0.39232 | 1.8115 | -1.4758 | 0.018748 | 0.037452 | 0.066446 | 0.10799 | 0.16373 | 0.23422 | 0.31818 | 0.41186 | 0.50859 | 0.59871 | 0.67046 | 0.71184 | 0.71331 | 0.67093 | 0.58852 | 0.48551 | 0.37033 | 0.2557 | 0.018398 | 0 | 0 | 0 | 0 | 0 | 0 | 6.9509
v5.10_MeasureAssessmentTemplate_Residential_All | Floor Insulation - SEG Multifamily-Low Rise - INC All - Floor Insulation >= R30 from R11 | HVAC | Floor Insulation | Retrofit | Floor Insulation - R11 to R30 | Residential | Multifamily-Low Rise LI | Firm | Sales | Residential | 0.06 | 1 | 1.5151 | 3.77 | -0.39232 | 1.8115 | -1.4758 | 0.01578 | 0.031522 | 0.055926 | 0.090887 | 0.13781 | 0.19713 | 0.2678 | 0.34665 | 0.42806 | 0.50391 | 0.56431 | 0.59913 | 0.60037 | 0.5647 | 0.49534 | 0.40864 | 0.31169 | 0.21521 | 0.015485 | 0 | 0 | 0 | 0 | 0 | 0 | 5.8503
v5.10_MeasureAssessmentTemplate_Residential_All | Floor Insulation - SEG Single Family - INC All - Floor Insulation >= R30 from R0-R11 | HVAC | Floor Insulation | Retrofit | Floor Insulation - R0-R11 to R30 | Residential | Single Family | Firm | Sales | Residential | 0.09 | 1 | 1.8272 | 3.8999 | -0.74454 | 1.5539 | -1.5704 | 1.9161 | 3.8276 | 6.7908 | 11.036 | 16.7334 | 23.937 | 32.5173 | 42.0921 | 51.9771 | 61.1873 | 68.5208 | 72.7491 | 72.8997 | 68.5682 | 60.1465 | 49.6191 | 37.8473 | 26.1323 | 1.8802 | 0 | 0 | 0 | 0 | 0 | 0 | 710.3778
v5.10_MeasureAssessmentTemplate_Residential_All | Floor Insulation - SEG Single Family - INC All - Floor Insulation >= R30 from R0-R11 | HVAC | Floor Insulation | Retrofit | Floor Insulation - R0-R11 to R30 | Residential | Single Family LI | Firm | Sales | Residential | 0.09 | 1 | 1.8272 | 3.8999 | -0.74454 | 1.5539 | -1.5704 | 0.66465 | 1.3277 | 2.3556 | 3.8282 | 5.8045 | 8.3033 | 11.2797 | 14.601 | 18.03 | 21.2248 | 23.7687 | 25.2354 | 25.2877 | 23.7851 | 20.8638 | 17.212 | 13.1286 | 9.0648 | 0.65222 | 0 | 0 | 0 | 0 | 0 | 0 | 246.418
v5.10_MeasureAssessmentTemplate_Residential_All | Furnace Maintenance - SEG All - INC All - Furnace Maintenance | HVAC | Furnace Maintenance | Retrofit | Furnace Maintenance | Residential | Manufactured | Firm | Sales | Residential | 14 | 0 | 0.64466 | 3.7403 | 2.0496 | 4.2241 | -1.4465 | 0.057007 | 0.056969 | 0.056925 | 0.051186 | 0.040905 | 0.032685 | 0.026113 | 0.02086 | 0.016661 | 0.013306 | 0.010625 | 0.0023546 | 0 | 0 | 0 | 0 | 0 | 0 | 0 | 0 | 0 | 0 | 0 | 0 | 0 | 0.3856
v5.10_MeasureAssessmentTemplate_Residential_All | Furnace Maintenance - SEG All - INC All - Furnace Maintenance | HVAC | Furnace Maintenance | Retrofit | Furnace Maintenance | Residential | Manufactured LI | Firm | Sales | Residential | 14 | 0 | 0.64466 | 3.7403 | 2.0496 | 4.2241 | -1.4465 | 0.071576 | 0.071528 | 0.071473 | 0.064267 | 0.051359 | 0.041038 | 0.032786 | 0.02619 | 0.020919 | 0.016706 | 0.01334 | 0.0029564 | 0 | 0 | 0 | 0 | 0 | 0 | 0 | 0 | 0 | 0 | 0 | 0 | 0 | 0.48414
v5.10_MeasureAssessmentTemplate_Residential_All | Furnace Maintenance - SEG All - INC All - Furnace Maintenance | HVAC | Furnace Maintenance | Retrofit | Furnace Maintenance | Residential | Multifamily-High Rise | Firm | Sales | Residential | 14 | 0 | 0.64466 | 3.7403 | 2.0496 | 4.2241 | -1.4465 | 0 | 0 | 0 | 0 | 0 | 0 | 0 | 0 | 0 | 0 | 0 | 0 | 0 | 0 | 0 | 0 | 0 | 0 | 0 | 0 | 0 | 0 | 0 | 0 | 0 | 0
v5.10_MeasureAssessmentTemplate_Residential_All | Furnace Maintenance - SEG All - INC All - Furnace Maintenance | HVAC | Furnace Maintenance | Retrofit | Furnace Maintenance | Residential | Multifamily-High Rise LI | Firm | Sales | Residential | 14 | 0 | 0.64466 | 3.7403 | 2.0496 | 4.2241 | -1.4465 | 0 | 0 | 0 | 0 | 0 | 0 | 0 | 0 | 0 | 0 | 0 | 0 | 0 | 0 | 0 | 0 | 0 | 0 | 0 | 0 | 0 | 0 | 0 | 0 | 0 | 0
v5.10_MeasureAssessmentTemplate_Residential_All | Furnace Maintenance - SEG All - INC All - Furnace Maintenance | HVAC | Furnace Maintenance | Retrofit | Furnace Maintenance | Residential | Multifamily-Low Rise | Firm | Sales | Residential | 14 | 0 | 0.64466 | 3.7403 | 2.0496 | 4.2241 | -1.4465 | 0.89741 | 0.89682 | 0.89612 | 0.80577 | 0.64393 | 0.51453 | 0.41107 | 0.32837 | 0.26228 | 0.20946 | 0.16726 | 0.037067 | 0 | 0 | 0 | 0 | 0 | 0 | 0 | 0 | 0 | 0 | 0 | 0 | 0 | 6.0701
v5.10_MeasureAssessmentTemplate_Residential_All | Furnace Maintenance - SEG All - INC All - Furnace Maintenance | HVAC | Furnace Maintenance | Retrofit | Furnace Maintenance | Residential | Multifamily-Low Rise LI | Firm | Sales | Residential | 14 | 0 | 0.64466 | 3.7403 | 2.0496 | 4.2241 | -1.4465 | 0.75532 | 0.75482 | 0.75424 | 0.67819 | 0.54198 | 0.43306 | 0.34599 | 0.27638 | 0.22075 | 0.17629 | 0.14077 | 0.031198 | 0 | 0 | 0 | 0 | 0 | 0 | 0 | 0 | 0 | 0 | 0 | 0 | 0 | 5.109
v5.10_MeasureAssessmentTemplate_Residential_All | Furnace Maintenance - SEG All - INC All - Furnace Maintenance | HVAC | Furnace Maintenance | Retrofit | Furnace Maintenance | Residential | Single Family | Firm | Sales | Residential | 14 | 0 | 0.64466 | 3.7403 | 2.0496 | 4.2241 | -1.4465 | 29.7001 | 29.6804 | 29.6575 | 26.6673 | 21.3112 | 17.0285 | 13.6046 | 10.8676 | 8.6802 | 6.9321 | 5.5354 | 1.2267 | 0 | 0 | 0 | 0 | 0 | 0 | 0 | 0 | 0 | 0 | 0 | 0 | 0 | 200.8917
v5.10_MeasureAssessmentTemplate_Residential_All | Furnace Maintenance - SEG All - INC All - Furnace Maintenance | HVAC | Furnace Maintenance | Retrofit | Furnace Maintenance | Residential | Single Family LI | Firm | Sales | Residential | 14 | 0 | 0.64466 | 3.7403 | 2.0496 | 4.2241 | -1.4465 | 10.3024 | 10.2956 | 10.2877 | 9.2504 | 7.3925 | 5.9069 | 4.7192 | 3.7698 | 3.011 | 2.4046 | 1.9201 | 0.42554 | 0 | 0 | 0 | 0 | 0 | 0 | 0 | 0 | 0 | 0 | 0 | 0 | 0 | 69.6859
v5.10_MeasureAssessmentTemplate_Residential_All | Gas Boiler - SEG Multifamily - INC All - 94% Non-Condensing Boiler | HVAC | Gas Boiler | NR | Gas Boiler | Residential | Multifamily-High Rise | Firm | Sales | Residential | 1.16 | 1 | 4.4282 | 3.7403 | -1.5596 | 0.61495 | -1.4465 | 0 | 0 | 0 | 0 | 0 | 0 | 0 | 0 | 0 | 0 | 0 | 0 | 0 | 0 | 0 | 0 | 0 | 0 | 0 | 0 | 0 | 0 | 0 | 0 | 0 | 0
v5.10_MeasureAssessmentTemplate_Residential_All | Gas Boiler - SEG Multifamily - INC All - 94% Non-Condensing Boiler | HVAC | Gas Boiler | NR | Gas Boiler | Residential | Multifamily-High Rise LI | Firm | Sales | Residential | 1.16 | 1 | 4.4282 | 3.7403 | -1.5596 | 0.61495 | -1.4465 | 0 | 0 | 0 | 0 | 0 | 0 | 0 | 0 | 0 | 0 | 0 | 0 | 0 | 0 | 0 | 0 | 0 | 0 | 0 | 0 | 0 | 0 | 0 | 0 | 0 | 0
v5.10_MeasureAssessmentTemplate_Residential_All | Gas Boiler - SEG Multifamily - INC All - 94% Non-Condensing Boiler | HVAC | Gas Boiler | NR | Gas Boiler | Residential | Multifamily-Low Rise | Firm | Sales | Residential | 1.16 | 1 | 4.4282 | 3.7403 | -1.5596 | 0.61495 | -1.4465 | 0.024197 | 0.047456 | 0.083597 | 0.13412 | 0.19831 | 0.27304 | 0.3533 | 0.43329 | 0.50762 | 0.57226 | 0.62507 | 0.66564 | 0.69499 | 0.71493 | 0.72755 | 0.73484 | 0.73847 | 0.74046 | 0.74138 | 0.73925 | 0.73705 | 0.73478 | 0.73243 | 0.73002 | 0.72754 | 13.4116
v5.10_MeasureAssessmentTemplate_Residential_All | Gas Boiler - SEG Multifamily - INC All - 94% Non-Condensing Boiler | HVAC | Gas Boiler | NR | Gas Boiler | Residential | Multifamily-Low Rise LI | Firm | Sales | Residential | 1.16 | 1 | 4.4282 | 3.7403 | -1.5596 | 0.61495 | -1.4465 | 0.020365 | 0.039942 | 0.07036 | 0.11289 | 0.16691 | 0.22981 | 0.29736 | 0.36469 | 0.42724 | 0.48166 | 0.5261 | 0.56025 | 0.58495 | 0.60173 | 0.61235 | 0.61849 | 0.62154 | 0.62322 | 0.624 | 0.6222 | 0.62035 | 0.61844 | 0.61647 | 0.61444 | 0.61235 | 11.2881
v5.10_MeasureAssessmentTemplate_Residential_All | Gas Fireplace - SEG Manufactured - INC All - Gas Fireplace 75% FE | HVAC | Gas Fireplace | NR | Gas Fireplace | Residential | Manufactured | Firm | Sales | Residential | 20.64 | 1 | 6.8617 | 2.9515 | -1.2871 | 0.31316 | -0.8722 | 0.00025188 | 0.00038716 | 0.00084471 | 0.001588 | 0.0027145 | 0.0043251 | 0.0065117 | 0.00934 | 0.012829 | 0.016933 | 0.021521 | 0.026383 | 0.031243 | 0.035797 | 0.039769 | 0.042965 | 0.074374 | 0.059384 | 0.06287 | 0.063751 | 0.063223 | 0.062135 | 0.060747 | 0.059273 | 0.057685 | 0.81685
v5.10_MeasureAssessmentTemplate_Residential_All | Gas Fireplace - SEG Manufactured - INC All - Gas Fireplace 75% FE | HVAC | Gas Fireplace | NR | Gas Fireplace | Residential | Manufactured LI | Firm | Sales | Residential | 20.64 | 1 | 6.8617 | 2.9515 | -1.2871 | 0.31316 | -0.8722 | 0.00031625 | 0.0004861 | 0.0010606 | 0.0019938 | 0.0034082 | 0.0054304 | 0.0081758 | 0.011727 | 0.016108 | 0.02126 | 0.027021 | 0.033126 | 0.039227 | 0.044945 | 0.049932 | 0.053944 | 0.09338 | 0.07456 | 0.078937 | 0.080043 | 0.07938 | 0.078014 | 0.076271 | 0.07442 | 0.072427 | 1.0256
v5.10_MeasureAssessmentTemplate_Residential_All | Gas Fireplace - SEG Manufactured - INC All - Gas Fireplace 75% FE | HVAC | Gas Fireplace | New | Gas Fireplace | Residential | Manufactured | Firm | Sales | Residential | 20.64 | 1 | 6.8617 | 2.9515 | -1.2871 | 0.31316 | -0.8722 | 0.00015817 | 0.00010011 | 0.00026212 | 0.00050057 | 0.00084038 | 0.0012993 | 0.0018729 | 0.0025759 | 0.003386 | 0.0042625 | 0.0051533 | 0.0059913 | 0.0067057 | 0.007234 | 0.007534 | 0.0075923 | 0.0074254 | 0.0070921 | 0.0065965 | 0.0060483 | 0.0054122 | 0.0047502 | 0.0040867 | 0.0034219 | 0.0027562 | 0.10306
v5.10_MeasureAssessmentTemplate_Residential_All | Gas Fireplace - SEG Manufactured - INC All - Gas Fireplace 75% FE | HVAC | Gas Fireplace | New | Gas Fireplace | Residential | Manufactured LI | Firm | Sales | Residential | 20.64 | 1 | 6.8617 | 2.9515 | -1.2871 | 0.31316 | -0.8722 | 0.0001986 | 0.0001257 | 0.00032911 | 0.00062849 | 0.0010551 | 0.0016313 | 0.0023515 | 0.0032342 | 0.0042513 | 0.0053518 | 0.0064702 | 0.0075224 | 0.0084194 | 0.0090827 | 0.0094593 | 0.0095326 | 0.009323 | 0.0089045 | 0.0082823 | 0.007594 | 0.0067954 | 0.0059641 | 0.005131 | 0.0042964 | 0.0034606 | 0.1294
v5.10_MeasureAssessmentTemplate_Residential_All | Gas Fireplace - SEG Multifamily - INC All - Gas Fireplace 75% FE | HVAC | Gas Fireplace | NR | Gas Fireplace | Residential | Multifamily-High Rise | Firm | Sales | Residential | 7.78 | 1 | 6.8602 | 2.9515 | -1.287 | 0.31323 | -0.8722 | 0.0020329 | 0.0031247 | 0.0068175 | 0.012817 | 0.021909 | 0.034908 | 0.052555 | 0.075382 | 0.10355 | 0.13666 | 0.17369 | 0.21294 | 0.25216 | 0.28891 | 0.32097 | 0.34676 | 0.62661 | 0.49053 | 0.52105 | 0.52838 | 0.52359 | 0.51396 | 0.50164 | 0.48855 | 0.47444 | 6.714
v5.10_MeasureAssessmentTemplate_Residential_All | Gas Fireplace - SEG Multifamily - INC All - Gas Fireplace 75% FE | HVAC | Gas Fireplace | NR | Gas Fireplace | Residential | Multifamily-High Rise LI | Firm | Sales | Residential | 7.78 | 1 | 6.8602 | 2.9515 | -1.287 | 0.31323 | -0.8722 | 0.0016294 | 0.0025045 | 0.0054643 | 0.010273 | 0.01756 | 0.027979 | 0.042123 | 0.06042 | 0.082992 | 0.10954 | 0.13922 | 0.17067 | 0.20211 | 0.23157 | 0.25726 | 0.27793 | 0.50223 | 0.39316 | 0.41763 | 0.4235 | 0.41966 | 0.41195 | 0.40207 | 0.39158 | 0.38027 | 5.3813
v5.10_MeasureAssessmentTemplate_Residential_All | Gas Fireplace - SEG Multifamily - INC All - Gas Fireplace 75% FE | HVAC | Gas Fireplace | NR | Gas Fireplace | Residential | Multifamily-Low Rise | Firm | Sales | Residential | 7.78 | 1 | 6.8602 | 2.9515 | -1.287 | 0.31323 | -0.8722 | 0.0009677 | 0.0014874 | 0.0032453 | 0.0061009 | 0.010429 | 0.016617 | 0.025017 | 0.035883 | 0.049289 | 0.065053 | 0.082681 | 0.10136 | 0.12003 | 0.13753 | 0.15279 | 0.16507 | 0.29828 | 0.2335 | 0.24803 | 0.25152 | 0.24924 | 0.24465 | 0.23879 | 0.23256 | 0.22584 | 3.196
v5.10_MeasureAssessmentTemplate_Residential_All | Gas Fireplace - SEG Multifamily - INC All - Gas Fireplace 75% FE | HVAC | Gas Fireplace | NR | Gas Fireplace | Residential | Multifamily-Low Rise LI | Firm | Sales | Residential | 7.78 | 1 | 6.8602 | 2.9515 | -1.287 | 0.31323 | -0.8722 | 0.00081448 | 0.0012519 | 0.0027314 | 0.0051349 | 0.0087776 | 0.013986 | 0.021056 | 0.030202 | 0.041485 | 0.054753 | 0.06959 | 0.085313 | 0.10103 | 0.11575 | 0.1286 | 0.13893 | 0.25105 | 0.19653 | 0.20876 | 0.21169 | 0.20978 | 0.20592 | 0.20098 | 0.19574 | 0.19008 | 2.6899
v5.10_MeasureAssessmentTemplate_Residential_All | Gas Fireplace - SEG Multifamily - INC All - Gas Fireplace 75% FE | HVAC | Gas Fireplace | New | Gas Fireplace | Residential | Multifamily-High Rise | Firm | Sales | Residential | 7.78 | 1 | 6.8602 | 2.9515 | -1.287 | 0.31323 | -0.8722 | 0.00142 | 0.00089875 | 0.0023532 | 0.0044938 | 0.0075444 | 0.011664 | 0.016814 | 0.023125 | 0.030398 | 0.038266 | 0.046263 | 0.053786 | 0.0602 | 0.064942 | 0.067635 | 0.068159 | 0.06666 | 0.063668 | 0.059219 | 0.054298 | 0.048588 | 0.042644 | 0.036688 | 0.03072 | 0.024744 | 0.92519
v5.10_MeasureAssessmentTemplate_Residential_All | Gas Fireplace - SEG Multifamily - INC All - Gas Fireplace 75% FE | HVAC | Gas Fireplace | New | Gas Fireplace | Residential | Multifamily-High Rise LI | Firm | Sales | Residential | 7.78 | 1 | 6.8602 | 2.9515 | -1.287 | 0.31323 | -0.8722 | 0.0011381 | 0.00072035 | 0.0018861 | 0.0036018 | 0.0060469 | 0.0093488 | 0.013476 | 0.018535 | 0.024364 | 0.03067 | 0.03708 | 0.04311 | 0.048251 | 0.052052 | 0.05421 | 0.05463 | 0.053429 | 0.05103 | 0.047465 | 0.04352 | 0.038943 | 0.03418 | 0.029405 | 0.024622 | 0.019832 | 0.74155
v5.10_MeasureAssessmentTemplate_Residential_All | Gas Fireplace - SEG Multifamily - INC All - Gas Fireplace 75% FE | HVAC | Gas Fireplace | New | Gas Fireplace | Residential | Multifamily-Low Rise | Firm | Sales | Residential | 7.78 | 1 | 6.8602 | 2.9515 | -1.287 | 0.31323 | -0.8722 | 0.00067594 | 0.00042782 | 0.0011201 | 0.0021391 | 0.0035913 | 0.0055522 | 0.0080035 | 0.011008 | 0.01447 | 0.018215 | 0.022022 | 0.025603 | 0.028656 | 0.030914 | 0.032196 | 0.032445 | 0.031731 | 0.030307 | 0.028189 | 0.025847 | 0.023129 | 0.020299 | 0.017464 | 0.014623 | 0.011778 | 0.44041
v5.10_MeasureAssessmentTemplate_Residential_All | Gas Fireplace - SEG Multifamily - INC All - Gas Fireplace 75% FE | HVAC | Gas Fireplace | New | Gas Fireplace | Residential | Multifamily-Low Rise LI | Firm | Sales | Residential | 7.78 | 1 | 6.8602 | 2.9515 | -1.287 | 0.31323 | -0.8722 | 0.00056891 | 0.00036008 | 0.00094278 | 0.0018004 | 0.0030226 | 0.0046731 | 0.0067363 | 0.009265 | 0.012179 | 0.015331 | 0.018535 | 0.021549 | 0.024119 | 0.026019 | 0.027098 | 0.027308 | 0.026707 | 0.025508 | 0.023726 | 0.021754 | 0.019467 | 0.017085 | 0.014699 | 0.012308 | 0.0099135 | 0.37067
v5.10_MeasureAssessmentTemplate_Residential_All | Gas Fireplace - SEG Single Family - INC All - Gas Fireplace 75% FE | HVAC | Gas Fireplace | NR | Gas Fireplace | Residential | Single Family | Firm | Sales | Residential | 23.19 | 1 | 6.8618 | 2.9515 | -1.2871 | 0.31315 | -0.8722 | 0.14744 | 0.22663 | 0.49445 | 0.92954 | 1.589 | 2.5317 | 3.8117 | 5.4672 | 7.5098 | 9.9116 | 12.5974 | 15.4436 | 18.2882 | 20.9539 | 23.2788 | 25.1496 | 43.5351 | 34.761 | 36.8015 | 37.3171 | 37.0079 | 36.3711 | 35.5586 | 34.6957 | 33.7662 | 478.1446
v5.10_MeasureAssessmentTemplate_Residential_All | Gas Fireplace - SEG Single Family - INC All - Gas Fireplace 75% FE | HVAC | Gas Fireplace | NR | Gas Fireplace | Residential | Single Family LI | Firm | Sales | Residential | 23.19 | 1 | 6.8618 | 2.9515 | -1.2871 | 0.31315 | -0.8722 | 0.051144 | 0.078613 | 0.17152 | 0.32244 | 0.55118 | 0.87821 | 1.3222 | 1.8965 | 2.605 | 3.4382 | 4.3698 | 5.3571 | 6.3439 | 7.2685 | 8.075 | 8.724 | 15.1016 | 12.058 | 12.7658 | 12.9447 | 12.8374 | 12.6165 | 12.3347 | 12.0354 | 11.7129 | 165.8603
v5.10_MeasureAssessmentTemplate_Residential_All | Gas Fireplace - SEG Single Family - INC All - Gas Fireplace 75% FE | HVAC | Gas Fireplace | New | Gas Fireplace | Residential | Single Family | Firm | Sales | Residential | 23.19 | 1 | 6.8618 | 2.9515 | -1.2871 | 0.31315 | -0.8722 | 0.092588 | 0.058601 | 0.15343 | 0.29301 | 0.49192 | 0.76053 | 1.0963 | 1.5078 | 1.982 | 2.4951 | 3.0165 | 3.507 | 3.9252 | 4.2345 | 4.4101 | 4.4442 | 4.3465 | 4.1514 | 3.8613 | 3.5404 | 3.1681 | 2.7805 | 2.3922 | 2.003 | 1.6134 | 60.3255
v5.10_MeasureAssessmentTemplate_Residential_All | Gas Fireplace - SEG Single Family - INC All - Gas Fireplace 75% FE | HVAC | Gas Fireplace | New | Gas Fireplace | Residential | Single Family LI | Firm | Sales | Residential | 23.19 | 1 | 6.8618 | 2.9515 | -1.2871 | 0.31315 | -0.8722 | 0.032117 | 0.020328 | 0.053223 | 0.10164 | 0.17064 | 0.26382 | 0.38029 | 0.52304 | 0.68753 | 0.86549 | 1.0464 | 1.2165 | 1.3616 | 1.4689 | 1.5298 | 1.5416 | 1.5077 | 1.44 | 1.3394 | 1.2281 | 1.099 | 0.96453 | 0.8298 | 0.69482 | 0.55965 | 20.9259
v5.10_MeasureAssessmentTemplate_Residential_All | Gas Furnace - SEG Manufactured - INC All - 95%+ AFUE Furnace - Market Baseline | HVAC | Gas Furnace | NR | Gas Furnace - 95% AFUE | Residential | Manufactured | Firm | Sales | Residential | 24.4537 | 1 | 3.1719 | 3.7403 | -1.316 | 0.85851 | -1.4465 | 0.050721 | 0.05945 | 0.067075 | 0.073645 | 0.079242 | 0.083963 | 0.087908 | 0.091177 | 0.093862 | 0.0959 | 0.097433 | 0.098571 | 0.099397 | 0.099981 | 0.10037 | 0.10079 | 0.10105 | 0.10149 | 0.10162 | 0.10133 | 0.10103 | 0.10071 | 0.10039 | 0.10006 | 0.056579 | 2.2438
v5.10_MeasureAssessmentTemplate_Residential_All | Gas Furnace - SEG Manufactured - INC All - 95%+ AFUE Furnace - Market Baseline | HVAC | Gas Furnace | NR | Gas Furnace - 95% AFUE | Residential | Manufactured LI | Firm | Sales | Residential | 24.4537 | 1 | 3.1719 | 3.7403 | -1.316 | 0.85851 | -1.4465 | 0.063684 | 0.074642 | 0.084216 | 0.092465 | 0.099493 | 0.10542 | 0.11037 | 0.11448 | 0.11785 | 0.12041 | 0.12233 | 0.12376 | 0.1248 | 0.12553 | 0.12602 | 0.12655 | 0.12687 | 0.12743 | 0.12759 | 0.12722 | 0.12684 | 0.12645 | 0.12605 | 0.12563 | 0.071039 | 2.8172
v5.10_MeasureAssessmentTemplate_Residential_All | Gas Furnace - SEG Manufactured - INC All - Gas Fired Heat Pump (106% to 130% Eff) - 95% AFUE Baseline | HVAC | Gas Furnace | NR | Gas Furnace - GFHP | Residential | Manufactured | Firm | Sales | Residential | 119.9473 | 1 | 5.4884 | 3.7403 | -1.6784 | 0.49615 | -1.4465 | 0 | 0 | 0.0055921 | 0.0089127 | 0.013422 | 0.019257 | 0.026459 | 0.03493 | 0.044407 | 0.054453 | 0.064499 | 0.073917 | 0.082138 | 0.088759 | 0.093625 | 0.097104 | 0.098875 | 0.10022 | 0.10035 | 0.10006 | 0.099759 | 0.099452 | 0.099135 | 0.098808 | 0.098473 | 1.6026
v5.10_MeasureAssessmentTemplate_Residential_All | Gas Furnace - SEG Manufactured - INC All - Gas Fired Heat Pump (106% to 130% Eff) - 95% AFUE Baseline | HVAC | Gas Furnace | NR | Gas Furnace - GFHP | Residential | Manufactured LI | Firm | Sales | Residential | 119.9473 | 1 | 5.4884 | 3.7403 | -1.6784 | 0.49615 | -1.4465 | 0 | 0 | 0.0070212 | 0.01119 | 0.016852 | 0.024179 | 0.033221 | 0.043857 | 0.055755 | 0.068369 | 0.080982 | 0.092807 | 0.10313 | 0.11144 | 0.11755 | 0.12192 | 0.12414 | 0.12583 | 0.12599 | 0.12563 | 0.12525 | 0.12487 | 0.12447 | 0.12406 | 0.12364 | 2.0122
v5.10_MeasureAssessmentTemplate_Residential_All | Gas Furnace - SEG Multifamily - INC All - 95%+ AFUE Furnace - Market Baseline | HVAC | Gas Furnace | NR | Gas Furnace - 95% AFUE | Residential | Multifamily-High Rise | Firm | Sales | Residential | 24.4537 | 1 | 3.1719 | 3.7403 | -1.316 | 0.85851 | -1.4465 | 0 | 0 | 0 | 0 | 0 | 0 | 0 | 0 | 0 | 0 | 0 | 0 | 0 | 0 | 0 | 0 | 0 | 0 | 0 | 0 | 0 | 0 | 0 | 0 | 0 | 0
v5.10_MeasureAssessmentTemplate_Residential_All | Gas Furnace - SEG Multifamily - INC All - 95%+ AFUE Furnace - Market Baseline | HVAC | Gas Furnace | NR | Gas Furnace - 95% AFUE | Residential | Multifamily-High Rise LI | Firm | Sales | Residential | 24.4537 | 1 | 3.1719 | 3.7403 | -1.316 | 0.85851 | -1.4465 | 0 | 0 | 0 | 0 | 0 | 0 | 0 | 0 | 0 | 0 | 0 | 0 | 0 | 0 | 0 | 0 | 0 | 0 | 0 | 0 | 0 | 0 | 0 | 0 | 0 | 0
v5.10_MeasureAssessmentTemplate_Residential_All | Gas Furnace - SEG Multifamily - INC All - 95%+ AFUE Furnace - Market Baseline | HVAC | Gas Furnace | NR | Gas Furnace - 95% AFUE | Residential | Multifamily-Low Rise | Firm | Sales | Residential | 24.4537 | 1 | 3.1719 | 3.7403 | -1.316 | 0.85851 | -1.4465 | 0.78988 | 0.9258 | 1.0445 | 1.1469 | 1.234 | 1.3075 | 1.369 | 1.4199 | 1.4617 | 1.4934 | 1.5173 | 1.535 | 1.5479 | 1.557 | 1.5631 | 1.5697 | 1.5736 | 1.5805 | 1.5825 | 1.5779 | 1.5732 | 1.5684 | 1.5634 | 1.5582 | 0.8811 | 34.9415
v5.10_MeasureAssessmentTemplate_Residential_All | Gas Furnace - SEG Multifamily - INC All - 95%+ AFUE Furnace - Market Baseline | HVAC | Gas Furnace | NR | Gas Furnace - 95% AFUE | Residential | Multifamily-Low Rise LI | Firm | Sales | Residential | 24.4537 | 1 | 3.1719 | 3.7403 | -1.316 | 0.85851 | -1.4465 | 0.66481 | 0.77922 | 0.87915 | 0.96527 | 1.0386 | 1.1005 | 1.1522 | 1.1951 | 1.2303 | 1.257 | 1.2771 | 1.292 | 1.3028 | 1.3105 | 1.3156 | 1.3211 | 1.3245 | 1.3303 | 1.3319 | 1.3281 | 1.3241 | 1.3201 | 1.3159 | 1.3115 | 0.74159 | 29.4091
v5.10_MeasureAssessmentTemplate_Residential_All | Gas Furnace - SEG Multifamily - INC All - Gas Fired Heat Pump (106% to 130% Eff) - 95% AFUE Baseline | HVAC | Gas Furnace | NR | Gas Furnace - GFHP | Residential | Multifamily-High Rise | Firm | Sales | Residential | 119.9473 | 1 | 5.4884 | 3.7403 | -1.6784 | 0.49615 | -1.4465 | 0 | 0 | 0 | 0 | 0 | 0 | 0 | 0 | 0 | 0 | 0 | 0 | 0 | 0 | 0 | 0 | 0 | 0 | 0 | 0 | 0 | 0 | 0 | 0 | 0 | 0
v5.10_MeasureAssessmentTemplate_Residential_All | Gas Furnace - SEG Multifamily - INC All - Gas Fired Heat Pump (106% to 130% Eff) - 95% AFUE Baseline | HVAC | Gas Furnace | NR | Gas Furnace - GFHP | Residential | Multifamily-High Rise LI | Firm | Sales | Residential | 119.9473 | 1 | 5.4884 | 3.7403 | -1.6784 | 0.49615 | -1.4465 | 0 | 0 | 0 | 0 | 0 | 0 | 0 | 0 | 0 | 0 | 0 | 0 | 0 | 0 | 0 | 0 | 0 | 0 | 0 | 0 | 0 | 0 | 0 | 0 | 0 | 0
v5.10_MeasureAssessmentTemplate_Residential_All | Gas Furnace - SEG Multifamily - INC All - Gas Fired Heat Pump (106% to 130% Eff) - 95% AFUE Baseline | HVAC | Gas Furnace | NR | Gas Furnace - GFHP | Residential | Multifamily-Low Rise | Firm | Sales | Residential | 119.9473 | 1 | 5.4884 | 3.7403 | -1.6784 | 0.49615 | -1.4465 | 0 | 0 | 0.087085 | 0.1388 | 0.20902 | 0.29989 | 0.41204 | 0.54396 | 0.69154 | 0.84799 | 1.0044 | 1.1511 | 1.2791 | 1.3822 | 1.458 | 1.5122 | 1.5398 | 1.5607 | 1.5627 | 1.5582 | 1.5535 | 1.5487 | 1.5438 | 1.5387 | 1.5335 | 24.957
v5.10_MeasureAssessmentTemplate_Residential_All | Gas Furnace - SEG Multifamily - INC All - Gas Fired Heat Pump (106% to 130% Eff) - 95% AFUE Baseline | HVAC | Gas Furnace | NR | Gas Furnace - GFHP | Residential | Multifamily-Low Rise LI | Firm | Sales | Residential | 119.9473 | 1 | 5.4884 | 3.7403 | -1.6784 | 0.49615 | -1.4465 | 0 | 0 | 0.073297 | 0.11682 | 0.17593 | 0.25241 | 0.3468 | 0.45783 | 0.58204 | 0.71372 | 0.84539 | 0.96884 | 1.0766 | 1.1634 | 1.2272 | 1.2728 | 1.296 | 1.3136 | 1.3152 | 1.3115 | 1.3076 | 1.3035 | 1.2994 | 1.2951 | 1.2907 | 21.0055
v5.10_MeasureAssessmentTemplate_Residential_All | Gas Furnace - SEG Single Family - INC All - 95%+ AFUE Furnace - Market Baseline | HVAC | Gas Furnace | NR | Gas Furnace - 95% AFUE | Residential | Single Family | Firm | Sales | Residential | 36.3437 | 1 | 3.3372 | 3.7403 | -1.3585 | 0.81598 | -1.4465 | 39.274 | 46.0324 | 51.9364 | 57.0238 | 61.3577 | 65.013 | 68.0679 | 70.599 | 72.6779 | 74.2563 | 75.4433 | 76.3239 | 76.9642 | 77.4157 | 77.7188 | 78.0462 | 78.2427 | 78.587 | 78.6843 | 78.4582 | 78.2245 | 77.9833 | 77.7347 | 77.4789 | 43.8099 | 1737.354
v5.10_MeasureAssessmentTemplate_Residential_All | Gas Furnace - SEG Single Family - INC All - 95%+ AFUE Furnace - Market Baseline | HVAC | Gas Furnace | NR | Gas Furnace - 95% AFUE | Residential | Single Family LI | Firm | Sales | Residential | 36.3437 | 1 | 3.3372 | 3.7403 | -1.3585 | 0.81598 | -1.4465 | 13.6235 | 15.9679 | 18.0158 | 19.7806 | 21.284 | 22.5519 | 23.6116 | 24.4896 | 25.2107 | 25.7583 | 26.17 | 26.4755 | 26.6976 | 26.8542 | 26.9593 | 27.0729 | 27.1411 | 27.2605 | 27.2942 | 27.2158 | 27.1348 | 27.0511 | 26.9649 | 26.8761 | 15.1969 | 602.6587
v5.10_MeasureAssessmentTemplate_Residential_All | Gas Furnace - SEG Single Family - INC All - Gas Fired Heat Pump (106% to 130% Eff) - 95% AFUE Baseline | HVAC | Gas Furnace | NR | Gas Furnace - GFHP | Residential | Single Family | Firm | Sales | Residential | 178.0704 | 1 | 4.7325 | 3.7403 | -1.5991 | 0.5754 | -1.4465 | 0 | 0 | 4.3252 | 6.8935 | 10.3814 | 14.8946 | 20.4645 | 27.0165 | 34.3461 | 42.1165 | 49.8862 | 57.1709 | 63.5291 | 68.6501 | 72.4139 | 75.1049 | 76.4741 | 77.5159 | 77.6119 | 77.3889 | 77.1584 | 76.9205 | 76.6753 | 76.4229 | 76.1634 | 1239.5249
v5.10_MeasureAssessmentTemplate_Residential_All | Gas Furnace - SEG Single Family - INC All - Gas Fired Heat Pump (106% to 130% Eff) - 95% AFUE Baseline | HVAC | Gas Furnace | NR | Gas Furnace - GFHP | Residential | Single Family LI | Firm | Sales | Residential | 178.0704 | 1 | 4.7325 | 3.7403 | -1.5991 | 0.5754 | -1.4465 | 0 | 0 | 1.5003 | 2.3912 | 3.6011 | 5.1667 | 7.0988 | 9.3716 | 11.9141 | 14.6095 | 17.3047 | 19.8316 | 22.0372 | 23.8135 | 25.1192 | 26.0526 | 26.5276 | 26.889 | 26.9223 | 26.8449 | 26.7649 | 26.6824 | 26.5974 | 26.5098 | 26.4198 | 429.9702
v5.10_MeasureAssessmentTemplate_Residential_All | Gas Tank Water Heater - SEG All - INC All - Absorption Heat Pump Tank Water Heater | Water Heat | Gas Tank Water Heater | NR | Gas Tank Water Heater - HP | Residential | Manufactured | Firm | Sales | Residential | 55.2453 | 1 | 1.5281 | 2.3676 | -0.08737 | 1.128 | -0.48734 | 0 | 0 | 8.5223e-05 | 0.00016021 | 0.00027387 | 0.00043637 | 0.00065697 | 0.00094233 | 0.0012944 | 0.0017083 | 0.0021713 | 0.0026618 | 0.0031521 | 0.0036116 | 0.0040123 | 0.0045472 | 0.0047959 | 0.0049639 | 0.0050394 | 0.0050881 | 0.0050731 | 0.0050354 | 0.0049959 | 0.0037561 | 8.3731e-05 | 0.064546
v5.10_MeasureAssessmentTemplate_Residential_All | Gas Tank Water Heater - SEG All - INC All - Absorption Heat Pump Tank Water Heater | Water Heat | Gas Tank Water Heater | NR | Gas Tank Water Heater - HP | Residential | Manufactured LI | Firm | Sales | Residential | 55.2453 | 1 | 1.5281 | 2.3676 | -0.08737 | 1.128 | -0.48734 | 0 | 0 | 0.000107 | 0.00020116 | 0.00034386 | 0.00054788 | 0.00082487 | 0.0011831 | 0.0016252 | 0.0021449 | 0.0027262 | 0.0033421 | 0.0039577 | 0.0045345 | 0.0050377 | 0.0057093 | 0.0060215 | 0.0062325 | 0.0063272 | 0.0063884 | 0.0063695 | 0.0063222 | 0.0062727 | 0.004716 | 0.00010513 | 0.08104
v5.10_MeasureAssessmentTemplate_Residential_All | Gas Tank Water Heater - SEG All - INC All - Absorption Heat Pump Tank Water Heater | Water Heat | Gas Tank Water Heater | NR | Gas Tank Water Heater - HP | Residential | Multifamily-High Rise | Firm | Sales | Residential | 55.2453 | 1 | 1.5281 | 2.3676 | -0.08737 | 1.128 | -0.48734 | 0 | 0 | 0 | 0 | 0 | 0 | 0 | 0 | 0 | 0 | 0 | 0 | 0 | 0 | 0 | 0 | 0 | 0 | 0 | 0 | 0 | 0 | 0 | 0 | 0 | 0
v5.10_MeasureAssessmentTemplate_Residential_All | Gas Tank Water Heater - SEG All - INC All - Absorption Heat Pump Tank Water Heater | Water Heat | Gas Tank Water Heater | NR | Gas Tank Water Heater - HP | Residential | Multifamily-High Rise LI | Firm | Sales | Residential | 55.2453 | 1 | 1.5281 | 2.3676 | -0.08737 | 1.128 | -0.48734 | 0 | 0 | 0 | 0 | 0 | 0 | 0 | 0 | 0 | 0 | 0 | 0 | 0 | 0 | 0 | 0 | 0 | 0 | 0 | 0 | 0 | 0 | 0 | 0 | 0 | 0
v5.10_MeasureAssessmentTemplate_Residential_All | Gas Tank Water Heater - SEG All - INC All - Absorption Heat Pump Tank Water Heater | Water Heat | Gas Tank Water Heater | NR | Gas Tank Water Heater - HP | Residential | Multifamily-Low Rise | Firm | Sales | Residential | 55.2453 | 1 | 1.5281 | 2.3676 | -0.08737 | 1.128 | -0.48734 | 0 | 0 | 0.00074014 | 0.0013914 | 0.0023785 | 0.0037897 | 0.0057056 | 0.0081839 | 0.011241 | 0.014837 | 0.018857 | 0.023117 | 0.027376 | 0.031366 | 0.034846 | 0.04826 | 0.050919 | 0.052345 | 0.052591 | 0.052354 | 0.051395 | 0.050136 | 0.048807 | 0.037042 | 0.0041833 | 0.63186
v5.10_MeasureAssessmentTemplate_Residential_All | Gas Tank Water Heater - SEG All - INC All - Absorption Heat Pump Tank Water Heater | Water Heat | Gas Tank Water Heater | NR | Gas Tank Water Heater - HP | Residential | Multifamily-Low Rise LI | Firm | Sales | Residential | 55.2453 | 1 | 1.5281 | 2.3676 | -0.08737 | 1.128 | -0.48734 | 0 | 0 | 0.00062295 | 0.0011711 | 0.0020019 | 0.0031897 | 0.0048023 | 0.0068881 | 0.0094615 | 0.012487 | 0.015871 | 0.019457 | 0.023041 | 0.026399 | 0.029329 | 0.040619 | 0.042857 | 0.044057 | 0.044264 | 0.044064 | 0.043258 | 0.042198 | 0.04108 | 0.031177 | 0.0035209 | 0.53182
v5.10_MeasureAssessmentTemplate_Residential_All | Gas Tank Water Heater - SEG All - INC All - Absorption Heat Pump Tank Water Heater | Water Heat | Gas Tank Water Heater | NR | Gas Tank Water Heater - HP | Residential | Single Family | Firm | Sales | Residential | 55.2453 | 1 | 1.5281 | 2.3676 | -0.08737 | 1.128 | -0.48734 | 0 | 0 | 0.03929 | 0.073863 | 0.12626 | 0.20117 | 0.30288 | 0.43443 | 0.59674 | 0.78759 | 1.001 | 1.2272 | 1.4532 | 1.665 | 1.8498 | 2.0964 | 2.211 | 2.2885 | 2.3233 | 2.3457 | 2.3388 | 2.3214 | 2.3032 | 1.7316 | 0.038602 | 29.7569
v5.10_MeasureAssessmentTemplate_Residential_All | Gas Tank Water Heater - SEG All - INC All - Absorption Heat Pump Tank Water Heater | Water Heat | Gas Tank Water Heater | NR | Gas Tank Water Heater - HP | Residential | Single Family LI | Firm | Sales | Residential | 55.2453 | 1 | 1.5281 | 2.3676 | -0.08737 | 1.128 | -0.48734 | 0 | 0 | 0.013629 | 0.025622 | 0.043797 | 0.069784 | 0.10506 | 0.1507 | 0.207 | 0.2732 | 0.34723 | 0.42568 | 0.50409 | 0.57757 | 0.64165 | 0.72719 | 0.76697 | 0.79384 | 0.8059 | 0.81369 | 0.81129 | 0.80526 | 0.79895 | 0.60067 | 0.01339 | 10.3222
v5.10_MeasureAssessmentTemplate_Residential_All | Gas Tank Water Heater - SEG All - INC All - Absorption Heat Pump Tank Water Heater | Water Heat | Gas Tank Water Heater | New | Gas Tank Water Heater - HP | Residential | Manufactured | Firm | Sales | Residential | 55.2453 | 1 | 1.5281 | 2.3676 | -0.08737 | 1.128 | -0.48734 | 0 | 0 | 4.1546e-06 | 7.934e-06 | 1.332e-05 | 2.0593e-05 | 2.9685e-05 | 4.0829e-05 | 5.3669e-05 | 6.756e-05 | 8.1679e-05 | 9.4962e-05 | 0.00010629 | 0.00011466 | 0.00011941 | 0.00012034 | 0.00011769 | 0.00011241 | 0.00010455 | 9.5866e-05 | 8.5784e-05 | 7.5291e-05 | 6.4774e-05 | 5.4237e-05 | 4.3686e-05 | 0.0016294
v5.10_MeasureAssessmentTemplate_Residential_All | Gas Tank Water Heater - SEG All - INC All - Absorption Heat Pump Tank Water Heater | Water Heat | Gas Tank Water Heater | New | Gas Tank Water Heater - HP | Residential | Manufactured LI | Firm | Sales | Residential | 55.2453 | 1 | 1.5281 | 2.3676 | -0.08737 | 1.128 | -0.48734 | 0 | 0 | 5.2163e-06 | 9.9616e-06 | 1.6724e-05 | 2.5856e-05 | 3.7271e-05 | 5.1263e-05 | 6.7384e-05 | 8.4826e-05 | 0.00010255 | 0.00011923 | 0.00013345 | 0.00014396 | 0.00014993 | 0.00015109 | 0.00014777 | 0.00014114 | 0.00013127 | 0.00012037 | 0.00010771 | 9.4531e-05 | 8.1327e-05 | 6.8098e-05 | 5.485e-05 | 0.0020458
v5.10_MeasureAssessmentTemplate_Residential_All | Gas Tank Water Heater - SEG All - INC All - Absorption Heat Pump Tank Water Heater | Water Heat | Gas Tank Water Heater | New | Gas Tank Water Heater - HP | Residential | Multifamily-High Rise | Firm | Sales | Residential | 55.2453 | 1 | 1.5281 | 2.3676 | -0.08737 | 1.128 | -0.48734 | 0 | 0 | 0 | 0 | 0 | 0 | 0 | 0 | 0 | 0 | 0 | 0 | 0 | 0 | 0 | 0 | 0 | 0 | 0 | 0 | 0 | 0 | 0 | 0 | 0 | 0
v5.10_MeasureAssessmentTemplate_Residential_All | Gas Tank Water Heater - SEG All - INC All - Absorption Heat Pump Tank Water Heater | Water Heat | Gas Tank Water Heater | New | Gas Tank Water Heater - HP | Residential | Multifamily-High Rise LI | Firm | Sales | Residential | 55.2453 | 1 | 1.5281 | 2.3676 | -0.08737 | 1.128 | -0.48734 | 0 | 0 | 0 | 0 | 0 | 0 | 0 | 0 | 0 | 0 | 0 | 0 | 0 | 0 | 0 | 0 | 0 | 0 | 0 | 0 | 0 | 0 | 0 | 0 | 0 | 0
v5.10_MeasureAssessmentTemplate_Residential_All | Gas Tank Water Heater - SEG All - INC All - Absorption Heat Pump Tank Water Heater | Water Heat | Gas Tank Water Heater | New | Gas Tank Water Heater - HP | Residential | Multifamily-Low Rise | Firm | Sales | Residential | 55.2453 | 1 | 1.5281 | 2.3676 | -0.08737 | 1.128 | -0.48734 | 0 | 0 | 0.00020757 | 0.00039639 | 0.00066548 | 0.0010289 | 0.0014831 | 0.0020398 | 0.0026813 | 0.0033754 | 0.0040808 | 0.0047444 | 0.0053101 | 0.0057285 | 0.005966 | 0.0060122 | 0.00588 | 0.0056161 | 0.0052236 | 0.0047896 | 0.0042859 | 0.0037616 | 0.0032362 | 0.0027098 | 0.0021826 | 0.081405
v5.10_MeasureAssessmentTemplate_Residential_All | Gas Tank Water Heater - SEG All - INC All - Absorption Heat Pump Tank Water Heater | Water Heat | Gas Tank Water Heater | New | Gas Tank Water Heater - HP | Residential | Multifamily-Low Rise LI | Firm | Sales | Residential | 55.2453 | 1 | 1.5281 | 2.3676 | -0.08737 | 1.128 | -0.48734 | 0 | 0 | 0.0001747 | 0.00033363 | 0.00056011 | 0.00086596 | 0.0012483 | 0.0017169 | 0.0022568 | 0.0028409 | 0.0034346 | 0.0039932 | 0.0044694 | 0.0048215 | 0.0050214 | 0.0050603 | 0.004949 | 0.0047269 | 0.0043966 | 0.0040312 | 0.0036073 | 0.003166 | 0.0027238 | 0.0022807 | 0.001837 | 0.068516
v5.10_MeasureAssessmentTemplate_Residential_All | Gas Tank Water Heater - SEG All - INC All - Absorption Heat Pump Tank Water Heater | Water Heat | Gas Tank Water Heater | New | Gas Tank Water Heater - HP | Residential | Single Family | Firm | Sales | Residential | 55.2453 | 1 | 1.5281 | 2.3676 | -0.08737 | 1.128 | -0.48734 | 0 | 0 | 0.0019154 | 0.0036578 | 0.0061408 | 0.009494 | 0.013685 | 0.018823 | 0.024742 | 0.031147 | 0.037656 | 0.04378 | 0.049 | 0.05286 | 0.055052 | 0.055478 | 0.054259 | 0.051823 | 0.048202 | 0.044196 | 0.039548 | 0.034711 | 0.029862 | 0.025005 | 0.02014 | 0.75118
v5.10_MeasureAssessmentTemplate_Residential_All | Gas Tank Water Heater - SEG All - INC All - Absorption Heat Pump Tank Water Heater | Water Heat | Gas Tank Water Heater | New | Gas Tank Water Heater - HP | Residential | Single Family LI | Firm | Sales | Residential | 55.2453 | 1 | 1.5281 | 2.3676 | -0.08737 | 1.128 | -0.48734 | 0 | 0 | 0.00066441 | 0.0012688 | 0.0021301 | 0.0032933 | 0.0047473 | 0.0065294 | 0.0085827 | 0.010804 | 0.013062 | 0.015186 | 0.016997 | 0.018336 | 0.019097 | 0.019245 | 0.018821 | 0.017977 | 0.01672 | 0.015331 | 0.013719 | 0.012041 | 0.010359 | 0.0086737 | 0.0069863 | 0.26057
v5.10_MeasureAssessmentTemplate_Residential_All | Gas Tank Water Heater - SEG All - INC All - ENERGY STAR Tank Water Heater | Water Heat | Gas Tank Water Heater | NR | Gas Tank Water Heater - ENERGY STAR | Residential | Manufactured | Firm | Sales | Residential | 15.1 | 1 | 1.4245 | 2.3549 | -0.011801 | 1.2036 | -0.48734 | 0.00016364 | 0.00032095 | 0.00056537 | 0.00090709 | 0.0013412 | 0.0018466 | 0.0023894 | 0.0029304 | 0.0034331 | 0.0038703 | 0.0042274 | 0.0045018 | 0.0047003 | 0.0048351 | 0.0049205 | 0.0049698 | 0.0049944 | 0.0050079 | 0.0050141 | 0.0030268 | 0 | 0 | 0 | 0 | 0 | 0.063966
v5.10_MeasureAssessmentTemplate_Residential_All | Gas Tank Water Heater - SEG All - INC All - ENERGY STAR Tank Water Heater | Water Heat | Gas Tank Water Heater | NR | Gas Tank Water Heater - ENERGY STAR | Residential | Manufactured LI | Firm | Sales | Residential | 15.1 | 1 | 1.4245 | 2.3549 | -0.011801 | 1.2036 | -0.48734 | 0.00020546 | 0.00040297 | 0.00070986 | 0.0011389 | 0.001684 | 0.0023185 | 0.0030001 | 0.0036793 | 0.0043104 | 0.0048594 | 0.0053077 | 0.0056523 | 0.0059015 | 0.0060708 | 0.0061779 | 0.0062399 | 0.0062707 | 0.0062876 | 0.0062954 | 0.0038003 | 0 | 0 | 0 | 0 | 0 | 0.080313
v5.10_MeasureAssessmentTemplate_Residential_All | Gas Tank Water Heater - SEG All - INC All - ENERGY STAR Tank Water Heater | Water Heat | Gas Tank Water Heater | NR | Gas Tank Water Heater - ENERGY STAR | Residential | Multifamily-High Rise | Firm | Sales | Residential | 15.1 | 1 | 1.4245 | 2.3549 | -0.011801 | 1.2036 | -0.48734 | 0 | 0 | 0 | 0 | 0 | 0 | 0 | 0 | 0 | 0 | 0 | 0 | 0 | 0 | 0 | 0 | 0 | 0 | 0 | 0 | 0 | 0 | 0 | 0 | 0 | 0
v5.10_MeasureAssessmentTemplate_Residential_All | Gas Tank Water Heater - SEG All - INC All - ENERGY STAR Tank Water Heater | Water Heat | Gas Tank Water Heater | NR | Gas Tank Water Heater - ENERGY STAR | Residential | Multifamily-High Rise LI | Firm | Sales | Residential | 15.1 | 1 | 1.4245 | 2.3549 | -0.011801 | 1.2036 | -0.48734 | 0 | 0 | 0 | 0 | 0 | 0 | 0 | 0 | 0 | 0 | 0 | 0 | 0 | 0 | 0 | 0 | 0 | 0 | 0 | 0 | 0 | 0 | 0 | 0 | 0 | 0
v5.10_MeasureAssessmentTemplate_Residential_All | Gas Tank Water Heater - SEG All - INC All - ENERGY STAR Tank Water Heater | Water Heat | Gas Tank Water Heater | NR | Gas Tank Water Heater - ENERGY STAR | Residential | Multifamily-Low Rise | Firm | Sales | Residential | 15.1 | 1 | 1.4245 | 2.3549 | -0.011801 | 1.2036 | -0.48734 | 0.0014212 | 0.0027874 | 0.0049101 | 0.0078778 | 0.011648 | 0.016038 | 0.020752 | 0.02545 | 0.029815 | 0.033613 | 0.036714 | 0.039097 | 0.040821 | 0.041992 | 0.042733 | 0.043161 | 0.043375 | 0.043492 | 0.043546 | 0.026287 | 0 | 0 | 0 | 0 | 0 | 0.55553
v5.10_MeasureAssessmentTemplate_Residential_All | Gas Tank Water Heater - SEG All - INC All - ENERGY STAR Tank Water Heater | Water Heat | Gas Tank Water Heater | NR | Gas Tank Water Heater - ENERGY STAR | Residential | Multifamily-Low Rise LI | Firm | Sales | Residential | 15.1 | 1 | 1.4245 | 2.3549 | -0.011801 | 1.2036 | -0.48734 | 0.0011962 | 0.002346 | 0.0041327 | 0.0066305 | 0.0098039 | 0.013498 | 0.017466 | 0.02142 | 0.025095 | 0.028291 | 0.030901 | 0.032907 | 0.034358 | 0.035343 | 0.035967 | 0.036328 | 0.036507 | 0.036606 | 0.036651 | 0.022125 | 0 | 0 | 0 | 0 | 0 | 0.46757
v5.10_MeasureAssessmentTemplate_Residential_All | Gas Tank Water Heater - SEG All - INC All - ENERGY STAR Tank Water Heater | Water Heat | Gas Tank Water Heater | NR | Gas Tank Water Heater - ENERGY STAR | Residential | Single Family | Firm | Sales | Residential | 15.1 | 1 | 1.4245 | 2.3549 | -0.011801 | 1.2036 | -0.48734 | 0.075444 | 0.14796 | 0.26065 | 0.41819 | 0.61834 | 0.85134 | 1.1016 | 1.351 | 1.5827 | 1.7843 | 1.9489 | 2.0754 | 2.1669 | 2.2291 | 2.2684 | 2.2912 | 2.3025 | 2.3087 | 2.3116 | 1.3954 | 0 | 0 | 0 | 0 | 0 | 29.4898
v5.10_MeasureAssessmentTemplate_Residential_All | Gas Tank Water Heater - SEG All - INC All - ENERGY STAR Tank Water Heater | Water Heat | Gas Tank Water Heater | NR | Gas Tank Water Heater - ENERGY STAR | Residential | Single Family LI | Firm | Sales | Residential | 15.1 | 1 | 1.4245 | 2.3549 | -0.011801 | 1.2036 | -0.48734 | 0.02617 | 0.051326 | 0.090415 | 0.14506 | 0.21449 | 0.29531 | 0.38212 | 0.46863 | 0.54902 | 0.61894 | 0.67605 | 0.71994 | 0.75168 | 0.77324 | 0.78689 | 0.79477 | 0.7987 | 0.80086 | 0.80185 | 0.48405 | 0 | 0 | 0 | 0 | 0 | 10.2295
v5.10_MeasureAssessmentTemplate_Residential_All | Gas Tank Water Heater - SEG Multifamily - INC All - Multifamily Commercial Size Condensing 94% TE Tank Water Heater | Water Heat | Gas Tank Water Heater | NR | Gas Tank Water Heater - MF | Residential | Multifamily-High Rise | Firm | Sales | Residential | 1.11 | 1 | 2.769 | 2.3549 | -0.5962 | 0.61917 | -0.48734 | 0.001449 | 0.0028418 | 0.0050061 | 0.0080318 | 0.011876 | 0.016351 | 0.021157 | 0.025947 | 0.030398 | 0.03427 | 0.037432 | 0.039862 | 0.041619 | 0.042813 | 0.043568 | 0.044005 | 0.044223 | 0.044342 | 0.044397 | 0.044269 | 0.044138 | 0.025531 | 0 | 0 | 0 | 0.65353
v5.10_MeasureAssessmentTemplate_Residential_All | Gas Tank Water Heater - SEG Multifamily - INC All - Multifamily Commercial Size Condensing 94% TE Tank Water Heater | Water Heat | Gas Tank Water Heater | NR | Gas Tank Water Heater - MF | Residential | Multifamily-High Rise LI | Firm | Sales | Residential | 1.11 | 1 | 2.769 | 2.3549 | -0.5962 | 0.61917 | -0.48734 | 0.0030466 | 0.0059752 | 0.010526 | 0.016888 | 0.02497 | 0.034379 | 0.044485 | 0.054556 | 0.063915 | 0.072055 | 0.078703 | 0.083812 | 0.087508 | 0.090018 | 0.091606 | 0.092525 | 0.092982 | 0.093233 | 0.093349 | 0.09308 | 0.092803 | 0.053681 | 0 | 0 | 0 | 1.3741
v5.10_MeasureAssessmentTemplate_Residential_All | Gas Tank Water Heater - SEG Multifamily - INC All - Multifamily Commercial Size Condensing 94% TE Tank Water Heater | Water Heat | Gas Tank Water Heater | NR | Gas Tank Water Heater - MF | Residential | Multifamily-Low Rise | Firm | Sales | Residential | 1.11 | 1 | 2.769 | 2.3549 | -0.5962 | 0.61917 | -0.48734 | 0.0028652 | 0.0056193 | 0.0098988 | 0.015882 | 0.023483 | 0.032332 | 0.041836 | 0.051307 | 0.060108 | 0.067763 | 0.074016 | 0.07882 | 0.082295 | 0.084656 | 0.08615 | 0.087014 | 0.087444 | 0.08768 | 0.087789 | 0.087536 | 0.087276 | 0.050483 | 0 | 0 | 0 | 1.2923
v5.10_MeasureAssessmentTemplate_Residential_All | Gas Tank Water Heater - SEG Multifamily - INC All - Multifamily Commercial Size Condensing 94% TE Tank Water Heater | Water Heat | Gas Tank Water Heater | NR | Gas Tank Water Heater - MF | Residential | Multifamily-Low Rise LI | Firm | Sales | Residential | 1.11 | 1 | 2.769 | 2.3549 | -0.5962 | 0.61917 | -0.48734 | 0.0024115 | 0.0047296 | 0.0083315 | 0.013367 | 0.019765 | 0.027213 | 0.035212 | 0.043183 | 0.050591 | 0.057034 | 0.062296 | 0.06634 | 0.069265 | 0.071252 | 0.07251 | 0.073236 | 0.073598 | 0.073797 | 0.073889 | 0.073676 | 0.073457 | 0.04249 | 0 | 0 | 0 | 1.0876
v5.10_MeasureAssessmentTemplate_Residential_All | Gas Tankless Water Heater - SEG All - INC All - 0.81+ UEF Tankless Water Heater | Water Heat | Gas Tankless Water Heater | NR | Gas Tankless Water Heater | Residential | Manufactured | Firm | Sales | Residential | 60.69 | 1 | 1.1096 | 2.3549 | 0.32978 | 1.5452 | -0.48734 | 0.00075055 | 0.0014113 | 0.0024132 | 0.0038462 | 0.0057922 | 0.0083103 | 0.011418 | 0.015074 | 0.019163 | 0.023499 | 0.027834 | 0.031898 | 0.035446 | 0.038303 | 0.040403 | 0.041904 | 0.042668 | 0.04325 | 0.043303 | 0.043179 | 0.04305 | 0.042917 | 0.042781 | 0.04264 | 0.042495 | 0.69375
v5.10_MeasureAssessmentTemplate_Residential_All | Gas Tankless Water Heater - SEG All - INC All - 0.81+ UEF Tankless Water Heater | Water Heat | Gas Tankless Water Heater | NR | Gas Tankless Water Heater | Residential | Manufactured LI | Firm | Sales | Residential | 60.69 | 1 | 1.1096 | 2.3549 | 0.32978 | 1.5452 | -0.48734 | 0.00094235 | 0.001772 | 0.0030299 | 0.0048291 | 0.0072725 | 0.010434 | 0.014336 | 0.018926 | 0.024061 | 0.029504 | 0.034947 | 0.04005 | 0.044504 | 0.048092 | 0.050728 | 0.052613 | 0.053573 | 0.054302 | 0.05437 | 0.054213 | 0.054052 | 0.053885 | 0.053713 | 0.053537 | 0.053355 | 0.87104
v5.10_MeasureAssessmentTemplate_Residential_All | Gas Tankless Water Heater - SEG All - INC All - 0.81+ UEF Tankless Water Heater | Water Heat | Gas Tankless Water Heater | NR | Gas Tankless Water Heater | Residential | Multifamily-High Rise | Firm | Sales | Residential | 60.69 | 1 | 1.1096 | 2.3549 | 0.32978 | 1.5452 | -0.48734 | 0 | 0 | 0 | 0 | 0 | 0 | 0 | 0 | 0 | 0 | 0 | 0 | 0 | 0 | 0 | 0 | 0 | 0 | 0 | 0 | 0 | 0 | 0 | 0 | 0 | 0
v5.10_MeasureAssessmentTemplate_Residential_All | Gas Tankless Water Heater - SEG All - INC All - 0.81+ UEF Tankless Water Heater | Water Heat | Gas Tankless Water Heater | NR | Gas Tankless Water Heater | Residential | Multifamily-High Rise LI | Firm | Sales | Residential | 60.69 | 1 | 1.1096 | 2.3549 | 0.32978 | 1.5452 | -0.48734 | 0 | 0 | 0 | 0 | 0 | 0 | 0 | 0 | 0 | 0 | 0 | 0 | 0 | 0 | 0 | 0 | 0 | 0 | 0 | 0 | 0 | 0 | 0 | 0 | 0 | 0
v5.10_MeasureAssessmentTemplate_Residential_All | Gas Tankless Water Heater - SEG All - INC All - 0.81+ UEF Tankless Water Heater | Water Heat | Gas Tankless Water Heater | NR | Gas Tankless Water Heater | Residential | Multifamily-Low Rise | Firm | Sales | Residential | 60.69 | 1 | 1.1096 | 2.3549 | 0.32978 | 1.5452 | -0.48734 | 0.0065268 | 0.012273 | 0.020985 | 0.033446 | 0.050369 | 0.072267 | 0.099292 | 0.13108 | 0.16664 | 0.20435 | 0.24204 | 0.27739 | 0.30824 | 0.33308 | 0.35135 | 0.3644 | 0.37105 | 0.3761 | 0.37657 | 0.37548 | 0.37437 | 0.37321 | 0.37202 | 0.3708 | 0.36954 | 6.0329
v5.10_MeasureAssessmentTemplate_Residential_All | Gas Tankless Water Heater - SEG All - INC All - 0.81+ UEF Tankless Water Heater | Water Heat | Gas Tankless Water Heater | NR | Gas Tankless Water Heater | Residential | Multifamily-Low Rise LI | Firm | Sales | Residential | 60.69 | 1 | 1.1096 | 2.3549 | 0.32978 | 1.5452 | -0.48734 | 0.0054934 | 0.01033 | 0.017663 | 0.028151 | 0.042394 | 0.060825 | 0.083571 | 0.11033 | 0.14026 | 0.17199 | 0.20372 | 0.23347 | 0.25943 | 0.28035 | 0.29572 | 0.3067 | 0.3123 | 0.31655 | 0.31694 | 0.31603 | 0.31509 | 0.31412 | 0.31312 | 0.31209 | 0.31103 | 5.0777
v5.10_MeasureAssessmentTemplate_Residential_All | Gas Tankless Water Heater - SEG All - INC All - 0.81+ UEF Tankless Water Heater | Water Heat | Gas Tankless Water Heater | NR | Gas Tankless Water Heater | Residential | Single Family | Firm | Sales | Residential | 60.69 | 1 | 1.1096 | 2.3549 | 0.32978 | 1.5452 | -0.48734 | 0.34605 | 0.65072 | 1.1126 | 1.7733 | 2.6706 | 3.8316 | 5.2644 | 6.9499 | 8.8354 | 10.8343 | 12.8331 | 14.707 | 16.3427 | 17.66 | 18.6283 | 19.3205 | 19.6727 | 19.9407 | 19.9654 | 19.9081 | 19.8488 | 19.7876 | 19.7245 | 19.6596 | 19.5928 | 319.8607
v5.10_MeasureAssessmentTemplate_Residential_All | Gas Tankless Water Heater - SEG All - INC All - 0.81+ UEF Tankless Water Heater | Water Heat | Gas Tankless Water Heater | NR | Gas Tankless Water Heater | Residential | Single Family LI | Firm | Sales | Residential | 60.69 | 1 | 1.1096 | 2.3549 | 0.32978 | 1.5452 | -0.48734 | 0.12004 | 0.22572 | 0.38596 | 0.61514 | 0.92638 | 1.3291 | 1.8261 | 2.4108 | 3.0649 | 3.7582 | 4.4516 | 5.1016 | 5.669 | 6.126 | 6.4618 | 6.702 | 6.8241 | 6.9171 | 6.9257 | 6.9058 | 6.8852 | 6.864 | 6.8421 | 6.8196 | 6.7964 | 110.9543
v5.10_MeasureAssessmentTemplate_Residential_All | Infiltration Reduction (Air Sealing) - SEG Single Family - INC All - CFM50 Reduction via Air Sealing | HVAC | Infiltration Reduction (Air Sealing) | Retrofit | Infiltration Reduction (Air Sealing) | Residential | Single Family | Firm | Sales | Residential | 0.012427 | 0 | 0.92533 | 3.8671 | 0.768 | 3.0426 | -1.5465 | 2.7198 | 5.4331 | 9.6393 | 15.6653 | 23.7526 | 33.9779 | 46.1574 | 59.7486 | 73.7802 | 86.8537 | 97.2634 | 103.2654 | 103.4792 | 97.3307 | 85.3763 | 70.433 | 53.7232 | 37.0941 | 2.669 | 0 | 0 | 0 | 0 | 0 | 0 | 1008.3622
v5.10_MeasureAssessmentTemplate_Residential_All | Infiltration Reduction (Air Sealing) - SEG Single Family - INC All - CFM50 Reduction via Air Sealing | HVAC | Infiltration Reduction (Air Sealing) | Retrofit | Infiltration Reduction (Air Sealing) | Residential | Single Family LI | Firm | Sales | Residential | 0.012427 | 0 | 0.92533 | 3.8671 | 0.768 | 3.0426 | -1.5465 | 0.94346 | 1.8847 | 3.3437 | 5.434 | 8.2394 | 11.7864 | 16.0112 | 20.7258 | 25.5931 | 30.1281 | 33.739 | 35.821 | 35.8952 | 33.7624 | 29.6156 | 24.432 | 18.6357 | 12.8673 | 0.92581 | 0 | 0 | 0 | 0 | 0 | 0 | 349.7838
v5.10_MeasureAssessmentTemplate_Residential_All | Manufactured New Home - SEG Manufactured - INC All - Manufactured New Homes - ENERGY STAR | Whole Building | Manufactured New Home | New | Manufactured New Home | Residential | Manufactured | Firm | Sales | Residential | 118.23 | 1 | 1.4009 | 3.7073 | -0.26125 | 1.9267 | -1.4599 | 0 | 0 | 0 | 0 | 0 | 0 | 0 | 0 | 0 | 0 | 0 | 0 | 0 | 0 | 0 | 0 | 0 | 0 | 0 | 0 | 0 | 0 | 0 | 0 | 0 | 0
v5.10_MeasureAssessmentTemplate_Residential_All | Manufactured New Home - SEG Manufactured - INC All - Manufactured New Homes - ENERGY STAR | Whole Building | Manufactured New Home | New | Manufactured New Home | Residential | Manufactured LI | Firm | Sales | Residential | 118.23 | 1 | 1.4009 | 3.7073 | -0.26125 | 1.9267 | -1.4599 | 0 | 0 | 0 | 0 | 0 | 0 | 0 | 0 | 0 | 0 | 0 | 0 | 0 | 0 | 0 | 0 | 0 | 0 | 0 | 0 | 0 | 0 | 0 | 0 | 0 | 0
v5.10_MeasureAssessmentTemplate_Residential_All | Pipe Insulation - SEG Multifamily - INC All - Indoor 2.0" Pipe Insulation | Water Heat | Pipe Insulation | Retrofit | Pipe Insulation | Residential | Multifamily-High Rise | Firm | Sales | Residential | 4.87 | 1 | 2.1916 | 2.3549 | -0.43309 | 0.78228 | -0.48734 | 0 | 0 | 0 | 0 | 0 | 0 | 0 | 0 | 0 | 0 | 0 | 0 | 0 | 0 | 0 | 0 | 0 | 0 | 0 | 0 | 0 | 0 | 0 | 0 | 0 | 0
v5.10_MeasureAssessmentTemplate_Residential_All | Pipe Insulation - SEG Multifamily - INC All - Indoor 2.0" Pipe Insulation | Water Heat | Pipe Insulation | Retrofit | Pipe Insulation | Residential | Multifamily-High Rise LI | Firm | Sales | Residential | 4.87 | 1 | 2.1916 | 2.3549 | -0.43309 | 0.78228 | -0.48734 | 0 | 0 | 0 | 0 | 0 | 0 | 0 | 0 | 0 | 0 | 0 | 0 | 0 | 0 | 0 | 0 | 0 | 0 | 0 | 0 | 0 | 0 | 0 | 0 | 0 | 0
v5.10_MeasureAssessmentTemplate_Residential_All | Pipe Insulation - SEG Multifamily - INC All - Indoor 2.0" Pipe Insulation | Water Heat | Pipe Insulation | Retrofit | Pipe Insulation | Residential | Multifamily-Low Rise | Firm | Sales | Residential | 4.87 | 1 | 2.1916 | 2.3549 | -0.43309 | 0.78228 | -0.48734 | 0.0098576 | 0.019692 | 0.034936 | 0.056777 | 0.086088 | 0.12315 | 0.16729 | 0.21655 | 0.26741 | 0.31479 | 0.35252 | 0.37427 | 0.37505 | 0.35276 | 0.30943 | 0.25527 | 0.19471 | 0.13444 | 0.0096732 | 0 | 0 | 0 | 0 | 0 | 0 | 3.6547
v5.10_MeasureAssessmentTemplate_Residential_All | Pipe Insulation - SEG Multifamily - INC All - Indoor 2.0" Pipe Insulation | Water Heat | Pipe Insulation | Retrofit | Pipe Insulation | Residential | Multifamily-Low Rise LI | Firm | Sales | Residential | 4.87 | 1 | 2.1916 | 2.3549 | -0.43309 | 0.78228 | -0.48734 | 0.0082968 | 0.016574 | 0.029405 | 0.047787 | 0.072457 | 0.10365 | 0.1408 | 0.18226 | 0.22507 | 0.26495 | 0.2967 | 0.31501 | 0.31566 | 0.29691 | 0.26044 | 0.21486 | 0.16388 | 0.11316 | 0.0081416 | 0 | 0 | 0 | 0 | 0 | 0 | 3.076
v5.10_MeasureAssessmentTemplate_Residential_All | Steam Traps - SEG Multifamily - INC All - Steam Traps | HVAC | Steam Traps | Retrofit | Steam Traps | Residential | Multifamily-High Rise | Firm | Sales | Residential | 116.68 | 1 | 2.425 | 3.7403 | -1.0516 | 1.1229 | -1.4465 | 0.0076196 | 0.013325 | 0.020712 | 0.028971 | 0.036833 | 0.04292 | 0.04616 | 0.046092 | 0.04295 | 0.037516 | 0.030838 | 0.023938 | 0.017602 | 0.012294 | 0.0010337 | 0 | 0 | 0 | 0 | 0 | 0 | 0 | 0 | 0 | 0 | 0.4088
v5.10_MeasureAssessmentTemplate_Residential_All | Steam Traps - SEG Multifamily - INC All - Steam Traps | HVAC | Steam Traps | Retrofit | Steam Traps | Residential | Multifamily-High Rise LI | Firm | Sales | Residential | 116.68 | 1 | 2.425 | 3.7403 | -1.0516 | 1.1229 | -1.4465 | 0.0061071 | 0.01068 | 0.016601 | 0.02322 | 0.029522 | 0.034401 | 0.036997 | 0.036943 | 0.034425 | 0.03007 | 0.024717 | 0.019186 | 0.014108 | 0.0098536 | 0.00082855 | 0 | 0 | 0 | 0 | 0 | 0 | 0 | 0 | 0 | 0 | 0.32766
v5.10_MeasureAssessmentTemplate_Residential_All | Steam Traps - SEG Multifamily - INC All - Steam Traps | HVAC | Steam Traps | Retrofit | Steam Traps | Residential | Multifamily-Low Rise | Firm | Sales | Residential | 116.68 | 1 | 2.425 | 3.7403 | -1.0516 | 1.1229 | -1.4465 | 0.0057434 | 0.010044 | 0.015612 | 0.021837 | 0.027763 | 0.032352 | 0.034794 | 0.034743 | 0.032374 | 0.028279 | 0.023245 | 0.018044 | 0.013267 | 0.0092667 | 0.0007792 | 0 | 0 | 0 | 0 | 0 | 0 | 0 | 0 | 0 | 0 | 0.30814
v5.10_MeasureAssessmentTemplate_Residential_All | Steam Traps - SEG Multifamily - INC All - Steam Traps | HVAC | Steam Traps | Retrofit | Steam Traps | Residential | Multifamily-Low Rise LI | Firm | Sales | Residential | 116.68 | 1 | 2.425 | 3.7403 | -1.0516 | 1.1229 | -1.4465 | 0.004834 | 0.0084539 | 0.01314 | 0.01838 | 0.023368 | 0.027229 | 0.029285 | 0.029242 | 0.027248 | 0.023801 | 0.019565 | 0.015187 | 0.011167 | 0.0077995 | 0.00065583 | 0 | 0 | 0 | 0 | 0 | 0 | 0 | 0 | 0 | 0 | 0.25935
v5.10_MeasureAssessmentTemplate_Residential_All | Thermostat - SEG Multifamily - INC All - Smart Thermostats | HVAC | Thermostat | New | Thermostat | Residential | Multifamily-High Rise | Firm | Sales | Residential | 14.12 | 1 | 1.2201 | 3.9167 | 0.034201 | 2.3371 | -1.5749 | 0 | 0 | 0 | 0 | 0 | 0 | 0 | 0 | 0 | 0 | 0 | 0 | 0 | 0 | 0 | 0 | 0 | 0 | 0 | 0 | 0 | 0 | 0 | 0 | 0 | 0
v5.10_MeasureAssessmentTemplate_Residential_All | Thermostat - SEG Multifamily - INC All - Smart Thermostats | HVAC | Thermostat | New | Thermostat | Residential | Multifamily-High Rise LI | Firm | Sales | Residential | 14.12 | 1 | 1.2201 | 3.9167 | 0.034201 | 2.3371 | -1.5749 | 0 | 0 | 0 | 0 | 0 | 0 | 0 | 0 | 0 | 0 | 0 | 0 | 0 | 0 | 0 | 0 | 0 | 0 | 0 | 0 | 0 | 0 | 0 | 0 | 0 | 0
v5.10_MeasureAssessmentTemplate_Residential_All | Thermostat - SEG Multifamily - INC All - Smart Thermostats | HVAC | Thermostat | New | Thermostat | Residential | Multifamily-Low Rise | Firm | Sales | Residential | 14.12 | 1 | 1.2201 | 3.9167 | 0.034201 | 2.3371 | -1.5749 | 0.0040524 | 0.0025649 | 0.0067155 | 0.012825 | 0.02153 | 0.033287 | 0.047983 | 0.065995 | 0.08675 | 0.1092 | 0.13203 | 0.1535 | 0.1718 | 0.18533 | 0.19302 | 0.19451 | 0.19024 | 0.1817 | 0.169 | 0.15496 | 0.13866 | 0.1217 | 0.1047 | 0.087669 | 0.070614 | 2.6403
v5.10_MeasureAssessmentTemplate_Residential_All | Thermostat - SEG Multifamily - INC All - Smart Thermostats | HVAC | Thermostat | New | Thermostat | Residential | Multifamily-Low Rise LI | Firm | Sales | Residential | 14.12 | 1 | 1.2201 | 3.9167 | 0.034201 | 2.3371 | -1.5749 | 0.0034108 | 0.0021588 | 0.0056522 | 0.010794 | 0.018121 | 0.028017 | 0.040386 | 0.055546 | 0.073014 | 0.091913 | 0.11112 | 0.12919 | 0.1446 | 0.15599 | 0.16246 | 0.16372 | 0.16012 | 0.15293 | 0.14224 | 0.13042 | 0.11671 | 0.10243 | 0.088123 | 0.073788 | 0.059434 | 2.2223
v5.10_MeasureAssessmentTemplate_Residential_All | Thermostat - SEG Multifamily - INC All - Smart Thermostats | HVAC | Thermostat | Retrofit | Thermostat | Residential | Multifamily-High Rise | Firm | Sales | Residential | 14.12 | 1 | 1.2201 | 3.9167 | 0.034201 | 2.3371 | -1.5749 | 0 | 0 | 0 | 0 | 0 | 0 | 0 | 0 | 0 | 0 | 0 | 0 | 0 | 0 | 0 | 0 | 0 | 0 | 0 | 0 | 0 | 0 | 0 | 0 | 0 | 0
v5.10_MeasureAssessmentTemplate_Residential_All | Thermostat - SEG Multifamily - INC All - Smart Thermostats | HVAC | Thermostat | Retrofit | Thermostat | Residential | Multifamily-High Rise LI | Firm | Sales | Residential | 14.12 | 1 | 1.2201 | 3.9167 | 0.034201 | 2.3371 | -1.5749 | 0 | 0 | 0 | 0 | 0 | 0 | 0 | 0 | 0 | 0 | 0 | 0 | 0 | 0 | 0 | 0 | 0 | 0 | 0 | 0 | 0 | 0 | 0 | 0 | 0 | 0
v5.10_MeasureAssessmentTemplate_Residential_All | Thermostat - SEG Multifamily - INC All - Smart Thermostats | HVAC | Thermostat | Retrofit | Thermostat | Residential | Multifamily-Low Rise | Firm | Sales | Residential | 14.12 | 1 | 1.2201 | 3.9167 | 0.034201 | 2.3371 | -1.5749 | 0.17021 | 0.28872 | 0.44541 | 0.65012 | 0.9008 | 1.188 | 1.4926 | 1.7846 | 2.0263 | 2.1774 | 2.2043 | 2.0908 | 1.8463 | 1.531 | 1.1723 | 0.80645 | 0.099132 | 0.06489 | 0 | 0 | 0 | 0 | 0 | 0 | 0 | 20.9395
v5.10_MeasureAssessmentTemplate_Residential_All | Thermostat - SEG Multifamily - INC All - Smart Thermostats | HVAC | Thermostat | Retrofit | Thermostat | Residential | Multifamily-Low Rise LI | Firm | Sales | Residential | 14.12 | 1 | 1.2201 | 3.9167 | 0.034201 | 2.3371 | -1.5749 | 0.14326 | 0.24301 | 0.37488 | 0.54718 | 0.75818 | 0.99993 | 1.2563 | 1.502 | 1.7055 | 1.8327 | 1.8553 | 1.7598 | 1.554 | 1.2886 | 0.98666 | 0.67876 | 0.083436 | 0.054616 | 0 | 0 | 0 | 0 | 0 | 0 | 0 | 17.6241
v5.10_MeasureAssessmentTemplate_Residential_All | Thermostat - SEG Single Family/Manufactured - INC All - Smart Thermostats | HVAC | Thermostat | New | Thermostat | Residential | Manufactured | Firm | Sales | Residential | 31.35 | 1 | 2.3171 | 3.8979 | -1.0645 | 1.2247 | -1.5612 | 0.00015973 | 0.0001011 | 0.0002647 | 0.00050549 | 0.00084864 | 0.001312 | 0.0018913 | 0.0026013 | 0.0034193 | 0.0043044 | 0.0052039 | 0.0060502 | 0.0067717 | 0.0073051 | 0.0076081 | 0.007667 | 0.0074984 | 0.0071618 | 0.0066614 | 0.0061078 | 0.0054655 | 0.0047969 | 0.0041269 | 0.0034556 | 0.0027833 | 0.10407
v5.10_MeasureAssessmentTemplate_Residential_All | Thermostat - SEG Single Family/Manufactured - INC All - Smart Thermostats | HVAC | Thermostat | New | Thermostat | Residential | Manufactured LI | Firm | Sales | Residential | 31.35 | 1 | 2.3171 | 3.8979 | -1.0645 | 1.2247 | -1.5612 | 0.00020055 | 0.00012693 | 0.00033234 | 0.00063467 | 0.0010655 | 0.0016473 | 0.0023746 | 0.003266 | 0.0042932 | 0.0054044 | 0.0065338 | 0.0075964 | 0.0085022 | 0.009172 | 0.0095524 | 0.0096263 | 0.0094147 | 0.0089921 | 0.0083637 | 0.0076687 | 0.0068622 | 0.0060228 | 0.0051815 | 0.0043387 | 0.0034946 | 0.13067
v5.10_MeasureAssessmentTemplate_Residential_All | Thermostat - SEG Single Family/Manufactured - INC All - Smart Thermostats | HVAC | Thermostat | New | Thermostat | Residential | Single Family | Firm | Sales | Residential | 31.35 | 1 | 2.3171 | 3.8979 | -1.0645 | 1.2247 | -1.5612 | 0.084245 | 0.053321 | 0.13961 | 0.26661 | 0.44759 | 0.692 | 0.99751 | 1.372 | 1.8034 | 2.2702 | 2.7447 | 3.191 | 3.5715 | 3.8529 | 4.0127 | 4.0437 | 3.9548 | 3.7773 | 3.5134 | 3.2214 | 2.8826 | 2.53 | 2.1766 | 1.8225 | 1.468 | 54.8896
v5.10_MeasureAssessmentTemplate_Residential_All | Thermostat - SEG Single Family/Manufactured - INC All - Smart Thermostats | HVAC | Thermostat | New | Thermostat | Residential | Single Family LI | Firm | Sales | Residential | 31.35 | 1 | 2.3171 | 3.8979 | -1.0645 | 1.2247 | -1.5612 | 0.029223 | 0.018496 | 0.048428 | 0.092482 | 0.15526 | 0.24004 | 0.34602 | 0.47591 | 0.62558 | 0.78751 | 0.95208 | 1.1069 | 1.2389 | 1.3365 | 1.3919 | 1.4027 | 1.3719 | 1.3103 | 1.2187 | 1.1174 | 0.99993 | 0.87761 | 0.75502 | 0.63221 | 0.50922 | 19.0403
v5.10_MeasureAssessmentTemplate_Residential_All | Thermostat - SEG Single Family/Manufactured - INC All - Smart Thermostats | HVAC | Thermostat | Retrofit | Thermostat | Residential | Manufactured | Firm | Sales | Residential | 31.35 | 1 | 2.3171 | 3.8979 | -1.0645 | 1.2247 | -1.5612 | 0.020664 | 0.034065 | 0.051962 | 0.074857 | 0.1024 | 0.13345 | 0.16582 | 0.19632 | 0.22099 | 0.23569 | 0.23709 | 0.22373 | 0.19676 | 0.16266 | 0.12426 | 0.085267 | 0.0039074 | 0.0025577 | 0 | 0 | 0 | 0 | 0 | 0 | 0 | 2.2725
v5.10_MeasureAssessmentTemplate_Residential_All | Thermostat - SEG Single Family/Manufactured - INC All - Smart Thermostats | HVAC | Thermostat | Retrofit | Thermostat | Residential | Manufactured LI | Firm | Sales | Residential | 31.35 | 1 | 2.3171 | 3.8979 | -1.0645 | 1.2247 | -1.5612 | 0.025945 | 0.042771 | 0.065242 | 0.093987 | 0.12857 | 0.16755 | 0.2082 | 0.24649 | 0.27746 | 0.29592 | 0.29768 | 0.2809 | 0.24705 | 0.20422 | 0.15602 | 0.10706 | 0.004906 | 0.0032113 | 0 | 0 | 0 | 0 | 0 | 0 | 0 | 2.8532
v5.10_MeasureAssessmentTemplate_Residential_All | Thermostat - SEG Single Family/Manufactured - INC All - Smart Thermostats | HVAC | Thermostat | Retrofit | Thermostat | Residential | Single Family | Firm | Sales | Residential | 31.35 | 1 | 2.3171 | 3.8979 | -1.0645 | 1.2247 | -1.5612 | 10.8989 | 17.9668 | 27.406 | 39.4811 | 54.0101 | 70.383 | 87.458 | 103.5451 | 116.5527 | 124.3061 | 125.0479 | 117.9992 | 103.7774 | 85.7888 | 65.5379 | 44.9717 | 2.0608 | 1.349 | 0 | 0 | 0 | 0 | 0 | 0 | 0 | 1198.5406
v5.10_MeasureAssessmentTemplate_Residential_All | Thermostat - SEG Single Family/Manufactured - INC All - Smart Thermostats | HVAC | Thermostat | Retrofit | Thermostat | Residential | Single Family LI | Firm | Sales | Residential | 31.35 | 1 | 2.3171 | 3.8979 | -1.0645 | 1.2247 | -1.5612 | 3.7806 | 6.2324 | 9.5067 | 13.6953 | 18.7352 | 24.4147 | 30.3377 | 35.9181 | 40.4302 | 43.1197 | 43.377 | 40.9319 | 35.9986 | 29.7587 | 22.734 | 15.5999 | 0.71487 | 0.46794 | 0 | 0 | 0 | 0 | 0 | 0 | 0 | 415.7534
v5.10_MeasureAssessmentTemplate_Residential_All | Thermostat Optimization - SEG Single Family/Manufactured - INC All - Thermostat Optimization | HVAC | Thermostat Optimization | New | Thermostat Optimization | Residential | Manufactured | Firm | Sales | Residential | 14.72 | 1 | 2.2973 | 3.9878 | -1.0909 | 1.2638 | -1.6267 | 3.2988e-05 | 2.0879e-05 | 5.4667e-05 | 0.0001044 | 0.00017527 | 0.00027097 | 0.0003906 | 0.00053723 | 0.00070618 | 0.00088896 | 0.0010747 | 0.0012495 | 0.0013985 | 0.0015087 | 0.0015713 | 0.0015834 | 0.0015486 | 0.0014791 | 0.0013757 | 0.0012614 | 0.0011288 | 0.00099068 | 0.0008523 | 0.00071366 | 0.00057483 | 0.021493
v5.10_MeasureAssessmentTemplate_Residential_All | Thermostat Optimization - SEG Single Family/Manufactured - INC All - Thermostat Optimization | HVAC | Thermostat Optimization | New | Thermostat Optimization | Residential | Manufactured LI | Firm | Sales | Residential | 14.72 | 1 | 2.2973 | 3.9878 | -1.0909 | 1.2638 | -1.6267 | 4.1418e-05 | 2.6215e-05 | 6.8637e-05 | 0.00013108 | 0.00022006 | 0.00034022 | 0.00049042 | 0.00067452 | 0.00088664 | 0.0011161 | 0.0013494 | 0.0015688 | 0.0017559 | 0.0018942 | 0.0019728 | 0.0019881 | 0.0019444 | 0.0018571 | 0.0017273 | 0.0015838 | 0.0014172 | 0.0012439 | 0.0010701 | 0.00089604 | 0.00072173 | 0.026986
v5.10_MeasureAssessmentTemplate_Residential_All | Thermostat Optimization - SEG Single Family/Manufactured - INC All - Thermostat Optimization | HVAC | Thermostat Optimization | New | Thermostat Optimization | Residential | Single Family | Firm | Sales | Residential | 14.72 | 1 | 2.2973 | 3.9878 | -1.0909 | 1.2638 | -1.6267 | 0.017186 | 0.010878 | 0.028481 | 0.054389 | 0.091311 | 0.14117 | 0.2035 | 0.27989 | 0.36791 | 0.46314 | 0.55993 | 0.65098 | 0.72861 | 0.78601 | 0.81861 | 0.82494 | 0.8068 | 0.77059 | 0.71674 | 0.65718 | 0.58807 | 0.51613 | 0.44404 | 0.37181 | 0.29948 | 11.1978
v5.10_MeasureAssessmentTemplate_Residential_All | Thermostat Optimization - SEG Single Family/Manufactured - INC All - Thermostat Optimization | HVAC | Thermostat Optimization | New | Thermostat Optimization | Residential | Single Family LI | Firm | Sales | Residential | 14.72 | 1 | 2.2973 | 3.9878 | -1.0909 | 1.2638 | -1.6267 | 0.0059617 | 0.0037733 | 0.0098795 | 0.018867 | 0.031674 | 0.04897 | 0.07059 | 0.097089 | 0.12762 | 0.16066 | 0.19423 | 0.22582 | 0.25274 | 0.27265 | 0.28396 | 0.28616 | 0.27987 | 0.2673 | 0.24863 | 0.22797 | 0.20399 | 0.17904 | 0.15403 | 0.12897 | 0.10388 | 3.8843
v5.10_MeasureAssessmentTemplate_Residential_All | Thermostat Optimization - SEG Single Family/Manufactured - INC All - Thermostat Optimization | HVAC | Thermostat Optimization | Retrofit | Thermostat Optimization | Residential | Manufactured | Firm | Sales | Residential | 14.72 | 1 | 2.2973 | 3.9878 | -1.0909 | 1.2638 | -1.6267 | 0.0042677 | 0.0070353 | 0.010731 | 0.01546 | 0.021149 | 0.02756 | 0.034246 | 0.040546 | 0.045639 | 0.048675 | 0.048965 | 0.046205 | 0.040636 | 0.033593 | 0.025663 | 0.01761 | 0.00080697 | 0.00052823 | 0 | 0 | 0 | 0 | 0 | 0 | 0 | 0.46932
v5.10_MeasureAssessmentTemplate_Residential_All | Thermostat Optimization - SEG Single Family/Manufactured - INC All - Thermostat Optimization | HVAC | Thermostat Optimization | Retrofit | Thermostat Optimization | Residential | Manufactured LI | Firm | Sales | Residential | 14.72 | 1 | 2.2973 | 3.9878 | -1.0909 | 1.2638 | -1.6267 | 0.0053583 | 0.0088332 | 0.013474 | 0.019411 | 0.026554 | 0.034603 | 0.042998 | 0.050907 | 0.057302 | 0.061114 | 0.061479 | 0.058013 | 0.051021 | 0.042177 | 0.032221 | 0.02211 | 0.0010132 | 0.00066322 | 0 | 0 | 0 | 0 | 0 | 0 | 0 | 0.58925
v5.10_MeasureAssessmentTemplate_Residential_All | Thermostat Optimization - SEG Single Family/Manufactured - INC All - Thermostat Optimization | HVAC | Thermostat Optimization | Retrofit | Thermostat Optimization | Residential | Single Family | Firm | Sales | Residential | 14.72 | 1 | 2.2973 | 3.9878 | -1.0909 | 1.2638 | -1.6267 | 2.2234 | 3.6653 | 5.591 | 8.0544 | 11.0183 | 14.3585 | 17.8419 | 21.1238 | 23.7774 | 25.3591 | 25.5104 | 24.0725 | 21.1711 | 17.5014 | 13.3701 | 9.1745 | 0.42042 | 0.2752 | 0 | 0 | 0 | 0 | 0 | 0 | 0 | 244.5087
v5.10_MeasureAssessmentTemplate_Residential_All | Thermostat Optimization - SEG Single Family/Manufactured - INC All - Thermostat Optimization | HVAC | Thermostat Optimization | Retrofit | Thermostat Optimization | Residential | Single Family LI | Firm | Sales | Residential | 14.72 | 1 | 2.2973 | 3.9878 | -1.0909 | 1.2638 | -1.6267 | 0.77127 | 1.2714 | 1.9394 | 2.7939 | 3.8221 | 4.9807 | 6.1891 | 7.3275 | 8.248 | 8.7966 | 8.8491 | 8.3503 | 7.3439 | 6.0709 | 4.6379 | 3.1825 | 0.14584 | 0.095463 | 0 | 0 | 0 | 0 | 0 | 0 | 0 | 84.8159
v5.10_MeasureAssessmentTemplate_Residential_All | Thermostatic Radiator Valve - SEG Multifamily - INC All - Thermostatic Radiator Valve added to Radiator | HVAC | Thermostatic Radiator Valve | Retrofit | Thermostatic Radiator Valve | Residential | Multifamily-High Rise | Firm | Sales | Residential | 41.48 | 1 | 3.5014 | 3.7403 | -1.3968 | 0.77772 | -1.4465 | 0 | 0 | 0 | 0 | 0 | 0 | 0 | 0 | 0 | 0 | 0 | 0 | 0 | 0 | 0 | 0 | 0 | 0 | 0 | 0 | 0 | 0 | 0 | 0 | 0 | 0
v5.10_MeasureAssessmentTemplate_Residential_All | Thermostatic Radiator Valve - SEG Multifamily - INC All - Thermostatic Radiator Valve added to Radiator | HVAC | Thermostatic Radiator Valve | Retrofit | Thermostatic Radiator Valve | Residential | Multifamily-High Rise LI | Firm | Sales | Residential | 41.48 | 1 | 3.5014 | 3.7403 | -1.3968 | 0.77772 | -1.4465 | 0 | 0 | 0 | 0 | 0 | 0 | 0 | 0 | 0 | 0 | 0 | 0 | 0 | 0 | 0 | 0 | 0 | 0 | 0 | 0 | 0 | 0 | 0 | 0 | 0 | 0
v5.10_MeasureAssessmentTemplate_Residential_All | Thermostatic Radiator Valve - SEG Multifamily - INC All - Thermostatic Radiator Valve added to Radiator | HVAC | Thermostatic Radiator Valve | Retrofit | Thermostatic Radiator Valve | Residential | Multifamily-Low Rise | Firm | Sales | Residential | 41.48 | 1 | 3.5014 | 3.7403 | -1.3968 | 0.77772 | -1.4465 | 0.31795 | 0.63515 | 1.1269 | 1.8313 | 2.7768 | 3.9721 | 5.396 | 6.9848 | 8.6251 | 10.1535 | 11.3704 | 12.0721 | 12.0971 | 11.3783 | 9.9808 | 8.2339 | 6.2804 | 4.3364 | 0.31201 | 0 | 0 | 0 | 0 | 0 | 0 | 117.8809
v5.10_MeasureAssessmentTemplate_Residential_All | Thermostatic Radiator Valve - SEG Multifamily - INC All - Thermostatic Radiator Valve added to Radiator | HVAC | Thermostatic Radiator Valve | Retrofit | Thermostatic Radiator Valve | Residential | Multifamily-Low Rise LI | Firm | Sales | Residential | 41.48 | 1 | 3.5014 | 3.7403 | -1.3968 | 0.77772 | -1.4465 | 0.26761 | 0.53459 | 0.94845 | 1.5414 | 2.3371 | 3.3432 | 4.5416 | 5.8789 | 7.2595 | 8.5459 | 9.5701 | 10.1607 | 10.1817 | 9.5767 | 8.4005 | 6.9302 | 5.286 | 3.6498 | 0.26261 | 0 | 0 | 0 | 0 | 0 | 0 | 99.2164
v5.10_MeasureAssessmentTemplate_Residential_All | Thermostatic Shower Valve - SEG All - INC All - Thermostatic Shower Valve | Water Heat | Thermostatic Shower Valve | New | Thermostatic Shower Valve | Residential | Manufactured | Firm | Sales | Residential | 1.9428 | 1 | 1.4573 | 2.3542 | -0.77752 | 0.65174 | -0.48734 | 1.4952e-06 | 9.4635e-07 | 2.4778e-06 | 4.7318e-06 | 7.944e-06 | 1.2282e-05 | 1.7704e-05 | 2.435e-05 | 3.2008e-05 | 4.0293e-05 | 4.8713e-05 | 5.6635e-05 | 6.3388e-05 | 6.8382e-05 | 7.1218e-05 | 7.1769e-05 | 7.0191e-05 | 6.704e-05 | 6.2356e-05 | 5.7174e-05 | 5.1161e-05 | 4.4903e-05 | 3.8631e-05 | 3.2347e-05 | 2.6054e-05 | 0.00097419
v5.10_MeasureAssessmentTemplate_Residential_All | Thermostatic Shower Valve - SEG All - INC All - Thermostatic Shower Valve | Water Heat | Thermostatic Shower Valve | New | Thermostatic Shower Valve | Residential | Manufactured LI | Firm | Sales | Residential | 1.9428 | 1 | 1.4573 | 2.3542 | -0.77752 | 0.65174 | -0.48734 | 1.8773e-06 | 1.1882e-06 | 3.111e-06 | 5.9411e-06 | 9.9741e-06 | 1.542e-05 | 2.2228e-05 | 3.0573e-05 | 4.0187e-05 | 5.059e-05 | 6.1162e-05 | 7.1108e-05 | 7.9588e-05 | 8.5857e-05 | 8.9418e-05 | 9.011e-05 | 8.8129e-05 | 8.4173e-05 | 7.8291e-05 | 7.1785e-05 | 6.4236e-05 | 5.6378e-05 | 4.8503e-05 | 4.0613e-05 | 3.2713e-05 | 0.0012232
v5.10_MeasureAssessmentTemplate_Residential_All | Thermostatic Shower Valve - SEG All - INC All - Thermostatic Shower Valve | Water Heat | Thermostatic Shower Valve | New | Thermostatic Shower Valve | Residential | Multifamily-High Rise | Firm | Sales | Residential | 1.9428 | 1 | 1.4573 | 2.3542 | -0.77752 | 0.65174 | -0.48734 | 0 | 0 | 0 | 0 | 0 | 0 | 0 | 0 | 0 | 0 | 0 | 0 | 0 | 0 | 0 | 0 | 0 | 0 | 0 | 0 | 0 | 0 | 0 | 0 | 0 | 0
v5.10_MeasureAssessmentTemplate_Residential_All | Thermostatic Shower Valve - SEG All - INC All - Thermostatic Shower Valve | Water Heat | Thermostatic Shower Valve | New | Thermostatic Shower Valve | Residential | Multifamily-High Rise LI | Firm | Sales | Residential | 1.9428 | 1 | 1.4573 | 2.3542 | -0.77752 | 0.65174 | -0.48734 | 0 | 0 | 0 | 0 | 0 | 0 | 0 | 0 | 0 | 0 | 0 | 0 | 0 | 0 | 0 | 0 | 0 | 0 | 0 | 0 | 0 | 0 | 0 | 0 | 0 | 0
v5.10_MeasureAssessmentTemplate_Residential_All | Thermostatic Shower Valve - SEG All - INC All - Thermostatic Shower Valve | Water Heat | Thermostatic Shower Valve | New | Thermostatic Shower Valve | Residential | Multifamily-Low Rise | Firm | Sales | Residential | 1.9428 | 1 | 1.4573 | 2.3542 | -0.77752 | 0.65174 | -0.48734 | 0.00011821 | 7.4817e-05 | 0.00019589 | 0.00037409 | 0.00062804 | 0.00097098 | 0.0013997 | 0.0019251 | 0.0025305 | 0.0031855 | 0.0038512 | 0.0044775 | 0.0050114 | 0.0054062 | 0.0056304 | 0.005674 | 0.0055492 | 0.0053001 | 0.0049298 | 0.0045201 | 0.0040447 | 0.00355 | 0.0030541 | 0.0025573 | 0.0020598 | 0.077019
v5.10_MeasureAssessmentTemplate_Residential_All | Thermostatic Shower Valve - SEG All - INC All - Thermostatic Shower Valve | Water Heat | Thermostatic Shower Valve | New | Thermostatic Shower Valve | Residential | Multifamily-Low Rise LI | Firm | Sales | Residential | 1.9428 | 1 | 1.4573 | 2.3542 | -0.77752 | 0.65174 | -0.48734 | 9.9492e-05 | 6.2971e-05 | 0.00016488 | 0.00031486 | 0.0005286 | 0.00081724 | 0.001178 | 0.0016203 | 0.0021298 | 0.0026811 | 0.0032414 | 0.0037685 | 0.0042179 | 0.0045502 | 0.0047389 | 0.0047756 | 0.0046706 | 0.0044609 | 0.0041492 | 0.0038044 | 0.0034043 | 0.0029879 | 0.0025705 | 0.0021524 | 0.0017337 | 0.064824
v5.10_MeasureAssessmentTemplate_Residential_All | Thermostatic Shower Valve - SEG All - INC All - Thermostatic Shower Valve | Water Heat | Thermostatic Shower Valve | New | Thermostatic Shower Valve | Residential | Single Family | Firm | Sales | Residential | 1.9428 | 1 | 1.4573 | 2.3542 | -0.77752 | 0.65174 | -0.48734 | 0.0013418 | 0.00084925 | 0.0022236 | 0.0042463 | 0.0071289 | 0.011022 | 0.015888 | 0.021852 | 0.028724 | 0.036158 | 0.043715 | 0.050824 | 0.056884 | 0.061366 | 0.063911 | 0.064405 | 0.062989 | 0.060162 | 0.055958 | 0.051308 | 0.045912 | 0.040296 | 0.034667 | 0.029028 | 0.023381 | 0.87424
v5.10_MeasureAssessmentTemplate_Residential_All | Thermostatic Shower Valve - SEG All - INC All - Thermostatic Shower Valve | Water Heat | Thermostatic Shower Valve | New | Thermostatic Shower Valve | Residential | Single Family LI | Firm | Sales | Residential | 1.9428 | 1 | 1.4573 | 2.3542 | -0.77752 | 0.65174 | -0.48734 | 0.00044217 | 0.00027986 | 0.00073275 | 0.0013993 | 0.0023493 | 0.0036321 | 0.0052356 | 0.007201 | 0.0094656 | 0.011916 | 0.014406 | 0.016748 | 0.018746 | 0.020222 | 0.021061 | 0.021224 | 0.020757 | 0.019826 | 0.01844 | 0.016908 | 0.01513 | 0.013279 | 0.011424 | 0.0095659 | 0.0077049 | 0.2881
v5.10_MeasureAssessmentTemplate_Residential_All | Thermostatic Shower Valve - SEG All - INC All - Thermostatic Shower Valve | Water Heat | Thermostatic Shower Valve | Retrofit | Thermostatic Shower Valve | Residential | Manufactured | Firm | Sales | Residential | 1.9428 | 1 | 1.4573 | 2.3542 | -0.77752 | 0.65174 | -0.48734 | 0.00010105 | 0.00020339 | 0.00036196 | 0.00059039 | 0.00089845 | 0.0012897 | 0.0017578 | 0.0022822 | 0.0028257 | 0.0033342 | 0.0037413 | 0.0039788 | 0.0039923 | 0.0037588 | 0.0032996 | 0.0027235 | 0.0020781 | 0.0014352 | 0.00013567 | 2.3828e-05 | 0 | 0 | 0 | 0 | 0 | 0.038812
v5.10_MeasureAssessmentTemplate_Residential_All | Thermostatic Shower Valve - SEG All - INC All - Thermostatic Shower Valve | Water Heat | Thermostatic Shower Valve | Retrofit | Thermostatic Shower Valve | Residential | Manufactured LI | Firm | Sales | Residential | 1.9428 | 1 | 1.4573 | 2.3542 | -0.77752 | 0.65174 | -0.48734 | 0.00012688 | 0.00025536 | 0.00045446 | 0.00074126 | 0.001128 | 0.0016193 | 0.002207 | 0.0028654 | 0.0035478 | 0.0041863 | 0.0046974 | 0.0049956 | 0.0050125 | 0.0047194 | 0.0041428 | 0.0034195 | 0.0026092 | 0.001802 | 0.00017034 | 2.9918e-05 | 0 | 0 | 0 | 0 | 0 | 0.04873
v5.10_MeasureAssessmentTemplate_Residential_All | Thermostatic Shower Valve - SEG All - INC All - Thermostatic Shower Valve | Water Heat | Thermostatic Shower Valve | Retrofit | Thermostatic Shower Valve | Residential | Multifamily-High Rise | Firm | Sales | Residential | 1.9428 | 1 | 1.4573 | 2.3542 | -0.77752 | 0.65174 | -0.48734 | 0 | 0 | 0 | 0 | 0 | 0 | 0 | 0 | 0 | 0 | 0 | 0 | 0 | 0 | 0 | 0 | 0 | 0 | 0 | 0 | 0 | 0 | 0 | 0 | 0 | 0
v5.10_MeasureAssessmentTemplate_Residential_All | Thermostatic Shower Valve - SEG All - INC All - Thermostatic Shower Valve | Water Heat | Thermostatic Shower Valve | Retrofit | Thermostatic Shower Valve | Residential | Multifamily-High Rise LI | Firm | Sales | Residential | 1.9428 | 1 | 1.4573 | 2.3542 | -0.77752 | 0.65174 | -0.48734 | 0 | 0 | 0 | 0 | 0 | 0 | 0 | 0 | 0 | 0 | 0 | 0 | 0 | 0 | 0 | 0 | 0 | 0 | 0 | 0 | 0 | 0 | 0 | 0 | 0 | 0
v5.10_MeasureAssessmentTemplate_Residential_All | Thermostatic Shower Valve - SEG All - INC All - Thermostatic Shower Valve | Water Heat | Thermostatic Shower Valve | Retrofit | Thermostatic Shower Valve | Residential | Multifamily-Low Rise | Firm | Sales | Residential | 1.9428 | 1 | 1.4573 | 2.3542 | -0.77752 | 0.65174 | -0.48734 | 0.0013887 | 0.0028947 | 0.0052238 | 0.0086597 | 0.013389 | 0.019509 | 0.026956 | 0.035431 | 0.04435 | 0.052828 | 0.059752 | 0.063959 | 0.064507 | 0.060973 | 0.053677 | 0.044394 | 0.033921 | 0.02345 | 0.004249 | 0.0018838 | 0 | 0 | 0 | 0 | 0 | 0.62139
v5.10_MeasureAssessmentTemplate_Residential_All | Thermostatic Shower Valve - SEG All - INC All - Thermostatic Shower Valve | Water Heat | Thermostatic Shower Valve | Retrofit | Thermostatic Shower Valve | Residential | Multifamily-Low Rise LI | Firm | Sales | Residential | 1.9428 | 1 | 1.4573 | 2.3542 | -0.77752 | 0.65174 | -0.48734 | 0.0011688 | 0.0024364 | 0.0043967 | 0.0072886 | 0.011269 | 0.01642 | 0.022688 | 0.029821 | 0.037328 | 0.044463 | 0.050291 | 0.053832 | 0.054293 | 0.051319 | 0.045178 | 0.037365 | 0.02855 | 0.019737 | 0.0035762 | 0.0015856 | 0 | 0 | 0 | 0 | 0 | 0.52301
v5.10_MeasureAssessmentTemplate_Residential_All | Thermostatic Shower Valve - SEG All - INC All - Thermostatic Shower Valve | Water Heat | Thermostatic Shower Valve | Retrofit | Thermostatic Shower Valve | Residential | Single Family | Firm | Sales | Residential | 1.9428 | 1 | 1.4573 | 2.3542 | -0.77752 | 0.65174 | -0.48734 | 0.090683 | 0.18252 | 0.32482 | 0.52981 | 0.80626 | 1.1574 | 1.5774 | 2.048 | 2.5358 | 2.9921 | 3.3575 | 3.5705 | 3.5826 | 3.3732 | 2.961 | 2.4441 | 1.8649 | 1.288 | 0.12175 | 0.021383 | 0 | 0 | 0 | 0 | 0 | 34.8297
v5.10_MeasureAssessmentTemplate_Residential_All | Thermostatic Shower Valve - SEG All - INC All - Thermostatic Shower Valve | Water Heat | Thermostatic Shower Valve | Retrofit | Thermostatic Shower Valve | Residential | Single Family LI | Firm | Sales | Residential | 1.9428 | 1 | 1.4573 | 2.3542 | -0.77752 | 0.65174 | -0.48734 | 0.029884 | 0.060147 | 0.10704 | 0.17459 | 0.2657 | 0.38141 | 0.51982 | 0.6749 | 0.83563 | 0.98602 | 1.1064 | 1.1766 | 1.1806 | 1.1116 | 0.97578 | 0.80541 | 0.61455 | 0.42444 | 0.040121 | 0.0070467 | 0 | 0 | 0 | 0 | 0 | 11.4777
v5.10_MeasureAssessmentTemplate_Residential_All | Wall Insulation - SEG Multifamily - INC All - Wall Insulation >= R11 from R0-R6 | HVAC | Wall Insulation | Retrofit | Wall Insulation - R0-R6 to R11 | Residential | Multifamily-High Rise | Firm | Sales | Residential | 0.1 | 1 | 1.999 | 3.77 | -0.83081 | 1.3731 | -1.4758 | 0 | 0 | 0 | 0 | 0 | 0 | 0 | 0 | 0 | 0 | 0 | 0 | 0 | 0 | 0 | 0 | 0 | 0 | 0 | 0 | 0 | 0 | 0 | 0 | 0 | 0
v5.10_MeasureAssessmentTemplate_Residential_All | Wall Insulation - SEG Multifamily - INC All - Wall Insulation >= R11 from R0-R6 | HVAC | Wall Insulation | Retrofit | Wall Insulation - R0-R6 to R11 | Residential | Multifamily-High Rise LI | Firm | Sales | Residential | 0.1 | 1 | 1.999 | 3.77 | -0.83081 | 1.3731 | -1.4758 | 0 | 0 | 0 | 0 | 0 | 0 | 0 | 0 | 0 | 0 | 0 | 0 | 0 | 0 | 0 | 0 | 0 | 0 | 0 | 0 | 0 | 0 | 0 | 0 | 0 | 0
v5.10_MeasureAssessmentTemplate_Residential_All | Wall Insulation - SEG Multifamily - INC All - Wall Insulation >= R11 from R0-R6 | HVAC | Wall Insulation | Retrofit | Wall Insulation - R0-R6 to R11 | Residential | Multifamily-Low Rise | Firm | Sales | Residential | 0.1 | 1 | 1.999 | 3.77 | -0.83081 | 1.3731 | -1.4758 | 0.034777 | 0.069472 | 0.12325 | 0.20031 | 0.30372 | 0.43446 | 0.5902 | 0.76398 | 0.9434 | 1.1106 | 1.2437 | 1.3204 | 1.3232 | 1.2445 | 1.0917 | 0.9006 | 0.68694 | 0.47431 | 0.034127 | 0 | 0 | 0 | 0 | 0 | 0 | 12.8936
v5.10_MeasureAssessmentTemplate_Residential_All | Wall Insulation - SEG Multifamily - INC All - Wall Insulation >= R11 from R0-R6 | HVAC | Wall Insulation | Retrofit | Wall Insulation - R0-R6 to R11 | Residential | Multifamily-Low Rise LI | Firm | Sales | Residential | 0.1 | 1 | 1.999 | 3.77 | -0.83081 | 1.3731 | -1.4758 | 0.029271 | 0.058472 | 0.10374 | 0.16859 | 0.25563 | 0.36567 | 0.49675 | 0.64302 | 0.79403 | 0.93473 | 1.0468 | 1.1114 | 1.1137 | 1.0475 | 0.91883 | 0.75801 | 0.57817 | 0.39921 | 0.028724 | 0 | 0 | 0 | 0 | 0 | 0 | 10.8521
v5.10_MeasureAssessmentTemplate_Residential_All | Wall Insulation - SEG Single Family/Manufactured - INC All - Wall Insulation >= R11 from R0-R4 | HVAC | Wall Insulation | Retrofit | Wall Insulation - R0-R4 to R11 | Residential | Manufactured | Firm | Sales | Residential | 0.08 | 1 | 1.4359 | 3.8607 | -0.31248 | 1.9574 | -1.5419 | 0 | 0 | 0 | 0 | 0 | 0 | 0 | 0 | 0 | 0 | 0 | 0 | 0 | 0 | 0 | 0 | 0 | 0 | 0 | 0 | 0 | 0 | 0 | 0 | 0 | 0
v5.10_MeasureAssessmentTemplate_Residential_All | Wall Insulation - SEG Single Family/Manufactured - INC All - Wall Insulation >= R11 from R0-R4 | HVAC | Wall Insulation | Retrofit | Wall Insulation - R0-R4 to R11 | Residential | Manufactured LI | Firm | Sales | Residential | 0.08 | 1 | 1.4359 | 3.8607 | -0.31248 | 1.9574 | -1.5419 | 0 | 0 | 0 | 0 | 0 | 0 | 0 | 0 | 0 | 0 | 0 | 0 | 0 | 0 | 0 | 0 | 0 | 0 | 0 | 0 | 0 | 0 | 0 | 0 | 0 | 0
v5.10_MeasureAssessmentTemplate_Residential_All | Wall Insulation - SEG Single Family/Manufactured - INC All - Wall Insulation >= R11 from R0-R4 | HVAC | Wall Insulation | Retrofit | Wall Insulation - R0-R4 to R11 | Residential | Single Family | Firm | Sales | Residential | 0.08 | 1 | 1.4359 | 3.8607 | -0.31248 | 1.9574 | -1.5419 | 1.4172 | 2.8311 | 5.0228 | 8.1628 | 12.3768 | 17.705 | 24.0514 | 31.1333 | 38.4448 | 45.2571 | 50.6813 | 53.8088 | 53.9201 | 50.7164 | 44.4872 | 36.7007 | 27.9937 | 19.3287 | 1.3907 | 0 | 0 | 0 | 0 | 0 | 0 | 525.4297
v5.10_MeasureAssessmentTemplate_Residential_All | Wall Insulation - SEG Single Family/Manufactured - INC All - Wall Insulation >= R11 from R0-R4 | HVAC | Wall Insulation | Retrofit | Wall Insulation - R0-R4 to R11 | Residential | Single Family LI | Firm | Sales | Residential | 0.08 | 1 | 1.4359 | 3.8607 | -0.31248 | 1.9574 | -1.5419 | 0.49161 | 0.98204 | 1.7423 | 2.8315 | 4.2933 | 6.1415 | 8.343 | 10.7996 | 13.3359 | 15.6989 | 17.5805 | 18.6653 | 18.704 | 17.5926 | 15.4319 | 12.7309 | 9.7105 | 6.7048 | 0.48242 | 0 | 0 | 0 | 0 | 0 | 0 | 182.2627
v5.10_MeasureAssessmentTemplate_Residential_All | Wall Insulation - SEG Single Family/Manufactured - INC All - Wall Insulation >= R30 from R4-R11 | HVAC | Wall Insulation | Retrofit | Wall Insulation - R4-R11 to R30 | Residential | Manufactured | Firm | Sales | Residential | 0.046444 | 0 | 0.67137 | 3.8402 | 1.9094 | 4.1643 | -1.527 | 0 | 0 | 0 | 0 | 0 | 0 | 0 | 0 | 0 | 0 | 0 | 0 | 0 | 0 | 0 | 0 | 0 | 0 | 0 | 0 | 0 | 0 | 0 | 0 | 0 | 0
v5.10_MeasureAssessmentTemplate_Residential_All | Wall Insulation - SEG Single Family/Manufactured - INC All - Wall Insulation >= R30 from R4-R11 | HVAC | Wall Insulation | Retrofit | Wall Insulation - R4-R11 to R30 | Residential | Manufactured LI | Firm | Sales | Residential | 0.046444 | 0 | 0.67137 | 3.8402 | 1.9094 | 4.1643 | -1.527 | 0 | 0 | 0 | 0 | 0 | 0 | 0 | 0 | 0 | 0 | 0 | 0 | 0 | 0 | 0 | 0 | 0 | 0 | 0 | 0 | 0 | 0 | 0 | 0 | 0 | 0
v5.10_MeasureAssessmentTemplate_Residential_All | Wall Insulation - SEG Single Family/Manufactured - INC All - Wall Insulation >= R30 from R4-R11 | HVAC | Wall Insulation | Retrofit | Wall Insulation - R4-R11 to R30 | Residential | Single Family | Firm | Sales | Residential | 0.046444 | 0 | 0.67137 | 3.8402 | 1.9094 | 4.1643 | -1.527 | 0 | 0 | 1.6884 | 2.7439 | 4.1605 | 5.9516 | 8.085 | 10.4656 | 12.9234 | 15.2133 | 17.0367 | 18.088 | 18.1255 | 17.0485 | 14.9546 | 12.3371 | 9.4102 | 6.4974 | 1.8956 | 0 | 0 | 0 | 0 | 0 | 0 | 176.6253
v5.10_MeasureAssessmentTemplate_Residential_All | Wall Insulation - SEG Single Family/Manufactured - INC All - Wall Insulation >= R30 from R4-R11 | HVAC | Wall Insulation | Retrofit | Wall Insulation - R4-R11 to R30 | Residential | Single Family LI | Firm | Sales | Residential | 0.046444 | 0 | 0.67137 | 3.8402 | 1.9094 | 4.1643 | -1.527 | 0 | 0 | 0.58569 | 0.95183 | 1.4432 | 2.0645 | 2.8045 | 3.6303 | 4.4829 | 5.2773 | 5.9097 | 6.2744 | 6.2874 | 5.9138 | 5.1875 | 4.2795 | 3.2642 | 2.2538 | 0.65754 | 0 | 0 | 0 | 0 | 0 | 0 | 61.2683
v5.10_MeasureAssessmentTemplate_Residential_All | Windows - SEG Manufactured - INC All - Window Replacement to Thin Triple Pane U-Value < 0.2 | HVAC | Windows | NR | Windows - U < 0.2 | Residential | Manufactured | Firm | Sales | Residential | 0.03 | 1 | 1.341 | 3.8596 | -0.17701 | 2.0955 | -1.5444 | 0 | 0 | 5.0449e-05 | 9.4842e-05 | 0.00016212 | 0.00025831 | 0.00038891 | 0.00055783 | 0.00076623 | 0.0010113 | 0.0012853 | 0.0015757 | 0.001866 | 0.0021379 | 0.0023752 | 0.002566 | 0.0027061 | 0.0028061 | 0.0028566 | 0.0028949 | 0.0028979 | 0.0028889 | 0.0028797 | 0.0028702 | 0.0028605 | 0.040757
v5.10_MeasureAssessmentTemplate_Residential_All | Windows - SEG Manufactured - INC All - Window Replacement to Thin Triple Pane U-Value < 0.2 | HVAC | Windows | NR | Windows - U < 0.2 | Residential | Manufactured LI | Firm | Sales | Residential | 0.03 | 1 | 1.341 | 3.8596 | -0.17701 | 2.0955 | -1.5444 | 0 | 0 | 6.3342e-05 | 0.00011908 | 0.00020355 | 0.00032433 | 0.00048829 | 0.00070038 | 0.00096204 | 0.0012697 | 0.0016138 | 0.0019784 | 0.0023428 | 0.0026843 | 0.0029821 | 0.0032218 | 0.0033977 | 0.0035232 | 0.0035866 | 0.0036347 | 0.0036384 | 0.0036272 | 0.0036156 | 0.0036037 | 0.0035915 | 0.051173
v5.10_MeasureAssessmentTemplate_Residential_All | Windows - SEG Manufactured - INC All - Window Replacement to U-Value 0.20-0.23 | HVAC | Windows | NR | Windows - U 0.20-0.23 | Residential | Manufactured | Firm | Sales | Residential | 0.03 | 0 | 0.86123 | 3.8596 | 0.99024 | 3.2627 | -1.5444 | 0.0010366 | 0.0015202 | 0.0020711 | 0.002714 | 0.0034178 | 0.0041346 | 0.0048076 | 0.005383 | 0.0058243 | 0.0061225 | 0.0062952 | 0.0063686 | 0.0063553 | 0.0063412 | 0.0063265 | 0.006311 | 0.0062949 | 0.0062782 | 0.0062608 | 0.0062428 | 0.0062242 | 0.006205 | 0.0061853 | 0.0061649 | 0.006144 | 0.13103
v5.10_MeasureAssessmentTemplate_Residential_All | Windows - SEG Manufactured - INC All - Window Replacement to U-Value 0.20-0.23 | HVAC | Windows | NR | Windows - U 0.20-0.23 | Residential | Manufactured LI | Firm | Sales | Residential | 0.03 | 0 | 0.86123 | 3.8596 | 0.99024 | 3.2627 | -1.5444 | 0.0013015 | 0.0019088 | 0.0026004 | 0.0034076 | 0.0042912 | 0.0051913 | 0.0060363 | 0.0067586 | 0.0073127 | 0.0076871 | 0.007904 | 0.0079962 | 0.0079794 | 0.0079617 | 0.0079432 | 0.0079238 | 0.0079036 | 0.0078826 | 0.0078608 | 0.0078382 | 0.0078149 | 0.0077908 | 0.0077659 | 0.0077404 | 0.0077141 | 0.16452
v5.10_MeasureAssessmentTemplate_Residential_All | Windows - SEG Manufactured - INC All - Window Replacement to U-Value 0.23-0.27 | HVAC | Windows | NR | Windows - U 0.23-0.27 | Residential | Manufactured | Firm | Sales | Residential | 0.05 | 0 | 0.81777 | 3.8703 | 1.1654 | 3.4456 | -1.5522 | 0.001395 | 0.0020459 | 0.0027873 | 0.0036525 | 0.0045996 | 0.0055644 | 0.0064701 | 0.0072444 | 0.0078383 | 0.0082396 | 0.0084721 | 0.0085709 | 0.0085529 | 0.008534 | 0.0085141 | 0.0084933 | 0.0084717 | 0.0084491 | 0.0084258 | 0.0084016 | 0.0083765 | 0.0083507 | 0.0083241 | 0.0082967 | 0.0082685 | 0.17634
v5.10_MeasureAssessmentTemplate_Residential_All | Windows - SEG Manufactured - INC All - Window Replacement to U-Value 0.23-0.27 | HVAC | Windows | NR | Windows - U 0.23-0.27 | Residential | Manufactured LI | Firm | Sales | Residential | 0.05 | 0 | 0.81777 | 3.8703 | 1.1654 | 3.4456 | -1.5522 | 0.0017515 | 0.0025688 | 0.0034996 | 0.0045859 | 0.005775 | 0.0069864 | 0.0081236 | 0.0090957 | 0.0098414 | 0.010345 | 0.010637 | 0.010761 | 0.010739 | 0.010715 | 0.01069 | 0.010664 | 0.010637 | 0.010608 | 0.010579 | 0.010549 | 0.010517 | 0.010485 | 0.010451 | 0.010417 | 0.010382 | 0.2214
v5.10_MeasureAssessmentTemplate_Residential_All | Windows - SEG Multifamily - INC All - Window Replacement to Thin Triple Pane U-Value < 0.2 | HVAC | Windows | NR | Windows - U < 0.2 | Residential | Multifamily-High Rise | Firm | Sales | Residential | 0.03 | 1 | 1.3425 | 3.8641 | -0.17696 | 2.0955 | -1.5444 | 0 | 0 | 0 | 0 | 0 | 0 | 0 | 0 | 0 | 0 | 0 | 0 | 0 | 0 | 0 | 0 | 0 | 0 | 0 | 0 | 0 | 0 | 0 | 0 | 0 | 0
v5.10_MeasureAssessmentTemplate_Residential_All | Windows - SEG Multifamily - INC All - Window Replacement to Thin Triple Pane U-Value < 0.2 | HVAC | Windows | NR | Windows - U < 0.2 | Residential | Multifamily-High Rise LI | Firm | Sales | Residential | 0.03 | 1 | 1.3425 | 3.8641 | -0.17696 | 2.0955 | -1.5444 | 0 | 0 | 0 | 0 | 0 | 0 | 0 | 0 | 0 | 0 | 0 | 0 | 0 | 0 | 0 | 0 | 0 | 0 | 0 | 0 | 0 | 0 | 0 | 0 | 0 | 0
v5.10_MeasureAssessmentTemplate_Residential_All | Windows - SEG Multifamily - INC All - Window Replacement to Thin Triple Pane U-Value < 0.2 | HVAC | Windows | NR | Windows - U < 0.2 | Residential | Multifamily-Low Rise | Firm | Sales | Residential | 0.03 | 1 | 1.3425 | 3.8641 | -0.17696 | 2.0955 | -1.5444 | 0 | 0 | 0.0013249 | 0.0024908 | 0.0042577 | 0.006784 | 0.010214 | 0.01465 | 0.020123 | 0.026559 | 0.033756 | 0.041382 | 0.049005 | 0.056148 | 0.062378 | 0.06739 | 0.071069 | 0.073694 | 0.075021 | 0.076027 | 0.076105 | 0.07587 | 0.075628 | 0.07538 | 0.075124 | 1.0704
v5.10_MeasureAssessmentTemplate_Residential_All | Windows - SEG Multifamily - INC All - Window Replacement to Thin Triple Pane U-Value < 0.2 | HVAC | Windows | NR | Windows - U < 0.2 | Residential | Multifamily-Low Rise LI | Firm | Sales | Residential | 0.03 | 1 | 1.3425 | 3.8641 | -0.17696 | 2.0955 | -1.5444 | 0 | 0 | 0.0011151 | 0.0020964 | 0.0035836 | 0.0057099 | 0.0085965 | 0.01233 | 0.016937 | 0.022354 | 0.028411 | 0.03483 | 0.041246 | 0.047258 | 0.052501 | 0.05672 | 0.059817 | 0.062026 | 0.063143 | 0.063989 | 0.064055 | 0.063858 | 0.063654 | 0.063444 | 0.063229 | 0.9009
v5.10_MeasureAssessmentTemplate_Residential_All | Windows - SEG Multifamily - INC All - Window Replacement to U-Value 0.20-0.23 | HVAC | Windows | NR | Windows - U 0.20-0.23 | Residential | Multifamily-High Rise | Firm | Sales | Residential | 0.03 | 0 | 0.86224 | 3.8641 | 0.99029 | 3.2627 | -1.5443 | 0 | 0 | 0 | 0 | 0 | 0 | 0 | 0 | 0 | 0 | 0 | 0 | 0 | 0 | 0 | 0 | 0 | 0 | 0 | 0 | 0 | 0 | 0 | 0 | 0 | 0
v5.10_MeasureAssessmentTemplate_Residential_All | Windows - SEG Multifamily - INC All - Window Replacement to U-Value 0.20-0.23 | HVAC | Windows | NR | Windows - U 0.20-0.23 | Residential | Multifamily-High Rise LI | Firm | Sales | Residential | 0.03 | 0 | 0.86224 | 3.8641 | 0.99029 | 3.2627 | -1.5443 | 0 | 0 | 0 | 0 | 0 | 0 | 0 | 0 | 0 | 0 | 0 | 0 | 0 | 0 | 0 | 0 | 0 | 0 | 0 | 0 | 0 | 0 | 0 | 0 | 0 | 0
v5.10_MeasureAssessmentTemplate_Residential_All | Windows - SEG Multifamily - INC All - Window Replacement to U-Value 0.20-0.23 | HVAC | Windows | NR | Windows - U 0.20-0.23 | Residential | Multifamily-Low Rise | Firm | Sales | Residential | 0.03 | 0 | 0.86224 | 3.8641 | 0.99029 | 3.2627 | -1.5443 | 0.027223 | 0.039926 | 0.054393 | 0.071277 | 0.089759 | 0.10859 | 0.12626 | 0.14137 | 0.15296 | 0.16079 | 0.16533 | 0.16726 | 0.16691 | 0.16654 | 0.16615 | 0.16574 | 0.16532 | 0.16488 | 0.16443 | 0.16395 | 0.16346 | 0.16296 | 0.16244 | 0.16191 | 0.16136 | 3.4412
v5.10_MeasureAssessmentTemplate_Residential_All | Windows - SEG Multifamily - INC All - Window Replacement to U-Value 0.20-0.23 | HVAC | Windows | NR | Windows - U 0.20-0.23 | Residential | Multifamily-Low Rise LI | Firm | Sales | Residential | 0.03 | 0 | 0.86224 | 3.8641 | 0.99029 | 3.2627 | -1.5443 | 0.022913 | 0.033604 | 0.045781 | 0.059992 | 0.075547 | 0.091394 | 0.10627 | 0.11899 | 0.12874 | 0.13533 | 0.13915 | 0.14077 | 0.14048 | 0.14017 | 0.13984 | 0.1395 | 0.13915 | 0.13878 | 0.13839 | 0.13799 | 0.13758 | 0.13716 | 0.13672 | 0.13627 | 0.13581 | 2.8963
v5.10_MeasureAssessmentTemplate_Residential_All | Windows - SEG Multifamily - INC All - Window Replacement to U-Value 0.23-0.27 | HVAC | Windows | NR | Windows - U 0.23-0.27 | Residential | Multifamily-High Rise | Firm | Sales | Residential | 0.05 | 0 | 0.81872 | 3.8748 | 1.1654 | 3.4456 | -1.5522 | 0 | 0 | 0 | 0 | 0 | 0 | 0 | 0 | 0 | 0 | 0 | 0 | 0 | 0 | 0 | 0 | 0 | 0 | 0 | 0 | 0 | 0 | 0 | 0 | 0 | 0
v5.10_MeasureAssessmentTemplate_Residential_All | Windows - SEG Multifamily - INC All - Window Replacement to U-Value 0.23-0.27 | HVAC | Windows | NR | Windows - U 0.23-0.27 | Residential | Multifamily-High Rise LI | Firm | Sales | Residential | 0.05 | 0 | 0.81872 | 3.8748 | 1.1654 | 3.4456 | -1.5522 | 0 | 0 | 0 | 0 | 0 | 0 | 0 | 0 | 0 | 0 | 0 | 0 | 0 | 0 | 0 | 0 | 0 | 0 | 0 | 0 | 0 | 0 | 0 | 0 | 0 | 0
v5.10_MeasureAssessmentTemplate_Residential_All | Windows - SEG Multifamily - INC All - Window Replacement to U-Value 0.23-0.27 | HVAC | Windows | NR | Windows - U 0.23-0.27 | Residential | Multifamily-Low Rise | Firm | Sales | Residential | 0.05 | 0 | 0.81872 | 3.8748 | 1.1654 | 3.4456 | -1.5522 | 0.036638 | 0.053733 | 0.073203 | 0.095926 | 0.1208 | 0.14614 | 0.16992 | 0.19026 | 0.20586 | 0.2164 | 0.2225 | 0.2251 | 0.22463 | 0.22413 | 0.22361 | 0.22306 | 0.22249 | 0.2219 | 0.22129 | 0.22065 | 0.21999 | 0.21932 | 0.21862 | 0.2179 | 0.21716 | 4.6312
v5.10_MeasureAssessmentTemplate_Residential_All | Windows - SEG Multifamily - INC All - Window Replacement to U-Value 0.23-0.27 | HVAC | Windows | NR | Windows - U 0.23-0.27 | Residential | Multifamily-Low Rise LI | Firm | Sales | Residential | 0.05 | 0 | 0.81872 | 3.8748 | 1.1654 | 3.4456 | -1.5522 | 0.030837 | 0.045225 | 0.061612 | 0.080738 | 0.10167 | 0.123 | 0.14302 | 0.16013 | 0.17326 | 0.18213 | 0.18727 | 0.18946 | 0.18906 | 0.18864 | 0.1882 | 0.18774 | 0.18726 | 0.18677 | 0.18625 | 0.18571 | 0.18516 | 0.18459 | 0.184 | 0.1834 | 0.18277 | 3.8979
v5.10_MeasureAssessmentTemplate_Residential_All | Windows - SEG Multifamily-High Rise - INC All - Metal Frame Storm Window Replacement to U < 0.30 | HVAC | Windows | Retrofit | Storm Windows - Metal Fram | Residential | Multifamily-High Rise | Firm | Sales | Residential | 0.832 | 1 | 6.8929 | 3.7663 | -1.8034 | 0.3978 | -1.4732 | 0 | 0 | 0 | 0 | 0 | 0 | 0 | 0 | 0 | 0 | 0 | 0 | 0 | 0 | 0 | 0 | 0 | 0 | 0 | 0 | 0 | 0 | 0 | 0 | 0 | 0
v5.10_MeasureAssessmentTemplate_Residential_All | Windows - SEG Multifamily-High Rise - INC All - Metal Frame Storm Window Replacement to U < 0.30 | HVAC | Windows | Retrofit | Storm Windows - Metal Fram | Residential | Multifamily-High Rise LI | Firm | Sales | Residential | 0.832 | 1 | 6.8929 | 3.7663 | -1.8034 | 0.3978 | -1.4732 | 0 | 0 | 0 | 0 | 0 | 0 | 0 | 0 | 0 | 0 | 0 | 0 | 0 | 0 | 0 | 0 | 0 | 0 | 0 | 0 | 0 | 0 | 0 | 0 | 0 | 0
v5.10_MeasureAssessmentTemplate_Residential_All | Windows - SEG Multifamily-High Rise - INC All - Non-Metal Frame Storm Window Replacement to U < 0.30 | HVAC | Windows | Retrofit | Storm Windows - Non-Metal Fram | Residential | Multifamily-High Rise | Firm | Sales | Residential | 0.92 | 1 | 2.4004 | 3.7665 | -1.0589 | 1.1424 | -1.4733 | 0 | 0 | 0 | 0 | 0 | 0 | 0 | 0 | 0 | 0 | 0 | 0 | 0 | 0 | 0 | 0 | 0 | 0 | 0 | 0 | 0 | 0 | 0 | 0 | 0 | 0
v5.10_MeasureAssessmentTemplate_Residential_All | Windows - SEG Multifamily-High Rise - INC All - Non-Metal Frame Storm Window Replacement to U < 0.30 | HVAC | Windows | Retrofit | Storm Windows - Non-Metal Fram | Residential | Multifamily-High Rise LI | Firm | Sales | Residential | 0.92 | 1 | 2.4004 | 3.7665 | -1.0589 | 1.1424 | -1.4733 | 0 | 0 | 0 | 0 | 0 | 0 | 0 | 0 | 0 | 0 | 0 | 0 | 0 | 0 | 0 | 0 | 0 | 0 | 0 | 0 | 0 | 0 | 0 | 0 | 0 | 0
v5.10_MeasureAssessmentTemplate_Residential_All | Windows - SEG Single Family - INC All - Window Replacement to Thin Triple Pane U-Value < 0.2 | HVAC | Windows | NR | Windows - U < 0.2 | Residential | Single Family | Firm | Sales | Residential | 0.03 | 1 | 1.3425 | 3.8641 | -0.17696 | 2.0955 | -1.5444 | 0 | 0 | 0.035713 | 0.067138 | 0.11477 | 0.18286 | 0.2753 | 0.39488 | 0.54241 | 0.71588 | 0.90987 | 1.1154 | 1.3209 | 1.5134 | 1.6814 | 1.8165 | 1.9156 | 1.9864 | 2.0222 | 2.0493 | 2.0514 | 2.045 | 2.0385 | 2.0318 | 2.0249 | 28.8516
v5.10_MeasureAssessmentTemplate_Residential_All | Windows - SEG Single Family - INC All - Window Replacement to Thin Triple Pane U-Value < 0.2 | HVAC | Windows | NR | Windows - U < 0.2 | Residential | Single Family LI | Firm | Sales | Residential | 0.03 | 1 | 1.3425 | 3.8641 | -0.17696 | 2.0955 | -1.5444 | 0 | 0 | 0.012388 | 0.023289 | 0.03981 | 0.063431 | 0.095498 | 0.13698 | 0.18815 | 0.24833 | 0.31562 | 0.38693 | 0.4582 | 0.52498 | 0.58323 | 0.6301 | 0.6645 | 0.68904 | 0.70145 | 0.71086 | 0.71159 | 0.70939 | 0.70713 | 0.7048 | 0.70241 | 10.0081
v5.10_MeasureAssessmentTemplate_Residential_All | Windows - SEG Single Family - INC All - Window Replacement to U-Value 0.20-0.23 | HVAC | Windows | NR | Windows - U 0.20-0.23 | Residential | Single Family | Firm | Sales | Residential | 0.03 | 0 | 0.86224 | 3.8641 | 0.99029 | 3.2627 | -1.5443 | 0.73385 | 1.0763 | 1.4663 | 1.9214 | 2.4196 | 2.9271 | 3.4036 | 3.8109 | 4.1233 | 4.3344 | 4.4567 | 4.5087 | 4.4992 | 4.4893 | 4.4788 | 4.4679 | 4.4565 | 4.4447 | 4.4324 | 4.4196 | 4.4065 | 4.3929 | 4.3789 | 4.3645 | 4.3496 | 92.763
v5.10_MeasureAssessmentTemplate_Residential_All | Windows - SEG Single Family - INC All - Window Replacement to U-Value 0.20-0.23 | HVAC | Windows | NR | Windows - U 0.20-0.23 | Residential | Single Family LI | Firm | Sales | Residential | 0.03 | 0 | 0.86224 | 3.8641 | 0.99029 | 3.2627 | -1.5443 | 0.25456 | 0.37334 | 0.50862 | 0.6665 | 0.83932 | 1.0154 | 1.1806 | 1.3219 | 1.4303 | 1.5035 | 1.546 | 1.564 | 1.5607 | 1.5573 | 1.5536 | 1.5498 | 1.5459 | 1.5418 | 1.5375 | 1.5331 | 1.5285 | 1.5238 | 1.519 | 1.514 | 1.5088 | 32.1779
v5.10_MeasureAssessmentTemplate_Residential_All | Windows - SEG Single Family - INC All - Window Replacement to U-Value 0.23-0.27 | HVAC | Windows | NR | Windows - U 0.23-0.27 | Residential | Single Family | Firm | Sales | Residential | 0.05 | 0 | 0.81872 | 3.8748 | 1.1654 | 3.4456 | -1.5522 | 0.98795 | 1.4489 | 1.9739 | 2.5867 | 3.2574 | 3.9407 | 4.5821 | 5.1304 | 5.551 | 5.8352 | 5.9999 | 6.0698 | 6.0571 | 6.0437 | 6.0296 | 6.0149 | 5.9996 | 5.9836 | 5.9671 | 5.9499 | 5.9322 | 5.9139 | 5.8951 | 5.8757 | 5.8557 | 124.8821
v5.10_MeasureAssessmentTemplate_Residential_All | Windows - SEG Single Family - INC All - Window Replacement to U-Value 0.23-0.27 | HVAC | Windows | NR | Windows - U 0.23-0.27 | Residential | Single Family LI | Firm | Sales | Residential | 0.05 | 0 | 0.81872 | 3.8748 | 1.1654 | 3.4456 | -1.5522 | 0.3427 | 0.50261 | 0.68473 | 0.89728 | 1.1299 | 1.3669 | 1.5894 | 1.7797 | 1.9256 | 2.0241 | 2.0813 | 2.1055 | 2.1011 | 2.0965 | 2.0916 | 2.0865 | 2.0812 | 2.0756 | 2.0699 | 2.0639 | 2.0578 | 2.0514 | 2.0449 | 2.0382 | 2.0312 | 43.3195

## Peak Day
File | Measure Name | End Use | Measure Category | Install Type | Measure Index | Sector | Segment | Firm/Interruptible | Sales/Transport | Rate Class | Energy Savings (therms/yr) | Cost-Effective | TRC BCR | UCT BCR | TRC-Net Levelized Cost ($/Therm) | TRC-Gross Levelized Cost ($/Therm) | UCT Levelized Cost ($/Therm) | Achievable Peak Day therm 2026 | Achievable Peak Day therm 2027 | Achievable Peak Day therm 2028 | Achievable Peak Day therm 2029 | Achievable Peak Day therm 2030 | Achievable Peak Day therm 2031 | Achievable Peak Day therm 2032 | Achievable Peak Day therm 2033 | Achievable Peak Day therm 2034 | Achievable Peak Day therm 2035 | Achievable Peak Day therm 2036 | Achievable Peak Day therm 2037 | Achievable Peak Day therm 2038 | Achievable Peak Day therm 2039 | Achievable Peak Day therm 2040 | Achievable Peak Day therm 2041 | Achievable Peak Day therm 2042 | Achievable Peak Day therm 2043 | Achievable Peak Day therm 2044 | Achievable Peak Day therm 2045 | Achievable Peak Day therm 2046 | Achievable Peak Day therm 2047 | Achievable Peak Day therm 2048 | Achievable Peak Day therm 2049 | Achievable Peak Day therm 2050 | Total Peak Day therm
v5.10_MeasureAssessmentTemplate_Commercial_All | Advanced RTU Controls (ARC) - SEG All - Full ARC on RTUs | HVAC | Advanced RTU Controls (ARC) | Retrofit | Advanced RTU Controls (ARC) | Commercial | Assembly | Firm | Sales | Commercial | 15.1968 | 1 | 1.6937 | 8.7545 | -1.4152 | 2.7998 | -3.6733 | 0.11652 | 0.18869 | 0.28512 | 0.40652 | 0.5505 | 0.71045 | 0.87476 | 1.0269 | 1.147 | 1.2147 | 1.2143 | 1.1395 | 0.99741 | 0.82114 | 0.62512 | 0.090245 | 0 | 0 | 0 | 0 | 0 | 0 | 0 | 0 | 0 | 11.4089
v5.10_MeasureAssessmentTemplate_Commercial_All | Advanced RTU Controls (ARC) - SEG All - Full ARC on RTUs | HVAC | Advanced RTU Controls (ARC) | Retrofit | Advanced RTU Controls (ARC) | Commercial | Extra Large Retail | Firm | Sales | Commercial | 15.1968 | 1 | 1.6937 | 8.7545 | -1.4152 | 2.7998 | -3.6733 | 1.236 | 2.0013 | 3.0237 | 4.3107 | 5.8368 | 7.5318 | 9.2727 | 10.8844 | 12.1554 | 12.8715 | 12.8658 | 12.0724 | 10.5655 | 8.6974 | 6.6203 | 0.74334 | 0 | 0 | 0 | 0 | 0 | 0 | 0 | 0 | 0 | 120.6892
v5.10_MeasureAssessmentTemplate_Commercial_All | Advanced RTU Controls (ARC) - SEG All - Full ARC on RTUs | HVAC | Advanced RTU Controls (ARC) | Retrofit | Advanced RTU Controls (ARC) | Commercial | Extra Large Retail | Firm | Transport | Commercial | 15.1968 | 1 | 1.6937 | 7.5177 | -1.4152 | 0.46729 | -3.5303 | 0.12226 | 0.19796 | 0.2991 | 0.4264 | 0.57735 | 0.74501 | 0.91721 | 1.0766 | 1.2024 | 1.2732 | 1.2726 | 1.1942 | 1.0451 | 0.86031 | 0.65486 | 0.073528 | 0 | 0 | 0 | 0 | 0 | 0 | 0 | 0 | 0 | 11.9381
v5.10_MeasureAssessmentTemplate_Commercial_All | Advanced RTU Controls (ARC) - SEG All - Full ARC on RTUs | HVAC | Advanced RTU Controls (ARC) | Retrofit | Advanced RTU Controls (ARC) | Commercial | Hospital | Firm | Sales | Commercial | 15.1968 | 1 | 1.6937 | 8.7545 | -1.4152 | 2.7998 | -3.6733 | 0.011793 | 0.019105 | 0.02888 | 0.041192 | 0.055803 | 0.072044 | 0.088741 | 0.10422 | 0.11645 | 0.12337 | 0.12338 | 0.11583 | 0.10142 | 0.083529 | 0.063613 | 0.016152 | 0 | 0 | 0 | 0 | 0 | 0 | 0 | 0 | 0 | 1.1655
v5.10_MeasureAssessmentTemplate_Commercial_All | Advanced RTU Controls (ARC) - SEG All - Full ARC on RTUs | HVAC | Advanced RTU Controls (ARC) | Retrofit | Advanced RTU Controls (ARC) | Commercial | Hospital | Firm | Transport | Commercial | 15.1968 | 1 | 1.6937 | 7.5177 | -1.4152 | 0.46729 | -3.5303 | 0.0062036 | 0.01005 | 0.015191 | 0.021668 | 0.029354 | 0.037897 | 0.04668 | 0.054821 | 0.061253 | 0.064895 | 0.064898 | 0.060927 | 0.053349 | 0.043938 | 0.033462 | 0.0084961 | 0 | 0 | 0 | 0 | 0 | 0 | 0 | 0 | 0 | 0.61308
v5.10_MeasureAssessmentTemplate_Commercial_All | Advanced RTU Controls (ARC) - SEG All - Full ARC on RTUs | HVAC | Advanced RTU Controls (ARC) | Retrofit | Advanced RTU Controls (ARC) | Commercial | Hospital | Interruptible | Sales | Commercial | 15.1968 | 1 | 1.1711 | 6.0536 | 0.047733 | 0.46729 | -2.2104 | 0.0061864 | 0.010022 | 0.015149 | 0.021608 | 0.029272 | 0.037792 | 0.04655 | 0.054669 | 0.061083 | 0.064715 | 0.064718 | 0.060758 | 0.053201 | 0.043816 | 0.033369 | 0.0084725 | 0 | 0 | 0 | 0 | 0 | 0 | 0 | 0 | 0 | 0.61138
v5.10_MeasureAssessmentTemplate_Commercial_All | Advanced RTU Controls (ARC) - SEG All - Full ARC on RTUs | HVAC | Advanced RTU Controls (ARC) | Retrofit | Advanced RTU Controls (ARC) | Commercial | Large Office | Firm | Sales | Commercial | 15.1968 | 1 | 1.6937 | 8.7545 | -1.4152 | 2.7998 | -3.6733 | 2.4692 | 4.0044 | 6.0599 | 8.6531 | 11.7353 | 15.1675 | 18.7033 | 21.9895 | 24.5968 | 26.0879 | 26.1182 | 24.5469 | 21.5175 | 17.7413 | 13.5262 | 7.6584 | 0 | 0 | 0 | 0 | 0 | 0 | 0 | 0 | 0 | 250.5755
v5.10_MeasureAssessmentTemplate_Commercial_All | Advanced RTU Controls (ARC) - SEG All - Full ARC on RTUs | HVAC | Advanced RTU Controls (ARC) | Retrofit | Advanced RTU Controls (ARC) | Commercial | Large Office | Firm | Sales | Industrial | 15.1968 | 1 | 1.6937 | 8.7545 | -1.4152 | 2.7998 | -3.6733 | 0.023228 | 0.03767 | 0.057007 | 0.081401 | 0.1104 | 0.14268 | 0.17594 | 0.20686 | 0.23138 | 0.24541 | 0.2457 | 0.23092 | 0.20242 | 0.16689 | 0.12724 | 0.072043 | 0 | 0 | 0 | 0 | 0 | 0 | 0 | 0 | 0 | 2.3572
v5.10_MeasureAssessmentTemplate_Commercial_All | Advanced RTU Controls (ARC) - SEG All - Full ARC on RTUs | HVAC | Advanced RTU Controls (ARC) | Retrofit | Advanced RTU Controls (ARC) | Commercial | Large Retail | Firm | Sales | Commercial | 15.1968 | 1 | 1.6937 | 8.7545 | -1.4152 | 2.7998 | -3.6733 | 0.37174 | 0.60191 | 0.90941 | 1.2965 | 1.7555 | 2.2652 | 2.7888 | 3.2735 | 3.6558 | 3.8712 | 3.8695 | 3.6309 | 3.1777 | 2.6158 | 1.9911 | 0.22357 | 0 | 0 | 0 | 0 | 0 | 0 | 0 | 0 | 0 | 36.2981
v5.10_MeasureAssessmentTemplate_Commercial_All | Advanced RTU Controls (ARC) - SEG All - Full ARC on RTUs | HVAC | Advanced RTU Controls (ARC) | Retrofit | Advanced RTU Controls (ARC) | Commercial | Lodging | Firm | Sales | Commercial | 15.1968 | 1 | 1.6937 | 8.7545 | -1.4152 | 2.7998 | -3.6733 | 0.24 | 0.38895 | 0.58819 | 0.83929 | 1.1374 | 1.4691 | 1.8103 | 2.1268 | 2.3774 | 2.5197 | 2.5209 | 2.3675 | 2.0739 | 1.7087 | 1.3019 | 0.47823 | 0 | 0 | 0 | 0 | 0 | 0 | 0 | 0 | 0 | 23.9483
v5.10_MeasureAssessmentTemplate_Commercial_All | Advanced RTU Controls (ARC) - SEG All - Full ARC on RTUs | HVAC | Advanced RTU Controls (ARC) | Retrofit | Advanced RTU Controls (ARC) | Commercial | Medium Office | Firm | Sales | Commercial | 15.1968 | 1 | 1.6937 | 8.7545 | -1.4152 | 2.7998 | -3.6733 | 2.3469 | 3.806 | 5.7597 | 8.2244 | 11.1539 | 14.4161 | 17.7767 | 20.9001 | 23.3782 | 24.7954 | 24.8242 | 23.3308 | 20.4514 | 16.8624 | 12.8561 | 7.279 | 0 | 0 | 0 | 0 | 0 | 0 | 0 | 0 | 0 | 238.1612
v5.10_MeasureAssessmentTemplate_Commercial_All | Advanced RTU Controls (ARC) - SEG All - Full ARC on RTUs | HVAC | Advanced RTU Controls (ARC) | Retrofit | Advanced RTU Controls (ARC) | Commercial | Medium Retail | Firm | Sales | Commercial | 15.1968 | 1 | 1.6937 | 8.7545 | -1.4152 | 2.7998 | -3.6733 | 0.58519 | 0.94751 | 1.4316 | 2.0409 | 2.7634 | 3.5659 | 4.3901 | 5.1531 | 5.7549 | 6.094 | 6.0913 | 5.7156 | 5.0022 | 4.1177 | 3.1344 | 0.35193 | 0 | 0 | 0 | 0 | 0 | 0 | 0 | 0 | 0 | 57.1396
v5.10_MeasureAssessmentTemplate_Commercial_All | Advanced RTU Controls (ARC) - SEG All - Full ARC on RTUs | HVAC | Advanced RTU Controls (ARC) | Retrofit | Advanced RTU Controls (ARC) | Commercial | Medium Retail | Firm | Sales | Industrial | 15.1968 | 1 | 1.6937 | 8.7545 | -1.4152 | 2.7998 | -3.6733 | 0.0018828 | 0.0030486 | 0.0046061 | 0.0065665 | 0.0088912 | 0.011473 | 0.014125 | 0.01658 | 0.018516 | 0.019607 | 0.019599 | 0.01839 | 0.016094 | 0.013249 | 0.010085 | 0.0011323 | 0 | 0 | 0 | 0 | 0 | 0 | 0 | 0 | 0 | 0.18385
v5.10_MeasureAssessmentTemplate_Commercial_All | Advanced RTU Controls (ARC) - SEG All - Full ARC on RTUs | HVAC | Advanced RTU Controls (ARC) | Retrofit | Advanced RTU Controls (ARC) | Commercial | Other | Firm | Sales | Commercial | 15.1968 | 1 | 1.6937 | 8.7545 | -1.4152 | 2.7998 | -3.6733 | 0.024428 | 0.039378 | 0.059232 | 0.084069 | 0.11333 | 0.14559 | 0.17845 | 0.20854 | 0.23187 | 0.24444 | 0.24325 | 0.22724 | 0.198 | 0.14681 | 0 | 0 | 0 | 0 | 0 | 0 | 0 | 0 | 0 | 0 | 0 | 2.1446
v5.10_MeasureAssessmentTemplate_Commercial_All | Advanced RTU Controls (ARC) - SEG All - Full ARC on RTUs | HVAC | Advanced RTU Controls (ARC) | Retrofit | Advanced RTU Controls (ARC) | Commercial | Restaurant | Firm | Sales | Commercial | 15.1968 | 1 | 1.6937 | 8.7545 | -1.4152 | 2.7998 | -3.6733 | 0.92457 | 1.4904 | 2.2419 | 3.1819 | 4.2893 | 5.5105 | 6.7542 | 7.8931 | 8.7758 | 9.2518 | 9.2068 | 8.6009 | 7.494 | 5.5565 | 0 | 0 | 0 | 0 | 0 | 0 | 0 | 0 | 0 | 0 | 0 | 81.1717
v5.10_MeasureAssessmentTemplate_Commercial_All | Advanced RTU Controls (ARC) - SEG All - Full ARC on RTUs | HVAC | Advanced RTU Controls (ARC) | Retrofit | Advanced RTU Controls (ARC) | Commercial | School K-12 | Firm | Sales | Commercial | 15.1968 | 1 | 1.6937 | 8.7545 | -1.4152 | 2.7998 | -3.6733 | 1.4347 | 2.3289 | 3.5275 | 5.0416 | 6.8435 | 8.853 | 10.9267 | 12.8581 | 14.3956 | 15.2821 | 15.3136 | 14.4054 | 12.639 | 10.4303 | 7.9594 | 5.4988 | 1.0474 | 0 | 0 | 0 | 0 | 0 | 0 | 0 | 0 | 148.7854
v5.10_MeasureAssessmentTemplate_Commercial_All | Advanced RTU Controls (ARC) - SEG All - Full ARC on RTUs | HVAC | Advanced RTU Controls (ARC) | Retrofit | Advanced RTU Controls (ARC) | Commercial | Small Office | Firm | Sales | Commercial | 15.1968 | 1 | 1.6937 | 8.7545 | -1.4152 | 2.7998 | -3.6733 | 3.3984 | 5.5114 | 8.3405 | 11.9095 | 16.1516 | 20.8755 | 25.7419 | 30.2647 | 33.8532 | 35.9054 | 35.9471 | 33.7846 | 29.6151 | 24.4179 | 18.6165 | 10.5404 | 0 | 0 | 0 | 0 | 0 | 0 | 0 | 0 | 0 | 344.8736
v5.10_MeasureAssessmentTemplate_Commercial_All | Advanced RTU Controls (ARC) - SEG All - Full ARC on RTUs | HVAC | Advanced RTU Controls (ARC) | Retrofit | Advanced RTU Controls (ARC) | Commercial | Small Retail | Firm | Sales | Commercial | 15.1968 | 1 | 1.6937 | 8.7545 | -1.4152 | 2.7998 | -3.6733 | 0.89398 | 1.4475 | 2.187 | 3.1178 | 4.2216 | 5.4475 | 6.7067 | 7.8724 | 8.7917 | 9.3097 | 9.3055 | 8.7317 | 7.6418 | 6.2906 | 4.7883 | 0.53764 | 0 | 0 | 0 | 0 | 0 | 0 | 0 | 0 | 0 | 87.2915
v5.10_MeasureAssessmentTemplate_Commercial_All | Advanced RTU Controls (ARC) - SEG All - Full ARC on RTUs | HVAC | Advanced RTU Controls (ARC) | Retrofit | Advanced RTU Controls (ARC) | Commercial | Supermarket | Firm | Sales | Commercial | 15.1968 | 1 | 1.6937 | 8.7545 | -1.4152 | 2.7998 | -3.6733 | 4.5327 | 7.3383 | 11.086 | 15.8025 | 21.3943 | 27.6038 | 33.98 | 39.8814 | 44.5332 | 47.1513 | 47.1247 | 44.2133 | 38.6899 | 31.8451 | 24.2372 | 1.8983 | 0 | 0 | 0 | 0 | 0 | 0 | 0 | 0 | 0 | 441.3118
v5.10_MeasureAssessmentTemplate_Commercial_All | Advanced RTU Controls (ARC) - SEG All - Full ARC on RTUs | HVAC | Advanced RTU Controls (ARC) | Retrofit | Advanced RTU Controls (ARC) | Commercial | Supermarket | Firm | Transport | Commercial | 15.1968 | 1 | 1.6937 | 7.5177 | -1.4152 | 0.46729 | -3.5303 | 0.71502 | 1.1576 | 1.7488 | 2.4928 | 3.3749 | 4.3544 | 5.3602 | 6.2911 | 7.0249 | 7.4379 | 7.4337 | 6.9744 | 6.1031 | 5.0234 | 3.8233 | 0.29945 | 0 | 0 | 0 | 0 | 0 | 0 | 0 | 0 | 0 | 69.6149
v5.10_MeasureAssessmentTemplate_Commercial_All | Ceiling Insulation - SEG All - Roof Insulation R-15 from R-0 | HVAC | Ceiling Insulation | Retrofit | Ceiling Insulation R-15 from R-0 | Commercial | Assembly | Firm | Sales | Commercial | 0.47 | 1 | 5.3214 | 6.6227 | -2.3862 | 0.67411 | -2.5186 | 0.024741 | 0.049233 | 0.087024 | 0.14092 | 0.21294 | 0.3036 | 0.41113 | 0.53059 | 0.6533 | 0.76694 | 0.85659 | 0.90717 | 0.90687 | 0.85104 | 0.7449 | 0.61326 | 0.46686 | 0.1337 | 0 | 0 | 0 | 0 | 0 | 0 | 0 | 8.6608
v5.10_MeasureAssessmentTemplate_Commercial_All | Ceiling Insulation - SEG All - Roof Insulation R-15 from R-0 | HVAC | Ceiling Insulation | Retrofit | Ceiling Insulation R-15 from R-0 | Commercial | Extra Large Retail | Firm | Sales | Commercial | 0.47 | 1 | 5.3214 | 6.6227 | -2.3862 | 0.67411 | -2.5186 | 0.043656 | 0.086865 | 0.15352 | 0.24858 | 0.37557 | 0.53542 | 0.72497 | 0.9355 | 1.1517 | 1.3519 | 1.5098 | 1.5987 | 1.598 | 1.4995 | 1.3123 | 1.0803 | 0.8223 | 0.21206 | 0 | 0 | 0 | 0 | 0 | 0 | 0 | 15.2407
v5.10_MeasureAssessmentTemplate_Commercial_All | Ceiling Insulation - SEG All - Roof Insulation R-15 from R-0 | HVAC | Ceiling Insulation | Retrofit | Ceiling Insulation R-15 from R-0 | Commercial | Extra Large Retail | Firm | Transport | Commercial | 0.47 | 1 | 5.3214 | 5.3859 | -2.3862 | 0.46729 | -2.3756 | 0.0043183 | 0.0085923 | 0.015186 | 0.024588 | 0.03715 | 0.052962 | 0.071711 | 0.092536 | 0.11392 | 0.13373 | 0.14934 | 0.15814 | 0.15807 | 0.14832 | 0.12981 | 0.10686 | 0.081338 | 0.020976 | 0 | 0 | 0 | 0 | 0 | 0 | 0 | 1.5076
v5.10_MeasureAssessmentTemplate_Commercial_All | Ceiling Insulation - SEG All - Roof Insulation R-15 from R-0 | HVAC | Ceiling Insulation | Retrofit | Ceiling Insulation R-15 from R-0 | Commercial | Hospital | Firm | Sales | Commercial | 0.47 | 1 | 5.3214 | 6.6227 | -2.3862 | 0.67411 | -2.5186 | 0.0055851 | 0.011119 | 0.019661 | 0.03185 | 0.048145 | 0.068671 | 0.093029 | 0.1201 | 0.14794 | 0.17374 | 0.19413 | 0.20567 | 0.20568 | 0.19309 | 0.16907 | 0.13925 | 0.10605 | 0.040676 | 0 | 0 | 0 | 0 | 0 | 0 | 0 | 1.9735
v5.10_MeasureAssessmentTemplate_Commercial_All | Ceiling Insulation - SEG All - Roof Insulation R-15 from R-0 | HVAC | Ceiling Insulation | Retrofit | Ceiling Insulation R-15 from R-0 | Commercial | Hospital | Firm | Transport | Commercial | 0.47 | 1 | 5.3214 | 5.3859 | -2.3862 | 0.46729 | -2.3756 | 0.0029379 | 0.0058486 | 0.010342 | 0.016754 | 0.025325 | 0.036122 | 0.048935 | 0.063177 | 0.077819 | 0.091391 | 0.10211 | 0.10818 | 0.10819 | 0.10157 | 0.088937 | 0.073248 | 0.055784 | 0.021397 | 0 | 0 | 0 | 0 | 0 | 0 | 0 | 1.0381
v5.10_MeasureAssessmentTemplate_Commercial_All | Ceiling Insulation - SEG All - Roof Insulation R-15 from R-0 | HVAC | Ceiling Insulation | Retrofit | Ceiling Insulation R-15 from R-0 | Commercial | Hospital | Interruptible | Sales | Commercial | 0.47 | 1 | 3.1512 | 3.9218 | -0.92323 | 0.46729 | -1.0557 | 0.0029298 | 0.0058324 | 0.010313 | 0.016707 | 0.025255 | 0.036022 | 0.048799 | 0.063002 | 0.077603 | 0.091137 | 0.10183 | 0.10788 | 0.10789 | 0.10129 | 0.08869 | 0.073045 | 0.055629 | 0.021337 | 0 | 0 | 0 | 0 | 0 | 0 | 0 | 1.0352
v5.10_MeasureAssessmentTemplate_Commercial_All | Ceiling Insulation - SEG All - Roof Insulation R-15 from R-0 | HVAC | Ceiling Insulation | Retrofit | Ceiling Insulation R-15 from R-0 | Commercial | Large Office | Firm | Sales | Commercial | 0.47 | 1 | 5.3214 | 6.6227 | -2.3862 | 0.67411 | -2.5186 | 0.038278 | 0.076285 | 0.13504 | 0.219 | 0.33142 | 0.47324 | 0.64181 | 0.82952 | 1.0229 | 1.2026 | 1.3452 | 1.4268 | 1.4284 | 1.3425 | 1.1768 | 0.97028 | 0.73975 | 0.48837 | 0 | 0 | 0 | 0 | 0 | 0 | 0 | 13.8881
v5.10_MeasureAssessmentTemplate_Commercial_All | Ceiling Insulation - SEG All - Roof Insulation R-15 from R-0 | HVAC | Ceiling Insulation | Retrofit | Ceiling Insulation R-15 from R-0 | Commercial | Large Office | Firm | Sales | Industrial | 0.47 | 1 | 5.3214 | 6.6227 | -2.3862 | 0.67411 | -2.5186 | 0.00036008 | 0.00071762 | 0.0012703 | 0.0020602 | 0.0031177 | 0.0044518 | 0.0060375 | 0.0078033 | 0.0096224 | 0.011313 | 0.012654 | 0.013422 | 0.013437 | 0.012629 | 0.01107 | 0.0091275 | 0.0069589 | 0.0045942 | 0 | 0 | 0 | 0 | 0 | 0 | 0 | 0.13065
v5.10_MeasureAssessmentTemplate_Commercial_All | Ceiling Insulation - SEG All - Roof Insulation R-15 from R-0 | HVAC | Ceiling Insulation | Retrofit | Ceiling Insulation R-15 from R-0 | Commercial | Large Retail | Firm | Sales | Commercial | 0.47 | 1 | 5.3214 | 6.6227 | -2.3862 | 0.67411 | -2.5186 | 0.01313 | 0.026125 | 0.046173 | 0.074761 | 0.11296 | 0.16103 | 0.21804 | 0.28136 | 0.34639 | 0.4066 | 0.45408 | 0.48083 | 0.48062 | 0.45098 | 0.39469 | 0.3249 | 0.24731 | 0.063779 | 0 | 0 | 0 | 0 | 0 | 0 | 0 | 4.5838
v5.10_MeasureAssessmentTemplate_Commercial_All | Ceiling Insulation - SEG All - Roof Insulation R-15 from R-0 | HVAC | Ceiling Insulation | Retrofit | Ceiling Insulation R-15 from R-0 | Commercial | Lodging | Firm | Sales | Commercial | 0.47 | 1 | 5.3214 | 6.6227 | -2.3862 | 0.67411 | -2.5186 | 0.0019402 | 0.0038639 | 0.0068351 | 0.011077 | 0.016751 | 0.023903 | 0.032394 | 0.041839 | 0.051556 | 0.060572 | 0.067706 | 0.07176 | 0.071793 | 0.067427 | 0.059064 | 0.048665 | 0.037076 | 0.01795 | 0 | 0 | 0 | 0 | 0 | 0 | 0 | 0.69217
v5.10_MeasureAssessmentTemplate_Commercial_All | Ceiling Insulation - SEG All - Roof Insulation R-15 from R-0 | HVAC | Ceiling Insulation | Retrofit | Ceiling Insulation R-15 from R-0 | Commercial | Medium Office | Firm | Sales | Commercial | 0.47 | 1 | 5.3214 | 6.6227 | -2.3862 | 0.67411 | -2.5186 | 0.036381 | 0.072506 | 0.12835 | 0.20815 | 0.315 | 0.44979 | 0.61001 | 0.78842 | 0.97221 | 1.143 | 1.2786 | 1.3561 | 1.3576 | 1.276 | 1.1185 | 0.92221 | 0.7031 | 0.46418 | 0 | 0 | 0 | 0 | 0 | 0 | 0 | 13.2001
v5.10_MeasureAssessmentTemplate_Commercial_All | Ceiling Insulation - SEG All - Roof Insulation R-15 from R-0 | HVAC | Ceiling Insulation | Retrofit | Ceiling Insulation R-15 from R-0 | Commercial | Medium Retail | Firm | Sales | Commercial | 0.47 | 1 | 5.3214 | 6.6227 | -2.3862 | 0.67411 | -2.5186 | 0.020669 | 0.041126 | 0.072685 | 0.11769 | 0.17781 | 0.25349 | 0.34323 | 0.44291 | 0.54528 | 0.64006 | 0.7148 | 0.75692 | 0.75658 | 0.70992 | 0.62131 | 0.51145 | 0.38931 | 0.1004 | 0 | 0 | 0 | 0 | 0 | 0 | 0 | 7.2156
v5.10_MeasureAssessmentTemplate_Commercial_All | Ceiling Insulation - SEG All - Roof Insulation R-15 from R-0 | HVAC | Ceiling Insulation | Retrofit | Ceiling Insulation R-15 from R-0 | Commercial | Medium Retail | Firm | Sales | Industrial | 0.47 | 1 | 5.3214 | 6.6227 | -2.3862 | 0.67411 | -2.5186 | 6.6502e-05 | 0.00013232 | 0.00023386 | 0.00037866 | 0.00057211 | 0.00081561 | 0.0011043 | 0.001425 | 0.0017544 | 0.0020594 | 0.0022999 | 0.0024354 | 0.0024343 | 0.0022842 | 0.0019991 | 0.0016456 | 0.0012526 | 0.00032304 | 0 | 0 | 0 | 0 | 0 | 0 | 0 | 0.023216
v5.10_MeasureAssessmentTemplate_Commercial_All | Ceiling Insulation - SEG All - Roof Insulation R-15 from R-0 | HVAC | Ceiling Insulation | Retrofit | Ceiling Insulation R-15 from R-0 | Commercial | Other | Firm | Sales | Commercial | 0.47 | 1 | 5.3214 | 6.6227 | -2.3862 | 0.67411 | -2.5186 | 0.0051866 | 0.010274 | 0.018078 | 0.029142 | 0.043836 | 0.062218 | 0.083871 | 0.10775 | 0.13207 | 0.15434 | 0.1716 | 0.18091 | 0.18003 | 0.16818 | 0.14653 | 0.12009 | 0.013954 | 0 | 0 | 0 | 0 | 0 | 0 | 0 | 0 | 1.628
v5.10_MeasureAssessmentTemplate_Commercial_All | Ceiling Insulation - SEG All - Roof Insulation R-15 from R-0 | HVAC | Ceiling Insulation | Retrofit | Ceiling Insulation R-15 from R-0 | Commercial | Restaurant | Firm | Sales | Commercial | 0.47 | 1 | 5.3214 | 6.6227 | -2.3862 | 0.67411 | -2.5186 | 0.010969 | 0.02173 | 0.038235 | 0.061635 | 0.092711 | 0.13159 | 0.17738 | 0.22788 | 0.27932 | 0.32642 | 0.36292 | 0.3826 | 0.38074 | 0.35569 | 0.30991 | 0.25399 | 0.029513 | 0 | 0 | 0 | 0 | 0 | 0 | 0 | 0 | 3.4432
v5.10_MeasureAssessmentTemplate_Commercial_All | Ceiling Insulation - SEG All - Roof Insulation R-15 from R-0 | HVAC | Ceiling Insulation | Retrofit | Ceiling Insulation R-15 from R-0 | Commercial | School K-12 | Firm | Sales | Commercial | 0.47 | 1 | 5.3214 | 6.6227 | -2.3862 | 0.67411 | -2.5186 | 0.10956 | 0.21854 | 0.38721 | 0.62853 | 0.95202 | 1.3606 | 1.847 | 2.3893 | 2.9489 | 3.4702 | 3.8852 | 4.1244 | 4.1329 | 3.8878 | 3.4111 | 2.815 | 2.1481 | 1.484 | 0.42062 | 0 | 0 | 0 | 0 | 0 | 0 | 40.621
v5.10_MeasureAssessmentTemplate_Commercial_All | Ceiling Insulation - SEG All - Roof Insulation R-15 from R-0 | HVAC | Ceiling Insulation | Retrofit | Ceiling Insulation R-15 from R-0 | Commercial | Small Office | Firm | Sales | Commercial | 0.47 | 1 | 5.3214 | 6.6227 | -2.3862 | 0.67411 | -2.5186 | 0.052683 | 0.10499 | 0.18586 | 0.30142 | 0.45614 | 0.65133 | 0.88333 | 1.1417 | 1.4078 | 1.6552 | 1.8514 | 1.9637 | 1.966 | 1.8477 | 1.6197 | 1.3354 | 1.0181 | 0.67216 | 0 | 0 | 0 | 0 | 0 | 0 | 0 | 19.1146
v5.10_MeasureAssessmentTemplate_Commercial_All | Ceiling Insulation - SEG All - Roof Insulation R-15 from R-0 | HVAC | Ceiling Insulation | Retrofit | Ceiling Insulation R-15 from R-0 | Commercial | Small Retail | Firm | Sales | Commercial | 0.47 | 1 | 5.3214 | 6.6227 | -2.3862 | 0.67411 | -2.5186 | 0.031576 | 0.062827 | 0.11104 | 0.17979 | 0.27164 | 0.38726 | 0.52435 | 0.67663 | 0.83302 | 0.97781 | 1.092 | 1.1563 | 1.1558 | 1.0845 | 0.94917 | 0.78134 | 0.59475 | 0.15338 | 0 | 0 | 0 | 0 | 0 | 0 | 0 | 11.0232
v5.10_MeasureAssessmentTemplate_Commercial_All | Ceiling Insulation - SEG All - Roof Insulation R-15 from R-0 | HVAC | Ceiling Insulation | Retrofit | Ceiling Insulation R-15 from R-0 | Commercial | Supermarket | Firm | Sales | Commercial | 0.47 | 1 | 5.3214 | 6.6227 | -2.3862 | 0.67411 | -2.5186 | 0.056237 | 0.11188 | 0.19772 | 0.3201 | 0.48357 | 0.68931 | 0.93322 | 1.2041 | 1.4822 | 1.7396 | 1.9425 | 2.0567 | 2.0556 | 1.9286 | 1.6877 | 1.3891 | 1.0572 | 0.24077 | 0 | 0 | 0 | 0 | 0 | 0 | 0 | 19.5762
v5.10_MeasureAssessmentTemplate_Commercial_All | Ceiling Insulation - SEG All - Roof Insulation R-15 from R-0 | HVAC | Ceiling Insulation | Retrofit | Ceiling Insulation R-15 from R-0 | Commercial | Supermarket | Firm | Transport | Commercial | 0.47 | 1 | 5.3214 | 5.3859 | -2.3862 | 0.46729 | -2.3756 | 0.0088712 | 0.017649 | 0.031189 | 0.050494 | 0.076281 | 0.10874 | 0.14721 | 0.18994 | 0.23381 | 0.27442 | 0.30643 | 0.32444 | 0.32426 | 0.30423 | 0.26622 | 0.21912 | 0.16677 | 0.03798 | 0 | 0 | 0 | 0 | 0 | 0 | 0 | 3.088
v5.10_MeasureAssessmentTemplate_Commercial_All | Ceiling Insulation - SEG All - Roof Insulation R-30 from R-5 | HVAC | Ceiling Insulation | Retrofit | Ceiling Insulation R-30 from R-5 | Commercial | Assembly | Firm | Sales | Commercial | 0.115 | 1 | 2.7607 | 7.2695 | -1.9843 | 1.4263 | -2.869 | 0 | 0 | 0 | 0 | 0 | 0 | 0 | 0 | 0 | 0 | 0 | 0 | 0 | 0 | 0 | 0 | 0 | 0 | 0 | 0 | 0 | 0 | 0 | 0 | 0 | 0
v5.10_MeasureAssessmentTemplate_Commercial_All | Ceiling Insulation - SEG All - Roof Insulation R-30 from R-5 | HVAC | Ceiling Insulation | Retrofit | Ceiling Insulation R-30 from R-5 | Commercial | Extra Large Retail | Firm | Sales | Commercial | 0.115 | 1 | 2.7607 | 7.2695 | -1.9843 | 1.4263 | -2.869 | 0 | 0 | 0 | 0 | 0 | 0 | 0 | 0 | 0 | 0 | 0 | 0 | 0 | 0 | 0 | 0 | 0 | 0 | 0 | 0 | 0 | 0 | 0 | 0 | 0 | 0
v5.10_MeasureAssessmentTemplate_Commercial_All | Ceiling Insulation - SEG All - Roof Insulation R-30 from R-5 | HVAC | Ceiling Insulation | Retrofit | Ceiling Insulation R-30 from R-5 | Commercial | Extra Large Retail | Firm | Transport | Commercial | 0.115 | 1 | 2.7607 | 6.0327 | -1.9843 | 0.46729 | -2.726 | 0 | 0 | 0 | 0 | 0 | 0 | 0 | 0 | 0 | 0 | 0 | 0 | 0 | 0 | 0 | 0 | 0 | 0 | 0 | 0 | 0 | 0 | 0 | 0 | 0 | 0
v5.10_MeasureAssessmentTemplate_Commercial_All | Ceiling Insulation - SEG All - Roof Insulation R-30 from R-5 | HVAC | Ceiling Insulation | Retrofit | Ceiling Insulation R-30 from R-5 | Commercial | Hospital | Firm | Sales | Commercial | 0.115 | 1 | 2.7607 | 7.2695 | -1.9843 | 1.4263 | -2.869 | 0 | 0 | 0 | 0 | 0 | 0 | 0 | 0 | 0 | 0 | 0 | 0 | 0 | 0 | 0 | 0 | 0 | 0 | 0 | 0 | 0 | 0 | 0 | 0 | 0 | 0
v5.10_MeasureAssessmentTemplate_Commercial_All | Ceiling Insulation - SEG All - Roof Insulation R-30 from R-5 | HVAC | Ceiling Insulation | Retrofit | Ceiling Insulation R-30 from R-5 | Commercial | Hospital | Firm | Transport | Commercial | 0.115 | 1 | 2.7607 | 6.0327 | -1.9843 | 0.46729 | -2.726 | 0 | 0 | 0 | 0 | 0 | 0 | 0 | 0 | 0 | 0 | 0 | 0 | 0 | 0 | 0 | 0 | 0 | 0 | 0 | 0 | 0 | 0 | 0 | 0 | 0 | 0
v5.10_MeasureAssessmentTemplate_Commercial_All | Ceiling Insulation - SEG All - Roof Insulation R-30 from R-5 | HVAC | Ceiling Insulation | Retrofit | Ceiling Insulation R-30 from R-5 | Commercial | Hospital | Interruptible | Sales | Commercial | 0.115 | 1 | 1.735 | 4.5687 | -0.52141 | 0.46729 | -1.4061 | 0 | 0 | 0 | 0 | 0 | 0 | 0 | 0 | 0 | 0 | 0 | 0 | 0 | 0 | 0 | 0 | 0 | 0 | 0 | 0 | 0 | 0 | 0 | 0 | 0 | 0
v5.10_MeasureAssessmentTemplate_Commercial_All | Ceiling Insulation - SEG All - Roof Insulation R-30 from R-5 | HVAC | Ceiling Insulation | Retrofit | Ceiling Insulation R-30 from R-5 | Commercial | Large Office | Firm | Sales | Commercial | 0.115 | 1 | 2.7607 | 7.2695 | -1.9843 | 1.4263 | -2.869 | 0 | 0 | 0 | 0 | 0 | 0 | 0 | 0 | 0 | 0 | 0 | 0 | 0 | 0 | 0 | 0 | 0 | 0 | 0 | 0 | 0 | 0 | 0 | 0 | 0 | 0
v5.10_MeasureAssessmentTemplate_Commercial_All | Ceiling Insulation - SEG All - Roof Insulation R-30 from R-5 | HVAC | Ceiling Insulation | Retrofit | Ceiling Insulation R-30 from R-5 | Commercial | Large Office | Firm | Sales | Industrial | 0.115 | 1 | 2.7607 | 7.2695 | -1.9843 | 1.4263 | -2.869 | 0 | 0 | 0 | 0 | 0 | 0 | 0 | 0 | 0 | 0 | 0 | 0 | 0 | 0 | 0 | 0 | 0 | 0 | 0 | 0 | 0 | 0 | 0 | 0 | 0 | 0
v5.10_MeasureAssessmentTemplate_Commercial_All | Ceiling Insulation - SEG All - Roof Insulation R-30 from R-5 | HVAC | Ceiling Insulation | Retrofit | Ceiling Insulation R-30 from R-5 | Commercial | Large Retail | Firm | Sales | Commercial | 0.115 | 1 | 2.7607 | 7.2695 | -1.9843 | 1.4263 | -2.869 | 0 | 0 | 0 | 0 | 0 | 0 | 0 | 0 | 0 | 0 | 0 | 0 | 0 | 0 | 0 | 0 | 0 | 0 | 0 | 0 | 0 | 0 | 0 | 0 | 0 | 0
v5.10_MeasureAssessmentTemplate_Commercial_All | Ceiling Insulation - SEG All - Roof Insulation R-30 from R-5 | HVAC | Ceiling Insulation | Retrofit | Ceiling Insulation R-30 from R-5 | Commercial | Lodging | Firm | Sales | Commercial | 0.115 | 1 | 2.7607 | 7.2695 | -1.9843 | 1.4263 | -2.869 | 0 | 0 | 0 | 0 | 0 | 0 | 0 | 0 | 0 | 0 | 0 | 0 | 0 | 0 | 0 | 0 | 0 | 0 | 0 | 0 | 0 | 0 | 0 | 0 | 0 | 0
v5.10_MeasureAssessmentTemplate_Commercial_All | Ceiling Insulation - SEG All - Roof Insulation R-30 from R-5 | HVAC | Ceiling Insulation | Retrofit | Ceiling Insulation R-30 from R-5 | Commercial | Medium Office | Firm | Sales | Commercial | 0.115 | 1 | 2.7607 | 7.2695 | -1.9843 | 1.4263 | -2.869 | 0 | 0 | 0 | 0 | 0 | 0 | 0 | 0 | 0 | 0 | 0 | 0 | 0 | 0 | 0 | 0 | 0 | 0 | 0 | 0 | 0 | 0 | 0 | 0 | 0 | 0
v5.10_MeasureAssessmentTemplate_Commercial_All | Ceiling Insulation - SEG All - Roof Insulation R-30 from R-5 | HVAC | Ceiling Insulation | Retrofit | Ceiling Insulation R-30 from R-5 | Commercial | Medium Retail | Firm | Sales | Commercial | 0.115 | 1 | 2.7607 | 7.2695 | -1.9843 | 1.4263 | -2.869 | 0 | 0 | 0 | 0 | 0 | 0 | 0 | 0 | 0 | 0 | 0 | 0 | 0 | 0 | 0 | 0 | 0 | 0 | 0 | 0 | 0 | 0 | 0 | 0 | 0 | 0
v5.10_MeasureAssessmentTemplate_Commercial_All | Ceiling Insulation - SEG All - Roof Insulation R-30 from R-5 | HVAC | Ceiling Insulation | Retrofit | Ceiling Insulation R-30 from R-5 | Commercial | Medium Retail | Firm | Sales | Industrial | 0.115 | 1 | 2.7607 | 7.2695 | -1.9843 | 1.4263 | -2.869 | 0 | 0 | 0 | 0 | 0 | 0 | 0 | 0 | 0 | 0 | 0 | 0 | 0 | 0 | 0 | 0 | 0 | 0 | 0 | 0 | 0 | 0 | 0 | 0 | 0 | 0
v5.10_MeasureAssessmentTemplate_Commercial_All | Ceiling Insulation - SEG All - Roof Insulation R-30 from R-5 | HVAC | Ceiling Insulation | Retrofit | Ceiling Insulation R-30 from R-5 | Commercial | Other | Firm | Sales | Commercial | 0.115 | 1 | 2.7607 | 7.2695 | -1.9843 | 1.4263 | -2.869 | 0 | 0 | 0 | 0 | 0 | 0 | 0 | 0 | 0 | 0 | 0 | 0 | 0 | 0 | 0 | 0 | 0 | 0 | 0 | 0 | 0 | 0 | 0 | 0 | 0 | 0
v5.10_MeasureAssessmentTemplate_Commercial_All | Ceiling Insulation - SEG All - Roof Insulation R-30 from R-5 | HVAC | Ceiling Insulation | Retrofit | Ceiling Insulation R-30 from R-5 | Commercial | Restaurant | Firm | Sales | Commercial | 0.115 | 1 | 2.7607 | 7.2695 | -1.9843 | 1.4263 | -2.869 | 0 | 0 | 0 | 0 | 0 | 0 | 0 | 0 | 0 | 0 | 0 | 0 | 0 | 0 | 0 | 0 | 0 | 0 | 0 | 0 | 0 | 0 | 0 | 0 | 0 | 0
v5.10_MeasureAssessmentTemplate_Commercial_All | Ceiling Insulation - SEG All - Roof Insulation R-30 from R-5 | HVAC | Ceiling Insulation | Retrofit | Ceiling Insulation R-30 from R-5 | Commercial | School K-12 | Firm | Sales | Commercial | 0.115 | 1 | 2.7607 | 7.2695 | -1.9843 | 1.4263 | -2.869 | 0 | 0 | 0 | 0 | 0 | 0 | 0 | 0 | 0 | 0 | 0 | 0 | 0 | 0 | 0 | 0 | 0 | 0 | 0 | 0 | 0 | 0 | 0 | 0 | 0 | 0
v5.10_MeasureAssessmentTemplate_Commercial_All | Ceiling Insulation - SEG All - Roof Insulation R-30 from R-5 | HVAC | Ceiling Insulation | Retrofit | Ceiling Insulation R-30 from R-5 | Commercial | Small Office | Firm | Sales | Commercial | 0.115 | 1 | 2.7607 | 7.2695 | -1.9843 | 1.4263 | -2.869 | 0 | 0 | 0 | 0 | 0 | 0 | 0 | 0 | 0 | 0 | 0 | 0 | 0 | 0 | 0 | 0 | 0 | 0 | 0 | 0 | 0 | 0 | 0 | 0 | 0 | 0
v5.10_MeasureAssessmentTemplate_Commercial_All | Ceiling Insulation - SEG All - Roof Insulation R-30 from R-5 | HVAC | Ceiling Insulation | Retrofit | Ceiling Insulation R-30 from R-5 | Commercial | Small Retail | Firm | Sales | Commercial | 0.115 | 1 | 2.7607 | 7.2695 | -1.9843 | 1.4263 | -2.869 | 0 | 0 | 0 | 0 | 0 | 0 | 0 | 0 | 0 | 0 | 0 | 0 | 0 | 0 | 0 | 0 | 0 | 0 | 0 | 0 | 0 | 0 | 0 | 0 | 0 | 0
v5.10_MeasureAssessmentTemplate_Commercial_All | Ceiling Insulation - SEG All - Roof Insulation R-30 from R-5 | HVAC | Ceiling Insulation | Retrofit | Ceiling Insulation R-30 from R-5 | Commercial | Supermarket | Firm | Sales | Commercial | 0.115 | 1 | 2.7607 | 7.2695 | -1.9843 | 1.4263 | -2.869 | 0 | 0 | 0 | 0 | 0 | 0 | 0 | 0 | 0 | 0 | 0 | 0 | 0 | 0 | 0 | 0 | 0 | 0 | 0 | 0 | 0 | 0 | 0 | 0 | 0 | 0
v5.10_MeasureAssessmentTemplate_Commercial_All | Ceiling Insulation - SEG All - Roof Insulation R-30 from R-5 | HVAC | Ceiling Insulation | Retrofit | Ceiling Insulation R-30 from R-5 | Commercial | Supermarket | Firm | Transport | Commercial | 0.115 | 1 | 2.7607 | 6.0327 | -1.9843 | 0.46729 | -2.726 | 0 | 0 | 0 | 0 | 0 | 0 | 0 | 0 | 0 | 0 | 0 | 0 | 0 | 0 | 0 | 0 | 0 | 0 | 0 | 0 | 0 | 0 | 0 | 0 | 0 | 0
v5.10_MeasureAssessmentTemplate_Commercial_All | Clothes Dryer - SEG SEL - ENERGY STAR Clothes Dryer | Appliances | Clothes Dryer | NR | Clothes Dryer | Commercial | Assembly | Firm | Sales | Commercial | 29.8316 | 1 | 3.6066 | 3.1114 | -0.72038 | 0.46729 | -0.64602 | 0.00049666 | 0.00076048 | 0.0016531 | 0.0030965 | 0.005275 | 0.0083772 | 0.012573 | 0.017979 | 0.024625 | 0.03241 | 0.041084 | 0.05024 | 0.067835 | 0.081405 | 0.090272 | 0.097264 | 0.10217 | 0.10535 | 0.10642 | 0.10676 | 0.1055 | 0.10355 | 0.063894 | 0.0094777 | 0.0075252 | 1.246
v5.10_MeasureAssessmentTemplate_Commercial_All | Clothes Dryer - SEG SEL - ENERGY STAR Clothes Dryer | Appliances | Clothes Dryer | NR | Clothes Dryer | Commercial | Hospital | Firm | Sales | Commercial | 29.8316 | 1 | 3.6066 | 3.1114 | -0.72038 | 0.46729 | -0.64602 | 0.00011505 | 0.00017624 | 0.00038323 | 0.00071816 | 0.0012239 | 0.0019444 | 0.0029193 | 0.0041762 | 0.0057221 | 0.0075343 | 0.0095544 | 0.011688 | 0.015778 | 0.018861 | 0.020923 | 0.022552 | 0.0237 | 0.024449 | 0.024712 | 0.024804 | 0.024529 | 0.024093 | 0.015666 | 0.0021497 | 0.0017074 | 0.29008
v5.10_MeasureAssessmentTemplate_Commercial_All | Clothes Dryer - SEG SEL - ENERGY STAR Clothes Dryer | Appliances | Clothes Dryer | NR | Clothes Dryer | Commercial | Hospital | Firm | Transport | Commercial | 29.8316 | 1 | 3.6066 | 1.9287 | -0.72038 | 0.46729 | -0.50302 | 6.052e-05 | 9.2704e-05 | 0.00020159 | 0.00037777 | 0.00064378 | 0.0010228 | 0.0015356 | 0.0021968 | 0.00301 | 0.0039632 | 0.0050258 | 0.0061482 | 0.0082997 | 0.0099211 | 0.011006 | 0.011863 | 0.012467 | 0.012861 | 0.012999 | 0.013048 | 0.012903 | 0.012673 | 0.0082406 | 0.0011308 | 0.00089813 | 0.15259
v5.10_MeasureAssessmentTemplate_Commercial_All | Clothes Dryer - SEG SEL - ENERGY STAR Clothes Dryer | Appliances | Clothes Dryer | NR | Clothes Dryer | Commercial | Hospital | Interruptible | Sales | Commercial | 29.8316 | 1 | 3.0793 | 2.6565 | -0.47398 | 0.46729 | -0.39962 | 6.0352e-05 | 9.2447e-05 | 0.00020103 | 0.00037672 | 0.000642 | 0.0010199 | 0.0015313 | 0.0021907 | 0.0030016 | 0.0039522 | 0.0050118 | 0.0061311 | 0.0082767 | 0.0098935 | 0.010975 | 0.01183 | 0.012432 | 0.012825 | 0.012963 | 0.013011 | 0.012867 | 0.012638 | 0.0082177 | 0.0011276 | 0.00089564 | 0.15216
v5.10_MeasureAssessmentTemplate_Commercial_All | Clothes Dryer - SEG SEL - ENERGY STAR Clothes Dryer | Appliances | Clothes Dryer | NR | Clothes Dryer | Commercial | Lodging | Firm | Sales | Commercial | 29.8316 | 1 | 3.6066 | 3.1114 | -0.72038 | 0.46729 | -0.64602 | 0.0018315 | 0.0028066 | 0.0061054 | 0.011446 | 0.019514 | 0.031014 | 0.046583 | 0.066667 | 0.091381 | 0.12037 | 0.1527 | 0.18688 | 0.25223 | 0.30029 | 0.33325 | 0.35936 | 0.37781 | 0.38995 | 0.39435 | 0.39608 | 0.39195 | 0.38527 | 0.26382 | 0.033459 | 0.026584 | 4.6417
v5.10_MeasureAssessmentTemplate_Commercial_All | Clothes Dryer - SEG SEL - ENERGY STAR Clothes Dryer | Appliances | Clothes Dryer | NR | Clothes Dryer | Commercial | Other | Firm | Sales | Commercial | 29.8316 | 1 | 3.6066 | 3.1114 | -0.72038 | 0.46729 | -0.64602 | 0.00012787 | 0.00019491 | 0.00042174 | 0.00078644 | 0.0013336 | 0.0021083 | 0.0031499 | 0.0044839 | 0.0061135 | 0.00801 | 0.010108 | 0.012304 | 0.016654 | 0.020952 | 0.023131 | 0.024806 | 0.025925 | 0.026583 | 0.026687 | 0.026585 | 0.026066 | 0.02536 | 0.006174 | 0.0030056 | 0.002377 | 0.30345
v5.10_MeasureAssessmentTemplate_Commercial_All | Clothes Dryer - SEG SEL - ENERGY STAR Clothes Dryer | Appliances | Clothes Dryer | New | Clothes Dryer | Commercial | Assembly | Firm | Sales | Commercial | 29.8316 | 1 | 3.6066 | 3.1114 | -0.72038 | 0.46729 | -0.64602 | 6.7595e-05 | 0.0001451 | 0.00031896 | 0.00060426 | 0.0010411 | 0.0016723 | 0.0025387 | 0.0036723 | 0.005088 | 0.0067746 | 0.0086881 | 0.010749 | 0.012848 | 0.014861 | 0.01667 | 0.018187 | 0.019372 | 0.020291 | 0.020869 | 0.021371 | 0.02162 | 0.021785 | 0.021952 | 0.022122 | 0.022294 | 0.2956
v5.10_MeasureAssessmentTemplate_Commercial_All | Clothes Dryer - SEG SEL - ENERGY STAR Clothes Dryer | Appliances | Clothes Dryer | New | Clothes Dryer | Commercial | Hospital | Firm | Sales | Commercial | 29.8316 | 1 | 3.6066 | 3.1114 | -0.72038 | 0.46729 | -0.64602 | 1.5659e-05 | 3.2791e-05 | 7.211e-05 | 0.00013666 | 0.00023555 | 0.0003785 | 0.0005748 | 0.00083176 | 0.0011528 | 0.0015355 | 0.0019699 | 0.002438 | 0.0029151 | 0.003373 | 0.0037848 | 0.0041305 | 0.004401 | 0.0046114 | 0.0047444 | 0.0048598 | 0.0049179 | 0.004957 | 0.0049967 | 0.0050368 | 0.0050774 | 0.06718
v5.10_MeasureAssessmentTemplate_Commercial_All | Clothes Dryer - SEG SEL - ENERGY STAR Clothes Dryer | Appliances | Clothes Dryer | New | Clothes Dryer | Commercial | Hospital | Firm | Transport | Commercial | 29.8316 | 1 | 3.6066 | 1.9287 | -0.72038 | 0.46729 | -0.50302 | 8.2367e-06 | 1.7249e-05 | 3.7931e-05 | 7.1888e-05 | 0.0001239 | 0.0001991 | 0.00030235 | 0.00043752 | 0.00060641 | 0.00080772 | 0.0010362 | 0.0012825 | 0.0015334 | 0.0017743 | 0.0019909 | 0.0021727 | 0.002315 | 0.0024257 | 0.0024956 | 0.0025563 | 0.0025869 | 0.0026075 | 0.0026283 | 0.0026495 | 0.0026708 | 0.035338
v5.10_MeasureAssessmentTemplate_Commercial_All | Clothes Dryer - SEG SEL - ENERGY STAR Clothes Dryer | Appliances | Clothes Dryer | New | Clothes Dryer | Commercial | Hospital | Interruptible | Sales | Commercial | 29.8316 | 1 | 3.0793 | 2.6565 | -0.47398 | 0.46729 | -0.39962 | 8.2138e-06 | 1.7201e-05 | 3.7826e-05 | 7.1688e-05 | 0.00012356 | 0.00019855 | 0.00030152 | 0.00043631 | 0.00060473 | 0.00080548 | 0.0010333 | 0.0012789 | 0.0015292 | 0.0017693 | 0.0019853 | 0.0021667 | 0.0023086 | 0.002419 | 0.0024887 | 0.0025493 | 0.0025797 | 0.0026003 | 0.002621 | 0.0026421 | 0.0026634 | 0.03524
v5.10_MeasureAssessmentTemplate_Commercial_All | Clothes Dryer - SEG SEL - ENERGY STAR Clothes Dryer | Appliances | Clothes Dryer | New | Clothes Dryer | Commercial | Lodging | Firm | Sales | Commercial | 29.8316 | 1 | 3.6066 | 3.1114 | -0.72038 | 0.46729 | -0.64602 | 0.00024926 | 0.00050846 | 0.0011186 | 0.0021208 | 0.0036568 | 0.0058782 | 0.0089301 | 0.012927 | 0.017924 | 0.023883 | 0.03065 | 0.037947 | 0.045388 | 0.052535 | 0.058969 | 0.064378 | 0.068617 | 0.071921 | 0.074018 | 0.075844 | 0.076775 | 0.07741 | 0.078053 | 0.078704 | 0.079363 | 1.0478
v5.10_MeasureAssessmentTemplate_Commercial_All | Clothes Dryer - SEG SEL - ENERGY STAR Clothes Dryer | Appliances | Clothes Dryer | New | Clothes Dryer | Commercial | Other | Firm | Sales | Commercial | 29.8316 | 1 | 3.6066 | 3.1114 | -0.72038 | 0.46729 | -0.64602 | 1.7403e-05 | 4.8008e-05 | 0.00010506 | 0.00019816 | 0.00033993 | 0.00054367 | 0.00082182 | 0.0011838 | 0.0016333 | 0.0021658 | 0.0027663 | 0.0034088 | 0.0040584 | 0.0046759 | 0.0052248 | 0.0056786 | 0.0060258 | 0.0062885 | 0.0064441 | 0.0065751 | 0.0066281 | 0.0066554 | 0.0066834 | 0.0067122 | 0.0067417 | 0.091624
v5.10_MeasureAssessmentTemplate_Commercial_All | Clothes Washer - SEG SEL - ENERGY STAR Clothes Washer | Appliances | Clothes Washer | NR | Clothes Washer | Commercial | Assembly | Firm | Sales | Commercial | 38.7 | 1 | 1.5279 | 3.2631 | -0.11304 | 1.1568 | -0.72816 | 0.0034249 | 0.0052442 | 0.011399 | 0.021353 | 0.036376 | 0.057768 | 0.086699 | 0.13409 | 0.18916 | 0.24902 | 0.31554 | 0.38539 | 0.45422 | 0.51734 | 0.57052 | 0.61087 | 0.63747 | 0.43547 | 0.037362 | 0.03015 | 0.022771 | 0.016101 | 0.010612 | 0.0064691 | 0.0034009 | 4.8482
v5.10_MeasureAssessmentTemplate_Commercial_All | Clothes Washer - SEG SEL - ENERGY STAR Clothes Washer | Appliances | Clothes Washer | NR | Clothes Washer | Commercial | Hospital | Firm | Sales | Commercial | 38.7 | 1 | 1.5279 | 3.2631 | -0.11304 | 1.1568 | -0.72816 | 0.00052817 | 0.00080904 | 0.0017593 | 0.0032968 | 0.0056184 | 0.008926 | 0.013401 | 0.02073 | 0.02918 | 0.038429 | 0.048713 | 0.05952 | 0.070183 | 0.079974 | 0.088239 | 0.094533 | 0.098709 | 0.070346 | 0.0056414 | 0.0045539 | 0.0034406 | 0.0024335 | 0.0016045 | 0.0009784 | 0.00051453 | 0.75206
v5.10_MeasureAssessmentTemplate_Commercial_All | Clothes Washer - SEG SEL - ENERGY STAR Clothes Washer | Appliances | Clothes Washer | NR | Clothes Washer | Commercial | Hospital | Firm | Transport | Commercial | 38.7 | 1 | 1.5279 | 2.0803 | -0.11304 | 0.46729 | -0.58516 | 0.00027783 | 0.00042557 | 0.00092542 | 0.0017342 | 0.0029554 | 0.0046952 | 0.0070494 | 0.010905 | 0.015349 | 0.020214 | 0.025624 | 0.031309 | 0.036918 | 0.042068 | 0.046416 | 0.049726 | 0.051923 | 0.037003 | 0.0029675 | 0.0023954 | 0.0018098 | 0.0012801 | 0.00084402 | 0.00051466 | 0.00027065 | 0.3956
v5.10_MeasureAssessmentTemplate_Commercial_All | Clothes Washer - SEG SEL - ENERGY STAR Clothes Washer | Appliances | Clothes Washer | NR | Clothes Washer | Commercial | Hospital | Interruptible | Sales | Commercial | 38.7 | 1 | 1.3149 | 2.8082 | 0.13336 | 0.46729 | -0.48175 | 0.00027706 | 0.00042439 | 0.00092285 | 0.0017294 | 0.0029472 | 0.0046822 | 0.0070298 | 0.010874 | 0.015307 | 0.020158 | 0.025553 | 0.031222 | 0.036815 | 0.041951 | 0.046287 | 0.049588 | 0.051779 | 0.036901 | 0.0029593 | 0.0023888 | 0.0018048 | 0.0012765 | 0.00084167 | 0.00051323 | 0.0002699 | 0.3945
v5.10_MeasureAssessmentTemplate_Commercial_All | Clothes Washer - SEG SEL - ENERGY STAR Clothes Washer | Appliances | Clothes Washer | NR | Clothes Washer | Commercial | Lodging | Firm | Sales | Commercial | 38.7 | 1 | 1.5279 | 3.2631 | -0.11304 | 1.1568 | -0.72816 | 0.014907 | 0.022844 | 0.049695 | 0.093163 | 0.15883 | 0.25244 | 0.37916 | 0.58662 | 0.82384 | 1.0854 | 1.3764 | 1.6825 | 1.9849 | 2.2629 | 2.4981 | 2.6778 | 2.7978 | 2.0798 | 0.15568 | 0.12572 | 0.095015 | 0.067227 | 0.044341 | 0.027047 | 0.014228 | 21.3565
v5.10_MeasureAssessmentTemplate_Commercial_All | Clothes Washer - SEG SEL - ENERGY STAR Clothes Washer | Appliances | Clothes Washer | NR | Clothes Washer | Commercial | Other | Firm | Sales | Commercial | 38.7 | 1 | 1.5279 | 3.2631 | -0.11304 | 1.1568 | -0.72816 | 0.00088177 | 0.001344 | 0.0029083 | 0.0054232 | 0.0091966 | 0.014539 | 0.021721 | 0.033523 | 0.048562 | 0.063643 | 0.080271 | 0.097561 | 0.11439 | 0.12956 | 0.14202 | 0.15107 | 0.15654 | 0.054808 | 0.011849 | 0.0095234 | 0.0071647 | 0.0050464 | 0.0033136 | 0.0020123 | 0.001054 | 1.1679
v5.10_MeasureAssessmentTemplate_Commercial_All | Clothes Washer - SEG SEL - ENERGY STAR Clothes Washer | Appliances | Clothes Washer | New | Clothes Washer | Commercial | Assembly | Firm | Sales | Commercial | 38.7 | 1 | 1.5279 | 3.2631 | -0.11304 | 1.1568 | -0.72816 | 0.00027191 | 0.00058366 | 0.001283 | 0.0024307 | 0.0041879 | 0.006727 | 0.010212 | 0.014772 | 0.020467 | 0.027252 | 0.034949 | 0.043239 | 0.051683 | 0.05978 | 0.067056 | 0.073158 | 0.077924 | 0.081623 | 0.083949 | 0.085965 | 0.086967 | 0.087632 | 0.088306 | 0.088989 | 0.089681 | 1.1891
v5.10_MeasureAssessmentTemplate_Commercial_All | Clothes Washer - SEG SEL - ENERGY STAR Clothes Washer | Appliances | Clothes Washer | New | Clothes Washer | Commercial | Hospital | Firm | Sales | Commercial | 38.7 | 1 | 1.5279 | 3.2631 | -0.11304 | 1.1568 | -0.72816 | 4.1931e-05 | 8.7809e-05 | 0.0001931 | 0.00036597 | 0.00063077 | 0.0010136 | 0.0015392 | 0.0022273 | 0.0030871 | 0.0041119 | 0.0052752 | 0.0065287 | 0.0078063 | 0.0090324 | 0.010135 | 0.011061 | 0.011785 | 0.012349 | 0.012705 | 0.013014 | 0.01317 | 0.013274 | 0.01338 | 0.013488 | 0.013597 | 0.1799
v5.10_MeasureAssessmentTemplate_Commercial_All | Clothes Washer - SEG SEL - ENERGY STAR Clothes Washer | Appliances | Clothes Washer | New | Clothes Washer | Commercial | Hospital | Firm | Transport | Commercial | 38.7 | 1 | 1.5279 | 2.0803 | -0.11304 | 0.46729 | -0.58516 | 2.2057e-05 | 4.619e-05 | 0.00010158 | 0.00019251 | 0.0003318 | 0.00053316 | 0.00080967 | 0.0011716 | 0.0016239 | 0.002163 | 0.0027749 | 0.0034342 | 0.0041063 | 0.0047512 | 0.0053313 | 0.0058183 | 0.0061993 | 0.0064957 | 0.006683 | 0.0068456 | 0.0069274 | 0.0069825 | 0.0070384 | 0.0070949 | 0.0071521 | 0.094631
v5.10_MeasureAssessmentTemplate_Commercial_All | Clothes Washer - SEG SEL - ENERGY STAR Clothes Washer | Appliances | Clothes Washer | New | Clothes Washer | Commercial | Hospital | Interruptible | Sales | Commercial | 38.7 | 1 | 1.3149 | 2.8082 | 0.13336 | 0.46729 | -0.48175 | 2.1996e-05 | 4.6061e-05 | 0.00010129 | 0.00019197 | 0.00033088 | 0.00053168 | 0.00080742 | 0.0011684 | 0.0016194 | 0.002157 | 0.0027672 | 0.0034247 | 0.0040949 | 0.004738 | 0.0053165 | 0.0058022 | 0.0061821 | 0.0064777 | 0.0066644 | 0.0068266 | 0.0069082 | 0.0069632 | 0.0070188 | 0.0070752 | 0.0071323 | 0.094368
v5.10_MeasureAssessmentTemplate_Commercial_All | Clothes Washer - SEG SEL - ENERGY STAR Clothes Washer | Appliances | Clothes Washer | New | Clothes Washer | Commercial | Lodging | Firm | Sales | Commercial | 38.7 | 1 | 1.5279 | 3.2631 | -0.11304 | 1.1568 | -0.72816 | 0.0011835 | 0.0024142 | 0.0053111 | 0.01007 | 0.017362 | 0.02791 | 0.0424 | 0.061378 | 0.085102 | 0.11339 | 0.14553 | 0.18017 | 0.2155 | 0.24944 | 0.27999 | 0.30567 | 0.32579 | 0.34148 | 0.35144 | 0.36011 | 0.36453 | 0.36754 | 0.3706 | 0.37369 | 0.37682 | 4.9748
v5.10_MeasureAssessmentTemplate_Commercial_All | Clothes Washer - SEG SEL - ENERGY STAR Clothes Washer | Appliances | Clothes Washer | New | Clothes Washer | Commercial | Other | Firm | Sales | Commercial | 38.7 | 1 | 1.5279 | 3.2631 | -0.11304 | 1.1568 | -0.72816 | 7.0004e-05 | 0.00019312 | 0.00042263 | 0.00079713 | 0.0013674 | 0.002187 | 0.0033058 | 0.0047619 | 0.0065702 | 0.0087123 | 0.011128 | 0.013712 | 0.016325 | 0.018809 | 0.021017 | 0.022843 | 0.024239 | 0.025296 | 0.025922 | 0.026449 | 0.026662 | 0.026772 | 0.026885 | 0.027 | 0.027119 | 0.36857
v5.10_MeasureAssessmentTemplate_Commercial_All | Condensing Gas RTU - SEG All - Condensing Gas RTU (>90% Eff) | HVAC | Condensing Gas RTU | NR | Condensing Gas RTU | Commercial | Assembly | Firm | Sales | Commercial | 2.37 | 1 | 2.7298 | 5.3798 | -1.3196 | 1.0675 | -1.8454 | 0 | 0 | 0.48276 | 0.90431 | 1.5405 | 2.4465 | 3.6717 | 5.2506 | 7.1914 | 9.4651 | 11.9983 | 14.6721 | 17.333 | 19.8142 | 21.965 | 23.6815 | 24.9258 | 32.3438 | 32.8437 | 33.1493 | 32.9811 | 32.5951 | 32.1128 | 31.5288 | 4.8058 | 397.7031
v5.10_MeasureAssessmentTemplate_Commercial_All | Condensing Gas RTU - SEG All - Condensing Gas RTU (>90% Eff) | HVAC | Condensing Gas RTU | NR | Condensing Gas RTU | Commercial | Extra Large Retail | Firm | Sales | Commercial | 2.37 | 1 | 2.7298 | 5.3798 | -1.3196 | 1.0675 | -1.8454 | 0 | 0 | 0.58935 | 1.1038 | 1.8802 | 2.9856 | 4.4803 | 6.4062 | 8.7732 | 11.5457 | 14.634 | 17.8932 | 21.1359 | 24.1587 | 26.7781 | 28.8674 | 30.3807 | 39.4895 | 40.0951 | 40.4628 | 40.2516 | 39.774 | 39.1781 | 38.4573 | 5.9052 | 485.2262
v5.10_MeasureAssessmentTemplate_Commercial_All | Condensing Gas RTU - SEG All - Condensing Gas RTU (>90% Eff) | HVAC | Condensing Gas RTU | NR | Condensing Gas RTU | Commercial | Extra Large Retail | Firm | Transport | Commercial | 2.37 | 1 | 2.7298 | 4.143 | -1.3196 | 0.46729 | -1.7024 | 0 | 0 | 0.058296 | 0.10919 | 0.18598 | 0.29533 | 0.44318 | 0.63368 | 0.86781 | 1.1421 | 1.4475 | 1.7699 | 2.0907 | 2.3897 | 2.6488 | 2.8554 | 3.0051 | 3.9061 | 3.966 | 4.0024 | 3.9815 | 3.9343 | 3.8753 | 3.804 | 0.58412 | 47.9966
v5.10_MeasureAssessmentTemplate_Commercial_All | Condensing Gas RTU - SEG All - Condensing Gas RTU (>90% Eff) | HVAC | Condensing Gas RTU | NR | Condensing Gas RTU | Commercial | Hospital | Firm | Sales | Commercial | 2.37 | 1 | 2.7298 | 5.3798 | -1.3196 | 1.0675 | -1.8454 | 0 | 0 | 0.0027643 | 0.0051802 | 0.008828 | 0.014025 | 0.021057 | 0.030124 | 0.041275 | 0.054346 | 0.068917 | 0.084308 | 0.099637 | 0.11394 | 0.12636 | 0.13629 | 0.14351 | 0.18514 | 0.18808 | 0.18991 | 0.18904 | 0.18693 | 0.18429 | 0.18107 | 0.026905 | 2.2819
v5.10_MeasureAssessmentTemplate_Commercial_All | Condensing Gas RTU - SEG All - Condensing Gas RTU (>90% Eff) | HVAC | Condensing Gas RTU | NR | Condensing Gas RTU | Commercial | Hospital | Firm | Transport | Commercial | 2.37 | 1 | 2.7298 | 4.143 | -1.3196 | 0.46729 | -1.7024 | 0 | 0 | 0.0014541 | 0.0027249 | 0.0046437 | 0.0073775 | 0.011077 | 0.015846 | 0.021711 | 0.028587 | 0.036252 | 0.044348 | 0.052411 | 0.059937 | 0.066469 | 0.071691 | 0.075487 | 0.097386 | 0.098932 | 0.099897 | 0.099439 | 0.098331 | 0.096938 | 0.095245 | 0.014152 | 1.2003
v5.10_MeasureAssessmentTemplate_Commercial_All | Condensing Gas RTU - SEG All - Condensing Gas RTU (>90% Eff) | HVAC | Condensing Gas RTU | NR | Condensing Gas RTU | Commercial | Hospital | Interruptible | Sales | Commercial | 2.37 | 1 | 1.3593 | 2.6789 | 0.14333 | 0.46729 | -0.38247 | 0 | 0 | 0.0014501 | 0.0027173 | 0.0046308 | 0.0073571 | 0.011046 | 0.015802 | 0.021651 | 0.028508 | 0.036151 | 0.044225 | 0.052266 | 0.059771 | 0.066285 | 0.071492 | 0.075278 | 0.097116 | 0.098657 | 0.099619 | 0.099163 | 0.098058 | 0.096669 | 0.094981 | 0.014113 | 1.197
v5.10_MeasureAssessmentTemplate_Commercial_All | Condensing Gas RTU - SEG All - Condensing Gas RTU (>90% Eff) | HVAC | Condensing Gas RTU | NR | Condensing Gas RTU | Commercial | Large Office | Firm | Sales | Commercial | 2.37 | 1 | 2.7298 | 5.3798 | -1.3196 | 1.0675 | -1.8454 | 0 | 0 | 0.56016 | 1.0509 | 1.7929 | 2.8515 | 4.2859 | 6.1381 | 8.4195 | 11.0981 | 14.0893 | 17.2549 | 20.4146 | 23.3717 | 25.9475 | 28.0169 | 29.5331 | 37.4839 | 38.1226 | 38.5432 | 38.4211 | 38.0539 | 37.5838 | 37.0045 | 5.0947 | 465.1327
v5.10_MeasureAssessmentTemplate_Commercial_All | Condensing Gas RTU - SEG All - Condensing Gas RTU (>90% Eff) | HVAC | Condensing Gas RTU | NR | Condensing Gas RTU | Commercial | Large Office | Firm | Sales | Industrial | 2.37 | 1 | 2.7298 | 5.3798 | -1.3196 | 1.0675 | -1.8454 | 0 | 0 | 0.0052695 | 0.0098857 | 0.016866 | 0.026824 | 0.040318 | 0.057742 | 0.079203 | 0.1044 | 0.13254 | 0.16232 | 0.19204 | 0.21986 | 0.24409 | 0.26356 | 0.27782 | 0.35261 | 0.35862 | 0.36258 | 0.36143 | 0.35798 | 0.35355 | 0.34811 | 0.047926 | 4.3756
v5.10_MeasureAssessmentTemplate_Commercial_All | Condensing Gas RTU - SEG All - Condensing Gas RTU (>90% Eff) | HVAC | Condensing Gas RTU | NR | Condensing Gas RTU | Commercial | Large Retail | Firm | Sales | Commercial | 2.37 | 1 | 2.7298 | 5.3798 | -1.3196 | 1.0675 | -1.8454 | 0 | 0 | 0.17725 | 0.33199 | 0.56549 | 0.89795 | 1.3475 | 1.9267 | 2.6386 | 3.4725 | 4.4013 | 5.3815 | 6.3568 | 7.2659 | 8.0537 | 8.6821 | 9.1372 | 11.8767 | 12.0589 | 12.1695 | 12.1059 | 11.9623 | 11.7831 | 11.5663 | 1.776 | 145.935
v5.10_MeasureAssessmentTemplate_Commercial_All | Condensing Gas RTU - SEG All - Condensing Gas RTU (>90% Eff) | HVAC | Condensing Gas RTU | NR | Condensing Gas RTU | Commercial | Lodging | Firm | Sales | Commercial | 2.37 | 1 | 2.7298 | 5.3798 | -1.3196 | 1.0675 | -1.8454 | 0 | 0 | 0.012741 | 0.023886 | 0.040722 | 0.064722 | 0.097212 | 0.13912 | 0.1907 | 0.25119 | 0.31867 | 0.39 | 0.46109 | 0.52751 | 0.58523 | 0.63146 | 0.66517 | 0.85303 | 0.86693 | 0.87579 | 0.87223 | 0.86301 | 0.85136 | 0.83712 | 0.12106 | 10.54
v5.10_MeasureAssessmentTemplate_Commercial_All | Condensing Gas RTU - SEG All - Condensing Gas RTU (>90% Eff) | HVAC | Condensing Gas RTU | NR | Condensing Gas RTU | Commercial | Medium Office | Firm | Sales | Commercial | 2.37 | 1 | 2.7298 | 5.3798 | -1.3196 | 1.0675 | -1.8454 | 0 | 0 | 0.53241 | 0.99881 | 1.704 | 2.7102 | 4.0736 | 5.834 | 8.0024 | 10.5483 | 13.3913 | 16.4 | 19.4032 | 22.2138 | 24.6619 | 26.6289 | 28.0699 | 35.6268 | 36.2338 | 36.6336 | 36.5176 | 36.1686 | 35.7218 | 35.1712 | 4.8423 | 442.0885
v5.10_MeasureAssessmentTemplate_Commercial_All | Condensing Gas RTU - SEG All - Condensing Gas RTU (>90% Eff) | HVAC | Condensing Gas RTU | NR | Condensing Gas RTU | Commercial | Medium Retail | Firm | Sales | Commercial | 2.37 | 1 | 2.7298 | 5.3798 | -1.3196 | 1.0675 | -1.8454 | 0 | 0 | 0.27902 | 0.52261 | 0.89018 | 1.4135 | 2.1212 | 3.033 | 4.1536 | 5.4663 | 6.9284 | 8.4715 | 10.0067 | 11.4378 | 12.6779 | 13.6671 | 14.3836 | 18.6961 | 18.9828 | 19.1569 | 19.0569 | 18.8308 | 18.5487 | 18.2074 | 2.7958 | 229.7278
v5.10_MeasureAssessmentTemplate_Commercial_All | Condensing Gas RTU - SEG All - Condensing Gas RTU (>90% Eff) | HVAC | Condensing Gas RTU | NR | Condensing Gas RTU | Commercial | Medium Retail | Firm | Sales | Industrial | 2.37 | 1 | 2.7298 | 5.3798 | -1.3196 | 1.0675 | -1.8454 | 0 | 0 | 0.00089775 | 0.0016815 | 0.0028641 | 0.004548 | 0.0068249 | 0.0097586 | 0.013364 | 0.017588 | 0.022292 | 0.027257 | 0.032196 | 0.036801 | 0.040791 | 0.043974 | 0.046279 | 0.060154 | 0.061077 | 0.061637 | 0.061315 | 0.060588 | 0.05968 | 0.058582 | 0.0089954 | 0.73915
v5.10_MeasureAssessmentTemplate_Commercial_All | Condensing Gas RTU - SEG All - Condensing Gas RTU (>90% Eff) | HVAC | Condensing Gas RTU | NR | Condensing Gas RTU | Commercial | Other | Firm | Sales | Commercial | 2.37 | 1 | 2.7298 | 5.3798 | -1.3196 | 1.0675 | -1.8454 | 0 | 0 | 0.10029 | 0.18701 | 0.31713 | 0.50136 | 0.74903 | 1.0663 | 1.4538 | 1.9047 | 2.4036 | 2.9259 | 3.4408 | 3.9155 | 4.3209 | 4.6374 | 4.859 | 6.7618 | 6.8339 | 6.8618 | 6.7875 | 6.6641 | 6.5165 | 6.3434 | 1.251 | 80.8027
v5.10_MeasureAssessmentTemplate_Commercial_All | Condensing Gas RTU - SEG All - Condensing Gas RTU (>90% Eff) | HVAC | Condensing Gas RTU | NR | Condensing Gas RTU | Commercial | Restaurant | Firm | Sales | Commercial | 2.37 | 1 | 2.7298 | 5.3798 | -1.3196 | 1.0675 | -1.8454 | 0 | 0 | 0.29308 | 0.54652 | 0.92679 | 1.4652 | 2.1889 | 3.116 | 4.2485 | 5.5664 | 7.0241 | 8.5505 | 10.0554 | 11.4427 | 12.6273 | 13.5524 | 14.1998 | 19.7606 | 19.9712 | 20.0526 | 19.8355 | 19.4751 | 19.0436 | 18.5378 | 3.656 | 236.1359
v5.10_MeasureAssessmentTemplate_Commercial_All | Condensing Gas RTU - SEG All - Condensing Gas RTU (>90% Eff) | HVAC | Condensing Gas RTU | NR | Condensing Gas RTU | Commercial | School K-12 | Firm | Sales | Commercial | 2.37 | 1 | 2.7298 | 5.3798 | -1.3196 | 1.0675 | -1.8454 | 0 | 0 | 0.2883 | 0.54135 | 0.92441 | 1.4716 | 2.2138 | 3.1734 | 4.3568 | 5.7481 | 7.304 | 8.9531 | 10.6022 | 12.1489 | 13.4999 | 14.5898 | 15.3932 | 19.2818 | 19.6288 | 19.866 | 19.826 | 19.6624 | 19.4486 | 19.1815 | 2.4699 | 240.5738
v5.10_MeasureAssessmentTemplate_Commercial_All | Condensing Gas RTU - SEG All - Condensing Gas RTU (>90% Eff) | HVAC | Condensing Gas RTU | NR | Condensing Gas RTU | Commercial | Small Office | Firm | Sales | Commercial | 2.37 | 1 | 2.7298 | 5.3798 | -1.3196 | 1.0675 | -1.8454 | 0 | 0 | 0.77097 | 1.4464 | 2.4676 | 3.9246 | 5.8988 | 8.448 | 11.588 | 15.2746 | 19.3915 | 23.7483 | 28.0972 | 32.1671 | 35.7122 | 38.5604 | 40.6471 | 51.59 | 52.4691 | 53.0479 | 52.8799 | 52.3746 | 51.7275 | 50.9302 | 7.012 | 640.1742
v5.10_MeasureAssessmentTemplate_Commercial_All | Condensing Gas RTU - SEG All - Condensing Gas RTU (>90% Eff) | HVAC | Condensing Gas RTU | NR | Condensing Gas RTU | Commercial | Small Retail | Firm | Sales | Commercial | 2.37 | 1 | 2.7298 | 5.3798 | -1.3196 | 1.0675 | -1.8454 | 0 | 0 | 0.42626 | 0.79839 | 1.3599 | 2.1594 | 3.2405 | 4.6335 | 6.3454 | 8.3508 | 10.5844 | 12.9417 | 15.2871 | 17.4734 | 19.3679 | 20.8791 | 21.9736 | 28.5618 | 28.9998 | 29.2658 | 29.113 | 28.7676 | 28.3366 | 27.8152 | 4.2711 | 350.9522
v5.10_MeasureAssessmentTemplate_Commercial_All | Condensing Gas RTU - SEG All - Condensing Gas RTU (>90% Eff) | HVAC | Condensing Gas RTU | NR | Condensing Gas RTU | Commercial | Supermarket | Firm | Sales | Commercial | 2.37 | 1 | 2.7298 | 5.3798 | -1.3196 | 1.0675 | -1.8454 | 0 | 0 | 1.5826 | 2.9639 | 5.0479 | 8.0146 | 12.0256 | 17.1927 | 23.5422 | 30.9785 | 39.26 | 47.9979 | 56.6895 | 64.7891 | 71.8052 | 77.3983 | 81.446 | 106.0568 | 107.6696 | 108.6421 | 108.0584 | 106.7575 | 105.137 | 103.1792 | 15.9663 | 1302.2007
v5.10_MeasureAssessmentTemplate_Commercial_All | Condensing Gas RTU - SEG All - Condensing Gas RTU (>90% Eff) | HVAC | Condensing Gas RTU | NR | Condensing Gas RTU | Commercial | Supermarket | Firm | Transport | Commercial | 2.37 | 1 | 2.7298 | 4.143 | -1.3196 | 0.46729 | -1.7024 | 0 | 0 | 0.24965 | 0.46754 | 0.79628 | 1.2643 | 1.897 | 2.7121 | 3.7137 | 4.8867 | 6.1931 | 7.5714 | 8.9425 | 10.2202 | 11.3269 | 12.2092 | 12.8477 | 16.73 | 16.9844 | 17.1378 | 17.0457 | 16.8405 | 16.5849 | 16.276 | 2.5186 | 205.4162
v5.10_MeasureAssessmentTemplate_Commercial_All | Condensing Gas RTU - SEG All - Condensing Gas RTU (>90% Eff) | HVAC | Condensing Gas RTU | New | Condensing Gas RTU | Commercial | Assembly | Firm | Sales | Commercial | 2.37 | 1 | 2.7298 | 5.3798 | -1.3196 | 1.0675 | -1.8454 | 0 | 0 | 0.11643 | 0.22058 | 0.38005 | 0.61047 | 0.92674 | 1.3406 | 1.8574 | 2.4731 | 3.1716 | 3.9239 | 4.6902 | 5.425 | 6.0853 | 6.6391 | 7.0715 | 7.4072 | 7.6184 | 7.8013 | 7.8922 | 7.9526 | 8.0137 | 8.0757 | 0 | 99.693
v5.10_MeasureAssessmentTemplate_Commercial_All | Condensing Gas RTU - SEG All - Condensing Gas RTU (>90% Eff) | HVAC | Condensing Gas RTU | New | Condensing Gas RTU | Commercial | Extra Large Retail | Firm | Sales | Commercial | 2.37 | 1 | 2.7298 | 5.3798 | -1.3196 | 1.0675 | -1.8454 | 0 | 0 | 0.14318 | 0.27122 | 0.46724 | 0.75044 | 1.1391 | 1.6476 | 2.2825 | 3.0388 | 3.8967 | 4.8205 | 5.7613 | 6.6633 | 7.4736 | 8.153 | 8.6832 | 9.0946 | 9.353 | 9.5767 | 9.6874 | 9.7606 | 9.8348 | 9.91 | 0 | 122.4087
v5.10_MeasureAssessmentTemplate_Commercial_All | Condensing Gas RTU - SEG All - Condensing Gas RTU (>90% Eff) | HVAC | Condensing Gas RTU | New | Condensing Gas RTU | Commercial | Extra Large Retail | Firm | Transport | Commercial | 2.37 | 1 | 2.7298 | 4.143 | -1.3196 | 0.46729 | -1.7024 | 0 | 0 | 0.014163 | 0.026828 | 0.046218 | 0.07423 | 0.11267 | 0.16297 | 0.22577 | 0.30059 | 0.38545 | 0.47683 | 0.56989 | 0.65911 | 0.73926 | 0.80646 | 0.85891 | 0.8996 | 0.92516 | 0.94728 | 0.95823 | 0.96548 | 0.97282 | 0.98026 | 0 | 12.1082
v5.10_MeasureAssessmentTemplate_Commercial_All | Condensing Gas RTU - SEG All - Condensing Gas RTU (>90% Eff) | HVAC | Condensing Gas RTU | New | Condensing Gas RTU | Commercial | Hospital | Firm | Sales | Commercial | 2.37 | 1 | 2.7298 | 5.3798 | -1.3196 | 1.0675 | -1.8454 | 0 | 0 | 0.00065018 | 0.0012322 | 0.0021238 | 0.0034127 | 0.0051826 | 0.0074995 | 0.010394 | 0.013845 | 0.017762 | 0.021982 | 0.026284 | 0.030412 | 0.034125 | 0.037243 | 0.039682 | 0.041579 | 0.042777 | 0.043818 | 0.044342 | 0.044695 | 0.045052 | 0.045414 | 0 | 0.55951
v5.10_MeasureAssessmentTemplate_Commercial_All | Condensing Gas RTU - SEG All - Condensing Gas RTU (>90% Eff) | HVAC | Condensing Gas RTU | New | Condensing Gas RTU | Commercial | Hospital | Firm | Transport | Commercial | 2.37 | 1 | 2.7298 | 4.143 | -1.3196 | 0.46729 | -1.7024 | 0 | 0 | 0.00034201 | 0.00064817 | 0.0011172 | 0.0017952 | 0.0027262 | 0.0039449 | 0.0054677 | 0.0072828 | 0.009343 | 0.011563 | 0.013826 | 0.015997 | 0.017951 | 0.019591 | 0.020873 | 0.021871 | 0.022502 | 0.023049 | 0.023325 | 0.02351 | 0.023698 | 0.023889 | 0 | 0.29431
v5.10_MeasureAssessmentTemplate_Commercial_All | Condensing Gas RTU - SEG All - Condensing Gas RTU (>90% Eff) | HVAC | Condensing Gas RTU | New | Condensing Gas RTU | Commercial | Hospital | Interruptible | Sales | Commercial | 2.37 | 1 | 1.3593 | 2.6789 | 0.14333 | 0.46729 | -0.38247 | 0 | 0 | 0.00034106 | 0.00064637 | 0.0011141 | 0.0017902 | 0.0027186 | 0.003934 | 0.0054525 | 0.0072626 | 0.0093171 | 0.011531 | 0.013788 | 0.015953 | 0.017901 | 0.019536 | 0.020815 | 0.021811 | 0.022439 | 0.022985 | 0.02326 | 0.023445 | 0.023633 | 0.023822 | 0 | 0.2935
v5.10_MeasureAssessmentTemplate_Commercial_All | Condensing Gas RTU - SEG All - Condensing Gas RTU (>90% Eff) | HVAC | Condensing Gas RTU | New | Condensing Gas RTU | Commercial | Large Office | Firm | Sales | Commercial | 2.37 | 1 | 2.7298 | 5.3798 | -1.3196 | 1.0675 | -1.8454 | 0 | 0 | 0.12223 | 0.2319 | 0.40012 | 0.64361 | 0.97842 | 1.4173 | 1.9663 | 2.6217 | 3.3667 | 4.1708 | 4.9918 | 5.7813 | 6.4933 | 7.0931 | 7.5645 | 7.9333 | 8.1694 | 8.3755 | 8.4832 | 8.558 | 8.6338 | 8.7104 | 0 | 106.7069
v5.10_MeasureAssessmentTemplate_Commercial_All | Condensing Gas RTU - SEG All - Condensing Gas RTU (>90% Eff) | HVAC | Condensing Gas RTU | New | Condensing Gas RTU | Commercial | Large Office | Firm | Sales | Industrial | 2.37 | 1 | 2.7298 | 5.3798 | -1.3196 | 1.0675 | -1.8454 | 0 | 0 | 0.0011498 | 0.0021815 | 0.003764 | 0.0060545 | 0.0092041 | 0.013332 | 0.018498 | 0.024663 | 0.031671 | 0.039235 | 0.046959 | 0.054386 | 0.061083 | 0.066726 | 0.07116 | 0.07463 | 0.07685 | 0.07879 | 0.079802 | 0.080506 | 0.081219 | 0.08194 | 0 | 1.0038
v5.10_MeasureAssessmentTemplate_Commercial_All | Condensing Gas RTU - SEG All - Condensing Gas RTU (>90% Eff) | HVAC | Condensing Gas RTU | New | Condensing Gas RTU | Commercial | Large Retail | Firm | Sales | Commercial | 2.37 | 1 | 2.7298 | 5.3798 | -1.3196 | 1.0675 | -1.8454 | 0 | 0 | 0.043062 | 0.08157 | 0.14053 | 0.2257 | 0.34259 | 0.49551 | 0.68647 | 0.91394 | 1.172 | 1.4498 | 1.7328 | 2.004 | 2.2477 | 2.4521 | 2.6115 | 2.7352 | 2.813 | 2.8802 | 2.9135 | 2.9356 | 2.9579 | 2.9805 | 0 | 36.8152
v5.10_MeasureAssessmentTemplate_Commercial_All | Condensing Gas RTU - SEG All - Condensing Gas RTU (>90% Eff) | HVAC | Condensing Gas RTU | New | Condensing Gas RTU | Commercial | Lodging | Firm | Sales | Commercial | 2.37 | 1 | 2.7298 | 5.3798 | -1.3196 | 1.0675 | -1.8454 | 0 | 0 | 0.0029179 | 0.0055322 | 0.009539 | 0.015334 | 0.023295 | 0.033721 | 0.046755 | 0.062299 | 0.079952 | 0.098986 | 0.1184 | 0.13704 | 0.15383 | 0.16794 | 0.17899 | 0.18761 | 0.19308 | 0.19784 | 0.20027 | 0.20193 | 0.20361 | 0.2053 | 0 | 2.5242
v5.10_MeasureAssessmentTemplate_Commercial_All | Condensing Gas RTU - SEG All - Condensing Gas RTU (>90% Eff) | HVAC | Condensing Gas RTU | New | Condensing Gas RTU | Commercial | Medium Office | Firm | Sales | Commercial | 2.37 | 1 | 2.7298 | 5.3798 | -1.3196 | 1.0675 | -1.8454 | 0 | 0 | 0.11617 | 0.22041 | 0.3803 | 0.61173 | 0.92994 | 1.3471 | 1.8689 | 2.4918 | 3.1999 | 3.9642 | 4.7445 | 5.4949 | 6.1716 | 6.7417 | 7.1898 | 7.5403 | 7.7646 | 7.9606 | 8.0629 | 8.134 | 8.206 | 8.2789 | 0 | 101.4202
v5.10_MeasureAssessmentTemplate_Commercial_All | Condensing Gas RTU - SEG All - Condensing Gas RTU (>90% Eff) | HVAC | Condensing Gas RTU | New | Condensing Gas RTU | Commercial | Medium Retail | Firm | Sales | Commercial | 2.37 | 1 | 2.7298 | 5.3798 | -1.3196 | 1.0675 | -1.8454 | 0 | 0 | 0.067787 | 0.12841 | 0.22121 | 0.35529 | 0.5393 | 0.78003 | 1.0806 | 1.4387 | 1.8449 | 2.2823 | 2.7277 | 3.1547 | 3.5384 | 3.86 | 4.111 | 4.3058 | 4.4281 | 4.534 | 4.5864 | 4.6211 | 4.6562 | 4.6918 | 0 | 57.9538
v5.10_MeasureAssessmentTemplate_Commercial_All | Condensing Gas RTU - SEG All - Condensing Gas RTU (>90% Eff) | HVAC | Condensing Gas RTU | New | Condensing Gas RTU | Commercial | Medium Retail | Firm | Sales | Industrial | 2.37 | 1 | 2.7298 | 5.3798 | -1.3196 | 1.0675 | -1.8454 | 0 | 0 | 0.0002181 | 0.00041315 | 0.00071175 | 0.0011431 | 0.0017352 | 0.0025097 | 0.0034769 | 0.004629 | 0.0059359 | 0.0073431 | 0.0087763 | 0.01015 | 0.011385 | 0.012419 | 0.013227 | 0.013854 | 0.014247 | 0.014588 | 0.014757 | 0.014868 | 0.014981 | 0.015096 | 0 | 0.18647
v5.10_MeasureAssessmentTemplate_Commercial_All | Condensing Gas RTU - SEG All - Condensing Gas RTU (>90% Eff) | HVAC | Condensing Gas RTU | New | Condensing Gas RTU | Commercial | Other | Firm | Sales | Commercial | 2.37 | 1 | 2.7298 | 5.3798 | -1.3196 | 1.0675 | -1.8454 | 0 | 0 | 0.031229 | 0.058903 | 0.10104 | 0.1616 | 0.24428 | 0.35187 | 0.4855 | 0.64379 | 0.82227 | 1.0132 | 1.2063 | 1.3899 | 1.553 | 1.6879 | 1.7911 | 1.8692 | 1.9155 | 1.9544 | 1.9702 | 1.9783 | 1.9866 | 1.9952 | 0 | 25.2114
v5.10_MeasureAssessmentTemplate_Commercial_All | Condensing Gas RTU - SEG All - Condensing Gas RTU (>90% Eff) | HVAC | Condensing Gas RTU | New | Condensing Gas RTU | Commercial | Restaurant | Firm | Sales | Commercial | 2.37 | 1 | 2.7298 | 5.3798 | -1.3196 | 1.0675 | -1.8454 | 0 | 0 | 0.091264 | 0.17214 | 0.29529 | 0.47227 | 0.71388 | 1.0283 | 1.4188 | 1.8814 | 2.403 | 2.9611 | 3.5253 | 4.0617 | 4.5386 | 4.9328 | 5.2344 | 5.4625 | 5.5978 | 5.7115 | 5.7576 | 5.7813 | 5.8056 | 5.8306 | 0 | 73.6771
v5.10_MeasureAssessmentTemplate_Commercial_All | Condensing Gas RTU - SEG All - Condensing Gas RTU (>90% Eff) | HVAC | Condensing Gas RTU | New | Condensing Gas RTU | Commercial | School K-12 | Firm | Sales | Commercial | 2.37 | 1 | 2.7298 | 5.3798 | -1.3196 | 1.0675 | -1.8454 | 0 | 0 | 0.058906 | 0.11186 | 0.19317 | 0.31099 | 0.47316 | 0.68596 | 0.95249 | 1.271 | 1.6335 | 2.0253 | 2.4258 | 2.8117 | 3.1604 | 3.4549 | 3.6873 | 3.87 | 3.9881 | 4.0917 | 4.1472 | 4.1868 | 4.2268 | 4.2673 | 0 | 52.0343
v5.10_MeasureAssessmentTemplate_Commercial_All | Condensing Gas RTU - SEG All - Condensing Gas RTU (>90% Eff) | HVAC | Condensing Gas RTU | New | Condensing Gas RTU | Commercial | Small Office | Firm | Sales | Commercial | 2.37 | 1 | 2.7298 | 5.3798 | -1.3196 | 1.0675 | -1.8454 | 0 | 0 | 0.16823 | 0.31917 | 0.55069 | 0.88582 | 1.3466 | 1.9506 | 2.7063 | 3.6083 | 4.6337 | 5.7404 | 6.8704 | 7.957 | 8.9369 | 9.7624 | 10.4113 | 10.9188 | 11.2437 | 11.5275 | 11.6756 | 11.7786 | 11.8829 | 11.9884 | 0 | 146.8634
v5.10_MeasureAssessmentTemplate_Commercial_All | Condensing Gas RTU - SEG All - Condensing Gas RTU (>90% Eff) | HVAC | Condensing Gas RTU | New | Condensing Gas RTU | Commercial | Small Retail | Firm | Sales | Commercial | 2.37 | 1 | 2.7298 | 5.3798 | -1.3196 | 1.0675 | -1.8454 | 0 | 0 | 0.10356 | 0.19616 | 0.33794 | 0.54277 | 0.82388 | 1.1916 | 1.6509 | 2.1979 | 2.8184 | 3.4866 | 4.167 | 4.8194 | 5.4055 | 5.8968 | 6.2804 | 6.5779 | 6.7648 | 6.9266 | 7.0066 | 7.0596 | 7.1133 | 7.1677 | 0 | 88.5352
v5.10_MeasureAssessmentTemplate_Commercial_All | Condensing Gas RTU - SEG All - Condensing Gas RTU (>90% Eff) | HVAC | Condensing Gas RTU | New | Condensing Gas RTU | Commercial | Supermarket | Firm | Sales | Commercial | 2.37 | 1 | 2.7298 | 5.3798 | -1.3196 | 1.0675 | -1.8454 | 0 | 0 | 0.38743 | 0.73381 | 1.264 | 2.0299 | 3.0809 | 4.4556 | 6.172 | 8.2162 | 10.5347 | 13.0309 | 15.5724 | 18.0085 | 20.1964 | 22.0299 | 23.4604 | 24.5693 | 25.2649 | 25.8667 | 26.1632 | 26.3585 | 26.5565 | 26.7571 | 0 | 330.7093
v5.10_MeasureAssessmentTemplate_Commercial_All | Condensing Gas RTU - SEG All - Condensing Gas RTU (>90% Eff) | HVAC | Condensing Gas RTU | New | Condensing Gas RTU | Commercial | Supermarket | Firm | Transport | Commercial | 2.37 | 1 | 2.7298 | 4.143 | -1.3196 | 0.46729 | -1.7024 | 0 | 0 | 0.061115 | 0.11575 | 0.19939 | 0.32021 | 0.48599 | 0.70285 | 0.9736 | 1.2961 | 1.6618 | 2.0556 | 2.4565 | 2.8408 | 3.1859 | 3.4751 | 3.7008 | 3.8757 | 3.9854 | 4.0804 | 4.1271 | 4.1579 | 4.1892 | 4.2208 | 0 | 52.1679
v5.10_MeasureAssessmentTemplate_Commercial_All | Conveyor Boilers - SEG SEL - Automatic Conveyor Broiler Gas | Appliances | Conveyor Boilers | NR | Conveyor Boilers | Commercial | Extra Large Retail | Firm | Sales | Commercial | 2077.36 | 1 | 3.2066 | 4.4373 | -1.1617 | 0.74954 | -1.3696 | 0.0033875 | 0.0051864 | 0.011272 | 0.021113 | 0.035963 | 0.057105 | 0.085695 | 0.12253 | 0.1678 | 0.22083 | 0.2799 | 0.34224 | 0.46212 | 0.55521 | 0.61562 | 0.66322 | 0.69658 | 0.71816 | 0.72536 | 0.72752 | 0.71881 | 0.70534 | 0.4284 | 0.065038 | 0.051634 | 8.486
v5.10_MeasureAssessmentTemplate_Commercial_All | Conveyor Boilers - SEG SEL - Automatic Conveyor Broiler Gas | Appliances | Conveyor Boilers | NR | Conveyor Boilers | Commercial | Extra Large Retail | Firm | Transport | Commercial | 2077.36 | 1 | 3.2066 | 3.2645 | -1.1617 | 0.46729 | -1.2266 | 0.00033508 | 0.00051302 | 0.001115 | 0.0020884 | 0.0035573 | 0.0056486 | 0.0084766 | 0.01212 | 0.016598 | 0.021844 | 0.027687 | 0.033853 | 0.045711 | 0.054919 | 0.060895 | 0.065603 | 0.068903 | 0.071037 | 0.07175 | 0.071963 | 0.071101 | 0.06977 | 0.042375 | 0.0064333 | 0.0051074 | 0.8394
v5.10_MeasureAssessmentTemplate_Commercial_All | Conveyor Boilers - SEG SEL - Automatic Conveyor Broiler Gas | Appliances | Conveyor Boilers | NR | Conveyor Boilers | Commercial | Hospital | Firm | Sales | Commercial | 2077.36 | 1 | 3.2066 | 4.4373 | -1.1617 | 0.74954 | -1.3696 | 0.0011499 | 0.0017614 | 0.0038303 | 0.0071777 | 0.012232 | 0.019433 | 0.029177 | 0.04174 | 0.057191 | 0.075302 | 0.095492 | 0.11682 | 0.1577 | 0.1885 | 0.20912 | 0.2254 | 0.23687 | 0.24436 | 0.24698 | 0.24791 | 0.24515 | 0.2408 | 0.15657 | 0.021485 | 0.017065 | 2.8992
v5.10_MeasureAssessmentTemplate_Commercial_All | Conveyor Boilers - SEG SEL - Automatic Conveyor Broiler Gas | Appliances | Conveyor Boilers | NR | Conveyor Boilers | Commercial | Hospital | Firm | Transport | Commercial | 2077.36 | 1 | 3.2066 | 3.2645 | -1.1617 | 0.46729 | -1.2266 | 0.00060488 | 0.00092654 | 0.0020148 | 0.0037756 | 0.0064344 | 0.010222 | 0.015348 | 0.021956 | 0.030083 | 0.039611 | 0.050231 | 0.061449 | 0.082953 | 0.099157 | 0.11 | 0.11857 | 0.1246 | 0.12854 | 0.12992 | 0.13041 | 0.12896 | 0.12666 | 0.082362 | 0.011302 | 0.0089765 | 1.5251
v5.10_MeasureAssessmentTemplate_Commercial_All | Conveyor Boilers - SEG SEL - Automatic Conveyor Broiler Gas | Appliances | Conveyor Boilers | NR | Conveyor Boilers | Commercial | Hospital | Interruptible | Sales | Commercial | 2077.36 | 1 | 2.2322 | 3.0889 | -0.43137 | 0.46729 | -0.63926 | 0.0006032 | 0.00092397 | 0.0020092 | 0.0037652 | 0.0064165 | 0.010194 | 0.015305 | 0.021895 | 0.03 | 0.039501 | 0.050092 | 0.061278 | 0.082722 | 0.098882 | 0.10969 | 0.11824 | 0.12425 | 0.12818 | 0.12956 | 0.13004 | 0.1286 | 0.12631 | 0.082133 | 0.01127 | 0.0089515 | 1.5208
v5.10_MeasureAssessmentTemplate_Commercial_All | Conveyor Boilers - SEG SEL - Automatic Conveyor Broiler Gas | Appliances | Conveyor Boilers | NR | Conveyor Boilers | Commercial | Large Retail | Firm | Sales | Commercial | 2077.36 | 1 | 3.2066 | 4.4373 | -1.1617 | 0.74954 | -1.3696 | 0.0010188 | 0.0015598 | 0.0033902 | 0.0063499 | 0.010816 | 0.017175 | 0.025773 | 0.036852 | 0.050468 | 0.066417 | 0.084183 | 0.10293 | 0.13899 | 0.16698 | 0.18515 | 0.19947 | 0.2095 | 0.21599 | 0.21816 | 0.21881 | 0.21619 | 0.21214 | 0.12884 | 0.01956 | 0.015529 | 2.5522
v5.10_MeasureAssessmentTemplate_Commercial_All | Conveyor Boilers - SEG SEL - Automatic Conveyor Broiler Gas | Appliances | Conveyor Boilers | NR | Conveyor Boilers | Commercial | Lodging | Firm | Sales | Commercial | 2077.36 | 1 | 3.2066 | 4.4373 | -1.1617 | 0.74954 | -1.3696 | 0.0044629 | 0.0068389 | 0.014877 | 0.027891 | 0.04755 | 0.075574 | 0.11351 | 0.16245 | 0.22267 | 0.29331 | 0.3721 | 0.45539 | 0.61463 | 0.73173 | 0.81206 | 0.87566 | 0.92064 | 0.95022 | 0.96094 | 0.96514 | 0.95508 | 0.93882 | 0.64287 | 0.081531 | 0.064779 | 11.3107
v5.10_MeasureAssessmentTemplate_Commercial_All | Conveyor Boilers - SEG SEL - Automatic Conveyor Broiler Gas | Appliances | Conveyor Boilers | NR | Conveyor Boilers | Commercial | Medium Retail | Firm | Sales | Commercial | 2077.36 | 1 | 3.2066 | 4.4373 | -1.1617 | 0.74954 | -1.3696 | 0.0016038 | 0.0024555 | 0.0053368 | 0.0099959 | 0.017026 | 0.027036 | 0.040572 | 0.058012 | 0.079445 | 0.10455 | 0.13252 | 0.16203 | 0.21879 | 0.26286 | 0.29146 | 0.314 | 0.32979 | 0.34001 | 0.34342 | 0.34444 | 0.34032 | 0.33394 | 0.20282 | 0.030792 | 0.024446 | 4.0177
v5.10_MeasureAssessmentTemplate_Commercial_All | Conveyor Boilers - SEG SEL - Automatic Conveyor Broiler Gas | Appliances | Conveyor Boilers | NR | Conveyor Boilers | Commercial | Medium Retail | Firm | Sales | Industrial | 2077.36 | 1 | 3.2066 | 4.4373 | -1.1617 | 0.74954 | -1.3696 | 5.1602e-06 | 7.9004e-06 | 1.7171e-05 | 3.2162e-05 | 5.4782e-05 | 8.6989e-05 | 0.00013054 | 0.00018665 | 0.00025561 | 0.0003364 | 0.00042638 | 0.00052133 | 0.00070395 | 0.00084575 | 0.00093777 | 0.0010103 | 0.0010611 | 0.001094 | 0.0011049 | 0.0011082 | 0.001095 | 0.0010744 | 0.00065258 | 9.9072e-05 | 7.8654e-05 | 0.012927
v5.10_MeasureAssessmentTemplate_Commercial_All | Conveyor Boilers - SEG SEL - Automatic Conveyor Broiler Gas | Appliances | Conveyor Boilers | NR | Conveyor Boilers | Commercial | Restaurant | Firm | Sales | Commercial | 2077.36 | 1 | 3.2066 | 4.4373 | -1.1617 | 0.74954 | -1.3696 | 0.24671 | 0.37605 | 0.8137 | 1.5173 | 2.5731 | 4.0678 | 6.0773 | 8.6512 | 11.7953 | 15.4543 | 19.5015 | 23.7393 | 32.1312 | 40.4239 | 44.6288 | 47.8596 | 50.0184 | 51.2877 | 51.4889 | 51.2918 | 50.2915 | 48.9299 | 11.9119 | 5.799 | 4.5861 | 585.4622
v5.10_MeasureAssessmentTemplate_Commercial_All | Conveyor Boilers - SEG SEL - Automatic Conveyor Broiler Gas | Appliances | Conveyor Boilers | NR | Conveyor Boilers | Commercial | School K-12 | Firm | Sales | Commercial | 2077.36 | 1 | 3.2066 | 4.4373 | -1.1617 | 0.74954 | -1.3696 | 0.031742 | 0.048719 | 0.10615 | 0.19933 | 0.34037 | 0.54184 | 0.81515 | 1.1685 | 1.6042 | 2.1165 | 2.6894 | 3.2966 | 4.4459 | 5.2091 | 5.79 | 6.2539 | 6.587 | 6.8121 | 6.9042 | 6.9516 | 6.8982 | 6.8017 | 5.6097 | 0.52601 | 0.41852 | 82.1663
v5.10_MeasureAssessmentTemplate_Commercial_All | Conveyor Boilers - SEG SEL - Automatic Conveyor Broiler Gas | Appliances | Conveyor Boilers | NR | Conveyor Boilers | Commercial | Small Retail | Firm | Sales | Commercial | 2077.36 | 1 | 3.2066 | 4.4373 | -1.1617 | 0.74954 | -1.3696 | 0.0024501 | 0.0037512 | 0.008153 | 0.015271 | 0.026011 | 0.041303 | 0.061981 | 0.088623 | 0.12137 | 0.15972 | 0.20245 | 0.24753 | 0.33424 | 0.40157 | 0.44526 | 0.47969 | 0.50382 | 0.51942 | 0.52463 | 0.5262 | 0.5199 | 0.51016 | 0.30985 | 0.04704 | 0.037345 | 6.1377
v5.10_MeasureAssessmentTemplate_Commercial_All | Conveyor Boilers - SEG SEL - Automatic Conveyor Broiler Gas | Appliances | Conveyor Boilers | NR | Conveyor Boilers | Commercial | Supermarket | Firm | Sales | Commercial | 2077.36 | 1 | 3.2066 | 4.4373 | -1.1617 | 0.74954 | -1.3696 | 0.018359 | 0.028104 | 0.061075 | 0.11438 | 0.1948 | 0.30929 | 0.46408 | 0.66349 | 0.90852 | 1.1955 | 1.5151 | 1.8523 | 2.5013 | 3.0088 | 3.3358 | 3.5933 | 3.7735 | 3.8898 | 3.9282 | 3.9391 | 3.8911 | 3.8174 | 2.2794 | 0.35472 | 0.28159 | 45.919
v5.10_MeasureAssessmentTemplate_Commercial_All | Conveyor Boilers - SEG SEL - Automatic Conveyor Broiler Gas | Appliances | Conveyor Boilers | NR | Conveyor Boilers | Commercial | Supermarket | Firm | Transport | Commercial | 2077.36 | 1 | 3.2066 | 3.2645 | -1.1617 | 0.46729 | -1.2266 | 0.002896 | 0.0044333 | 0.0096343 | 0.018043 | 0.030729 | 0.04879 | 0.073207 | 0.10466 | 0.14331 | 0.18858 | 0.239 | 0.29219 | 0.39456 | 0.47463 | 0.52621 | 0.56682 | 0.59525 | 0.6136 | 0.61965 | 0.62138 | 0.61381 | 0.60217 | 0.35957 | 0.055956 | 0.044419 | 7.2435
v5.10_MeasureAssessmentTemplate_Commercial_All | Conveyor Boilers - SEG SEL - Automatic Conveyor Broiler Gas | Appliances | Conveyor Boilers | New | Conveyor Boilers | Commercial | Extra Large Retail | Firm | Sales | Commercial | 2077.36 | 1 | 3.2066 | 4.4373 | -1.1617 | 0.74954 | -1.3696 | 0.00046104 | 0.00099673 | 0.0021908 | 0.00415 | 0.0071495 | 0.011483 | 0.01743 | 0.02521 | 0.034925 | 0.046498 | 0.059625 | 0.073761 | 0.088157 | 0.10196 | 0.11436 | 0.12475 | 0.13287 | 0.13916 | 0.14311 | 0.14654 | 0.14823 | 0.14935 | 0.15049 | 0.15164 | 0.1528 | 2.0273
v5.10_MeasureAssessmentTemplate_Commercial_All | Conveyor Boilers - SEG SEL - Automatic Conveyor Broiler Gas | Appliances | Conveyor Boilers | New | Conveyor Boilers | Commercial | Extra Large Retail | Firm | Transport | Commercial | 2077.36 | 1 | 3.2066 | 3.2645 | -1.1617 | 0.46729 | -1.2266 | 4.5604e-05 | 9.8592e-05 | 0.00021671 | 0.0004105 | 0.0007072 | 0.0011358 | 0.0017241 | 0.0024937 | 0.0034546 | 0.0045994 | 0.0058979 | 0.0072962 | 0.0087201 | 0.010085 | 0.011312 | 0.01234 | 0.013143 | 0.013765 | 0.014156 | 0.014495 | 0.014662 | 0.014773 | 0.014886 | 0.014999 | 0.015115 | 0.20053
v5.10_MeasureAssessmentTemplate_Commercial_All | Conveyor Boilers - SEG SEL - Automatic Conveyor Broiler Gas | Appliances | Conveyor Boilers | New | Conveyor Boilers | Commercial | Hospital | Firm | Sales | Commercial | 2077.36 | 1 | 3.2066 | 4.4373 | -1.1617 | 0.74954 | -1.3696 | 0.0001565 | 0.00032773 | 0.00072071 | 0.0013659 | 0.0023542 | 0.003783 | 0.0057449 | 0.0083131 | 0.011522 | 0.015347 | 0.019689 | 0.024367 | 0.029136 | 0.033712 | 0.037827 | 0.041283 | 0.043987 | 0.046089 | 0.047418 | 0.048572 | 0.049153 | 0.049544 | 0.04994 | 0.050341 | 0.050747 | 0.67144
v5.10_MeasureAssessmentTemplate_Commercial_All | Conveyor Boilers - SEG SEL - Automatic Conveyor Broiler Gas | Appliances | Conveyor Boilers | New | Conveyor Boilers | Commercial | Hospital | Firm | Transport | Commercial | 2077.36 | 1 | 3.2066 | 3.2645 | -1.1617 | 0.46729 | -1.2266 | 8.2323e-05 | 0.00017239 | 0.00037911 | 0.00071849 | 0.0012384 | 0.0019899 | 0.0030219 | 0.0043729 | 0.0060608 | 0.0080729 | 0.010357 | 0.012818 | 0.015326 | 0.017733 | 0.019898 | 0.021716 | 0.023138 | 0.024244 | 0.024943 | 0.02555 | 0.025855 | 0.026061 | 0.026269 | 0.02648 | 0.026694 | 0.35319
v5.10_MeasureAssessmentTemplate_Commercial_All | Conveyor Boilers - SEG SEL - Automatic Conveyor Broiler Gas | Appliances | Conveyor Boilers | New | Conveyor Boilers | Commercial | Hospital | Interruptible | Sales | Commercial | 2077.36 | 1 | 2.2322 | 3.0889 | -0.43137 | 0.46729 | -0.63926 | 8.2094e-05 | 0.00017192 | 0.00037806 | 0.00071649 | 0.0012349 | 0.0019844 | 0.0030135 | 0.0043607 | 0.006044 | 0.0080504 | 0.010328 | 0.012782 | 0.015283 | 0.017684 | 0.019843 | 0.021656 | 0.023074 | 0.024177 | 0.024874 | 0.025479 | 0.025784 | 0.025989 | 0.026196 | 0.026407 | 0.02662 | 0.35221
v5.10_MeasureAssessmentTemplate_Commercial_All | Conveyor Boilers - SEG SEL - Automatic Conveyor Broiler Gas | Appliances | Conveyor Boilers | New | Conveyor Boilers | Commercial | Large Retail | Firm | Sales | Commercial | 2077.36 | 1 | 3.2066 | 4.4373 | -1.1617 | 0.74954 | -1.3696 | 0.00013866 | 0.00029977 | 0.0006589 | 0.0012481 | 0.0021503 | 0.0034535 | 0.0052421 | 0.0075821 | 0.010504 | 0.013985 | 0.017933 | 0.022184 | 0.026514 | 0.030665 | 0.034394 | 0.03752 | 0.03996 | 0.041853 | 0.043042 | 0.044072 | 0.044581 | 0.044918 | 0.04526 | 0.045606 | 0.045957 | 0.60972
v5.10_MeasureAssessmentTemplate_Commercial_All | Conveyor Boilers - SEG SEL - Automatic Conveyor Broiler Gas | Appliances | Conveyor Boilers | New | Conveyor Boilers | Commercial | Lodging | Firm | Sales | Commercial | 2077.36 | 1 | 3.2066 | 4.4373 | -1.1617 | 0.74954 | -1.3696 | 0.00060739 | 0.001239 | 0.0027257 | 0.0051679 | 0.0089107 | 0.014324 | 0.021761 | 0.0315 | 0.043676 | 0.058196 | 0.074686 | 0.092467 | 0.1106 | 0.12802 | 0.14369 | 0.15687 | 0.1672 | 0.17525 | 0.18037 | 0.18481 | 0.18708 | 0.18863 | 0.1902 | 0.19178 | 0.19339 | 2.5532
v5.10_MeasureAssessmentTemplate_Commercial_All | Conveyor Boilers - SEG SEL - Automatic Conveyor Broiler Gas | Appliances | Conveyor Boilers | New | Conveyor Boilers | Commercial | Medium Retail | Firm | Sales | Commercial | 2077.36 | 1 | 3.2066 | 4.4373 | -1.1617 | 0.74954 | -1.3696 | 0.00021828 | 0.0004719 | 0.0010372 | 0.0019648 | 0.0033849 | 0.0054365 | 0.008252 | 0.011936 | 0.016535 | 0.022014 | 0.028229 | 0.034922 | 0.041737 | 0.048272 | 0.054142 | 0.059063 | 0.062905 | 0.065885 | 0.067756 | 0.069377 | 0.070179 | 0.07071 | 0.071247 | 0.071792 | 0.072344 | 0.95981
v5.10_MeasureAssessmentTemplate_Commercial_All | Conveyor Boilers - SEG SEL - Automatic Conveyor Broiler Gas | Appliances | Conveyor Boilers | New | Conveyor Boilers | Commercial | Medium Retail | Firm | Sales | Industrial | 2077.36 | 1 | 3.2066 | 4.4373 | -1.1617 | 0.74954 | -1.3696 | 7.023e-07 | 1.5183e-06 | 3.3373e-06 | 6.3217e-06 | 1.0891e-05 | 1.7492e-05 | 2.6551e-05 | 3.8402e-05 | 5.3201e-05 | 7.0831e-05 | 9.0827e-05 | 0.00011236 | 0.00013429 | 0.00015531 | 0.0001742 | 0.00019004 | 0.00020239 | 0.00021198 | 0.00021801 | 0.00022322 | 0.0002258 | 0.00022751 | 0.00022924 | 0.00023099 | 0.00023277 | 0.0030882
v5.10_MeasureAssessmentTemplate_Commercial_All | Conveyor Boilers - SEG SEL - Automatic Conveyor Broiler Gas | Appliances | Conveyor Boilers | New | Conveyor Boilers | Commercial | Restaurant | Firm | Sales | Commercial | 2077.36 | 1 | 3.2066 | 4.4373 | -1.1617 | 0.74954 | -1.3696 | 0.033577 | 0.092626 | 0.20271 | 0.38233 | 0.65586 | 1.049 | 1.5856 | 2.284 | 3.1513 | 4.1787 | 5.3373 | 6.5768 | 7.8301 | 9.0215 | 10.0806 | 10.9561 | 11.626 | 12.1328 | 12.4331 | 12.6858 | 12.788 | 12.8407 | 12.8948 | 12.9503 | 13.0073 | 176.7768
v5.10_MeasureAssessmentTemplate_Commercial_All | Conveyor Boilers - SEG SEL - Automatic Conveyor Broiler Gas | Appliances | Conveyor Boilers | New | Conveyor Boilers | Commercial | School K-12 | Firm | Sales | Commercial | 2077.36 | 1 | 3.2066 | 4.4373 | -1.1617 | 0.74954 | -1.3696 | 0.00432 | 0.0078749 | 0.017352 | 0.032949 | 0.0569 | 0.091605 | 0.13938 | 0.20206 | 0.28057 | 0.37439 | 0.48117 | 0.59657 | 0.71456 | 0.82822 | 0.93093 | 1.0177 | 1.0862 | 1.14 | 1.1747 | 1.2053 | 1.2216 | 1.2333 | 1.2451 | 1.257 | 1.2691 | 16.6087
v5.10_MeasureAssessmentTemplate_Commercial_All | Conveyor Boilers - SEG SEL - Automatic Conveyor Broiler Gas | Appliances | Conveyor Boilers | New | Conveyor Boilers | Commercial | Small Retail | Firm | Sales | Commercial | 2077.36 | 1 | 3.2066 | 4.4373 | -1.1617 | 0.74954 | -1.3696 | 0.00033346 | 0.00072091 | 0.0015846 | 0.0030016 | 0.005171 | 0.0083052 | 0.012607 | 0.018234 | 0.02526 | 0.033631 | 0.043126 | 0.05335 | 0.063762 | 0.073744 | 0.082712 | 0.09023 | 0.096099 | 0.10065 | 0.10351 | 0.10599 | 0.10721 | 0.10802 | 0.10884 | 0.10968 | 0.11052 | 1.4663
v5.10_MeasureAssessmentTemplate_Commercial_All | Conveyor Boilers - SEG SEL - Automatic Conveyor Broiler Gas | Appliances | Conveyor Boilers | New | Conveyor Boilers | Commercial | Supermarket | Firm | Sales | Commercial | 2077.36 | 1 | 3.2066 | 4.4373 | -1.1617 | 0.74954 | -1.3696 | 0.0024986 | 0.0054424 | 0.011961 | 0.022655 | 0.039024 | 0.06267 | 0.095115 | 0.13756 | 0.19055 | 0.25366 | 0.32524 | 0.4023 | 0.48077 | 0.55597 | 0.62352 | 0.68013 | 0.72429 | 0.75853 | 0.78 | 0.79858 | 0.80774 | 0.81377 | 0.81988 | 0.82607 | 0.83235 | 11.0503
v5.10_MeasureAssessmentTemplate_Commercial_All | Conveyor Boilers - SEG SEL - Automatic Conveyor Broiler Gas | Appliances | Conveyor Boilers | New | Conveyor Boilers | Commercial | Supermarket | Firm | Transport | Commercial | 2077.36 | 1 | 3.2066 | 3.2645 | -1.1617 | 0.46729 | -1.2266 | 0.00039414 | 0.00085851 | 0.0018868 | 0.0035737 | 0.0061559 | 0.0098858 | 0.015004 | 0.021699 | 0.030058 | 0.040014 | 0.051305 | 0.063461 | 0.075839 | 0.087702 | 0.098358 | 0.10729 | 0.11425 | 0.11965 | 0.12304 | 0.12597 | 0.12742 | 0.12837 | 0.12933 | 0.13031 | 0.1313 | 1.7431
v5.10_MeasureAssessmentTemplate_Commercial_All | Fryers - SEG Restaurant - Energy Star Gas Fryer | Appliances | Fryers | NR | Fryers | Commercial | Restaurant | Firm | Sales | Commercial | 317.69 | 1 | 1.6376 | 3.9933 | -0.35076 | 1.3208 | -1.1299 | 2.0365 | 3.9608 | 6.9199 | 11.0124 | 16.1537 | 22.067 | 28.3345 | 34.4873 | 40.1038 | 44.8822 | 48.6725 | 51.4673 | 61.2039 | 68.5618 | 68.7421 | 68.1019 | 66.8206 | 48.6683 | 8.5244 | 6.8563 | 5.2925 | 3.9186 | 2.7827 | 1.8959 | 1.2399 | 722.7067
v5.10_MeasureAssessmentTemplate_Commercial_All | Fryers - SEG Restaurant - Energy Star Gas Fryer | Appliances | Fryers | New | Fryers | Commercial | Restaurant | Firm | Sales | Commercial | 317.69 | 1 | 1.6376 | 3.9933 | -0.35076 | 1.3208 | -1.1299 | 0.27717 | 0.97562 | 1.7239 | 2.7748 | 4.1174 | 5.6904 | 7.3926 | 9.1048 | 10.7144 | 12.1358 | 13.3209 | 14.2587 | 14.9674 | 15.4827 | 15.8473 | 16.1023 | 16.2824 | 16.4312 | 16.5606 | 16.6257 | 16.6926 | 16.7614 | 16.832 | 16.9045 | 16.9788 | 294.9553
v5.10_MeasureAssessmentTemplate_Commercial_All | Fryers - SEG SEL - Energy Star Gas Fryer | Appliances | Fryers | NR | Fryers | Commercial | Extra Large Retail | Firm | Sales | Commercial | 259.74 | 1 | 1.3954 | 3.9948 | -0.1209 | 1.5507 | -1.1299 | 0.062317 | 0.12174 | 0.21363 | 0.34148 | 0.50313 | 0.69036 | 0.89038 | 1.0885 | 1.2714 | 1.4292 | 1.5568 | 1.6535 | 1.962 | 2.1039 | 2.1226 | 2.1181 | 2.0956 | 2.0624 | 0.83822 | 0.16865 | 0.13072 | 0.097171 | 0.069278 | 0.047384 | 0.03111 | 23.6697
v5.10_MeasureAssessmentTemplate_Commercial_All | Fryers - SEG SEL - Energy Star Gas Fryer | Appliances | Fryers | NR | Fryers | Commercial | Extra Large Retail | Firm | Transport | Commercial | 259.74 | 1 | 1.3954 | 2.8221 | -0.1209 | 0.46729 | -0.98694 | 0.0061642 | 0.012042 | 0.021131 | 0.033778 | 0.049768 | 0.068288 | 0.088072 | 0.10767 | 0.12576 | 0.14137 | 0.15399 | 0.16356 | 0.19407 | 0.20811 | 0.20996 | 0.20951 | 0.20729 | 0.20401 | 0.082913 | 0.016682 | 0.01293 | 0.0096117 | 0.0068527 | 0.004687 | 0.0030773 | 2.3413
v5.10_MeasureAssessmentTemplate_Commercial_All | Fryers - SEG SEL - Energy Star Gas Fryer | Appliances | Fryers | NR | Fryers | Commercial | Hospital | Firm | Sales | Commercial | 259.74 | 1 | 1.3954 | 3.9948 | -0.1209 | 1.5507 | -1.1299 | 0.010189 | 0.019915 | 0.034965 | 0.055919 | 0.08243 | 0.11316 | 0.14602 | 0.17861 | 0.20872 | 0.23475 | 0.25583 | 0.27186 | 0.32249 | 0.34417 | 0.34747 | 0.34701 | 0.34365 | 0.33857 | 0.15888 | 0.026787 | 0.020772 | 0.015448 | 0.011019 | 0.0075398 | 0.0049525 | 3.9011
v5.10_MeasureAssessmentTemplate_Commercial_All | Fryers - SEG SEL - Energy Star Gas Fryer | Appliances | Fryers | NR | Fryers | Commercial | Hospital | Firm | Transport | Commercial | 259.74 | 1 | 1.3954 | 2.8221 | -0.1209 | 0.46729 | -0.98694 | 0.0053597 | 0.010476 | 0.018392 | 0.029414 | 0.04336 | 0.059526 | 0.07681 | 0.093951 | 0.10979 | 0.12348 | 0.13457 | 0.143 | 0.16964 | 0.18104 | 0.18278 | 0.18254 | 0.18077 | 0.17809 | 0.083576 | 0.014091 | 0.010926 | 0.0081261 | 0.005796 | 0.0039661 | 0.0026051 | 2.0521
v5.10_MeasureAssessmentTemplate_Commercial_All | Fryers - SEG SEL - Energy Star Gas Fryer | Appliances | Fryers | NR | Fryers | Commercial | Hospital | Interruptible | Sales | Commercial | 259.74 | 0 | 0.92441 | 2.6465 | 0.60943 | 0.46729 | -0.39962 | 0.0053449 | 0.010447 | 0.018341 | 0.029333 | 0.04324 | 0.05936 | 0.076597 | 0.093691 | 0.10949 | 0.12314 | 0.1342 | 0.14261 | 0.16917 | 0.18054 | 0.18227 | 0.18203 | 0.18027 | 0.1776 | 0.083344 | 0.014052 | 0.010896 | 0.0081035 | 0.00578 | 0.0039551 | 0.0025979 | 2.0464
v5.10_MeasureAssessmentTemplate_Commercial_All | Fryers - SEG SEL - Energy Star Gas Fryer | Appliances | Fryers | NR | Fryers | Commercial | Large Retail | Firm | Sales | Commercial | 259.74 | 1 | 1.3954 | 3.9948 | -0.1209 | 1.5507 | -1.1299 | 0.018742 | 0.036614 | 0.06425 | 0.1027 | 0.15132 | 0.20763 | 0.26779 | 0.32738 | 0.38239 | 0.42985 | 0.46822 | 0.49731 | 0.59007 | 0.63277 | 0.63839 | 0.63703 | 0.63026 | 0.62029 | 0.2521 | 0.050723 | 0.039313 | 0.029225 | 0.020836 | 0.014251 | 0.0093566 | 7.1188
v5.10_MeasureAssessmentTemplate_Commercial_All | Fryers - SEG SEL - Energy Star Gas Fryer | Appliances | Fryers | NR | Fryers | Commercial | Lodging | Firm | Sales | Commercial | 259.74 | 1 | 1.3954 | 3.9948 | -0.1209 | 1.5507 | -1.1299 | 0.031487 | 0.061565 | 0.10813 | 0.17301 | 0.25513 | 0.3504 | 0.45232 | 0.55349 | 0.64707 | 0.72804 | 0.79374 | 0.84381 | 1.0008 | 1.064 | 1.0748 | 1.0741 | 1.0645 | 1.0496 | 0.54577 | 0.08082 | 0.062692 | 0.046642 | 0.03328 | 0.022781 | 0.014969 | 12.1329
v5.10_MeasureAssessmentTemplate_Commercial_All | Fryers - SEG SEL - Energy Star Gas Fryer | Appliances | Fryers | NR | Fryers | Commercial | Medium Retail | Firm | Sales | Commercial | 259.74 | 1 | 1.3954 | 3.9948 | -0.1209 | 1.5507 | -1.1299 | 0.029504 | 0.057636 | 0.10114 | 0.16167 | 0.2382 | 0.32685 | 0.42154 | 0.51536 | 0.60195 | 0.67666 | 0.73707 | 0.78285 | 0.92888 | 0.9961 | 1.0049 | 1.0028 | 0.99214 | 0.97644 | 0.39685 | 0.079847 | 0.061886 | 0.046005 | 0.032799 | 0.022434 | 0.014729 | 11.2063
v5.10_MeasureAssessmentTemplate_Commercial_All | Fryers - SEG SEL - Energy Star Gas Fryer | Appliances | Fryers | NR | Fryers | Commercial | Medium Retail | Firm | Sales | Industrial | 259.74 | 1 | 1.3954 | 3.9948 | -0.1209 | 1.5507 | -1.1299 | 9.4928e-05 | 0.00018544 | 0.00032542 | 0.00052018 | 0.00076642 | 0.0010516 | 0.0013563 | 0.0016582 | 0.0019368 | 0.0021772 | 0.0023715 | 0.0025188 | 0.0029887 | 0.0032049 | 0.0032334 | 0.0032265 | 0.0031922 | 0.0031417 | 0.0012769 | 0.00025691 | 0.00019912 | 0.00014802 | 0.00010553 | 7.218e-05 | 4.739e-05 | 0.036056
v5.10_MeasureAssessmentTemplate_Commercial_All | Fryers - SEG SEL - Energy Star Gas Fryer | Appliances | Fryers | NR | Fryers | Commercial | School K-12 | Firm | Sales | Commercial | 259.74 | 1 | 1.3954 | 3.9948 | -0.1209 | 1.5507 | -1.1299 | 0.044518 | 0.087185 | 0.15338 | 0.24579 | 0.36305 | 0.4994 | 0.64571 | 0.7914 | 0.92669 | 1.0443 | 1.1404 | 1.2143 | 1.4392 | 1.5071 | 1.5259 | 1.5289 | 1.5197 | 1.5036 | 1.092 | 0.10306 | 0.080059 | 0.05965 | 0.042623 | 0.029218 | 0.019225 | 17.6063
v5.10_MeasureAssessmentTemplate_Commercial_All | Fryers - SEG SEL - Energy Star Gas Fryer | Appliances | Fryers | NR | Fryers | Commercial | Small Retail | Firm | Sales | Commercial | 259.74 | 1 | 1.3954 | 3.9948 | -0.1209 | 1.5507 | -1.1299 | 0.045072 | 0.08805 | 0.15451 | 0.24699 | 0.3639 | 0.49932 | 0.64399 | 0.78731 | 0.91959 | 1.0337 | 1.126 | 1.196 | 1.419 | 1.5217 | 1.5352 | 1.532 | 1.5157 | 1.4917 | 0.60626 | 0.12198 | 0.094543 | 0.070281 | 0.050107 | 0.034272 | 0.022501 | 17.1197
v5.10_MeasureAssessmentTemplate_Commercial_All | Fryers - SEG SEL - Energy Star Gas Fryer | Appliances | Fryers | NR | Fryers | Commercial | Supermarket | Firm | Sales | Commercial | 259.74 | 1 | 1.3954 | 3.9948 | -0.1209 | 1.5507 | -1.1299 | 0.72819 | 1.4224 | 2.4957 | 3.9889 | 5.8764 | 8.0622 | 10.3968 | 12.7091 | 14.8426 | 16.6829 | 18.1699 | 19.2962 | 22.897 | 24.5823 | 24.7962 | 24.7386 | 24.4702 | 24.077 | 9.4243 | 1.9842 | 1.5377 | 1.143 | 0.81479 | 0.55724 | 0.36582 | 276.0596
v5.10_MeasureAssessmentTemplate_Commercial_All | Fryers - SEG SEL - Energy Star Gas Fryer | Appliances | Fryers | NR | Fryers | Commercial | Supermarket | Firm | Transport | Commercial | 259.74 | 1 | 1.3954 | 2.8221 | -0.1209 | 0.46729 | -0.98694 | 0.11487 | 0.22437 | 0.39369 | 0.62923 | 0.92697 | 1.2718 | 1.64 | 2.0048 | 2.3414 | 2.6316 | 2.8662 | 3.0439 | 3.6119 | 3.8777 | 3.9115 | 3.9024 | 3.8601 | 3.798 | 1.4866 | 0.313 | 0.24257 | 0.1803 | 0.12853 | 0.087901 | 0.057706 | 43.5471
v5.10_MeasureAssessmentTemplate_Commercial_All | Fryers - SEG SEL - Energy Star Gas Fryer | Appliances | Fryers | New | Fryers | Commercial | Extra Large Retail | Firm | Sales | Commercial | 259.74 | 1 | 1.3954 | 3.9948 | -0.1209 | 1.5507 | -1.1299 | 0.0084812 | 0.023396 | 0.04152 | 0.067122 | 0.10002 | 0.13882 | 0.1811 | 0.22396 | 0.26462 | 0.30094 | 0.33164 | 0.35638 | 0.37553 | 0.38995 | 0.40064 | 0.4086 | 0.41468 | 0.41999 | 0.42481 | 0.42798 | 0.4312 | 0.43446 | 0.43776 | 0.44111 | 0.4445 | 7.4892
v5.10_MeasureAssessmentTemplate_Commercial_All | Fryers - SEG SEL - Energy Star Gas Fryer | Appliances | Fryers | New | Fryers | Commercial | Extra Large Retail | Firm | Transport | Commercial | 259.74 | 1 | 1.3954 | 2.8221 | -0.1209 | 0.46729 | -0.98694 | 0.00083893 | 0.0023142 | 0.004107 | 0.0066395 | 0.0098939 | 0.013731 | 0.017913 | 0.022153 | 0.026176 | 0.029767 | 0.032804 | 0.035251 | 0.037146 | 0.038572 | 0.039629 | 0.040417 | 0.041019 | 0.041544 | 0.04202 | 0.042334 | 0.042652 | 0.042975 | 0.043301 | 0.043632 | 0.043968 | 0.7408
v5.10_MeasureAssessmentTemplate_Commercial_All | Fryers - SEG SEL - Energy Star Gas Fryer | Appliances | Fryers | New | Fryers | Commercial | Hospital | Firm | Sales | Commercial | 259.74 | 1 | 1.3954 | 3.9948 | -0.1209 | 1.5507 | -1.1299 | 0.0013867 | 0.0037054 | 0.006579 | 0.010641 | 0.015865 | 0.022028 | 0.028751 | 0.035572 | 0.042051 | 0.047843 | 0.052747 | 0.056707 | 0.059782 | 0.062103 | 0.063833 | 0.065128 | 0.066126 | 0.067 | 0.067796 | 0.06833 | 0.068871 | 0.069419 | 0.069973 | 0.070535 | 0.071105 | 1.1939
v5.10_MeasureAssessmentTemplate_Commercial_All | Fryers - SEG SEL - Energy Star Gas Fryer | Appliances | Fryers | New | Fryers | Commercial | Hospital | Firm | Transport | Commercial | 259.74 | 1 | 1.3954 | 2.8221 | -0.1209 | 0.46729 | -0.98694 | 0.00072945 | 0.0019491 | 0.0034607 | 0.0055974 | 0.0083452 | 0.011587 | 0.015124 | 0.018712 | 0.02212 | 0.025166 | 0.027746 | 0.029829 | 0.031446 | 0.032668 | 0.033577 | 0.034259 | 0.034784 | 0.035243 | 0.035662 | 0.035943 | 0.036228 | 0.036516 | 0.036808 | 0.037103 | 0.037403 | 0.628
v5.10_MeasureAssessmentTemplate_Commercial_All | Fryers - SEG SEL - Energy Star Gas Fryer | Appliances | Fryers | New | Fryers | Commercial | Hospital | Interruptible | Sales | Commercial | 259.74 | 0 | 0.92441 | 2.6465 | 0.60943 | 0.46729 | -0.39962 | 0.00072742 | 0.0019437 | 0.0034511 | 0.0055819 | 0.008322 | 0.011555 | 0.015082 | 0.01866 | 0.022058 | 0.025096 | 0.027669 | 0.029746 | 0.031359 | 0.032577 | 0.033484 | 0.034164 | 0.034687 | 0.035146 | 0.035563 | 0.035843 | 0.036127 | 0.036414 | 0.036705 | 0.037 | 0.037299 | 0.62626
v5.10_MeasureAssessmentTemplate_Commercial_All | Fryers - SEG SEL - Energy Star Gas Fryer | Appliances | Fryers | New | Fryers | Commercial | Large Retail | Firm | Sales | Commercial | 259.74 | 1 | 1.3954 | 3.9948 | -0.1209 | 1.5507 | -1.1299 | 0.0025508 | 0.0070365 | 0.012487 | 0.020187 | 0.030083 | 0.041751 | 0.054466 | 0.067357 | 0.079588 | 0.090509 | 0.099742 | 0.10718 | 0.11294 | 0.11728 | 0.12049 | 0.12289 | 0.12472 | 0.12631 | 0.12776 | 0.12872 | 0.12969 | 0.13067 | 0.13166 | 0.13267 | 0.13369 | 2.2524
v5.10_MeasureAssessmentTemplate_Commercial_All | Fryers - SEG SEL - Energy Star Gas Fryer | Appliances | Fryers | New | Fryers | Commercial | Lodging | Firm | Sales | Commercial | 259.74 | 1 | 1.3954 | 3.9948 | -0.1209 | 1.5507 | -1.1299 | 0.0042853 | 0.011154 | 0.019812 | 0.032056 | 0.047811 | 0.066412 | 0.086711 | 0.10732 | 0.12692 | 0.14445 | 0.15932 | 0.17134 | 0.18069 | 0.18777 | 0.19307 | 0.19705 | 0.20014 | 0.20285 | 0.20533 | 0.20701 | 0.20872 | 0.21044 | 0.21219 | 0.21396 | 0.21575 | 3.6126
v5.10_MeasureAssessmentTemplate_Commercial_All | Fryers - SEG SEL - Energy Star Gas Fryer | Appliances | Fryers | New | Fryers | Commercial | Medium Retail | Firm | Sales | Commercial | 259.74 | 1 | 1.3954 | 3.9948 | -0.1209 | 1.5507 | -1.1299 | 0.0040154 | 0.011077 | 0.019657 | 0.031779 | 0.047356 | 0.065723 | 0.085739 | 0.10603 | 0.12529 | 0.14248 | 0.15701 | 0.16872 | 0.17779 | 0.18462 | 0.18968 | 0.19345 | 0.19633 | 0.19884 | 0.20112 | 0.20262 | 0.20415 | 0.20569 | 0.20725 | 0.20884 | 0.21045 | 3.5457
v5.10_MeasureAssessmentTemplate_Commercial_All | Fryers - SEG SEL - Energy Star Gas Fryer | Appliances | Fryers | New | Fryers | Commercial | Medium Retail | Firm | Sales | Industrial | 259.74 | 1 | 1.3954 | 3.9948 | -0.1209 | 1.5507 | -1.1299 | 1.2919e-05 | 3.5639e-05 | 6.3247e-05 | 0.00010225 | 0.00015237 | 0.00021146 | 0.00027586 | 0.00034116 | 0.0004031 | 0.00045842 | 0.00050518 | 0.00054287 | 0.00057205 | 0.00059401 | 0.00061029 | 0.00062241 | 0.00063169 | 0.00063977 | 0.00064711 | 0.00065194 | 0.00065684 | 0.00066181 | 0.00066684 | 0.00067194 | 0.0006771 | 0.011408
v5.10_MeasureAssessmentTemplate_Commercial_All | Fryers - SEG SEL - Energy Star Gas Fryer | Appliances | Fryers | New | Fryers | Commercial | School K-12 | Firm | Sales | Commercial | 259.74 | 1 | 1.3954 | 3.9948 | -0.1209 | 1.5507 | -1.1299 | 0.0060588 | 0.014092 | 0.025071 | 0.040629 | 0.060691 | 0.084431 | 0.1104 | 0.13685 | 0.16207 | 0.18473 | 0.20404 | 0.21974 | 0.23207 | 0.2415 | 0.24865 | 0.25412 | 0.25845 | 0.2623 | 0.26585 | 0.26837 | 0.27093 | 0.27351 | 0.27613 | 0.27877 | 0.28145 | 4.6609
v5.10_MeasureAssessmentTemplate_Commercial_All | Fryers - SEG SEL - Energy Star Gas Fryer | Appliances | Fryers | New | Fryers | Commercial | Small Retail | Firm | Sales | Commercial | 259.74 | 1 | 1.3954 | 3.9948 | -0.1209 | 1.5507 | -1.1299 | 0.0061343 | 0.016922 | 0.03003 | 0.048548 | 0.072345 | 0.1004 | 0.13098 | 0.16198 | 0.1914 | 0.21766 | 0.23986 | 0.25776 | 0.27161 | 0.28204 | 0.28977 | 0.29553 | 0.29993 | 0.30377 | 0.30725 | 0.30955 | 0.31187 | 0.31423 | 0.31662 | 0.31904 | 0.32149 | 5.4167
v5.10_MeasureAssessmentTemplate_Commercial_All | Fryers - SEG SEL - Energy Star Gas Fryer | Appliances | Fryers | New | Fryers | Commercial | Supermarket | Firm | Sales | Commercial | 259.74 | 1 | 1.3954 | 3.9948 | -0.1209 | 1.5507 | -1.1299 | 0.099106 | 0.27544 | 0.48876 | 0.79006 | 1.1772 | 1.6336 | 2.1309 | 2.6349 | 3.113 | 3.5398 | 3.9005 | 4.191 | 4.4158 | 4.5848 | 4.71 | 4.8031 | 4.8742 | 4.936 | 4.9922 | 5.029 | 5.0663 | 5.1041 | 5.1424 | 5.1813 | 5.2207 | 88.0339
v5.10_MeasureAssessmentTemplate_Commercial_All | Fryers - SEG SEL - Energy Star Gas Fryer | Appliances | Fryers | New | Fryers | Commercial | Supermarket | Firm | Transport | Commercial | 259.74 | 1 | 1.3954 | 2.8221 | -0.1209 | 0.46729 | -0.98694 | 0.015633 | 0.04345 | 0.0771 | 0.12463 | 0.1857 | 0.25769 | 0.33613 | 0.41564 | 0.49106 | 0.55838 | 0.61528 | 0.66111 | 0.69657 | 0.72323 | 0.74298 | 0.75767 | 0.76888 | 0.77864 | 0.78749 | 0.7933 | 0.79918 | 0.80515 | 0.8112 | 0.81732 | 0.82353 | 13.8869
v5.10_MeasureAssessmentTemplate_Commercial_All | Gas Boiler - SEG Hospital - Condensing Boiler (>= 94 AFUE) | HVAC | Gas Boiler | NR | Gas Boiler | Commercial | Hospital | Firm | Sales | Commercial | 2.6708 | 1 | 6.5014 | 5.3757 | -1.9563 | 0.44786 | -1.8626 | 8.6416 | 12.6302 | 17.1494 | 22.4013 | 28.124 | 33.9243 | 39.3371 | 43.9286 | 47.4113 | 49.7203 | 51.0084 | 51.4932 | 51.2821 | 51.0719 | 50.8625 | 50.6539 | 50.4462 | 50.2394 | 50.0334 | 49.8283 | 49.624 | 49.4205 | 49.2179 | 49.0161 | 48.8152 | 1056.2814
v5.10_MeasureAssessmentTemplate_Commercial_All | Gas Boiler - SEG Hospital - Condensing Boiler (>= 94 AFUE) | HVAC | Gas Boiler | NR | Gas Boiler | Commercial | Hospital | Firm | Transport | Commercial | 2.6708 | 1 | 6.5014 | 4.1746 | -1.9563 | 0.46729 | -1.7196 | 4.5457 | 6.6437 | 9.0209 | 11.7835 | 14.7938 | 17.8449 | 20.6921 | 23.1074 | 24.9393 | 26.1539 | 26.8315 | 27.0865 | 26.9755 | 26.8649 | 26.7547 | 26.645 | 26.5358 | 26.427 | 26.3186 | 26.2107 | 26.1033 | 25.9962 | 25.8897 | 25.7835 | 25.6778 | 555.626
v5.10_MeasureAssessmentTemplate_Commercial_All | Gas Boiler - SEG Hospital - Condensing Boiler (>= 94 AFUE) | HVAC | Gas Boiler | NR | Gas Boiler | Commercial | Hospital | Interruptible | Sales | Commercial | 2.6708 | 1 | 3.235 | 2.6748 | -0.49341 | 0.46729 | -0.39962 | 4.5331 | 6.6253 | 8.9959 | 11.7508 | 14.7527 | 17.7954 | 20.6347 | 23.0432 | 24.8701 | 26.0813 | 26.757 | 27.0113 | 26.9006 | 26.7903 | 26.6805 | 26.5711 | 26.4621 | 26.3536 | 26.2456 | 26.138 | 26.0308 | 25.9241 | 25.8178 | 25.7119 | 25.6065 | 554.0839
v5.10_MeasureAssessmentTemplate_Commercial_All | Gas Boiler - SEG Hospital - Condensing Boiler (>= 94 AFUE) | HVAC | Gas Boiler | New | Gas Boiler | Commercial | Hospital | Firm | Sales | Commercial | 2.6708 | 1 | 6.5014 | 5.3757 | -1.9563 | 0.44786 | -1.8626 | 2.4502 | 4.8958 | 6.7227 | 8.881 | 11.2767 | 13.7579 | 16.1361 | 18.2271 | 19.8996 | 21.111 | 21.9102 | 22.3771 | 22.5469 | 22.7189 | 22.8932 | 23.0697 | 23.2486 | 23.4298 | 23.6134 | 23.7993 | 23.9877 | 24.1785 | 24.3717 | 24.5675 | 24.7657 | 474.8364
v5.10_MeasureAssessmentTemplate_Commercial_All | Gas Boiler - SEG Hospital - Condensing Boiler (>= 94 AFUE) | HVAC | Gas Boiler | New | Gas Boiler | Commercial | Hospital | Firm | Transport | Commercial | 2.6708 | 1 | 6.5014 | 4.1746 | -1.9563 | 0.46729 | -1.7196 | 1.2889 | 2.5753 | 3.5363 | 4.6716 | 5.9318 | 7.2369 | 8.4879 | 9.5878 | 10.4676 | 11.1048 | 11.5252 | 11.7708 | 11.8601 | 11.9506 | 12.0423 | 12.1352 | 12.2293 | 12.3246 | 12.4211 | 12.5189 | 12.618 | 12.7184 | 12.82 | 12.923 | 13.0273 | 249.7738
v5.10_MeasureAssessmentTemplate_Commercial_All | Gas Boiler - SEG Hospital - Condensing Boiler (>= 94 AFUE) | HVAC | Gas Boiler | New | Gas Boiler | Commercial | Hospital | Interruptible | Sales | Commercial | 2.6708 | 1 | 3.235 | 2.6748 | -0.49341 | 0.46729 | -0.39962 | 1.2853 | 2.5681 | 3.5264 | 4.6586 | 5.9153 | 7.2169 | 8.4644 | 9.5612 | 10.4386 | 11.074 | 11.4932 | 11.7382 | 11.8272 | 11.9175 | 12.0089 | 12.1015 | 12.1953 | 12.2904 | 12.3867 | 12.4842 | 12.583 | 12.6831 | 12.7845 | 12.8871 | 12.9911 | 249.0806
v5.10_MeasureAssessmentTemplate_Commercial_All | Gas Boiler - SEG Lodging - Condensing Boiler (>= 94 AFUE) | HVAC | Gas Boiler | NR | Gas Boiler | Commercial | Lodging | Firm | Sales | Commercial | 1.7838 | 1 | 5.6033 | 5.4421 | -1.8781 | 0.52607 | -1.8626 | 1.9219 | 2.81 | 3.817 | 4.988 | 6.2647 | 7.5598 | 8.7696 | 9.7971 | 10.5781 | 11.0977 | 11.3898 | 11.5027 | 11.4601 | 11.4177 | 11.3754 | 11.3334 | 11.2914 | 11.2496 | 11.208 | 11.1665 | 11.1252 | 11.0841 | 11.0431 | 11.0022 | 10.9615 | 236.2147
v5.10_MeasureAssessmentTemplate_Commercial_All | Gas Boiler - SEG Lodging - Condensing Boiler (>= 94 AFUE) | HVAC | Gas Boiler | New | Gas Boiler | Commercial | Lodging | Firm | Sales | Commercial | 1.7838 | 1 | 5.6033 | 5.4421 | -1.8781 | 0.52607 | -1.8626 | 0.54492 | 1.0606 | 1.4569 | 1.9255 | 2.4458 | 2.9851 | 3.5024 | 3.9577 | 4.3225 | 4.5873 | 4.7627 | 4.8659 | 4.9045 | 4.9437 | 4.9833 | 5.0234 | 5.0641 | 5.1052 | 5.1469 | 5.1891 | 5.2318 | 5.2751 | 5.3189 | 5.3633 | 5.4082 | 103.3749
v5.10_MeasureAssessmentTemplate_Commercial_All | Gas Boiler - SEG Office - Condensing Boiler (>= 94 AFUE) | HVAC | Gas Boiler | NR | Gas Boiler | Commercial | Large Office | Firm | Sales | Commercial | 0.80006 | 1 | 3.6363 | 5.4757 | -1.5886 | 0.81564 | -1.8626 | 1.9318 | 2.8266 | 3.8422 | 5.0244 | 6.315 | 7.6258 | 8.8523 | 9.8965 | 10.6929 | 11.226 | 11.5296 | 11.652 | 11.617 | 11.5822 | 11.5474 | 11.5128 | 11.4783 | 11.4438 | 11.4095 | 11.3753 | 11.3411 | 11.3071 | 11.2732 | 11.2394 | 11.2057 | 239.7479
v5.10_MeasureAssessmentTemplate_Commercial_All | Gas Boiler - SEG Office - Condensing Boiler (>= 94 AFUE) | HVAC | Gas Boiler | NR | Gas Boiler | Commercial | Large Office | Firm | Sales | Industrial | 0.80006 | 1 | 3.6363 | 5.4757 | -1.5886 | 0.81564 | -1.8626 | 0.018173 | 0.02659 | 0.036144 | 0.047265 | 0.059406 | 0.071737 | 0.083274 | 0.093097 | 0.10059 | 0.1056 | 0.10846 | 0.10961 | 0.10928 | 0.10895 | 0.10863 | 0.1083 | 0.10798 | 0.10765 | 0.10733 | 0.10701 | 0.10669 | 0.10637 | 0.10605 | 0.10573 | 0.10541 | 2.2553
v5.10_MeasureAssessmentTemplate_Commercial_All | Gas Boiler - SEG Office - Condensing Boiler (>= 94 AFUE) | HVAC | Gas Boiler | NR | Gas Boiler | Commercial | Medium Office | Firm | Sales | Commercial | 0.80006 | 1 | 3.6363 | 5.4757 | -1.5886 | 0.81564 | -1.8626 | 1.8361 | 2.6866 | 3.6519 | 4.7755 | 6.0021 | 7.248 | 8.4137 | 9.4062 | 10.1631 | 10.6698 | 10.9583 | 11.0747 | 11.0415 | 11.0084 | 10.9753 | 10.9424 | 10.9096 | 10.8769 | 10.8442 | 10.8117 | 10.7793 | 10.7469 | 10.7147 | 10.6825 | 10.6505 | 227.8699
v5.10_MeasureAssessmentTemplate_Commercial_All | Gas Boiler - SEG Office - Condensing Boiler (>= 94 AFUE) | HVAC | Gas Boiler | NR | Gas Boiler | Commercial | Small Office | Firm | Sales | Commercial | 0.80006 | 1 | 3.6363 | 5.4757 | -1.5886 | 0.81564 | -1.8626 | 2.6589 | 3.8903 | 5.2882 | 6.9153 | 8.6914 | 10.4956 | 12.1836 | 13.6208 | 14.7169 | 15.4506 | 15.8684 | 16.0369 | 15.9888 | 15.9409 | 15.893 | 15.8454 | 15.7978 | 15.7504 | 15.7032 | 15.6561 | 15.6091 | 15.5623 | 15.5156 | 15.469 | 15.4226 | 329.9712
v5.10_MeasureAssessmentTemplate_Commercial_All | Gas Boiler - SEG Office - Condensing Boiler (>= 94 AFUE) | HVAC | Gas Boiler | New | Gas Boiler | Commercial | Large Office | Firm | Sales | Commercial | 0.80006 | 1 | 3.6363 | 5.4757 | -1.5886 | 0.81564 | -1.8626 | 0.54775 | 1.0165 | 1.3973 | 1.8479 | 2.3489 | 2.8687 | 3.3681 | 3.8084 | 4.1621 | 4.4199 | 4.5918 | 4.6942 | 4.7344 | 4.775 | 4.8162 | 4.8579 | 4.9 | 4.9427 | 4.9859 | 5.0296 | 5.0739 | 5.1186 | 5.1639 | 5.2098 | 5.2562 | 99.9356
v5.10_MeasureAssessmentTemplate_Commercial_All | Gas Boiler - SEG Office - Condensing Boiler (>= 94 AFUE) | HVAC | Gas Boiler | New | Gas Boiler | Commercial | Large Office | Firm | Sales | Industrial | 0.80006 | 1 | 3.6363 | 5.4757 | -1.5886 | 0.81564 | -1.8626 | 0.0051528 | 0.0095623 | 0.013145 | 0.017383 | 0.022096 | 0.026986 | 0.031684 | 0.035826 | 0.039153 | 0.041578 | 0.043195 | 0.044159 | 0.044537 | 0.044919 | 0.045307 | 0.045698 | 0.046095 | 0.046497 | 0.046903 | 0.047314 | 0.04773 | 0.048151 | 0.048578 | 0.049009 | 0.049446 | 0.94011
v5.10_MeasureAssessmentTemplate_Commercial_All | Gas Boiler - SEG Office - Condensing Boiler (>= 94 AFUE) | HVAC | Gas Boiler | New | Gas Boiler | Commercial | Medium Office | Firm | Sales | Commercial | 0.80006 | 1 | 3.6363 | 5.4757 | -1.5886 | 0.81564 | -1.8626 | 0.52061 | 0.96613 | 1.3281 | 1.7564 | 2.2325 | 2.7266 | 3.2012 | 3.6197 | 3.9559 | 4.2009 | 4.3643 | 4.4616 | 4.4998 | 4.5385 | 4.5776 | 4.6172 | 4.6573 | 4.6978 | 4.7389 | 4.7804 | 4.8225 | 4.865 | 4.9081 | 4.9517 | 4.9958 | 94.9844
v5.10_MeasureAssessmentTemplate_Commercial_All | Gas Boiler - SEG Office - Condensing Boiler (>= 94 AFUE) | HVAC | Gas Boiler | New | Gas Boiler | Commercial | Small Office | Firm | Sales | Commercial | 0.80006 | 1 | 3.6363 | 5.4757 | -1.5886 | 0.81564 | -1.8626 | 0.75388 | 1.399 | 1.9232 | 2.5433 | 3.2328 | 3.9483 | 4.6356 | 5.2416 | 5.7284 | 6.0832 | 6.3197 | 6.4607 | 6.516 | 6.572 | 6.6287 | 6.686 | 6.744 | 6.8028 | 6.8622 | 6.9224 | 6.9833 | 7.0449 | 7.1073 | 7.1704 | 7.2342 | 137.5439
v5.10_MeasureAssessmentTemplate_Commercial_All | Gas Boiler - SEG Retail - Condensing Boiler (>= 94 AFUE) | HVAC | Gas Boiler | NR | Gas Boiler | Commercial | Extra Large Retail | Firm | Sales | Commercial | 1.193 | 1 | 4.6078 | 5.4674 | -1.7615 | 0.64271 | -1.8626 | 0 | 0 | 0 | 0 | 0 | 0 | 0 | 0 | 0 | 0 | 0 | 0 | 0 | 0 | 0 | 0 | 0 | 0 | 0 | 0 | 0 | 0 | 0 | 0 | 0 | 0
v5.10_MeasureAssessmentTemplate_Commercial_All | Gas Boiler - SEG Retail - Condensing Boiler (>= 94 AFUE) | HVAC | Gas Boiler | NR | Gas Boiler | Commercial | Extra Large Retail | Firm | Transport | Commercial | 1.193 | 1 | 4.6078 | 4.1746 | -1.7615 | 0.46729 | -1.7196 | 0 | 0 | 0 | 0 | 0 | 0 | 0 | 0 | 0 | 0 | 0 | 0 | 0 | 0 | 0 | 0 | 0 | 0 | 0 | 0 | 0 | 0 | 0 | 0 | 0 | 0
v5.10_MeasureAssessmentTemplate_Commercial_All | Gas Boiler - SEG Retail - Condensing Boiler (>= 94 AFUE) | HVAC | Gas Boiler | NR | Gas Boiler | Commercial | Large Retail | Firm | Sales | Commercial | 1.193 | 1 | 4.6078 | 5.4674 | -1.7615 | 0.64271 | -1.8626 | 0 | 0 | 0 | 0 | 0 | 0 | 0 | 0 | 0 | 0 | 0 | 0 | 0 | 0 | 0 | 0 | 0 | 0 | 0 | 0 | 0 | 0 | 0 | 0 | 0 | 0
v5.10_MeasureAssessmentTemplate_Commercial_All | Gas Boiler - SEG Retail - Condensing Boiler (>= 94 AFUE) | HVAC | Gas Boiler | NR | Gas Boiler | Commercial | Medium Retail | Firm | Sales | Commercial | 1.193 | 1 | 4.6078 | 5.4674 | -1.7615 | 0.64271 | -1.8626 | 0 | 0 | 0 | 0 | 0 | 0 | 0 | 0 | 0 | 0 | 0 | 0 | 0 | 0 | 0 | 0 | 0 | 0 | 0 | 0 | 0 | 0 | 0 | 0 | 0 | 0
v5.10_MeasureAssessmentTemplate_Commercial_All | Gas Boiler - SEG Retail - Condensing Boiler (>= 94 AFUE) | HVAC | Gas Boiler | NR | Gas Boiler | Commercial | Medium Retail | Firm | Sales | Industrial | 1.193 | 1 | 4.6078 | 5.4674 | -1.7615 | 0.64271 | -1.8626 | 0 | 0 | 0 | 0 | 0 | 0 | 0 | 0 | 0 | 0 | 0 | 0 | 0 | 0 | 0 | 0 | 0 | 0 | 0 | 0 | 0 | 0 | 0 | 0 | 0 | 0
v5.10_MeasureAssessmentTemplate_Commercial_All | Gas Boiler - SEG Retail - Condensing Boiler (>= 94 AFUE) | HVAC | Gas Boiler | NR | Gas Boiler | Commercial | Small Retail | Firm | Sales | Commercial | 1.193 | 1 | 4.6078 | 5.4674 | -1.7615 | 0.64271 | -1.8626 | 0 | 0 | 0 | 0 | 0 | 0 | 0 | 0 | 0 | 0 | 0 | 0 | 0 | 0 | 0 | 0 | 0 | 0 | 0 | 0 | 0 | 0 | 0 | 0 | 0 | 0
v5.10_MeasureAssessmentTemplate_Commercial_All | Gas Boiler - SEG Retail - Condensing Boiler (>= 94 AFUE) | HVAC | Gas Boiler | New | Gas Boiler | Commercial | Extra Large Retail | Firm | Sales | Commercial | 1.193 | 1 | 4.6078 | 5.4674 | -1.7615 | 0.64271 | -1.8626 | 0 | 0 | 0 | 0 | 0 | 0 | 0 | 0 | 0 | 0 | 0 | 0 | 0 | 0 | 0 | 0 | 0 | 0 | 0 | 0 | 0 | 0 | 0 | 0 | 0 | 0
v5.10_MeasureAssessmentTemplate_Commercial_All | Gas Boiler - SEG Retail - Condensing Boiler (>= 94 AFUE) | HVAC | Gas Boiler | New | Gas Boiler | Commercial | Extra Large Retail | Firm | Transport | Commercial | 1.193 | 1 | 4.6078 | 4.1746 | -1.7615 | 0.46729 | -1.7196 | 0 | 0 | 0 | 0 | 0 | 0 | 0 | 0 | 0 | 0 | 0 | 0 | 0 | 0 | 0 | 0 | 0 | 0 | 0 | 0 | 0 | 0 | 0 | 0 | 0 | 0
v5.10_MeasureAssessmentTemplate_Commercial_All | Gas Boiler - SEG Retail - Condensing Boiler (>= 94 AFUE) | HVAC | Gas Boiler | New | Gas Boiler | Commercial | Large Retail | Firm | Sales | Commercial | 1.193 | 1 | 4.6078 | 5.4674 | -1.7615 | 0.64271 | -1.8626 | 0 | 0 | 0 | 0 | 0 | 0 | 0 | 0 | 0 | 0 | 0 | 0 | 0 | 0 | 0 | 0 | 0 | 0 | 0 | 0 | 0 | 0 | 0 | 0 | 0 | 0
v5.10_MeasureAssessmentTemplate_Commercial_All | Gas Boiler - SEG Retail - Condensing Boiler (>= 94 AFUE) | HVAC | Gas Boiler | New | Gas Boiler | Commercial | Medium Retail | Firm | Sales | Commercial | 1.193 | 1 | 4.6078 | 5.4674 | -1.7615 | 0.64271 | -1.8626 | 0 | 0 | 0 | 0 | 0 | 0 | 0 | 0 | 0 | 0 | 0 | 0 | 0 | 0 | 0 | 0 | 0 | 0 | 0 | 0 | 0 | 0 | 0 | 0 | 0 | 0
v5.10_MeasureAssessmentTemplate_Commercial_All | Gas Boiler - SEG Retail - Condensing Boiler (>= 94 AFUE) | HVAC | Gas Boiler | New | Gas Boiler | Commercial | Medium Retail | Firm | Sales | Industrial | 1.193 | 1 | 4.6078 | 5.4674 | -1.7615 | 0.64271 | -1.8626 | 0 | 0 | 0 | 0 | 0 | 0 | 0 | 0 | 0 | 0 | 0 | 0 | 0 | 0 | 0 | 0 | 0 | 0 | 0 | 0 | 0 | 0 | 0 | 0 | 0 | 0
v5.10_MeasureAssessmentTemplate_Commercial_All | Gas Boiler - SEG Retail - Condensing Boiler (>= 94 AFUE) | HVAC | Gas Boiler | New | Gas Boiler | Commercial | Small Retail | Firm | Sales | Commercial | 1.193 | 1 | 4.6078 | 5.4674 | -1.7615 | 0.64271 | -1.8626 | 0 | 0 | 0 | 0 | 0 | 0 | 0 | 0 | 0 | 0 | 0 | 0 | 0 | 0 | 0 | 0 | 0 | 0 | 0 | 0 | 0 | 0 | 0 | 0 | 0 | 0
v5.10_MeasureAssessmentTemplate_Commercial_All | Gas Boiler - SEG School - Condensing Boiler (>= 94 AFUE) | HVAC | Gas Boiler | NR | Gas Boiler | Commercial | School K-12 | Firm | Sales | Commercial | 0.93349 | 1 | 3.9962 | 5.464 | -1.6636 | 0.74059 | -1.8626 | 32.1018 | 47.0126 | 63.9625 | 83.7182 | 105.3163 | 127.2919 | 147.8986 | 165.4932 | 178.9724 | 188.0656 | 193.3251 | 195.5546 | 195.1439 | 194.7341 | 194.3252 | 193.9171 | 193.5099 | 193.1035 | 192.698 | 192.2933 | 191.8895 | 191.4865 | 191.0844 | 190.6831 | 190.2827 | 4033.864
v5.10_MeasureAssessmentTemplate_Commercial_All | Gas Boiler - SEG School - Condensing Boiler (>= 94 AFUE) | HVAC | Gas Boiler | New | Gas Boiler | Commercial | School K-12 | Firm | Sales | Commercial | 0.93349 | 1 | 3.9962 | 5.464 | -1.6636 | 0.74059 | -1.8626 | 9.1021 | 15.8312 | 21.7815 | 28.8307 | 36.6785 | 44.8341 | 52.6833 | 59.6211 | 65.2118 | 69.3073 | 72.0605 | 73.7268 | 74.4166 | 75.1144 | 75.8204 | 76.5345 | 77.257 | 77.9878 | 78.7271 | 79.475 | 80.2316 | 80.9969 | 81.7711 | 82.5543 | 83.3465 | 1573.9023
v5.10_MeasureAssessmentTemplate_Commercial_All | Gas Boiler Water Heat - SEG Hospital - Consensing Gas Water Heating Boiler (>= 90% EF) | Water Heat | Gas Boiler Water Heat | NR | Gas Boiler Water Heat | Commercial | Hospital | Firm | Sales | Commercial | 0.36 | 1 | 1.3933 | 3.1591 | 0.0127 | 1.2281 | -0.67372 | 0.0025352 | 0.0038833 | 0.0084444 | 0.015824 | 0.026968 | 0.042844 | 0.064325 | 0.092022 | 0.12609 | 0.16602 | 0.21053 | 0.25754 | 0.30437 | 0.34807 | 0.38601 | 0.41633 | 0.43838 | 0.45391 | 0.46147 | 0.46708 | 0.58147 | 0.6205 | 0.61827 | 0.61514 | 0.61076 | 7.3388
v5.10_MeasureAssessmentTemplate_Commercial_All | Gas Boiler Water Heat - SEG Hospital - Consensing Gas Water Heating Boiler (>= 90% EF) | Water Heat | Gas Boiler Water Heat | NR | Gas Boiler Water Heat | Commercial | Hospital | Firm | Transport | Commercial | 0.36 | 1 | 1.3933 | 1.9798 | 0.0127 | 0.46729 | -0.53072 | 0.0013335 | 0.0020427 | 0.0044419 | 0.008324 | 0.014186 | 0.022537 | 0.033836 | 0.048406 | 0.066323 | 0.087327 | 0.11074 | 0.13547 | 0.1601 | 0.18309 | 0.20305 | 0.219 | 0.2306 | 0.23877 | 0.24274 | 0.24569 | 0.30587 | 0.3264 | 0.32522 | 0.32357 | 0.32127 | 3.8604
v5.10_MeasureAssessmentTemplate_Commercial_All | Gas Boiler Water Heat - SEG Hospital - Consensing Gas Water Heating Boiler (>= 90% EF) | Water Heat | Gas Boiler Water Heat | NR | Gas Boiler Water Heat | Commercial | Hospital | Interruptible | Sales | Commercial | 0.36 | 1 | 1.1701 | 2.653 | 0.2868 | 0.46729 | -0.39962 | 0.0013298 | 0.002037 | 0.0044296 | 0.0083009 | 0.014146 | 0.022474 | 0.033743 | 0.048271 | 0.066139 | 0.087085 | 0.11043 | 0.1351 | 0.15966 | 0.18259 | 0.20248 | 0.21839 | 0.22996 | 0.23811 | 0.24207 | 0.24501 | 0.30502 | 0.32549 | 0.32432 | 0.32268 | 0.32038 | 3.8496
v5.10_MeasureAssessmentTemplate_Commercial_All | Gas Boiler Water Heat - SEG Hospital - Consensing Gas Water Heating Boiler (>= 90% EF) | Water Heat | Gas Boiler Water Heat | New | Gas Boiler Water Heat | Commercial | Hospital | Firm | Sales | Commercial | 0.36 | 1 | 1.3933 | 3.1591 | 0.0127 | 1.2281 | -0.67372 | 0.00057505 | 0.0012042 | 0.0026482 | 0.0050189 | 0.0086505 | 0.0139 | 0.021109 | 0.030546 | 0.042337 | 0.056391 | 0.072344 | 0.089535 | 0.10706 | 0.12387 | 0.13899 | 0.15169 | 0.16163 | 0.16935 | 0.17423 | 0.17847 | 0.18061 | 0.18204 | 0.1835 | 0.18497 | 0.18647 | 2.4671
v5.10_MeasureAssessmentTemplate_Commercial_All | Gas Boiler Water Heat - SEG Hospital - Consensing Gas Water Heating Boiler (>= 90% EF) | Water Heat | Gas Boiler Water Heat | New | Gas Boiler Water Heat | Commercial | Hospital | Firm | Transport | Commercial | 0.36 | 1 | 1.3933 | 1.9798 | 0.0127 | 0.46729 | -0.53072 | 0.00030249 | 0.00063345 | 0.001393 | 0.00264 | 0.0045503 | 0.0073118 | 0.011104 | 0.016068 | 0.02227 | 0.029663 | 0.038055 | 0.047097 | 0.056314 | 0.065158 | 0.073114 | 0.079793 | 0.085018 | 0.089082 | 0.091651 | 0.09388 | 0.095003 | 0.095759 | 0.096524 | 0.0973 | 0.098085 | 1.2978
v5.10_MeasureAssessmentTemplate_Commercial_All | Gas Boiler Water Heat - SEG Hospital - Consensing Gas Water Heating Boiler (>= 90% EF) | Water Heat | Gas Boiler Water Heat | New | Gas Boiler Water Heat | Commercial | Hospital | Interruptible | Sales | Commercial | 0.36 | 1 | 1.1701 | 2.653 | 0.2868 | 0.46729 | -0.39962 | 0.00030165 | 0.00063169 | 0.0013891 | 0.0026327 | 0.0045377 | 0.0072915 | 0.011073 | 0.016023 | 0.022208 | 0.029581 | 0.037949 | 0.046967 | 0.056158 | 0.064978 | 0.072911 | 0.079572 | 0.084782 | 0.088835 | 0.091396 | 0.09362 | 0.09474 | 0.095493 | 0.096256 | 0.09703 | 0.097813 | 1.2942
v5.10_MeasureAssessmentTemplate_Commercial_All | Gas Boiler Water Heat - SEG Lodging - Consensing Gas Water Heating Boiler (>= 90% EF) | Water Heat | Gas Boiler Water Heat | NR | Gas Boiler Water Heat | Commercial | Lodging | Firm | Sales | Commercial | 1.0857 | 1 | 2.8421 | 3.1558 | -0.61394 | 0.60143 | -0.67372 | 0.015277 | 0.02341 | 0.050927 | 0.095473 | 0.16277 | 0.2587 | 0.38856 | 0.55609 | 0.76224 | 1.004 | 1.2737 | 1.5588 | 1.843 | 2.1085 | 2.3392 | 2.524 | 2.6587 | 2.754 | 2.801 | 2.8362 | 3.5267 | 3.7387 | 3.7266 | 3.7093 | 3.6847 | 44.4007
v5.10_MeasureAssessmentTemplate_Commercial_All | Gas Boiler Water Heat - SEG Lodging - Consensing Gas Water Heating Boiler (>= 90% EF) | Water Heat | Gas Boiler Water Heat | New | Gas Boiler Water Heat | Commercial | Lodging | Firm | Sales | Commercial | 1.0857 | 1 | 2.8421 | 3.1558 | -0.61394 | 0.60143 | -0.67372 | 0.0034653 | 0.0070687 | 0.015551 | 0.029484 | 0.050837 | 0.08172 | 0.12415 | 0.17972 | 0.24918 | 0.33202 | 0.4261 | 0.52754 | 0.63099 | 0.73035 | 0.8198 | 0.895 | 0.95392 | 0.99985 | 1.029 | 1.0544 | 1.0673 | 1.0762 | 1.0851 | 1.0942 | 1.1033 | 14.5662
v5.10_MeasureAssessmentTemplate_Commercial_All | Gas Boiler Water Heat - SEG Office - Consensing Gas Water Heating Boiler (>= 90% EF) | Water Heat | Gas Boiler Water Heat | NR | Gas Boiler Water Heat | Commercial | Large Office | Firm | Sales | Commercial | 0.53714 | 1 | 1.8618 | 3.1585 | -0.29647 | 0.9189 | -0.67372 | 0.00027696 | 0.00042472 | 0.00092458 | 0.0017345 | 0.0029592 | 0.0047066 | 0.0070742 | 0.010131 | 0.013897 | 0.018318 | 0.023255 | 0.02848 | 0.033696 | 0.038577 | 0.042828 | 0.046244 | 0.048746 | 0.050529 | 0.051427 | 0.05211 | 0.064664 | 0.067772 | 0.0676 | 0.067336 | 0.066945 | 0.81066
v5.10_MeasureAssessmentTemplate_Commercial_All | Gas Boiler Water Heat - SEG Office - Consensing Gas Water Heating Boiler (>= 90% EF) | Water Heat | Gas Boiler Water Heat | NR | Gas Boiler Water Heat | Commercial | Large Office | Firm | Sales | Industrial | 0.53714 | 1 | 1.8618 | 3.1585 | -0.29647 | 0.9189 | -0.67372 | 2.6054e-06 | 3.9954e-06 | 8.6977e-06 | 1.6317e-05 | 2.7838e-05 | 4.4275e-05 | 6.6548e-05 | 9.5307e-05 | 0.00013073 | 0.00017232 | 0.00021876 | 0.00026792 | 0.00031698 | 0.00036289 | 0.00040289 | 0.00043502 | 0.00045856 | 0.00047533 | 0.00048378 | 0.0004902 | 0.0006083 | 0.00063754 | 0.00063592 | 0.00063343 | 0.00062976 | 0.0076259
v5.10_MeasureAssessmentTemplate_Commercial_All | Gas Boiler Water Heat - SEG Office - Consensing Gas Water Heating Boiler (>= 90% EF) | Water Heat | Gas Boiler Water Heat | NR | Gas Boiler Water Heat | Commercial | Medium Office | Firm | Sales | Commercial | 0.53714 | 1 | 1.8618 | 3.1585 | -0.29647 | 0.9189 | -0.67372 | 0.00026324 | 0.00040368 | 0.00087878 | 0.0016486 | 0.0028126 | 0.0044734 | 0.0067237 | 0.0096294 | 0.013208 | 0.017411 | 0.022103 | 0.027069 | 0.032026 | 0.036665 | 0.040706 | 0.043953 | 0.046331 | 0.048026 | 0.048879 | 0.049528 | 0.061461 | 0.064414 | 0.064251 | 0.064 | 0.063628 | 0.77049
v5.10_MeasureAssessmentTemplate_Commercial_All | Gas Boiler Water Heat - SEG Office - Consensing Gas Water Heating Boiler (>= 90% EF) | Water Heat | Gas Boiler Water Heat | NR | Gas Boiler Water Heat | Commercial | Small Office | Firm | Sales | Commercial | 0.53714 | 1 | 1.8618 | 3.1585 | -0.29647 | 0.9189 | -0.67372 | 0.00038119 | 0.00058455 | 0.0012725 | 0.0023873 | 0.0040729 | 0.0064778 | 0.0097364 | 0.013944 | 0.019127 | 0.025212 | 0.032007 | 0.039198 | 0.046376 | 0.053094 | 0.058945 | 0.063646 | 0.067091 | 0.069545 | 0.070781 | 0.07172 | 0.088999 | 0.093276 | 0.09304 | 0.092676 | 0.092138 | 1.1157
v5.10_MeasureAssessmentTemplate_Commercial_All | Gas Boiler Water Heat - SEG Office - Consensing Gas Water Heating Boiler (>= 90% EF) | Water Heat | Gas Boiler Water Heat | New | Gas Boiler Water Heat | Commercial | Large Office | Firm | Sales | Commercial | 0.53714 | 1 | 1.8618 | 3.1585 | -0.29647 | 0.9189 | -0.67372 | 6.2824e-05 | 0.00012219 | 0.000269 | 0.00051035 | 0.00088056 | 0.0014164 | 0.0021533 | 0.0031191 | 0.0043274 | 0.0057698 | 0.0074093 | 0.0091789 | 0.010986 | 0.012723 | 0.01429 | 0.01561 | 0.016648 | 0.017459 | 0.017979 | 0.018432 | 0.018669 | 0.018834 | 0.019001 | 0.019169 | 0.01934 | 0.25436
v5.10_MeasureAssessmentTemplate_Commercial_All | Gas Boiler Water Heat - SEG Office - Consensing Gas Water Heating Boiler (>= 90% EF) | Water Heat | Gas Boiler Water Heat | New | Gas Boiler Water Heat | Commercial | Large Office | Firm | Sales | Industrial | 0.53714 | 1 | 1.8618 | 3.1585 | -0.29647 | 0.9189 | -0.67372 | 5.9099e-07 | 1.1494e-06 | 2.5305e-06 | 4.8009e-06 | 8.2836e-06 | 1.3325e-05 | 2.0256e-05 | 2.9341e-05 | 4.0708e-05 | 5.4277e-05 | 6.97e-05 | 8.6347e-05 | 0.00010334 | 0.00011969 | 0.00013443 | 0.00014685 | 0.00015661 | 0.00016424 | 0.00016913 | 0.0001734 | 0.00017562 | 0.00017717 | 0.00017874 | 0.00018033 | 0.00018194 | 0.0023928
v5.10_MeasureAssessmentTemplate_Commercial_All | Gas Boiler Water Heat - SEG Office - Consensing Gas Water Heating Boiler (>= 90% EF) | Water Heat | Gas Boiler Water Heat | New | Gas Boiler Water Heat | Commercial | Medium Office | Firm | Sales | Commercial | 0.53714 | 1 | 1.8618 | 3.1585 | -0.29647 | 0.9189 | -0.67372 | 5.9711e-05 | 0.00011613 | 0.00025567 | 0.00048506 | 0.00083694 | 0.0013463 | 0.0020466 | 0.0029645 | 0.004113 | 0.0054839 | 0.0070422 | 0.0087242 | 0.010441 | 0.012093 | 0.013582 | 0.014837 | 0.015823 | 0.016594 | 0.017088 | 0.017519 | 0.017744 | 0.017901 | 0.018059 | 0.01822 | 0.018382 | 0.24176
v5.10_MeasureAssessmentTemplate_Commercial_All | Gas Boiler Water Heat - SEG Office - Consensing Gas Water Heating Boiler (>= 90% EF) | Water Heat | Gas Boiler Water Heat | New | Gas Boiler Water Heat | Commercial | Small Office | Firm | Sales | Commercial | 0.53714 | 1 | 1.8618 | 3.1585 | -0.29647 | 0.9189 | -0.67372 | 8.6466e-05 | 0.00016817 | 0.00037023 | 0.0007024 | 0.0012119 | 0.0019495 | 0.0029636 | 0.0042928 | 0.0059559 | 0.0079411 | 0.010198 | 0.012633 | 0.01512 | 0.017511 | 0.019668 | 0.021485 | 0.022913 | 0.02403 | 0.024745 | 0.025369 | 0.025695 | 0.025922 | 0.026151 | 0.026383 | 0.026618 | 0.35008
v5.10_MeasureAssessmentTemplate_Commercial_All | Gas Boiler Water Heat - SEG Other - Consensing Gas Water Heating Boiler (>= 90% EF) | Water Heat | Gas Boiler Water Heat | NR | Gas Boiler Water Heat | Commercial | Assembly | Firm | Sales | Commercial | 0.49714 | 1 | 1.7649 | 3.1589 | -0.24592 | 0.96945 | -0.67372 | 0 | 0 | 0 | 0 | 0 | 0 | 0 | 0 | 0 | 0 | 0 | 0 | 0 | 0 | 0 | 0 | 0 | 0 | 0 | 0 | 0 | 0 | 0 | 0 | 0 | 0
v5.10_MeasureAssessmentTemplate_Commercial_All | Gas Boiler Water Heat - SEG Other - Consensing Gas Water Heating Boiler (>= 90% EF) | Water Heat | Gas Boiler Water Heat | NR | Gas Boiler Water Heat | Commercial | Other | Firm | Sales | Commercial | 0.49714 | 1 | 1.7649 | 3.1589 | -0.24592 | 0.96945 | -0.67372 | 0 | 0 | 0 | 0 | 0 | 0 | 0 | 0 | 0 | 0 | 0 | 0 | 0 | 0 | 0 | 0 | 0 | 0 | 0 | 0 | 0 | 0 | 0 | 0 | 0 | 0
v5.10_MeasureAssessmentTemplate_Commercial_All | Gas Boiler Water Heat - SEG Other - Consensing Gas Water Heating Boiler (>= 90% EF) | Water Heat | Gas Boiler Water Heat | New | Gas Boiler Water Heat | Commercial | Assembly | Firm | Sales | Commercial | 0.49714 | 1 | 1.7649 | 3.1589 | -0.24592 | 0.96945 | -0.67372 | 0 | 0 | 0 | 0 | 0 | 0 | 0 | 0 | 0 | 0 | 0 | 0 | 0 | 0 | 0 | 0 | 0 | 0 | 0 | 0 | 0 | 0 | 0 | 0 | 0 | 0
v5.10_MeasureAssessmentTemplate_Commercial_All | Gas Boiler Water Heat - SEG Other - Consensing Gas Water Heating Boiler (>= 90% EF) | Water Heat | Gas Boiler Water Heat | New | Gas Boiler Water Heat | Commercial | Other | Firm | Sales | Commercial | 0.49714 | 1 | 1.7649 | 3.1589 | -0.24592 | 0.96945 | -0.67372 | 0 | 0 | 0 | 0 | 0 | 0 | 0 | 0 | 0 | 0 | 0 | 0 | 0 | 0 | 0 | 0 | 0 | 0 | 0 | 0 | 0 | 0 | 0 | 0 | 0 | 0
v5.10_MeasureAssessmentTemplate_Commercial_All | Gas Boiler Water Heat - SEG Restaurant - Consensing Gas Water Heating Boiler (>= 90% EF) | Water Heat | Gas Boiler Water Heat | NR | Gas Boiler Water Heat | Commercial | Restaurant | Firm | Sales | Commercial | 1.0514 | 1 | 2.7978 | 3.1589 | -0.60381 | 0.61157 | -0.67372 | 0 | 0 | 0 | 0 | 0 | 0 | 0 | 0 | 0 | 0 | 0 | 0 | 0 | 0 | 0 | 0 | 0 | 0 | 0 | 0 | 0 | 0 | 0 | 0 | 0 | 0
v5.10_MeasureAssessmentTemplate_Commercial_All | Gas Boiler Water Heat - SEG Restaurant - Consensing Gas Water Heating Boiler (>= 90% EF) | Water Heat | Gas Boiler Water Heat | New | Gas Boiler Water Heat | Commercial | Restaurant | Firm | Sales | Commercial | 1.0514 | 1 | 2.7978 | 3.1589 | -0.60381 | 0.61157 | -0.67372 | 0 | 0 | 0 | 0 | 0 | 0 | 0 | 0 | 0 | 0 | 0 | 0 | 0 | 0 | 0 | 0 | 0 | 0 | 0 | 0 | 0 | 0 | 0 | 0 | 0 | 0
v5.10_MeasureAssessmentTemplate_Commercial_All | Gas Boiler Water Heat - SEG Retail - Consensing Gas Water Heating Boiler (>= 90% EF) | Water Heat | Gas Boiler Water Heat | NR | Gas Boiler Water Heat | Commercial | Extra Large Retail | Firm | Sales | Commercial | 0.63429 | 1 | 2.0798 | 3.1589 | -0.3927 | 0.82267 | -0.67372 | 0 | 0 | 0 | 0 | 0 | 0 | 0 | 0 | 0 | 0 | 0 | 0 | 0 | 0 | 0 | 0 | 0 | 0 | 0 | 0 | 0 | 0 | 0 | 0 | 0 | 0
v5.10_MeasureAssessmentTemplate_Commercial_All | Gas Boiler Water Heat - SEG Retail - Consensing Gas Water Heating Boiler (>= 90% EF) | Water Heat | Gas Boiler Water Heat | NR | Gas Boiler Water Heat | Commercial | Extra Large Retail | Firm | Transport | Commercial | 0.63429 | 1 | 2.0798 | 1.9798 | -0.3927 | 0.46729 | -0.53072 | 0 | 0 | 0 | 0 | 0 | 0 | 0 | 0 | 0 | 0 | 0 | 0 | 0 | 0 | 0 | 0 | 0 | 0 | 0 | 0 | 0 | 0 | 0 | 0 | 0 | 0
v5.10_MeasureAssessmentTemplate_Commercial_All | Gas Boiler Water Heat - SEG Retail - Consensing Gas Water Heating Boiler (>= 90% EF) | Water Heat | Gas Boiler Water Heat | NR | Gas Boiler Water Heat | Commercial | Large Retail | Firm | Sales | Commercial | 0.63429 | 1 | 2.0798 | 3.1589 | -0.3927 | 0.82267 | -0.67372 | 0 | 0 | 0 | 0 | 0 | 0 | 0 | 0 | 0 | 0 | 0 | 0 | 0 | 0 | 0 | 0 | 0 | 0 | 0 | 0 | 0 | 0 | 0 | 0 | 0 | 0
v5.10_MeasureAssessmentTemplate_Commercial_All | Gas Boiler Water Heat - SEG Retail - Consensing Gas Water Heating Boiler (>= 90% EF) | Water Heat | Gas Boiler Water Heat | NR | Gas Boiler Water Heat | Commercial | Medium Retail | Firm | Sales | Commercial | 0.63429 | 1 | 2.0798 | 3.1589 | -0.3927 | 0.82267 | -0.67372 | 0 | 0 | 0 | 0 | 0 | 0 | 0 | 0 | 0 | 0 | 0 | 0 | 0 | 0 | 0 | 0 | 0 | 0 | 0 | 0 | 0 | 0 | 0 | 0 | 0 | 0
v5.10_MeasureAssessmentTemplate_Commercial_All | Gas Boiler Water Heat - SEG Retail - Consensing Gas Water Heating Boiler (>= 90% EF) | Water Heat | Gas Boiler Water Heat | NR | Gas Boiler Water Heat | Commercial | Medium Retail | Firm | Sales | Industrial | 0.63429 | 1 | 2.0798 | 3.1589 | -0.3927 | 0.82267 | -0.67372 | 0 | 0 | 0 | 0 | 0 | 0 | 0 | 0 | 0 | 0 | 0 | 0 | 0 | 0 | 0 | 0 | 0 | 0 | 0 | 0 | 0 | 0 | 0 | 0 | 0 | 0
v5.10_MeasureAssessmentTemplate_Commercial_All | Gas Boiler Water Heat - SEG Retail - Consensing Gas Water Heating Boiler (>= 90% EF) | Water Heat | Gas Boiler Water Heat | NR | Gas Boiler Water Heat | Commercial | Small Retail | Firm | Sales | Commercial | 0.63429 | 1 | 2.0798 | 3.1589 | -0.3927 | 0.82267 | -0.67372 | 0 | 0 | 0 | 0 | 0 | 0 | 0 | 0 | 0 | 0 | 0 | 0 | 0 | 0 | 0 | 0 | 0 | 0 | 0 | 0 | 0 | 0 | 0 | 0 | 0 | 0
v5.10_MeasureAssessmentTemplate_Commercial_All | Gas Boiler Water Heat - SEG Retail - Consensing Gas Water Heating Boiler (>= 90% EF) | Water Heat | Gas Boiler Water Heat | New | Gas Boiler Water Heat | Commercial | Extra Large Retail | Firm | Sales | Commercial | 0.63429 | 1 | 2.0798 | 3.1589 | -0.3927 | 0.82267 | -0.67372 | 0 | 0 | 0 | 0 | 0 | 0 | 0 | 0 | 0 | 0 | 0 | 0 | 0 | 0 | 0 | 0 | 0 | 0 | 0 | 0 | 0 | 0 | 0 | 0 | 0 | 0
v5.10_MeasureAssessmentTemplate_Commercial_All | Gas Boiler Water Heat - SEG Retail - Consensing Gas Water Heating Boiler (>= 90% EF) | Water Heat | Gas Boiler Water Heat | New | Gas Boiler Water Heat | Commercial | Extra Large Retail | Firm | Transport | Commercial | 0.63429 | 1 | 2.0798 | 1.9798 | -0.3927 | 0.46729 | -0.53072 | 0 | 0 | 0 | 0 | 0 | 0 | 0 | 0 | 0 | 0 | 0 | 0 | 0 | 0 | 0 | 0 | 0 | 0 | 0 | 0 | 0 | 0 | 0 | 0 | 0 | 0
v5.10_MeasureAssessmentTemplate_Commercial_All | Gas Boiler Water Heat - SEG Retail - Consensing Gas Water Heating Boiler (>= 90% EF) | Water Heat | Gas Boiler Water Heat | New | Gas Boiler Water Heat | Commercial | Large Retail | Firm | Sales | Commercial | 0.63429 | 1 | 2.0798 | 3.1589 | -0.3927 | 0.82267 | -0.67372 | 0 | 0 | 0 | 0 | 0 | 0 | 0 | 0 | 0 | 0 | 0 | 0 | 0 | 0 | 0 | 0 | 0 | 0 | 0 | 0 | 0 | 0 | 0 | 0 | 0 | 0
v5.10_MeasureAssessmentTemplate_Commercial_All | Gas Boiler Water Heat - SEG Retail - Consensing Gas Water Heating Boiler (>= 90% EF) | Water Heat | Gas Boiler Water Heat | New | Gas Boiler Water Heat | Commercial | Medium Retail | Firm | Sales | Commercial | 0.63429 | 1 | 2.0798 | 3.1589 | -0.3927 | 0.82267 | -0.67372 | 0 | 0 | 0 | 0 | 0 | 0 | 0 | 0 | 0 | 0 | 0 | 0 | 0 | 0 | 0 | 0 | 0 | 0 | 0 | 0 | 0 | 0 | 0 | 0 | 0 | 0
v5.10_MeasureAssessmentTemplate_Commercial_All | Gas Boiler Water Heat - SEG Retail - Consensing Gas Water Heating Boiler (>= 90% EF) | Water Heat | Gas Boiler Water Heat | New | Gas Boiler Water Heat | Commercial | Medium Retail | Firm | Sales | Industrial | 0.63429 | 1 | 2.0798 | 3.1589 | -0.3927 | 0.82267 | -0.67372 | 0 | 0 | 0 | 0 | 0 | 0 | 0 | 0 | 0 | 0 | 0 | 0 | 0 | 0 | 0 | 0 | 0 | 0 | 0 | 0 | 0 | 0 | 0 | 0 | 0 | 0
v5.10_MeasureAssessmentTemplate_Commercial_All | Gas Boiler Water Heat - SEG Retail - Consensing Gas Water Heating Boiler (>= 90% EF) | Water Heat | Gas Boiler Water Heat | New | Gas Boiler Water Heat | Commercial | Small Retail | Firm | Sales | Commercial | 0.63429 | 1 | 2.0798 | 3.1589 | -0.3927 | 0.82267 | -0.67372 | 0 | 0 | 0 | 0 | 0 | 0 | 0 | 0 | 0 | 0 | 0 | 0 | 0 | 0 | 0 | 0 | 0 | 0 | 0 | 0 | 0 | 0 | 0 | 0 | 0 | 0
v5.10_MeasureAssessmentTemplate_Commercial_All | Gas Boiler Water Heat - SEG School - Consensing Gas Water Heating Boiler (>= 90% EF) | Water Heat | Gas Boiler Water Heat | NR | Gas Boiler Water Heat | Commercial | School K-12 | Firm | Sales | Commercial | 0.53143 | 1 | 1.849 | 3.1598 | -0.28972 | 0.92565 | -0.67372 | 0.00013188 | 0.00020241 | 0.00044104 | 0.00082815 | 0.0014141 | 0.0022512 | 0.0033867 | 0.0048546 | 0.006665 | 0.0087934 | 0.011173 | 0.013696 | 0.016219 | 0.018585 | 0.020652 | 0.022319 | 0.023548 | 0.024432 | 0.024888 | 0.025241 | 0.031242 | 0.032272 | 0.032219 | 0.032123 | 0.031971 | 0.38955
v5.10_MeasureAssessmentTemplate_Commercial_All | Gas Boiler Water Heat - SEG School - Consensing Gas Water Heating Boiler (>= 90% EF) | Water Heat | Gas Boiler Water Heat | New | Gas Boiler Water Heat | Commercial | School K-12 | Firm | Sales | Commercial | 0.53143 | 1 | 1.849 | 3.1598 | -0.28972 | 0.92565 | -0.67372 | 2.9914e-05 | 5.4529e-05 | 0.00012015 | 0.00022816 | 0.000394 | 0.00063432 | 0.00096511 | 0.0013992 | 0.0019428 | 0.0025925 | 0.0033319 | 0.0041309 | 0.004948 | 0.005735 | 0.0064462 | 0.0070471 | 0.0075211 | 0.0078937 | 0.0081345 | 0.0083458 | 0.0084591 | 0.0085398 | 0.0086214 | 0.008704 | 0.0087875 | 0.11501
v5.10_MeasureAssessmentTemplate_Commercial_All | Gas Boiler Water Heat - SEG Supermarket - Consensing Gas Water Heating Boiler (>= 90% EF) | Water Heat | Gas Boiler Water Heat | NR | Gas Boiler Water Heat | Commercial | Supermarket | Firm | Sales | Commercial | 0.63429 | 1 | 2.0798 | 3.1589 | -0.3927 | 0.82267 | -0.67372 | 0.0010397 | 0.0015916 | 0.0034589 | 0.0064778 | 0.011032 | 0.017517 | 0.026283 | 0.037576 | 0.051453 | 0.067706 | 0.085806 | 0.1049 | 0.1239 | 0.1416 | 0.15694 | 0.16916 | 0.17801 | 0.1842 | 0.18715 | 0.18931 | 0.2361 | 0.25456 | 0.25349 | 0.25204 | 0.25007 | 2.9914
v5.10_MeasureAssessmentTemplate_Commercial_All | Gas Boiler Water Heat - SEG Supermarket - Consensing Gas Water Heating Boiler (>= 90% EF) | Water Heat | Gas Boiler Water Heat | NR | Gas Boiler Water Heat | Commercial | Supermarket | Firm | Transport | Commercial | 0.63429 | 1 | 2.0798 | 1.9798 | -0.3927 | 0.46729 | -0.53072 | 0.00016401 | 0.00025107 | 0.00054563 | 0.0010218 | 0.0017403 | 0.0027632 | 0.004146 | 0.0059274 | 0.0081165 | 0.01068 | 0.013535 | 0.016548 | 0.019544 | 0.022337 | 0.024756 | 0.026684 | 0.02808 | 0.029057 | 0.029522 | 0.029862 | 0.037244 | 0.040156 | 0.039987 | 0.039759 | 0.039447 | 0.47187
v5.10_MeasureAssessmentTemplate_Commercial_All | Gas Boiler Water Heat - SEG Supermarket - Consensing Gas Water Heating Boiler (>= 90% EF) | Water Heat | Gas Boiler Water Heat | New | Gas Boiler Water Heat | Commercial | Supermarket | Firm | Sales | Commercial | 0.63429 | 1 | 2.0798 | 3.1589 | -0.3927 | 0.82267 | -0.67372 | 0.00023584 | 0.00051371 | 0.001129 | 0.0021384 | 0.0036835 | 0.0059154 | 0.008978 | 0.012984 | 0.017986 | 0.023943 | 0.030699 | 0.037973 | 0.045379 | 0.052478 | 0.058854 | 0.064197 | 0.068366 | 0.071597 | 0.073624 | 0.075378 | 0.076242 | 0.076811 | 0.077388 | 0.077973 | 0.078565 | 1.043
v5.10_MeasureAssessmentTemplate_Commercial_All | Gas Boiler Water Heat - SEG Supermarket - Consensing Gas Water Heating Boiler (>= 90% EF) | Water Heat | Gas Boiler Water Heat | New | Gas Boiler Water Heat | Commercial | Supermarket | Firm | Transport | Commercial | 0.63429 | 1 | 2.0798 | 1.9798 | -0.3927 | 0.46729 | -0.53072 | 3.7203e-05 | 8.1035e-05 | 0.00017809 | 0.00033732 | 0.00058105 | 0.00093312 | 0.0014162 | 0.0020482 | 0.0028372 | 0.0037769 | 0.0048426 | 0.0059901 | 0.0071584 | 0.0082782 | 0.009284 | 0.010127 | 0.010784 | 0.011294 | 0.011614 | 0.011891 | 0.012027 | 0.012117 | 0.012208 | 0.0123 | 0.012393 | 0.16453
v5.10_MeasureAssessmentTemplate_Commercial_All | Gas Furnace - SEG All - Condensing Furnace(>=95 AFUE) | HVAC | Gas Furnace | NR | Gas Furnace - Condensing | Commercial | Assembly | Firm | Sales | Commercial | 0.82 | 1 | 2.8161 | 5.4114 | -1.3634 | 1.0408 | -1.8626 | 0.013854 | 0.025952 | 0.044211 | 0.07021 | 0.10537 | 0.15068 | 0.20638 | 0.27164 | 0.34433 | 0.42107 | 0.49743 | 0.56864 | 0.63036 | 0.67962 | 0.71533 | 0.74039 | 0.75243 | 0.76128 | 0.76091 | 0.7575 | 0.9381 | 1.0036 | 0.99608 | 0.9859 | 0.97255 | 13.4139
v5.10_MeasureAssessmentTemplate_Commercial_All | Gas Furnace - SEG All - Condensing Furnace(>=95 AFUE) | HVAC | Gas Furnace | NR | Gas Furnace - Condensing | Commercial | Extra Large Retail | Firm | Sales | Commercial | 0.82 | 1 | 2.8161 | 5.4114 | -1.3634 | 1.0408 | -1.8626 | 0.0080357 | 0.015051 | 0.025637 | 0.040709 | 0.06109 | 0.087349 | 0.11962 | 0.15743 | 0.19954 | 0.24397 | 0.28819 | 0.3294 | 0.36512 | 0.39361 | 0.41424 | 0.42871 | 0.43562 | 0.4407 | 0.44043 | 0.43841 | 0.54312 | 0.58214 | 0.57767 | 0.57168 | 0.56384 | 7.7713
v5.10_MeasureAssessmentTemplate_Commercial_All | Gas Furnace - SEG All - Condensing Furnace(>=95 AFUE) | HVAC | Gas Furnace | NR | Gas Furnace - Condensing | Commercial | Extra Large Retail | Firm | Transport | Commercial | 0.82 | 1 | 2.8161 | 4.1746 | -1.3634 | 0.46729 | -1.7196 | 0.00079486 | 0.0014888 | 0.0025359 | 0.0040268 | 0.0060427 | 0.0086402 | 0.011833 | 0.015572 | 0.019737 | 0.024133 | 0.028506 | 0.032583 | 0.036116 | 0.038934 | 0.040975 | 0.042406 | 0.04309 | 0.043592 | 0.043566 | 0.043366 | 0.053723 | 0.057583 | 0.057141 | 0.056548 | 0.055773 | 0.76871
v5.10_MeasureAssessmentTemplate_Commercial_All | Gas Furnace - SEG All - Condensing Furnace(>=95 AFUE) | HVAC | Gas Furnace | NR | Gas Furnace - Condensing | Commercial | Hospital | Firm | Sales | Commercial | 0.82 | 1 | 2.8161 | 5.4114 | -1.3634 | 1.0408 | -1.8626 | 1.0262e-05 | 1.923e-05 | 3.2771e-05 | 5.2064e-05 | 7.8169e-05 | 0.00011183 | 0.00015322 | 0.00020174 | 0.00025583 | 0.00031297 | 0.00036987 | 0.00042298 | 0.00046908 | 0.00050593 | 0.00053272 | 0.0005516 | 0.00056078 | 0.0005676 | 0.00056754 | 0.00056522 | 0.00069919 | 0.00074336 | 0.00073809 | 0.00073094 | 0.00072148 | 0.0099745
v5.10_MeasureAssessmentTemplate_Commercial_All | Gas Furnace - SEG All - Condensing Furnace(>=95 AFUE) | HVAC | Gas Furnace | NR | Gas Furnace - Condensing | Commercial | Hospital | Firm | Transport | Commercial | 0.82 | 1 | 2.8161 | 4.1746 | -1.3634 | 0.46729 | -1.7196 | 5.3979e-06 | 1.0115e-05 | 1.7238e-05 | 2.7387e-05 | 4.1118e-05 | 5.8823e-05 | 8.0597e-05 | 0.00010612 | 0.00013457 | 0.00016463 | 0.00019456 | 0.0002225 | 0.00024675 | 0.00026613 | 0.00028022 | 0.00029015 | 0.00029498 | 0.00029857 | 0.00029854 | 0.00029732 | 0.00036779 | 0.00039102 | 0.00038825 | 0.00038449 | 0.00037951 | 0.0052468
v5.10_MeasureAssessmentTemplate_Commercial_All | Gas Furnace - SEG All - Condensing Furnace(>=95 AFUE) | HVAC | Gas Furnace | NR | Gas Furnace - Condensing | Commercial | Hospital | Interruptible | Sales | Commercial | 0.82 | 1 | 1.4106 | 2.7106 | 0.09958 | 0.46729 | -0.39962 | 5.3829e-06 | 1.0087e-05 | 1.7191e-05 | 2.7311e-05 | 4.1004e-05 | 5.8659e-05 | 8.0373e-05 | 0.00010583 | 0.0001342 | 0.00016417 | 0.00019402 | 0.00022188 | 0.00024606 | 0.00026539 | 0.00027944 | 0.00028935 | 0.00029416 | 0.00029774 | 0.00029771 | 0.00029649 | 0.00036677 | 0.00038994 | 0.00038717 | 0.00038342 | 0.00037846 | 0.0052322
v5.10_MeasureAssessmentTemplate_Commercial_All | Gas Furnace - SEG All - Condensing Furnace(>=95 AFUE) | HVAC | Gas Furnace | NR | Gas Furnace - Condensing | Commercial | Large Office | Firm | Sales | Commercial | 0.82 | 1 | 2.8161 | 5.4114 | -1.3634 | 1.0408 | -1.8626 | 0.088379 | 0.1658 | 0.28287 | 0.44989 | 0.67621 | 0.96843 | 1.3284 | 1.751 | 2.2229 | 2.7224 | 3.2209 | 3.6874 | 4.0938 | 4.4203 | 4.6595 | 4.83 | 4.9158 | 4.9811 | 4.9861 | 4.9711 | 6.13 | 6.4033 | 6.3663 | 6.314 | 6.2432 | 86.8793
v5.10_MeasureAssessmentTemplate_Commercial_All | Gas Furnace - SEG All - Condensing Furnace(>=95 AFUE) | HVAC | Gas Furnace | NR | Gas Furnace - Condensing | Commercial | Large Office | Firm | Sales | Industrial | 0.82 | 1 | 2.8161 | 5.4114 | -1.3634 | 1.0408 | -1.8626 | 0.00083139 | 0.0015597 | 0.002661 | 0.0042322 | 0.0063612 | 0.0091102 | 0.012496 | 0.016472 | 0.020911 | 0.02561 | 0.030299 | 0.034688 | 0.038511 | 0.041583 | 0.043833 | 0.045436 | 0.046244 | 0.046858 | 0.046905 | 0.046764 | 0.057666 | 0.060236 | 0.059889 | 0.059397 | 0.058731 | 0.81728
v5.10_MeasureAssessmentTemplate_Commercial_All | Gas Furnace - SEG All - Condensing Furnace(>=95 AFUE) | HVAC | Gas Furnace | NR | Gas Furnace - Condensing | Commercial | Large Retail | Firm | Sales | Commercial | 0.82 | 1 | 2.8161 | 5.4114 | -1.3634 | 1.0408 | -1.8626 | 0.0024168 | 0.0045267 | 0.0077105 | 0.012244 | 0.018373 | 0.026271 | 0.035977 | 0.047347 | 0.060012 | 0.073377 | 0.086675 | 0.099071 | 0.10981 | 0.11838 | 0.12459 | 0.12894 | 0.13102 | 0.13254 | 0.13246 | 0.13185 | 0.16335 | 0.17508 | 0.17374 | 0.17194 | 0.16958 | 2.3373
v5.10_MeasureAssessmentTemplate_Commercial_All | Gas Furnace - SEG All - Condensing Furnace(>=95 AFUE) | HVAC | Gas Furnace | NR | Gas Furnace - Condensing | Commercial | Lodging | Firm | Sales | Commercial | 0.82 | 1 | 2.8161 | 5.4114 | -1.3634 | 1.0408 | -1.8626 | 0.0081995 | 0.015372 | 0.026207 | 0.041651 | 0.06256 | 0.089532 | 0.12272 | 0.16165 | 0.20508 | 0.25098 | 0.29673 | 0.33947 | 0.37662 | 0.40637 | 0.42806 | 0.44341 | 0.45097 | 0.45664 | 0.45678 | 0.45509 | 0.5623 | 0.59398 | 0.59005 | 0.58465 | 0.57745 | 8.0025
v5.10_MeasureAssessmentTemplate_Commercial_All | Gas Furnace - SEG All - Condensing Furnace(>=95 AFUE) | HVAC | Gas Furnace | NR | Gas Furnace - Condensing | Commercial | Medium Office | Firm | Sales | Commercial | 0.82 | 1 | 2.8161 | 5.4114 | -1.3634 | 1.0408 | -1.8626 | 0.084001 | 0.15759 | 0.26885 | 0.4276 | 0.64271 | 0.92045 | 1.2626 | 1.6642 | 2.1128 | 2.5875 | 3.0613 | 3.5048 | 3.891 | 4.2013 | 4.4287 | 4.5907 | 4.6723 | 4.7343 | 4.7391 | 4.7248 | 5.8263 | 6.086 | 6.0509 | 6.0012 | 5.9339 | 82.575
v5.10_MeasureAssessmentTemplate_Commercial_All | Gas Furnace - SEG All - Condensing Furnace(>=95 AFUE) | HVAC | Gas Furnace | NR | Gas Furnace - Condensing | Commercial | Medium Retail | Firm | Sales | Commercial | 0.82 | 1 | 2.8161 | 5.4114 | -1.3634 | 1.0408 | -1.8626 | 0.0038045 | 0.0071258 | 0.012138 | 0.019274 | 0.028923 | 0.041355 | 0.056635 | 0.074533 | 0.094469 | 0.11551 | 0.13644 | 0.15595 | 0.17286 | 0.18635 | 0.19612 | 0.20297 | 0.20624 | 0.20865 | 0.20852 | 0.20756 | 0.25714 | 0.27561 | 0.2735 | 0.27066 | 0.26695 | 3.6793
v5.10_MeasureAssessmentTemplate_Commercial_All | Gas Furnace - SEG All - Condensing Furnace(>=95 AFUE) | HVAC | Gas Furnace | NR | Gas Furnace - Condensing | Commercial | Medium Retail | Firm | Sales | Industrial | 0.82 | 1 | 2.8161 | 5.4114 | -1.3634 | 1.0408 | -1.8626 | 1.2241e-05 | 2.2927e-05 | 3.9053e-05 | 6.2012e-05 | 9.3058e-05 | 0.00013306 | 0.00018222 | 0.00023981 | 0.00030395 | 0.00037165 | 0.000439 | 0.00050178 | 0.00055619 | 0.00059958 | 0.00063102 | 0.00065305 | 0.00066359 | 0.00067132 | 0.00067091 | 0.00066783 | 0.00082733 | 0.00088677 | 0.00087997 | 0.00087084 | 0.0008589 | 0.011838
v5.10_MeasureAssessmentTemplate_Commercial_All | Gas Furnace - SEG All - Condensing Furnace(>=95 AFUE) | HVAC | Gas Furnace | NR | Gas Furnace - Condensing | Commercial | Other | Firm | Sales | Commercial | 0.82 | 1 | 2.8161 | 5.4114 | -1.3634 | 1.0408 | -1.8626 | 0.0029044 | 0.005416 | 0.0091844 | 0.01452 | 0.021692 | 0.03088 | 0.042102 | 0.055162 | 0.069609 | 0.084735 | 0.099649 | 0.1134 | 0.12514 | 0.1343 | 0.14072 | 0.14499 | 0.14668 | 0.14773 | 0.14699 | 0.14567 | 0.18293 | 0.2112 | 0.20848 | 0.20509 | 0.20088 | 2.69
v5.10_MeasureAssessmentTemplate_Commercial_All | Gas Furnace - SEG All - Condensing Furnace(>=95 AFUE) | HVAC | Gas Furnace | NR | Gas Furnace - Condensing | Commercial | Restaurant | Firm | Sales | Commercial | 0.82 | 1 | 2.8161 | 5.4114 | -1.3634 | 1.0408 | -1.8626 | 0.025642 | 0.047816 | 0.081086 | 0.12819 | 0.19151 | 0.27263 | 0.3717 | 0.48701 | 0.61455 | 0.7481 | 0.87976 | 1.0011 | 1.1048 | 1.1857 | 1.2424 | 1.2801 | 1.295 | 1.3043 | 1.2977 | 1.286 | 1.615 | 1.8646 | 1.8406 | 1.8107 | 1.7735 | 23.7494
v5.10_MeasureAssessmentTemplate_Commercial_All | Gas Furnace - SEG All - Condensing Furnace(>=95 AFUE) | HVAC | Gas Furnace | NR | Gas Furnace - Condensing | Commercial | School K-12 | Firm | Sales | Commercial | 0.82 | 1 | 2.8161 | 5.4114 | -1.3634 | 1.0408 | -1.8626 | 0.35988 | 0.67575 | 1.1539 | 1.8369 | 2.7635 | 3.9613 | 5.4385 | 7.1753 | 9.1174 | 11.1759 | 13.2344 | 15.1651 | 16.8516 | 18.2121 | 19.215 | 19.9358 | 20.3084 | 20.5966 | 20.6359 | 20.5926 | 25.329 | 26.0856 | 25.9629 | 25.7814 | 25.5285 | 357.0934
v5.10_MeasureAssessmentTemplate_Commercial_All | Gas Furnace - SEG All - Condensing Furnace(>=95 AFUE) | HVAC | Gas Furnace | NR | Gas Furnace - Condensing | Commercial | Small Office | Firm | Sales | Commercial | 0.82 | 1 | 2.8161 | 5.4114 | -1.3634 | 1.0408 | -1.8626 | 0.12164 | 0.2282 | 0.38932 | 0.6192 | 0.93068 | 1.3329 | 1.8283 | 2.4099 | 3.0595 | 3.7469 | 4.433 | 5.0751 | 5.6344 | 6.0838 | 6.4131 | 6.6476 | 6.7658 | 6.8556 | 6.8625 | 6.8419 | 8.4369 | 8.813 | 8.7621 | 8.6902 | 8.5927 | 119.5742
v5.10_MeasureAssessmentTemplate_Commercial_All | Gas Furnace - SEG All - Condensing Furnace(>=95 AFUE) | HVAC | Gas Furnace | NR | Gas Furnace - Condensing | Commercial | Small Retail | Firm | Sales | Commercial | 0.82 | 1 | 2.8161 | 5.4114 | -1.3634 | 1.0408 | -1.8626 | 0.0058121 | 0.010886 | 0.018543 | 0.029444 | 0.044185 | 0.063177 | 0.08652 | 0.11386 | 0.14432 | 0.17646 | 0.20844 | 0.23825 | 0.26408 | 0.28469 | 0.29961 | 0.31007 | 0.31508 | 0.31875 | 0.31856 | 0.31709 | 0.39282 | 0.42105 | 0.41782 | 0.41348 | 0.40781 | 5.6208
v5.10_MeasureAssessmentTemplate_Commercial_All | Gas Furnace - SEG All - Condensing Furnace(>=95 AFUE) | HVAC | Gas Furnace | NR | Gas Furnace - Condensing | Commercial | Supermarket | Firm | Sales | Commercial | 0.82 | 1 | 2.8161 | 5.4114 | -1.3634 | 1.0408 | -1.8626 | 0 | 0 | 0 | 0 | 0 | 0 | 0 | 0 | 0 | 0 | 0 | 0 | 0 | 0 | 0 | 0 | 0 | 0 | 0 | 0 | 0 | 0 | 0 | 0 | 0 | 0
v5.10_MeasureAssessmentTemplate_Commercial_All | Gas Furnace - SEG All - Condensing Furnace(>=95 AFUE) | HVAC | Gas Furnace | NR | Gas Furnace - Condensing | Commercial | Supermarket | Firm | Transport | Commercial | 0.82 | 1 | 2.8161 | 4.1746 | -1.3634 | 0.46729 | -1.7196 | 0 | 0 | 0 | 0 | 0 | 0 | 0 | 0 | 0 | 0 | 0 | 0 | 0 | 0 | 0 | 0 | 0 | 0 | 0 | 0 | 0 | 0 | 0 | 0 | 0 | 0
v5.10_MeasureAssessmentTemplate_Commercial_All | Gas Furnace - SEG All - Condensing Furnace(>=95 AFUE) | HVAC | Gas Furnace | New | Gas Furnace - Condensing | Commercial | Assembly | Firm | Sales | Commercial | 0.82 | 1 | 2.8161 | 5.4114 | -1.3634 | 1.0408 | -1.8626 | 0.0031426 | 0.0082526 | 0.014217 | 0.022835 | 0.034661 | 0.050134 | 0.069454 | 0.09247 | 0.11858 | 0.14669 | 0.17532 | 0.20277 | 0.22743 | 0.2481 | 0.26424 | 0.27676 | 0.28462 | 0.29143 | 0.2948 | 0.29703 | 0.29929 | 0.30158 | 0.3039 | 0.30625 | 0.30863 | 4.6426
v5.10_MeasureAssessmentTemplate_Commercial_All | Gas Furnace - SEG All - Condensing Furnace(>=95 AFUE) | HVAC | Gas Furnace | New | Gas Furnace - Condensing | Commercial | Extra Large Retail | Firm | Sales | Commercial | 0.82 | 1 | 2.8161 | 5.4114 | -1.3634 | 1.0408 | -1.8626 | 0.0018227 | 0.0048209 | 0.0083044 | 0.013336 | 0.020241 | 0.029274 | 0.040551 | 0.053983 | 0.069216 | 0.085618 | 0.10232 | 0.11832 | 0.1327 | 0.14475 | 0.15415 | 0.16144 | 0.16601 | 0.16997 | 0.17191 | 0.1732 | 0.1745 | 0.17582 | 0.17716 | 0.17851 | 0.17988 | 2.7078
v5.10_MeasureAssessmentTemplate_Commercial_All | Gas Furnace - SEG All - Condensing Furnace(>=95 AFUE) | HVAC | Gas Furnace | New | Gas Furnace - Condensing | Commercial | Extra Large Retail | Firm | Transport | Commercial | 0.82 | 1 | 2.8161 | 4.1746 | -1.3634 | 0.46729 | -1.7196 | 0.0001803 | 0.00047686 | 0.00082144 | 0.0013192 | 0.0020022 | 0.0028956 | 0.0040111 | 0.0053397 | 0.0068466 | 0.008469 | 0.010121 | 0.011704 | 0.013126 | 0.014318 | 0.015248 | 0.015969 | 0.016421 | 0.016812 | 0.017005 | 0.017132 | 0.017261 | 0.017391 | 0.017524 | 0.017658 | 0.017793 | 0.26785
v5.10_MeasureAssessmentTemplate_Commercial_All | Gas Furnace - SEG All - Condensing Furnace(>=95 AFUE) | HVAC | Gas Furnace | New | Gas Furnace - Condensing | Commercial | Hospital | Firm | Sales | Commercial | 0.82 | 1 | 2.8161 | 5.4114 | -1.3634 | 1.0408 | -1.8626 | 2.3277e-06 | 5.9632e-06 | 1.0277e-05 | 1.6513e-05 | 2.5074e-05 | 3.628e-05 | 5.0281e-05 | 6.6967e-05 | 8.5904e-05 | 0.00010631 | 0.0001271 | 0.00014705 | 0.00016499 | 0.00018005 | 0.00019182 | 0.00020098 | 0.00020675 | 0.00021177 | 0.00021428 | 0.00021597 | 0.00021768 | 0.00021941 | 0.00022116 | 0.00022294 | 0.00022474 | 0.0033726
v5.10_MeasureAssessmentTemplate_Commercial_All | Gas Furnace - SEG All - Condensing Furnace(>=95 AFUE) | HVAC | Gas Furnace | New | Gas Furnace - Condensing | Commercial | Hospital | Firm | Transport | Commercial | 0.82 | 1 | 2.8161 | 4.1746 | -1.3634 | 0.46729 | -1.7196 | 1.2244e-06 | 3.1368e-06 | 5.406e-06 | 8.686e-06 | 1.319e-05 | 1.9084e-05 | 2.6449e-05 | 3.5226e-05 | 4.5187e-05 | 5.592e-05 | 6.6857e-05 | 7.7351e-05 | 8.6788e-05 | 9.4709e-05 | 0.0001009 | 0.00010572 | 0.00010876 | 0.00011139 | 0.00011272 | 0.0001136 | 0.0001145 | 0.00011541 | 0.00011634 | 0.00011727 | 0.00011822 | 0.0017741
v5.10_MeasureAssessmentTemplate_Commercial_All | Gas Furnace - SEG All - Condensing Furnace(>=95 AFUE) | HVAC | Gas Furnace | New | Gas Furnace - Condensing | Commercial | Hospital | Interruptible | Sales | Commercial | 0.82 | 1 | 1.4106 | 2.7106 | 0.09958 | 0.46729 | -0.39962 | 1.221e-06 | 3.1281e-06 | 5.391e-06 | 8.6619e-06 | 1.3153e-05 | 1.9031e-05 | 2.6375e-05 | 3.5128e-05 | 4.5062e-05 | 5.5765e-05 | 6.6672e-05 | 7.7137e-05 | 8.6547e-05 | 9.4446e-05 | 0.00010062 | 0.00010542 | 0.00010845 | 0.00011108 | 0.0001124 | 0.00011329 | 0.00011419 | 0.00011509 | 0.00011601 | 0.00011695 | 0.00011789 | 0.0017691
v5.10_MeasureAssessmentTemplate_Commercial_All | Gas Furnace - SEG All - Condensing Furnace(>=95 AFUE) | HVAC | Gas Furnace | New | Gas Furnace - Condensing | Commercial | Large Office | Firm | Sales | Commercial | 0.82 | 1 | 2.8161 | 5.4114 | -1.3634 | 1.0408 | -1.8626 | 0.020047 | 0.0477 | 0.082297 | 0.13237 | 0.20122 | 0.29145 | 0.40433 | 0.53906 | 0.6922 | 0.85748 | 1.0262 | 1.1884 | 1.3347 | 1.4579 | 1.5547 | 1.6304 | 1.6788 | 1.7211 | 1.7431 | 1.7584 | 1.7739 | 1.7895 | 1.8054 | 1.8214 | 1.8376 | 27.3898
v5.10_MeasureAssessmentTemplate_Commercial_All | Gas Furnace - SEG All - Condensing Furnace(>=95 AFUE) | HVAC | Gas Furnace | New | Gas Furnace - Condensing | Commercial | Large Office | Firm | Sales | Industrial | 0.82 | 1 | 2.8161 | 5.4114 | -1.3634 | 1.0408 | -1.8626 | 0.00018858 | 0.00044872 | 0.00077417 | 0.0012452 | 0.0018929 | 0.0027417 | 0.0038036 | 0.005071 | 0.0065116 | 0.0080664 | 0.0096536 | 0.01118 | 0.012556 | 0.013715 | 0.014625 | 0.015338 | 0.015793 | 0.016191 | 0.016398 | 0.016541 | 0.016687 | 0.016834 | 0.016983 | 0.017134 | 0.017287 | 0.25766
v5.10_MeasureAssessmentTemplate_Commercial_All | Gas Furnace - SEG All - Condensing Furnace(>=95 AFUE) | HVAC | Gas Furnace | New | Gas Furnace - Condensing | Commercial | Large Retail | Firm | Sales | Commercial | 0.82 | 1 | 2.8161 | 5.4114 | -1.3634 | 1.0408 | -1.8626 | 0.0005482 | 0.0014499 | 0.0024976 | 0.004011 | 0.0060877 | 0.0088042 | 0.012196 | 0.016236 | 0.020817 | 0.02575 | 0.030773 | 0.035587 | 0.039911 | 0.043535 | 0.046362 | 0.048554 | 0.049929 | 0.051118 | 0.051704 | 0.052091 | 0.052482 | 0.052879 | 0.053281 | 0.053688 | 0.054101 | 0.81439
v5.10_MeasureAssessmentTemplate_Commercial_All | Gas Furnace - SEG All - Condensing Furnace(>=95 AFUE) | HVAC | Gas Furnace | New | Gas Furnace - Condensing | Commercial | Lodging | Firm | Sales | Commercial | 0.82 | 1 | 2.8161 | 5.4114 | -1.3634 | 1.0408 | -1.8626 | 0.0018599 | 0.0046414 | 0.0080023 | 0.012863 | 0.019539 | 0.028282 | 0.039211 | 0.052243 | 0.067041 | 0.082995 | 0.099263 | 0.11488 | 0.12895 | 0.14076 | 0.15002 | 0.15723 | 0.1618 | 0.16578 | 0.16781 | 0.16918 | 0.17058 | 0.17199 | 0.17342 | 0.17486 | 0.17633 | 2.6395
v5.10_MeasureAssessmentTemplate_Commercial_All | Gas Furnace - SEG All - Condensing Furnace(>=95 AFUE) | HVAC | Gas Furnace | New | Gas Furnace - Condensing | Commercial | Medium Office | Firm | Sales | Commercial | 0.82 | 1 | 2.8161 | 5.4114 | -1.3634 | 1.0408 | -1.8626 | 0.019054 | 0.045337 | 0.078219 | 0.12581 | 0.19125 | 0.27701 | 0.3843 | 0.51236 | 0.65791 | 0.81499 | 0.97536 | 1.1296 | 1.2686 | 1.3857 | 1.4777 | 1.5496 | 1.5957 | 1.6358 | 1.6568 | 1.6713 | 1.686 | 1.7009 | 1.7159 | 1.7312 | 1.7466 | 26.0328
v5.10_MeasureAssessmentTemplate_Commercial_All | Gas Furnace - SEG All - Condensing Furnace(>=95 AFUE) | HVAC | Gas Furnace | New | Gas Furnace - Condensing | Commercial | Medium Retail | Firm | Sales | Commercial | 0.82 | 1 | 2.8161 | 5.4114 | -1.3634 | 1.0408 | -1.8626 | 0.00086297 | 0.0022824 | 0.0039317 | 0.006314 | 0.0095831 | 0.013859 | 0.019199 | 0.025558 | 0.03277 | 0.040535 | 0.048442 | 0.05602 | 0.062827 | 0.068531 | 0.072982 | 0.076432 | 0.078596 | 0.080469 | 0.081392 | 0.082 | 0.082616 | 0.083241 | 0.083874 | 0.084515 | 0.085165 | 1.282
v5.10_MeasureAssessmentTemplate_Commercial_All | Gas Furnace - SEG All - Condensing Furnace(>=95 AFUE) | HVAC | Gas Furnace | New | Gas Furnace - Condensing | Commercial | Medium Retail | Firm | Sales | Industrial | 0.82 | 1 | 2.8161 | 5.4114 | -1.3634 | 1.0408 | -1.8626 | 2.7766e-06 | 7.3437e-06 | 1.265e-05 | 2.0315e-05 | 3.0834e-05 | 4.4593e-05 | 6.1771e-05 | 8.2232e-05 | 0.00010544 | 0.00013042 | 0.00015586 | 0.00018024 | 0.00020214 | 0.0002205 | 0.00023482 | 0.00024592 | 0.00025288 | 0.00025891 | 0.00026188 | 0.00026383 | 0.00026582 | 0.00026783 | 0.00026986 | 0.00027193 | 0.00027402 | 0.0041248
v5.10_MeasureAssessmentTemplate_Commercial_All | Gas Furnace - SEG All - Condensing Furnace(>=95 AFUE) | HVAC | Gas Furnace | New | Gas Furnace - Condensing | Commercial | Other | Firm | Sales | Commercial | 0.82 | 1 | 2.8161 | 5.4114 | -1.3634 | 1.0408 | -1.8626 | 0.00065881 | 0.0022234 | 0.0038133 | 0.0060976 | 0.0092153 | 0.013271 | 0.018308 | 0.024272 | 0.030995 | 0.038186 | 0.045454 | 0.05236 | 0.058495 | 0.063564 | 0.067437 | 0.070363 | 0.072091 | 0.073543 | 0.074121 | 0.074413 | 0.074713 | 0.075021 | 0.075337 | 0.075661 | 0.075994 | 1.1756
v5.10_MeasureAssessmentTemplate_Commercial_All | Gas Furnace - SEG All - Condensing Furnace(>=95 AFUE) | HVAC | Gas Furnace | New | Gas Furnace - Condensing | Commercial | Restaurant | Firm | Sales | Commercial | 0.82 | 1 | 2.8161 | 5.4114 | -1.3634 | 1.0408 | -1.8626 | 0.0058164 | 0.01963 | 0.033666 | 0.053834 | 0.081359 | 0.11717 | 0.16163 | 0.21429 | 0.27364 | 0.33713 | 0.4013 | 0.46227 | 0.51643 | 0.56118 | 0.59538 | 0.62121 | 0.63647 | 0.64928 | 0.65439 | 0.65697 | 0.65961 | 0.66233 | 0.66512 | 0.66798 | 0.67092 | 10.379
v5.10_MeasureAssessmentTemplate_Commercial_All | Gas Furnace - SEG All - Condensing Furnace(>=95 AFUE) | HVAC | Gas Furnace | New | Gas Furnace - Condensing | Commercial | School K-12 | Firm | Sales | Commercial | 0.82 | 1 | 2.8161 | 5.4114 | -1.3634 | 1.0408 | -1.8626 | 0.081632 | 0.18205 | 0.31436 | 0.50608 | 0.76995 | 1.1162 | 1.5498 | 2.068 | 2.6577 | 3.2949 | 3.9464 | 4.574 | 5.141 | 5.6199 | 5.9977 | 6.2946 | 6.4863 | 6.6546 | 6.7447 | 6.8087 | 6.8736 | 6.9391 | 7.0055 | 7.0725 | 7.1404 | 105.8397
v5.10_MeasureAssessmentTemplate_Commercial_All | Gas Furnace - SEG All - Condensing Furnace(>=95 AFUE) | HVAC | Gas Furnace | New | Gas Furnace - Condensing | Commercial | Small Office | Firm | Sales | Commercial | 0.82 | 1 | 2.8161 | 5.4114 | -1.3634 | 1.0408 | -1.8626 | 0.027591 | 0.06565 | 0.11327 | 0.18218 | 0.27694 | 0.40113 | 0.55649 | 0.74193 | 0.9527 | 1.1802 | 1.4124 | 1.6357 | 1.837 | 2.0066 | 2.1398 | 2.244 | 2.3106 | 2.3688 | 2.3991 | 2.4201 | 2.4414 | 2.463 | 2.4848 | 2.5068 | 2.5292 | 37.6972
v5.10_MeasureAssessmentTemplate_Commercial_All | Gas Furnace - SEG All - Condensing Furnace(>=95 AFUE) | HVAC | Gas Furnace | New | Gas Furnace - Condensing | Commercial | Small Retail | Firm | Sales | Commercial | 0.82 | 1 | 2.8161 | 5.4114 | -1.3634 | 1.0408 | -1.8626 | 0.0013183 | 0.0034868 | 0.0060064 | 0.0096459 | 0.01464 | 0.021173 | 0.029329 | 0.039044 | 0.050062 | 0.061925 | 0.074004 | 0.085581 | 0.09598 | 0.10469 | 0.11149 | 0.11676 | 0.12007 | 0.12293 | 0.12434 | 0.12527 | 0.12621 | 0.12717 | 0.12813 | 0.12911 | 0.13011 | 1.9585
v5.10_MeasureAssessmentTemplate_Commercial_All | Gas Furnace - SEG All - Condensing Furnace(>=95 AFUE) | HVAC | Gas Furnace | New | Gas Furnace - Condensing | Commercial | Supermarket | Firm | Sales | Commercial | 0.82 | 1 | 2.8161 | 5.4114 | -1.3634 | 1.0408 | -1.8626 | 0 | 0 | 0 | 0 | 0 | 0 | 0 | 0 | 0 | 0 | 0 | 0 | 0 | 0 | 0 | 0 | 0 | 0 | 0 | 0 | 0 | 0 | 0 | 0 | 0 | 0
v5.10_MeasureAssessmentTemplate_Commercial_All | Gas Furnace - SEG All - Condensing Furnace(>=95 AFUE) | HVAC | Gas Furnace | New | Gas Furnace - Condensing | Commercial | Supermarket | Firm | Transport | Commercial | 0.82 | 1 | 2.8161 | 4.1746 | -1.3634 | 0.46729 | -1.7196 | 0 | 0 | 0 | 0 | 0 | 0 | 0 | 0 | 0 | 0 | 0 | 0 | 0 | 0 | 0 | 0 | 0 | 0 | 0 | 0 | 0 | 0 | 0 | 0 | 0 | 0
v5.10_MeasureAssessmentTemplate_Commercial_All | Gas Furnace - SEG All - Gas-Fired Heat Pump (140% efficiency) | HVAC | Gas Furnace | NR | Gas Furnace - HP | Commercial | Assembly | Firm | Sales | Commercial | 2.46 | 1 | 1.9257 | 5.4114 | -0.88214 | 1.5221 | -1.8626 | 0 | 0 | 0.016476 | 0.030864 | 0.052578 | 0.083498 | 0.12531 | 0.1792 | 0.24544 | 0.32304 | 0.4095 | 0.50076 | 0.59157 | 0.67626 | 0.74966 | 0.80825 | 0.85071 | 0.88052 | 0.89483 | 0.90536 | 0.90492 | 0.90086 | 1.2071 | 1.2004 | 0.30258 | 12.8397
v5.10_MeasureAssessmentTemplate_Commercial_All | Gas Furnace - SEG All - Gas-Fired Heat Pump (140% efficiency) | HVAC | Gas Furnace | NR | Gas Furnace - HP | Commercial | Extra Large Retail | Firm | Sales | Commercial | 2.46 | 1 | 1.9257 | 5.4114 | -0.88214 | 1.5221 | -1.8626 | 0 | 0 | 0.0095544 | 0.017895 | 0.030482 | 0.048403 | 0.072635 | 0.10386 | 0.14223 | 0.18718 | 0.23725 | 0.29008 | 0.34265 | 0.39166 | 0.43412 | 0.46799 | 0.49253 | 0.50972 | 0.51795 | 0.52399 | 0.52367 | 0.52126 | 0.70008 | 0.69616 | 0.1767 | 7.438
v5.10_MeasureAssessmentTemplate_Commercial_All | Gas Furnace - SEG All - Gas-Fired Heat Pump (140% efficiency) | HVAC | Gas Furnace | NR | Gas Furnace - HP | Commercial | Extra Large Retail | Firm | Transport | Commercial | 2.46 | 1 | 1.9257 | 4.1746 | -0.88214 | 0.46729 | -1.7196 | 0 | 0 | 0.00094508 | 0.0017701 | 0.0030151 | 0.0047878 | 0.0071847 | 0.010273 | 0.014069 | 0.018515 | 0.023467 | 0.028694 | 0.033894 | 0.038741 | 0.042942 | 0.046292 | 0.048719 | 0.05042 | 0.051234 | 0.05183 | 0.051799 | 0.051561 | 0.069249 | 0.068861 | 0.017478 | 0.73574
v5.10_MeasureAssessmentTemplate_Commercial_All | Gas Furnace - SEG All - Gas-Fired Heat Pump (140% efficiency) | HVAC | Gas Furnace | NR | Gas Furnace - HP | Commercial | Hospital | Firm | Sales | Commercial | 2.46 | 1 | 1.9257 | 5.4114 | -0.88214 | 1.5221 | -1.8626 | 0 | 0 | 1.2213e-05 | 2.2887e-05 | 3.9004e-05 | 6.1966e-05 | 9.3035e-05 | 0.00013309 | 0.00018236 | 0.00024011 | 0.00030449 | 0.00037249 | 0.00044021 | 0.00050342 | 0.00055829 | 0.00060215 | 0.00063403 | 0.0006565 | 0.00066743 | 0.00067555 | 0.00067548 | 0.00067271 | 0.00089421 | 0.00088968 | 0.00021888 | 0.0095502
v5.10_MeasureAssessmentTemplate_Commercial_All | Gas Furnace - SEG All - Gas-Fired Heat Pump (140% efficiency) | HVAC | Gas Furnace | NR | Gas Furnace - HP | Commercial | Hospital | Firm | Transport | Commercial | 2.46 | 1 | 1.9257 | 4.1746 | -0.88214 | 0.46729 | -1.7196 | 0 | 0 | 6.4244e-06 | 1.2039e-05 | 2.0517e-05 | 3.2595e-05 | 4.8938e-05 | 7.001e-05 | 9.5924e-05 | 0.0001263 | 0.00016017 | 0.00019594 | 0.00023156 | 0.00026481 | 0.00029367 | 0.00031674 | 0.00033352 | 0.00034533 | 0.00035108 | 0.00035535 | 0.00035532 | 0.00035386 | 0.00047037 | 0.00046799 | 0.00011514 | 0.0050236
v5.10_MeasureAssessmentTemplate_Commercial_All | Gas Furnace - SEG All - Gas-Fired Heat Pump (140% efficiency) | HVAC | Gas Furnace | NR | Gas Furnace - HP | Commercial | Hospital | Interruptible | Sales | Commercial | 2.46 | 0 | 0.9646 | 2.7106 | 0.5808 | 0.46729 | -0.39962 | 0 | 0 | 6.4066e-06 | 1.2006e-05 | 2.046e-05 | 3.2505e-05 | 4.8802e-05 | 6.9815e-05 | 9.5658e-05 | 0.00012595 | 0.00015972 | 0.00019539 | 0.00023092 | 0.00026408 | 0.00029286 | 0.00031586 | 0.00033259 | 0.00034438 | 0.00035011 | 0.00035437 | 0.00035433 | 0.00035288 | 0.00046907 | 0.00046669 | 0.00011482 | 0.0050097
v5.10_MeasureAssessmentTemplate_Commercial_All | Gas Furnace - SEG All - Gas-Fired Heat Pump (140% efficiency) | HVAC | Gas Furnace | NR | Gas Furnace - HP | Commercial | Large Office | Firm | Sales | Commercial | 2.46 | 1 | 1.9257 | 5.4114 | -0.88214 | 1.5221 | -1.8626 | 0 | 0 | 0.10542 | 0.19777 | 0.33741 | 0.53664 | 0.80659 | 1.1552 | 1.5845 | 2.0886 | 2.6515 | 3.2473 | 3.8419 | 4.3984 | 4.8832 | 5.2726 | 5.558 | 5.7613 | 5.8636 | 5.9415 | 5.9475 | 5.9296 | 7.7076 | 7.6775 | 1.7565 | 83.2501
v5.10_MeasureAssessmentTemplate_Commercial_All | Gas Furnace - SEG All - Gas-Fired Heat Pump (140% efficiency) | HVAC | Gas Furnace | NR | Gas Furnace - HP | Commercial | Large Office | Firm | Sales | Industrial | 2.46 | 1 | 1.9257 | 5.4114 | -0.88214 | 1.5221 | -1.8626 | 0 | 0 | 0.00099169 | 0.0018604 | 0.003174 | 0.0050482 | 0.0075877 | 0.010867 | 0.014906 | 0.019648 | 0.024943 | 0.030547 | 0.036141 | 0.041377 | 0.045936 | 0.0496 | 0.052284 | 0.054197 | 0.05516 | 0.055892 | 0.055948 | 0.055781 | 0.072507 | 0.072223 | 0.016524 | 0.78314
v5.10_MeasureAssessmentTemplate_Commercial_All | Gas Furnace - SEG All - Gas-Fired Heat Pump (140% efficiency) | HVAC | Gas Furnace | NR | Gas Furnace - HP | Commercial | Large Retail | Firm | Sales | Commercial | 2.46 | 1 | 1.9257 | 5.4114 | -0.88214 | 1.5221 | -1.8626 | 0 | 0 | 0.0028735 | 0.0053822 | 0.0091676 | 0.014557 | 0.021845 | 0.031236 | 0.042776 | 0.056295 | 0.071353 | 0.087244 | 0.10306 | 0.11779 | 0.13057 | 0.14075 | 0.14813 | 0.1533 | 0.15578 | 0.15759 | 0.1575 | 0.15677 | 0.21055 | 0.20937 | 0.053142 | 2.237
v5.10_MeasureAssessmentTemplate_Commercial_All | Gas Furnace - SEG All - Gas-Fired Heat Pump (140% efficiency) | HVAC | Gas Furnace | NR | Gas Furnace - HP | Commercial | Lodging | Firm | Sales | Commercial | 2.46 | 1 | 1.9257 | 5.4114 | -0.88214 | 1.5221 | -1.8626 | 0 | 0 | 0.0097667 | 0.01831 | 0.031216 | 0.049612 | 0.074517 | 0.10665 | 0.14618 | 0.19255 | 0.24428 | 0.29895 | 0.35345 | 0.40436 | 0.44861 | 0.48405 | 0.50988 | 0.52816 | 0.53717 | 0.54392 | 0.54408 | 0.54207 | 0.71469 | 0.71136 | 0.17057 | 7.6644
v5.10_MeasureAssessmentTemplate_Commercial_All | Gas Furnace - SEG All - Gas-Fired Heat Pump (140% efficiency) | HVAC | Gas Furnace | NR | Gas Furnace - HP | Commercial | Medium Office | Firm | Sales | Commercial | 2.46 | 1 | 1.9257 | 5.4114 | -0.88214 | 1.5221 | -1.8626 | 0 | 0 | 0.1002 | 0.18797 | 0.32069 | 0.51005 | 0.76663 | 1.0979 | 1.506 | 1.9851 | 2.5202 | 3.0864 | 3.6516 | 4.1805 | 4.6412 | 5.0114 | 5.2826 | 5.4758 | 5.5731 | 5.6471 | 5.6528 | 5.6358 | 7.3258 | 7.2971 | 1.6695 | 79.1256
v5.10_MeasureAssessmentTemplate_Commercial_All | Gas Furnace - SEG All - Gas-Fired Heat Pump (140% efficiency) | HVAC | Gas Furnace | NR | Gas Furnace - HP | Commercial | Medium Retail | Firm | Sales | Commercial | 2.46 | 1 | 1.9257 | 5.4114 | -0.88214 | 1.5221 | -1.8626 | 0 | 0 | 0.0045235 | 0.0084725 | 0.014431 | 0.022916 | 0.034388 | 0.04917 | 0.067338 | 0.088618 | 0.11232 | 0.13734 | 0.16223 | 0.18543 | 0.20553 | 0.22157 | 0.23318 | 0.24133 | 0.24522 | 0.24808 | 0.24793 | 0.24679 | 0.33145 | 0.32959 | 0.083656 | 3.5215
v5.10_MeasureAssessmentTemplate_Commercial_All | Gas Furnace - SEG All - Gas-Fired Heat Pump (140% efficiency) | HVAC | Gas Furnace | NR | Gas Furnace - HP | Commercial | Medium Retail | Firm | Sales | Industrial | 2.46 | 1 | 1.9257 | 5.4114 | -0.88214 | 1.5221 | -1.8626 | 0 | 0 | 1.4554e-05 | 2.726e-05 | 4.6433e-05 | 7.3732e-05 | 0.00011064 | 0.00015821 | 0.00021666 | 0.00028513 | 0.0003614 | 0.00044188 | 0.00052196 | 0.00059661 | 0.0006613 | 0.0007129 | 0.00075027 | 0.00077646 | 0.00078899 | 0.00079819 | 0.00079771 | 0.00079404 | 0.0010664 | 0.0010605 | 0.00026916 | 0.01133
v5.10_MeasureAssessmentTemplate_Commercial_All | Gas Furnace - SEG All - Gas-Fired Heat Pump (140% efficiency) | HVAC | Gas Furnace | NR | Gas Furnace - HP | Commercial | Other | Firm | Sales | Commercial | 2.46 | 1 | 1.9257 | 5.4114 | -0.88214 | 1.5221 | -1.8626 | 0 | 0 | 0.0034229 | 0.0063827 | 0.010824 | 0.017111 | 0.025564 | 0.036392 | 0.049617 | 0.065009 | 0.082033 | 0.09986 | 0.11744 | 0.13364 | 0.14747 | 0.15828 | 0.16584 | 0.17087 | 0.17286 | 0.1741 | 0.17323 | 0.17167 | 0.25333 | 0.25074 | 0.080444 | 2.5661
v5.10_MeasureAssessmentTemplate_Commercial_All | Gas Furnace - SEG All - Gas-Fired Heat Pump (140% efficiency) | HVAC | Gas Furnace | NR | Gas Furnace - HP | Commercial | Restaurant | Firm | Sales | Commercial | 2.46 | 1 | 1.9257 | 5.4114 | -0.88214 | 1.5221 | -1.8626 | 0 | 0 | 0.030219 | 0.056351 | 0.095559 | 0.15107 | 0.2257 | 0.32129 | 0.43805 | 0.57394 | 0.72425 | 0.88163 | 1.0368 | 1.1798 | 1.302 | 1.3974 | 1.4641 | 1.5085 | 1.5261 | 1.5371 | 1.5293 | 1.5156 | 2.2366 | 2.2137 | 0.71022 | 22.6553
v5.10_MeasureAssessmentTemplate_Commercial_All | Gas Furnace - SEG All - Gas-Fired Heat Pump (140% efficiency) | HVAC | Gas Furnace | NR | Gas Furnace - HP | Commercial | School K-12 | Firm | Sales | Commercial | 2.46 | 1 | 1.9257 | 5.4114 | -0.88214 | 1.5221 | -1.8626 | 0 | 0 | 0.43005 | 0.8075 | 1.3789 | 2.1951 | 3.3023 | 4.7336 | 6.4989 | 8.5742 | 10.8949 | 13.3548 | 15.8147 | 18.1218 | 20.1371 | 21.7628 | 22.9612 | 23.8226 | 24.2678 | 24.6122 | 24.6592 | 24.6074 | 31.4155 | 31.3225 | 6.7213 | 342.3964
v5.10_MeasureAssessmentTemplate_Commercial_All | Gas Furnace - SEG All - Gas-Fired Heat Pump (140% efficiency) | HVAC | Gas Furnace | NR | Gas Furnace - HP | Commercial | Small Office | Firm | Sales | Commercial | 2.46 | 1 | 1.9257 | 5.4114 | -0.88214 | 1.5221 | -1.8626 | 0 | 0 | 0.14509 | 0.2722 | 0.46438 | 0.73859 | 1.1101 | 1.5899 | 2.1808 | 2.8746 | 3.6494 | 4.4693 | 5.2877 | 6.0537 | 6.7208 | 7.2569 | 7.6496 | 7.9294 | 8.0703 | 8.1774 | 8.1856 | 8.1611 | 10.6082 | 10.5668 | 2.4175 | 114.5793
v5.10_MeasureAssessmentTemplate_Commercial_All | Gas Furnace - SEG All - Gas-Fired Heat Pump (140% efficiency) | HVAC | Gas Furnace | NR | Gas Furnace - HP | Commercial | Small Retail | Firm | Sales | Commercial | 2.46 | 1 | 1.9257 | 5.4114 | -0.88214 | 1.5221 | -1.8626 | 0 | 0 | 0.0069105 | 0.012943 | 0.022047 | 0.035008 | 0.052535 | 0.075117 | 0.10287 | 0.13538 | 0.17159 | 0.20981 | 0.24783 | 0.28328 | 0.31399 | 0.33849 | 0.35623 | 0.36867 | 0.37462 | 0.37899 | 0.37876 | 0.37702 | 0.50635 | 0.50351 | 0.1278 | 5.3797
v5.10_MeasureAssessmentTemplate_Commercial_All | Gas Furnace - SEG All - Gas-Fired Heat Pump (140% efficiency) | HVAC | Gas Furnace | NR | Gas Furnace - HP | Commercial | Supermarket | Firm | Sales | Commercial | 2.46 | 1 | 1.9257 | 5.4114 | -0.88214 | 1.5221 | -1.8626 | 0 | 0 | 0 | 0 | 0 | 0 | 0 | 0 | 0 | 0 | 0 | 0 | 0 | 0 | 0 | 0 | 0 | 0 | 0 | 0 | 0 | 0 | 0 | 0 | 0 | 0
v5.10_MeasureAssessmentTemplate_Commercial_All | Gas Furnace - SEG All - Gas-Fired Heat Pump (140% efficiency) | HVAC | Gas Furnace | NR | Gas Furnace - HP | Commercial | Supermarket | Firm | Transport | Commercial | 2.46 | 1 | 1.9257 | 4.1746 | -0.88214 | 0.46729 | -1.7196 | 0 | 0 | 0 | 0 | 0 | 0 | 0 | 0 | 0 | 0 | 0 | 0 | 0 | 0 | 0 | 0 | 0 | 0 | 0 | 0 | 0 | 0 | 0 | 0 | 0 | 0
v5.10_MeasureAssessmentTemplate_Commercial_All | Gas Furnace - SEG All - Gas-Fired Heat Pump (140% efficiency) | HVAC | Gas Furnace | New | Gas Furnace - HP | Commercial | Assembly | Firm | Sales | Commercial | 2.46 | 1 | 1.9257 | 5.4114 | -0.88214 | 1.5221 | -1.8626 | 0 | 0 | 0.0052986 | 0.010038 | 0.017295 | 0.027781 | 0.042173 | 0.061004 | 0.084522 | 0.11254 | 0.14433 | 0.17856 | 0.21343 | 0.24687 | 0.27692 | 0.30212 | 0.3218 | 0.33708 | 0.34669 | 0.35501 | 0.35915 | 0.36189 | 0.36468 | 0.3675 | 0 | 4.5367
v5.10_MeasureAssessmentTemplate_Commercial_All | Gas Furnace - SEG All - Gas-Fired Heat Pump (140% efficiency) | HVAC | Gas Furnace | New | Gas Furnace - HP | Commercial | Extra Large Retail | Firm | Sales | Commercial | 2.46 | 1 | 1.9257 | 5.4114 | -0.88214 | 1.5221 | -1.8626 | 0 | 0 | 0.0030949 | 0.0058626 | 0.0101 | 0.016221 | 0.024622 | 0.035613 | 0.049337 | 0.065686 | 0.084231 | 0.1042 | 0.12454 | 0.14403 | 0.16155 | 0.17623 | 0.1877 | 0.19659 | 0.20217 | 0.20701 | 0.2094 | 0.21098 | 0.21259 | 0.21421 | 0 | 2.646
v5.10_MeasureAssessmentTemplate_Commercial_All | Gas Furnace - SEG All - Gas-Fired Heat Pump (140% efficiency) | HVAC | Gas Furnace | New | Gas Furnace - HP | Commercial | Extra Large Retail | Firm | Transport | Commercial | 2.46 | 1 | 1.9257 | 4.1746 | -0.88214 | 0.46729 | -1.7196 | 0 | 0 | 0.00030613 | 0.0005799 | 0.00099903 | 0.0016045 | 0.0024355 | 0.0035227 | 0.0048803 | 0.0064974 | 0.0083317 | 0.010307 | 0.012319 | 0.014247 | 0.01598 | 0.017432 | 0.018566 | 0.019445 | 0.019998 | 0.020476 | 0.020713 | 0.02087 | 0.021028 | 0.021189 | 0 | 0.26173
v5.10_MeasureAssessmentTemplate_Commercial_All | Gas Furnace - SEG All - Gas-Fired Heat Pump (140% efficiency) | HVAC | Gas Furnace | New | Gas Furnace - HP | Commercial | Hospital | Firm | Sales | Commercial | 2.46 | 1 | 1.9257 | 5.4114 | -0.88214 | 1.5221 | -1.8626 | 0 | 0 | 3.8301e-06 | 7.2589e-06 | 1.2511e-05 | 2.0104e-05 | 3.053e-05 | 4.4179e-05 | 6.1232e-05 | 8.156e-05 | 0.00010463 | 0.0001295 | 0.00015484 | 0.00017916 | 0.00020103 | 0.00021939 | 0.00023376 | 0.00024493 | 0.000252 | 0.00025813 | 0.00026122 | 0.00026329 | 0.0002654 | 0.00026753 | 0 | 0.003296
v5.10_MeasureAssessmentTemplate_Commercial_All | Gas Furnace - SEG All - Gas-Fired Heat Pump (140% efficiency) | HVAC | Gas Furnace | New | Gas Furnace - HP | Commercial | Hospital | Firm | Transport | Commercial | 2.46 | 1 | 1.9257 | 4.1746 | -0.88214 | 0.46729 | -1.7196 | 0 | 0 | 2.0147e-06 | 3.8183e-06 | 6.5812e-06 | 1.0575e-05 | 1.606e-05 | 2.3239e-05 | 3.2209e-05 | 4.2902e-05 | 5.5039e-05 | 6.8118e-05 | 8.1447e-05 | 9.4239e-05 | 0.00010575 | 0.00011541 | 0.00012296 | 0.00012884 | 0.00013256 | 0.00013578 | 0.0001374 | 0.0001385 | 0.0001396 | 0.00014073 | 0 | 0.0017338
v5.10_MeasureAssessmentTemplate_Commercial_All | Gas Furnace - SEG All - Gas-Fired Heat Pump (140% efficiency) | HVAC | Gas Furnace | New | Gas Furnace - HP | Commercial | Hospital | Interruptible | Sales | Commercial | 2.46 | 0 | 0.9646 | 2.7106 | 0.5808 | 0.46729 | -0.39962 | 0 | 0 | 2.0091e-06 | 3.8077e-06 | 6.5629e-06 | 1.0546e-05 | 1.6015e-05 | 2.3175e-05 | 3.212e-05 | 4.2783e-05 | 5.4886e-05 | 6.7929e-05 | 8.1221e-05 | 9.3978e-05 | 0.00010545 | 0.00011509 | 0.00012262 | 0.00012848 | 0.00013219 | 0.0001354 | 0.00013702 | 0.00013811 | 0.00013922 | 0.00014034 | 0 | 0.001729
v5.10_MeasureAssessmentTemplate_Commercial_All | Gas Furnace - SEG All - Gas-Fired Heat Pump (140% efficiency) | HVAC | Gas Furnace | New | Gas Furnace - HP | Commercial | Large Office | Firm | Sales | Commercial | 2.46 | 1 | 1.9257 | 5.4114 | -0.88214 | 1.5221 | -1.8626 | 0 | 0 | 0.03067 | 0.058189 | 0.1004 | 0.1615 | 0.24551 | 0.35563 | 0.4934 | 0.65786 | 0.8448 | 1.0466 | 1.2526 | 1.4507 | 1.6293 | 1.7798 | 1.8981 | 1.9907 | 2.0499 | 2.1016 | 2.1286 | 2.1474 | 2.1664 | 2.1857 | 0 | 26.7755
v5.10_MeasureAssessmentTemplate_Commercial_All | Gas Furnace - SEG All - Gas-Fired Heat Pump (140% efficiency) | HVAC | Gas Furnace | New | Gas Furnace - HP | Commercial | Large Office | Firm | Sales | Industrial | 2.46 | 1 | 1.9257 | 5.4114 | -0.88214 | 1.5221 | -1.8626 | 0 | 0 | 0.00028852 | 0.00054739 | 0.00094448 | 0.0015192 | 0.0023095 | 0.0033454 | 0.0046415 | 0.0061885 | 0.0079471 | 0.0098452 | 0.011783 | 0.013647 | 0.015327 | 0.016743 | 0.017856 | 0.018727 | 0.019284 | 0.01977 | 0.020024 | 0.020201 | 0.02038 | 0.020561 | 0 | 0.25188
v5.10_MeasureAssessmentTemplate_Commercial_All | Gas Furnace - SEG All - Gas-Fired Heat Pump (140% efficiency) | HVAC | Gas Furnace | New | Gas Furnace - HP | Commercial | Large Retail | Firm | Sales | Commercial | 2.46 | 1 | 1.9257 | 5.4114 | -0.88214 | 1.5221 | -1.8626 | 0 | 0 | 0.00093081 | 0.0017632 | 0.0030376 | 0.0048787 | 0.0074053 | 0.010711 | 0.014839 | 0.019756 | 0.025333 | 0.031339 | 0.037455 | 0.043319 | 0.048587 | 0.053003 | 0.056451 | 0.059125 | 0.060804 | 0.062259 | 0.062979 | 0.063455 | 0.063937 | 0.064426 | 0 | 0.79579
v5.10_MeasureAssessmentTemplate_Commercial_All | Gas Furnace - SEG All - Gas-Fired Heat Pump (140% efficiency) | HVAC | Gas Furnace | New | Gas Furnace - HP | Commercial | Lodging | Firm | Sales | Commercial | 2.46 | 1 | 1.9257 | 5.4114 | -0.88214 | 1.5221 | -1.8626 | 0 | 0 | 0.0029823 | 0.0056543 | 0.0097494 | 0.015672 | 0.023809 | 0.034465 | 0.047787 | 0.063674 | 0.081716 | 0.10117 | 0.12101 | 0.14006 | 0.15722 | 0.17164 | 0.18294 | 0.19175 | 0.19734 | 0.20221 | 0.20469 | 0.20638 | 0.2081 | 0.20983 | 0 | 2.5799
v5.10_MeasureAssessmentTemplate_Commercial_All | Gas Furnace - SEG All - Gas-Fired Heat Pump (140% efficiency) | HVAC | Gas Furnace | New | Gas Furnace - HP | Commercial | Medium Office | Firm | Sales | Commercial | 2.46 | 1 | 1.9257 | 5.4114 | -0.88214 | 1.5221 | -1.8626 | 0 | 0 | 0.029151 | 0.055306 | 0.095426 | 0.1535 | 0.23335 | 0.33801 | 0.46896 | 0.62527 | 0.80294 | 0.99472 | 1.1905 | 1.3788 | 1.5486 | 1.6917 | 1.8041 | 1.8921 | 1.9483 | 1.9975 | 2.0232 | 2.041 | 2.0591 | 2.0774 | 0 | 25.4489
v5.10_MeasureAssessmentTemplate_Commercial_All | Gas Furnace - SEG All - Gas-Fired Heat Pump (140% efficiency) | HVAC | Gas Furnace | New | Gas Furnace - HP | Commercial | Medium Retail | Firm | Sales | Commercial | 2.46 | 1 | 1.9257 | 5.4114 | -0.88214 | 1.5221 | -1.8626 | 0 | 0 | 0.0014653 | 0.0027756 | 0.0047817 | 0.0076799 | 0.011657 | 0.016861 | 0.023359 | 0.031099 | 0.039879 | 0.049333 | 0.058961 | 0.068192 | 0.076484 | 0.083437 | 0.088863 | 0.093073 | 0.095717 | 0.098006 | 0.099139 | 0.099889 | 0.10065 | 0.10142 | 0 | 1.2527
v5.10_MeasureAssessmentTemplate_Commercial_All | Gas Furnace - SEG All - Gas-Fired Heat Pump (140% efficiency) | HVAC | Gas Furnace | New | Gas Furnace - HP | Commercial | Medium Retail | Firm | Sales | Industrial | 2.46 | 1 | 1.9257 | 5.4114 | -0.88214 | 1.5221 | -1.8626 | 0 | 0 | 4.7145e-06 | 8.9305e-06 | 1.5385e-05 | 2.471e-05 | 3.7507e-05 | 5.425e-05 | 7.5156e-05 | 0.00010006 | 0.00012831 | 0.00015873 | 0.00018971 | 0.00021941 | 0.00024609 | 0.00026846 | 0.00028592 | 0.00029946 | 0.00030797 | 0.00031533 | 0.00031898 | 0.00032139 | 0.00032383 | 0.00032631 | 0 | 0.0040306
v5.10_MeasureAssessmentTemplate_Commercial_All | Gas Furnace - SEG All - Gas-Fired Heat Pump (140% efficiency) | HVAC | Gas Furnace | New | Gas Furnace - HP | Commercial | Other | Firm | Sales | Commercial | 2.46 | 1 | 1.9257 | 5.4114 | -0.88214 | 1.5221 | -1.8626 | 0 | 0 | 0.0014211 | 0.0026805 | 0.0045981 | 0.0073541 | 0.011116 | 0.016013 | 0.022093 | 0.029296 | 0.037419 | 0.046109 | 0.054896 | 0.063248 | 0.070674 | 0.076812 | 0.081508 | 0.085061 | 0.087167 | 0.088938 | 0.089655 | 0.090025 | 0.090404 | 0.090793 | 0 | 1.1473
v5.10_MeasureAssessmentTemplate_Commercial_All | Gas Furnace - SEG All - Gas-Fired Heat Pump (140% efficiency) | HVAC | Gas Furnace | New | Gas Furnace - HP | Commercial | Restaurant | Firm | Sales | Commercial | 2.46 | 1 | 1.9257 | 5.4114 | -0.88214 | 1.5221 | -1.8626 | 0 | 0 | 0.012547 | 0.023665 | 0.040595 | 0.064926 | 0.098143 | 0.14137 | 0.19505 | 0.25865 | 0.33036 | 0.40708 | 0.48466 | 0.5584 | 0.62395 | 0.67815 | 0.71961 | 0.75098 | 0.76957 | 0.78521 | 0.79154 | 0.7948 | 0.79815 | 0.80158 | 0 | 10.129
v5.10_MeasureAssessmentTemplate_Commercial_All | Gas Furnace - SEG All - Gas-Fired Heat Pump (140% efficiency) | HVAC | Gas Furnace | New | Gas Furnace - HP | Commercial | School K-12 | Firm | Sales | Commercial | 2.46 | 1 | 1.9257 | 5.4114 | -0.88214 | 1.5221 | -1.8626 | 0 | 0 | 0.11716 | 0.22247 | 0.38418 | 0.61851 | 0.94105 | 1.3643 | 1.8944 | 2.5279 | 3.2488 | 4.028 | 4.8246 | 5.5921 | 6.2856 | 6.8714 | 7.3336 | 7.6969 | 7.9317 | 8.1378 | 8.2483 | 8.327 | 8.4065 | 8.4871 | 0 | 103.4893
v5.10_MeasureAssessmentTemplate_Commercial_All | Gas Furnace - SEG All - Gas-Fired Heat Pump (140% efficiency) | HVAC | Gas Furnace | New | Gas Furnace - HP | Commercial | Small Office | Firm | Sales | Commercial | 2.46 | 1 | 1.9257 | 5.4114 | -0.88214 | 1.5221 | -1.8626 | 0 | 0 | 0.042213 | 0.080087 | 0.13818 | 0.22228 | 0.3379 | 0.48946 | 0.67908 | 0.90543 | 1.1627 | 1.4404 | 1.724 | 1.9966 | 2.2425 | 2.4496 | 2.6125 | 2.7398 | 2.8213 | 2.8925 | 2.9297 | 2.9556 | 2.9817 | 3.0082 | 0 | 36.8518
v5.10_MeasureAssessmentTemplate_Commercial_All | Gas Furnace - SEG All - Gas-Fired Heat Pump (140% efficiency) | HVAC | Gas Furnace | New | Gas Furnace - HP | Commercial | Small Retail | Firm | Sales | Commercial | 2.46 | 1 | 1.9257 | 5.4114 | -0.88214 | 1.5221 | -1.8626 | 0 | 0 | 0.0022385 | 0.0042403 | 0.0073049 | 0.011732 | 0.017809 | 0.025758 | 0.035685 | 0.047509 | 0.060922 | 0.075365 | 0.090074 | 0.10418 | 0.11684 | 0.12746 | 0.13576 | 0.14219 | 0.14623 | 0.14972 | 0.15145 | 0.1526 | 0.15376 | 0.15494 | 0 | 1.9138
v5.10_MeasureAssessmentTemplate_Commercial_All | Gas Furnace - SEG All - Gas-Fired Heat Pump (140% efficiency) | HVAC | Gas Furnace | New | Gas Furnace - HP | Commercial | Supermarket | Firm | Sales | Commercial | 2.46 | 1 | 1.9257 | 5.4114 | -0.88214 | 1.5221 | -1.8626 | 0 | 0 | 0 | 0 | 0 | 0 | 0 | 0 | 0 | 0 | 0 | 0 | 0 | 0 | 0 | 0 | 0 | 0 | 0 | 0 | 0 | 0 | 0 | 0 | 0 | 0
v5.10_MeasureAssessmentTemplate_Commercial_All | Gas Furnace - SEG All - Gas-Fired Heat Pump (140% efficiency) | HVAC | Gas Furnace | New | Gas Furnace - HP | Commercial | Supermarket | Firm | Transport | Commercial | 2.46 | 1 | 1.9257 | 4.1746 | -0.88214 | 0.46729 | -1.7196 | 0 | 0 | 0 | 0 | 0 | 0 | 0 | 0 | 0 | 0 | 0 | 0 | 0 | 0 | 0 | 0 | 0 | 0 | 0 | 0 | 0 | 0 | 0 | 0 | 0 | 0
v5.10_MeasureAssessmentTemplate_Commercial_All | Griddles - SEG SEL - Energy Star Gas Griddle | Appliances | Griddles | NR | Griddles | Commercial | Extra Large Retail | Firm | Sales | Commercial | 30.12 | 0 | 0.47837 | 3.9948 | 2.8517 | 4.5233 | -1.1299 | 0.017983 | 0.023867 | 0.029697 | 0.035472 | 0.041194 | 0.046862 | 0.052478 | 0.05804 | 0.063551 | 0.069009 | 0.074416 | 0.079772 | 0.095478 | 0.10501 | 0.11025 | 0.11533 | 0.12024 | 0.12498 | 0.12038 | 0.011941 | 0.010822 | 0.0096869 | 0.0085358 | 0.0073683 | 0.0061842 | 1.4386
v5.10_MeasureAssessmentTemplate_Commercial_All | Griddles - SEG SEL - Energy Star Gas Griddle | Appliances | Griddles | NR | Griddles | Commercial | Extra Large Retail | Firm | Transport | Commercial | 30.12 | 0 | 0.47837 | 2.8221 | 2.8517 | 0.46729 | -0.98694 | 0.0017788 | 0.0023609 | 0.0029375 | 0.0035088 | 0.0040748 | 0.0046354 | 0.0051909 | 0.0057411 | 0.0062862 | 0.0068261 | 0.0073609 | 0.0078907 | 0.0094443 | 0.010387 | 0.010906 | 0.011408 | 0.011894 | 0.012363 | 0.011908 | 0.0011812 | 0.0010705 | 0.00095819 | 0.00084433 | 0.00072885 | 0.00061171 | 0.1423
v5.10_MeasureAssessmentTemplate_Commercial_All | Griddles - SEG SEL - Energy Star Gas Griddle | Appliances | Griddles | NR | Griddles | Commercial | Hospital | Firm | Sales | Commercial | 30.12 | 0 | 0.47837 | 3.9948 | 2.8517 | 4.5233 | -1.1299 | 0.0061878 | 0.0082166 | 0.010229 | 0.012224 | 0.014203 | 0.016165 | 0.018112 | 0.020041 | 0.021955 | 0.023853 | 0.025735 | 0.027601 | 0.03303 | 0.036178 | 0.038012 | 0.039793 | 0.041519 | 0.04319 | 0.04267 | 0.0057891 | 0.003619 | 0.0032409 | 0.0028571 | 0.0024674 | 0.0020718 | 0.49896
v5.10_MeasureAssessmentTemplate_Commercial_All | Griddles - SEG SEL - Energy Star Gas Griddle | Appliances | Griddles | NR | Griddles | Commercial | Hospital | Firm | Transport | Commercial | 30.12 | 0 | 0.47837 | 2.8221 | 2.8517 | 0.46729 | -0.98694 | 0.0032549 | 0.0043221 | 0.0053805 | 0.0064301 | 0.007471 | 0.0085033 | 0.009527 | 0.010542 | 0.011549 | 0.012547 | 0.013537 | 0.014519 | 0.017374 | 0.01903 | 0.019995 | 0.020932 | 0.02184 | 0.022719 | 0.022445 | 0.0030452 | 0.0019037 | 0.0017048 | 0.0015029 | 0.0012979 | 0.0010898 | 0.26246
v5.10_MeasureAssessmentTemplate_Commercial_All | Griddles - SEG SEL - Energy Star Gas Griddle | Appliances | Griddles | NR | Griddles | Commercial | Hospital | Interruptible | Sales | Commercial | 30.12 | 0 | 0.31691 | 2.6465 | 3.5821 | 0.46729 | -0.39962 | 0.0032459 | 0.0043101 | 0.0053656 | 0.0064123 | 0.0074503 | 0.0084797 | 0.0095006 | 0.010513 | 0.011517 | 0.012512 | 0.013499 | 0.014478 | 0.017326 | 0.018977 | 0.01994 | 0.020874 | 0.021779 | 0.022656 | 0.022383 | 0.0030367 | 0.0018984 | 0.0017 | 0.0014987 | 0.0012943 | 0.0010868 | 0.26173
v5.10_MeasureAssessmentTemplate_Commercial_All | Griddles - SEG SEL - Energy Star Gas Griddle | Appliances | Griddles | NR | Griddles | Commercial | Large Retail | Firm | Sales | Commercial | 30.12 | 0 | 0.47837 | 3.9948 | 2.8517 | 4.5233 | -1.1299 | 0.0054086 | 0.0071783 | 0.0089316 | 0.010669 | 0.012389 | 0.014094 | 0.015783 | 0.017456 | 0.019113 | 0.020755 | 0.022381 | 0.023992 | 0.028716 | 0.031582 | 0.033159 | 0.034687 | 0.036164 | 0.03759 | 0.036206 | 0.0035915 | 0.0032548 | 0.0029134 | 0.0025672 | 0.0022161 | 0.0018599 | 0.43266
v5.10_MeasureAssessmentTemplate_Commercial_All | Griddles - SEG SEL - Energy Star Gas Griddle | Appliances | Griddles | NR | Griddles | Commercial | Medium Retail | Firm | Sales | Commercial | 30.12 | 0 | 0.47837 | 3.9948 | 2.8517 | 4.5233 | -1.1299 | 0.0085141 | 0.0113 | 0.01406 | 0.016794 | 0.019503 | 0.022187 | 0.024845 | 0.027479 | 0.030088 | 0.032672 | 0.035232 | 0.037767 | 0.045204 | 0.049716 | 0.052199 | 0.054603 | 0.056928 | 0.059173 | 0.056995 | 0.0056536 | 0.0051236 | 0.0045862 | 0.0040412 | 0.0034885 | 0.0029279 | 0.68108
v5.10_MeasureAssessmentTemplate_Commercial_All | Griddles - SEG SEL - Energy Star Gas Griddle | Appliances | Griddles | NR | Griddles | Commercial | Medium Retail | Firm | Sales | Industrial | 30.12 | 0 | 0.47837 | 3.9948 | 2.8517 | 4.5233 | -1.1299 | 2.7394e-05 | 3.6357e-05 | 4.5237e-05 | 5.4035e-05 | 6.2751e-05 | 7.1386e-05 | 7.9939e-05 | 8.8413e-05 | 9.6807e-05 | 0.00010512 | 0.00011336 | 0.00012152 | 0.00014544 | 0.00015996 | 0.00016795 | 0.00017568 | 0.00018317 | 0.00019039 | 0.00018338 | 1.819e-05 | 1.6485e-05 | 1.4756e-05 | 1.3003e-05 | 1.1224e-05 | 9.4203e-06 | 0.0021914
v5.10_MeasureAssessmentTemplate_Commercial_All | Griddles - SEG SEL - Energy Star Gas Griddle | Appliances | Griddles | NR | Griddles | Commercial | Restaurant | Firm | Sales | Commercial | 30.12 | 0 | 0.47837 | 3.9948 | 2.8517 | 4.5233 | -1.1299 | 0.4748 | 0.62737 | 0.77715 | 0.92419 | 1.0685 | 1.2102 | 1.3492 | 1.4856 | 1.6195 | 1.7508 | 1.8796 | 2.006 | 2.4046 | 2.746 | 2.8643 | 2.9766 | 3.0826 | 3.1825 | 1.2765 | 0.39221 | 0.354 | 0.3156 | 0.277 | 0.23818 | 0.19913 | 35.482
v5.10_MeasureAssessmentTemplate_Commercial_All | Griddles - SEG SEL - Energy Star Gas Griddle | Appliances | Griddles | NR | Griddles | Commercial | School K-12 | Firm | Sales | Commercial | 30.12 | 0 | 0.47837 | 3.9948 | 2.8517 | 4.5233 | -1.1299 | 0.030341 | 0.040369 | 0.050356 | 0.0603 | 0.070202 | 0.080062 | 0.089881 | 0.099658 | 0.10939 | 0.11909 | 0.12874 | 0.13835 | 0.16547 | 0.17833 | 0.18793 | 0.19732 | 0.20651 | 0.21547 | 0.21354 | 0.083869 | 0.015654 | 0.014044 | 0.012403 | 0.01073 | 0.0090255 | 2.5271
v5.10_MeasureAssessmentTemplate_Commercial_All | Griddles - SEG SEL - Energy Star Gas Griddle | Appliances | Griddles | NR | Griddles | Commercial | Small Retail | Firm | Sales | Commercial | 30.12 | 0 | 0.47837 | 3.9948 | 2.8517 | 4.5233 | -1.1299 | 0.013007 | 0.017263 | 0.021479 | 0.025656 | 0.029795 | 0.033894 | 0.037956 | 0.041979 | 0.045965 | 0.049913 | 0.053823 | 0.057697 | 0.069057 | 0.07595 | 0.079743 | 0.083417 | 0.086969 | 0.090399 | 0.087071 | 0.008637 | 0.0078273 | 0.0070063 | 0.0061737 | 0.0053293 | 0.0044729 | 1.0405
v5.10_MeasureAssessmentTemplate_Commercial_All | Griddles - SEG SEL - Energy Star Gas Griddle | Appliances | Griddles | NR | Griddles | Commercial | Supermarket | Firm | Sales | Commercial | 30.12 | 0 | 0.47837 | 3.9948 | 2.8517 | 4.5233 | -1.1299 | 0.17946 | 0.23815 | 0.29628 | 0.35386 | 0.41089 | 0.46737 | 0.52331 | 0.57871 | 0.63358 | 0.68791 | 0.74172 | 0.79501 | 0.95157 | 1.0476 | 1.0997 | 1.1502 | 1.1989 | 1.246 | 1.1804 | 0.11998 | 0.10872 | 0.097307 | 0.085735 | 0.074001 | 0.062101 | 14.3284
v5.10_MeasureAssessmentTemplate_Commercial_All | Griddles - SEG SEL - Energy Star Gas Griddle | Appliances | Griddles | NR | Griddles | Commercial | Supermarket | Firm | Transport | Commercial | 30.12 | 0 | 0.47837 | 2.8221 | 2.8517 | 0.46729 | -0.98694 | 0.028309 | 0.037567 | 0.046737 | 0.05582 | 0.064816 | 0.073725 | 0.08255 | 0.091289 | 0.099944 | 0.10852 | 0.117 | 0.12541 | 0.15011 | 0.16525 | 0.17348 | 0.18143 | 0.18913 | 0.19655 | 0.1862 | 0.018926 | 0.01715 | 0.01535 | 0.013524 | 0.011673 | 0.0097962 | 2.2602
v5.10_MeasureAssessmentTemplate_Commercial_All | Griddles - SEG SEL - Energy Star Gas Griddle | Appliances | Griddles | New | Griddles | Commercial | Extra Large Retail | Firm | Sales | Commercial | 30.12 | 0 | 0.47837 | 3.9948 | 2.8517 | 4.5233 | -1.1299 | 0.0024475 | 0.0045869 | 0.0057717 | 0.0069725 | 0.0081895 | 0.0094231 | 0.010674 | 0.011941 | 0.013227 | 0.01453 | 0.015852 | 0.017193 | 0.018552 | 0.019932 | 0.021331 | 0.02275 | 0.02419 | 0.025651 | 0.025841 | 0.026035 | 0.02623 | 0.026428 | 0.026629 | 0.026833 | 0.027039 | 0.43825
v5.10_MeasureAssessmentTemplate_Commercial_All | Griddles - SEG SEL - Energy Star Gas Griddle | Appliances | Griddles | New | Griddles | Commercial | Extra Large Retail | Firm | Transport | Commercial | 30.12 | 0 | 0.47837 | 2.8221 | 2.8517 | 0.46729 | -0.98694 | 0.0002421 | 0.00045372 | 0.00057092 | 0.00068969 | 0.00081007 | 0.0009321 | 0.0010558 | 0.0011812 | 0.0013084 | 0.0014373 | 0.001568 | 0.0017006 | 0.0018351 | 0.0019716 | 0.0021099 | 0.0022503 | 0.0023928 | 0.0025373 | 0.0025561 | 0.0025752 | 0.0025946 | 0.0026142 | 0.0026341 | 0.0026542 | 0.0026746 | 0.04335
v5.10_MeasureAssessmentTemplate_Commercial_All | Griddles - SEG SEL - Energy Star Gas Griddle | Appliances | Griddles | New | Griddles | Commercial | Hospital | Firm | Sales | Commercial | 30.12 | 0 | 0.47837 | 3.9948 | 2.8517 | 4.5233 | -1.1299 | 0.00084215 | 0.0015288 | 0.0019247 | 0.0023262 | 0.0027335 | 0.0031468 | 0.0035661 | 0.0039915 | 0.0044232 | 0.0048613 | 0.005306 | 0.0057572 | 0.0062153 | 0.0066802 | 0.0071522 | 0.0076313 | 0.0081177 | 0.0086115 | 0.008679 | 0.0087474 | 0.0088166 | 0.0088867 | 0.0089577 | 0.0090297 | 0.0091025 | 0.14704
v5.10_MeasureAssessmentTemplate_Commercial_All | Griddles - SEG SEL - Energy Star Gas Griddle | Appliances | Griddles | New | Griddles | Commercial | Hospital | Firm | Transport | Commercial | 30.12 | 0 | 0.47837 | 2.8221 | 2.8517 | 0.46729 | -0.98694 | 0.00044299 | 0.00080418 | 0.0010124 | 0.0012236 | 0.0014379 | 0.0016553 | 0.0018758 | 0.0020996 | 0.0023267 | 0.0025572 | 0.0027911 | 0.0030284 | 0.0032694 | 0.0035139 | 0.0037622 | 0.0040142 | 0.0042701 | 0.0045298 | 0.0045653 | 0.0046013 | 0.0046377 | 0.0046746 | 0.004712 | 0.0047498 | 0.0047881 | 0.077344
v5.10_MeasureAssessmentTemplate_Commercial_All | Griddles - SEG SEL - Energy Star Gas Griddle | Appliances | Griddles | New | Griddles | Commercial | Hospital | Interruptible | Sales | Commercial | 30.12 | 0 | 0.31691 | 2.6465 | 3.5821 | 0.46729 | -0.39962 | 0.00044176 | 0.00080194 | 0.0010096 | 0.0012202 | 0.0014339 | 0.0016507 | 0.0018706 | 0.0020938 | 0.0023203 | 0.0025501 | 0.0027833 | 0.00302 | 0.0032603 | 0.0035042 | 0.0037517 | 0.0040031 | 0.0042582 | 0.0045173 | 0.0045527 | 0.0045885 | 0.0046248 | 0.0046616 | 0.0046989 | 0.0047366 | 0.0047748 | 0.077129
v5.10_MeasureAssessmentTemplate_Commercial_All | Griddles - SEG SEL - Energy Star Gas Griddle | Appliances | Griddles | New | Griddles | Commercial | Large Retail | Firm | Sales | Commercial | 30.12 | 0 | 0.47837 | 3.9948 | 2.8517 | 4.5233 | -1.1299 | 0.0007361 | 0.0013795 | 0.0017359 | 0.002097 | 0.002463 | 0.0028341 | 0.0032102 | 0.0035915 | 0.0039781 | 0.0043701 | 0.0047677 | 0.0051708 | 0.0055798 | 0.0059946 | 0.0064153 | 0.0068422 | 0.0072753 | 0.0077147 | 0.007772 | 0.0078301 | 0.0078889 | 0.0079485 | 0.008009 | 0.0080702 | 0.0081323 | 0.13181
v5.10_MeasureAssessmentTemplate_Commercial_All | Griddles - SEG SEL - Energy Star Gas Griddle | Appliances | Griddles | New | Griddles | Commercial | Medium Retail | Firm | Sales | Commercial | 30.12 | 0 | 0.47837 | 3.9948 | 2.8517 | 4.5233 | -1.1299 | 0.0011587 | 0.0021716 | 0.0027326 | 0.0033011 | 0.0038773 | 0.0044613 | 0.0050534 | 0.0056536 | 0.0062622 | 0.0068793 | 0.0075052 | 0.0081398 | 0.0087836 | 0.0094365 | 0.010099 | 0.010771 | 0.011453 | 0.012144 | 0.012235 | 0.012326 | 0.012419 | 0.012512 | 0.012608 | 0.012704 | 0.012802 | 0.20749
v5.10_MeasureAssessmentTemplate_Commercial_All | Griddles - SEG SEL - Energy Star Gas Griddle | Appliances | Griddles | New | Griddles | Commercial | Medium Retail | Firm | Sales | Industrial | 30.12 | 0 | 0.47837 | 3.9948 | 2.8517 | 4.5233 | -1.1299 | 3.7283e-06 | 6.9872e-06 | 8.7921e-06 | 1.0621e-05 | 1.2475e-05 | 1.4354e-05 | 1.6259e-05 | 1.819e-05 | 2.0149e-05 | 2.2134e-05 | 2.4148e-05 | 2.619e-05 | 2.8261e-05 | 3.0362e-05 | 3.2493e-05 | 3.4655e-05 | 3.6849e-05 | 3.9074e-05 | 3.9364e-05 | 3.9658e-05 | 3.9956e-05 | 4.0258e-05 | 4.0565e-05 | 4.0875e-05 | 4.1189e-05 | 0.00066759
v5.10_MeasureAssessmentTemplate_Commercial_All | Griddles - SEG SEL - Energy Star Gas Griddle | Appliances | Griddles | New | Griddles | Commercial | Restaurant | Firm | Sales | Commercial | 30.12 | 0 | 0.47837 | 3.9948 | 2.8517 | 4.5233 | -1.1299 | 0.064619 | 0.15453 | 0.1936 | 0.23287 | 0.27236 | 0.31207 | 0.35201 | 0.39221 | 0.43267 | 0.4734 | 0.51442 | 0.55575 | 0.59739 | 0.63935 | 0.68166 | 0.72432 | 0.76735 | 0.81076 | 0.81388 | 0.81708 | 0.82037 | 0.82375 | 0.82722 | 0.83078 | 0.83443 | 13.9388
v5.10_MeasureAssessmentTemplate_Commercial_All | Griddles - SEG SEL - Energy Star Gas Griddle | Appliances | Griddles | New | Griddles | Commercial | School K-12 | Firm | Sales | Commercial | 30.12 | 0 | 0.47837 | 3.9948 | 2.8517 | 4.5233 | -1.1299 | 0.0041293 | 0.0065252 | 0.008231 | 0.0099676 | 0.011736 | 0.013536 | 0.015368 | 0.017233 | 0.019133 | 0.021066 | 0.023034 | 0.025037 | 0.027077 | 0.029153 | 0.031266 | 0.033417 | 0.035606 | 0.037835 | 0.038193 | 0.038556 | 0.038923 | 0.039295 | 0.03967 | 0.04005 | 0.040434 | 0.64447
v5.10_MeasureAssessmentTemplate_Commercial_All | Griddles - SEG SEL - Energy Star Gas Griddle | Appliances | Griddles | New | Griddles | Commercial | Small Retail | Firm | Sales | Commercial | 30.12 | 0 | 0.47837 | 3.9948 | 2.8517 | 4.5233 | -1.1299 | 0.0017702 | 0.0033176 | 0.0041746 | 0.005043 | 0.0059233 | 0.0068155 | 0.00772 | 0.008637 | 0.0095667 | 0.010509 | 0.011466 | 0.012435 | 0.013419 | 0.014416 | 0.015428 | 0.016455 | 0.017496 | 0.018553 | 0.018691 | 0.01883 | 0.018972 | 0.019115 | 0.01926 | 0.019408 | 0.019557 | 0.31698
v5.10_MeasureAssessmentTemplate_Commercial_All | Griddles - SEG SEL - Energy Star Gas Griddle | Appliances | Griddles | New | Griddles | Commercial | Supermarket | Firm | Sales | Commercial | 30.12 | 0 | 0.47837 | 3.9948 | 2.8517 | 4.5233 | -1.1299 | 0.024424 | 0.046118 | 0.058024 | 0.070088 | 0.082311 | 0.094699 | 0.10725 | 0.11998 | 0.13288 | 0.14596 | 0.15922 | 0.17267 | 0.1863 | 0.20013 | 0.21416 | 0.22839 | 0.24282 | 0.25746 | 0.25934 | 0.26126 | 0.26319 | 0.26516 | 0.26715 | 0.26917 | 0.27121 | 4.3994
v5.10_MeasureAssessmentTemplate_Commercial_All | Griddles - SEG SEL - Energy Star Gas Griddle | Appliances | Griddles | New | Griddles | Commercial | Supermarket | Firm | Transport | Commercial | 30.12 | 0 | 0.47837 | 2.8221 | 2.8517 | 0.46729 | -0.98694 | 0.0038528 | 0.0072749 | 0.0091531 | 0.011056 | 0.012984 | 0.014938 | 0.016919 | 0.018926 | 0.020961 | 0.023025 | 0.025117 | 0.027238 | 0.029389 | 0.03157 | 0.033783 | 0.036027 | 0.038303 | 0.040613 | 0.04091 | 0.041212 | 0.041518 | 0.041827 | 0.042142 | 0.04246 | 0.042783 | 0.69398
v5.10_MeasureAssessmentTemplate_Commercial_All | Heat Recovery Ventilator - SEG Hospital - Heat Recovery Ventilator Installed | HVAC | Heat Recovery Ventilator | NR | Heat Recovery Ventilator | Commercial | Hospital | Firm | Sales | Commercial | 0.10172 | 0 | 0.065847 | 5.3757 | 41.8156 | 44.2198 | -1.8626 | 1.6214e-05 | 2.3697e-05 | 3.2177e-05 | 4.203e-05 | 5.2768e-05 | 6.3651e-05 | 7.3806e-05 | 8.2421e-05 | 8.8956e-05 | 9.3288e-05 | 9.5705e-05 | 9.6614e-05 | 9.6218e-05 | 9.5824e-05 | 9.5431e-05 | 0.00010948 | 0.00011255 | 0.00011027 | 5.4845e-05 | 1.1227e-05 | 8.6077e-06 | 6.107e-06 | 3.932e-06 | 2.2305e-06 | 1.0505e-06 | 0.0014691
v5.10_MeasureAssessmentTemplate_Commercial_All | Heat Recovery Ventilator - SEG Hospital - Heat Recovery Ventilator Installed | HVAC | Heat Recovery Ventilator | NR | Heat Recovery Ventilator | Commercial | Hospital | Firm | Transport | Commercial | 0.10172 | 0 | 0.065847 | 4.1746 | 41.8156 | 0.46729 | -1.7196 | 8.5289e-06 | 1.2465e-05 | 1.6926e-05 | 2.2109e-05 | 2.7757e-05 | 3.3482e-05 | 3.8824e-05 | 4.3355e-05 | 4.6793e-05 | 4.9071e-05 | 5.0343e-05 | 5.0821e-05 | 5.0613e-05 | 5.0405e-05 | 5.0199e-05 | 5.7587e-05 | 5.9204e-05 | 5.8006e-05 | 2.8849e-05 | 5.9055e-06 | 4.5278e-06 | 3.2124e-06 | 2.0683e-06 | 1.1733e-06 | 5.5258e-07 | 0.00077278
v5.10_MeasureAssessmentTemplate_Commercial_All | Heat Recovery Ventilator - SEG Hospital - Heat Recovery Ventilator Installed | HVAC | Heat Recovery Ventilator | NR | Heat Recovery Ventilator | Commercial | Hospital | Interruptible | Sales | Commercial | 0.10172 | 0 | 0.032764 | 2.6748 | 43.2786 | 0.46729 | -0.39962 | 8.5052e-06 | 1.2431e-05 | 1.6879e-05 | 2.2048e-05 | 2.768e-05 | 3.3389e-05 | 3.8716e-05 | 4.3235e-05 | 4.6663e-05 | 4.8935e-05 | 5.0203e-05 | 5.068e-05 | 5.0472e-05 | 5.0265e-05 | 5.0059e-05 | 5.7428e-05 | 5.904e-05 | 5.7845e-05 | 2.8769e-05 | 5.8891e-06 | 4.5153e-06 | 3.2035e-06 | 2.0626e-06 | 1.17e-06 | 5.5105e-07 | 0.00077063
v5.10_MeasureAssessmentTemplate_Commercial_All | Heat Recovery Ventilator - SEG Hospital - Heat Recovery Ventilator Installed | HVAC | Heat Recovery Ventilator | New | Heat Recovery Ventilator | Commercial | Hospital | Firm | Sales | Commercial | 0.10172 | 0 | 0.065847 | 5.3757 | 41.8156 | 44.2198 | -1.8626 | 2.7584e-06 | 5.5114e-06 | 7.568e-06 | 9.9978e-06 | 1.2695e-05 | 1.5488e-05 | 1.8165e-05 | 2.0519e-05 | 2.2402e-05 | 2.3766e-05 | 2.4665e-05 | 2.5191e-05 | 2.5382e-05 | 2.5576e-05 | 2.5772e-05 | 2.5971e-05 | 2.6172e-05 | 2.6376e-05 | 2.6583e-05 | 2.6792e-05 | 2.7004e-05 | 2.7219e-05 | 2.7437e-05 | 2.7657e-05 | 2.788e-05 | 0.00053455
v5.10_MeasureAssessmentTemplate_Commercial_All | Heat Recovery Ventilator - SEG Hospital - Heat Recovery Ventilator Installed | HVAC | Heat Recovery Ventilator | New | Heat Recovery Ventilator | Commercial | Hospital | Firm | Transport | Commercial | 0.10172 | 0 | 0.065847 | 4.1746 | 41.8156 | 0.46729 | -1.7196 | 1.4509e-06 | 2.8991e-06 | 3.9809e-06 | 5.259e-06 | 6.6777e-06 | 8.147e-06 | 9.5553e-06 | 1.0794e-05 | 1.1784e-05 | 1.2501e-05 | 1.2975e-05 | 1.3251e-05 | 1.3352e-05 | 1.3453e-05 | 1.3557e-05 | 1.3661e-05 | 1.3767e-05 | 1.3874e-05 | 1.3983e-05 | 1.4093e-05 | 1.4205e-05 | 1.4318e-05 | 1.4432e-05 | 1.4548e-05 | 1.4665e-05 | 0.00028118
v5.10_MeasureAssessmentTemplate_Commercial_All | Heat Recovery Ventilator - SEG Hospital - Heat Recovery Ventilator Installed | HVAC | Heat Recovery Ventilator | New | Heat Recovery Ventilator | Commercial | Hospital | Interruptible | Sales | Commercial | 0.10172 | 0 | 0.032764 | 2.6748 | 43.2786 | 0.46729 | -0.39962 | 1.4469e-06 | 2.8911e-06 | 3.9699e-06 | 5.2444e-06 | 6.6592e-06 | 8.1244e-06 | 9.5288e-06 | 1.0764e-05 | 1.1751e-05 | 1.2467e-05 | 1.2939e-05 | 1.3214e-05 | 1.3315e-05 | 1.3416e-05 | 1.3519e-05 | 1.3623e-05 | 1.3729e-05 | 1.3836e-05 | 1.3944e-05 | 1.4054e-05 | 1.4165e-05 | 1.4278e-05 | 1.4392e-05 | 1.4508e-05 | 1.4625e-05 | 0.0002804
v5.10_MeasureAssessmentTemplate_Commercial_All | Heat Recovery Ventilator - SEG Lodging - Heat Recovery Ventilator Installed | HVAC | Heat Recovery Ventilator | NR | Heat Recovery Ventilator | Commercial | Lodging | Firm | Sales | Commercial | 0.11928 | 0 | 0.078073 | 5.4421 | 35.3519 | 37.7561 | -1.8626 | 0.015191 | 0.022211 | 0.03017 | 0.039425 | 0.049517 | 0.059753 | 0.069315 | 0.077437 | 0.08361 | 0.087717 | 0.090025 | 0.090918 | 0.090581 | 0.090246 | 0.089912 | 0.10311 | 0.10559 | 0.10354 | 0.05839 | 0.010258 | 0.0078678 | 0.0055841 | 0.0035967 | 0.002041 | 0.00096162 | 1.387
v5.10_MeasureAssessmentTemplate_Commercial_All | Heat Recovery Ventilator - SEG Lodging - Heat Recovery Ventilator Installed | HVAC | Heat Recovery Ventilator | New | Heat Recovery Ventilator | Commercial | Lodging | Firm | Sales | Commercial | 0.11928 | 0 | 0.078073 | 5.4421 | 35.3519 | 37.7561 | -1.8626 | 0.0025843 | 0.0050299 | 0.0069095 | 0.0091313 | 0.011599 | 0.014157 | 0.01661 | 0.018769 | 0.020499 | 0.021755 | 0.022587 | 0.023076 | 0.023259 | 0.023445 | 0.023633 | 0.023823 | 0.024016 | 0.024211 | 0.024409 | 0.024609 | 0.024812 | 0.025017 | 0.025225 | 0.025435 | 0.025648 | 0.49025
v5.10_MeasureAssessmentTemplate_Commercial_All | Heat Recovery Ventilator - SEG Office - Heat Recovery Ventilator Installed | HVAC | Heat Recovery Ventilator | NR | Heat Recovery Ventilator | Commercial | Large Office | Firm | Sales | Commercial | 0.031011 | 0 | 0.020541 | 5.4757 | 141.9865 | 144.3908 | -1.8626 | 0.04257 | 0.062287 | 0.084668 | 0.11072 | 0.13916 | 0.16804 | 0.19507 | 0.21808 | 0.23563 | 0.24738 | 0.25407 | 0.25677 | 0.25599 | 0.25523 | 0.25446 | 0.2916 | 0.29659 | 0.29127 | 0.19862 | 0.027465 | 0.02108 | 0.014971 | 0.0096491 | 0.0054791 | 0.0025831 | 3.9394
v5.10_MeasureAssessmentTemplate_Commercial_All | Heat Recovery Ventilator - SEG Office - Heat Recovery Ventilator Installed | HVAC | Heat Recovery Ventilator | NR | Heat Recovery Ventilator | Commercial | Large Office | Firm | Sales | Industrial | 0.031011 | 0 | 0.020541 | 5.4757 | 141.9865 | 144.3908 | -1.8626 | 0.00040046 | 0.00058595 | 0.00079648 | 0.0010415 | 0.0013091 | 0.0015808 | 0.001835 | 0.0020515 | 0.0022166 | 0.0023271 | 0.00239 | 0.0024154 | 0.0024082 | 0.0024009 | 0.0023937 | 0.0027432 | 0.00279 | 0.00274 | 0.0018684 | 0.00025836 | 0.0001983 | 0.00014084 | 9.077e-05 | 5.1542e-05 | 2.43e-05 | 0.037059
v5.10_MeasureAssessmentTemplate_Commercial_All | Heat Recovery Ventilator - SEG Office - Heat Recovery Ventilator Installed | HVAC | Heat Recovery Ventilator | NR | Heat Recovery Ventilator | Commercial | Medium Office | Firm | Sales | Commercial | 0.031011 | 0 | 0.020541 | 5.4757 | 141.9865 | 144.3908 | -1.8626 | 0.040461 | 0.059202 | 0.080473 | 0.10523 | 0.13226 | 0.15972 | 0.18541 | 0.20728 | 0.22396 | 0.23512 | 0.24148 | 0.24404 | 0.24331 | 0.24258 | 0.24185 | 0.27716 | 0.28189 | 0.27684 | 0.18878 | 0.026104 | 0.020035 | 0.014229 | 0.009171 | 0.0052076 | 0.0024551 | 3.7442
v5.10_MeasureAssessmentTemplate_Commercial_All | Heat Recovery Ventilator - SEG Office - Heat Recovery Ventilator Installed | HVAC | Heat Recovery Ventilator | NR | Heat Recovery Ventilator | Commercial | Small Office | Firm | Sales | Commercial | 0.031011 | 0 | 0.020541 | 5.4757 | 141.9865 | 144.3908 | -1.8626 | 0.058591 | 0.085728 | 0.11653 | 0.15239 | 0.19153 | 0.23128 | 0.26848 | 0.30015 | 0.3243 | 0.34047 | 0.34968 | 0.35339 | 0.35233 | 0.35128 | 0.35022 | 0.40134 | 0.4082 | 0.40088 | 0.27336 | 0.0378 | 0.029013 | 0.020605 | 0.01328 | 0.007541 | 0.0035552 | 5.4219
v5.10_MeasureAssessmentTemplate_Commercial_All | Heat Recovery Ventilator - SEG Office - Heat Recovery Ventilator Installed | HVAC | Heat Recovery Ventilator | New | Heat Recovery Ventilator | Commercial | Large Office | Firm | Sales | Commercial | 0.031011 | 0 | 0.020541 | 5.4757 | 141.9865 | 144.3908 | -1.8626 | 0.0072422 | 0.01344 | 0.018475 | 0.024432 | 0.031056 | 0.037929 | 0.044532 | 0.050354 | 0.05503 | 0.058438 | 0.060711 | 0.062065 | 0.062596 | 0.063134 | 0.063678 | 0.064229 | 0.064787 | 0.065351 | 0.065922 | 0.0665 | 0.067085 | 0.067677 | 0.068276 | 0.068882 | 0.069496 | 1.3213
v5.10_MeasureAssessmentTemplate_Commercial_All | Heat Recovery Ventilator - SEG Office - Heat Recovery Ventilator Installed | HVAC | Heat Recovery Ventilator | New | Heat Recovery Ventilator | Commercial | Large Office | Firm | Sales | Industrial | 0.031011 | 0 | 0.020541 | 5.4757 | 141.9865 | 144.3908 | -1.8626 | 6.8128e-05 | 0.00012643 | 0.00017379 | 0.00022984 | 0.00029215 | 0.0003568 | 0.00041891 | 0.00047368 | 0.00051767 | 0.00054974 | 0.00057111 | 0.00058385 | 0.00058885 | 0.00059391 | 0.00059903 | 0.00060421 | 0.00060946 | 0.00061476 | 0.00062014 | 0.00062557 | 0.00063107 | 0.00063664 | 0.00064228 | 0.00064798 | 0.00065375 | 0.01243
v5.10_MeasureAssessmentTemplate_Commercial_All | Heat Recovery Ventilator - SEG Office - Heat Recovery Ventilator Installed | HVAC | Heat Recovery Ventilator | New | Heat Recovery Ventilator | Commercial | Medium Office | Firm | Sales | Commercial | 0.031011 | 0 | 0.020541 | 5.4757 | 141.9865 | 144.3908 | -1.8626 | 0.0068834 | 0.012774 | 0.01756 | 0.023222 | 0.029518 | 0.03605 | 0.042325 | 0.047859 | 0.052304 | 0.055543 | 0.057703 | 0.05899 | 0.059495 | 0.060006 | 0.060523 | 0.061047 | 0.061577 | 0.062113 | 0.062656 | 0.063205 | 0.063761 | 0.064324 | 0.064893 | 0.06547 | 0.066053 | 1.2559
v5.10_MeasureAssessmentTemplate_Commercial_All | Heat Recovery Ventilator - SEG Office - Heat Recovery Ventilator Installed | HVAC | Heat Recovery Ventilator | New | Heat Recovery Ventilator | Commercial | Small Office | Firm | Sales | Commercial | 0.031011 | 0 | 0.020541 | 5.4757 | 141.9865 | 144.3908 | -1.8626 | 0.0099676 | 0.018497 | 0.025427 | 0.033627 | 0.042743 | 0.052203 | 0.06129 | 0.069303 | 0.075739 | 0.08043 | 0.083558 | 0.085422 | 0.086153 | 0.086893 | 0.087642 | 0.0884 | 0.089167 | 0.089944 | 0.09073 | 0.091526 | 0.092331 | 0.093145 | 0.09397 | 0.094804 | 0.095649 | 1.8186
v5.10_MeasureAssessmentTemplate_Commercial_All | Heat Recovery Ventilator - SEG Other - Heat Recovery Ventilator Installed | HVAC | Heat Recovery Ventilator | NR | Heat Recovery Ventilator | Commercial | Assembly | Firm | Sales | Commercial | 0.040842 | 0 | 0.026718 | 5.4114 | 107.3017 | 109.7059 | -1.8626 | 0.0087889 | 0.01284 | 0.017428 | 0.022756 | 0.028559 | 0.034435 | 0.039914 | 0.044556 | 0.048069 | 0.050391 | 0.051676 | 0.052147 | 0.051913 | 0.05168 | 0.051449 | 0.059044 | 0.060934 | 0.059652 | 0.02586 | 0.0062308 | 0.0047755 | 0.0033869 | 0.0021799 | 0.0012361 | 0.00058198 | 0.79049
v5.10_MeasureAssessmentTemplate_Commercial_All | Heat Recovery Ventilator - SEG Other - Heat Recovery Ventilator Installed | HVAC | Heat Recovery Ventilator | NR | Heat Recovery Ventilator | Commercial | Other | Firm | Sales | Commercial | 0.040842 | 0 | 0.026718 | 5.4114 | 107.3017 | 109.7059 | -1.8626 | 0.0018425 | 0.0026796 | 0.0036205 | 0.004706 | 0.0058792 | 0.0070568 | 0.0081425 | 0.0090482 | 0.0097175 | 0.010141 | 0.010352 | 0.010399 | 0.010306 | 0.010213 | 0.010121 | 0.01167 | 0.012619 | 0.0068821 | 0.0020388 | 0.0016566 | 0.0012642 | 0.00089277 | 0.00057218 | 0.00032311 | 0.0001515 | 0.15229
v5.10_MeasureAssessmentTemplate_Commercial_All | Heat Recovery Ventilator - SEG Other - Heat Recovery Ventilator Installed | HVAC | Heat Recovery Ventilator | New | Heat Recovery Ventilator | Commercial | Assembly | Firm | Sales | Commercial | 0.040842 | 0 | 0.026718 | 5.4114 | 107.3017 | 109.7059 | -1.8626 | 0.0014952 | 0.0030623 | 0.0042034 | 0.0055509 | 0.0070456 | 0.0085927 | 0.010074 | 0.011376 | 0.012415 | 0.013166 | 0.01366 | 0.013946 | 0.014047 | 0.01415 | 0.014254 | 0.014359 | 0.014465 | 0.014574 | 0.014683 | 0.014794 | 0.014907 | 0.015021 | 0.015136 | 0.015253 | 0.015372 | 0.2956
v5.10_MeasureAssessmentTemplate_Commercial_All | Heat Recovery Ventilator - SEG Other - Heat Recovery Ventilator Installed | HVAC | Heat Recovery Ventilator | New | Heat Recovery Ventilator | Commercial | Other | Firm | Sales | Commercial | 0.040842 | 0 | 0.026718 | 5.4114 | 107.3017 | 109.7059 | -1.8626 | 0.00031345 | 0.00082504 | 0.0011274 | 0.0014822 | 0.0018732 | 0.0022747 | 0.0026555 | 0.0029859 | 0.0032452 | 0.0034274 | 0.0035415 | 0.0036013 | 0.003613 | 0.0036252 | 0.0036377 | 0.0036506 | 0.0036639 | 0.0036776 | 0.0036918 | 0.0037063 | 0.0037212 | 0.0037365 | 0.0037523 | 0.0037684 | 0.003785 | 0.075382
v5.10_MeasureAssessmentTemplate_Commercial_All | Heat Recovery Ventilator - SEG Restaurant - Heat Recovery Ventilator Installed | HVAC | Heat Recovery Ventilator | NR | Heat Recovery Ventilator | Commercial | Restaurant | Firm | Sales | Commercial | 0.050292 | 0 | 0.033209 | 5.4656 | 86.742 | 89.1462 | -1.8626 | 0.020031 | 0.029132 | 0.039361 | 0.051161 | 0.063915 | 0.076718 | 0.088521 | 0.098367 | 0.10564 | 0.11024 | 0.11254 | 0.11305 | 0.11204 | 0.11103 | 0.11003 | 0.12687 | 0.13719 | 0.074818 | 0.022165 | 0.018009 | 0.013743 | 0.0097057 | 0.0062205 | 0.0035127 | 0.001647 | 1.6557
v5.10_MeasureAssessmentTemplate_Commercial_All | Heat Recovery Ventilator - SEG Restaurant - Heat Recovery Ventilator Installed | HVAC | Heat Recovery Ventilator | New | Heat Recovery Ventilator | Commercial | Restaurant | Firm | Sales | Commercial | 0.050292 | 0 | 0.033209 | 5.4656 | 86.742 | 89.1462 | -1.8626 | 0.0034076 | 0.0089694 | 0.012257 | 0.016114 | 0.020364 | 0.024729 | 0.028869 | 0.032462 | 0.03528 | 0.037261 | 0.038501 | 0.039151 | 0.039279 | 0.039411 | 0.039547 | 0.039687 | 0.039832 | 0.039981 | 0.040135 | 0.040293 | 0.040455 | 0.040622 | 0.040793 | 0.040968 | 0.041149 | 0.81952
v5.10_MeasureAssessmentTemplate_Commercial_All | Heat Recovery Ventilator - SEG Retail - Heat Recovery Ventilator Installed | HVAC | Heat Recovery Ventilator | NR | Heat Recovery Ventilator | Commercial | Extra Large Retail | Firm | Sales | Commercial | 0.044455 | 0 | 0.029376 | 5.4674 | 98.4085 | 100.8127 | -1.8626 | 0.0055486 | 0.0081055 | 0.011 | 0.014362 | 0.018022 | 0.021728 | 0.025182 | 0.028107 | 0.03032 | 0.031781 | 0.032588 | 0.032881 | 0.03273 | 0.032579 | 0.032429 | 0.037221 | 0.038456 | 0.037638 | 0.015616 | 0.0039606 | 0.0030352 | 0.0021524 | 0.0013852 | 0.00078539 | 0.00036973 | 0.49798
v5.10_MeasureAssessmentTemplate_Commercial_All | Heat Recovery Ventilator - SEG Retail - Heat Recovery Ventilator Installed | HVAC | Heat Recovery Ventilator | NR | Heat Recovery Ventilator | Commercial | Extra Large Retail | Firm | Transport | Commercial | 0.044455 | 0 | 0.029376 | 4.1746 | 98.4085 | 0.46729 | -1.7196 | 0.00054885 | 0.00080177 | 0.0010881 | 0.0014206 | 0.0017826 | 0.0021492 | 0.0024909 | 0.0027802 | 0.0029991 | 0.0031436 | 0.0032234 | 0.0032524 | 0.0032375 | 0.0032226 | 0.0032078 | 0.0036817 | 0.0038039 | 0.003723 | 0.0015447 | 0.00039176 | 0.00030023 | 0.00021291 | 0.00013702 | 7.7687e-05 | 3.6572e-05 | 0.049258
v5.10_MeasureAssessmentTemplate_Commercial_All | Heat Recovery Ventilator - SEG Retail - Heat Recovery Ventilator Installed | HVAC | Heat Recovery Ventilator | NR | Heat Recovery Ventilator | Commercial | Large Retail | Firm | Sales | Commercial | 0.044455 | 0 | 0.029376 | 5.4674 | 98.4085 | 100.8127 | -1.8626 | 0.0016688 | 0.0024378 | 0.0033084 | 0.0043194 | 0.0054201 | 0.0065347 | 0.0075736 | 0.0084533 | 0.0091189 | 0.0095582 | 0.0098009 | 0.0098891 | 0.0098436 | 0.0097983 | 0.0097533 | 0.011194 | 0.011566 | 0.01132 | 0.0046967 | 0.0011912 | 0.00091285 | 0.00064734 | 0.0004166 | 0.00023621 | 0.0001112 | 0.14977
v5.10_MeasureAssessmentTemplate_Commercial_All | Heat Recovery Ventilator - SEG Retail - Heat Recovery Ventilator Installed | HVAC | Heat Recovery Ventilator | NR | Heat Recovery Ventilator | Commercial | Medium Retail | Firm | Sales | Commercial | 0.044455 | 0 | 0.029376 | 5.4674 | 98.4085 | 100.8127 | -1.8626 | 0.002627 | 0.0038375 | 0.005208 | 0.0067995 | 0.0085323 | 0.010287 | 0.011922 | 0.013307 | 0.014355 | 0.015046 | 0.015428 | 0.015567 | 0.015496 | 0.015424 | 0.015353 | 0.017622 | 0.018207 | 0.017819 | 0.0073934 | 0.0018751 | 0.001437 | 0.001019 | 0.0006558 | 0.00037184 | 0.00017505 | 0.23577
v5.10_MeasureAssessmentTemplate_Commercial_All | Heat Recovery Ventilator - SEG Retail - Heat Recovery Ventilator Installed | HVAC | Heat Recovery Ventilator | NR | Heat Recovery Ventilator | Commercial | Medium Retail | Firm | Sales | Industrial | 0.044455 | 0 | 0.029376 | 5.4674 | 98.4085 | 100.8127 | -1.8626 | 8.4523e-06 | 1.2347e-05 | 1.6757e-05 | 2.1877e-05 | 2.7452e-05 | 3.3098e-05 | 3.8359e-05 | 4.2815e-05 | 4.6186e-05 | 4.8411e-05 | 4.9641e-05 | 5.0087e-05 | 4.9857e-05 | 4.9628e-05 | 4.9399e-05 | 5.6698e-05 | 5.858e-05 | 5.7334e-05 | 2.3788e-05 | 6.0331e-06 | 4.6235e-06 | 3.2787e-06 | 2.11e-06 | 1.1964e-06 | 5.6321e-07 | 0.00075857
v5.10_MeasureAssessmentTemplate_Commercial_All | Heat Recovery Ventilator - SEG Retail - Heat Recovery Ventilator Installed | HVAC | Heat Recovery Ventilator | NR | Heat Recovery Ventilator | Commercial | Small Retail | Firm | Sales | Commercial | 0.044455 | 0 | 0.029376 | 5.4674 | 98.4085 | 100.8127 | -1.8626 | 0.0040132 | 0.0058625 | 0.0079562 | 0.010388 | 0.013035 | 0.015715 | 0.018213 | 0.020329 | 0.02193 | 0.022986 | 0.02357 | 0.023782 | 0.023672 | 0.023564 | 0.023455 | 0.026921 | 0.027814 | 0.027223 | 0.011295 | 0.0028646 | 0.0021953 | 0.0015568 | 0.0010019 | 0.00056805 | 0.00026742 | 0.36018
v5.10_MeasureAssessmentTemplate_Commercial_All | Heat Recovery Ventilator - SEG Retail - Heat Recovery Ventilator Installed | HVAC | Heat Recovery Ventilator | New | Heat Recovery Ventilator | Commercial | Extra Large Retail | Firm | Sales | Commercial | 0.044455 | 0 | 0.029376 | 5.4674 | 98.4085 | 100.8127 | -1.8626 | 0.00094395 | 0.0019472 | 0.0026724 | 0.0035287 | 0.0044785 | 0.0054612 | 0.0064023 | 0.0072285 | 0.0078882 | 0.0083646 | 0.0086773 | 0.0088583 | 0.0089216 | 0.0089858 | 0.0090508 | 0.0091168 | 0.0091836 | 0.0092514 | 0.0093201 | 0.0093897 | 0.0094602 | 0.0095318 | 0.0096042 | 0.0096777 | 0.0097521 | 0.1877
v5.10_MeasureAssessmentTemplate_Commercial_All | Heat Recovery Ventilator - SEG Retail - Heat Recovery Ventilator Installed | HVAC | Heat Recovery Ventilator | New | Heat Recovery Ventilator | Commercial | Extra Large Retail | Firm | Transport | Commercial | 0.044455 | 0 | 0.029376 | 4.1746 | 98.4085 | 0.46729 | -1.7196 | 9.3372e-05 | 0.00019261 | 0.00026435 | 0.00034905 | 0.00044299 | 0.0005402 | 0.00063328 | 0.00071502 | 0.00078027 | 0.00082739 | 0.00085832 | 0.00087623 | 0.00088249 | 0.00088883 | 0.00089527 | 0.00090179 | 0.0009084 | 0.00091511 | 0.0009219 | 0.00092879 | 0.00093577 | 0.00094284 | 0.00095001 | 0.00095727 | 0.00096464 | 0.018566
v5.10_MeasureAssessmentTemplate_Commercial_All | Heat Recovery Ventilator - SEG Retail - Heat Recovery Ventilator Installed | HVAC | Heat Recovery Ventilator | New | Heat Recovery Ventilator | Commercial | Large Retail | Firm | Sales | Commercial | 0.044455 | 0 | 0.029376 | 5.4674 | 98.4085 | 100.8127 | -1.8626 | 0.0002839 | 0.00058563 | 0.00080375 | 0.0010613 | 0.0013469 | 0.0016425 | 0.0019255 | 0.002174 | 0.0023724 | 0.0025157 | 0.0026098 | 0.0026642 | 0.0026832 | 0.0027025 | 0.0027221 | 0.0027419 | 0.002762 | 0.0027824 | 0.0028031 | 0.002824 | 0.0028452 | 0.0028667 | 0.0028885 | 0.0029106 | 0.002933 | 0.056451
v5.10_MeasureAssessmentTemplate_Commercial_All | Heat Recovery Ventilator - SEG Retail - Heat Recovery Ventilator Installed | HVAC | Heat Recovery Ventilator | New | Heat Recovery Ventilator | Commercial | Medium Retail | Firm | Sales | Commercial | 0.044455 | 0 | 0.029376 | 5.4674 | 98.4085 | 100.8127 | -1.8626 | 0.00044691 | 0.00092188 | 0.0012653 | 0.0016707 | 0.0021203 | 0.0025856 | 0.0030311 | 0.0034223 | 0.0037346 | 0.0039602 | 0.0041082 | 0.0041939 | 0.0042239 | 0.0042543 | 0.0042851 | 0.0043163 | 0.0043479 | 0.00438 | 0.0044125 | 0.0044455 | 0.0044789 | 0.0045128 | 0.0045471 | 0.0045818 | 0.0046171 | 0.088864
v5.10_MeasureAssessmentTemplate_Commercial_All | Heat Recovery Ventilator - SEG Retail - Heat Recovery Ventilator Installed | HVAC | Heat Recovery Ventilator | New | Heat Recovery Ventilator | Commercial | Medium Retail | Firm | Sales | Industrial | 0.044455 | 0 | 0.029376 | 5.4674 | 98.4085 | 100.8127 | -1.8626 | 1.4379e-06 | 2.9661e-06 | 4.0709e-06 | 5.3753e-06 | 6.822e-06 | 8.3191e-06 | 9.7526e-06 | 1.1011e-05 | 1.2016e-05 | 1.2742e-05 | 1.3218e-05 | 1.3494e-05 | 1.359e-05 | 1.3688e-05 | 1.3787e-05 | 1.3888e-05 | 1.3989e-05 | 1.4093e-05 | 1.4197e-05 | 1.4303e-05 | 1.4411e-05 | 1.452e-05 | 1.463e-05 | 1.4742e-05 | 1.4855e-05 | 0.00028592
v5.10_MeasureAssessmentTemplate_Commercial_All | Heat Recovery Ventilator - SEG Retail - Heat Recovery Ventilator Installed | HVAC | Heat Recovery Ventilator | New | Heat Recovery Ventilator | Commercial | Small Retail | Firm | Sales | Commercial | 0.044455 | 0 | 0.029376 | 5.4674 | 98.4085 | 100.8127 | -1.8626 | 0.00068274 | 0.0014083 | 0.0019329 | 0.0025522 | 0.0032392 | 0.00395 | 0.0046306 | 0.0052282 | 0.0057053 | 0.0060499 | 0.0062761 | 0.006407 | 0.0064528 | 0.0064992 | 0.0065462 | 0.0065939 | 0.0066423 | 0.0066913 | 0.006741 | 0.0067913 | 0.0068424 | 0.0068941 | 0.0069465 | 0.0069996 | 0.0070534 | 0.13576
v5.10_MeasureAssessmentTemplate_Commercial_All | Heat Recovery Ventilator - SEG School - Heat Recovery Ventilator Installed | HVAC | Heat Recovery Ventilator | NR | Heat Recovery Ventilator | Commercial | School K-12 | Firm | Sales | Commercial | 0.024563 | 0 | 0.016242 | 5.464 | 179.8129 | 182.2171 | -1.8626 | 0.13731 | 0.20108 | 0.27358 | 0.35808 | 0.45046 | 0.54445 | 0.63259 | 0.70784 | 0.7655 | 0.80439 | 0.82688 | 0.83642 | 0.83466 | 0.83291 | 0.83116 | 0.95168 | 0.95963 | 0.9442 | 0.78951 | 0.083243 | 0.063946 | 0.045454 | 0.02932 | 0.016663 | 0.007862 | 12.9288
v5.10_MeasureAssessmentTemplate_Commercial_All | Heat Recovery Ventilator - SEG School - Heat Recovery Ventilator Installed | HVAC | Heat Recovery Ventilator | New | Heat Recovery Ventilator | Commercial | School K-12 | Firm | Sales | Commercial | 0.024563 | 0 | 0.016242 | 5.464 | 179.8129 | 182.2171 | -1.8626 | 0.023359 | 0.040628 | 0.055898 | 0.073988 | 0.094128 | 0.11506 | 0.1352 | 0.15301 | 0.16735 | 0.17786 | 0.18493 | 0.18921 | 0.19098 | 0.19277 | 0.19458 | 0.19641 | 0.19826 | 0.20014 | 0.20204 | 0.20396 | 0.2059 | 0.20786 | 0.20985 | 0.21186 | 0.21389 | 4.0391
v5.10_MeasureAssessmentTemplate_Commercial_All | Heat Recovery Ventilator - SEG Supermarket - Heat Recovery Ventilator Installed | HVAC | Heat Recovery Ventilator | NR | Heat Recovery Ventilator | Commercial | Supermarket | Firm | Sales | Commercial | 0.060954 | 0 | 0.040239 | 5.4679 | 71.1994 | 73.6036 | -1.8626 | 0 | 0 | 0 | 0 | 0 | 0 | 0 | 0 | 0 | 0 | 0 | 0 | 0 | 0 | 0 | 0 | 0 | 0 | 0 | 0 | 0 | 0 | 0 | 0 | 0 | 0
v5.10_MeasureAssessmentTemplate_Commercial_All | Heat Recovery Ventilator - SEG Supermarket - Heat Recovery Ventilator Installed | HVAC | Heat Recovery Ventilator | NR | Heat Recovery Ventilator | Commercial | Supermarket | Firm | Transport | Commercial | 0.060954 | 0 | 0.040239 | 4.1746 | 71.1994 | 0.46729 | -1.7196 | 0 | 0 | 0 | 0 | 0 | 0 | 0 | 0 | 0 | 0 | 0 | 0 | 0 | 0 | 0 | 0 | 0 | 0 | 0 | 0 | 0 | 0 | 0 | 0 | 0 | 0
v5.10_MeasureAssessmentTemplate_Commercial_All | Heat Recovery Ventilator - SEG Supermarket - Heat Recovery Ventilator Installed | HVAC | Heat Recovery Ventilator | New | Heat Recovery Ventilator | Commercial | Supermarket | Firm | Sales | Commercial | 0.060954 | 0 | 0.040239 | 5.4679 | 71.1994 | 73.6036 | -1.8626 | 0 | 0 | 0 | 0 | 0 | 0 | 0 | 0 | 0 | 0 | 0 | 0 | 0 | 0 | 0 | 0 | 0 | 0 | 0 | 0 | 0 | 0 | 0 | 0 | 0 | 0
v5.10_MeasureAssessmentTemplate_Commercial_All | Heat Recovery Ventilator - SEG Supermarket - Heat Recovery Ventilator Installed | HVAC | Heat Recovery Ventilator | New | Heat Recovery Ventilator | Commercial | Supermarket | Firm | Transport | Commercial | 0.060954 | 0 | 0.040239 | 4.1746 | 71.1994 | 0.46729 | -1.7196 | 0 | 0 | 0 | 0 | 0 | 0 | 0 | 0 | 0 | 0 | 0 | 0 | 0 | 0 | 0 | 0 | 0 | 0 | 0 | 0 | 0 | 0 | 0 | 0 | 0 | 0
v5.10_MeasureAssessmentTemplate_Commercial_All | Kitchen Vent Hood VFD - SEG SEL - VFD on Kitchen Vent Hood | HVAC | Kitchen Vent Hood VFD | Retrofit | Kitchen Vent Hood VFD | Commercial | Extra Large Retail | Firm | Sales | Commercial | 142 | 1 | 2.0198 | 6.2295 | -1.1767 | 1.6706 | -2.3057 | 0.1659 | 0.33009 | 0.58339 | 0.94461 | 1.4272 | 2.0346 | 2.7549 | 3.5549 | 4.3766 | 5.1373 | 5.7373 | 6.0753 | 6.0726 | 5.6981 | 4.9869 | 4.1051 | 3.1248 | 0.80585 | 0 | 0 | 0 | 0 | 0 | 0 | 0 | 57.9155
v5.10_MeasureAssessmentTemplate_Commercial_All | Kitchen Vent Hood VFD - SEG SEL - VFD on Kitchen Vent Hood | HVAC | Kitchen Vent Hood VFD | Retrofit | Kitchen Vent Hood VFD | Commercial | Extra Large Retail | Firm | Transport | Commercial | 142 | 1 | 2.0198 | 4.9927 | -1.1767 | 0.46729 | -2.1627 | 0.01641 | 0.032651 | 0.057707 | 0.093436 | 0.14117 | 0.20126 | 0.27251 | 0.35164 | 0.43292 | 0.50817 | 0.56751 | 0.60094 | 0.60068 | 0.56363 | 0.49328 | 0.40606 | 0.30909 | 0.079711 | 0 | 0 | 0 | 0 | 0 | 0 | 0 | 5.7288
v5.10_MeasureAssessmentTemplate_Commercial_All | Kitchen Vent Hood VFD - SEG SEL - VFD on Kitchen Vent Hood | HVAC | Kitchen Vent Hood VFD | Retrofit | Kitchen Vent Hood VFD | Commercial | Hospital | Firm | Sales | Commercial | 142 | 1 | 2.0198 | 6.2295 | -1.1767 | 1.6706 | -2.3057 | 0.13925 | 0.2772 | 0.49017 | 0.79406 | 1.2003 | 1.7121 | 2.3193 | 2.9944 | 3.6883 | 4.3316 | 4.8398 | 5.1276 | 5.1279 | 4.8141 | 4.2153 | 3.4717 | 2.6439 | 1.0141 | 0 | 0 | 0 | 0 | 0 | 0 | 0 | 49.2012
v5.10_MeasureAssessmentTemplate_Commercial_All | Kitchen Vent Hood VFD - SEG SEL - VFD on Kitchen Vent Hood | HVAC | Kitchen Vent Hood VFD | Retrofit | Kitchen Vent Hood VFD | Commercial | Hospital | Firm | Transport | Commercial | 142 | 1 | 2.0198 | 4.9927 | -1.1767 | 0.46729 | -2.1627 | 0.073246 | 0.14581 | 0.25784 | 0.41769 | 0.6314 | 0.90059 | 1.22 | 1.5751 | 1.9401 | 2.2785 | 2.5459 | 2.6972 | 2.6974 | 2.5323 | 2.2173 | 1.8262 | 1.3908 | 0.53345 | 0 | 0 | 0 | 0 | 0 | 0 | 0 | 25.8808
v5.10_MeasureAssessmentTemplate_Commercial_All | Kitchen Vent Hood VFD - SEG SEL - VFD on Kitchen Vent Hood | HVAC | Kitchen Vent Hood VFD | Retrofit | Kitchen Vent Hood VFD | Commercial | Hospital | Interruptible | Sales | Commercial | 142 | 1 | 1.1441 | 3.5286 | 0.28622 | 0.46729 | -0.84274 | 0.073043 | 0.14541 | 0.25712 | 0.41653 | 0.62964 | 0.89809 | 1.2166 | 1.5707 | 1.9348 | 2.2722 | 2.5388 | 2.6897 | 2.6899 | 2.5253 | 2.2112 | 1.8211 | 1.3869 | 0.53197 | 0 | 0 | 0 | 0 | 0 | 0 | 0 | 25.809
v5.10_MeasureAssessmentTemplate_Commercial_All | Kitchen Vent Hood VFD - SEG SEL - VFD on Kitchen Vent Hood | HVAC | Kitchen Vent Hood VFD | Retrofit | Kitchen Vent Hood VFD | Commercial | Large Retail | Firm | Sales | Commercial | 142 | 1 | 2.0198 | 6.2295 | -1.1767 | 1.6706 | -2.3057 | 0.049894 | 0.099277 | 0.17546 | 0.2841 | 0.42923 | 0.61193 | 0.82856 | 1.0692 | 1.3163 | 1.5451 | 1.7255 | 1.8272 | 1.8264 | 1.7137 | 1.4998 | 1.2346 | 0.93979 | 0.24236 | 0 | 0 | 0 | 0 | 0 | 0 | 0 | 17.4185
v5.10_MeasureAssessmentTemplate_Commercial_All | Kitchen Vent Hood VFD - SEG SEL - VFD on Kitchen Vent Hood | HVAC | Kitchen Vent Hood VFD | Retrofit | Kitchen Vent Hood VFD | Commercial | Medium Retail | Firm | Sales | Commercial | 142 | 1 | 2.0198 | 6.2295 | -1.1767 | 1.6706 | -2.3057 | 0.078543 | 0.15628 | 0.2762 | 0.44722 | 0.67569 | 0.96328 | 1.3043 | 1.6831 | 2.0721 | 2.4323 | 2.7163 | 2.8763 | 2.875 | 2.6977 | 2.361 | 1.9435 | 1.4794 | 0.38153 | 0 | 0 | 0 | 0 | 0 | 0 | 0 | 27.4198
v5.10_MeasureAssessmentTemplate_Commercial_All | Kitchen Vent Hood VFD - SEG SEL - VFD on Kitchen Vent Hood | HVAC | Kitchen Vent Hood VFD | Retrofit | Kitchen Vent Hood VFD | Commercial | Medium Retail | Firm | Sales | Industrial | 142 | 1 | 2.0198 | 6.2295 | -1.1767 | 1.6706 | -2.3057 | 0.00025271 | 0.00050283 | 0.00088868 | 0.0014389 | 0.002174 | 0.0030994 | 0.0041966 | 0.0054153 | 0.0066669 | 0.0078257 | 0.0087396 | 0.0092545 | 0.0092504 | 0.0086799 | 0.0075965 | 0.0062533 | 0.0047599 | 0.0012276 | 0 | 0 | 0 | 0 | 0 | 0 | 0 | 0.088223
v5.10_MeasureAssessmentTemplate_Commercial_All | Kitchen Vent Hood VFD - SEG SEL - VFD on Kitchen Vent Hood | HVAC | Kitchen Vent Hood VFD | Retrofit | Kitchen Vent Hood VFD | Commercial | Restaurant | Firm | Sales | Commercial | 142 | 1 | 2.0198 | 6.2295 | -1.1767 | 1.6706 | -2.3057 | 2.5642 | 5.0794 | 8.9376 | 14.4074 | 21.6716 | 30.759 | 41.4642 | 53.2688 | 65.2913 | 76.3011 | 84.8344 | 89.4356 | 89.0007 | 83.1431 | 72.4434 | 59.3707 | 6.8987 | 0 | 0 | 0 | 0 | 0 | 0 | 0 | 0 | 804.8713
v5.10_MeasureAssessmentTemplate_Commercial_All | Kitchen Vent Hood VFD - SEG SEL - VFD on Kitchen Vent Hood | HVAC | Kitchen Vent Hood VFD | Retrofit | Kitchen Vent Hood VFD | Commercial | School K-12 | Firm | Sales | Commercial | 142 | 1 | 2.0198 | 6.2295 | -1.1767 | 1.6706 | -2.3057 | 0.56647 | 1.13 | 2.0021 | 3.2498 | 4.9224 | 7.0351 | 9.5496 | 12.3538 | 15.2474 | 17.9425 | 20.0881 | 21.3251 | 21.3691 | 20.1017 | 17.6368 | 14.5548 | 11.1068 | 7.6732 | 2.1748 | 0 | 0 | 0 | 0 | 0 | 0 | 210.0295
v5.10_MeasureAssessmentTemplate_Commercial_All | Kitchen Vent Hood VFD - SEG SEL - VFD on Kitchen Vent Hood | HVAC | Kitchen Vent Hood VFD | Retrofit | Kitchen Vent Hood VFD | Commercial | Small Retail | Firm | Sales | Commercial | 142 | 1 | 2.0198 | 6.2295 | -1.1767 | 1.6706 | -2.3057 | 0.11999 | 0.23875 | 0.42195 | 0.68321 | 1.0322 | 1.4716 | 1.9926 | 2.5712 | 3.1655 | 3.7157 | 4.1496 | 4.3941 | 4.3922 | 4.1213 | 3.6069 | 2.9691 | 2.2601 | 0.58285 | 0 | 0 | 0 | 0 | 0 | 0 | 0 | 41.8888
v5.10_MeasureAssessmentTemplate_Commercial_All | Kitchen Vent Hood VFD - SEG SEL - VFD on Kitchen Vent Hood | HVAC | Kitchen Vent Hood VFD | Retrofit | Kitchen Vent Hood VFD | Commercial | Supermarket | Firm | Sales | Commercial | 142 | 1 | 2.0198 | 6.2295 | -1.1767 | 1.6706 | -2.3057 | 1.4977 | 2.9798 | 5.2657 | 8.525 | 12.8787 | 18.3579 | 24.8539 | 32.0676 | 39.4749 | 46.3306 | 51.7345 | 54.776 | 54.7451 | 51.3629 | 44.9463 | 36.9947 | 28.1565 | 6.4122 | 0 | 0 | 0 | 0 | 0 | 0 | 0 | 521.3602
v5.10_MeasureAssessmentTemplate_Commercial_All | Kitchen Vent Hood VFD - SEG SEL - VFD on Kitchen Vent Hood | HVAC | Kitchen Vent Hood VFD | Retrofit | Kitchen Vent Hood VFD | Commercial | Supermarket | Firm | Transport | Commercial | 142 | 1 | 2.0198 | 4.9927 | -1.1767 | 0.46729 | -2.1627 | 0.23626 | 0.47004 | 0.83064 | 1.3448 | 2.0315 | 2.8959 | 3.9206 | 5.0585 | 6.227 | 7.3084 | 8.1609 | 8.6407 | 8.6358 | 8.1023 | 7.0901 | 5.8357 | 4.4416 | 1.0115 | 0 | 0 | 0 | 0 | 0 | 0 | 0 | 82.2422
v5.10_MeasureAssessmentTemplate_Commercial_All | Modulating Burner - SEG All - Modulating Boiler Burner | HVAC | Modulating Burner | Retrofit | Modulating Burner | Commercial | Assembly | Firm | Sales | Commercial | 0.87 | 1 | 2.1205 | 5.4114 | -1.0219 | 1.3823 | -1.8626 | 0.3898 | 0.77569 | 1.3711 | 2.2203 | 3.3549 | 4.7834 | 6.4776 | 8.3596 | 10.293 | 12.0835 | 13.4961 | 14.2928 | 14.2881 | 13.4085 | 11.7362 | 9.6622 | 7.3556 | 2.1064 | 0 | 0 | 0 | 0 | 0 | 0 | 0 | 136.4549
v5.10_MeasureAssessmentTemplate_Commercial_All | Modulating Burner - SEG All - Modulating Boiler Burner | HVAC | Modulating Burner | Retrofit | Modulating Burner | Commercial | Extra Large Retail | Firm | Sales | Commercial | 0.87 | 1 | 2.1205 | 5.4114 | -1.0219 | 1.3823 | -1.8626 | 0 | 0 | 0 | 0 | 0 | 0 | 0 | 0 | 0 | 0 | 0 | 0 | 0 | 0 | 0 | 0 | 0 | 0 | 0 | 0 | 0 | 0 | 0 | 0 | 0 | 0
v5.10_MeasureAssessmentTemplate_Commercial_All | Modulating Burner - SEG All - Modulating Boiler Burner | HVAC | Modulating Burner | Retrofit | Modulating Burner | Commercial | Extra Large Retail | Firm | Transport | Commercial | 0.87 | 1 | 2.1205 | 4.1746 | -1.0219 | 0.46729 | -1.7196 | 0 | 0 | 0 | 0 | 0 | 0 | 0 | 0 | 0 | 0 | 0 | 0 | 0 | 0 | 0 | 0 | 0 | 0 | 0 | 0 | 0 | 0 | 0 | 0 | 0 | 0
v5.10_MeasureAssessmentTemplate_Commercial_All | Modulating Burner - SEG All - Modulating Boiler Burner | HVAC | Modulating Burner | Retrofit | Modulating Burner | Commercial | Hospital | Firm | Sales | Commercial | 0.87 | 1 | 2.1205 | 5.4114 | -1.0219 | 1.3823 | -1.8626 | 0.50018 | 0.99573 | 1.7607 | 2.8523 | 4.3117 | 6.1499 | 8.3313 | 10.756 | 13.2488 | 15.5594 | 17.3851 | 18.4187 | 18.4197 | 17.2925 | 15.1416 | 12.4706 | 9.4973 | 3.6428 | 0 | 0 | 0 | 0 | 0 | 0 | 0 | 176.7344
v5.10_MeasureAssessmentTemplate_Commercial_All | Modulating Burner - SEG All - Modulating Boiler Burner | HVAC | Modulating Burner | Retrofit | Modulating Burner | Commercial | Hospital | Firm | Transport | Commercial | 0.87 | 1 | 2.1205 | 4.1746 | -1.0219 | 0.46729 | -1.7196 | 0.26311 | 0.52378 | 0.92618 | 1.5004 | 2.268 | 3.235 | 4.3824 | 5.6579 | 6.9692 | 8.1846 | 9.1449 | 9.6886 | 9.6892 | 9.0962 | 7.9648 | 6.5598 | 4.9958 | 1.9162 | 0 | 0 | 0 | 0 | 0 | 0 | 0 | 92.966
v5.10_MeasureAssessmentTemplate_Commercial_All | Modulating Burner - SEG All - Modulating Boiler Burner | HVAC | Modulating Burner | Retrofit | Modulating Burner | Commercial | Hospital | Interruptible | Sales | Commercial | 0.87 | 1 | 1.0621 | 2.7106 | 0.44104 | 0.46729 | -0.39962 | 0.26238 | 0.52232 | 0.92361 | 1.4962 | 2.2617 | 3.226 | 4.3703 | 5.6422 | 6.9498 | 8.1619 | 9.1196 | 9.6617 | 9.6623 | 9.071 | 7.9427 | 6.5416 | 4.9819 | 1.9109 | 0 | 0 | 0 | 0 | 0 | 0 | 0 | 92.708
v5.10_MeasureAssessmentTemplate_Commercial_All | Modulating Burner - SEG All - Modulating Boiler Burner | HVAC | Modulating Burner | Retrofit | Modulating Burner | Commercial | Large Office | Firm | Sales | Commercial | 0.87 | 1 | 2.1205 | 5.4114 | -1.0219 | 1.3823 | -1.8626 | 1.1178 | 2.2277 | 3.9436 | 6.3955 | 9.6784 | 13.8199 | 18.7425 | 24.2241 | 29.8712 | 35.1196 | 39.2837 | 41.665 | 41.7135 | 39.204 | 34.3657 | 28.3348 | 21.6028 | 14.2618 | 0 | 0 | 0 | 0 | 0 | 0 | 0 | 405.5716
v5.10_MeasureAssessmentTemplate_Commercial_All | Modulating Burner - SEG All - Modulating Boiler Burner | HVAC | Modulating Burner | Retrofit | Modulating Burner | Commercial | Large Office | Firm | Sales | Industrial | 0.87 | 1 | 2.1205 | 5.4114 | -1.0219 | 1.3823 | -1.8626 | 0.010515 | 0.020957 | 0.037098 | 0.060163 | 0.091046 | 0.13001 | 0.17631 | 0.22788 | 0.281 | 0.33037 | 0.36955 | 0.39195 | 0.3924 | 0.3688 | 0.32328 | 0.26655 | 0.20322 | 0.13416 | 0 | 0 | 0 | 0 | 0 | 0 | 0 | 3.8153
v5.10_MeasureAssessmentTemplate_Commercial_All | Modulating Burner - SEG All - Modulating Boiler Burner | HVAC | Modulating Burner | Retrofit | Modulating Burner | Commercial | Large Retail | Firm | Sales | Commercial | 0.87 | 1 | 2.1205 | 5.4114 | -1.0219 | 1.3823 | -1.8626 | 0 | 0 | 0 | 0 | 0 | 0 | 0 | 0 | 0 | 0 | 0 | 0 | 0 | 0 | 0 | 0 | 0 | 0 | 0 | 0 | 0 | 0 | 0 | 0 | 0 | 0
v5.10_MeasureAssessmentTemplate_Commercial_All | Modulating Burner - SEG All - Modulating Boiler Burner | HVAC | Modulating Burner | Retrofit | Modulating Burner | Commercial | Lodging | Firm | Sales | Commercial | 0.87 | 1 | 2.1205 | 5.4114 | -1.0219 | 1.3823 | -1.8626 | 0.057546 | 0.1146 | 0.20273 | 0.32855 | 0.49685 | 0.70897 | 0.96082 | 1.241 | 1.5292 | 1.7966 | 2.0082 | 2.1284 | 2.1294 | 1.9999 | 1.7519 | 1.4434 | 1.0997 | 0.5324 | 0 | 0 | 0 | 0 | 0 | 0 | 0 | 20.5302
v5.10_MeasureAssessmentTemplate_Commercial_All | Modulating Burner - SEG All - Modulating Boiler Burner | HVAC | Modulating Burner | Retrofit | Modulating Burner | Commercial | Medium Office | Firm | Sales | Commercial | 0.87 | 1 | 2.1205 | 5.4114 | -1.0219 | 1.3823 | -1.8626 | 1.0624 | 2.1174 | 3.7482 | 6.0787 | 9.1989 | 13.1352 | 17.8139 | 23.024 | 28.3913 | 33.3796 | 37.3374 | 39.6008 | 39.6468 | 37.2617 | 32.6631 | 26.931 | 20.5325 | 13.5552 | 0 | 0 | 0 | 0 | 0 | 0 | 0 | 385.4782
v5.10_MeasureAssessmentTemplate_Commercial_All | Modulating Burner - SEG All - Modulating Boiler Burner | HVAC | Modulating Burner | Retrofit | Modulating Burner | Commercial | Medium Retail | Firm | Sales | Commercial | 0.87 | 1 | 2.1205 | 5.4114 | -1.0219 | 1.3823 | -1.8626 | 0 | 0 | 0 | 0 | 0 | 0 | 0 | 0 | 0 | 0 | 0 | 0 | 0 | 0 | 0 | 0 | 0 | 0 | 0 | 0 | 0 | 0 | 0 | 0 | 0 | 0
v5.10_MeasureAssessmentTemplate_Commercial_All | Modulating Burner - SEG All - Modulating Boiler Burner | HVAC | Modulating Burner | Retrofit | Modulating Burner | Commercial | Medium Retail | Firm | Sales | Industrial | 0.87 | 1 | 2.1205 | 5.4114 | -1.0219 | 1.3823 | -1.8626 | 0 | 0 | 0 | 0 | 0 | 0 | 0 | 0 | 0 | 0 | 0 | 0 | 0 | 0 | 0 | 0 | 0 | 0 | 0 | 0 | 0 | 0 | 0 | 0 | 0 | 0
v5.10_MeasureAssessmentTemplate_Commercial_All | Modulating Burner - SEG All - Modulating Boiler Burner | HVAC | Modulating Burner | Retrofit | Modulating Burner | Commercial | Other | Firm | Sales | Commercial | 0.87 | 1 | 2.1205 | 5.4114 | -1.0219 | 1.3823 | -1.8626 | 0.081718 | 0.16188 | 0.28484 | 0.45915 | 0.69066 | 0.98027 | 1.3214 | 1.6976 | 2.0808 | 2.4317 | 2.7036 | 2.8502 | 2.8364 | 2.6497 | 2.3087 | 1.8921 | 0.21986 | 0 | 0 | 0 | 0 | 0 | 0 | 0 | 0 | 25.6507
v5.10_MeasureAssessmentTemplate_Commercial_All | Modulating Burner - SEG All - Modulating Boiler Burner | HVAC | Modulating Burner | Retrofit | Modulating Burner | Commercial | Restaurant | Firm | Sales | Commercial | 0.87 | 1 | 2.1205 | 5.4114 | -1.0219 | 1.3823 | -1.8626 | 0 | 0 | 0 | 0 | 0 | 0 | 0 | 0 | 0 | 0 | 0 | 0 | 0 | 0 | 0 | 0 | 0 | 0 | 0 | 0 | 0 | 0 | 0 | 0 | 0 | 0
v5.10_MeasureAssessmentTemplate_Commercial_All | Modulating Burner - SEG All - Modulating Boiler Burner | HVAC | Modulating Burner | Retrofit | Modulating Burner | Commercial | School K-12 | Firm | Sales | Commercial | 0.87 | 1 | 2.1205 | 5.4114 | -1.0219 | 1.3823 | -1.8626 | 7.0924 | 14.1475 | 25.0668 | 40.689 | 61.6305 | 88.0827 | 119.5651 | 154.6741 | 190.9034 | 224.6477 | 251.5109 | 266.9983 | 267.55 | 251.6813 | 220.8195 | 182.2318 | 139.0611 | 96.0709 | 27.2297 | 0 | 0 | 0 | 0 | 0 | 0 | 2629.6527
v5.10_MeasureAssessmentTemplate_Commercial_All | Modulating Burner - SEG All - Modulating Boiler Burner | HVAC | Modulating Burner | Retrofit | Modulating Burner | Commercial | Small Office | Firm | Sales | Commercial | 0.87 | 1 | 2.1205 | 5.4114 | -1.0219 | 1.3823 | -1.8626 | 1.5385 | 3.0661 | 5.4276 | 8.8023 | 13.3206 | 19.0207 | 25.7958 | 33.3403 | 41.1125 | 48.336 | 54.0671 | 57.3447 | 57.4113 | 53.9575 | 47.2984 | 38.9979 | 29.7325 | 19.6289 | 0 | 0 | 0 | 0 | 0 | 0 | 0 | 558.1987
v5.10_MeasureAssessmentTemplate_Commercial_All | Modulating Burner - SEG All - Modulating Boiler Burner | HVAC | Modulating Burner | Retrofit | Modulating Burner | Commercial | Small Retail | Firm | Sales | Commercial | 0.87 | 1 | 2.1205 | 5.4114 | -1.0219 | 1.3823 | -1.8626 | 0 | 0 | 0 | 0 | 0 | 0 | 0 | 0 | 0 | 0 | 0 | 0 | 0 | 0 | 0 | 0 | 0 | 0 | 0 | 0 | 0 | 0 | 0 | 0 | 0 | 0
v5.10_MeasureAssessmentTemplate_Commercial_All | Modulating Burner - SEG All - Modulating Boiler Burner | HVAC | Modulating Burner | Retrofit | Modulating Burner | Commercial | Supermarket | Firm | Sales | Commercial | 0.87 | 1 | 2.1205 | 5.4114 | -1.0219 | 1.3823 | -1.8626 | 0 | 0 | 0 | 0 | 0 | 0 | 0 | 0 | 0 | 0 | 0 | 0 | 0 | 0 | 0 | 0 | 0 | 0 | 0 | 0 | 0 | 0 | 0 | 0 | 0 | 0
v5.10_MeasureAssessmentTemplate_Commercial_All | Modulating Burner - SEG All - Modulating Boiler Burner | HVAC | Modulating Burner | Retrofit | Modulating Burner | Commercial | Supermarket | Firm | Transport | Commercial | 0.87 | 1 | 2.1205 | 4.1746 | -1.0219 | 0.46729 | -1.7196 | 0 | 0 | 0 | 0 | 0 | 0 | 0 | 0 | 0 | 0 | 0 | 0 | 0 | 0 | 0 | 0 | 0 | 0 | 0 | 0 | 0 | 0 | 0 | 0 | 0 | 0
v5.10_MeasureAssessmentTemplate_Commercial_All | Ozone Laundry - SEG SEL - Laundry with Ozone Gas Generator | Appliances | Ozone Laundry | Retrofit | Ozone Laundry | Commercial | Assembly | Firm | Sales | Commercial | 44.6458 | 0 | 0.81671 | 3.1364 | 0.87893 | 2.0801 | -0.65956 | 0.097615 | 0.19425 | 0.34335 | 0.55601 | 0.84016 | 1.1979 | 1.6221 | 2.0934 | 2.5776 | 3.026 | 3.3797 | 3.5793 | 3.5781 | 3.3578 | 2.939 | 2.4196 | 1.842 | 0.5275 | 0 | 0 | 0 | 0 | 0 | 0 | 0 | 34.1714
v5.10_MeasureAssessmentTemplate_Commercial_All | Ozone Laundry - SEG SEL - Laundry with Ozone Gas Generator | Appliances | Ozone Laundry | Retrofit | Ozone Laundry | Commercial | Hospital | Firm | Sales | Commercial | 44.6458 | 0 | 0.81671 | 3.1364 | 0.87893 | 2.0801 | -0.65956 | 0.015054 | 0.029968 | 0.052991 | 0.085844 | 0.12976 | 0.18509 | 0.25074 | 0.32372 | 0.39874 | 0.46828 | 0.52323 | 0.55433 | 0.55436 | 0.52044 | 0.45571 | 0.37532 | 0.28583 | 0.10963 | 0 | 0 | 0 | 0 | 0 | 0 | 0 | 5.319
v5.10_MeasureAssessmentTemplate_Commercial_All | Ozone Laundry - SEG SEL - Laundry with Ozone Gas Generator | Appliances | Ozone Laundry | Retrofit | Ozone Laundry | Commercial | Hospital | Firm | Transport | Commercial | 44.6458 | 0 | 0.81671 | 1.9537 | 0.87893 | 0.46729 | -0.51656 | 0.0079185 | 0.015764 | 0.027874 | 0.045156 | 0.068259 | 0.09736 | 0.13189 | 0.17028 | 0.20974 | 0.24632 | 0.27523 | 0.29159 | 0.29161 | 0.27376 | 0.23971 | 0.19743 | 0.15035 | 0.05767 | 0 | 0 | 0 | 0 | 0 | 0 | 0 | 2.7979
v5.10_MeasureAssessmentTemplate_Commercial_All | Ozone Laundry - SEG SEL - Laundry with Ozone Gas Generator | Appliances | Ozone Laundry | Retrofit | Ozone Laundry | Commercial | Hospital | Interruptible | Sales | Commercial | 44.6458 | 0 | 0.69825 | 2.6815 | 1.1253 | 0.46729 | -0.41316 | 0.0078965 | 0.01572 | 0.027797 | 0.04503 | 0.068069 | 0.09709 | 0.13153 | 0.16981 | 0.20916 | 0.24564 | 0.27446 | 0.29078 | 0.2908 | 0.273 | 0.23905 | 0.19688 | 0.14994 | 0.05751 | 0 | 0 | 0 | 0 | 0 | 0 | 0 | 2.7902
v5.10_MeasureAssessmentTemplate_Commercial_All | Ozone Laundry - SEG SEL - Laundry with Ozone Gas Generator | Appliances | Ozone Laundry | Retrofit | Ozone Laundry | Commercial | Lodging | Firm | Sales | Commercial | 44.6458 | 0 | 0.81671 | 3.1364 | 0.87893 | 2.0801 | -0.65956 | 0.42488 | 0.84617 | 1.4968 | 2.4258 | 3.6684 | 5.2345 | 7.0941 | 9.1624 | 11.2904 | 13.2648 | 14.8272 | 15.715 | 15.7222 | 14.766 | 12.9346 | 10.6572 | 8.1195 | 3.9309 | 0 | 0 | 0 | 0 | 0 | 0 | 0 | 151.5809
v5.10_MeasureAssessmentTemplate_Commercial_All | Ozone Laundry - SEG SEL - Laundry with Ozone Gas Generator | Appliances | Ozone Laundry | Retrofit | Ozone Laundry | Commercial | Other | Firm | Sales | Commercial | 44.6458 | 0 | 0.81671 | 3.1364 | 0.87893 | 2.0801 | -0.65956 | 0.025132 | 0.049785 | 0.0876 | 0.14121 | 0.21241 | 0.30148 | 0.4064 | 0.5221 | 0.63994 | 0.74785 | 0.83149 | 0.87658 | 0.87232 | 0.81491 | 0.71004 | 0.58191 | 0.067616 | 0 | 0 | 0 | 0 | 0 | 0 | 0 | 0 | 7.8888
v5.10_MeasureAssessmentTemplate_Commercial_All | Pipe Insulation - SEG Hospital - Pipe Insulation for Space Heating Boiler | HVAC | Pipe Insulation | Retrofit | Pipe Insulation | Commercial | Hospital | Firm | Sales | Commercial | 8.1058 | 1 | 3.7873 | 5.3757 | -1.6354 | 0.76882 | -1.8626 | 0.71384 | 1.4211 | 2.5128 | 4.0707 | 6.1534 | 8.7769 | 11.89 | 15.3506 | 18.9082 | 22.2058 | 24.8113 | 26.2863 | 26.2879 | 24.6791 | 21.6095 | 17.7976 | 13.5541 | 5.1989 | 0 | 0 | 0 | 0 | 0 | 0 | 0 | 252.2279
v5.10_MeasureAssessmentTemplate_Commercial_All | Pipe Insulation - SEG Hospital - Pipe Insulation for Space Heating Boiler | HVAC | Pipe Insulation | Retrofit | Pipe Insulation | Commercial | Hospital | Firm | Transport | Commercial | 8.1058 | 1 | 3.7873 | 4.1746 | -1.6354 | 0.46729 | -1.7196 | 0.37549 | 0.74751 | 1.3218 | 2.1413 | 3.2368 | 4.6168 | 6.2544 | 8.0747 | 9.9461 | 11.6807 | 13.0513 | 13.8272 | 13.828 | 12.9817 | 11.3671 | 9.3619 | 7.1297 | 2.7347 | 0 | 0 | 0 | 0 | 0 | 0 | 0 | 132.6771
v5.10_MeasureAssessmentTemplate_Commercial_All | Pipe Insulation - SEG Hospital - Pipe Insulation for Space Heating Boiler | HVAC | Pipe Insulation | Retrofit | Pipe Insulation | Commercial | Hospital | Interruptible | Sales | Commercial | 8.1058 | 1 | 1.8845 | 2.6748 | -0.17245 | 0.46729 | -0.39962 | 0.37445 | 0.74544 | 1.3181 | 2.1353 | 3.2278 | 4.604 | 6.237 | 8.0523 | 9.9185 | 11.6483 | 13.015 | 13.7888 | 13.7896 | 12.9457 | 11.3355 | 9.3359 | 7.11 | 2.7271 | 0 | 0 | 0 | 0 | 0 | 0 | 0 | 132.3089
v5.10_MeasureAssessmentTemplate_Commercial_All | Pipe Insulation - SEG Lodging - Pipe Insulation for Space Heating Boiler | HVAC | Pipe Insulation | Retrofit | Pipe Insulation | Commercial | Lodging | Firm | Sales | Commercial | 5.53 | 1 | 2.9728 | 5.4421 | -1.4126 | 0.99158 | -1.8626 | 0.038909 | 0.077489 | 0.13708 | 0.22215 | 0.33594 | 0.47936 | 0.64965 | 0.83907 | 1.0339 | 1.2147 | 1.3578 | 1.4391 | 1.4398 | 1.3522 | 1.1845 | 0.97595 | 0.74355 | 0.35998 | 0 | 0 | 0 | 0 | 0 | 0 | 0 | 13.8813
v5.10_MeasureAssessmentTemplate_Commercial_All | Pipe Insulation - SEG Office - Pipe Insulation for Space Heating Boiler | HVAC | Pipe Insulation | Retrofit | Pipe Insulation | Commercial | Large Office | Firm | Sales | Commercial | 8.1058 | 1 | 3.8578 | 5.4757 | -1.6354 | 0.76882 | -1.8626 | 0.49254 | 0.9816 | 1.7376 | 2.818 | 4.2646 | 6.0894 | 8.2585 | 10.6738 | 13.1621 | 15.4747 | 17.3095 | 18.3588 | 18.3801 | 17.2744 | 15.1425 | 12.4851 | 9.5188 | 6.2842 | 0 | 0 | 0 | 0 | 0 | 0 | 0 | 178.7064
v5.10_MeasureAssessmentTemplate_Commercial_All | Pipe Insulation - SEG Office - Pipe Insulation for Space Heating Boiler | HVAC | Pipe Insulation | Retrofit | Pipe Insulation | Commercial | Large Office | Firm | Sales | Industrial | 8.1058 | 1 | 3.8578 | 5.4757 | -1.6354 | 0.76882 | -1.8626 | 0.0046334 | 0.009234 | 0.016346 | 0.02651 | 0.040117 | 0.057284 | 0.077688 | 0.10041 | 0.12382 | 0.14557 | 0.16283 | 0.1727 | 0.1729 | 0.1625 | 0.14245 | 0.11745 | 0.089544 | 0.059116 | 0 | 0 | 0 | 0 | 0 | 0 | 0 | 1.6811
v5.10_MeasureAssessmentTemplate_Commercial_All | Pipe Insulation - SEG Office - Pipe Insulation for Space Heating Boiler | HVAC | Pipe Insulation | Retrofit | Pipe Insulation | Commercial | Medium Office | Firm | Sales | Commercial | 8.1058 | 1 | 3.8578 | 5.4757 | -1.6354 | 0.76882 | -1.8626 | 0.46814 | 0.93297 | 1.6516 | 2.6784 | 4.0533 | 5.7878 | 7.8493 | 10.145 | 12.51 | 14.708 | 16.4519 | 17.4492 | 17.4695 | 16.4186 | 14.3923 | 11.8666 | 9.0472 | 5.9728 | 0 | 0 | 0 | 0 | 0 | 0 | 0 | 169.8527
v5.10_MeasureAssessmentTemplate_Commercial_All | Pipe Insulation - SEG Office - Pipe Insulation for Space Heating Boiler | HVAC | Pipe Insulation | Retrofit | Pipe Insulation | Commercial | Small Office | Firm | Sales | Commercial | 8.1058 | 1 | 3.8578 | 5.4757 | -1.6354 | 0.76882 | -1.8626 | 0.6779 | 1.351 | 2.3916 | 3.8785 | 5.8694 | 8.3811 | 11.3663 | 14.6907 | 18.1153 | 21.2982 | 23.8235 | 25.2677 | 25.2971 | 23.7752 | 20.841 | 17.1836 | 13.101 | 8.6491 | 0 | 0 | 0 | 0 | 0 | 0 | 0 | 245.9582
v5.10_MeasureAssessmentTemplate_Commercial_All | Pipe Insulation - SEG Other - Pipe Insulation for Space Heating Boiler | HVAC | Pipe Insulation | Retrofit | Pipe Insulation | Commercial | Assembly | Firm | Sales | Commercial | 5.53 | 1 | 2.956 | 5.4114 | -1.4126 | 0.99158 | -1.8626 | 0.20325 | 0.40446 | 0.71491 | 1.1577 | 1.7493 | 2.4942 | 3.3775 | 4.3588 | 5.3669 | 6.3005 | 7.0371 | 7.4525 | 7.45 | 6.9914 | 6.1194 | 5.038 | 3.8353 | 1.0983 | 0 | 0 | 0 | 0 | 0 | 0 | 0 | 71.1497
v5.10_MeasureAssessmentTemplate_Commercial_All | Pipe Insulation - SEG Other - Pipe Insulation for Space Heating Boiler | HVAC | Pipe Insulation | Retrofit | Pipe Insulation | Commercial | Other | Firm | Sales | Commercial | 5.53 | 1 | 2.956 | 5.4114 | -1.4126 | 0.99158 | -1.8626 | 0.042609 | 0.084406 | 0.14852 | 0.23941 | 0.36012 | 0.51113 | 0.68902 | 0.88517 | 1.085 | 1.2679 | 1.4097 | 1.4862 | 1.4789 | 1.3816 | 1.2038 | 0.98657 | 0.11464 | 0 | 0 | 0 | 0 | 0 | 0 | 0 | 0 | 13.3747
v5.10_MeasureAssessmentTemplate_Commercial_All | Pipe Insulation - SEG Restaurant - Pipe Insulation for Space Heating Boiler | HVAC | Pipe Insulation | Retrofit | Pipe Insulation | Commercial | Restaurant | Firm | Sales | Commercial | 5.53 | 1 | 2.9856 | 5.4656 | -1.4126 | 0.99158 | -1.8626 | 0 | 0 | 0 | 0 | 0 | 0 | 0 | 0 | 0 | 0 | 0 | 0 | 0 | 0 | 0 | 0 | 0 | 0 | 0 | 0 | 0 | 0 | 0 | 0 | 0 | 0
v5.10_MeasureAssessmentTemplate_Commercial_All | Pipe Insulation - SEG Retail - Pipe Insulation for Space Heating Boiler | HVAC | Pipe Insulation | Retrofit | Pipe Insulation | Commercial | Extra Large Retail | Firm | Sales | Commercial | 5.53 | 1 | 2.9866 | 5.4674 | -1.4126 | 0.99158 | -1.8626 | 0 | 0 | 0 | 0 | 0 | 0 | 0 | 0 | 0 | 0 | 0 | 0 | 0 | 0 | 0 | 0 | 0 | 0 | 0 | 0 | 0 | 0 | 0 | 0 | 0 | 0
v5.10_MeasureAssessmentTemplate_Commercial_All | Pipe Insulation - SEG Retail - Pipe Insulation for Space Heating Boiler | HVAC | Pipe Insulation | Retrofit | Pipe Insulation | Commercial | Extra Large Retail | Firm | Transport | Commercial | 5.53 | 1 | 2.9866 | 4.1746 | -1.4126 | 0.46729 | -1.7196 | 0 | 0 | 0 | 0 | 0 | 0 | 0 | 0 | 0 | 0 | 0 | 0 | 0 | 0 | 0 | 0 | 0 | 0 | 0 | 0 | 0 | 0 | 0 | 0 | 0 | 0
v5.10_MeasureAssessmentTemplate_Commercial_All | Pipe Insulation - SEG Retail - Pipe Insulation for Space Heating Boiler | HVAC | Pipe Insulation | Retrofit | Pipe Insulation | Commercial | Large Retail | Firm | Sales | Commercial | 5.53 | 1 | 2.9866 | 5.4674 | -1.4126 | 0.99158 | -1.8626 | 0 | 0 | 0 | 0 | 0 | 0 | 0 | 0 | 0 | 0 | 0 | 0 | 0 | 0 | 0 | 0 | 0 | 0 | 0 | 0 | 0 | 0 | 0 | 0 | 0 | 0
v5.10_MeasureAssessmentTemplate_Commercial_All | Pipe Insulation - SEG Retail - Pipe Insulation for Space Heating Boiler | HVAC | Pipe Insulation | Retrofit | Pipe Insulation | Commercial | Medium Retail | Firm | Sales | Commercial | 5.53 | 1 | 2.9866 | 5.4674 | -1.4126 | 0.99158 | -1.8626 | 0 | 0 | 0 | 0 | 0 | 0 | 0 | 0 | 0 | 0 | 0 | 0 | 0 | 0 | 0 | 0 | 0 | 0 | 0 | 0 | 0 | 0 | 0 | 0 | 0 | 0
v5.10_MeasureAssessmentTemplate_Commercial_All | Pipe Insulation - SEG Retail - Pipe Insulation for Space Heating Boiler | HVAC | Pipe Insulation | Retrofit | Pipe Insulation | Commercial | Medium Retail | Firm | Sales | Industrial | 5.53 | 1 | 2.9866 | 5.4674 | -1.4126 | 0.99158 | -1.8626 | 0 | 0 | 0 | 0 | 0 | 0 | 0 | 0 | 0 | 0 | 0 | 0 | 0 | 0 | 0 | 0 | 0 | 0 | 0 | 0 | 0 | 0 | 0 | 0 | 0 | 0
v5.10_MeasureAssessmentTemplate_Commercial_All | Pipe Insulation - SEG Retail - Pipe Insulation for Space Heating Boiler | HVAC | Pipe Insulation | Retrofit | Pipe Insulation | Commercial | Small Retail | Firm | Sales | Commercial | 5.53 | 1 | 2.9866 | 5.4674 | -1.4126 | 0.99158 | -1.8626 | 0 | 0 | 0 | 0 | 0 | 0 | 0 | 0 | 0 | 0 | 0 | 0 | 0 | 0 | 0 | 0 | 0 | 0 | 0 | 0 | 0 | 0 | 0 | 0 | 0 | 0
v5.10_MeasureAssessmentTemplate_Commercial_All | Pipe Insulation - SEG School - Pipe Insulation for Space Heating Boiler | HVAC | Pipe Insulation | Retrofit | Pipe Insulation | Commercial | School K-12 | Firm | Sales | Commercial | 8.1058 | 1 | 3.8495 | 5.464 | -1.6354 | 0.76882 | -1.8626 | 5.5716 | 11.114 | 19.6919 | 31.9643 | 48.4155 | 69.1957 | 93.9275 | 121.5083 | 149.9692 | 176.478 | 197.581 | 209.7476 | 210.181 | 197.7149 | 173.4706 | 143.157 | 109.2431 | 75.471 | 21.391 | 0 | 0 | 0 | 0 | 0 | 0 | 2065.7934
v5.10_MeasureAssessmentTemplate_Commercial_All | Pipe Insulation - SEG Supermarket - Pipe Insulation for Space Heating Boiler | HVAC | Pipe Insulation | Retrofit | Pipe Insulation | Commercial | Supermarket | Firm | Sales | Commercial | 5.53 | 1 | 2.9869 | 5.4679 | -1.4126 | 0.99158 | -1.8626 | 0 | 0 | 0 | 0 | 0 | 0 | 0 | 0 | 0 | 0 | 0 | 0 | 0 | 0 | 0 | 0 | 0 | 0 | 0 | 0 | 0 | 0 | 0 | 0 | 0 | 0
v5.10_MeasureAssessmentTemplate_Commercial_All | Pipe Insulation - SEG Supermarket - Pipe Insulation for Space Heating Boiler | HVAC | Pipe Insulation | Retrofit | Pipe Insulation | Commercial | Supermarket | Firm | Transport | Commercial | 5.53 | 1 | 2.9869 | 4.1746 | -1.4126 | 0.46729 | -1.7196 | 0 | 0 | 0 | 0 | 0 | 0 | 0 | 0 | 0 | 0 | 0 | 0 | 0 | 0 | 0 | 0 | 0 | 0 | 0 | 0 | 0 | 0 | 0 | 0 | 0 | 0
v5.10_MeasureAssessmentTemplate_Commercial_All | Pipe Insulation Water Heat - SEG All - Pipe Insulation for Water Heating | Water Heat | Pipe Insulation Water Heat | Retrofit | Pipe Insulation Water Heat | Commercial | Assembly | Firm | Sales | Commercial | 2.11 | 1 | 1.5959 | 3.1589 | -0.14325 | 1.0721 | -0.67372 | 0.10081 | 0.20062 | 0.3546 | 0.57422 | 0.86768 | 1.2371 | 1.6753 | 2.162 | 2.6621 | 3.1251 | 3.4905 | 3.6965 | 3.6953 | 3.4678 | 3.0353 | 2.4989 | 1.9024 | 0.54478 | 0 | 0 | 0 | 0 | 0 | 0 | 0 | 35.291
v5.10_MeasureAssessmentTemplate_Commercial_All | Pipe Insulation Water Heat - SEG All - Pipe Insulation for Water Heating | Water Heat | Pipe Insulation Water Heat | Retrofit | Pipe Insulation Water Heat | Commercial | Extra Large Retail | Firm | Sales | Commercial | 2.11 | 1 | 1.5959 | 3.1589 | -0.14325 | 1.0721 | -0.67372 | 0.016125 | 0.032086 | 0.056707 | 0.091818 | 0.13873 | 0.19777 | 0.26778 | 0.34555 | 0.42542 | 0.49936 | 0.55767 | 0.59053 | 0.59027 | 0.55387 | 0.48473 | 0.39903 | 0.30373 | 0.07833 | 0 | 0 | 0 | 0 | 0 | 0 | 0 | 5.6295
v5.10_MeasureAssessmentTemplate_Commercial_All | Pipe Insulation Water Heat - SEG All - Pipe Insulation for Water Heating | Water Heat | Pipe Insulation Water Heat | Retrofit | Pipe Insulation Water Heat | Commercial | Extra Large Retail | Firm | Transport | Commercial | 2.11 | 1 | 1.5959 | 1.9798 | -0.14325 | 0.46729 | -0.53072 | 0.0015951 | 0.0031738 | 0.0056092 | 0.0090822 | 0.013722 | 0.019563 | 0.026488 | 0.03418 | 0.042081 | 0.049395 | 0.055163 | 0.058413 | 0.058387 | 0.054786 | 0.047948 | 0.03947 | 0.030044 | 0.0077481 | 0 | 0 | 0 | 0 | 0 | 0 | 0 | 0.55685
v5.10_MeasureAssessmentTemplate_Commercial_All | Pipe Insulation Water Heat - SEG All - Pipe Insulation for Water Heating | Water Heat | Pipe Insulation Water Heat | Retrofit | Pipe Insulation Water Heat | Commercial | Hospital | Firm | Sales | Commercial | 2.11 | 1 | 1.5959 | 3.1589 | -0.14325 | 1.0721 | -0.67372 | 0.062651 | 0.12472 | 0.22054 | 0.35727 | 0.54006 | 0.77031 | 1.0435 | 1.3473 | 1.6595 | 1.9489 | 2.1776 | 2.3071 | 2.3072 | 2.166 | 1.8966 | 1.562 | 1.1896 | 0.45628 | 0 | 0 | 0 | 0 | 0 | 0 | 0 | 22.1371
v5.10_MeasureAssessmentTemplate_Commercial_All | Pipe Insulation Water Heat - SEG All - Pipe Insulation for Water Heating | Water Heat | Pipe Insulation Water Heat | Retrofit | Pipe Insulation Water Heat | Commercial | Hospital | Firm | Transport | Commercial | 2.11 | 1 | 1.5959 | 1.9798 | -0.14325 | 0.46729 | -0.53072 | 0.032956 | 0.065606 | 0.11601 | 0.18793 | 0.28408 | 0.4052 | 0.54892 | 0.70869 | 0.87293 | 1.0252 | 1.1455 | 1.2136 | 1.2136 | 1.1394 | 0.99764 | 0.82166 | 0.62575 | 0.24002 | 0 | 0 | 0 | 0 | 0 | 0 | 0 | 11.6446
v5.10_MeasureAssessmentTemplate_Commercial_All | Pipe Insulation Water Heat - SEG All - Pipe Insulation for Water Heating | Water Heat | Pipe Insulation Water Heat | Retrofit | Pipe Insulation Water Heat | Commercial | Hospital | Interruptible | Sales | Commercial | 2.11 | 1 | 1.3403 | 2.6528 | 0.13085 | 0.46729 | -0.39962 | 0.032864 | 0.065424 | 0.11569 | 0.18741 | 0.2833 | 0.40408 | 0.5474 | 0.70672 | 0.87051 | 1.0223 | 1.1423 | 1.2102 | 1.2103 | 1.1362 | 0.99487 | 0.81938 | 0.62401 | 0.23935 | 0 | 0 | 0 | 0 | 0 | 0 | 0 | 11.6122
v5.10_MeasureAssessmentTemplate_Commercial_All | Pipe Insulation Water Heat - SEG All - Pipe Insulation for Water Heating | Water Heat | Pipe Insulation Water Heat | Retrofit | Pipe Insulation Water Heat | Commercial | Large Office | Firm | Sales | Commercial | 2.11 | 1 | 1.5959 | 3.1589 | -0.14325 | 1.0721 | -0.67372 | 0.11887 | 0.23689 | 0.41935 | 0.68008 | 1.0292 | 1.4696 | 1.993 | 2.5759 | 3.1764 | 3.7345 | 4.1773 | 4.4306 | 4.4357 | 4.1689 | 3.6544 | 3.013 | 2.2972 | 1.5166 | 0 | 0 | 0 | 0 | 0 | 0 | 0 | 43.1274
v5.10_MeasureAssessmentTemplate_Commercial_All | Pipe Insulation Water Heat - SEG All - Pipe Insulation for Water Heating | Water Heat | Pipe Insulation Water Heat | Retrofit | Pipe Insulation Water Heat | Commercial | Large Office | Firm | Sales | Industrial | 2.11 | 1 | 1.5959 | 3.1589 | -0.14325 | 1.0721 | -0.67372 | 0.0011182 | 0.0022285 | 0.0039449 | 0.0063976 | 0.0096815 | 0.013824 | 0.018749 | 0.024232 | 0.029881 | 0.035131 | 0.039297 | 0.041679 | 0.041727 | 0.039217 | 0.034377 | 0.028344 | 0.02161 | 0.014266 | 0 | 0 | 0 | 0 | 0 | 0 | 0 | 0.4057
v5.10_MeasureAssessmentTemplate_Commercial_All | Pipe Insulation Water Heat - SEG All - Pipe Insulation for Water Heating | Water Heat | Pipe Insulation Water Heat | Retrofit | Pipe Insulation Water Heat | Commercial | Large Retail | Firm | Sales | Commercial | 2.11 | 1 | 1.5959 | 3.1589 | -0.14325 | 1.0721 | -0.67372 | 0.0048498 | 0.0096499 | 0.017055 | 0.027615 | 0.041723 | 0.059481 | 0.080538 | 0.10393 | 0.12795 | 0.15019 | 0.16772 | 0.17761 | 0.17753 | 0.16658 | 0.14579 | 0.12001 | 0.09135 | 0.023558 | 0 | 0 | 0 | 0 | 0 | 0 | 0 | 1.6931
v5.10_MeasureAssessmentTemplate_Commercial_All | Pipe Insulation Water Heat - SEG All - Pipe Insulation for Water Heating | Water Heat | Pipe Insulation Water Heat | Retrofit | Pipe Insulation Water Heat | Commercial | Lodging | Firm | Sales | Commercial | 2.11 | 1 | 1.5959 | 3.1589 | -0.14325 | 1.0721 | -0.67372 | 0.10401 | 0.20713 | 0.36641 | 0.59381 | 0.89798 | 1.2813 | 1.7365 | 2.2428 | 2.7637 | 3.2471 | 3.6295 | 3.8468 | 3.8486 | 3.6145 | 3.1662 | 2.6087 | 1.9875 | 0.96223 | 0 | 0 | 0 | 0 | 0 | 0 | 0 | 37.105
v5.10_MeasureAssessmentTemplate_Commercial_All | Pipe Insulation Water Heat - SEG All - Pipe Insulation for Water Heating | Water Heat | Pipe Insulation Water Heat | Retrofit | Pipe Insulation Water Heat | Commercial | Medium Office | Firm | Sales | Commercial | 2.11 | 1 | 1.5959 | 3.1589 | -0.14325 | 1.0721 | -0.67372 | 0.11298 | 0.22515 | 0.39857 | 0.64639 | 0.97818 | 1.3968 | 1.8943 | 2.4483 | 3.0191 | 3.5495 | 3.9704 | 4.211 | 4.2159 | 3.9623 | 3.4733 | 2.8638 | 2.1834 | 1.4414 | 0 | 0 | 0 | 0 | 0 | 0 | 0 | 40.9908
v5.10_MeasureAssessmentTemplate_Commercial_All | Pipe Insulation Water Heat - SEG All - Pipe Insulation for Water Heating | Water Heat | Pipe Insulation Water Heat | Retrofit | Pipe Insulation Water Heat | Commercial | Medium Retail | Firm | Sales | Commercial | 2.11 | 1 | 1.5959 | 3.1589 | -0.14325 | 1.0721 | -0.67372 | 0.0076345 | 0.015191 | 0.026848 | 0.043471 | 0.065679 | 0.093633 | 0.12678 | 0.1636 | 0.20141 | 0.23642 | 0.26403 | 0.27958 | 0.27946 | 0.26223 | 0.22949 | 0.18892 | 0.1438 | 0.037085 | 0 | 0 | 0 | 0 | 0 | 0 | 0 | 2.6653
v5.10_MeasureAssessmentTemplate_Commercial_All | Pipe Insulation Water Heat - SEG All - Pipe Insulation for Water Heating | Water Heat | Pipe Insulation Water Heat | Retrofit | Pipe Insulation Water Heat | Commercial | Medium Retail | Firm | Sales | Industrial | 2.11 | 1 | 1.5959 | 3.1589 | -0.14325 | 1.0721 | -0.67372 | 2.4564e-05 | 4.8876e-05 | 8.6382e-05 | 0.00013987 | 0.00021132 | 0.00030126 | 0.00040792 | 0.00052637 | 0.00064804 | 0.00076068 | 0.00084951 | 0.00089956 | 0.00089916 | 0.00084371 | 0.0007384 | 0.00060784 | 0.00046268 | 0.00011932 | 0 | 0 | 0 | 0 | 0 | 0 | 0 | 0.0085754
v5.10_MeasureAssessmentTemplate_Commercial_All | Pipe Insulation Water Heat - SEG All - Pipe Insulation for Water Heating | Water Heat | Pipe Insulation Water Heat | Retrofit | Pipe Insulation Water Heat | Commercial | Other | Firm | Sales | Commercial | 2.11 | 1 | 1.5959 | 3.1589 | -0.14325 | 1.0721 | -0.67372 | 0.022203 | 0.043982 | 0.07739 | 0.12475 | 0.18765 | 0.26634 | 0.35903 | 0.46125 | 0.56535 | 0.66068 | 0.73457 | 0.77442 | 0.77065 | 0.71993 | 0.62728 | 0.51409 | 0.059735 | 0 | 0 | 0 | 0 | 0 | 0 | 0 | 0 | 6.9693
v5.10_MeasureAssessmentTemplate_Commercial_All | Pipe Insulation Water Heat - SEG All - Pipe Insulation for Water Heating | Water Heat | Pipe Insulation Water Heat | Retrofit | Pipe Insulation Water Heat | Commercial | Restaurant | Firm | Sales | Commercial | 2.11 | 1 | 1.5959 | 3.1589 | -0.14325 | 1.0721 | -0.67372 | 0.052186 | 0.10338 | 0.1819 | 0.29322 | 0.44106 | 0.62601 | 0.84389 | 1.0841 | 1.3288 | 1.5529 | 1.7266 | 1.8202 | 1.8114 | 1.6921 | 1.4744 | 1.2083 | 0.1404 | 0 | 0 | 0 | 0 | 0 | 0 | 0 | 0 | 16.3809
v5.10_MeasureAssessmentTemplate_Commercial_All | Pipe Insulation Water Heat - SEG All - Pipe Insulation for Water Heating | Water Heat | Pipe Insulation Water Heat | Retrofit | Pipe Insulation Water Heat | Commercial | School K-12 | Firm | Sales | Commercial | 2.11 | 1 | 1.5959 | 3.1589 | -0.14325 | 1.0721 | -0.67372 | 0.25684 | 0.51233 | 0.90776 | 1.4735 | 2.2319 | 3.1898 | 4.3299 | 5.6013 | 6.9133 | 8.1353 | 9.1081 | 9.6689 | 9.6889 | 9.1143 | 7.9967 | 6.5993 | 5.0359 | 3.4791 | 0.98608 | 0 | 0 | 0 | 0 | 0 | 0 | 95.229
v5.10_MeasureAssessmentTemplate_Commercial_All | Pipe Insulation Water Heat - SEG All - Pipe Insulation for Water Heating | Water Heat | Pipe Insulation Water Heat | Retrofit | Pipe Insulation Water Heat | Commercial | Small Office | Firm | Sales | Commercial | 2.11 | 1 | 1.5959 | 3.1589 | -0.14325 | 1.0721 | -0.67372 | 0.1636 | 0.32604 | 0.57716 | 0.93601 | 1.4165 | 2.0226 | 2.7431 | 3.5453 | 4.3718 | 5.1399 | 5.7494 | 6.0979 | 6.105 | 5.7377 | 5.0296 | 4.1469 | 3.1617 | 2.0873 | 0 | 0 | 0 | 0 | 0 | 0 | 0 | 59.3574
v5.10_MeasureAssessmentTemplate_Commercial_All | Pipe Insulation Water Heat - SEG All - Pipe Insulation for Water Heating | Water Heat | Pipe Insulation Water Heat | Retrofit | Pipe Insulation Water Heat | Commercial | Small Retail | Firm | Sales | Commercial | 2.11 | 1 | 1.5959 | 3.1589 | -0.14325 | 1.0721 | -0.67372 | 0.011663 | 0.023207 | 0.041015 | 0.06641 | 0.10034 | 0.14304 | 0.19368 | 0.24993 | 0.30769 | 0.36118 | 0.40335 | 0.42712 | 0.42693 | 0.4006 | 0.3506 | 0.28861 | 0.21968 | 0.056654 | 0 | 0 | 0 | 0 | 0 | 0 | 0 | 4.0717
v5.10_MeasureAssessmentTemplate_Commercial_All | Pipe Insulation Water Heat - SEG All - Pipe Insulation for Water Heating | Water Heat | Pipe Insulation Water Heat | Retrofit | Pipe Insulation Water Heat | Commercial | Supermarket | Firm | Sales | Commercial | 2.11 | 1 | 1.5959 | 3.1589 | -0.14325 | 1.0721 | -0.67372 | 0.006153 | 0.012241 | 0.021633 | 0.035022 | 0.052908 | 0.075418 | 0.10211 | 0.13174 | 0.16217 | 0.19034 | 0.21254 | 0.22503 | 0.2249 | 0.21101 | 0.18465 | 0.15198 | 0.11567 | 0.026343 | 0 | 0 | 0 | 0 | 0 | 0 | 0 | 2.1419
v5.10_MeasureAssessmentTemplate_Commercial_All | Pipe Insulation Water Heat - SEG All - Pipe Insulation for Water Heating | Water Heat | Pipe Insulation Water Heat | Retrofit | Pipe Insulation Water Heat | Commercial | Supermarket | Firm | Transport | Commercial | 2.11 | 1 | 1.5959 | 1.9798 | -0.14325 | 0.46729 | -0.53072 | 0.00097061 | 0.001931 | 0.0034125 | 0.0055246 | 0.008346 | 0.011897 | 0.016107 | 0.020781 | 0.025582 | 0.030025 | 0.033527 | 0.035498 | 0.035478 | 0.033286 | 0.029128 | 0.023974 | 0.018247 | 0.0041555 | 0 | 0 | 0 | 0 | 0 | 0 | 0 | 0.33787
v5.10_MeasureAssessmentTemplate_Commercial_All | Pool Cover - SEG SEL - Pool Cover | Appliances | Pool Cover | Retrofit | Pool Cover | Commercial | Assembly | Firm | Sales | Commercial | 1.5017 | 1 | 1.5585 | 2.9026 | -0.070872 | 1.0088 | -0.538 | 0.0171 | 0.034028 | 0.060147 | 0.097398 | 0.14717 | 0.20984 | 0.28416 | 0.36672 | 0.45153 | 0.53007 | 0.59204 | 0.62699 | 0.62679 | 0.5882 | 0.51484 | 0.42386 | 0.32267 | 0.092405 | 0 | 0 | 0 | 0 | 0 | 0 | 0 | 5.9859
v5.10_MeasureAssessmentTemplate_Commercial_All | Pool Cover - SEG SEL - Pool Cover | Appliances | Pool Cover | Retrofit | Pool Cover | Commercial | Lodging | Firm | Sales | Commercial | 1.5017 | 1 | 1.5585 | 2.9026 | -0.070872 | 1.0088 | -0.538 | 0.069201 | 0.13782 | 0.24379 | 0.3951 | 0.59748 | 0.85256 | 1.1554 | 1.4923 | 1.8389 | 2.1605 | 2.4149 | 2.5595 | 2.5607 | 2.405 | 2.1067 | 1.7358 | 1.3224 | 0.64023 | 0 | 0 | 0 | 0 | 0 | 0 | 0 | 24.6882
v5.10_MeasureAssessmentTemplate_Commercial_All | Pool Cover - SEG SEL - Pool Cover | Appliances | Pool Cover | Retrofit | Pool Cover | Commercial | Other | Firm | Sales | Commercial | 1.5017 | 1 | 1.5585 | 2.9026 | -0.070872 | 1.0088 | -0.538 | 0.0044025 | 0.008721 | 0.015345 | 0.024736 | 0.037209 | 0.052811 | 0.071191 | 0.091459 | 0.1121 | 0.131 | 0.14565 | 0.15355 | 0.15281 | 0.14275 | 0.12438 | 0.10194 | 0.011845 | 0 | 0 | 0 | 0 | 0 | 0 | 0 | 0 | 1.3819
v5.10_MeasureAssessmentTemplate_Commercial_All | Pool Heater - SEG SEL - 96% Efficient Pool Heater for Indoor Pool | Appliances | Pool Heater | NR | Pool Heater Indoor | Commercial | Assembly | Firm | Sales | Commercial | 0.3625 | 1 | 1.1291 | 2.9026 | 0.31277 | 1.3924 | -0.538 | 0.00091989 | 0.0014085 | 0.0030617 | 0.0057352 | 0.0097701 | 0.015516 | 0.023286 | 0.0333 | 0.045608 | 0.060029 | 0.085076 | 0.10841 | 0.12811 | 0.14636 | 0.16197 | 0.17407 | 0.18229 | 0.18731 | 0.18853 | 0.18847 | 0.12006 | 0.014628 | 0.011615 | 0.0087372 | 0.0061777 | 1.9105
v5.10_MeasureAssessmentTemplate_Commercial_All | Pool Heater - SEG SEL - 96% Efficient Pool Heater for Indoor Pool | Appliances | Pool Heater | NR | Pool Heater Indoor | Commercial | Lodging | Firm | Sales | Commercial | 0.3625 | 1 | 1.1291 | 2.9026 | 0.31277 | 1.3924 | -0.538 | 0.0047449 | 0.0072711 | 0.015818 | 0.029653 | 0.050555 | 0.080349 | 0.12068 | 0.17272 | 0.23675 | 0.31185 | 0.44195 | 0.55944 | 0.6616 | 0.7565 | 0.83792 | 0.90135 | 0.94488 | 0.97203 | 0.97962 | 0.9807 | 0.68881 | 0.072236 | 0.057394 | 0.043204 | 0.030568 | 9.9586
v5.10_MeasureAssessmentTemplate_Commercial_All | Pool Heater - SEG SEL - 96% Efficient Pool Heater for Indoor Pool | Appliances | Pool Heater | NR | Pool Heater Indoor | Commercial | Other | Firm | Sales | Commercial | 0.3625 | 1 | 1.1291 | 2.9026 | 0.31277 | 1.3924 | -0.538 | 0.00023683 | 0.00036099 | 0.00078113 | 0.0014566 | 0.0024701 | 0.0039049 | 0.005834 | 0.0083049 | 0.011323 | 0.014836 | 0.021033 | 0.02787 | 0.032788 | 0.037286 | 0.041056 | 0.043883 | 0.045681 | 0.04663 | 0.046591 | 0.046201 | 0.012767 | 0.004639 | 0.0036688 | 0.0027491 | 0.0019363 | 0.46429
v5.10_MeasureAssessmentTemplate_Commercial_All | Pool Heater - SEG SEL - 96% Efficient Pool Heater for Indoor Pool | Appliances | Pool Heater | New | Pool Heater Indoor | Commercial | Assembly | Firm | Sales | Commercial | 0.3625 | 1 | 1.1291 | 2.9026 | 0.31277 | 1.3924 | -0.538 | 0.00010433 | 0.00022395 | 0.00049229 | 0.00093264 | 0.0016069 | 0.0025811 | 0.0039183 | 0.0056679 | 0.007853 | 0.010456 | 0.01341 | 0.016591 | 0.01983 | 0.022937 | 0.025729 | 0.02807 | 0.029899 | 0.031318 | 0.032211 | 0.032984 | 0.033369 | 0.033624 | 0.033883 | 0.034145 | 0.03441 | 0.45625
v5.10_MeasureAssessmentTemplate_Commercial_All | Pool Heater - SEG SEL - 96% Efficient Pool Heater for Indoor Pool | Appliances | Pool Heater | New | Pool Heater Indoor | Commercial | Lodging | Firm | Sales | Commercial | 0.3625 | 1 | 1.1291 | 2.9026 | 0.31277 | 1.3924 | -0.538 | 0.00053814 | 0.0010977 | 0.002415 | 0.0045787 | 0.0078948 | 0.012691 | 0.01928 | 0.027909 | 0.038696 | 0.051561 | 0.066171 | 0.081925 | 0.097991 | 0.11342 | 0.12731 | 0.13899 | 0.14814 | 0.15527 | 0.1598 | 0.16374 | 0.16575 | 0.16712 | 0.16851 | 0.16992 | 0.17134 | 2.2621
v5.10_MeasureAssessmentTemplate_Commercial_All | Pool Heater - SEG SEL - 96% Efficient Pool Heater for Indoor Pool | Appliances | Pool Heater | New | Pool Heater Indoor | Commercial | Other | Firm | Sales | Commercial | 0.3625 | 1 | 1.1291 | 2.9026 | 0.31277 | 1.3924 | -0.538 | 2.686e-05 | 7.4098e-05 | 0.00016216 | 0.00030585 | 0.00052467 | 0.00083913 | 0.0012684 | 0.0018271 | 0.0025209 | 0.0033429 | 0.0042697 | 0.0052613 | 0.0062639 | 0.007217 | 0.0080642 | 0.0087646 | 0.0093005 | 0.0097059 | 0.0099462 | 0.010148 | 0.01023 | 0.010272 | 0.010316 | 0.01036 | 0.010405 | 0.14142
v5.10_MeasureAssessmentTemplate_Commercial_All | Pool Heater - SEG SEL - 96% Efficient Pool Heater for Outdoor Pool | Appliances | Pool Heater | NR | Pool Heater Outdoor | Commercial | Assembly | Firm | Sales | Commercial | 1.1475 | 1 | 1.9436 | 2.5395 | -0.23354 | 0.70773 | -0.39962 | 0.0020484 | 0.0031364 | 0.0068176 | 0.012771 | 0.021756 | 0.03455 | 0.051853 | 0.07415 | 0.10156 | 0.13367 | 0.18944 | 0.2414 | 0.28526 | 0.32591 | 0.36068 | 0.38761 | 0.40591 | 0.41709 | 0.41981 | 0.41969 | 0.26735 | 0.032574 | 0.025863 | 0.019456 | 0.013756 | 4.2541
v5.10_MeasureAssessmentTemplate_Commercial_All | Pool Heater - SEG SEL - 96% Efficient Pool Heater for Outdoor Pool | Appliances | Pool Heater | NR | Pool Heater Outdoor | Commercial | Lodging | Firm | Sales | Commercial | 1.1475 | 1 | 1.9436 | 2.5395 | -0.23354 | 0.70773 | -0.39962 | 0.0048828 | 0.0074824 | 0.016277 | 0.030515 | 0.052024 | 0.082685 | 0.12419 | 0.17774 | 0.24363 | 0.32091 | 0.45479 | 0.5757 | 0.68083 | 0.77849 | 0.86227 | 0.92755 | 0.97234 | 1.0003 | 1.0081 | 1.0092 | 0.70883 | 0.074335 | 0.059062 | 0.04446 | 0.031457 | 10.248
v5.10_MeasureAssessmentTemplate_Commercial_All | Pool Heater - SEG SEL - 96% Efficient Pool Heater for Outdoor Pool | Appliances | Pool Heater | NR | Pool Heater Outdoor | Commercial | Other | Firm | Sales | Commercial | 1.1475 | 1 | 1.9436 | 2.5395 | -0.23354 | 0.70773 | -0.39962 | 0.00052737 | 0.00080384 | 0.0017394 | 0.0032435 | 0.0055003 | 0.0086954 | 0.012991 | 0.018493 | 0.025214 | 0.033035 | 0.046836 | 0.06206 | 0.07301 | 0.083026 | 0.091423 | 0.097718 | 0.10172 | 0.10383 | 0.10375 | 0.10288 | 0.02843 | 0.01033 | 0.0081695 | 0.0061215 | 0.0043116 | 1.0339
v5.10_MeasureAssessmentTemplate_Commercial_All | Pool Heater - SEG SEL - 96% Efficient Pool Heater for Outdoor Pool | Appliances | Pool Heater | New | Pool Heater Outdoor | Commercial | Assembly | Firm | Sales | Commercial | 1.1475 | 1 | 1.9436 | 2.5395 | -0.23354 | 0.70773 | -0.39962 | 0.00023232 | 0.00049868 | 0.0010962 | 0.0020768 | 0.0035782 | 0.0057475 | 0.0087251 | 0.012621 | 0.017487 | 0.023284 | 0.02986 | 0.036943 | 0.044157 | 0.051076 | 0.057292 | 0.062506 | 0.066578 | 0.069738 | 0.071726 | 0.073448 | 0.074304 | 0.074872 | 0.075448 | 0.076032 | 0.076623 | 1.016
v5.10_MeasureAssessmentTemplate_Commercial_All | Pool Heater - SEG SEL - 96% Efficient Pool Heater for Outdoor Pool | Appliances | Pool Heater | New | Pool Heater Outdoor | Commercial | Lodging | Firm | Sales | Commercial | 1.1475 | 1 | 1.9436 | 2.5395 | -0.23354 | 0.70773 | -0.39962 | 0.00055379 | 0.0011297 | 0.0024852 | 0.0047118 | 0.0081243 | 0.01306 | 0.01984 | 0.02872 | 0.039821 | 0.05306 | 0.068095 | 0.084306 | 0.10084 | 0.11672 | 0.13101 | 0.14303 | 0.15245 | 0.15979 | 0.16445 | 0.1685 | 0.17057 | 0.17198 | 0.17341 | 0.17486 | 0.17632 | 2.3278
v5.10_MeasureAssessmentTemplate_Commercial_All | Pool Heater - SEG SEL - 96% Efficient Pool Heater for Outdoor Pool | Appliances | Pool Heater | New | Pool Heater Outdoor | Commercial | Other | Firm | Sales | Commercial | 1.1475 | 1 | 1.9436 | 2.5395 | -0.23354 | 0.70773 | -0.39962 | 5.9812e-05 | 0.000165 | 0.00036109 | 0.00068106 | 0.0011683 | 0.0018685 | 0.0028245 | 0.0040685 | 0.0056135 | 0.0074438 | 0.0095075 | 0.011716 | 0.013948 | 0.01607 | 0.017957 | 0.019517 | 0.02071 | 0.021613 | 0.022148 | 0.022598 | 0.02278 | 0.022874 | 0.02297 | 0.023069 | 0.02317 | 0.3149
v5.10_MeasureAssessmentTemplate_Commercial_All | Radiant Unit Heater - SEG Hospital - Radiant Unit Heater | HVAC | Radiant Unit Heater | NR | Radiant Unit Heater | Commercial | Hospital | Firm | Sales | Commercial | 2.2094 | 1 | 7.2786 | 5.3757 | -2.0042 | 0.40004 | -1.8626 | 0.00079861 | 0.00083215 | 0.0008544 | 0.00086793 | 0.00087517 | 0.00087813 | 0.00087833 | 0.00087914 | 0.00087554 | 0.00087195 | 0.00086837 | 0.00086481 | 0.00086127 | 0.00085774 | 0.000234 | 1.8064e-05 | 1.6033e-05 | 1.0112e-05 | 6.1319e-06 | 3.5785e-06 | 2.0118e-06 | 1.0907e-06 | 0 | 0 | 0 | 0.012355
v5.10_MeasureAssessmentTemplate_Commercial_All | Radiant Unit Heater - SEG Hospital - Radiant Unit Heater | HVAC | Radiant Unit Heater | NR | Radiant Unit Heater | Commercial | Hospital | Firm | Transport | Commercial | 2.2094 | 1 | 7.2786 | 4.1746 | -2.0042 | 0.46729 | -1.7196 | 0.00042009 | 0.00043773 | 0.00044943 | 0.00045655 | 0.00046036 | 0.00046191 | 0.00046202 | 0.00046245 | 0.00046055 | 0.00045866 | 0.00045678 | 0.00045491 | 0.00045305 | 0.00045119 | 0.00012309 | 9.5022e-06 | 8.4338e-06 | 5.3191e-06 | 3.2255e-06 | 1.8824e-06 | 1.0583e-06 | 5.7371e-07 | 0 | 0 | 0 | 0.0064988
v5.10_MeasureAssessmentTemplate_Commercial_All | Radiant Unit Heater - SEG Hospital - Radiant Unit Heater | HVAC | Radiant Unit Heater | NR | Radiant Unit Heater | Commercial | Hospital | Interruptible | Sales | Commercial | 2.2094 | 1 | 3.6217 | 2.6748 | -0.54123 | 0.46729 | -0.39962 | 0.00041892 | 0.00043651 | 0.00044818 | 0.00045528 | 0.00045908 | 0.00046063 | 0.00046074 | 0.00046116 | 0.00045927 | 0.00045739 | 0.00045552 | 0.00045365 | 0.00045179 | 0.00044994 | 0.00012275 | 9.4758e-06 | 8.4104e-06 | 5.3043e-06 | 3.2165e-06 | 1.8771e-06 | 1.0553e-06 | 5.7211e-07 | 0 | 0 | 0 | 0.0064807
v5.10_MeasureAssessmentTemplate_Commercial_All | Radiant Unit Heater - SEG Hospital - Radiant Unit Heater | HVAC | Radiant Unit Heater | New | Radiant Unit Heater | Commercial | Hospital | Firm | Sales | Commercial | 2.2094 | 1 | 7.2786 | 5.3757 | -2.0042 | 0.40004 | -1.8626 | 0.00013586 | 0.00019354 | 0.00020096 | 0.00020646 | 0.00021055 | 0.00021367 | 0.00021618 | 0.00021887 | 0.00022049 | 0.00022214 | 0.0002238 | 0.00022549 | 0.0002272 | 0.00022893 | 0.00023069 | 0.00023247 | 0.00023427 | 0.0002361 | 0.00023795 | 0.00023982 | 0.00024172 | 0.00024364 | 0.00024559 | 0.00024756 | 0.00024956 | 0.0055835
v5.10_MeasureAssessmentTemplate_Commercial_All | Radiant Unit Heater - SEG Hospital - Radiant Unit Heater | HVAC | Radiant Unit Heater | New | Radiant Unit Heater | Commercial | Hospital | Firm | Transport | Commercial | 2.2094 | 1 | 7.2786 | 4.1746 | -2.0042 | 0.46729 | -1.7196 | 7.1466e-05 | 0.0001018 | 0.00010571 | 0.0001086 | 0.00011075 | 0.0001124 | 0.00011371 | 0.00011513 | 0.00011598 | 0.00011685 | 0.00011772 | 0.00011861 | 0.00011951 | 0.00012042 | 0.00012135 | 0.00012228 | 0.00012323 | 0.00012419 | 0.00012517 | 0.00012615 | 0.00012715 | 0.00012816 | 0.00012919 | 0.00013022 | 0.00013127 | 0.002937
v5.10_MeasureAssessmentTemplate_Commercial_All | Radiant Unit Heater - SEG Hospital - Radiant Unit Heater | HVAC | Radiant Unit Heater | New | Radiant Unit Heater | Commercial | Hospital | Interruptible | Sales | Commercial | 2.2094 | 1 | 3.6217 | 2.6748 | -0.54123 | 0.46729 | -0.39962 | 7.1268e-05 | 0.00010152 | 0.00010541 | 0.0001083 | 0.00011044 | 0.00011208 | 0.0001134 | 0.00011481 | 0.00011566 | 0.00011652 | 0.0001174 | 0.00011828 | 0.00011918 | 0.00012009 | 0.00012101 | 0.00012194 | 0.00012289 | 0.00012385 | 0.00012482 | 0.0001258 | 0.0001268 | 0.00012781 | 0.00012883 | 0.00012986 | 0.00013091 | 0.0029289
v5.10_MeasureAssessmentTemplate_Commercial_All | Radiant Unit Heater - SEG Lodging - Radiant Unit Heater | HVAC | Radiant Unit Heater | NR | Radiant Unit Heater | Commercial | Lodging | Firm | Sales | Commercial | 2.5906 | 1 | 7.6778 | 5.4421 | -2.0203 | 0.38393 | -1.8626 | 0.015651 | 0.016315 | 0.016758 | 0.01703 | 0.017179 | 0.017244 | 0.017255 | 0.017278 | 0.017214 | 0.01715 | 0.017087 | 0.017024 | 0.016961 | 0.016898 | 0.0062971 | 0.00035402 | 0.00030608 | 0.00019312 | 0.00011715 | 6.8394e-05 | 3.8466e-05 | 2.0861e-05 | 0 | 0 | 0 | 0.24444
v5.10_MeasureAssessmentTemplate_Commercial_All | Radiant Unit Heater - SEG Lodging - Radiant Unit Heater | HVAC | Radiant Unit Heater | New | Radiant Unit Heater | Commercial | Lodging | Firm | Sales | Commercial | 2.5906 | 1 | 7.6778 | 5.4421 | -2.0203 | 0.38393 | -1.8626 | 0.0026626 | 0.0036947 | 0.0038378 | 0.0039444 | 0.0040241 | 0.0040854 | 0.0041348 | 0.0041878 | 0.0042205 | 0.0042535 | 0.0042869 | 0.0043208 | 0.0043551 | 0.0043899 | 0.0044251 | 0.0044607 | 0.0044968 | 0.0045333 | 0.0045703 | 0.0046078 | 0.0046458 | 0.0046842 | 0.0047231 | 0.0047625 | 0.0048023 | 0.10711
v5.10_MeasureAssessmentTemplate_Commercial_All | Radiant Unit Heater - SEG Office - Radiant Unit Heater | HVAC | Radiant Unit Heater | NR | Radiant Unit Heater | Commercial | Large Office | Firm | Sales | Commercial | 2.5659 | 1 | 7.7071 | 5.4757 | -2.0194 | 0.38483 | -1.8626 | 0.12473 | 0.13011 | 0.13374 | 0.13601 | 0.13729 | 0.13791 | 0.13809 | 0.13837 | 0.13796 | 0.13754 | 0.13713 | 0.13672 | 0.13631 | 0.1359 | 0.074427 | 0.0028214 | 0.0023258 | 0.0014684 | 0.0008914 | 0.00052077 | 0.00029308 | 0.00015905 | 0 | 0 | 0 | 1.9807
v5.10_MeasureAssessmentTemplate_Commercial_All | Radiant Unit Heater - SEG Office - Radiant Unit Heater | HVAC | Radiant Unit Heater | NR | Radiant Unit Heater | Commercial | Large Office | Firm | Sales | Industrial | 2.5659 | 1 | 7.7071 | 5.4757 | -2.0194 | 0.38483 | -1.8626 | 0.0011734 | 0.001224 | 0.0012581 | 0.0012794 | 0.0012915 | 0.0012973 | 0.0012991 | 0.0013017 | 0.0012978 | 0.0012939 | 0.00129 | 0.0012861 | 0.0012823 | 0.0012784 | 0.00070014 | 2.6541e-05 | 2.1879e-05 | 1.3814e-05 | 8.3855e-06 | 4.8989e-06 | 2.757e-06 | 1.4962e-06 | 0 | 0 | 0 | 0.018633
v5.10_MeasureAssessmentTemplate_Commercial_All | Radiant Unit Heater - SEG Office - Radiant Unit Heater | HVAC | Radiant Unit Heater | NR | Radiant Unit Heater | Commercial | Medium Office | Firm | Sales | Commercial | 2.5659 | 1 | 7.7071 | 5.4757 | -2.0194 | 0.38483 | -1.8626 | 0.11855 | 0.12367 | 0.12711 | 0.12927 | 0.13049 | 0.13108 | 0.13125 | 0.13152 | 0.13112 | 0.13073 | 0.13034 | 0.12995 | 0.12956 | 0.12917 | 0.07074 | 0.0026816 | 0.0022105 | 0.0013957 | 0.00084724 | 0.00049497 | 0.00027856 | 0.00015117 | 0 | 0 | 0 | 1.8826
v5.10_MeasureAssessmentTemplate_Commercial_All | Radiant Unit Heater - SEG Office - Radiant Unit Heater | HVAC | Radiant Unit Heater | NR | Radiant Unit Heater | Commercial | Small Office | Firm | Sales | Commercial | 2.5659 | 1 | 7.7071 | 5.4757 | -2.0194 | 0.38483 | -1.8626 | 0.17167 | 0.17908 | 0.18407 | 0.18719 | 0.18896 | 0.18981 | 0.19006 | 0.19045 | 0.18988 | 0.18931 | 0.18874 | 0.18817 | 0.18761 | 0.18705 | 0.10244 | 0.0038831 | 0.003201 | 0.002021 | 0.0012269 | 0.00071674 | 0.00040337 | 0.0002189 | 0 | 0 | 0 | 2.7261
v5.10_MeasureAssessmentTemplate_Commercial_All | Radiant Unit Heater - SEG Office - Radiant Unit Heater | HVAC | Radiant Unit Heater | New | Radiant Unit Heater | Commercial | Large Office | Firm | Sales | Commercial | 2.5659 | 1 | 7.7071 | 5.4757 | -2.0194 | 0.38483 | -1.8626 | 0.021219 | 0.028074 | 0.029182 | 0.030013 | 0.03064 | 0.031128 | 0.031525 | 0.03195 | 0.03222 | 0.032492 | 0.032769 | 0.033048 | 0.033331 | 0.033617 | 0.033907 | 0.0342 | 0.034497 | 0.034798 | 0.035102 | 0.03541 | 0.035721 | 0.036036 | 0.036355 | 0.036678 | 0.037005 | 0.82092
v5.10_MeasureAssessmentTemplate_Commercial_All | Radiant Unit Heater - SEG Office - Radiant Unit Heater | HVAC | Radiant Unit Heater | New | Radiant Unit Heater | Commercial | Large Office | Firm | Sales | Industrial | 2.5659 | 1 | 7.7071 | 5.4757 | -2.0194 | 0.38483 | -1.8626 | 0.00019961 | 0.0002641 | 0.00027452 | 0.00028233 | 0.00028823 | 0.00029282 | 0.00029656 | 0.00030056 | 0.00030309 | 0.00030566 | 0.00030826 | 0.00031089 | 0.00031355 | 0.00031624 | 0.00031897 | 0.00032173 | 0.00032452 | 0.00032735 | 0.00033021 | 0.0003331 | 0.00033603 | 0.000339 | 0.000342 | 0.00034503 | 0.00034811 | 0.0077225
v5.10_MeasureAssessmentTemplate_Commercial_All | Radiant Unit Heater - SEG Office - Radiant Unit Heater | HVAC | Radiant Unit Heater | New | Radiant Unit Heater | Commercial | Medium Office | Firm | Sales | Commercial | 2.5659 | 1 | 7.7071 | 5.4757 | -2.0194 | 0.38483 | -1.8626 | 0.020168 | 0.026683 | 0.027736 | 0.028526 | 0.029122 | 0.029585 | 0.029963 | 0.030367 | 0.030623 | 0.030883 | 0.031145 | 0.031411 | 0.03168 | 0.031952 | 0.032227 | 0.032506 | 0.032788 | 0.033074 | 0.033363 | 0.033655 | 0.033951 | 0.034251 | 0.034554 | 0.034861 | 0.035171 | 0.78025
v5.10_MeasureAssessmentTemplate_Commercial_All | Radiant Unit Heater - SEG Office - Radiant Unit Heater | HVAC | Radiant Unit Heater | New | Radiant Unit Heater | Commercial | Small Office | Firm | Sales | Commercial | 2.5659 | 1 | 7.7071 | 5.4757 | -2.0194 | 0.38483 | -1.8626 | 0.029205 | 0.038639 | 0.040164 | 0.041307 | 0.042171 | 0.042842 | 0.043388 | 0.043974 | 0.044345 | 0.04472 | 0.0451 | 0.045485 | 0.045874 | 0.046268 | 0.046667 | 0.047071 | 0.047479 | 0.047893 | 0.048311 | 0.048735 | 0.049164 | 0.049598 | 0.050037 | 0.050481 | 0.050931 | 1.1298
v5.10_MeasureAssessmentTemplate_Commercial_All | Radiant Unit Heater - SEG Other - Radiant Unit Heater | HVAC | Radiant Unit Heater | NR | Radiant Unit Heater | Commercial | Assembly | Firm | Sales | Commercial | 2.6612 | 1 | 7.684 | 5.4114 | -2.0227 | 0.38146 | -1.8626 | 0.03338 | 0.034769 | 0.035684 | 0.036236 | 0.036524 | 0.036633 | 0.036627 | 0.036647 | 0.036482 | 0.036319 | 0.036156 | 0.035994 | 0.035832 | 0.035671 | 0.0062925 | 0.00075505 | 0.00068694 | 0.00043308 | 0.00026252 | 0.00015315 | 8.6067e-05 | 4.6642e-05 | 0 | 0 | 0 | 0.51167
v5.10_MeasureAssessmentTemplate_Commercial_All | Radiant Unit Heater - SEG Other - Radiant Unit Heater | HVAC | Radiant Unit Heater | NR | Radiant Unit Heater | Commercial | Other | Firm | Sales | Commercial | 2.6612 | 1 | 7.684 | 5.4114 | -2.0227 | 0.38146 | -1.8626 | 0.056389 | 0.058468 | 0.059736 | 0.060384 | 0.060588 | 0.060493 | 0.06021 | 0.059969 | 0.059429 | 0.058894 | 0.058364 | 0.057839 | 0.057318 | 0.0032996 | 0 | 0.0012755 | 0.0014913 | 0.00093601 | 0.00056488 | 0.0003281 | 0.00018359 | 9.9069e-05 | 0 | 0 | 0 | 0.77626
v5.10_MeasureAssessmentTemplate_Commercial_All | Radiant Unit Heater - SEG Other - Radiant Unit Heater | HVAC | Radiant Unit Heater | New | Radiant Unit Heater | Commercial | Assembly | Firm | Sales | Commercial | 2.6612 | 1 | 7.684 | 5.4114 | -2.0227 | 0.38146 | -1.8626 | 0.0056788 | 0.0082921 | 0.0086067 | 0.0088388 | 0.0090106 | 0.0091411 | 0.0092447 | 0.0093565 | 0.0094225 | 0.0094894 | 0.0095573 | 0.0096261 | 0.0096959 | 0.0097666 | 0.0098382 | 0.0099109 | 0.0099845 | 0.010059 | 0.010135 | 0.010211 | 0.010289 | 0.010368 | 0.010447 | 0.010528 | 0.01061 | 0.23811
v5.10_MeasureAssessmentTemplate_Commercial_All | Radiant Unit Heater - SEG Other - Radiant Unit Heater | HVAC | Radiant Unit Heater | New | Radiant Unit Heater | Commercial | Other | Firm | Sales | Commercial | 2.6612 | 1 | 7.684 | 5.4114 | -2.0227 | 0.38146 | -1.8626 | 0.009593 | 0.018002 | 0.018601 | 0.019019 | 0.019304 | 0.019499 | 0.019636 | 0.01979 | 0.019847 | 0.019906 | 0.019967 | 0.02003 | 0.020095 | 0.020163 | 0.020232 | 0.020304 | 0.020378 | 0.020455 | 0.020533 | 0.020614 | 0.020697 | 0.020782 | 0.02087 | 0.02096 | 0.021052 | 0.49033
v5.10_MeasureAssessmentTemplate_Commercial_All | Radiant Unit Heater - SEG Restaurant - Radiant Unit Heater | HVAC | Radiant Unit Heater | NR | Radiant Unit Heater | Commercial | Restaurant | Firm | Sales | Commercial | 2.0806 | 1 | 7.2772 | 5.4656 | -1.9974 | 0.40682 | -1.8626 | 0.059886 | 0.062093 | 0.06344 | 0.064128 | 0.064345 | 0.064245 | 0.063943 | 0.063687 | 0.063114 | 0.062546 | 0.061983 | 0.061425 | 0.060873 | 0.0035042 | 0 | 0.0013546 | 0.0015838 | 0.00099405 | 0.0005999 | 0.00034844 | 0.00019498 | 0.00010521 | 0 | 0 | 0 | 0.82439
v5.10_MeasureAssessmentTemplate_Commercial_All | Radiant Unit Heater - SEG Restaurant - Radiant Unit Heater | HVAC | Radiant Unit Heater | New | Radiant Unit Heater | Commercial | Restaurant | Firm | Sales | Commercial | 2.0806 | 1 | 7.2772 | 5.4656 | -1.9974 | 0.40682 | -1.8626 | 0.010188 | 0.019118 | 0.019755 | 0.020198 | 0.020501 | 0.020708 | 0.020854 | 0.021017 | 0.021077 | 0.02114 | 0.021205 | 0.021272 | 0.021341 | 0.021413 | 0.021487 | 0.021563 | 0.021642 | 0.021723 | 0.021807 | 0.021892 | 0.02198 | 0.022071 | 0.022164 | 0.022259 | 0.022357 | 0.52073
v5.10_MeasureAssessmentTemplate_Commercial_All | Radiant Unit Heater - SEG Retail - Radiant Unit Heater | HVAC | Radiant Unit Heater | NR | Radiant Unit Heater | Commercial | Extra Large Retail | Firm | Sales | Commercial | 2.0876 | 1 | 7.2866 | 5.4674 | -1.9978 | 0.40642 | -1.8626 | 0.13347 | 0.13901 | 0.14265 | 0.14484 | 0.14598 | 0.1464 | 0.14636 | 0.14642 | 0.14574 | 0.14507 | 0.14441 | 0.14374 | 0.14308 | 0.14242 | 0.021102 | 0.0030191 | 0.0027664 | 0.0017439 | 0.001057 | 0.00061655 | 0.00034646 | 0.00018773 | 0 | 0 | 0 | 2.0404
v5.10_MeasureAssessmentTemplate_Commercial_All | Radiant Unit Heater - SEG Retail - Radiant Unit Heater | HVAC | Radiant Unit Heater | NR | Radiant Unit Heater | Commercial | Extra Large Retail | Firm | Transport | Commercial | 2.0876 | 1 | 7.2866 | 4.1746 | -1.9978 | 0.46729 | -1.7196 | 0.013203 | 0.01375 | 0.014111 | 0.014327 | 0.014439 | 0.014481 | 0.014477 | 0.014483 | 0.014416 | 0.01435 | 0.014284 | 0.014218 | 0.014153 | 0.014088 | 0.0020873 | 0.00029864 | 0.00027365 | 0.0001725 | 0.00010455 | 6.0987e-05 | 3.427e-05 | 1.857e-05 | 0 | 0 | 0 | 0.20183
v5.10_MeasureAssessmentTemplate_Commercial_All | Radiant Unit Heater - SEG Retail - Radiant Unit Heater | HVAC | Radiant Unit Heater | NR | Radiant Unit Heater | Commercial | Large Retail | Firm | Sales | Commercial | 2.0876 | 1 | 7.2866 | 5.4674 | -1.9978 | 0.40642 | -1.8626 | 0.040143 | 0.041808 | 0.042904 | 0.043562 | 0.043903 | 0.04403 | 0.044018 | 0.044036 | 0.043834 | 0.043632 | 0.043431 | 0.043232 | 0.043033 | 0.042835 | 0.0063465 | 0.00090803 | 0.00083203 | 0.00052449 | 0.0003179 | 0.00018543 | 0.0001042 | 5.6462e-05 | 0 | 0 | 0 | 0.61368
v5.10_MeasureAssessmentTemplate_Commercial_All | Radiant Unit Heater - SEG Retail - Radiant Unit Heater | HVAC | Radiant Unit Heater | NR | Radiant Unit Heater | Commercial | Medium Retail | Firm | Sales | Commercial | 2.0876 | 1 | 7.2866 | 5.4674 | -1.9978 | 0.40642 | -1.8626 | 0.063193 | 0.065813 | 0.067539 | 0.068575 | 0.069112 | 0.069311 | 0.069292 | 0.069321 | 0.069002 | 0.068685 | 0.068369 | 0.068054 | 0.067741 | 0.06743 | 0.0099906 | 0.0014294 | 0.0013098 | 0.00082564 | 0.00050042 | 0.0002919 | 0.00016403 | 8.8881e-05 | 0 | 0 | 0 | 0.96604
v5.10_MeasureAssessmentTemplate_Commercial_All | Radiant Unit Heater - SEG Retail - Radiant Unit Heater | HVAC | Radiant Unit Heater | NR | Radiant Unit Heater | Commercial | Medium Retail | Firm | Sales | Industrial | 2.0876 | 1 | 7.2866 | 5.4674 | -1.9978 | 0.40642 | -1.8626 | 0.00020332 | 0.00021175 | 0.00021731 | 0.00022064 | 0.00022237 | 0.00022301 | 0.00022294 | 0.00022304 | 0.00022201 | 0.00022099 | 0.00021998 | 0.00021896 | 0.00021796 | 0.00021695 | 3.2144e-05 | 4.5991e-06 | 4.2141e-06 | 2.6565e-06 | 1.6101e-06 | 9.3919e-07 | 5.2776e-07 | 2.8597e-07 | 0 | 0 | 0 | 0.0031082
v5.10_MeasureAssessmentTemplate_Commercial_All | Radiant Unit Heater - SEG Retail - Radiant Unit Heater | HVAC | Radiant Unit Heater | NR | Radiant Unit Heater | Commercial | Small Retail | Firm | Sales | Commercial | 2.0876 | 1 | 7.2866 | 5.4674 | -1.9978 | 0.40642 | -1.8626 | 0.096539 | 0.10054 | 0.10318 | 0.10476 | 0.10558 | 0.10588 | 0.10586 | 0.1059 | 0.10541 | 0.10493 | 0.10445 | 0.10397 | 0.10349 | 0.10301 | 0.015262 | 0.0021837 | 0.0020009 | 0.0012613 | 0.00076449 | 0.00044594 | 0.00025058 | 0.00013578 | 0 | 0 | 0 | 1.4758
v5.10_MeasureAssessmentTemplate_Commercial_All | Radiant Unit Heater - SEG Retail - Radiant Unit Heater | HVAC | Radiant Unit Heater | New | Radiant Unit Heater | Commercial | Extra Large Retail | Firm | Sales | Commercial | 2.0876 | 1 | 7.2866 | 5.4674 | -1.9978 | 0.40642 | -1.8626 | 0.022707 | 0.033394 | 0.034657 | 0.035588 | 0.036276 | 0.036797 | 0.03721 | 0.037656 | 0.037918 | 0.038183 | 0.038452 | 0.038725 | 0.039002 | 0.039282 | 0.039567 | 0.039855 | 0.040147 | 0.040444 | 0.040744 | 0.041048 | 0.041357 | 0.041669 | 0.041986 | 0.042307 | 0.042633 | 0.9576
v5.10_MeasureAssessmentTemplate_Commercial_All | Radiant Unit Heater - SEG Retail - Radiant Unit Heater | HVAC | Radiant Unit Heater | New | Radiant Unit Heater | Commercial | Extra Large Retail | Firm | Transport | Commercial | 2.0876 | 1 | 7.2866 | 4.1746 | -1.9978 | 0.46729 | -1.7196 | 0.0022461 | 0.0033032 | 0.0034281 | 0.0035202 | 0.0035882 | 0.0036398 | 0.0036807 | 0.0037248 | 0.0037507 | 0.0037769 | 0.0038035 | 0.0038305 | 0.0038579 | 0.0038857 | 0.0039138 | 0.0039423 | 0.0039712 | 0.0040005 | 0.0040302 | 0.0040603 | 0.0040908 | 0.0041218 | 0.0041531 | 0.0041849 | 0.004217 | 0.094722
v5.10_MeasureAssessmentTemplate_Commercial_All | Radiant Unit Heater - SEG Retail - Radiant Unit Heater | HVAC | Radiant Unit Heater | New | Radiant Unit Heater | Commercial | Large Retail | Firm | Sales | Commercial | 2.0876 | 1 | 7.2866 | 5.4674 | -1.9978 | 0.40642 | -1.8626 | 0.0068293 | 0.010043 | 0.010423 | 0.010703 | 0.01091 | 0.011067 | 0.011191 | 0.011325 | 0.011404 | 0.011484 | 0.011565 | 0.011647 | 0.01173 | 0.011814 | 0.0119 | 0.011987 | 0.012075 | 0.012164 | 0.012254 | 0.012346 | 0.012438 | 0.012532 | 0.012628 | 0.012724 | 0.012822 | 0.28801
v5.10_MeasureAssessmentTemplate_Commercial_All | Radiant Unit Heater - SEG Retail - Radiant Unit Heater | HVAC | Radiant Unit Heater | New | Radiant Unit Heater | Commercial | Medium Retail | Firm | Sales | Commercial | 2.0876 | 1 | 7.2866 | 5.4674 | -1.9978 | 0.40642 | -1.8626 | 0.01075 | 0.01581 | 0.016408 | 0.016849 | 0.017175 | 0.017421 | 0.017617 | 0.017828 | 0.017952 | 0.018078 | 0.018205 | 0.018334 | 0.018465 | 0.018598 | 0.018733 | 0.018869 | 0.019008 | 0.019148 | 0.01929 | 0.019434 | 0.01958 | 0.019728 | 0.019878 | 0.02003 | 0.020184 | 0.45337
v5.10_MeasureAssessmentTemplate_Commercial_All | Radiant Unit Heater - SEG Retail - Radiant Unit Heater | HVAC | Radiant Unit Heater | New | Radiant Unit Heater | Commercial | Medium Retail | Firm | Sales | Industrial | 2.0876 | 1 | 7.2866 | 5.4674 | -1.9978 | 0.40642 | -1.8626 | 3.4589e-05 | 5.0869e-05 | 5.2793e-05 | 5.4211e-05 | 5.5259e-05 | 5.6053e-05 | 5.6682e-05 | 5.7361e-05 | 5.776e-05 | 5.8164e-05 | 5.8574e-05 | 5.899e-05 | 5.9412e-05 | 5.9839e-05 | 6.0272e-05 | 6.0711e-05 | 6.1157e-05 | 6.1608e-05 | 6.2065e-05 | 6.2529e-05 | 6.2999e-05 | 6.3475e-05 | 6.3957e-05 | 6.4447e-05 | 6.4942e-05 | 0.0014587
v5.10_MeasureAssessmentTemplate_Commercial_All | Radiant Unit Heater - SEG Retail - Radiant Unit Heater | HVAC | Radiant Unit Heater | New | Radiant Unit Heater | Commercial | Small Retail | Firm | Sales | Commercial | 2.0876 | 1 | 7.2866 | 5.4674 | -1.9978 | 0.40642 | -1.8626 | 0.016423 | 0.024153 | 0.025067 | 0.02574 | 0.026237 | 0.026614 | 0.026913 | 0.027236 | 0.027425 | 0.027617 | 0.027812 | 0.028009 | 0.028209 | 0.028412 | 0.028618 | 0.028826 | 0.029038 | 0.029252 | 0.029469 | 0.029689 | 0.029912 | 0.030138 | 0.030368 | 0.0306 | 0.030835 | 0.69261
v5.10_MeasureAssessmentTemplate_Commercial_All | Radiant Unit Heater - SEG School - Radiant Unit Heater | HVAC | Radiant Unit Heater | NR | Radiant Unit Heater | Commercial | School K-12 | Firm | Sales | Commercial | 2.91 | 1 | 7.92 | 5.464 | -2.0305 | 0.37369 | -1.8626 | 0.091889 | 0.09594 | 0.098703 | 0.10047 | 0.10151 | 0.10206 | 0.10229 | 0.10259 | 0.10237 | 0.10216 | 0.10194 | 0.10173 | 0.10151 | 0.1013 | 0.078321 | 0.0020785 | 0.0016059 | 0.0010148 | 0.00061657 | 0.00036052 | 0.00020307 | 0.00011029 | 0 | 0 | 0 | 1.4908
v5.10_MeasureAssessmentTemplate_Commercial_All | Radiant Unit Heater - SEG School - Radiant Unit Heater | HVAC | Radiant Unit Heater | New | Radiant Unit Heater | Commercial | School K-12 | Firm | Sales | Commercial | 2.91 | 1 | 7.92 | 5.464 | -2.0305 | 0.37369 | -1.8626 | 0.015632 | 0.019384 | 0.020167 | 0.020759 | 0.021212 | 0.021568 | 0.021861 | 0.022175 | 0.02238 | 0.022588 | 0.022799 | 0.023011 | 0.023227 | 0.023445 | 0.023665 | 0.023888 | 0.024113 | 0.024341 | 0.024572 | 0.024806 | 0.025042 | 0.025281 | 0.025522 | 0.025767 | 0.026014 | 0.57322
v5.10_MeasureAssessmentTemplate_Commercial_All | Radiant Unit Heater - SEG Supermarket - Radiant Unit Heater | HVAC | Radiant Unit Heater | NR | Radiant Unit Heater | Commercial | Supermarket | Firm | Sales | Commercial | 2.4071 | 1 | 7.5738 | 5.4679 | -2.0132 | 0.39105 | -1.8626 | 0.04721 | 0.049162 | 0.050445 | 0.051212 | 0.051607 | 0.051749 | 0.051729 | 0.051745 | 0.0515 | 0.051257 | 0.051015 | 0.050775 | 0.050535 | 0.050296 | 0.0059486 | 0.0010679 | 0.00098586 | 0.00062139 | 0.00037658 | 0.00021964 | 0.00012341 | 6.6862e-05 | 0 | 0 | 0 | 0.71965
v5.10_MeasureAssessmentTemplate_Commercial_All | Radiant Unit Heater - SEG Supermarket - Radiant Unit Heater | HVAC | Radiant Unit Heater | NR | Radiant Unit Heater | Commercial | Supermarket | Firm | Transport | Commercial | 2.4071 | 1 | 7.5738 | 4.1746 | -2.0132 | 0.46729 | -1.7196 | 0.0074471 | 0.007755 | 0.0079574 | 0.0080785 | 0.0081408 | 0.0081632 | 0.00816 | 0.0081625 | 0.0081239 | 0.0080856 | 0.0080474 | 0.0080094 | 0.0079716 | 0.007934 | 0.00093837 | 0.00016845 | 0.00015551 | 9.8021e-05 | 5.9404e-05 | 3.4647e-05 | 1.9467e-05 | 1.0547e-05 | 0 | 0 | 0 | 0.11352
v5.10_MeasureAssessmentTemplate_Commercial_All | Radiant Unit Heater - SEG Supermarket - Radiant Unit Heater | HVAC | Radiant Unit Heater | New | Radiant Unit Heater | Commercial | Supermarket | Firm | Sales | Commercial | 2.4071 | 1 | 7.5738 | 5.4679 | -2.0132 | 0.39105 | -1.8626 | 0.0080315 | 0.0119 | 0.012349 | 0.012679 | 0.012923 | 0.013107 | 0.013253 | 0.01341 | 0.013502 | 0.013595 | 0.013689 | 0.013785 | 0.013882 | 0.01398 | 0.01408 | 0.014181 | 0.014284 | 0.014388 | 0.014493 | 0.0146 | 0.014708 | 0.014818 | 0.014929 | 0.015042 | 0.015156 | 0.34076
v5.10_MeasureAssessmentTemplate_Commercial_All | Radiant Unit Heater - SEG Supermarket - Radiant Unit Heater | HVAC | Radiant Unit Heater | New | Radiant Unit Heater | Commercial | Supermarket | Firm | Transport | Commercial | 2.4071 | 1 | 7.5738 | 4.1746 | -2.0132 | 0.46729 | -1.7196 | 0.0012669 | 0.0018772 | 0.001948 | 0.0020001 | 0.0020385 | 0.0020676 | 0.0020905 | 0.0021154 | 0.0021298 | 0.0021445 | 0.0021594 | 0.0021745 | 0.0021898 | 0.0022053 | 0.002221 | 0.002237 | 0.0022532 | 0.0022696 | 0.0022862 | 0.0023031 | 0.0023201 | 0.0023375 | 0.002355 | 0.0023728 | 0.0023908 | 0.053754
v5.10_MeasureAssessmentTemplate_Commercial_All | Recirculation Pumps - SEG All - Recirculation Pump Motor and Controls | Water Heat | Recirculation Pumps | Retrofit | Recirculation Pumps | Commercial | Assembly | Firm | Sales | Commercial | 27.6097 | 0 | 0.97528 | 5.5126 | 0.57135 | 3.0616 | -1.9486 | 0.00029304 | 0.00058314 | 0.0010307 | 0.0016691 | 0.0025221 | 0.003596 | 0.0048696 | 0.0062845 | 0.0077379 | 0.0090839 | 0.010146 | 0.010745 | 0.010741 | 0.01008 | 0.0088228 | 0.0072637 | 0.0055296 | 0.0015835 | 0 | 0 | 0 | 0 | 0 | 0 | 0 | 0.10258
v5.10_MeasureAssessmentTemplate_Commercial_All | Recirculation Pumps - SEG All - Recirculation Pump Motor and Controls | Water Heat | Recirculation Pumps | Retrofit | Recirculation Pumps | Commercial | Extra Large Retail | Firm | Sales | Commercial | 27.6097 | 0 | 0.97528 | 5.5126 | 0.57135 | 3.0616 | -1.9486 | 0.00023356 | 0.00046472 | 0.00082134 | 0.0013299 | 0.0020093 | 0.0028645 | 0.0038786 | 0.0050049 | 0.0061617 | 0.0072327 | 0.0080773 | 0.0085532 | 0.0085494 | 0.0080222 | 0.0070208 | 0.0057794 | 0.0043992 | 0.0011345 | 0 | 0 | 0 | 0 | 0 | 0 | 0 | 0.081537
v5.10_MeasureAssessmentTemplate_Commercial_All | Recirculation Pumps - SEG All - Recirculation Pump Motor and Controls | Water Heat | Recirculation Pumps | Retrofit | Recirculation Pumps | Commercial | Extra Large Retail | Firm | Transport | Commercial | 27.6097 | 0 | 0.97528 | 4.3335 | 0.57135 | 0.46729 | -1.8056 | 2.3103e-05 | 4.5968e-05 | 8.1244e-05 | 0.00013155 | 0.00019875 | 0.00028334 | 0.00038365 | 0.00049506 | 0.00060949 | 0.00071543 | 0.00079897 | 0.00084605 | 0.00084567 | 0.00079352 | 0.00069447 | 0.00057168 | 0.00043516 | 0.00011222 | 0 | 0 | 0 | 0 | 0 | 0 | 0 | 0.0080653
v5.10_MeasureAssessmentTemplate_Commercial_All | Recirculation Pumps - SEG All - Recirculation Pump Motor and Controls | Water Heat | Recirculation Pumps | Retrofit | Recirculation Pumps | Commercial | Hospital | Firm | Sales | Commercial | 27.6097 | 0 | 0.97528 | 5.5126 | 0.57135 | 3.0616 | -1.9486 | 0.0001277 | 0.00025422 | 0.00044952 | 0.00072821 | 0.0011008 | 0.0015701 | 0.002127 | 0.0027461 | 0.0033825 | 0.0039724 | 0.0044385 | 0.0047024 | 0.0047026 | 0.0044149 | 0.0038657 | 0.0031838 | 0.0024247 | 0.00093003 | 0 | 0 | 0 | 0 | 0 | 0 | 0 | 0.045121
v5.10_MeasureAssessmentTemplate_Commercial_All | Recirculation Pumps - SEG All - Recirculation Pump Motor and Controls | Water Heat | Recirculation Pumps | Retrofit | Recirculation Pumps | Commercial | Hospital | Firm | Transport | Commercial | 27.6097 | 0 | 0.97528 | 4.3335 | 0.57135 | 0.46729 | -1.8056 | 6.7172e-05 | 0.00013372 | 0.00023646 | 0.00038305 | 0.00057904 | 0.00082591 | 0.0011189 | 0.0014445 | 0.0017793 | 0.0020896 | 0.0023347 | 0.0024735 | 0.0024737 | 0.0023223 | 0.0020335 | 0.0016748 | 0.0012754 | 0.00048921 | 0 | 0 | 0 | 0 | 0 | 0 | 0 | 0.023735
v5.10_MeasureAssessmentTemplate_Commercial_All | Recirculation Pumps - SEG All - Recirculation Pump Motor and Controls | Water Heat | Recirculation Pumps | Retrofit | Recirculation Pumps | Commercial | Hospital | Interruptible | Sales | Commercial | 27.6097 | 0 | 0.88575 | 5.0065 | 0.84545 | 0.46729 | -1.6745 | 6.6986e-05 | 0.00013335 | 0.0002358 | 0.00038199 | 0.00057743 | 0.00082361 | 0.0011157 | 0.0014405 | 0.0017743 | 0.0020838 | 0.0023283 | 0.0024667 | 0.0024668 | 0.0023159 | 0.0020278 | 0.0016701 | 0.0012719 | 0.00048786 | 0 | 0 | 0 | 0 | 0 | 0 | 0 | 0.023669
v5.10_MeasureAssessmentTemplate_Commercial_All | Recirculation Pumps - SEG All - Recirculation Pump Motor and Controls | Water Heat | Recirculation Pumps | Retrofit | Recirculation Pumps | Commercial | Large Office | Firm | Sales | Commercial | 27.6097 | 0 | 0.97528 | 5.5126 | 0.57135 | 3.0616 | -1.9486 | 0.00047979 | 0.0009562 | 0.0016927 | 0.0027451 | 0.0041542 | 0.0059318 | 0.0080447 | 0.010398 | 0.012821 | 0.015074 | 0.016862 | 0.017884 | 0.017904 | 0.016827 | 0.014751 | 0.012162 | 0.0092724 | 0.0061215 | 0 | 0 | 0 | 0 | 0 | 0 | 0 | 0.17408
v5.10_MeasureAssessmentTemplate_Commercial_All | Recirculation Pumps - SEG All - Recirculation Pump Motor and Controls | Water Heat | Recirculation Pumps | Retrofit | Recirculation Pumps | Commercial | Large Office | Firm | Sales | Industrial | 27.6097 | 0 | 0.97528 | 5.5126 | 0.57135 | 3.0616 | -1.9486 | 4.5135e-06 | 8.995e-06 | 1.5923e-05 | 2.5824e-05 | 3.9079e-05 | 5.5802e-05 | 7.5678e-05 | 9.7811e-05 | 0.00012061 | 0.0001418 | 0.00015862 | 0.00016823 | 0.00016843 | 0.0001583 | 0.00013876 | 0.00011441 | 8.7227e-05 | 5.7586e-05 | 0 | 0 | 0 | 0 | 0 | 0 | 0 | 0.0016376
v5.10_MeasureAssessmentTemplate_Commercial_All | Recirculation Pumps - SEG All - Recirculation Pump Motor and Controls | Water Heat | Recirculation Pumps | Retrofit | Recirculation Pumps | Commercial | Large Retail | Firm | Sales | Commercial | 27.6097 | 0 | 0.97528 | 5.5126 | 0.57135 | 3.0616 | -1.9486 | 7.0245e-05 | 0.00013977 | 0.00024702 | 0.00039997 | 0.00060431 | 0.00086151 | 0.0011665 | 0.0015053 | 0.0018532 | 0.0021753 | 0.0024293 | 0.0025724 | 0.0025713 | 0.0024127 | 0.0021116 | 0.0017382 | 0.0013231 | 0.00034122 | 0 | 0 | 0 | 0 | 0 | 0 | 0 | 0.024523
v5.10_MeasureAssessmentTemplate_Commercial_All | Recirculation Pumps - SEG All - Recirculation Pump Motor and Controls | Water Heat | Recirculation Pumps | Retrofit | Recirculation Pumps | Commercial | Lodging | Firm | Sales | Commercial | 27.6097 | 0 | 0.97528 | 5.5126 | 0.57135 | 3.0616 | -1.9486 | 0.00031606 | 0.00062944 | 0.0011135 | 0.0018045 | 0.0027289 | 0.0038938 | 0.0052771 | 0.0068157 | 0.0083987 | 0.0098674 | 0.01103 | 0.01169 | 0.011695 | 0.010984 | 0.0096217 | 0.0079276 | 0.0060399 | 0.0029241 | 0 | 0 | 0 | 0 | 0 | 0 | 0 | 0.11276
v5.10_MeasureAssessmentTemplate_Commercial_All | Recirculation Pumps - SEG All - Recirculation Pump Motor and Controls | Water Heat | Recirculation Pumps | Retrofit | Recirculation Pumps | Commercial | Medium Office | Firm | Sales | Commercial | 27.6097 | 0 | 0.97528 | 5.5126 | 0.57135 | 3.0616 | -1.9486 | 0.00045602 | 0.00090882 | 0.0016088 | 0.0026091 | 0.0039484 | 0.005638 | 0.0076462 | 0.0098825 | 0.012186 | 0.014327 | 0.016026 | 0.016998 | 0.017017 | 0.015994 | 0.01402 | 0.011559 | 0.0088131 | 0.0058182 | 0 | 0 | 0 | 0 | 0 | 0 | 0 | 0.16546
v5.10_MeasureAssessmentTemplate_Commercial_All | Recirculation Pumps - SEG All - Recirculation Pump Motor and Controls | Water Heat | Recirculation Pumps | Retrofit | Recirculation Pumps | Commercial | Medium Retail | Firm | Sales | Commercial | 27.6097 | 0 | 0.97528 | 5.5126 | 0.57135 | 3.0616 | -1.9486 | 0.00011058 | 0.00022002 | 0.00038886 | 0.00062962 | 0.00095128 | 0.0013562 | 0.0018363 | 0.0023695 | 0.0029172 | 0.0034243 | 0.0038242 | 0.0040495 | 0.0040477 | 0.0037981 | 0.003324 | 0.0027362 | 0.0020828 | 0.00053714 | 0 | 0 | 0 | 0 | 0 | 0 | 0 | 0.038603
v5.10_MeasureAssessmentTemplate_Commercial_All | Recirculation Pumps - SEG All - Recirculation Pump Motor and Controls | Water Heat | Recirculation Pumps | Retrofit | Recirculation Pumps | Commercial | Medium Retail | Firm | Sales | Industrial | 27.6097 | 0 | 0.97528 | 5.5126 | 0.57135 | 3.0616 | -1.9486 | 3.5578e-07 | 7.0791e-07 | 1.2511e-06 | 2.0258e-06 | 3.0607e-06 | 4.3635e-06 | 5.9082e-06 | 7.624e-06 | 9.3861e-06 | 1.1018e-05 | 1.2304e-05 | 1.3029e-05 | 1.3023e-05 | 1.222e-05 | 1.0695e-05 | 8.8038e-06 | 6.7014e-06 | 1.7282e-06 | 0 | 0 | 0 | 0 | 0 | 0 | 0 | 0.00012421
v5.10_MeasureAssessmentTemplate_Commercial_All | Recirculation Pumps - SEG All - Recirculation Pump Motor and Controls | Water Heat | Recirculation Pumps | Retrofit | Recirculation Pumps | Commercial | Other | Firm | Sales | Commercial | 27.6097 | 0 | 0.97528 | 5.5126 | 0.57135 | 3.0616 | -1.9486 | 6.4538e-05 | 0.00012785 | 0.00022495 | 0.00036262 | 0.00054546 | 0.00077418 | 0.0010436 | 0.0013407 | 0.0016433 | 0.0019204 | 0.0021352 | 0.002251 | 0.0022401 | 0.0020926 | 0.0018233 | 0.0014943 | 0.00017363 | 0 | 0 | 0 | 0 | 0 | 0 | 0 | 0 | 0.020258
v5.10_MeasureAssessmentTemplate_Commercial_All | Recirculation Pumps - SEG All - Recirculation Pump Motor and Controls | Water Heat | Recirculation Pumps | Retrofit | Recirculation Pumps | Commercial | Restaurant | Firm | Sales | Commercial | 27.6097 | 0 | 0.97528 | 5.5126 | 0.57135 | 3.0616 | -1.9486 | 9.3543e-05 | 0.0001853 | 0.00032605 | 0.0005256 | 0.0007906 | 0.0011221 | 0.0015127 | 0.0019433 | 0.0023819 | 0.0027835 | 0.0030948 | 0.0032627 | 0.0032468 | 0.0030331 | 0.0026428 | 0.0021659 | 0.00025167 | 0 | 0 | 0 | 0 | 0 | 0 | 0 | 0 | 0.029362
v5.10_MeasureAssessmentTemplate_Commercial_All | Recirculation Pumps - SEG All - Recirculation Pump Motor and Controls | Water Heat | Recirculation Pumps | Retrofit | Recirculation Pumps | Commercial | School K-12 | Firm | Sales | Commercial | 27.6097 | 0 | 0.97528 | 5.5126 | 0.57135 | 3.0616 | -1.9486 | 0.0014582 | 0.0029087 | 0.0051536 | 0.0083654 | 0.012671 | 0.018109 | 0.024582 | 0.0318 | 0.039249 | 0.046186 | 0.051709 | 0.054893 | 0.055007 | 0.051744 | 0.045399 | 0.037466 | 0.02859 | 0.019752 | 0.0055983 | 0 | 0 | 0 | 0 | 0 | 0 | 0.54064
v5.10_MeasureAssessmentTemplate_Commercial_All | Recirculation Pumps - SEG All - Recirculation Pump Motor and Controls | Water Heat | Recirculation Pumps | Retrofit | Recirculation Pumps | Commercial | Small Office | Firm | Sales | Commercial | 27.6097 | 0 | 0.97528 | 5.5126 | 0.57135 | 3.0616 | -1.9486 | 0.00066035 | 0.001316 | 0.0023297 | 0.0037782 | 0.0057175 | 0.0081642 | 0.011072 | 0.01431 | 0.017646 | 0.020747 | 0.023207 | 0.024614 | 0.024642 | 0.02316 | 0.020302 | 0.016739 | 0.012762 | 0.0084252 | 0 | 0 | 0 | 0 | 0 | 0 | 0 | 0.23959
v5.10_MeasureAssessmentTemplate_Commercial_All | Recirculation Pumps - SEG All - Recirculation Pump Motor and Controls | Water Heat | Recirculation Pumps | Retrofit | Recirculation Pumps | Commercial | Small Retail | Firm | Sales | Commercial | 27.6097 | 0 | 0.97528 | 5.5126 | 0.57135 | 3.0616 | -1.9486 | 0.00016893 | 0.00033612 | 0.00059406 | 0.00096187 | 0.0014533 | 0.0020718 | 0.0028053 | 0.0036199 | 0.0044566 | 0.0052312 | 0.0058421 | 0.0061863 | 0.0061836 | 0.0058022 | 0.005078 | 0.0041801 | 0.0031819 | 0.00082058 | 0 | 0 | 0 | 0 | 0 | 0 | 0 | 0.058974
v5.10_MeasureAssessmentTemplate_Commercial_All | Recirculation Pumps - SEG All - Recirculation Pump Motor and Controls | Water Heat | Recirculation Pumps | Retrofit | Recirculation Pumps | Commercial | Supermarket | Firm | Sales | Commercial | 27.6097 | 0 | 0.97528 | 5.5126 | 0.57135 | 3.0616 | -1.9486 | 0.00044696 | 0.00088922 | 0.0015714 | 0.002544 | 0.0038433 | 0.0054784 | 0.0074169 | 0.0095697 | 0.01178 | 0.013826 | 0.015439 | 0.016346 | 0.016337 | 0.015328 | 0.013413 | 0.01104 | 0.0084025 | 0.0019135 | 0 | 0 | 0 | 0 | 0 | 0 | 0 | 0.15558
v5.10_MeasureAssessmentTemplate_Commercial_All | Recirculation Pumps - SEG All - Recirculation Pump Motor and Controls | Water Heat | Recirculation Pumps | Retrofit | Recirculation Pumps | Commercial | Supermarket | Firm | Transport | Commercial | 27.6097 | 0 | 0.97528 | 4.3335 | 0.57135 | 0.46729 | -1.8056 | 7.0505e-05 | 0.00014027 | 0.00024788 | 0.00040131 | 0.00060626 | 0.00086419 | 0.00117 | 0.0015096 | 0.0018583 | 0.002181 | 0.0024354 | 0.0025786 | 0.0025771 | 0.0024179 | 0.0021158 | 0.0017415 | 0.0013255 | 0.00030185 | 0 | 0 | 0 | 0 | 0 | 0 | 0 | 0.024543
v5.10_MeasureAssessmentTemplate_Commercial_All | Refrigeration - Retrofit Doors - HVAC Savings - SEG SEL - Add Cooler Doors to Open Display Cases | HVAC | Refrigeration | Retrofit | Refrigeration - Retrofit Doors - HVAC Savings | Commercial | Extra Large Retail | Firm | Sales | Commercial | 47.6904 | 1 | 3.2356 | 7.3503 | -2.2239 | 1.2305 | -2.9128 | 0.13359 | 0.21631 | 0.32682 | 0.46592 | 0.63086 | 0.81406 | 1.0022 | 1.1764 | 1.3138 | 1.3912 | 1.3906 | 1.3048 | 1.142 | 0.94004 | 0.71555 | 0.080343 | 0 | 0 | 0 | 0 | 0 | 0 | 0 | 0 | 0 | 13.0445
v5.10_MeasureAssessmentTemplate_Commercial_All | Refrigeration - Retrofit Doors - HVAC Savings - SEG SEL - Add Cooler Doors to Open Display Cases | HVAC | Refrigeration | Retrofit | Refrigeration - Retrofit Doors - HVAC Savings | Commercial | Extra Large Retail | Firm | Transport | Commercial | 47.6904 | 1 | 3.2356 | 6.1135 | -2.2239 | 0.46729 | -2.7698 | 0.013214 | 0.021396 | 0.032327 | 0.046086 | 0.062402 | 0.080523 | 0.099135 | 0.11637 | 0.12995 | 0.13761 | 0.13755 | 0.12907 | 0.11296 | 0.092985 | 0.070779 | 0.0079472 | 0 | 0 | 0 | 0 | 0 | 0 | 0 | 0 | 0 | 1.2903
v5.10_MeasureAssessmentTemplate_Commercial_All | Refrigeration - Retrofit Doors - HVAC Savings - SEG SEL - Add Cooler Doors to Open Display Cases | HVAC | Refrigeration | Retrofit | Refrigeration - Retrofit Doors - HVAC Savings | Commercial | Large Retail | Firm | Sales | Commercial | 47.6904 | 1 | 3.2356 | 7.3503 | -2.2239 | 1.2305 | -2.9128 | 0.040179 | 0.065056 | 0.098292 | 0.14013 | 0.18973 | 0.24483 | 0.30142 | 0.35381 | 0.39513 | 0.41841 | 0.41823 | 0.39243 | 0.34345 | 0.28272 | 0.21521 | 0.024164 | 0 | 0 | 0 | 0 | 0 | 0 | 0 | 0 | 0 | 3.9232
v5.10_MeasureAssessmentTemplate_Commercial_All | Refrigeration - Retrofit Doors - HVAC Savings - SEG SEL - Add Cooler Doors to Open Display Cases | HVAC | Refrigeration | Retrofit | Refrigeration - Retrofit Doors - HVAC Savings | Commercial | Medium Retail | Firm | Sales | Commercial | 47.6904 | 1 | 3.2356 | 7.3503 | -2.2239 | 1.2305 | -2.9128 | 0.063249 | 0.10241 | 0.15473 | 0.22059 | 0.29868 | 0.38541 | 0.47449 | 0.55697 | 0.62201 | 0.65866 | 0.65836 | 0.61776 | 0.54065 | 0.44506 | 0.33877 | 0.038038 | 0 | 0 | 0 | 0 | 0 | 0 | 0 | 0 | 0 | 6.1758
v5.10_MeasureAssessmentTemplate_Commercial_All | Refrigeration - Retrofit Doors - HVAC Savings - SEG SEL - Add Cooler Doors to Open Display Cases | HVAC | Refrigeration | Retrofit | Refrigeration - Retrofit Doors - HVAC Savings | Commercial | Medium Retail | Firm | Sales | Industrial | 47.6904 | 1 | 3.2356 | 7.3503 | -2.2239 | 1.2305 | -2.9128 | 0.0002035 | 0.0003295 | 0.00049784 | 0.00070973 | 0.00096099 | 0.0012401 | 0.0015267 | 0.001792 | 0.0020013 | 0.0021192 | 0.0021183 | 0.0019876 | 0.0017395 | 0.001432 | 0.00109 | 0.00012239 | 0 | 0 | 0 | 0 | 0 | 0 | 0 | 0 | 0 | 0.019871
v5.10_MeasureAssessmentTemplate_Commercial_All | Refrigeration - Retrofit Doors - HVAC Savings - SEG SEL - Add Cooler Doors to Open Display Cases | HVAC | Refrigeration | Retrofit | Refrigeration - Retrofit Doors - HVAC Savings | Commercial | Restaurant | Firm | Sales | Commercial | 47.6904 | 1 | 3.2356 | 7.3503 | -2.2239 | 1.2305 | -2.9128 | 0.0020166 | 0.0032508 | 0.0048899 | 0.0069403 | 0.0093558 | 0.012019 | 0.014732 | 0.017216 | 0.019142 | 0.02018 | 0.020082 | 0.01876 | 0.016346 | 0.01212 | 0 | 0 | 0 | 0 | 0 | 0 | 0 | 0 | 0 | 0 | 0 | 0.17705
v5.10_MeasureAssessmentTemplate_Commercial_All | Refrigeration - Retrofit Doors - HVAC Savings - SEG SEL - Add Cooler Doors to Open Display Cases | HVAC | Refrigeration | Retrofit | Refrigeration - Retrofit Doors - HVAC Savings | Commercial | Small Retail | Firm | Sales | Commercial | 47.6904 | 1 | 3.2356 | 7.3503 | -2.2239 | 1.2305 | -2.9128 | 0.096625 | 0.15645 | 0.23638 | 0.33699 | 0.45628 | 0.58879 | 0.72488 | 0.85087 | 0.95023 | 1.0062 | 1.0058 | 0.94375 | 0.82595 | 0.67991 | 0.51754 | 0.05811 | 0 | 0 | 0 | 0 | 0 | 0 | 0 | 0 | 0 | 9.4347
v5.10_MeasureAssessmentTemplate_Commercial_All | Refrigeration - Retrofit Doors - HVAC Savings - SEG SEL - Add Cooler Doors to Open Display Cases | HVAC | Refrigeration | Retrofit | Refrigeration - Retrofit Doors - HVAC Savings | Commercial | Supermarket | Firm | Sales | Commercial | 47.6904 | 1 | 3.2356 | 7.3503 | -2.2239 | 1.2305 | -2.9128 | 20.2955 | 32.8576 | 49.6379 | 70.7565 | 95.794 | 123.5975 | 152.1473 | 178.5709 | 199.3994 | 211.1221 | 211.0029 | 197.967 | 173.2357 | 142.5878 | 108.5231 | 8.4997 | 0 | 0 | 0 | 0 | 0 | 0 | 0 | 0 | 0 | 1975.995
v5.10_MeasureAssessmentTemplate_Commercial_All | Refrigeration - Retrofit Doors - HVAC Savings - SEG SEL - Add Cooler Doors to Open Display Cases | HVAC | Refrigeration | Retrofit | Refrigeration - Retrofit Doors - HVAC Savings | Commercial | Supermarket | Firm | Transport | Commercial | 47.6904 | 1 | 3.2356 | 6.1135 | -2.2239 | 0.46729 | -2.7698 | 3.2015 | 5.1831 | 7.8302 | 11.1615 | 15.1111 | 19.4969 | 24.0005 | 28.1687 | 31.4543 | 33.3035 | 33.2847 | 31.2284 | 27.3271 | 22.4926 | 17.119 | 1.3408 | 0 | 0 | 0 | 0 | 0 | 0 | 0 | 0 | 0 | 311.7041
v5.10_MeasureAssessmentTemplate_Commercial_All | Retrocommissioning - HVAC - SEG Hospital - Retrocommissioning | HVAC | Retrocommissioning | Retrofit | Retrocommissioning - HVAC | Commercial | Hospital | Firm | Sales | Commercial | 2.6812 | 1 | 3.8059 | 32.367 | -12.4177 | 4.6065 | -16.4825 | 17.0964 | 10.9455 | 7.2114 | 2.4425 | 0 | 0 | 0 | 0 | 0 | 0 | 0 | 0 | 0 | 0 | 0 | 0 | 0 | 0 | 0 | 0 | 0 | 0 | 0 | 0 | 0 | 37.6957
v5.10_MeasureAssessmentTemplate_Commercial_All | Retrocommissioning - HVAC - SEG Hospital - Retrocommissioning | HVAC | Retrocommissioning | Retrofit | Retrocommissioning - HVAC | Commercial | Hospital | Firm | Transport | Commercial | 2.6812 | 1 | 3.8059 | 31.166 | -12.4177 | 0.46729 | -16.3395 | 8.993 | 5.7575 | 3.7933 | 1.2848 | 0 | 0 | 0 | 0 | 0 | 0 | 0 | 0 | 0 | 0 | 0 | 0 | 0 | 0 | 0 | 0 | 0 | 0 | 0 | 0 | 0 | 19.8287
v5.10_MeasureAssessmentTemplate_Commercial_All | Retrocommissioning - HVAC - SEG Hospital - Retrocommissioning | HVAC | Retrocommissioning | Retrofit | Retrocommissioning - HVAC | Commercial | Hospital | Interruptible | Sales | Commercial | 2.6812 | 1 | 3.4883 | 29.6662 | -10.9548 | 0.46729 | -15.0196 | 8.9681 | 5.7416 | 3.7828 | 1.2813 | 0 | 0 | 0 | 0 | 0 | 0 | 0 | 0 | 0 | 0 | 0 | 0 | 0 | 0 | 0 | 0 | 0 | 0 | 0 | 0 | 0 | 19.7737
v5.10_MeasureAssessmentTemplate_Commercial_All | Retrocommissioning - HVAC - SEG Lodging - Retrocommissioning | HVAC | Retrocommissioning | Retrofit | Retrocommissioning - HVAC | Commercial | Lodging | Firm | Sales | Commercial | 6.7044 | 1 | 3.8137 | 32.4335 | -12.4177 | 4.6065 | -16.4825 | 14.6973 | 9.4133 | 6.2044 | 2.4048 | 0 | 0 | 0 | 0 | 0 | 0 | 0 | 0 | 0 | 0 | 0 | 0 | 0 | 0 | 0 | 0 | 0 | 0 | 0 | 0 | 0 | 32.7198
v5.10_MeasureAssessmentTemplate_Commercial_All | Retrocommissioning - HVAC - SEG Office - Retrocommissioning | HVAC | Retrocommissioning | Retrofit | Retrocommissioning - HVAC | Commercial | Large Office | Firm | Sales | Commercial | 2.8888 | 1 | 3.8177 | 32.4671 | -12.4177 | 4.6065 | -16.4825 | 75.1262 | 48.1505 | 31.7589 | 15.0573 | 0 | 0 | 0 | 0 | 0 | 0 | 0 | 0 | 0 | 0 | 0 | 0 | 0 | 0 | 0 | 0 | 0 | 0 | 0 | 0 | 0 | 170.0928
v5.10_MeasureAssessmentTemplate_Commercial_All | Retrocommissioning - HVAC - SEG Office - Retrocommissioning | HVAC | Retrocommissioning | Retrofit | Retrocommissioning - HVAC | Commercial | Large Office | Firm | Sales | Industrial | 2.8888 | 1 | 3.8177 | 32.4671 | -12.4177 | 4.6065 | -16.4825 | 0.70672 | 0.45296 | 0.29876 | 0.14165 | 0 | 0 | 0 | 0 | 0 | 0 | 0 | 0 | 0 | 0 | 0 | 0 | 0 | 0 | 0 | 0 | 0 | 0 | 0 | 0 | 0 | 1.6001
v5.10_MeasureAssessmentTemplate_Commercial_All | Retrocommissioning - HVAC - SEG Office - Retrocommissioning | HVAC | Retrocommissioning | Retrofit | Retrocommissioning - HVAC | Commercial | Medium Office | Firm | Sales | Commercial | 2.8888 | 1 | 3.8177 | 32.4671 | -12.4177 | 4.6065 | -16.4825 | 71.4042 | 45.765 | 30.1854 | 14.3113 | 0 | 0 | 0 | 0 | 0 | 0 | 0 | 0 | 0 | 0 | 0 | 0 | 0 | 0 | 0 | 0 | 0 | 0 | 0 | 0 | 0 | 161.6658
v5.10_MeasureAssessmentTemplate_Commercial_All | Retrocommissioning - HVAC - SEG Office - Retrocommissioning | HVAC | Retrocommissioning | Retrofit | Retrocommissioning - HVAC | Commercial | Small Office | Firm | Sales | Commercial | 2.8888 | 1 | 3.8177 | 32.4671 | -12.4177 | 4.6065 | -16.4825 | 103.3981 | 66.2708 | 43.7105 | 20.7237 | 0 | 0 | 0 | 0 | 0 | 0 | 0 | 0 | 0 | 0 | 0 | 0 | 0 | 0 | 0 | 0 | 0 | 0 | 0 | 0 | 0 | 234.1031
v5.10_MeasureAssessmentTemplate_Commercial_All | Retrocommissioning - HVAC - SEG Other - Retrocommissioning | HVAC | Retrocommissioning | Retrofit | Retrocommissioning - HVAC | Commercial | Assembly | Firm | Sales | Commercial | 1.0819 | 1 | 3.8101 | 32.4028 | -12.4177 | 4.6065 | -16.4825 | 15.2917 | 9.7863 | 6.4452 | 1.8807 | 0 | 0 | 0 | 0 | 0 | 0 | 0 | 0 | 0 | 0 | 0 | 0 | 0 | 0 | 0 | 0 | 0 | 0 | 0 | 0 | 0 | 33.4039
v5.10_MeasureAssessmentTemplate_Commercial_All | Retrocommissioning - HVAC - SEG Other - Retrocommissioning | HVAC | Retrocommissioning | Retrofit | Retrocommissioning - HVAC | Commercial | Other | Firm | Sales | Commercial | 1.0819 | 1 | 3.8101 | 32.4028 | -12.4177 | 4.6065 | -16.4825 | 3.2057 | 2.0423 | 1.0312 | 0 | 0 | 0 | 0 | 0 | 0 | 0 | 0 | 0 | 0 | 0 | 0 | 0 | 0 | 0 | 0 | 0 | 0 | 0 | 0 | 0 | 0 | 6.2792
v5.10_MeasureAssessmentTemplate_Commercial_All | Retrocommissioning - HVAC - SEG Restaurant - Retrocommissioning | HVAC | Retrocommissioning | Retrofit | Retrocommissioning - HVAC | Commercial | Restaurant | Firm | Sales | Commercial | 5.6706 | 1 | 3.8165 | 32.457 | -12.4177 | 4.6065 | -16.4825 | 34.0548 | 21.6953 | 10.9546 | 0 | 0 | 0 | 0 | 0 | 0 | 0 | 0 | 0 | 0 | 0 | 0 | 0 | 0 | 0 | 0 | 0 | 0 | 0 | 0 | 0 | 0 | 66.7048
v5.10_MeasureAssessmentTemplate_Commercial_All | Retrocommissioning - HVAC - SEG Retail - Retrocommissioning | HVAC | Retrocommissioning | Retrofit | Retrocommissioning - HVAC | Commercial | Extra Large Retail | Firm | Sales | Commercial | 1.3518 | 1 | 3.8167 | 32.4588 | -12.4177 | 4.6065 | -16.4825 | 29.6921 | 19 | 12.5118 | 3.4799 | 0 | 0 | 0 | 0 | 0 | 0 | 0 | 0 | 0 | 0 | 0 | 0 | 0 | 0 | 0 | 0 | 0 | 0 | 0 | 0 | 0 | 64.6838
v5.10_MeasureAssessmentTemplate_Commercial_All | Retrocommissioning - HVAC - SEG Retail - Retrocommissioning | HVAC | Retrocommissioning | Retrofit | Retrocommissioning - HVAC | Commercial | Extra Large Retail | Firm | Transport | Commercial | 1.3518 | 1 | 3.8167 | 31.166 | -12.4177 | 0.46729 | -16.3395 | 2.937 | 1.8794 | 1.2376 | 0.34421 | 0 | 0 | 0 | 0 | 0 | 0 | 0 | 0 | 0 | 0 | 0 | 0 | 0 | 0 | 0 | 0 | 0 | 0 | 0 | 0 | 0 | 6.3982
v5.10_MeasureAssessmentTemplate_Commercial_All | Retrocommissioning - HVAC - SEG Retail - Retrocommissioning | HVAC | Retrocommissioning | Retrofit | Retrocommissioning - HVAC | Commercial | Large Retail | Firm | Sales | Commercial | 1.3518 | 1 | 3.8167 | 32.4588 | -12.4177 | 4.6065 | -16.4825 | 8.9301 | 5.7144 | 3.763 | 1.0466 | 0 | 0 | 0 | 0 | 0 | 0 | 0 | 0 | 0 | 0 | 0 | 0 | 0 | 0 | 0 | 0 | 0 | 0 | 0 | 0 | 0 | 19.4541
v5.10_MeasureAssessmentTemplate_Commercial_All | Retrocommissioning - HVAC - SEG Retail - Retrocommissioning | HVAC | Retrocommissioning | Retrofit | Retrocommissioning - HVAC | Commercial | Medium Retail | Firm | Sales | Commercial | 1.3518 | 1 | 3.8167 | 32.4588 | -12.4177 | 4.6065 | -16.4825 | 14.0576 | 8.9954 | 5.9236 | 1.6475 | 0 | 0 | 0 | 0 | 0 | 0 | 0 | 0 | 0 | 0 | 0 | 0 | 0 | 0 | 0 | 0 | 0 | 0 | 0 | 0 | 0 | 30.6242
v5.10_MeasureAssessmentTemplate_Commercial_All | Retrocommissioning - HVAC - SEG Retail - Retrocommissioning | HVAC | Retrocommissioning | Retrofit | Retrocommissioning - HVAC | Commercial | Medium Retail | Firm | Sales | Industrial | 1.3518 | 1 | 3.8167 | 32.4588 | -12.4177 | 4.6065 | -16.4825 | 0.04523 | 0.028943 | 0.019059 | 0.0053009 | 0 | 0 | 0 | 0 | 0 | 0 | 0 | 0 | 0 | 0 | 0 | 0 | 0 | 0 | 0 | 0 | 0 | 0 | 0 | 0 | 0 | 0.098533
v5.10_MeasureAssessmentTemplate_Commercial_All | Retrocommissioning - HVAC - SEG Retail - Retrocommissioning | HVAC | Retrocommissioning | Retrofit | Retrocommissioning - HVAC | Commercial | Small Retail | Firm | Sales | Commercial | 1.3518 | 1 | 3.8167 | 32.4588 | -12.4177 | 4.6065 | -16.4825 | 21.4756 | 13.7422 | 9.0495 | 2.5169 | 0 | 0 | 0 | 0 | 0 | 0 | 0 | 0 | 0 | 0 | 0 | 0 | 0 | 0 | 0 | 0 | 0 | 0 | 0 | 0 | 0 | 46.7842
v5.10_MeasureAssessmentTemplate_Commercial_All | Retrocommissioning - HVAC - SEG School - Retrocommissioning | HVAC | Retrocommissioning | Retrofit | Retrocommissioning - HVAC | Commercial | School K-12 | Firm | Sales | Commercial | 5.2616 | 1 | 3.8163 | 32.4553 | -12.4177 | 4.6065 | -16.4825 | 356.6193 | 228.7738 | 151.0297 | 75.3563 | 13.3166 | 0 | 0 | 0 | 0 | 0 | 0 | 0 | 0 | 0 | 0 | 0 | 0 | 0 | 0 | 0 | 0 | 0 | 0 | 0 | 0 | 825.0957
v5.10_MeasureAssessmentTemplate_Commercial_All | Retrocommissioning - HVAC - SEG Supermarket - Retrocommissioning | HVAC | Retrocommissioning | Retrofit | Retrocommissioning - HVAC | Commercial | Supermarket | Firm | Sales | Commercial | 1.6184 | 1 | 3.8168 | 32.4593 | -12.4177 | 4.6065 | -16.4825 | 43.5526 | 27.866 | 18.348 | 4.838 | 0 | 0 | 0 | 0 | 0 | 0 | 0 | 0 | 0 | 0 | 0 | 0 | 0 | 0 | 0 | 0 | 0 | 0 | 0 | 0 | 0 | 94.6045
v5.10_MeasureAssessmentTemplate_Commercial_All | Retrocommissioning - HVAC - SEG Supermarket - Retrocommissioning | HVAC | Retrocommissioning | Retrofit | Retrocommissioning - HVAC | Commercial | Supermarket | Firm | Transport | Commercial | 1.6184 | 1 | 3.8168 | 31.166 | -12.4177 | 0.46729 | -16.3395 | 6.8702 | 4.3957 | 2.8943 | 0.76316 | 0 | 0 | 0 | 0 | 0 | 0 | 0 | 0 | 0 | 0 | 0 | 0 | 0 | 0 | 0 | 0 | 0 | 0 | 0 | 0 | 0 | 14.9234
v5.10_MeasureAssessmentTemplate_Commercial_All | SEM - SEG Hospital - Strategic Energy Management | Whole Building | SEM | Retrofit | SEM | Commercial | Hospital | Firm | Sales | Commercial | 132.9253 | 1 | 3.709 | 6.6927 | -2.1462 | 0.97739 | -2.582 | 147.9923 | 171.0913 | 194.3512 | 226.2883 | 247.224 | 251.5213 | 236.0569 | 202.0789 | 155.7361 | 53.151 | 0 | 0 | 0 | 0 | 0 | 0 | 0 | 0 | 0 | 0 | 0 | 0 | 0 | 0 | 0 | 1885.4914
v5.10_MeasureAssessmentTemplate_Commercial_All | SEM - SEG Hospital - Strategic Energy Management | Whole Building | SEM | Retrofit | SEM | Commercial | Hospital | Firm | Transport | Commercial | 132.9253 | 1 | 3.709 | 5.5028 | -2.1462 | 0.46729 | -2.439 | 77.847 | 89.9976 | 102.2328 | 119.0324 | 130.045 | 132.3054 | 124.1708 | 106.2977 | 81.9204 | 27.9585 | 0 | 0 | 0 | 0 | 0 | 0 | 0 | 0 | 0 | 0 | 0 | 0 | 0 | 0 | 0 | 991.8076
v5.10_MeasureAssessmentTemplate_Commercial_All | SEM - SEG Hospital - Strategic Energy Management | Whole Building | SEM | Retrofit | SEM | Commercial | Hospital | Interruptible | Sales | Commercial | 132.9253 | 1 | 2.2122 | 3.9919 | -0.6833 | 0.46729 | -1.119 | 77.631 | 89.7478 | 101.9491 | 118.702 | 129.6841 | 131.9383 | 123.8262 | 106.0027 | 81.693 | 27.8809 | 0 | 0 | 0 | 0 | 0 | 0 | 0 | 0 | 0 | 0 | 0 | 0 | 0 | 0 | 0 | 989.0551
v5.10_MeasureAssessmentTemplate_Commercial_All | SEM - SEG Lodging - Strategic Energy Management | Whole Building | SEM | Retrofit | SEM | Commercial | Lodging | Firm | Sales | Commercial | 23.3252 | 1 | 4.5763 | 8.2578 | -2.9939 | 0.97739 | -3.4297 | 55.3852 | 64.0556 | 72.7932 | 84.7891 | 92.6709 | 94.3195 | 88.556 | 75.8397 | 58.4708 | 25.5872 | 0 | 0 | 0 | 0 | 0 | 0 | 0 | 0 | 0 | 0 | 0 | 0 | 0 | 0 | 0 | 712.4674
v5.10_MeasureAssessmentTemplate_Commercial_All | SEM - SEG Office - Strategic Energy Management | Whole Building | SEM | Retrofit | SEM | Commercial | Large Office | Firm | Sales | Commercial | 14.2888 | 1 | 6.2591 | 11.2942 | -4.6386 | 0.97739 | -5.0744 | 82.0592 | 94.972 | 108.0026 | 125.8892 | 137.6881 | 140.2361 | 131.7593 | 112.9185 | 87.1189 | 52.8975 | 0 | 0 | 0 | 0 | 0 | 0 | 0 | 0 | 0 | 0 | 0 | 0 | 0 | 0 | 0 | 1073.5413
v5.10_MeasureAssessmentTemplate_Commercial_All | SEM - SEG Office - Strategic Energy Management | Whole Building | SEM | Retrofit | SEM | Commercial | Large Office | Firm | Sales | Industrial | 14.2888 | 1 | 6.2591 | 11.2942 | -4.6386 | 0.97739 | -5.0744 | 0.77194 | 0.89341 | 1.016 | 1.1843 | 1.2952 | 1.3192 | 1.2395 | 1.0622 | 0.81954 | 0.49761 | 0 | 0 | 0 | 0 | 0 | 0 | 0 | 0 | 0 | 0 | 0 | 0 | 0 | 0 | 0 | 10.0989
v5.10_MeasureAssessmentTemplate_Commercial_All | SEM - SEG Office - Strategic Energy Management | Whole Building | SEM | Retrofit | SEM | Commercial | Medium Office | Firm | Sales | Commercial | 14.2888 | 1 | 6.2591 | 11.2942 | -4.6386 | 0.97739 | -5.0744 | 77.9937 | 90.2667 | 102.6518 | 119.6522 | 130.8666 | 133.2884 | 125.2315 | 107.3241 | 82.8028 | 50.2768 | 0 | 0 | 0 | 0 | 0 | 0 | 0 | 0 | 0 | 0 | 0 | 0 | 0 | 0 | 0 | 1020.3544
v5.10_MeasureAssessmentTemplate_Commercial_All | SEM - SEG Office - Strategic Energy Management | Whole Building | SEM | Retrofit | SEM | Commercial | Small Office | Firm | Sales | Commercial | 14.2888 | 1 | 6.2591 | 11.2942 | -4.6386 | 0.97739 | -5.0744 | 112.9401 | 130.7124 | 148.6468 | 173.2646 | 189.5037 | 193.0106 | 181.3437 | 155.4126 | 119.9041 | 72.8042 | 0 | 0 | 0 | 0 | 0 | 0 | 0 | 0 | 0 | 0 | 0 | 0 | 0 | 0 | 0 | 1477.5427
v5.10_MeasureAssessmentTemplate_Commercial_All | SEM - SEG Other - Strategic Energy Management | Whole Building | SEM | Retrofit | SEM | Commercial | Assembly | Firm | Sales | Commercial | 25.5513 | 1 | 3.6964 | 6.67 | -2.1339 | 0.97739 | -2.5697 | 63.7073 | 73.6223 | 83.5988 | 97.2986 | 106.2591 | 108.0642 | 101.3806 | 86.7542 | 66.8329 | 16.6135 | 0 | 0 | 0 | 0 | 0 | 0 | 0 | 0 | 0 | 0 | 0 | 0 | 0 | 0 | 0 | 804.1316
v5.10_MeasureAssessmentTemplate_Commercial_All | SEM - SEG Other - Strategic Energy Management | Whole Building | SEM | Retrofit | SEM | Commercial | Other | Firm | Sales | Commercial | 25.5513 | 1 | 3.6964 | 6.67 | -2.1339 | 0.97739 | -2.5697 | 16.402 | 18.8688 | 21.3285 | 24.7112 | 26.8646 | 27.1971 | 25.3993 | 21.6364 | 3.2325 | 0 | 0 | 0 | 0 | 0 | 0 | 0 | 0 | 0 | 0 | 0 | 0 | 0 | 0 | 0 | 0 | 185.6406
v5.10_MeasureAssessmentTemplate_Commercial_All | SEM - SEG Restaurant - Strategic Energy Management | Whole Building | SEM | Retrofit | SEM | Commercial | Restaurant | Firm | Sales | Commercial | 196.0802 | 1 | 3.2126 | 5.797 | -1.6611 | 0.97739 | -2.0968 | 205.6043 | 236.5261 | 267.3599 | 309.7626 | 336.7561 | 340.9239 | 318.3884 | 271.2186 | 40.521 | 0 | 0 | 0 | 0 | 0 | 0 | 0 | 0 | 0 | 0 | 0 | 0 | 0 | 0 | 0 | 0 | 2327.0609
v5.10_MeasureAssessmentTemplate_Commercial_All | SEM - SEG Retail - Strategic Energy Management | Whole Building | SEM | Retrofit | SEM | Commercial | Extra Large Retail | Firm | Sales | Commercial | 20.9292 | 1 | 3.3515 | 6.0476 | -1.7968 | 0.97739 | -2.2325 | 80.2806 | 92.7644 | 105.3228 | 122.5686 | 133.8412 | 136.0993 | 127.6673 | 109.236 | 84.1426 | 18.6363 | 0 | 0 | 0 | 0 | 0 | 0 | 0 | 0 | 0 | 0 | 0 | 0 | 0 | 0 | 0 | 1010.5591
v5.10_MeasureAssessmentTemplate_Commercial_All | SEM - SEG Retail - Strategic Energy Management | Whole Building | SEM | Retrofit | SEM | Commercial | Extra Large Retail | Firm | Transport | Commercial | 20.9292 | 1 | 3.3515 | 4.8577 | -1.7968 | 0.46729 | -2.0895 | 7.941 | 9.1759 | 10.4181 | 12.124 | 13.239 | 13.4624 | 12.6283 | 10.8052 | 8.323 | 1.8434 | 0 | 0 | 0 | 0 | 0 | 0 | 0 | 0 | 0 | 0 | 0 | 0 | 0 | 0 | 0 | 99.9603
v5.10_MeasureAssessmentTemplate_Commercial_All | SEM - SEG Retail - Strategic Energy Management | Whole Building | SEM | Retrofit | SEM | Commercial | Large Retail | Firm | Sales | Commercial | 20.9292 | 1 | 3.3515 | 6.0476 | -1.7968 | 0.97739 | -2.2325 | 24.1449 | 27.8995 | 31.6765 | 36.8633 | 40.2536 | 40.9327 | 38.3968 | 32.8534 | 25.3064 | 5.605 | 0 | 0 | 0 | 0 | 0 | 0 | 0 | 0 | 0 | 0 | 0 | 0 | 0 | 0 | 0 | 303.9323
v5.10_MeasureAssessmentTemplate_Commercial_All | SEM - SEG Retail - Strategic Energy Management | Whole Building | SEM | Retrofit | SEM | Commercial | Medium Retail | Firm | Sales | Commercial | 20.9292 | 1 | 3.3515 | 6.0476 | -1.7968 | 0.97739 | -2.2325 | 38.0084 | 43.9188 | 49.8645 | 58.0295 | 63.3664 | 64.4355 | 60.4434 | 51.7172 | 39.8369 | 8.8233 | 0 | 0 | 0 | 0 | 0 | 0 | 0 | 0 | 0 | 0 | 0 | 0 | 0 | 0 | 0 | 478.4438
v5.10_MeasureAssessmentTemplate_Commercial_All | SEM - SEG Retail - Strategic Energy Management | Whole Building | SEM | Retrofit | SEM | Commercial | Medium Retail | Firm | Sales | Industrial | 20.9292 | 1 | 3.3515 | 6.0476 | -1.7968 | 0.97739 | -2.2325 | 0.12229 | 0.14131 | 0.16044 | 0.18671 | 0.20388 | 0.20732 | 0.19448 | 0.1664 | 0.12817 | 0.028389 | 0 | 0 | 0 | 0 | 0 | 0 | 0 | 0 | 0 | 0 | 0 | 0 | 0 | 0 | 0 | 1.5394
v5.10_MeasureAssessmentTemplate_Commercial_All | SEM - SEG Retail - Strategic Energy Management | Whole Building | SEM | Retrofit | SEM | Commercial | Small Retail | Firm | Sales | Commercial | 20.9292 | 1 | 3.3515 | 6.0476 | -1.7968 | 0.97739 | -2.2325 | 58.065 | 67.0942 | 76.1774 | 88.6509 | 96.804 | 98.4373 | 92.3386 | 79.0077 | 60.8583 | 13.4792 | 0 | 0 | 0 | 0 | 0 | 0 | 0 | 0 | 0 | 0 | 0 | 0 | 0 | 0 | 0 | 730.9126
v5.10_MeasureAssessmentTemplate_Commercial_All | SEM - SEG School - Strategic Energy Management | Whole Building | SEM | Retrofit | SEM | Commercial | School K-12 | Firm | Sales | Commercial | 18.6473 | 1 | 3.9926 | 7.2044 | -2.4234 | 0.97739 | -2.8591 | 220.715 | 255.6773 | 291.0199 | 339.5227 | 371.6795 | 378.8995 | 356.3175 | 305.6419 | 236.0219 | 155.8763 | 39.3506 | 0 | 0 | 0 | 0 | 0 | 0 | 0 | 0 | 0 | 0 | 0 | 0 | 0 | 0 | 2950.722
v5.10_MeasureAssessmentTemplate_Commercial_All | SEM - SEG Supermarket - Strategic Energy Management | Whole Building | SEM | Retrofit | SEM | Commercial | Supermarket | Firm | Sales | Commercial | 23.5582 | 1 | 5.8284 | 10.517 | -4.2177 | 0.97739 | -4.6534 | 119.9345 | 138.5679 | 157.3083 | 183.0442 | 199.8545 | 203.2019 | 190.5895 | 163.0546 | 125.5829 | 24.2161 | 0 | 0 | 0 | 0 | 0 | 0 | 0 | 0 | 0 | 0 | 0 | 0 | 0 | 0 | 0 | 1505.3544
v5.10_MeasureAssessmentTemplate_Commercial_All | SEM - SEG Supermarket - Strategic Energy Management | Whole Building | SEM | Retrofit | SEM | Commercial | Supermarket | Firm | Transport | Commercial | 23.5582 | 1 | 5.8284 | 9.3271 | -4.2177 | 0.46729 | -4.5104 | 18.9191 | 21.8585 | 24.8147 | 28.8744 | 31.5261 | 32.0542 | 30.0646 | 25.7211 | 19.8101 | 3.82 | 0 | 0 | 0 | 0 | 0 | 0 | 0 | 0 | 0 | 0 | 0 | 0 | 0 | 0 | 0 | 237.4627
v5.10_MeasureAssessmentTemplate_Commercial_All | Secondary Window Glazing - SEG Hospital - Secondary Glazing added to Single Pane Windows | HVAC | Secondary Window Glazing | Retrofit | Secondary Window Glazing | Commercial | Hospital | Firm | Sales | Commercial | 0.26149 | 0 | 0.52384 | 6.0315 | 3.4772 | 6.2367 | -2.2178 | 0.1524 | 0.24689 | 0.3732 | 0.53232 | 0.72113 | 0.93101 | 1.1468 | 1.3468 | 1.5048 | 1.5943 | 1.5944 | 1.4968 | 1.3106 | 1.0794 | 0.82206 | 0.20872 | 0 | 0 | 0 | 0 | 0 | 0 | 0 | 0 | 0 | 15.0615
v5.10_MeasureAssessmentTemplate_Commercial_All | Secondary Window Glazing - SEG Hospital - Secondary Glazing added to Single Pane Windows | HVAC | Secondary Window Glazing | Retrofit | Secondary Window Glazing | Commercial | Hospital | Firm | Transport | Commercial | 0.26149 | 0 | 0.52384 | 4.8305 | 3.4772 | 0.46729 | -2.0748 | 0.080167 | 0.12987 | 0.19631 | 0.28001 | 0.37933 | 0.48973 | 0.60323 | 0.70843 | 0.79156 | 0.83862 | 0.83867 | 0.78734 | 0.68941 | 0.5678 | 0.43242 | 0.10979 | 0 | 0 | 0 | 0 | 0 | 0 | 0 | 0 | 0 | 7.9227
v5.10_MeasureAssessmentTemplate_Commercial_All | Secondary Window Glazing - SEG Hospital - Secondary Glazing added to Single Pane Windows | HVAC | Secondary Window Glazing | Retrofit | Secondary Window Glazing | Commercial | Hospital | Interruptible | Sales | Commercial | 0.26149 | 0 | 0.28927 | 3.3306 | 4.9402 | 0.46729 | -0.75485 | 0.079945 | 0.12951 | 0.19577 | 0.27923 | 0.37828 | 0.48837 | 0.60156 | 0.70647 | 0.78936 | 0.83629 | 0.83634 | 0.78516 | 0.6875 | 0.56622 | 0.43122 | 0.10949 | 0 | 0 | 0 | 0 | 0 | 0 | 0 | 0 | 0 | 7.9007
v5.10_MeasureAssessmentTemplate_Commercial_All | Secondary Window Glazing - SEG Lodging - Secondary Glazing added to Single Pane Windows | HVAC | Secondary Window Glazing | Retrofit | Secondary Window Glazing | Commercial | Lodging | Firm | Sales | Commercial | 0.29657 | 0 | 0.70838 | 7.2366 | 2.1572 | 5.5334 | -2.8346 | 0.12859 | 0.20839 | 0.31513 | 0.44967 | 0.60941 | 0.78709 | 0.96989 | 1.1395 | 1.2737 | 1.35 | 1.3506 | 1.2685 | 1.1111 | 0.91549 | 0.69749 | 0.25622 | 0 | 0 | 0 | 0 | 0 | 0 | 0 | 0 | 0 | 12.8308
v5.10_MeasureAssessmentTemplate_Commercial_All | Secondary Window Glazing - SEG Office - Secondary Glazing added to Single Pane Windows | HVAC | Secondary Window Glazing | Retrofit | Secondary Window Glazing | Commercial | Large Office | Firm | Sales | Commercial | 0.059815 | 0 | 0.16203 | 7.8628 | 22.5876 | 26.2848 | -3.1556 | 0.35524 | 0.57612 | 0.87184 | 1.2449 | 1.6883 | 2.1821 | 2.6908 | 3.1636 | 3.5387 | 3.7532 | 3.7576 | 3.5316 | 3.0957 | 2.5524 | 1.946 | 1.1018 | 0 | 0 | 0 | 0 | 0 | 0 | 0 | 0 | 0 | 36.0502
v5.10_MeasureAssessmentTemplate_Commercial_All | Secondary Window Glazing - SEG Office - Secondary Glazing added to Single Pane Windows | HVAC | Secondary Window Glazing | Retrofit | Secondary Window Glazing | Commercial | Large Office | Firm | Sales | Industrial | 0.059815 | 0 | 0.16203 | 7.8628 | 22.5876 | 26.2848 | -3.1556 | 0.0033418 | 0.0054196 | 0.0082015 | 0.011711 | 0.015882 | 0.020528 | 0.025313 | 0.029761 | 0.033289 | 0.035307 | 0.035348 | 0.033222 | 0.029122 | 0.024011 | 0.018306 | 0.010365 | 0 | 0 | 0 | 0 | 0 | 0 | 0 | 0 | 0 | 0.33913
v5.10_MeasureAssessmentTemplate_Commercial_All | Secondary Window Glazing - SEG Office - Secondary Glazing added to Single Pane Windows | HVAC | Secondary Window Glazing | Retrofit | Secondary Window Glazing | Commercial | Medium Office | Firm | Sales | Commercial | 0.059815 | 0 | 0.16203 | 7.8628 | 22.5876 | 26.2848 | -3.1556 | 0.33764 | 0.54757 | 0.82865 | 1.1832 | 1.6047 | 2.074 | 2.5575 | 3.0069 | 3.3634 | 3.5673 | 3.5714 | 3.3566 | 2.9423 | 2.426 | 1.8496 | 1.0472 | 0 | 0 | 0 | 0 | 0 | 0 | 0 | 0 | 0 | 34.2641
v5.10_MeasureAssessmentTemplate_Commercial_All | Secondary Window Glazing - SEG Office - Secondary Glazing added to Single Pane Windows | HVAC | Secondary Window Glazing | Retrofit | Secondary Window Glazing | Commercial | Small Office | Firm | Sales | Commercial | 0.059815 | 0 | 0.16203 | 7.8628 | 22.5876 | 26.2848 | -3.1556 | 0.48893 | 0.79292 | 1.1999 | 1.7134 | 2.3237 | 3.0033 | 3.7035 | 4.3542 | 4.8704 | 5.1657 | 5.1717 | 4.8606 | 4.2607 | 3.513 | 2.6783 | 1.5164 | 0 | 0 | 0 | 0 | 0 | 0 | 0 | 0 | 0 | 49.6168
v5.10_MeasureAssessmentTemplate_Commercial_All | Secondary Window Glazing - SEG Other - Secondary Glazing added to Single Pane Windows | HVAC | Secondary Window Glazing | Retrofit | Secondary Window Glazing | Commercial | Assembly | Firm | Sales | Commercial | 0.18916 | 0 | 0.40629 | 6.3834 | 5.5794 | 8.5101 | -2.389 | 0.42157 | 0.68267 | 1.0316 | 1.4708 | 1.9917 | 2.5703 | 3.1648 | 3.7153 | 4.1497 | 4.3946 | 4.3932 | 4.1227 | 3.6085 | 2.9708 | 2.2616 | 0.3265 | 0 | 0 | 0 | 0 | 0 | 0 | 0 | 0 | 0 | 41.2765
v5.10_MeasureAssessmentTemplate_Commercial_All | Secondary Window Glazing - SEG Other - Secondary Glazing added to Single Pane Windows | HVAC | Secondary Window Glazing | Retrofit | Secondary Window Glazing | Commercial | Other | Firm | Sales | Commercial | 0.18916 | 0 | 0.40629 | 6.3834 | 5.5794 | 8.5101 | -2.389 | 0.088378 | 0.14247 | 0.2143 | 0.30416 | 0.41001 | 0.52674 | 0.64562 | 0.75449 | 0.83887 | 0.88437 | 0.88007 | 0.82215 | 0.71635 | 0.53114 | 0 | 0 | 0 | 0 | 0 | 0 | 0 | 0 | 0 | 0 | 0 | 7.7591
v5.10_MeasureAssessmentTemplate_Commercial_All | Secondary Window Glazing - SEG Restaurant - Secondary Glazing added to Single Pane Windows | HVAC | Secondary Window Glazing | Retrofit | Secondary Window Glazing | Commercial | Restaurant | Firm | Sales | Commercial | 0.040325 | 0 | 0.18009 | 12.9165 | 32.4081 | 38.8481 | -5.8984 | 0.071629 | 0.11547 | 0.17368 | 0.24651 | 0.33231 | 0.42691 | 0.52327 | 0.6115 | 0.67989 | 0.71677 | 0.71328 | 0.66634 | 0.58059 | 0.43048 | 0 | 0 | 0 | 0 | 0 | 0 | 0 | 0 | 0 | 0 | 0 | 6.2886
v5.10_MeasureAssessmentTemplate_Commercial_All | Secondary Window Glazing - SEG Retail - Secondary Glazing added to Single Pane Windows | HVAC | Secondary Window Glazing | Retrofit | Secondary Window Glazing | Commercial | Extra Large Retail | Firm | Sales | Commercial | 0.074195 | 0 | 0.2795 | 10.9636 | 15.8654 | 21.2466 | -4.8396 | 0.1788 | 0.2895 | 0.4374 | 0.62357 | 0.84433 | 1.0895 | 1.3413 | 1.5745 | 1.7584 | 1.862 | 1.8611 | 1.7464 | 1.5284 | 1.2581 | 0.95767 | 0.10753 | 0 | 0 | 0 | 0 | 0 | 0 | 0 | 0 | 0 | 17.4584
v5.10_MeasureAssessmentTemplate_Commercial_All | Secondary Window Glazing - SEG Retail - Secondary Glazing added to Single Pane Windows | HVAC | Secondary Window Glazing | Retrofit | Secondary Window Glazing | Commercial | Extra Large Retail | Firm | Transport | Commercial | 0.074195 | 0 | 0.2795 | 9.6708 | 15.8654 | 0.46729 | -4.6966 | 0.017686 | 0.028636 | 0.043266 | 0.061681 | 0.083517 | 0.10777 | 0.13268 | 0.15574 | 0.17393 | 0.18418 | 0.18409 | 0.17274 | 0.15118 | 0.12445 | 0.094729 | 0.010636 | 0 | 0 | 0 | 0 | 0 | 0 | 0 | 0 | 0 | 1.7269
v5.10_MeasureAssessmentTemplate_Commercial_All | Secondary Window Glazing - SEG Retail - Secondary Glazing added to Single Pane Windows | HVAC | Secondary Window Glazing | Retrofit | Secondary Window Glazing | Commercial | Large Retail | Firm | Sales | Commercial | 0.074195 | 0 | 0.2795 | 10.9636 | 15.8654 | 21.2466 | -4.8396 | 0.053775 | 0.08707 | 0.13155 | 0.18754 | 0.25394 | 0.32768 | 0.40342 | 0.47354 | 0.52884 | 0.55999 | 0.55974 | 0.52523 | 0.45967 | 0.37839 | 0.28803 | 0.03234 | 0 | 0 | 0 | 0 | 0 | 0 | 0 | 0 | 0 | 5.2507
v5.10_MeasureAssessmentTemplate_Commercial_All | Secondary Window Glazing - SEG Retail - Secondary Glazing added to Single Pane Windows | HVAC | Secondary Window Glazing | Retrofit | Secondary Window Glazing | Commercial | Medium Retail | Firm | Sales | Commercial | 0.074195 | 0 | 0.2795 | 10.9636 | 15.8654 | 21.2466 | -4.8396 | 0.084651 | 0.13706 | 0.20709 | 0.29523 | 0.39974 | 0.51583 | 0.63505 | 0.74543 | 0.83248 | 0.88153 | 0.88114 | 0.8268 | 0.7236 | 0.59566 | 0.45341 | 0.050909 | 0 | 0 | 0 | 0 | 0 | 0 | 0 | 0 | 0 | 8.2656
v5.10_MeasureAssessmentTemplate_Commercial_All | Secondary Window Glazing - SEG Retail - Secondary Glazing added to Single Pane Windows | HVAC | Secondary Window Glazing | Retrofit | Secondary Window Glazing | Commercial | Medium Retail | Firm | Sales | Industrial | 0.074195 | 0 | 0.2795 | 10.9636 | 15.8654 | 21.2466 | -4.8396 | 0.00027236 | 0.000441 | 0.0006663 | 0.00094989 | 0.0012862 | 0.0016597 | 0.0020433 | 0.0023984 | 0.0026785 | 0.0028363 | 0.002835 | 0.0026602 | 0.0023282 | 0.0019165 | 0.0014588 | 0.0001638 | 0 | 0 | 0 | 0 | 0 | 0 | 0 | 0 | 0 | 0.026594
v5.10_MeasureAssessmentTemplate_Commercial_All | Secondary Window Glazing - SEG Retail - Secondary Glazing added to Single Pane Windows | HVAC | Secondary Window Glazing | Retrofit | Secondary Window Glazing | Commercial | Small Retail | Firm | Sales | Commercial | 0.074195 | 0 | 0.2795 | 10.9636 | 15.8654 | 21.2466 | -4.8396 | 0.12932 | 0.20939 | 0.31636 | 0.45101 | 0.61068 | 0.78802 | 0.97016 | 1.1388 | 1.2718 | 1.3467 | 1.3461 | 1.2631 | 1.1054 | 0.90998 | 0.69266 | 0.077773 | 0 | 0 | 0 | 0 | 0 | 0 | 0 | 0 | 0 | 12.6273
v5.10_MeasureAssessmentTemplate_Commercial_All | Secondary Window Glazing - SEG School - Secondary Glazing added to Single Pane Windows | HVAC | Secondary Window Glazing | Retrofit | Secondary Window Glazing | Commercial | School K-12 | Firm | Sales | Commercial | 0.14568 | 0 | 0.32134 | 6.504 | 7.9958 | 10.9633 | -2.4259 | 0.77578 | 1.2593 | 1.9074 | 2.726 | 3.7004 | 4.7869 | 5.9082 | 6.9525 | 7.7839 | 8.2632 | 8.2803 | 7.7892 | 6.834 | 5.6398 | 4.3037 | 2.9733 | 0.56632 | 0 | 0 | 0 | 0 | 0 | 0 | 0 | 0 | 80.4501
v5.10_MeasureAssessmentTemplate_Commercial_All | Secondary Window Glazing - SEG Supermarket - Secondary Glazing added to Single Pane Windows | HVAC | Secondary Window Glazing | Retrofit | Secondary Window Glazing | Commercial | Supermarket | Firm | Sales | Commercial | 0.017331 | 0 | 0.052591 | 8.7389 | 85.8296 | 90.0056 | -3.6343 | 0.064107 | 0.10379 | 0.15679 | 0.2235 | 0.30258 | 0.3904 | 0.48058 | 0.56404 | 0.62983 | 0.66686 | 0.66649 | 0.62531 | 0.54719 | 0.45039 | 0.34279 | 0.026848 | 0 | 0 | 0 | 0 | 0 | 0 | 0 | 0 | 0 | 6.2415
v5.10_MeasureAssessmentTemplate_Commercial_All | Secondary Window Glazing - SEG Supermarket - Secondary Glazing added to Single Pane Windows | HVAC | Secondary Window Glazing | Retrofit | Secondary Window Glazing | Commercial | Supermarket | Firm | Transport | Commercial | 0.017331 | 0 | 0.052591 | 7.4456 | 85.8296 | 0.46729 | -3.4913 | 0.010113 | 0.016372 | 0.024733 | 0.035255 | 0.047731 | 0.061584 | 0.075809 | 0.088975 | 0.099353 | 0.10519 | 0.10513 | 0.09864 | 0.086317 | 0.071046 | 0.054073 | 0.0042351 | 0 | 0 | 0 | 0 | 0 | 0 | 0 | 0 | 0 | 0.98457
v5.10_MeasureAssessmentTemplate_Commercial_All | Steam Cookers - SEG SEL - Energy Star Gas Steamer | Appliances | Steam Cookers | NR | Steam Cookers | Commercial | Extra Large Retail | Firm | Sales | Commercial | 555.32 | 1 | 7.4417 | 3.9948 | -1.3808 | 0.29077 | -1.1299 | 0.00023221 | 0.00035551 | 0.00077269 | 0.0014472 | 0.0024651 | 0.0039144 | 0.0058741 | 0.0083992 | 0.011502 | 0.015138 | 0.019187 | 0.02346 | 0.031677 | 0.038058 | 0.042199 | 0.045462 | 0.047749 | 0.049228 | 0.049721 | 0.049869 | 0.049272 | 0.048349 | 0.029366 | 0.0044582 | 0.0035394 | 0.5817
v5.10_MeasureAssessmentTemplate_Commercial_All | Steam Cookers - SEG SEL - Energy Star Gas Steamer | Appliances | Steam Cookers | NR | Steam Cookers | Commercial | Extra Large Retail | Firm | Transport | Commercial | 555.32 | 1 | 7.4417 | 2.8221 | -1.3808 | 0.46729 | -0.98694 | 2.2969e-05 | 3.5166e-05 | 7.6431e-05 | 0.00014316 | 0.00024384 | 0.0003872 | 0.00058105 | 0.00083081 | 0.0011378 | 0.0014973 | 0.0018979 | 0.0023205 | 0.0031334 | 0.0037646 | 0.0041742 | 0.0044969 | 0.0047231 | 0.0048694 | 0.0049182 | 0.0049329 | 0.0048738 | 0.0047825 | 0.0029047 | 0.00044098 | 0.0003501 | 0.057539
v5.10_MeasureAssessmentTemplate_Commercial_All | Steam Cookers - SEG SEL - Energy Star Gas Steamer | Appliances | Steam Cookers | NR | Steam Cookers | Commercial | Hospital | Firm | Sales | Commercial | 555.32 | 1 | 7.4417 | 3.9948 | -1.3808 | 0.29077 | -1.1299 | 0.00035908 | 0.00055004 | 0.0011961 | 0.0022414 | 0.0038197 | 0.0060685 | 0.0091111 | 0.013034 | 0.017859 | 0.023515 | 0.029819 | 0.036479 | 0.049244 | 0.058864 | 0.065301 | 0.070386 | 0.073968 | 0.076307 | 0.077125 | 0.077415 | 0.076554 | 0.075193 | 0.048893 | 0.0067092 | 0.0053288 | 0.90534
v5.10_MeasureAssessmentTemplate_Commercial_All | Steam Cookers - SEG SEL - Energy Star Gas Steamer | Appliances | Steam Cookers | NR | Steam Cookers | Commercial | Hospital | Firm | Transport | Commercial | 555.32 | 1 | 7.4417 | 2.8221 | -1.3808 | 0.46729 | -0.98694 | 0.00018888 | 0.00028933 | 0.00062916 | 0.001179 | 0.0020093 | 0.0031921 | 0.0047926 | 0.0068562 | 0.0093941 | 0.012369 | 0.015686 | 0.019189 | 0.025904 | 0.030964 | 0.03435 | 0.037025 | 0.038909 | 0.040139 | 0.04057 | 0.040722 | 0.040269 | 0.039553 | 0.025719 | 0.0035292 | 0.0028031 | 0.47623
v5.10_MeasureAssessmentTemplate_Commercial_All | Steam Cookers - SEG SEL - Energy Star Gas Steamer | Appliances | Steam Cookers | NR | Steam Cookers | Commercial | Hospital | Interruptible | Sales | Commercial | 555.32 | 1 | 4.93 | 2.6465 | -0.6505 | 0.46729 | -0.39962 | 0.00018836 | 0.00028853 | 0.00062741 | 0.0011757 | 0.0020037 | 0.0031833 | 0.0047793 | 0.0068372 | 0.0093681 | 0.012335 | 0.015642 | 0.019135 | 0.025832 | 0.030878 | 0.034254 | 0.036922 | 0.038801 | 0.040028 | 0.040457 | 0.040609 | 0.040157 | 0.039443 | 0.025648 | 0.0035194 | 0.0027953 | 0.47491
v5.10_MeasureAssessmentTemplate_Commercial_All | Steam Cookers - SEG SEL - Energy Star Gas Steamer | Appliances | Steam Cookers | NR | Steam Cookers | Commercial | Large Retail | Firm | Sales | Commercial | 555.32 | 1 | 7.4417 | 3.9948 | -1.3808 | 0.29077 | -1.1299 | 6.9838e-05 | 0.00010692 | 0.00023239 | 0.00043527 | 0.00074141 | 0.0011773 | 0.0017667 | 0.0025261 | 0.0034594 | 0.0045527 | 0.0057705 | 0.0070557 | 0.0095271 | 0.011446 | 0.012692 | 0.013673 | 0.014361 | 0.014806 | 0.014954 | 0.014999 | 0.014819 | 0.014541 | 0.0088319 | 0.0013408 | 0.0010645 | 0.17495
v5.10_MeasureAssessmentTemplate_Commercial_All | Steam Cookers - SEG SEL - Energy Star Gas Steamer | Appliances | Steam Cookers | NR | Steam Cookers | Commercial | Lodging | Firm | Sales | Commercial | 555.32 | 1 | 7.4417 | 3.9948 | -1.3808 | 0.29077 | -1.1299 | 0.0054506 | 0.0083525 | 0.01817 | 0.034064 | 0.058074 | 0.0923 | 0.13863 | 0.19841 | 0.27196 | 0.35823 | 0.45446 | 0.55617 | 0.75066 | 0.89367 | 0.99178 | 1.0695 | 1.1244 | 1.1605 | 1.1736 | 1.1787 | 1.1665 | 1.1466 | 0.78515 | 0.099575 | 0.079116 | 13.814
v5.10_MeasureAssessmentTemplate_Commercial_All | Steam Cookers - SEG SEL - Energy Star Gas Steamer | Appliances | Steam Cookers | NR | Steam Cookers | Commercial | Medium Retail | Firm | Sales | Commercial | 555.32 | 1 | 7.4417 | 3.9948 | -1.3808 | 0.29077 | -1.1299 | 0.00010994 | 0.00016832 | 0.00036582 | 0.00068519 | 0.0011671 | 0.0018533 | 0.0027811 | 0.0039765 | 0.0054458 | 0.0071668 | 0.0090838 | 0.011107 | 0.014997 | 0.018019 | 0.019979 | 0.021524 | 0.022606 | 0.023307 | 0.02354 | 0.02361 | 0.023328 | 0.022891 | 0.013903 | 0.0021107 | 0.0016757 | 0.2754
v5.10_MeasureAssessmentTemplate_Commercial_All | Steam Cookers - SEG SEL - Energy Star Gas Steamer | Appliances | Steam Cookers | NR | Steam Cookers | Commercial | Medium Retail | Firm | Sales | Industrial | 555.32 | 1 | 7.4417 | 3.9948 | -1.3808 | 0.29077 | -1.1299 | 3.5372e-07 | 5.4155e-07 | 1.177e-06 | 2.2046e-06 | 3.7552e-06 | 5.9629e-06 | 8.9481e-06 | 1.2794e-05 | 1.7522e-05 | 2.3059e-05 | 2.9227e-05 | 3.5736e-05 | 4.8254e-05 | 5.7974e-05 | 6.4282e-05 | 6.9252e-05 | 7.2735e-05 | 7.4989e-05 | 7.5741e-05 | 7.5966e-05 | 7.5057e-05 | 7.3651e-05 | 4.4733e-05 | 6.7911e-06 | 5.3915e-06 | 0.0008861
v5.10_MeasureAssessmentTemplate_Commercial_All | Steam Cookers - SEG SEL - Energy Star Gas Steamer | Appliances | Steam Cookers | NR | Steam Cookers | Commercial | Restaurant | Firm | Sales | Commercial | 555.32 | 1 | 7.4417 | 3.9948 | -1.3808 | 0.29077 | -1.1299 | 0.00046573 | 0.00070989 | 0.0015361 | 0.0028644 | 0.0048574 | 0.0076791 | 0.011473 | 0.016332 | 0.022267 | 0.029174 | 0.036814 | 0.044814 | 0.060657 | 0.076311 | 0.084249 | 0.090348 | 0.094423 | 0.09682 | 0.097199 | 0.096827 | 0.094939 | 0.092369 | 0.022487 | 0.010947 | 0.0086575 | 1.1052
v5.10_MeasureAssessmentTemplate_Commercial_All | Steam Cookers - SEG SEL - Energy Star Gas Steamer | Appliances | Steam Cookers | NR | Steam Cookers | Commercial | School K-12 | Firm | Sales | Commercial | 555.32 | 1 | 7.4417 | 3.9948 | -1.3808 | 0.29077 | -1.1299 | 0.00091601 | 0.0014059 | 0.0030634 | 0.0057522 | 0.0098225 | 0.015636 | 0.023524 | 0.03372 | 0.046294 | 0.061078 | 0.077609 | 0.095132 | 0.1283 | 0.15032 | 0.16709 | 0.18048 | 0.19009 | 0.19658 | 0.19924 | 0.20061 | 0.19907 | 0.19628 | 0.16189 | 0.01518 | 0.012078 | 2.3712
v5.10_MeasureAssessmentTemplate_Commercial_All | Steam Cookers - SEG SEL - Energy Star Gas Steamer | Appliances | Steam Cookers | NR | Steam Cookers | Commercial | Small Retail | Firm | Sales | Commercial | 555.32 | 1 | 7.4417 | 3.9948 | -1.3808 | 0.29077 | -1.1299 | 0.00016795 | 0.00025713 | 0.00055887 | 0.0010468 | 0.001783 | 0.0028312 | 0.0042486 | 0.0060749 | 0.0083194 | 0.010949 | 0.013877 | 0.016968 | 0.022911 | 0.027527 | 0.030522 | 0.032882 | 0.034535 | 0.035605 | 0.035962 | 0.036069 | 0.035637 | 0.03497 | 0.021239 | 0.0032245 | 0.0025599 | 0.42073
v5.10_MeasureAssessmentTemplate_Commercial_All | Steam Cookers - SEG SEL - Energy Star Gas Steamer | Appliances | Steam Cookers | NR | Steam Cookers | Commercial | Supermarket | Firm | Sales | Commercial | 555.32 | 1 | 7.4417 | 3.9948 | -1.3808 | 0.29077 | -1.1299 | 0.022257 | 0.034072 | 0.074044 | 0.13867 | 0.23617 | 0.37497 | 0.56263 | 0.80438 | 1.1014 | 1.4494 | 1.8368 | 2.2456 | 3.0324 | 3.6477 | 4.0441 | 4.3563 | 4.5748 | 4.7158 | 4.7623 | 4.7756 | 4.7174 | 4.628 | 2.7634 | 0.43005 | 0.34138 | 55.6697
v5.10_MeasureAssessmentTemplate_Commercial_All | Steam Cookers - SEG SEL - Energy Star Gas Steamer | Appliances | Steam Cookers | NR | Steam Cookers | Commercial | Supermarket | Firm | Transport | Commercial | 555.32 | 1 | 7.4417 | 2.8221 | -1.3808 | 0.46729 | -0.98694 | 0.0035109 | 0.0053747 | 0.01168 | 0.021874 | 0.037255 | 0.05915 | 0.088752 | 0.12689 | 0.17375 | 0.22863 | 0.28975 | 0.35424 | 0.47835 | 0.57541 | 0.63794 | 0.68718 | 0.72165 | 0.74389 | 0.75123 | 0.75333 | 0.74415 | 0.73004 | 0.43592 | 0.067838 | 0.053851 | 8.7816
v5.10_MeasureAssessmentTemplate_Commercial_All | Steam Cookers - SEG SEL - Energy Star Gas Steamer | Appliances | Steam Cookers | New | Steam Cookers | Commercial | Extra Large Retail | Firm | Sales | Commercial | 555.32 | 1 | 7.4417 | 3.9948 | -1.3808 | 0.29077 | -1.1299 | 3.1603e-05 | 6.8323e-05 | 0.00015017 | 0.00028447 | 0.00049008 | 0.00078711 | 0.0011948 | 0.0017281 | 0.002394 | 0.0031873 | 0.0040872 | 0.0050561 | 0.0060429 | 0.006989 | 0.0078389 | 0.0085514 | 0.0091076 | 0.009539 | 0.0098101 | 0.010045 | 0.010161 | 0.010238 | 0.010315 | 0.010394 | 0.010474 | 0.13897
v5.10_MeasureAssessmentTemplate_Commercial_All | Steam Cookers - SEG SEL - Energy Star Gas Steamer | Appliances | Steam Cookers | New | Steam Cookers | Commercial | Extra Large Retail | Firm | Transport | Commercial | 555.32 | 1 | 7.4417 | 2.8221 | -1.3808 | 0.46729 | -0.98694 | 3.126e-06 | 6.7582e-06 | 1.4855e-05 | 2.8139e-05 | 4.8476e-05 | 7.7858e-05 | 0.00011818 | 0.00017093 | 0.00023681 | 0.00031528 | 0.00040428 | 0.00050013 | 0.00059774 | 0.00069132 | 0.00077539 | 0.00084587 | 0.00090089 | 0.00094356 | 0.00097037 | 0.00099358 | 0.0010051 | 0.0010127 | 0.0010204 | 0.0010282 | 0.0010361 | 0.013746
v5.10_MeasureAssessmentTemplate_Commercial_All | Steam Cookers - SEG SEL - Energy Star Gas Steamer | Appliances | Steam Cookers | New | Steam Cookers | Commercial | Hospital | Firm | Sales | Commercial | 555.32 | 1 | 7.4417 | 3.9948 | -1.3808 | 0.29077 | -1.1299 | 4.887e-05 | 0.00010234 | 0.00022506 | 0.00042653 | 0.00073516 | 0.0011813 | 0.0017939 | 0.0025959 | 0.003598 | 0.0047924 | 0.0061481 | 0.0076091 | 0.0090982 | 0.010527 | 0.011812 | 0.012891 | 0.013736 | 0.014392 | 0.014807 | 0.015167 | 0.015349 | 0.015471 | 0.015595 | 0.01572 | 0.015847 | 0.20967
v5.10_MeasureAssessmentTemplate_Commercial_All | Steam Cookers - SEG SEL - Energy Star Gas Steamer | Appliances | Steam Cookers | New | Steam Cookers | Commercial | Hospital | Firm | Transport | Commercial | 555.32 | 1 | 7.4417 | 2.8221 | -1.3808 | 0.46729 | -0.98694 | 2.5707e-05 | 5.3833e-05 | 0.00011838 | 0.00022436 | 0.00038671 | 0.00062139 | 0.00094365 | 0.0013655 | 0.0018926 | 0.0025209 | 0.0032341 | 0.0040026 | 0.0047858 | 0.0055375 | 0.0062135 | 0.0067812 | 0.0072252 | 0.0075706 | 0.0077889 | 0.0079784 | 0.0080738 | 0.0081381 | 0.0082031 | 0.008269 | 0.0083357 | 0.11029
v5.10_MeasureAssessmentTemplate_Commercial_All | Steam Cookers - SEG SEL - Energy Star Gas Steamer | Appliances | Steam Cookers | New | Steam Cookers | Commercial | Hospital | Interruptible | Sales | Commercial | 555.32 | 1 | 4.93 | 2.6465 | -0.6505 | 0.46729 | -0.39962 | 2.5636e-05 | 5.3684e-05 | 0.00011806 | 0.00022374 | 0.00038563 | 0.00061966 | 0.00094103 | 0.0013617 | 0.0018874 | 0.0025139 | 0.0032251 | 0.0039915 | 0.0047725 | 0.0055221 | 0.0061963 | 0.0067624 | 0.0072052 | 0.0075496 | 0.0077673 | 0.0079563 | 0.0080514 | 0.0081155 | 0.0081803 | 0.008246 | 0.0083126 | 0.10998
v5.10_MeasureAssessmentTemplate_Commercial_All | Steam Cookers - SEG SEL - Energy Star Gas Steamer | Appliances | Steam Cookers | New | Steam Cookers | Commercial | Large Retail | Firm | Sales | Commercial | 555.32 | 1 | 7.4417 | 3.9948 | -1.3808 | 0.29077 | -1.1299 | 9.5048e-06 | 2.0549e-05 | 4.5166e-05 | 8.5557e-05 | 0.00014739 | 0.00023673 | 0.00035933 | 0.00051973 | 0.00072002 | 0.00095861 | 0.0012292 | 0.0015207 | 0.0018174 | 0.002102 | 0.0023576 | 0.0025719 | 0.0027392 | 0.0028689 | 0.0029504 | 0.003021 | 0.0030559 | 0.003079 | 0.0031024 | 0.0031262 | 0.0031502 | 0.041795
v5.10_MeasureAssessmentTemplate_Commercial_All | Steam Cookers - SEG SEL - Energy Star Gas Steamer | Appliances | Steam Cookers | New | Steam Cookers | Commercial | Lodging | Firm | Sales | Commercial | 555.32 | 1 | 7.4417 | 3.9948 | -1.3808 | 0.29077 | -1.1299 | 0.00074182 | 0.0015132 | 0.003329 | 0.0063116 | 0.010883 | 0.017494 | 0.026577 | 0.038472 | 0.053342 | 0.071076 | 0.091216 | 0.11293 | 0.13508 | 0.15635 | 0.1755 | 0.19159 | 0.20421 | 0.21404 | 0.22028 | 0.22572 | 0.22849 | 0.23038 | 0.23229 | 0.23423 | 0.23619 | 3.1182
v5.10_MeasureAssessmentTemplate_Commercial_All | Steam Cookers - SEG SEL - Energy Star Gas Steamer | Appliances | Steam Cookers | New | Steam Cookers | Commercial | Medium Retail | Firm | Sales | Commercial | 555.32 | 1 | 7.4417 | 3.9948 | -1.3808 | 0.29077 | -1.1299 | 1.4962e-05 | 3.2347e-05 | 7.11e-05 | 0.00013468 | 0.00023202 | 0.00037266 | 0.00056565 | 0.00081815 | 0.0011334 | 0.001509 | 0.001935 | 0.0023938 | 0.002861 | 0.0033089 | 0.0037113 | 0.0040486 | 0.004312 | 0.0045162 | 0.0046445 | 0.0047556 | 0.0048106 | 0.004847 | 0.0048838 | 0.0049212 | 0.004959 | 0.065792
v5.10_MeasureAssessmentTemplate_Commercial_All | Steam Cookers - SEG SEL - Energy Star Gas Steamer | Appliances | Steam Cookers | New | Steam Cookers | Commercial | Medium Retail | Firm | Sales | Industrial | 555.32 | 1 | 7.4417 | 3.9948 | -1.3808 | 0.29077 | -1.1299 | 4.8141e-08 | 1.0408e-07 | 2.2876e-07 | 4.3334e-07 | 7.4653e-07 | 1.199e-06 | 1.82e-06 | 2.6324e-06 | 3.6468e-06 | 4.8552e-06 | 6.226e-06 | 7.702e-06 | 9.2052e-06 | 1.0646e-05 | 1.1941e-05 | 1.3026e-05 | 1.3874e-05 | 1.4531e-05 | 1.4944e-05 | 1.5301e-05 | 1.5478e-05 | 1.5595e-05 | 1.5714e-05 | 1.5834e-05 | 1.5955e-05 | 0.00021169
v5.10_MeasureAssessmentTemplate_Commercial_All | Steam Cookers - SEG SEL - Energy Star Gas Steamer | Appliances | Steam Cookers | New | Steam Cookers | Commercial | Restaurant | Firm | Sales | Commercial | 555.32 | 1 | 7.4417 | 3.9948 | -1.3808 | 0.29077 | -1.1299 | 6.3385e-05 | 0.00017486 | 0.00038266 | 0.00072175 | 0.0012381 | 0.0019802 | 0.0029932 | 0.0043116 | 0.0059489 | 0.0078885 | 0.010076 | 0.012416 | 0.014781 | 0.017031 | 0.01903 | 0.020683 | 0.021947 | 0.022904 | 0.023471 | 0.023948 | 0.024141 | 0.02424 | 0.024342 | 0.024447 | 0.024555 | 0.33371
v5.10_MeasureAssessmentTemplate_Commercial_All | Steam Cookers - SEG SEL - Energy Star Gas Steamer | Appliances | Steam Cookers | New | Steam Cookers | Commercial | School K-12 | Firm | Sales | Commercial | 555.32 | 1 | 7.4417 | 3.9948 | -1.3808 | 0.29077 | -1.1299 | 0.00012467 | 0.00022725 | 0.00050074 | 0.00095085 | 0.001642 | 0.0026435 | 0.0040221 | 0.005831 | 0.0080967 | 0.010804 | 0.013886 | 0.017216 | 0.020621 | 0.023901 | 0.026865 | 0.029369 | 0.031344 | 0.032897 | 0.033901 | 0.034782 | 0.035254 | 0.03559 | 0.03593 | 0.036274 | 0.036622 | 0.47929
v5.10_MeasureAssessmentTemplate_Commercial_All | Steam Cookers - SEG SEL - Energy Star Gas Steamer | Appliances | Steam Cookers | New | Steam Cookers | Commercial | Small Retail | Firm | Sales | Commercial | 555.32 | 1 | 7.4417 | 3.9948 | -1.3808 | 0.29077 | -1.1299 | 2.2858e-05 | 4.9416e-05 | 0.00010862 | 0.00020575 | 0.00035446 | 0.0005693 | 0.00086414 | 0.0012499 | 0.0017315 | 0.0023053 | 0.0029561 | 0.003657 | 0.0043707 | 0.005055 | 0.0056697 | 0.006185 | 0.0065873 | 0.0068994 | 0.0070954 | 0.0072651 | 0.0073491 | 0.0074046 | 0.0074609 | 0.007518 | 0.0075758 | 0.10051
v5.10_MeasureAssessmentTemplate_Commercial_All | Steam Cookers - SEG SEL - Energy Star Gas Steamer | Appliances | Steam Cookers | New | Steam Cookers | Commercial | Supermarket | Firm | Sales | Commercial | 555.32 | 1 | 7.4417 | 3.9948 | -1.3808 | 0.29077 | -1.1299 | 0.0030291 | 0.0065981 | 0.014501 | 0.027465 | 0.047311 | 0.075977 | 0.11531 | 0.16677 | 0.23101 | 0.30752 | 0.3943 | 0.48773 | 0.58285 | 0.67403 | 0.75593 | 0.82455 | 0.87809 | 0.9196 | 0.94563 | 0.96816 | 0.97926 | 0.98657 | 0.99398 | 1.0015 | 1.0091 | 13.3967
v5.10_MeasureAssessmentTemplate_Commercial_All | Steam Cookers - SEG SEL - Energy Star Gas Steamer | Appliances | Steam Cookers | New | Steam Cookers | Commercial | Supermarket | Firm | Transport | Commercial | 555.32 | 1 | 7.4417 | 2.8221 | -1.3808 | 0.46729 | -0.98694 | 0.00047783 | 0.0010408 | 0.0022874 | 0.0043325 | 0.0074631 | 0.011985 | 0.01819 | 0.026307 | 0.036441 | 0.04851 | 0.062199 | 0.076937 | 0.091943 | 0.10633 | 0.11924 | 0.13007 | 0.13852 | 0.14506 | 0.14917 | 0.15272 | 0.15447 | 0.15563 | 0.15679 | 0.15798 | 0.15918 | 2.1133
v5.10_MeasureAssessmentTemplate_Commercial_All | Steam Traps - SEG Hospital - Steam Trap Repair or Replacement | HVAC | Steam Traps | Retrofit | Steam Traps | Commercial | Hospital | Firm | Sales | Commercial | 1016.045 | 1 | 7.3329 | 5.3757 | -2.0071 | 0.39708 | -1.8626 | 0.14232 | 0.28332 | 0.50099 | 0.81158 | 1.2268 | 1.7499 | 2.3705 | 3.0605 | 3.7698 | 4.4272 | 4.9467 | 5.2408 | 5.2411 | 4.9203 | 4.3083 | 3.5483 | 2.7023 | 1.0365 | 0 | 0 | 0 | 0 | 0 | 0 | 0 | 50.2872
v5.10_MeasureAssessmentTemplate_Commercial_All | Steam Traps - SEG Hospital - Steam Trap Repair or Replacement | HVAC | Steam Traps | Retrofit | Steam Traps | Commercial | Hospital | Firm | Transport | Commercial | 1016.045 | 1 | 7.3329 | 4.1746 | -2.0071 | 0.46729 | -1.7196 | 0.074863 | 0.14903 | 0.26353 | 0.42691 | 0.64533 | 0.92047 | 1.247 | 1.6099 | 1.983 | 2.3288 | 2.6021 | 2.7567 | 2.7569 | 2.5882 | 2.2663 | 1.8665 | 1.4215 | 0.54523 | 0 | 0 | 0 | 0 | 0 | 0 | 0 | 26.4521
v5.10_MeasureAssessmentTemplate_Commercial_All | Steam Traps - SEG Hospital - Steam Trap Repair or Replacement | HVAC | Steam Traps | Retrofit | Steam Traps | Commercial | Hospital | Interruptible | Sales | Commercial | 1016.045 | 1 | 3.6487 | 2.6748 | -0.54419 | 0.46729 | -0.39962 | 0.074655 | 0.14862 | 0.2628 | 0.42573 | 0.64354 | 0.91791 | 1.2435 | 1.6054 | 1.9775 | 2.3223 | 2.5948 | 2.7491 | 2.7493 | 2.581 | 2.26 | 1.8613 | 1.4175 | 0.54371 | 0 | 0 | 0 | 0 | 0 | 0 | 0 | 26.3787
v5.10_MeasureAssessmentTemplate_Commercial_All | Steam Traps - SEG Lodging - Steam Trap Repair or Replacement | HVAC | Steam Traps | Retrofit | Steam Traps | Commercial | Lodging | Firm | Sales | Commercial | 514.795 | 1 | 5.8863 | 5.4421 | -1.9034 | 0.50078 | -1.8626 | 0.00051094 | 0.0010176 | 0.0018 | 0.0029172 | 0.0044115 | 0.0062948 | 0.008531 | 0.011018 | 0.013577 | 0.015952 | 0.01783 | 0.018898 | 0.018907 | 0.017757 | 0.015555 | 0.012816 | 0.0097641 | 0.0047271 | 0 | 0 | 0 | 0 | 0 | 0 | 0 | 0.18228
v5.10_MeasureAssessmentTemplate_Commercial_All | Steam Traps - SEG Office - Steam Trap Repair or Replacement | HVAC | Steam Traps | Retrofit | Steam Traps | Commercial | Large Office | Firm | Sales | Commercial | 514.795 | 1 | 5.9226 | 5.4757 | -1.9034 | 0.50078 | -1.8626 | 0.0064477 | 0.01285 | 0.022747 | 0.03689 | 0.055826 | 0.079715 | 0.10811 | 0.13973 | 0.1723 | 0.20257 | 0.22659 | 0.24033 | 0.24061 | 0.22613 | 0.19823 | 0.16344 | 0.12461 | 0.082264 | 0 | 0 | 0 | 0 | 0 | 0 | 0 | 2.3394
v5.10_MeasureAssessmentTemplate_Commercial_All | Steam Traps - SEG Office - Steam Trap Repair or Replacement | HVAC | Steam Traps | Retrofit | Steam Traps | Commercial | Large Office | Firm | Sales | Industrial | 514.795 | 1 | 5.9226 | 5.4757 | -1.9034 | 0.50078 | -1.8626 | 6.0654e-05 | 0.00012088 | 0.00021398 | 0.00034703 | 0.00052516 | 0.00074989 | 0.001017 | 0.0013144 | 0.0016209 | 0.0019056 | 0.0021316 | 0.0022608 | 0.0022634 | 0.0021273 | 0.0018647 | 0.0015375 | 0.0011722 | 0.00077387 | 0 | 0 | 0 | 0 | 0 | 0 | 0 | 0.022007
v5.10_MeasureAssessmentTemplate_Commercial_All | Steam Traps - SEG Office - Steam Trap Repair or Replacement | HVAC | Steam Traps | Retrofit | Steam Traps | Commercial | Medium Office | Firm | Sales | Commercial | 514.795 | 1 | 5.9226 | 5.4757 | -1.9034 | 0.50078 | -1.8626 | 0.0061282 | 0.012213 | 0.02162 | 0.035062 | 0.05306 | 0.075766 | 0.10275 | 0.13281 | 0.16376 | 0.19254 | 0.21537 | 0.22842 | 0.22869 | 0.21493 | 0.1884 | 0.15534 | 0.11843 | 0.078188 | 0 | 0 | 0 | 0 | 0 | 0 | 0 | 2.2235
v5.10_MeasureAssessmentTemplate_Commercial_All | Steam Traps - SEG Office - Steam Trap Repair or Replacement | HVAC | Steam Traps | Retrofit | Steam Traps | Commercial | Small Office | Firm | Sales | Commercial | 514.795 | 1 | 5.9226 | 5.4757 | -1.9034 | 0.50078 | -1.8626 | 0.0088741 | 0.017686 | 0.031307 | 0.050773 | 0.076835 | 0.10971 | 0.14879 | 0.19231 | 0.23714 | 0.27881 | 0.31187 | 0.33077 | 0.33116 | 0.31123 | 0.27282 | 0.22494 | 0.1715 | 0.11322 | 0 | 0 | 0 | 0 | 0 | 0 | 0 | 3.2198
v5.10_MeasureAssessmentTemplate_Commercial_All | Steam Traps - SEG Other - Steam Trap Repair or Replacement | HVAC | Steam Traps | Retrofit | Steam Traps | Commercial | Assembly | Firm | Sales | Commercial | 514.795 | 1 | 5.8531 | 5.4114 | -1.9034 | 0.50078 | -1.8626 | 0.042836 | 0.085242 | 0.15067 | 0.24399 | 0.36868 | 0.52566 | 0.71183 | 0.91865 | 1.1311 | 1.3279 | 1.4831 | 1.5707 | 1.5701 | 1.4735 | 1.2897 | 1.0618 | 0.80831 | 0.23148 | 0 | 0 | 0 | 0 | 0 | 0 | 0 | 14.9952
v5.10_MeasureAssessmentTemplate_Commercial_All | Steam Traps - SEG Other - Steam Trap Repair or Replacement | HVAC | Steam Traps | Retrofit | Steam Traps | Commercial | Other | Firm | Sales | Commercial | 514.795 | 1 | 5.8531 | 5.4114 | -1.9034 | 0.50078 | -1.8626 | 0.0089801 | 0.017789 | 0.031301 | 0.050457 | 0.075897 | 0.10772 | 0.14521 | 0.18656 | 0.22866 | 0.26722 | 0.2971 | 0.31322 | 0.31169 | 0.29118 | 0.25371 | 0.20793 | 0.02416 | 0 | 0 | 0 | 0 | 0 | 0 | 0 | 0 | 2.8188
v5.10_MeasureAssessmentTemplate_Commercial_All | Steam Traps - SEG Restaurant - Steam Trap Repair or Replacement | HVAC | Steam Traps | Retrofit | Steam Traps | Commercial | Restaurant | Firm | Sales | Commercial | 514.795 | 1 | 5.9117 | 5.4656 | -1.9034 | 0.50078 | -1.8626 | 0 | 0 | 0 | 0 | 0 | 0 | 0 | 0 | 0 | 0 | 0 | 0 | 0 | 0 | 0 | 0 | 0 | 0 | 0 | 0 | 0 | 0 | 0 | 0 | 0 | 0
v5.10_MeasureAssessmentTemplate_Commercial_All | Steam Traps - SEG Retail - Steam Trap Repair or Replacement | HVAC | Steam Traps | Retrofit | Steam Traps | Commercial | Extra Large Retail | Firm | Sales | Commercial | 211.14 | 1 | 4.6734 | 5.4674 | -1.7705 | 0.63368 | -1.8626 | 0.0043847 | 0.0087245 | 0.015419 | 0.024966 | 0.037721 | 0.053776 | 0.072814 | 0.093959 | 0.11568 | 0.13578 | 0.15164 | 0.16057 | 0.1605 | 0.1506 | 0.13181 | 0.1085 | 0.082589 | 0.021299 | 0 | 0 | 0 | 0 | 0 | 0 | 0 | 1.5307
v5.10_MeasureAssessmentTemplate_Commercial_All | Steam Traps - SEG Retail - Steam Trap Repair or Replacement | HVAC | Steam Traps | Retrofit | Steam Traps | Commercial | Extra Large Retail | Firm | Transport | Commercial | 211.14 | 1 | 4.6734 | 4.1746 | -1.7705 | 0.46729 | -1.7196 | 0.00043372 | 0.00086299 | 0.0015252 | 0.0024696 | 0.0037312 | 0.0053193 | 0.0072025 | 0.0092941 | 0.011442 | 0.013431 | 0.014999 | 0.015883 | 0.015876 | 0.014897 | 0.013038 | 0.010732 | 0.0081694 | 0.0021068 | 0 | 0 | 0 | 0 | 0 | 0 | 0 | 0.15141
v5.10_MeasureAssessmentTemplate_Commercial_All | Steam Traps - SEG Retail - Steam Trap Repair or Replacement | HVAC | Steam Traps | Retrofit | Steam Traps | Commercial | Large Retail | Firm | Sales | Commercial | 211.14 | 1 | 4.6734 | 5.4674 | -1.7705 | 0.63368 | -1.8626 | 0.0013187 | 0.0026239 | 0.0046375 | 0.0075088 | 0.011345 | 0.016174 | 0.021899 | 0.028259 | 0.034791 | 0.040838 | 0.045606 | 0.048293 | 0.048272 | 0.045295 | 0.039641 | 0.032632 | 0.024839 | 0.0064058 | 0 | 0 | 0 | 0 | 0 | 0 | 0 | 0.46038
v5.10_MeasureAssessmentTemplate_Commercial_All | Steam Traps - SEG Retail - Steam Trap Repair or Replacement | HVAC | Steam Traps | Retrofit | Steam Traps | Commercial | Medium Retail | Firm | Sales | Commercial | 211.14 | 1 | 4.6734 | 5.4674 | -1.7705 | 0.63368 | -1.8626 | 0.0020759 | 0.0041306 | 0.0073002 | 0.01182 | 0.017859 | 0.02546 | 0.034473 | 0.044484 | 0.054767 | 0.064286 | 0.071793 | 0.076023 | 0.075989 | 0.071303 | 0.062403 | 0.051369 | 0.039101 | 0.010084 | 0 | 0 | 0 | 0 | 0 | 0 | 0 | 0.72472
v5.10_MeasureAssessmentTemplate_Commercial_All | Steam Traps - SEG Retail - Steam Trap Repair or Replacement | HVAC | Steam Traps | Retrofit | Steam Traps | Commercial | Medium Retail | Firm | Sales | Industrial | 211.14 | 1 | 4.6734 | 5.4674 | -1.7705 | 0.63368 | -1.8626 | 6.6793e-06 | 1.329e-05 | 2.3488e-05 | 3.8031e-05 | 5.7461e-05 | 8.1918e-05 | 0.00011092 | 0.00014313 | 0.00017621 | 0.00020684 | 0.00023099 | 0.0002446 | 0.00024449 | 0.00022942 | 0.00020078 | 0.00016528 | 0.00012581 | 3.2445e-05 | 0 | 0 | 0 | 0 | 0 | 0 | 0 | 0.0023318
v5.10_MeasureAssessmentTemplate_Commercial_All | Steam Traps - SEG Retail - Steam Trap Repair or Replacement | HVAC | Steam Traps | Retrofit | Steam Traps | Commercial | Small Retail | Firm | Sales | Commercial | 211.14 | 1 | 4.6734 | 5.4674 | -1.7705 | 0.63368 | -1.8626 | 0.0031714 | 0.0063102 | 0.011152 | 0.018058 | 0.027283 | 0.038895 | 0.052665 | 0.067958 | 0.083666 | 0.098208 | 0.10968 | 0.11614 | 0.11609 | 0.10893 | 0.095332 | 0.078476 | 0.059735 | 0.015405 | 0 | 0 | 0 | 0 | 0 | 0 | 0 | 1.1071
v5.10_MeasureAssessmentTemplate_Commercial_All | Steam Traps - SEG School - Steam Trap Repair or Replacement | HVAC | Steam Traps | Retrofit | Steam Traps | Commercial | School K-12 | Firm | Sales | Commercial | 514.795 | 1 | 5.9099 | 5.464 | -1.9034 | 0.50078 | -1.8626 | 0.1554 | 0.30998 | 0.54923 | 0.89153 | 1.3504 | 1.93 | 2.6198 | 3.389 | 4.1828 | 4.9222 | 5.5108 | 5.8501 | 5.8622 | 5.5145 | 4.8383 | 3.9928 | 3.0469 | 2.105 | 0.59662 | 0 | 0 | 0 | 0 | 0 | 0 | 57.6177
v5.10_MeasureAssessmentTemplate_Commercial_All | Steam Traps - SEG Supermarket - Steam Trap Repair or Replacement | HVAC | Steam Traps | Retrofit | Steam Traps | Commercial | Supermarket | Firm | Sales | Commercial | 514.795 | 1 | 5.9142 | 5.4679 | -1.9034 | 0.50078 | -1.8626 | 0 | 0 | 0 | 0 | 0 | 0 | 0 | 0 | 0 | 0 | 0 | 0 | 0 | 0 | 0 | 0 | 0 | 0 | 0 | 0 | 0 | 0 | 0 | 0 | 0 | 0
v5.10_MeasureAssessmentTemplate_Commercial_All | Steam Traps - SEG Supermarket - Steam Trap Repair or Replacement | HVAC | Steam Traps | Retrofit | Steam Traps | Commercial | Supermarket | Firm | Transport | Commercial | 514.795 | 1 | 5.9142 | 4.1746 | -1.9034 | 0.46729 | -1.7196 | 0 | 0 | 0 | 0 | 0 | 0 | 0 | 0 | 0 | 0 | 0 | 0 | 0 | 0 | 0 | 0 | 0 | 0 | 0 | 0 | 0 | 0 | 0 | 0 | 0 | 0
v5.10_MeasureAssessmentTemplate_Commercial_All | Tank Water Heater - SEG Hospital - Consensing Gas Storage Water Heater (>= 94% EF) | Water Heat | Tank Water Heater | NR | Tank Water Heater 94% EF | Commercial | Hospital | Firm | Sales | Commercial | 0.63 | 1 | 2.0844 | 3.1591 | -0.39446 | 0.82091 | -0.67372 | 0.034751 | 0.067922 | 0.11925 | 0.19072 | 0.28114 | 0.38595 | 0.49802 | 0.60916 | 0.71187 | 0.80063 | 0.87254 | 0.9272 | 0.96614 | 0.99197 | 1.0077 | 1.0161 | 1.0195 | 1.0208 | 1.0207 | 1.0165 | 1.0124 | 0.3668 | 0 | 0 | 0 | 14.9377
v5.10_MeasureAssessmentTemplate_Commercial_All | Tank Water Heater - SEG Hospital - Consensing Gas Storage Water Heater (>= 94% EF) | Water Heat | Tank Water Heater | NR | Tank Water Heater 94% EF | Commercial | Hospital | Firm | Transport | Commercial | 0.63 | 1 | 2.0844 | 1.9798 | -0.39446 | 0.46729 | -0.53072 | 0.01828 | 0.035728 | 0.062729 | 0.10032 | 0.14788 | 0.20302 | 0.26197 | 0.32043 | 0.37446 | 0.42115 | 0.45897 | 0.48773 | 0.50821 | 0.5218 | 0.53006 | 0.53449 | 0.53629 | 0.53696 | 0.53691 | 0.53471 | 0.53252 | 0.19294 | 0 | 0 | 0 | 7.8576
v5.10_MeasureAssessmentTemplate_Commercial_All | Tank Water Heater - SEG Hospital - Consensing Gas Storage Water Heater (>= 94% EF) | Water Heat | Tank Water Heater | NR | Tank Water Heater 94% EF | Commercial | Hospital | Interruptible | Sales | Commercial | 0.63 | 1 | 1.7505 | 2.653 | -0.12036 | 0.46729 | -0.39962 | 0.018229 | 0.035629 | 0.062554 | 0.10004 | 0.14747 | 0.20246 | 0.26124 | 0.31954 | 0.37342 | 0.41998 | 0.4577 | 0.48637 | 0.5068 | 0.52035 | 0.52859 | 0.533 | 0.5348 | 0.53547 | 0.53542 | 0.53323 | 0.53104 | 0.19241 | 0 | 0 | 0 | 7.8358
v5.10_MeasureAssessmentTemplate_Commercial_All | Tank Water Heater - SEG Hospital - Consensing Gas Storage Water Heater (>= 94% EF) | Water Heat | Tank Water Heater | New | Tank Water Heater 94% EF | Commercial | Hospital | Firm | Sales | Commercial | 0.63 | 1 | 2.0844 | 3.1591 | -0.39446 | 0.82091 | -0.67372 | 0.005912 | 0.015797 | 0.028048 | 0.045366 | 0.067636 | 0.093913 | 0.12257 | 0.15165 | 0.17927 | 0.20397 | 0.22487 | 0.24176 | 0.25487 | 0.26476 | 0.27214 | 0.27766 | 0.28191 | 0.28564 | 0.28903 | 0.29131 | 0.29362 | 0.29595 | 0.29832 | 0.30071 | 0.30314 | 5.0898
v5.10_MeasureAssessmentTemplate_Commercial_All | Tank Water Heater - SEG Hospital - Consensing Gas Storage Water Heater (>= 94% EF) | Water Heat | Tank Water Heater | New | Tank Water Heater 94% EF | Commercial | Hospital | Firm | Transport | Commercial | 0.63 | 1 | 2.0844 | 1.9798 | -0.39446 | 0.46729 | -0.53072 | 0.0031098 | 0.0083096 | 0.014754 | 0.023863 | 0.035578 | 0.0494 | 0.064476 | 0.079773 | 0.094302 | 0.10729 | 0.11829 | 0.12717 | 0.13406 | 0.13927 | 0.14315 | 0.14606 | 0.14829 | 0.15025 | 0.15204 | 0.15324 | 0.15445 | 0.15568 | 0.15692 | 0.15818 | 0.15946 | 2.6774
v5.10_MeasureAssessmentTemplate_Commercial_All | Tank Water Heater - SEG Hospital - Consensing Gas Storage Water Heater (>= 94% EF) | Water Heat | Tank Water Heater | New | Tank Water Heater 94% EF | Commercial | Hospital | Interruptible | Sales | Commercial | 0.63 | 1 | 1.7505 | 2.653 | -0.12036 | 0.46729 | -0.39962 | 0.0031012 | 0.0082865 | 0.014713 | 0.023797 | 0.035479 | 0.049263 | 0.064297 | 0.079552 | 0.09404 | 0.10699 | 0.11796 | 0.12682 | 0.13369 | 0.13888 | 0.14275 | 0.14565 | 0.14788 | 0.14984 | 0.15162 | 0.15281 | 0.15402 | 0.15524 | 0.15648 | 0.15774 | 0.15901 | 2.6699
v5.10_MeasureAssessmentTemplate_Commercial_All | Tank Water Heater - SEG Hospital - Gas Absorption HPWH (106% EF to 140% EF) | Water Heat | Tank Water Heater | NR | Tank Water Heater HPWH | Commercial | Hospital | Firm | Sales | Commercial | 0.40755 | 1 | 3.8941 | 3.1591 | -0.77596 | 0.43941 | -0.67372 | 0 | 0 | 0.0029602 | 0.0055474 | 0.0094537 | 0.015019 | 0.02255 | 0.032259 | 0.0442 | 0.058198 | 0.073802 | 0.090284 | 0.1067 | 0.12202 | 0.13532 | 0.14595 | 0.15368 | 0.15912 | 0.16177 | 0.16374 | 0.16372 | 0.16305 | 0.16238 | 0.16172 | 0 | 2.1534
v5.10_MeasureAssessmentTemplate_Commercial_All | Tank Water Heater - SEG Hospital - Gas Absorption HPWH (106% EF to 140% EF) | Water Heat | Tank Water Heater | NR | Tank Water Heater HPWH | Commercial | Hospital | Firm | Transport | Commercial | 0.40755 | 1 | 3.8941 | 1.9798 | -0.77596 | 0.46729 | -0.53072 | 0 | 0 | 0.0015572 | 0.002918 | 0.0049729 | 0.0079004 | 0.011862 | 0.016969 | 0.02325 | 0.030613 | 0.038821 | 0.047491 | 0.056126 | 0.064185 | 0.07118 | 0.076772 | 0.080837 | 0.083702 | 0.085095 | 0.08613 | 0.086121 | 0.085768 | 0.085417 | 0.085066 | 0 | 1.1328
v5.10_MeasureAssessmentTemplate_Commercial_All | Tank Water Heater - SEG Hospital - Gas Absorption HPWH (106% EF to 140% EF) | Water Heat | Tank Water Heater | NR | Tank Water Heater HPWH | Commercial | Hospital | Interruptible | Sales | Commercial | 0.40755 | 1 | 3.2703 | 2.653 | -0.50186 | 0.46729 | -0.39962 | 0 | 0 | 0.0015528 | 0.0029099 | 0.0049591 | 0.0078785 | 0.011829 | 0.016922 | 0.023186 | 0.030528 | 0.038714 | 0.047359 | 0.05597 | 0.064007 | 0.070982 | 0.076559 | 0.080613 | 0.08347 | 0.084859 | 0.085891 | 0.085882 | 0.08553 | 0.08518 | 0.08483 | 0 | 1.1296
v5.10_MeasureAssessmentTemplate_Commercial_All | Tank Water Heater - SEG Hospital - Gas Absorption HPWH (106% EF to 140% EF) | Water Heat | Tank Water Heater | New | Tank Water Heater HPWH | Commercial | Hospital | Firm | Sales | Commercial | 0.40755 | 1 | 3.8941 | 3.1591 | -0.77596 | 0.43941 | -0.67372 | 0 | 0 | 0.00083551 | 0.0015835 | 0.0027292 | 0.0043855 | 0.0066599 | 0.0096373 | 0.013357 | 0.017792 | 0.022825 | 0.028249 | 0.033776 | 0.039081 | 0.043853 | 0.047859 | 0.050993 | 0.05343 | 0.054971 | 0.056308 | 0.056982 | 0.057435 | 0.057894 | 0.058359 | 0 | 0.719
v5.10_MeasureAssessmentTemplate_Commercial_All | Tank Water Heater - SEG Hospital - Gas Absorption HPWH (106% EF to 140% EF) | Water Heat | Tank Water Heater | New | Tank Water Heater HPWH | Commercial | Hospital | Firm | Transport | Commercial | 0.40755 | 1 | 3.8941 | 1.9798 | -0.77596 | 0.46729 | -0.53072 | 0 | 0 | 0.0004395 | 0.00083293 | 0.0014356 | 0.0023069 | 0.0035033 | 0.0050694 | 0.0070262 | 0.0093587 | 0.012006 | 0.014859 | 0.017767 | 0.020558 | 0.023067 | 0.025175 | 0.026823 | 0.028106 | 0.028916 | 0.029619 | 0.029974 | 0.030212 | 0.030454 | 0.030698 | 0 | 0.37821
v5.10_MeasureAssessmentTemplate_Commercial_All | Tank Water Heater - SEG Hospital - Gas Absorption HPWH (106% EF to 140% EF) | Water Heat | Tank Water Heater | New | Tank Water Heater HPWH | Commercial | Hospital | Interruptible | Sales | Commercial | 0.40755 | 1 | 3.2703 | 2.653 | -0.50186 | 0.46729 | -0.39962 | 0 | 0 | 0.00043828 | 0.00083062 | 0.0014316 | 0.0023005 | 0.0034935 | 0.0050553 | 0.0070067 | 0.0093328 | 0.011973 | 0.014818 | 0.017718 | 0.0205 | 0.023003 | 0.025105 | 0.026749 | 0.028028 | 0.028836 | 0.029537 | 0.029891 | 0.030128 | 0.030369 | 0.030613 | 0 | 0.37716
v5.10_MeasureAssessmentTemplate_Commercial_All | Tank Water Heater - SEG Lodging - Consensing Gas Storage Water Heater (>= 94% EF) | Water Heat | Tank Water Heater | NR | Tank Water Heater 94% EF | Commercial | Lodging | Firm | Sales | Commercial | 1.9 | 1 | 3.6464 | 3.1558 | -0.74659 | 0.46878 | -0.67372 | 0.34853 | 0.68147 | 1.1969 | 1.915 | 2.8241 | 3.8785 | 5.0068 | 6.1266 | 7.1624 | 8.0587 | 8.786 | 9.3402 | 9.7363 | 10.0007 | 10.1632 | 10.2521 | 10.2908 | 10.3079 | 10.311 | 10.2729 | 10.2348 | 4.3683 | 0 | 0 | 0 | 151.2631
v5.10_MeasureAssessmentTemplate_Commercial_All | Tank Water Heater - SEG Lodging - Consensing Gas Storage Water Heater (>= 94% EF) | Water Heat | Tank Water Heater | New | Tank Water Heater 94% EF | Commercial | Lodging | Firm | Sales | Commercial | 1.9 | 1 | 3.6464 | 3.1558 | -0.74659 | 0.46878 | -0.67372 | 0.059292 | 0.15433 | 0.27412 | 0.44354 | 0.66153 | 0.91889 | 1.1998 | 1.485 | 1.7561 | 1.9987 | 2.2043 | 2.3707 | 2.5001 | 2.5981 | 2.6713 | 2.7265 | 2.7692 | 2.8067 | 2.841 | 2.8643 | 2.8879 | 2.9117 | 2.9359 | 2.9604 | 2.9852 | 49.9845
v5.10_MeasureAssessmentTemplate_Commercial_All | Tank Water Heater - SEG Lodging - Gas Absorption HPWH (106% EF to 140% EF) | Water Heat | Tank Water Heater | NR | Tank Water Heater HPWH | Commercial | Lodging | Firm | Sales | Commercial | 1.2291 | 1 | 5.0188 | 3.1558 | -0.87478 | 0.34059 | -0.67372 | 0 | 0 | 0.029712 | 0.055702 | 0.094965 | 0.15093 | 0.2267 | 0.32444 | 0.44471 | 0.58579 | 0.74314 | 0.90947 | 1.0753 | 1.2302 | 1.3648 | 1.4726 | 1.5512 | 1.6068 | 1.6342 | 1.6547 | 1.6552 | 1.6491 | 1.643 | 1.6369 | 0 | 21.7395
v5.10_MeasureAssessmentTemplate_Commercial_All | Tank Water Heater - SEG Lodging - Gas Absorption HPWH (106% EF to 140% EF) | Water Heat | Tank Water Heater | New | Tank Water Heater HPWH | Commercial | Lodging | Firm | Sales | Commercial | 1.2291 | 1 | 5.0188 | 3.1558 | -0.87478 | 0.34059 | -0.67372 | 0 | 0 | 0.0081656 | 0.015481 | 0.026694 | 0.04291 | 0.065189 | 0.094366 | 0.13084 | 0.17434 | 0.22374 | 0.277 | 0.33133 | 0.3835 | 0.43047 | 0.46995 | 0.50089 | 0.52501 | 0.54032 | 0.55365 | 0.56045 | 0.56508 | 0.56978 | 0.57453 | 0 | 7.0637
v5.10_MeasureAssessmentTemplate_Commercial_All | Tank Water Heater - SEG Office - Consensing Gas Storage Water Heater (>= 94% EF) | Water Heat | Tank Water Heater | NR | Tank Water Heater 94% EF | Commercial | Large Office | Firm | Sales | Commercial | 0.94 | 1 | 2.664 | 3.1585 | -0.57317 | 0.6422 | -0.67372 | 0.22196 | 0.4343 | 0.76335 | 1.2222 | 1.8036 | 2.4788 | 3.2021 | 3.921 | 4.5871 | 5.1648 | 5.6349 | 5.9945 | 6.2531 | 6.4274 | 6.5364 | 7.7354 | 8.031 | 7.9941 | 7.9156 | 7.7756 | 7.6117 | 4.4077 | 0.68176 | 0.52919 | 0.39396 | 107.7214
v5.10_MeasureAssessmentTemplate_Commercial_All | Tank Water Heater - SEG Office - Consensing Gas Storage Water Heater (>= 94% EF) | Water Heat | Tank Water Heater | NR | Tank Water Heater 94% EF | Commercial | Large Office | Firm | Sales | Industrial | 0.94 | 1 | 2.664 | 3.1585 | -0.57317 | 0.6422 | -0.67372 | 0.002088 | 0.0040855 | 0.007181 | 0.011497 | 0.016967 | 0.023318 | 0.030122 | 0.036885 | 0.043152 | 0.048586 | 0.053008 | 0.056391 | 0.058824 | 0.060463 | 0.061489 | 0.072768 | 0.075549 | 0.075201 | 0.074463 | 0.073146 | 0.071604 | 0.041463 | 0.0064134 | 0.0049781 | 0.003706 | 1.0133
v5.10_MeasureAssessmentTemplate_Commercial_All | Tank Water Heater - SEG Office - Consensing Gas Storage Water Heater (>= 94% EF) | Water Heat | Tank Water Heater | NR | Tank Water Heater 94% EF | Commercial | Medium Office | Firm | Sales | Commercial | 0.94 | 1 | 2.664 | 3.1585 | -0.57317 | 0.6422 | -0.67372 | 0.21096 | 0.41279 | 0.72553 | 1.1616 | 1.7142 | 2.356 | 3.0434 | 3.7267 | 4.3599 | 4.9089 | 5.3557 | 5.6975 | 5.9433 | 6.109 | 6.2126 | 7.3521 | 7.6332 | 7.598 | 7.5235 | 7.3904 | 7.2346 | 4.1893 | 0.64798 | 0.50297 | 0.37444 | 102.3845
v5.10_MeasureAssessmentTemplate_Commercial_All | Tank Water Heater - SEG Office - Consensing Gas Storage Water Heater (>= 94% EF) | Water Heat | Tank Water Heater | NR | Tank Water Heater 94% EF | Commercial | Small Office | Firm | Sales | Commercial | 0.94 | 1 | 2.664 | 3.1585 | -0.57317 | 0.6422 | -0.67372 | 0.30549 | 0.59774 | 1.0506 | 1.6821 | 2.4823 | 3.4116 | 4.4071 | 5.3965 | 6.3134 | 7.1084 | 7.7554 | 8.2504 | 8.6063 | 8.8462 | 8.9963 | 10.6464 | 11.0533 | 11.0024 | 10.8945 | 10.7018 | 10.4761 | 6.0664 | 0.93832 | 0.72833 | 0.54222 | 148.2597
v5.10_MeasureAssessmentTemplate_Commercial_All | Tank Water Heater - SEG Office - Consensing Gas Storage Water Heater (>= 94% EF) | Water Heat | Tank Water Heater | New | Tank Water Heater 94% EF | Commercial | Large Office | Firm | Sales | Commercial | 0.94 | 1 | 2.664 | 3.1585 | -0.57317 | 0.6422 | -0.67372 | 0.037761 | 0.09371 | 0.16657 | 0.2697 | 0.40252 | 0.55948 | 0.73098 | 0.90534 | 1.0713 | 1.2201 | 1.3465 | 1.449 | 1.529 | 1.5899 | 1.6357 | 1.6705 | 1.6976 | 1.7216 | 1.7437 | 1.7589 | 1.7744 | 1.7901 | 1.8059 | 1.822 | 1.8382 | 30.6305
v5.10_MeasureAssessmentTemplate_Commercial_All | Tank Water Heater - SEG Office - Consensing Gas Storage Water Heater (>= 94% EF) | Water Heat | Tank Water Heater | New | Tank Water Heater 94% EF | Commercial | Large Office | Firm | Sales | Industrial | 0.94 | 1 | 2.664 | 3.1585 | -0.57317 | 0.6422 | -0.67372 | 0.00035522 | 0.00088154 | 0.0015669 | 0.0025371 | 0.0037865 | 0.0052631 | 0.0068764 | 0.0085166 | 0.010078 | 0.011477 | 0.012667 | 0.013631 | 0.014384 | 0.014956 | 0.015387 | 0.015714 | 0.01597 | 0.016196 | 0.016403 | 0.016547 | 0.016692 | 0.016839 | 0.016989 | 0.017139 | 0.017292 | 0.28814
v5.10_MeasureAssessmentTemplate_Commercial_All | Tank Water Heater - SEG Office - Consensing Gas Storage Water Heater (>= 94% EF) | Water Heat | Tank Water Heater | New | Tank Water Heater 94% EF | Commercial | Medium Office | Firm | Sales | Commercial | 0.94 | 1 | 2.664 | 3.1585 | -0.57317 | 0.6422 | -0.67372 | 0.03589 | 0.089067 | 0.15831 | 0.25633 | 0.38257 | 0.53177 | 0.69477 | 0.86049 | 1.0182 | 1.1596 | 1.2798 | 1.3772 | 1.4533 | 1.5111 | 1.5547 | 1.5877 | 1.6135 | 1.6363 | 1.6573 | 1.6718 | 1.6865 | 1.7014 | 1.7165 | 1.7317 | 1.7471 | 29.113
v5.10_MeasureAssessmentTemplate_Commercial_All | Tank Water Heater - SEG Office - Consensing Gas Storage Water Heater (>= 94% EF) | Water Heat | Tank Water Heater | New | Tank Water Heater 94% EF | Commercial | Small Office | Firm | Sales | Commercial | 0.94 | 1 | 2.664 | 3.1585 | -0.57317 | 0.6422 | -0.67372 | 0.051971 | 0.12898 | 0.22925 | 0.37119 | 0.55399 | 0.77003 | 1.0061 | 1.246 | 1.4745 | 1.6792 | 1.8532 | 1.9943 | 2.1044 | 2.1882 | 2.2513 | 2.2991 | 2.3365 | 2.3695 | 2.3998 | 2.4209 | 2.4422 | 2.4637 | 2.4855 | 2.5076 | 2.5299 | 42.1576
v5.10_MeasureAssessmentTemplate_Commercial_All | Tank Water Heater - SEG Office - Gas Absorption HPWH (106% EF to 140% EF) | Water Heat | Tank Water Heater | NR | Tank Water Heater HPWH | Commercial | Large Office | Firm | Sales | Commercial | 0.60809 | 1 | 4.3951 | 3.1585 | -0.82611 | 0.38926 | -0.67372 | 0 | 0 | 0.018949 | 0.035549 | 0.060649 | 0.09646 | 0.14498 | 0.20764 | 0.28481 | 0.37543 | 0.47661 | 0.5837 | 0.69059 | 0.79062 | 0.87775 | 0.94776 | 0.99904 | 1.0356 | 1.054 | 1.068 | 1.0691 | 1.0659 | 1.0627 | 1.0595 | 0 | 14.0051
v5.10_MeasureAssessmentTemplate_Commercial_All | Tank Water Heater - SEG Office - Gas Absorption HPWH (106% EF to 140% EF) | Water Heat | Tank Water Heater | NR | Tank Water Heater HPWH | Commercial | Large Office | Firm | Sales | Industrial | 0.60809 | 1 | 4.3951 | 3.1585 | -0.82611 | 0.38926 | -0.67372 | 0 | 0 | 0.00017826 | 0.00033441 | 0.00057053 | 0.00090741 | 0.0013639 | 0.0019533 | 0.0026793 | 0.0035317 | 0.0044835 | 0.0054909 | 0.0064964 | 0.0074374 | 0.0082571 | 0.0089156 | 0.0093981 | 0.0097419 | 0.009915 | 0.010047 | 0.010057 | 0.010027 | 0.0099965 | 0.0099665 | 0 | 0.13175
v5.10_MeasureAssessmentTemplate_Commercial_All | Tank Water Heater - SEG Office - Gas Absorption HPWH (106% EF to 140% EF) | Water Heat | Tank Water Heater | NR | Tank Water Heater HPWH | Commercial | Medium Office | Firm | Sales | Commercial | 0.60809 | 1 | 4.3951 | 3.1585 | -0.82611 | 0.38926 | -0.67372 | 0 | 0 | 0.01801 | 0.033788 | 0.057644 | 0.091681 | 0.1378 | 0.19735 | 0.2707 | 0.35683 | 0.453 | 0.55478 | 0.65637 | 0.75145 | 0.83426 | 0.9008 | 0.94955 | 0.98428 | 1.0018 | 1.0151 | 1.0161 | 1.013 | 1.01 | 1.007 | 0 | 13.3113
v5.10_MeasureAssessmentTemplate_Commercial_All | Tank Water Heater - SEG Office - Gas Absorption HPWH (106% EF to 140% EF) | Water Heat | Tank Water Heater | NR | Tank Water Heater HPWH | Commercial | Small Office | Firm | Sales | Commercial | 0.60809 | 1 | 4.3951 | 3.1585 | -0.82611 | 0.38926 | -0.67372 | 0 | 0 | 0.02608 | 0.048927 | 0.083473 | 0.13276 | 0.19955 | 0.28578 | 0.392 | 0.51671 | 0.65597 | 0.80336 | 0.95047 | 1.0881 | 1.2081 | 1.3044 | 1.375 | 1.4253 | 1.4506 | 1.4699 | 1.4714 | 1.467 | 1.4626 | 1.4582 | 0 | 19.2756
v5.10_MeasureAssessmentTemplate_Commercial_All | Tank Water Heater - SEG Office - Gas Absorption HPWH (106% EF to 140% EF) | Water Heat | Tank Water Heater | New | Tank Water Heater HPWH | Commercial | Large Office | Firm | Sales | Commercial | 0.60809 | 1 | 4.3951 | 3.1585 | -0.82611 | 0.38926 | -0.67372 | 0 | 0 | 0.0049617 | 0.0094135 | 0.016242 | 0.026127 | 0.039717 | 0.057532 | 0.07982 | 0.10643 | 0.13667 | 0.16931 | 0.20264 | 0.23469 | 0.26359 | 0.28793 | 0.30707 | 0.32204 | 0.33162 | 0.33999 | 0.34436 | 0.3474 | 0.35048 | 0.35359 | 0 | 4.3316
v5.10_MeasureAssessmentTemplate_Commercial_All | Tank Water Heater - SEG Office - Gas Absorption HPWH (106% EF to 140% EF) | Water Heat | Tank Water Heater | New | Tank Water Heater HPWH | Commercial | Large Office | Firm | Sales | Industrial | 0.60809 | 1 | 4.3951 | 3.1585 | -0.82611 | 0.38926 | -0.67372 | 0 | 0 | 4.6675e-05 | 8.8554e-05 | 0.00015279 | 0.00024578 | 0.00037363 | 0.00054121 | 0.00075088 | 0.0010012 | 0.0012856 | 0.0015927 | 0.0019062 | 0.0022077 | 0.0024796 | 0.0027086 | 0.0028887 | 0.0030295 | 0.0031196 | 0.0031984 | 0.0032394 | 0.003268 | 0.003297 | 0.0033262 | 0 | 0.040748
v5.10_MeasureAssessmentTemplate_Commercial_All | Tank Water Heater - SEG Office - Gas Absorption HPWH (106% EF to 140% EF) | Water Heat | Tank Water Heater | New | Tank Water Heater HPWH | Commercial | Medium Office | Firm | Sales | Commercial | 0.60809 | 1 | 4.3951 | 3.1585 | -0.82611 | 0.38926 | -0.67372 | 0 | 0 | 0.0047159 | 0.0089472 | 0.015438 | 0.024832 | 0.03775 | 0.054682 | 0.075866 | 0.10115 | 0.1299 | 0.16092 | 0.1926 | 0.22306 | 0.25053 | 0.27367 | 0.29186 | 0.30609 | 0.31519 | 0.32315 | 0.3273 | 0.33019 | 0.33311 | 0.33607 | 0 | 4.117
v5.10_MeasureAssessmentTemplate_Commercial_All | Tank Water Heater - SEG Office - Gas Absorption HPWH (106% EF to 140% EF) | Water Heat | Tank Water Heater | New | Tank Water Heater HPWH | Commercial | Small Office | Firm | Sales | Commercial | 0.60809 | 1 | 4.3951 | 3.1585 | -0.82611 | 0.38926 | -0.67372 | 0 | 0 | 0.0068289 | 0.012956 | 0.022355 | 0.035959 | 0.054664 | 0.079183 | 0.10986 | 0.14648 | 0.1881 | 0.23302 | 0.27889 | 0.323 | 0.36278 | 0.39629 | 0.42263 | 0.44323 | 0.45642 | 0.46794 | 0.47395 | 0.47814 | 0.48237 | 0.48665 | 0 | 5.9617
v5.10_MeasureAssessmentTemplate_Commercial_All | Tank Water Heater - SEG Other - Consensing Gas Storage Water Heater (>= 94% EF) | Water Heat | Tank Water Heater | NR | Tank Water Heater 94% EF | Commercial | Assembly | Firm | Sales | Commercial | 0.87 | 1 | 2.5057 | 3.1589 | -0.53252 | 0.68285 | -0.67372 | 0.11502 | 0.22473 | 0.3944 | 0.63052 | 0.92909 | 1.275 | 1.6446 | 2.0108 | 2.3489 | 2.6407 | 2.8768 | 3.0558 | 3.1829 | 3.2668 | 3.3172 | 3.3436 | 3.3536 | 3.3565 | 3.3549 | 3.3398 | 3.3248 | 0.99692 | 0 | 0 | 0 | 48.9835
v5.10_MeasureAssessmentTemplate_Commercial_All | Tank Water Heater - SEG Other - Consensing Gas Storage Water Heater (>= 94% EF) | Water Heat | Tank Water Heater | NR | Tank Water Heater 94% EF | Commercial | Other | Firm | Sales | Commercial | 0.87 | 1 | 2.5057 | 3.1589 | -0.53252 | 0.68285 | -0.67372 | 0.025332 | 0.049268 | 0.086075 | 0.13698 | 0.20093 | 0.27449 | 0.35245 | 0.42898 | 0.49885 | 0.55828 | 0.60543 | 0.6402 | 0.6638 | 0.67819 | 0.68555 | 0.68786 | 0.68679 | 0.68427 | 0.68084 | 0.67471 | 0.37405 | 0 | 0 | 0 | 0 | 9.6733
v5.10_MeasureAssessmentTemplate_Commercial_All | Tank Water Heater - SEG Other - Consensing Gas Storage Water Heater (>= 94% EF) | Water Heat | Tank Water Heater | New | Tank Water Heater 94% EF | Commercial | Assembly | Firm | Sales | Commercial | 0.87 | 1 | 2.5057 | 3.1589 | -0.53252 | 0.68285 | -0.67372 | 0.019568 | 0.053596 | 0.095125 | 0.1538 | 0.22921 | 0.31815 | 0.41509 | 0.51338 | 0.60666 | 0.68998 | 0.76045 | 0.81726 | 0.86128 | 0.89442 | 0.91903 | 0.93738 | 0.95143 | 0.9637 | 0.97484 | 0.98221 | 0.98968 | 0.99725 | 1.0049 | 1.0127 | 1.0206 | 17.1817
v5.10_MeasureAssessmentTemplate_Commercial_All | Tank Water Heater - SEG Other - Consensing Gas Storage Water Heater (>= 94% EF) | Water Heat | Tank Water Heater | New | Tank Water Heater 94% EF | Commercial | Other | Firm | Sales | Commercial | 0.87 | 1 | 2.5057 | 3.1589 | -0.53252 | 0.68285 | -0.67372 | 0.0043096 | 0.015169 | 0.026803 | 0.043145 | 0.06402 | 0.088477 | 0.11494 | 0.14157 | 0.16659 | 0.18869 | 0.20712 | 0.2217 | 0.23272 | 0.24073 | 0.2464 | 0.25037 | 0.25317 | 0.25548 | 0.25749 | 0.25851 | 0.25955 | 0.26062 | 0.26171 | 0.26284 | 0.264 | 4.5861
v5.10_MeasureAssessmentTemplate_Commercial_All | Tank Water Heater - SEG Other - Gas Absorption HPWH (106% EF to 140% EF) | Water Heat | Tank Water Heater | NR | Tank Water Heater HPWH | Commercial | Assembly | Firm | Sales | Commercial | 0.5628 | 1 | 4.2705 | 3.1589 | -0.81471 | 0.40067 | -0.67372 | 0 | 0 | 0.0097905 | 0.01834 | 0.031242 | 0.049615 | 0.074463 | 0.10648 | 0.14584 | 0.19196 | 0.24333 | 0.29755 | 0.35152 | 0.40184 | 0.44546 | 0.48027 | 0.5055 | 0.52321 | 0.53172 | 0.53797 | 0.53771 | 0.5353 | 0.5329 | 0.5305 | 0 | 7.0825
v5.10_MeasureAssessmentTemplate_Commercial_All | Tank Water Heater - SEG Other - Gas Absorption HPWH (106% EF to 140% EF) | Water Heat | Tank Water Heater | NR | Tank Water Heater HPWH | Commercial | Other | Firm | Sales | Commercial | 0.5628 | 1 | 4.2705 | 3.1589 | -0.81471 | 0.40067 | -0.67372 | 0 | 0 | 0.0021367 | 0.0039844 | 0.0067567 | 0.010682 | 0.015958 | 0.022717 | 0.030973 | 0.040582 | 0.051209 | 0.062337 | 0.073309 | 0.083423 | 0.092059 | 0.098803 | 0.10352 | 0.10666 | 0.10791 | 0.10868 | 0.10814 | 0.10716 | 0.1062 | 0.10524 | 0 | 1.4484
v5.10_MeasureAssessmentTemplate_Commercial_All | Tank Water Heater - SEG Other - Gas Absorption HPWH (106% EF to 140% EF) | Water Heat | Tank Water Heater | New | Tank Water Heater HPWH | Commercial | Assembly | Firm | Sales | Commercial | 0.5628 | 1 | 4.2705 | 3.1589 | -0.81471 | 0.40067 | -0.67372 | 0 | 0 | 0.0028336 | 0.0053682 | 0.0092492 | 0.014857 | 0.022553 | 0.032624 | 0.045201 | 0.060186 | 0.077185 | 0.095494 | 0.11414 | 0.13202 | 0.14809 | 0.16157 | 0.1721 | 0.18026 | 0.1854 | 0.18986 | 0.19207 | 0.19354 | 0.19503 | 0.19653 | 0 | 2.4262
v5.10_MeasureAssessmentTemplate_Commercial_All | Tank Water Heater - SEG Other - Gas Absorption HPWH (106% EF to 140% EF) | Water Heat | Tank Water Heater | New | Tank Water Heater HPWH | Commercial | Other | Firm | Sales | Commercial | 0.5628 | 1 | 4.2705 | 3.1589 | -0.81471 | 0.40067 | -0.67372 | 0 | 0 | 0.00079843 | 0.0015059 | 0.0025833 | 0.0041317 | 0.0062454 | 0.0089962 | 0.012412 | 0.016459 | 0.021023 | 0.025905 | 0.030842 | 0.035534 | 0.039706 | 0.043155 | 0.045793 | 0.047789 | 0.048972 | 0.049968 | 0.05037 | 0.050578 | 0.050791 | 0.05101 | 0 | 0.64457
v5.10_MeasureAssessmentTemplate_Commercial_All | Tank Water Heater - SEG Restaurant - Consensing Gas Storage Water Heater (>= 94% EF) | Water Heat | Tank Water Heater | NR | Tank Water Heater 94% EF | Commercial | Restaurant | Firm | Sales | Commercial | 1.84 | 1 | 3.6426 | 3.1589 | -0.74565 | 0.46972 | -0.67372 | 0.20372 | 0.39621 | 0.6922 | 1.1016 | 1.6159 | 2.2074 | 2.8343 | 3.4498 | 4.0116 | 4.4896 | 4.8687 | 5.1483 | 5.3381 | 5.4539 | 5.513 | 6.5753 | 7.3497 | 7.2505 | 7.1031 | 6.8909 | 4.2815 | 1.0659 | 0.8573 | 0.66177 | 0.48997 | 89.8503
v5.10_MeasureAssessmentTemplate_Commercial_All | Tank Water Heater - SEG Restaurant - Consensing Gas Storage Water Heater (>= 94% EF) | Water Heat | Tank Water Heater | New | Tank Water Heater 94% EF | Commercial | Restaurant | Firm | Sales | Commercial | 1.84 | 1 | 3.6426 | 3.1589 | -0.74565 | 0.46972 | -0.67372 | 0.034657 | 0.12199 | 0.21555 | 0.34696 | 0.51484 | 0.71151 | 0.92436 | 1.1384 | 1.3397 | 1.5174 | 1.6656 | 1.7829 | 1.8715 | 1.9359 | 1.9815 | 2.0134 | 2.0359 | 2.0545 | 2.0707 | 2.0789 | 2.0872 | 2.0958 | 2.1047 | 2.1137 | 2.123 | 36.8808
v5.10_MeasureAssessmentTemplate_Commercial_All | Tank Water Heater - SEG Restaurant - Gas Absorption HPWH (106% EF to 140% EF) | Water Heat | Tank Water Heater | NR | Tank Water Heater HPWH | Commercial | Restaurant | Firm | Sales | Commercial | 1.1903 | 1 | 5.0198 | 3.1589 | -0.87452 | 0.34085 | -0.67372 | 0 | 0 | 0.017183 | 0.032042 | 0.054336 | 0.0859 | 0.12833 | 0.18269 | 0.24908 | 0.32635 | 0.41181 | 0.5013 | 0.58953 | 0.67087 | 0.74032 | 0.79455 | 0.83251 | 0.85777 | 0.86776 | 0.87399 | 0.8696 | 0.86178 | 0.85402 | 0.84633 | 0 | 11.6481
v5.10_MeasureAssessmentTemplate_Commercial_All | Tank Water Heater - SEG Restaurant - Gas Absorption HPWH (106% EF to 140% EF) | Water Heat | Tank Water Heater | New | Tank Water Heater HPWH | Commercial | Restaurant | Firm | Sales | Commercial | 1.1903 | 1 | 5.0198 | 3.1589 | -0.87452 | 0.34085 | -0.67372 | 0 | 0 | 0.0064208 | 0.01211 | 0.020775 | 0.033226 | 0.050224 | 0.072345 | 0.099819 | 0.13236 | 0.16906 | 0.20832 | 0.24802 | 0.28576 | 0.31931 | 0.34704 | 0.36826 | 0.38431 | 0.39382 | 0.40183 | 0.40507 | 0.40674 | 0.40845 | 0.41021 | 0 | 5.1835
v5.10_MeasureAssessmentTemplate_Commercial_All | Tank Water Heater - SEG Retail - Consensing Gas Storage Water Heater (>= 94% EF) | Water Heat | Tank Water Heater | NR | Tank Water Heater 94% EF | Commercial | Extra Large Retail | Firm | Sales | Commercial | 1.11 | 1 | 2.8805 | 3.1589 | -0.62137 | 0.594 | -0.67372 | 0.044189 | 0.086324 | 0.15148 | 0.24214 | 0.35677 | 0.48953 | 0.63136 | 0.77187 | 0.90156 | 1.0135 | 1.1039 | 1.1725 | 1.2211 | 1.2531 | 1.2724 | 1.5087 | 1.5965 | 1.5854 | 1.5654 | 1.5326 | 1.4946 | 0.54384 | 0.14949 | 0.11586 | 0.086129 | 20.8902
v5.10_MeasureAssessmentTemplate_Commercial_All | Tank Water Heater - SEG Retail - Consensing Gas Storage Water Heater (>= 94% EF) | Water Heat | Tank Water Heater | NR | Tank Water Heater 94% EF | Commercial | Extra Large Retail | Firm | Transport | Commercial | 1.11 | 1 | 2.8805 | 1.9798 | -0.62137 | 0.46729 | -0.53072 | 0.004371 | 0.0085388 | 0.014984 | 0.023952 | 0.03529 | 0.048422 | 0.062451 | 0.07635 | 0.089179 | 0.10025 | 0.1092 | 0.11598 | 0.12079 | 0.12396 | 0.12586 | 0.12684 | 0.12721 | 0.1273 | 0.12723 | 0.12664 | 0.12606 | 0.035485 | 0 | 0 | 0 | 1.8563
v5.10_MeasureAssessmentTemplate_Commercial_All | Tank Water Heater - SEG Retail - Consensing Gas Storage Water Heater (>= 94% EF) | Water Heat | Tank Water Heater | NR | Tank Water Heater 94% EF | Commercial | Large Retail | Firm | Sales | Commercial | 1.11 | 1 | 2.8805 | 3.1589 | -0.62137 | 0.594 | -0.67372 | 0.01329 | 0.025962 | 0.04556 | 0.072826 | 0.1073 | 0.14723 | 0.18989 | 0.23215 | 0.27115 | 0.30481 | 0.33201 | 0.35264 | 0.36726 | 0.37689 | 0.38267 | 0.45375 | 0.48017 | 0.47681 | 0.47079 | 0.46093 | 0.44952 | 0.16356 | 0.044959 | 0.034846 | 0.025904 | 6.2829
v5.10_MeasureAssessmentTemplate_Commercial_All | Tank Water Heater - SEG Retail - Consensing Gas Storage Water Heater (>= 94% EF) | Water Heat | Tank Water Heater | NR | Tank Water Heater 94% EF | Commercial | Medium Retail | Firm | Sales | Commercial | 1.11 | 1 | 2.8805 | 3.1589 | -0.62137 | 0.594 | -0.67372 | 0.020921 | 0.040869 | 0.071719 | 0.11464 | 0.16891 | 0.23177 | 0.29891 | 0.36544 | 0.42684 | 0.47982 | 0.52265 | 0.55511 | 0.57813 | 0.5933 | 0.60239 | 0.71429 | 0.75587 | 0.75059 | 0.74111 | 0.72559 | 0.70762 | 0.25748 | 0.070774 | 0.054854 | 0.040777 | 9.8904
v5.10_MeasureAssessmentTemplate_Commercial_All | Tank Water Heater - SEG Retail - Consensing Gas Storage Water Heater (>= 94% EF) | Water Heat | Tank Water Heater | NR | Tank Water Heater 94% EF | Commercial | Medium Retail | Firm | Sales | Industrial | 1.11 | 1 | 2.8805 | 3.1589 | -0.62137 | 0.594 | -0.67372 | 6.7313e-05 | 0.0001315 | 0.00023075 | 0.00036886 | 0.00054346 | 0.0007457 | 0.00096175 | 0.0011758 | 0.0013733 | 0.0015438 | 0.0016816 | 0.0017861 | 0.0018601 | 0.0019089 | 0.0019382 | 0.0022982 | 0.002432 | 0.002415 | 0.0023845 | 0.0023346 | 0.0022767 | 0.00082843 | 0.00022771 | 0.00017649 | 0.0001312 | 0.031822
v5.10_MeasureAssessmentTemplate_Commercial_All | Tank Water Heater - SEG Retail - Consensing Gas Storage Water Heater (>= 94% EF) | Water Heat | Tank Water Heater | NR | Tank Water Heater 94% EF | Commercial | Small Retail | Firm | Sales | Commercial | 1.11 | 1 | 2.8805 | 3.1589 | -0.62137 | 0.594 | -0.67372 | 0.031961 | 0.062436 | 0.10956 | 0.17514 | 0.25804 | 0.35407 | 0.45665 | 0.55828 | 0.65208 | 0.73301 | 0.79844 | 0.84804 | 0.88321 | 0.90637 | 0.92027 | 1.0912 | 1.1547 | 1.1467 | 1.1322 | 1.1085 | 1.081 | 0.39334 | 0.10812 | 0.0838 | 0.062295 | 15.1094
v5.10_MeasureAssessmentTemplate_Commercial_All | Tank Water Heater - SEG Retail - Consensing Gas Storage Water Heater (>= 94% EF) | Water Heat | Tank Water Heater | New | Tank Water Heater 94% EF | Commercial | Extra Large Retail | Firm | Sales | Commercial | 1.11 | 1 | 2.8805 | 3.1589 | -0.62137 | 0.594 | -0.67372 | 0.0075175 | 0.020737 | 0.036802 | 0.059495 | 0.088658 | 0.12304 | 0.16052 | 0.19851 | 0.23455 | 0.26674 | 0.29395 | 0.31588 | 0.33286 | 0.34564 | 0.35511 | 0.36217 | 0.36756 | 0.37226 | 0.37653 | 0.37935 | 0.3822 | 0.38509 | 0.38801 | 0.39098 | 0.39399 | 6.6382
v5.10_MeasureAssessmentTemplate_Commercial_All | Tank Water Heater - SEG Retail - Consensing Gas Storage Water Heater (>= 94% EF) | Water Heat | Tank Water Heater | New | Tank Water Heater 94% EF | Commercial | Extra Large Retail | Firm | Transport | Commercial | 1.11 | 1 | 2.8805 | 1.9798 | -0.62137 | 0.46729 | -0.53072 | 0.0007436 | 0.0020512 | 0.0036403 | 0.005885 | 0.0087697 | 0.012171 | 0.015878 | 0.019636 | 0.023201 | 0.026385 | 0.029076 | 0.031245 | 0.032925 | 0.034189 | 0.035126 | 0.035824 | 0.036358 | 0.036823 | 0.037245 | 0.037523 | 0.037805 | 0.038091 | 0.038381 | 0.038674 | 0.038972 | 0.65662
v5.10_MeasureAssessmentTemplate_Commercial_All | Tank Water Heater - SEG Retail - Consensing Gas Storage Water Heater (>= 94% EF) | Water Heat | Tank Water Heater | New | Tank Water Heater 94% EF | Commercial | Large Retail | Firm | Sales | Commercial | 1.11 | 1 | 2.8805 | 3.1589 | -0.62137 | 0.594 | -0.67372 | 0.0022609 | 0.0062369 | 0.011068 | 0.017893 | 0.026664 | 0.037006 | 0.048277 | 0.059703 | 0.070544 | 0.080224 | 0.088408 | 0.095003 | 0.10011 | 0.10395 | 0.1068 | 0.10892 | 0.11055 | 0.11196 | 0.11325 | 0.11409 | 0.11495 | 0.11582 | 0.1167 | 0.11759 | 0.11849 | 1.9965
v5.10_MeasureAssessmentTemplate_Commercial_All | Tank Water Heater - SEG Retail - Consensing Gas Storage Water Heater (>= 94% EF) | Water Heat | Tank Water Heater | New | Tank Water Heater 94% EF | Commercial | Medium Retail | Firm | Sales | Commercial | 1.11 | 1 | 2.8805 | 3.1589 | -0.62137 | 0.594 | -0.67372 | 0.0035591 | 0.009818 | 0.017424 | 0.028168 | 0.041975 | 0.058254 | 0.075996 | 0.093983 | 0.11105 | 0.12629 | 0.13917 | 0.14955 | 0.15759 | 0.16364 | 0.16812 | 0.17147 | 0.17402 | 0.17625 | 0.17827 | 0.1796 | 0.18095 | 0.18232 | 0.1837 | 0.18511 | 0.18653 | 3.1428
v5.10_MeasureAssessmentTemplate_Commercial_All | Tank Water Heater - SEG Retail - Consensing Gas Storage Water Heater (>= 94% EF) | Water Heat | Tank Water Heater | New | Tank Water Heater 94% EF | Commercial | Medium Retail | Firm | Sales | Industrial | 1.11 | 1 | 2.8805 | 3.1589 | -0.62137 | 0.594 | -0.67372 | 1.1451e-05 | 3.1589e-05 | 5.606e-05 | 9.0629e-05 | 0.00013505 | 0.00018743 | 0.00024452 | 0.00030239 | 0.0003573 | 0.00040632 | 0.00044778 | 0.00048118 | 0.00050705 | 0.00052651 | 0.00054094 | 0.00055169 | 0.00055991 | 0.00056707 | 0.00057357 | 0.00057786 | 0.0005822 | 0.0005866 | 0.00059106 | 0.00059558 | 0.00060016 | 0.010112
v5.10_MeasureAssessmentTemplate_Commercial_All | Tank Water Heater - SEG Retail - Consensing Gas Storage Water Heater (>= 94% EF) | Water Heat | Tank Water Heater | New | Tank Water Heater 94% EF | Commercial | Small Retail | Firm | Sales | Commercial | 1.11 | 1 | 2.8805 | 3.1589 | -0.62137 | 0.594 | -0.67372 | 0.0054372 | 0.014999 | 0.026618 | 0.043031 | 0.064124 | 0.088995 | 0.1161 | 0.14358 | 0.16965 | 0.19293 | 0.21261 | 0.22847 | 0.24075 | 0.24999 | 0.25684 | 0.26195 | 0.26585 | 0.26925 | 0.27234 | 0.27437 | 0.27643 | 0.27852 | 0.28064 | 0.28279 | 0.28496 | 4.8012
v5.10_MeasureAssessmentTemplate_Commercial_All | Tank Water Heater - SEG Retail - Gas Absorption HPWH (106% EF to 140% EF) | Water Heat | Tank Water Heater | NR | Tank Water Heater HPWH | Commercial | Extra Large Retail | Firm | Sales | Commercial | 0.71806 | 1 | 4.5539 | 3.1589 | -0.83964 | 0.37573 | -0.67372 | 0 | 0 | 0.0037604 | 0.0070432 | 0.011997 | 0.01905 | 0.028587 | 0.040875 | 0.055978 | 0.073668 | 0.093373 | 0.11417 | 0.13486 | 0.15415 | 0.17086 | 0.18419 | 0.19385 | 0.20061 | 0.20385 | 0.20623 | 0.2061 | 0.20515 | 0.20421 | 0.20327 | 0 | 2.7158
v5.10_MeasureAssessmentTemplate_Commercial_All | Tank Water Heater - SEG Retail - Gas Absorption HPWH (106% EF to 140% EF) | Water Heat | Tank Water Heater | NR | Tank Water Heater HPWH | Commercial | Extra Large Retail | Firm | Transport | Commercial | 0.71806 | 1 | 4.5539 | 1.9798 | -0.83964 | 0.46729 | -0.53072 | 0 | 0 | 0.00037196 | 0.00069668 | 0.0011867 | 0.0018843 | 0.0028277 | 0.0040432 | 0.0055371 | 0.007287 | 0.0092361 | 0.011293 | 0.01334 | 0.015247 | 0.016901 | 0.018219 | 0.019174 | 0.019844 | 0.020164 | 0.020399 | 0.020387 | 0.020293 | 0.0202 | 0.020107 | 0 | 0.26864
v5.10_MeasureAssessmentTemplate_Commercial_All | Tank Water Heater - SEG Retail - Gas Absorption HPWH (106% EF to 140% EF) | Water Heat | Tank Water Heater | NR | Tank Water Heater HPWH | Commercial | Large Retail | Firm | Sales | Commercial | 0.71806 | 1 | 4.5539 | 3.1589 | -0.83964 | 0.37573 | -0.67372 | 0 | 0 | 0.001131 | 0.0021183 | 0.0036081 | 0.0057294 | 0.0085978 | 0.012294 | 0.016836 | 0.022156 | 0.028083 | 0.034337 | 0.04056 | 0.04636 | 0.051387 | 0.055396 | 0.058301 | 0.060336 | 0.06131 | 0.062024 | 0.061987 | 0.061702 | 0.061418 | 0.061135 | 0 | 0.81681
v5.10_MeasureAssessmentTemplate_Commercial_All | Tank Water Heater - SEG Retail - Gas Absorption HPWH (106% EF to 140% EF) | Water Heat | Tank Water Heater | NR | Tank Water Heater HPWH | Commercial | Medium Retail | Firm | Sales | Commercial | 0.71806 | 1 | 4.5539 | 3.1589 | -0.83964 | 0.37573 | -0.67372 | 0 | 0 | 0.0017803 | 0.0033346 | 0.0056799 | 0.0090191 | 0.013534 | 0.019352 | 0.026502 | 0.034878 | 0.044207 | 0.054053 | 0.063848 | 0.07298 | 0.080892 | 0.087204 | 0.091775 | 0.09498 | 0.096513 | 0.097637 | 0.097578 | 0.097129 | 0.096683 | 0.096238 | 0 | 1.2858
v5.10_MeasureAssessmentTemplate_Commercial_All | Tank Water Heater - SEG Retail - Gas Absorption HPWH (106% EF to 140% EF) | Water Heat | Tank Water Heater | NR | Tank Water Heater HPWH | Commercial | Medium Retail | Firm | Sales | Industrial | 0.71806 | 1 | 4.5539 | 3.1589 | -0.83964 | 0.37573 | -0.67372 | 0 | 0 | 5.7282e-06 | 1.0729e-05 | 1.8275e-05 | 2.9019e-05 | 4.3547e-05 | 6.2265e-05 | 8.5271e-05 | 0.00011222 | 0.00014224 | 0.00017391 | 0.00020543 | 0.00023481 | 0.00026027 | 0.00028058 | 0.00029529 | 0.0003056 | 0.00031053 | 0.00031415 | 0.00031396 | 0.00031251 | 0.00031107 | 0.00030964 | 0 | 0.004137
v5.10_MeasureAssessmentTemplate_Commercial_All | Tank Water Heater - SEG Retail - Gas Absorption HPWH (106% EF to 140% EF) | Water Heat | Tank Water Heater | NR | Tank Water Heater HPWH | Commercial | Small Retail | Firm | Sales | Commercial | 0.71806 | 1 | 4.5539 | 3.1589 | -0.83964 | 0.37573 | -0.67372 | 0 | 0 | 0.0027198 | 0.0050942 | 0.008677 | 0.013778 | 0.020676 | 0.029564 | 0.040487 | 0.053283 | 0.067535 | 0.082576 | 0.09754 | 0.11149 | 0.12358 | 0.13322 | 0.1402 | 0.1451 | 0.14744 | 0.14916 | 0.14907 | 0.14838 | 0.1477 | 0.14702 | 0 | 1.9643
v5.10_MeasureAssessmentTemplate_Commercial_All | Tank Water Heater - SEG Retail - Gas Absorption HPWH (106% EF to 140% EF) | Water Heat | Tank Water Heater | New | Tank Water Heater HPWH | Commercial | Extra Large Retail | Firm | Sales | Commercial | 0.71806 | 1 | 4.5539 | 3.1589 | -0.83964 | 0.37573 | -0.67372 | 0 | 0 | 0.0010963 | 0.0020766 | 0.0035775 | 0.0057459 | 0.0087217 | 0.012615 | 0.017476 | 0.023267 | 0.029836 | 0.036909 | 0.044113 | 0.051019 | 0.057223 | 0.062425 | 0.066485 | 0.069634 | 0.071613 | 0.073325 | 0.074173 | 0.074734 | 0.075302 | 0.075878 | 0 | 0.93724
v5.10_MeasureAssessmentTemplate_Commercial_All | Tank Water Heater - SEG Retail - Gas Absorption HPWH (106% EF to 140% EF) | Water Heat | Tank Water Heater | New | Tank Water Heater HPWH | Commercial | Extra Large Retail | Firm | Transport | Commercial | 0.71806 | 1 | 4.5539 | 1.9798 | -0.83964 | 0.46729 | -0.53072 | 0 | 0 | 0.00010844 | 0.00020541 | 0.00035387 | 0.00056836 | 0.00086271 | 0.0012478 | 0.0017287 | 0.0023015 | 0.0029512 | 0.0036509 | 0.0043635 | 0.0050466 | 0.0056603 | 0.0061748 | 0.0065764 | 0.0068879 | 0.0070836 | 0.007253 | 0.0073369 | 0.0073924 | 0.0074486 | 0.0075055 | 0 | 0.092708
v5.10_MeasureAssessmentTemplate_Commercial_All | Tank Water Heater - SEG Retail - Gas Absorption HPWH (106% EF to 140% EF) | Water Heat | Tank Water Heater | New | Tank Water Heater HPWH | Commercial | Large Retail | Firm | Sales | Commercial | 0.71806 | 1 | 4.5539 | 3.1589 | -0.83964 | 0.37573 | -0.67372 | 0 | 0 | 0.00032971 | 0.00062456 | 0.001076 | 0.0017281 | 0.0026231 | 0.003794 | 0.0052561 | 0.0069977 | 0.0089733 | 0.011101 | 0.013267 | 0.015344 | 0.01721 | 0.018775 | 0.019996 | 0.020943 | 0.021538 | 0.022053 | 0.022308 | 0.022477 | 0.022648 | 0.022821 | 0 | 0.28188
v5.10_MeasureAssessmentTemplate_Commercial_All | Tank Water Heater - SEG Retail - Gas Absorption HPWH (106% EF to 140% EF) | Water Heat | Tank Water Heater | New | Tank Water Heater HPWH | Commercial | Medium Retail | Firm | Sales | Commercial | 0.71806 | 1 | 4.5539 | 3.1589 | -0.83964 | 0.37573 | -0.67372 | 0 | 0 | 0.00051902 | 0.00098317 | 0.0016938 | 0.0027203 | 0.0041292 | 0.0059724 | 0.008274 | 0.011016 | 0.014126 | 0.017475 | 0.020885 | 0.024155 | 0.027092 | 0.029555 | 0.031477 | 0.032968 | 0.033905 | 0.034716 | 0.035117 | 0.035382 | 0.035651 | 0.035924 | 0 | 0.44373
v5.10_MeasureAssessmentTemplate_Commercial_All | Tank Water Heater - SEG Retail - Gas Absorption HPWH (106% EF to 140% EF) | Water Heat | Tank Water Heater | New | Tank Water Heater HPWH | Commercial | Medium Retail | Firm | Sales | Industrial | 0.71806 | 1 | 4.5539 | 3.1589 | -0.83964 | 0.37573 | -0.67372 | 0 | 0 | 1.6699e-06 | 3.1633e-06 | 5.4496e-06 | 8.7527e-06 | 1.3286e-05 | 1.9216e-05 | 2.6621e-05 | 3.5443e-05 | 4.5449e-05 | 5.6224e-05 | 6.7197e-05 | 7.7717e-05 | 8.7168e-05 | 9.5091e-05 | 0.00010128 | 0.00010607 | 0.00010909 | 0.0001117 | 0.00011299 | 0.00011384 | 0.00011471 | 0.00011558 | 0 | 0.0014277
v5.10_MeasureAssessmentTemplate_Commercial_All | Tank Water Heater - SEG Retail - Gas Absorption HPWH (106% EF to 140% EF) | Water Heat | Tank Water Heater | New | Tank Water Heater HPWH | Commercial | Small Retail | Firm | Sales | Commercial | 0.71806 | 1 | 4.5539 | 3.1589 | -0.83964 | 0.37573 | -0.67372 | 0 | 0 | 0.0007929 | 0.001502 | 0.0025875 | 0.0041558 | 0.0063082 | 0.009124 | 0.01264 | 0.016829 | 0.02158 | 0.026696 | 0.031906 | 0.036901 | 0.041388 | 0.04515 | 0.048087 | 0.050365 | 0.051796 | 0.053034 | 0.053648 | 0.054053 | 0.054464 | 0.054881 | 0 | 0.67789
v5.10_MeasureAssessmentTemplate_Commercial_All | Tank Water Heater - SEG School - Consensing Gas Storage Water Heater (>= 94% EF) | Water Heat | Tank Water Heater | NR | Tank Water Heater 94% EF | Commercial | School K-12 | Firm | Sales | Commercial | 0.93 | 1 | 2.626 | 3.1598 | -0.56361 | 0.65176 | -0.67372 | 0.17472 | 0.34218 | 0.60197 | 0.96466 | 1.4249 | 1.96 | 2.5342 | 3.106 | 3.637 | 4.0987 | 4.4758 | 4.7657 | 4.9758 | 5.1191 | 5.2107 | 5.2647 | 5.2931 | 5.3104 | 5.3205 | 5.3093 | 5.2982 | 3.6197 | 0 | 0 | 0 | 78.8075
v5.10_MeasureAssessmentTemplate_Commercial_All | Tank Water Heater - SEG School - Consensing Gas Storage Water Heater (>= 94% EF) | Water Heat | Tank Water Heater | New | Tank Water Heater 94% EF | Commercial | School K-12 | Firm | Sales | Commercial | 0.93 | 1 | 2.626 | 3.1598 | -0.56361 | 0.65176 | -0.67372 | 0.029724 | 0.069136 | 0.123 | 0.19932 | 0.29774 | 0.41421 | 0.54163 | 0.67139 | 0.79512 | 0.90629 | 1.001 | 1.078 | 1.1385 | 1.1848 | 1.2198 | 1.2467 | 1.2679 | 1.2868 | 1.3042 | 1.3166 | 1.3291 | 1.3418 | 1.3547 | 1.3676 | 1.3808 | 22.866
v5.10_MeasureAssessmentTemplate_Commercial_All | Tank Water Heater - SEG School - Gas Absorption HPWH (106% EF to 140% EF) | Water Heat | Tank Water Heater | NR | Tank Water Heater HPWH | Commercial | School K-12 | Firm | Sales | Commercial | 0.61809 | 1 | 4.397 | 3.1598 | -0.82613 | 0.38924 | -0.67372 | 0 | 0 | 0.015352 | 0.028827 | 0.049225 | 0.078362 | 0.11789 | 0.16899 | 0.232 | 0.30609 | 0.38894 | 0.47675 | 0.56457 | 0.64693 | 0.71887 | 0.77691 | 0.81969 | 0.85044 | 0.86634 | 0.87863 | 0.88031 | 0.87846 | 0.87661 | 0.87477 | 0 | 11.495
v5.10_MeasureAssessmentTemplate_Commercial_All | Tank Water Heater - SEG School - Gas Absorption HPWH (106% EF to 140% EF) | Water Heat | Tank Water Heater | New | Tank Water Heater HPWH | Commercial | School K-12 | Firm | Sales | Commercial | 0.61809 | 1 | 4.397 | 3.1598 | -0.82613 | 0.38924 | -0.67372 | 0 | 0 | 0.0037641 | 0.0071477 | 0.012343 | 0.019872 | 0.030235 | 0.043833 | 0.060865 | 0.081218 | 0.10438 | 0.12941 | 0.15501 | 0.17967 | 0.20195 | 0.22077 | 0.23562 | 0.24729 | 0.25484 | 0.26146 | 0.26501 | 0.26754 | 0.27009 | 0.27268 | 0 | 3.325
v5.10_MeasureAssessmentTemplate_Commercial_All | Tank Water Heater - SEG Supermarket - Consensing Gas Storage Water Heater (>= 94% EF) | Water Heat | Tank Water Heater | NR | Tank Water Heater 94% EF | Commercial | Supermarket | Firm | Sales | Commercial | 1.11 | 1 | 2.8805 | 3.1589 | -0.62137 | 0.594 | -0.67372 | 0.26244 | 0.51261 | 0.89944 | 1.4376 | 2.1178 | 2.9056 | 3.7469 | 4.5803 | 5.3492 | 6.0124 | 6.5483 | 6.9542 | 7.2417 | 7.4308 | 7.5438 | 7.602 | 7.6229 | 7.6277 | 7.6222 | 7.5862 | 7.5504 | 1.9787 | 0 | 0 | 0 | 111.1331
v5.10_MeasureAssessmentTemplate_Commercial_All | Tank Water Heater - SEG Supermarket - Consensing Gas Storage Water Heater (>= 94% EF) | Water Heat | Tank Water Heater | NR | Tank Water Heater 94% EF | Commercial | Supermarket | Firm | Transport | Commercial | 1.11 | 1 | 2.8805 | 1.9798 | -0.62137 | 0.46729 | -0.53072 | 0.041398 | 0.080862 | 0.14188 | 0.22677 | 0.33407 | 0.45834 | 0.59106 | 0.72251 | 0.84381 | 0.94843 | 1.033 | 1.097 | 1.1424 | 1.1722 | 1.19 | 1.1992 | 1.2025 | 1.2032 | 1.2024 | 1.1967 | 1.191 | 0.31213 | 0 | 0 | 0 | 17.5307
v5.10_MeasureAssessmentTemplate_Commercial_All | Tank Water Heater - SEG Supermarket - Consensing Gas Storage Water Heater (>= 94% EF) | Water Heat | Tank Water Heater | New | Tank Water Heater 94% EF | Commercial | Supermarket | Firm | Sales | Commercial | 1.11 | 1 | 2.8805 | 3.1589 | -0.62137 | 0.594 | -0.67372 | 0.044646 | 0.12409 | 0.22018 | 0.35591 | 0.53031 | 0.73591 | 0.95993 | 1.187 | 1.4024 | 1.5946 | 1.7571 | 1.888 | 1.9893 | 2.0654 | 2.1218 | 2.1637 | 2.1958 | 2.2236 | 2.2489 | 2.2655 | 2.2823 | 2.2994 | 2.3166 | 2.3341 | 2.3519 | 39.6585
v5.10_MeasureAssessmentTemplate_Commercial_All | Tank Water Heater - SEG Supermarket - Consensing Gas Storage Water Heater (>= 94% EF) | Water Heat | Tank Water Heater | New | Tank Water Heater 94% EF | Commercial | Supermarket | Firm | Transport | Commercial | 1.11 | 1 | 2.8805 | 1.9798 | -0.62137 | 0.46729 | -0.53072 | 0.0070427 | 0.019574 | 0.034733 | 0.056144 | 0.083655 | 0.11609 | 0.15143 | 0.18724 | 0.22122 | 0.25155 | 0.27718 | 0.29782 | 0.3138 | 0.32581 | 0.33471 | 0.34132 | 0.34637 | 0.35077 | 0.35476 | 0.35737 | 0.36002 | 0.36271 | 0.36544 | 0.3682 | 0.37099 | 6.2559
v5.10_MeasureAssessmentTemplate_Commercial_All | Tank Water Heater - SEG Supermarket - Gas Absorption HPWH (106% EF to 140% EF) | Water Heat | Tank Water Heater | NR | Tank Water Heater HPWH | Commercial | Supermarket | Firm | Sales | Commercial | 0.71806 | 1 | 4.5539 | 3.1589 | -0.83964 | 0.37573 | -0.67372 | 0 | 0 | 0.022327 | 0.041814 | 0.071215 | 0.11307 | 0.16966 | 0.24255 | 0.33213 | 0.43704 | 0.55387 | 0.67715 | 0.79977 | 0.91404 | 1.013 | 1.0919 | 1.149 | 1.189 | 1.208 | 1.222 | 1.2211 | 1.2153 | 1.2096 | 1.2039 | 0 | 16.0975
v5.10_MeasureAssessmentTemplate_Commercial_All | Tank Water Heater - SEG Supermarket - Gas Absorption HPWH (106% EF to 140% EF) | Water Heat | Tank Water Heater | NR | Tank Water Heater HPWH | Commercial | Supermarket | Firm | Transport | Commercial | 0.71806 | 1 | 4.5539 | 1.9798 | -0.83964 | 0.46729 | -0.53072 | 0 | 0 | 0.003522 | 0.006596 | 0.011234 | 0.017836 | 0.026762 | 0.038262 | 0.052392 | 0.068941 | 0.087371 | 0.10682 | 0.12616 | 0.14419 | 0.1598 | 0.17225 | 0.18125 | 0.18756 | 0.19056 | 0.19276 | 0.19262 | 0.19171 | 0.19081 | 0.18991 | 0 | 2.5393
v5.10_MeasureAssessmentTemplate_Commercial_All | Tank Water Heater - SEG Supermarket - Gas Absorption HPWH (106% EF to 140% EF) | Water Heat | Tank Water Heater | New | Tank Water Heater HPWH | Commercial | Supermarket | Firm | Sales | Commercial | 0.71806 | 1 | 4.5539 | 3.1589 | -0.83964 | 0.37573 | -0.67372 | 0 | 0 | 0.0065589 | 0.012423 | 0.021399 | 0.034365 | 0.052157 | 0.075431 | 0.10449 | 0.1391 | 0.17835 | 0.22061 | 0.26363 | 0.30487 | 0.34191 | 0.37295 | 0.39717 | 0.41594 | 0.42772 | 0.43791 | 0.44293 | 0.44624 | 0.44959 | 0.45298 | 0 | 5.5987
v5.10_MeasureAssessmentTemplate_Commercial_All | Tank Water Heater - SEG Supermarket - Gas Absorption HPWH (106% EF to 140% EF) | Water Heat | Tank Water Heater | New | Tank Water Heater HPWH | Commercial | Supermarket | Firm | Transport | Commercial | 0.71806 | 1 | 4.5539 | 1.9798 | -0.83964 | 0.46729 | -0.53072 | 0 | 0 | 0.0010346 | 0.0019597 | 0.0033756 | 0.005421 | 0.0082276 | 0.011899 | 0.016482 | 0.021942 | 0.028133 | 0.0348 | 0.041587 | 0.048092 | 0.053935 | 0.058832 | 0.062652 | 0.065613 | 0.067471 | 0.069078 | 0.06987 | 0.070392 | 0.07092 | 0.071456 | 0 | 0.88317
v5.10_MeasureAssessmentTemplate_Commercial_All | Tankless Water Heater - SEG Hospital - Consensing Gas Instantaneous Water Heater (92% EF) | Water Heat | Tankless Water Heater | NR | Tankless Water Heater | Commercial | Hospital | Firm | Sales | Commercial | 0.34633 | 1 | 2.6703 | 3.1591 | -0.57457 | 0.6408 | -0.67372 | 0.010145 | 0.019012 | 0.0324 | 0.051474 | 0.077282 | 0.11056 | 0.15148 | 0.19945 | 0.25293 | 0.30942 | 0.36568 | 0.41818 | 0.46376 | 0.50019 | 0.52668 | 0.54534 | 0.55442 | 0.56116 | 0.56111 | 0.55881 | 0.55652 | 0.55423 | 0.55196 | 0.27946 | 0 | 8.2117
v5.10_MeasureAssessmentTemplate_Commercial_All | Tankless Water Heater - SEG Hospital - Consensing Gas Instantaneous Water Heater (92% EF) | Water Heat | Tankless Water Heater | NR | Tankless Water Heater | Commercial | Hospital | Firm | Transport | Commercial | 0.34633 | 1 | 2.6703 | 1.9798 | -0.57457 | 0.46729 | -0.53072 | 0.0053366 | 0.010001 | 0.017043 | 0.027076 | 0.040652 | 0.058156 | 0.079683 | 0.10492 | 0.13305 | 0.16276 | 0.19235 | 0.21997 | 0.24395 | 0.26311 | 0.27704 | 0.28686 | 0.29164 | 0.29518 | 0.29515 | 0.29394 | 0.29274 | 0.29154 | 0.29034 | 0.147 | 0 | 4.3195
v5.10_MeasureAssessmentTemplate_Commercial_All | Tankless Water Heater - SEG Hospital - Consensing Gas Instantaneous Water Heater (92% EF) | Water Heat | Tankless Water Heater | NR | Tankless Water Heater | Commercial | Hospital | Interruptible | Sales | Commercial | 0.34633 | 1 | 2.2426 | 2.653 | -0.30047 | 0.46729 | -0.39962 | 0.0053218 | 0.0099728 | 0.016996 | 0.027001 | 0.040539 | 0.057994 | 0.079461 | 0.10463 | 0.13268 | 0.16231 | 0.19182 | 0.21936 | 0.24327 | 0.26238 | 0.27628 | 0.28607 | 0.29083 | 0.29436 | 0.29433 | 0.29313 | 0.29193 | 0.29073 | 0.28954 | 0.1466 | 0 | 4.3075
v5.10_MeasureAssessmentTemplate_Commercial_All | Tankless Water Heater - SEG Hospital - Consensing Gas Instantaneous Water Heater (92% EF) | Water Heat | Tankless Water Heater | New | Tankless Water Heater | Commercial | Hospital | Firm | Sales | Commercial | 0.34633 | 1 | 2.6703 | 3.1591 | -0.57457 | 0.6408 | -0.67372 | 0.0017259 | 0.0044217 | 0.0076205 | 0.012244 | 0.018592 | 0.026902 | 0.037283 | 0.049655 | 0.063697 | 0.078827 | 0.094244 | 0.10904 | 0.12234 | 0.1335 | 0.14224 | 0.14902 | 0.15331 | 0.15702 | 0.15889 | 0.16014 | 0.16141 | 0.16269 | 0.16399 | 0.16531 | 0.16664 | 2.5008
v5.10_MeasureAssessmentTemplate_Commercial_All | Tankless Water Heater - SEG Hospital - Consensing Gas Instantaneous Water Heater (92% EF) | Water Heat | Tankless Water Heater | New | Tankless Water Heater | Commercial | Hospital | Firm | Transport | Commercial | 0.34633 | 1 | 2.6703 | 1.9798 | -0.57457 | 0.46729 | -0.53072 | 0.00090788 | 0.0023259 | 0.0040085 | 0.0064406 | 0.00978 | 0.014151 | 0.019611 | 0.02612 | 0.033506 | 0.041464 | 0.049574 | 0.057356 | 0.064353 | 0.070226 | 0.074819 | 0.078389 | 0.080642 | 0.082598 | 0.083579 | 0.084237 | 0.084904 | 0.085579 | 0.086263 | 0.086956 | 0.087658 | 1.3154
v5.10_MeasureAssessmentTemplate_Commercial_All | Tankless Water Heater - SEG Hospital - Consensing Gas Instantaneous Water Heater (92% EF) | Water Heat | Tankless Water Heater | New | Tankless Water Heater | Commercial | Hospital | Interruptible | Sales | Commercial | 0.34633 | 1 | 2.2426 | 2.653 | -0.30047 | 0.46729 | -0.39962 | 0.00090536 | 0.0023194 | 0.0039974 | 0.0064227 | 0.0097528 | 0.014112 | 0.019557 | 0.026047 | 0.033413 | 0.041349 | 0.049437 | 0.057196 | 0.064174 | 0.070031 | 0.074611 | 0.078171 | 0.080418 | 0.082368 | 0.083347 | 0.084003 | 0.084668 | 0.085342 | 0.086024 | 0.086715 | 0.087414 | 1.3118
v5.10_MeasureAssessmentTemplate_Commercial_All | Tankless Water Heater - SEG Office - Consensing Gas Instantaneous Water Heater (92% EF) | Water Heat | Tankless Water Heater | NR | Tankless Water Heater | Commercial | Large Office | Firm | Sales | Commercial | 0.44 | 1 | 2.9514 | 3.1585 | -0.63572 | 0.57966 | -0.67372 | 0.055176 | 0.10351 | 0.1766 | 0.28087 | 0.42216 | 0.6046 | 0.82932 | 1.0932 | 1.3878 | 1.6996 | 2.0108 | 2.3021 | 2.5558 | 2.7596 | 2.909 | 3.0154 | 3.069 | 3.1097 | 3.1129 | 3.1035 | 3.0942 | 3.0849 | 3.0757 | 2.0032 | 0 | 45.8586
v5.10_MeasureAssessmentTemplate_Commercial_All | Tankless Water Heater - SEG Office - Consensing Gas Instantaneous Water Heater (92% EF) | Water Heat | Tankless Water Heater | NR | Tankless Water Heater | Commercial | Large Office | Firm | Sales | Industrial | 0.44 | 1 | 2.9514 | 3.1585 | -0.63572 | 0.57966 | -0.67372 | 0.00051904 | 0.00097374 | 0.0016613 | 0.0026422 | 0.0039713 | 0.0056875 | 0.0078015 | 0.010283 | 0.013055 | 0.015988 | 0.018916 | 0.021656 | 0.024043 | 0.02596 | 0.027365 | 0.028366 | 0.02887 | 0.029254 | 0.029283 | 0.029195 | 0.029108 | 0.02902 | 0.028933 | 0.018844 | 0 | 0.4314
v5.10_MeasureAssessmentTemplate_Commercial_All | Tankless Water Heater - SEG Office - Consensing Gas Instantaneous Water Heater (92% EF) | Water Heat | Tankless Water Heater | NR | Tankless Water Heater | Commercial | Medium Office | Firm | Sales | Commercial | 0.44 | 1 | 2.9514 | 3.1585 | -0.63572 | 0.57966 | -0.67372 | 0.052442 | 0.098383 | 0.16785 | 0.26696 | 0.40125 | 0.57465 | 0.78823 | 1.039 | 1.319 | 1.6154 | 1.9112 | 2.188 | 2.4292 | 2.6229 | 2.7649 | 2.866 | 2.9169 | 2.9557 | 2.9586 | 2.9498 | 2.9409 | 2.9321 | 2.9233 | 1.9039 | 0 | 43.5866
v5.10_MeasureAssessmentTemplate_Commercial_All | Tankless Water Heater - SEG Office - Consensing Gas Instantaneous Water Heater (92% EF) | Water Heat | Tankless Water Heater | NR | Tankless Water Heater | Commercial | Small Office | Firm | Sales | Commercial | 0.44 | 1 | 2.9514 | 3.1585 | -0.63572 | 0.57966 | -0.67372 | 0.07594 | 0.14246 | 0.24305 | 0.38657 | 0.58103 | 0.83213 | 1.1414 | 1.5045 | 1.91 | 2.3392 | 2.7676 | 3.1684 | 3.5176 | 3.7982 | 4.0037 | 4.1502 | 4.2239 | 4.28 | 4.2843 | 4.2714 | 4.2586 | 4.2459 | 4.2331 | 2.757 | 0 | 63.1163
v5.10_MeasureAssessmentTemplate_Commercial_All | Tankless Water Heater - SEG Office - Consensing Gas Instantaneous Water Heater (92% EF) | Water Heat | Tankless Water Heater | New | Tankless Water Heater | Commercial | Large Office | Firm | Sales | Commercial | 0.44 | 1 | 2.9514 | 3.1585 | -0.63572 | 0.57966 | -0.67372 | 0.0093866 | 0.022335 | 0.038534 | 0.06198 | 0.094215 | 0.13646 | 0.18932 | 0.25241 | 0.32411 | 0.4015 | 0.4805 | 0.55646 | 0.62495 | 0.68264 | 0.72797 | 0.76341 | 0.78608 | 0.80587 | 0.81618 | 0.82334 | 0.83058 | 0.83791 | 0.84533 | 0.85283 | 0.86043 | 12.8247
v5.10_MeasureAssessmentTemplate_Commercial_All | Tankless Water Heater - SEG Office - Consensing Gas Instantaneous Water Heater (92% EF) | Water Heat | Tankless Water Heater | New | Tankless Water Heater | Commercial | Large Office | Firm | Sales | Industrial | 0.44 | 1 | 2.9514 | 3.1585 | -0.63572 | 0.57966 | -0.67372 | 8.8301e-05 | 0.0002101 | 0.00036249 | 0.00058305 | 0.00088629 | 0.0012837 | 0.001781 | 0.0023744 | 0.0030489 | 0.0037769 | 0.0045201 | 0.0052347 | 0.005879 | 0.0064217 | 0.0068481 | 0.0071815 | 0.0073948 | 0.0075809 | 0.0076779 | 0.0077452 | 0.0078133 | 0.0078823 | 0.0079521 | 0.0080227 | 0.0080941 | 0.12064
v5.10_MeasureAssessmentTemplate_Commercial_All | Tankless Water Heater - SEG Office - Consensing Gas Instantaneous Water Heater (92% EF) | Water Heat | Tankless Water Heater | New | Tankless Water Heater | Commercial | Medium Office | Firm | Sales | Commercial | 0.44 | 1 | 2.9514 | 3.1585 | -0.63572 | 0.57966 | -0.67372 | 0.0089216 | 0.021228 | 0.036625 | 0.058909 | 0.089547 | 0.1297 | 0.17994 | 0.2399 | 0.30805 | 0.3816 | 0.45669 | 0.52889 | 0.59399 | 0.64882 | 0.6919 | 0.72559 | 0.74714 | 0.76595 | 0.77574 | 0.78255 | 0.78943 | 0.7964 | 0.80344 | 0.81058 | 0.8178 | 12.1893
v5.10_MeasureAssessmentTemplate_Commercial_All | Tankless Water Heater - SEG Office - Consensing Gas Instantaneous Water Heater (92% EF) | Water Heat | Tankless Water Heater | New | Tankless Water Heater | Commercial | Small Office | Firm | Sales | Commercial | 0.44 | 1 | 2.9514 | 3.1585 | -0.63572 | 0.57966 | -0.67372 | 0.012919 | 0.03074 | 0.053035 | 0.085304 | 0.12967 | 0.18782 | 0.26057 | 0.34739 | 0.44608 | 0.55259 | 0.66132 | 0.76587 | 0.86014 | 0.93953 | 1.0019 | 1.0507 | 1.0819 | 1.1091 | 1.1233 | 1.1332 | 1.1431 | 1.1532 | 1.1634 | 1.1738 | 1.1842 | 17.651
v5.10_MeasureAssessmentTemplate_Commercial_All | Tankless Water Heater - SEG Restaurant - Consensing Gas Instantaneous Water Heater (92% EF) | Water Heat | Tankless Water Heater | NR | Tankless Water Heater | Commercial | Restaurant | Firm | Sales | Commercial | 0.15 | 1 | 1.495 | 3.1589 | -0.070854 | 1.1445 | -0.67372 | 0.0088195 | 0.016446 | 0.027889 | 0.04409 | 0.065871 | 0.093769 | 0.12785 | 0.16751 | 0.21137 | 0.25731 | 0.30259 | 0.34434 | 0.37999 | 0.40782 | 0.42731 | 0.44027 | 0.4454 | 0.4486 | 0.44634 | 0.44233 | 0.43835 | 0.4344 | 0.36301 | 0 | 0 | 6.3417
v5.10_MeasureAssessmentTemplate_Commercial_All | Tankless Water Heater - SEG Restaurant - Consensing Gas Instantaneous Water Heater (92% EF) | Water Heat | Tankless Water Heater | New | Tankless Water Heater | Commercial | Restaurant | Firm | Sales | Commercial | 0.15 | 1 | 1.495 | 3.1589 | -0.070854 | 1.1445 | -0.67372 | 0.0015004 | 0.0050636 | 0.0086846 | 0.013887 | 0.020987 | 0.030225 | 0.041695 | 0.055278 | 0.070589 | 0.086967 | 0.10352 | 0.11925 | 0.13322 | 0.14476 | 0.15358 | 0.16025 | 0.16418 | 0.16749 | 0.16881 | 0.16947 | 0.17015 | 0.17086 | 0.17157 | 0.17231 | 0.17307 | 2.6774
v5.10_MeasureAssessmentTemplate_Commercial_All | Tankless Water Heater - SEG Retail - Consensing Gas Instantaneous Water Heater (92% EF) | Water Heat | Tankless Water Heater | NR | Tankless Water Heater | Commercial | Extra Large Retail | Firm | Sales | Commercial | 0.9 | 1 | 3.9254 | 3.1589 | -0.77949 | 0.43589 | -0.67372 | 0.019027 | 0.035638 | 0.060704 | 0.096392 | 0.14465 | 0.20683 | 0.28325 | 0.37276 | 0.47247 | 0.57769 | 0.68238 | 0.77997 | 0.86454 | 0.932 | 0.98085 | 1.0151 | 1.0315 | 1.0435 | 1.0429 | 1.0381 | 1.0333 | 1.0285 | 1.0238 | 0.45043 | 0 | 15.2163
v5.10_MeasureAssessmentTemplate_Commercial_All | Tankless Water Heater - SEG Retail - Consensing Gas Instantaneous Water Heater (92% EF) | Water Heat | Tankless Water Heater | NR | Tankless Water Heater | Commercial | Extra Large Retail | Firm | Transport | Commercial | 0.9 | 1 | 3.9254 | 1.9798 | -0.77949 | 0.46729 | -0.53072 | 0.0018821 | 0.0035252 | 0.0060046 | 0.0095347 | 0.014308 | 0.020459 | 0.028017 | 0.036872 | 0.046734 | 0.057143 | 0.067498 | 0.077152 | 0.085517 | 0.092189 | 0.097022 | 0.10041 | 0.10203 | 0.10322 | 0.10316 | 0.10268 | 0.10221 | 0.10174 | 0.10127 | 0.044554 | 0 | 1.5051
v5.10_MeasureAssessmentTemplate_Commercial_All | Tankless Water Heater - SEG Retail - Consensing Gas Instantaneous Water Heater (92% EF) | Water Heat | Tankless Water Heater | NR | Tankless Water Heater | Commercial | Large Retail | Firm | Sales | Commercial | 0.9 | 1 | 3.9254 | 3.1589 | -0.77949 | 0.43589 | -0.67372 | 0.0057226 | 0.010718 | 0.018257 | 0.028991 | 0.043504 | 0.062205 | 0.085188 | 0.11211 | 0.1421 | 0.17374 | 0.20523 | 0.23458 | 0.26002 | 0.2803 | 0.295 | 0.3053 | 0.31022 | 0.31384 | 0.31365 | 0.31221 | 0.31077 | 0.30934 | 0.30792 | 0.13547 | 0 | 4.5764
v5.10_MeasureAssessmentTemplate_Commercial_All | Tankless Water Heater - SEG Retail - Consensing Gas Instantaneous Water Heater (92% EF) | Water Heat | Tankless Water Heater | NR | Tankless Water Heater | Commercial | Medium Retail | Firm | Sales | Commercial | 0.9 | 1 | 3.9254 | 3.1589 | -0.77949 | 0.43589 | -0.67372 | 0.0090084 | 0.016873 | 0.02874 | 0.045636 | 0.068484 | 0.097921 | 0.1341 | 0.17648 | 0.22369 | 0.2735 | 0.32307 | 0.36927 | 0.40931 | 0.44125 | 0.46438 | 0.48059 | 0.48835 | 0.49404 | 0.49374 | 0.49147 | 0.48921 | 0.48696 | 0.48472 | 0.21325 | 0 | 7.2041
v5.10_MeasureAssessmentTemplate_Commercial_All | Tankless Water Heater - SEG Retail - Consensing Gas Instantaneous Water Heater (92% EF) | Water Heat | Tankless Water Heater | NR | Tankless Water Heater | Commercial | Medium Retail | Firm | Sales | Industrial | 0.9 | 1 | 3.9254 | 3.1589 | -0.77949 | 0.43589 | -0.67372 | 2.8984e-05 | 5.4288e-05 | 9.247e-05 | 0.00014683 | 0.00022034 | 0.00031506 | 0.00043147 | 0.00056782 | 0.00071971 | 0.00088 | 0.0010395 | 0.0011881 | 0.001317 | 0.0014197 | 0.0014941 | 0.0015463 | 0.0015713 | 0.0015896 | 0.0015886 | 0.0015813 | 0.001574 | 0.0015668 | 0.0015596 | 0.00068613 | 0 | 0.023179
v5.10_MeasureAssessmentTemplate_Commercial_All | Tankless Water Heater - SEG Retail - Consensing Gas Instantaneous Water Heater (92% EF) | Water Heat | Tankless Water Heater | NR | Tankless Water Heater | Commercial | Small Retail | Firm | Sales | Commercial | 0.9 | 1 | 3.9254 | 3.1589 | -0.77949 | 0.43589 | -0.67372 | 0.013762 | 0.025776 | 0.043905 | 0.069718 | 0.10462 | 0.14959 | 0.20486 | 0.26961 | 0.34172 | 0.41783 | 0.49355 | 0.56414 | 0.6253 | 0.67409 | 0.70943 | 0.7342 | 0.74605 | 0.75474 | 0.75428 | 0.75081 | 0.74736 | 0.74392 | 0.7405 | 0.32578 | 0 | 11.0055
v5.10_MeasureAssessmentTemplate_Commercial_All | Tankless Water Heater - SEG Retail - Consensing Gas Instantaneous Water Heater (92% EF) | Water Heat | Tankless Water Heater | New | Tankless Water Heater | Commercial | Extra Large Retail | Firm | Sales | Commercial | 0.9 | 1 | 3.9254 | 3.1589 | -0.77949 | 0.43589 | -0.67372 | 0.003237 | 0.0085613 | 0.014748 | 0.023684 | 0.035946 | 0.051986 | 0.072013 | 0.095866 | 0.12292 | 0.15205 | 0.1817 | 0.21013 | 0.23566 | 0.25706 | 0.27375 | 0.28669 | 0.29481 | 0.30184 | 0.3053 | 0.30758 | 0.30989 | 0.31223 | 0.31461 | 0.31701 | 0.31945 | 4.8087
v5.10_MeasureAssessmentTemplate_Commercial_All | Tankless Water Heater - SEG Retail - Consensing Gas Instantaneous Water Heater (92% EF) | Water Heat | Tankless Water Heater | New | Tankless Water Heater | Commercial | Extra Large Retail | Firm | Transport | Commercial | 0.9 | 1 | 3.9254 | 1.9798 | -0.77949 | 0.46729 | -0.53072 | 0.00032019 | 0.00084685 | 0.0014588 | 0.0023427 | 0.0035556 | 0.0051423 | 0.0071232 | 0.0094827 | 0.012159 | 0.01504 | 0.017973 | 0.020785 | 0.023311 | 0.025427 | 0.027078 | 0.028358 | 0.029162 | 0.029856 | 0.030199 | 0.030424 | 0.030653 | 0.030885 | 0.03112 | 0.031358 | 0.031599 | 0.47566
v5.10_MeasureAssessmentTemplate_Commercial_All | Tankless Water Heater - SEG Retail - Consensing Gas Instantaneous Water Heater (92% EF) | Water Heat | Tankless Water Heater | New | Tankless Water Heater | Commercial | Large Retail | Firm | Sales | Commercial | 0.9 | 1 | 3.9254 | 3.1589 | -0.77949 | 0.43589 | -0.67372 | 0.00097354 | 0.0025749 | 0.0044354 | 0.007123 | 0.010811 | 0.015635 | 0.021658 | 0.028832 | 0.036969 | 0.045729 | 0.054648 | 0.063198 | 0.070877 | 0.077312 | 0.082333 | 0.086225 | 0.088667 | 0.090779 | 0.09182 | 0.092506 | 0.093201 | 0.093906 | 0.09462 | 0.095343 | 0.096077 | 1.4463
v5.10_MeasureAssessmentTemplate_Commercial_All | Tankless Water Heater - SEG Retail - Consensing Gas Instantaneous Water Heater (92% EF) | Water Heat | Tankless Water Heater | New | Tankless Water Heater | Commercial | Medium Retail | Firm | Sales | Commercial | 0.9 | 1 | 3.9254 | 3.1589 | -0.77949 | 0.43589 | -0.67372 | 0.0015325 | 0.0040533 | 0.0069821 | 0.011213 | 0.017018 | 0.024613 | 0.034094 | 0.045387 | 0.058195 | 0.071985 | 0.086026 | 0.099485 | 0.11157 | 0.1217 | 0.12961 | 0.13573 | 0.13958 | 0.1429 | 0.14454 | 0.14562 | 0.14672 | 0.14782 | 0.14895 | 0.15009 | 0.15124 | 2.2767
v5.10_MeasureAssessmentTemplate_Commercial_All | Tankless Water Heater - SEG Retail - Consensing Gas Instantaneous Water Heater (92% EF) | Water Heat | Tankless Water Heater | New | Tankless Water Heater | Commercial | Medium Retail | Firm | Sales | Industrial | 0.9 | 1 | 3.9254 | 3.1589 | -0.77949 | 0.43589 | -0.67372 | 4.9309e-06 | 1.3041e-05 | 2.2465e-05 | 3.6077e-05 | 5.4756e-05 | 7.9191e-05 | 0.0001097 | 0.00014603 | 0.00018724 | 0.00023161 | 0.00027679 | 0.00032009 | 0.00035898 | 0.00039158 | 0.00041701 | 0.00043672 | 0.00044909 | 0.00045979 | 0.00046506 | 0.00046853 | 0.00047206 | 0.00047562 | 0.00047924 | 0.0004829 | 0.00048662 | 0.0073251
v5.10_MeasureAssessmentTemplate_Commercial_All | Tankless Water Heater - SEG Retail - Consensing Gas Instantaneous Water Heater (92% EF) | Water Heat | Tankless Water Heater | New | Tankless Water Heater | Commercial | Small Retail | Firm | Sales | Commercial | 0.9 | 1 | 3.9254 | 3.1589 | -0.77949 | 0.43589 | -0.67372 | 0.0023412 | 0.0061922 | 0.010667 | 0.01713 | 0.025999 | 0.0376 | 0.052085 | 0.069338 | 0.088904 | 0.10997 | 0.13142 | 0.15198 | 0.17045 | 0.18592 | 0.198 | 0.20736 | 0.21323 | 0.21831 | 0.22081 | 0.22246 | 0.22414 | 0.22583 | 0.22755 | 0.22929 | 0.23105 | 3.478
v5.10_MeasureAssessmentTemplate_Commercial_All | Tankless Water Heater - SEG School - Consensing Gas Instantaneous Water Heater (92% EF) | Water Heat | Tankless Water Heater | NR | Tankless Water Heater | Commercial | School K-12 | Firm | Sales | Commercial | 0.28 | 1 | 2.2978 | 3.1598 | -0.47053 | 0.74485 | -0.67372 | 0.027936 | 0.052456 | 0.089574 | 0.14259 | 0.21452 | 0.3075 | 0.42217 | 0.55698 | 0.70774 | 0.86754 | 1.0273 | 1.1772 | 1.3081 | 1.4137 | 1.4916 | 1.5475 | 1.5765 | 1.5988 | 1.6019 | 1.5985 | 1.5952 | 1.5918 | 1.5885 | 1.2214 | 0 | 23.727
v5.10_MeasureAssessmentTemplate_Commercial_All | Tankless Water Heater - SEG School - Consensing Gas Instantaneous Water Heater (92% EF) | Water Heat | Tankless Water Heater | New | Tankless Water Heater | Commercial | School K-12 | Firm | Sales | Commercial | 0.28 | 1 | 2.2978 | 3.1598 | -0.47053 | 0.74485 | -0.67372 | 0.0047526 | 0.010599 | 0.018302 | 0.029464 | 0.044826 | 0.064984 | 0.090229 | 0.1204 | 0.15473 | 0.19183 | 0.22976 | 0.26629 | 0.2993 | 0.32719 | 0.34918 | 0.36646 | 0.37763 | 0.38743 | 0.39267 | 0.3964 | 0.40017 | 0.40399 | 0.40785 | 0.41176 | 0.41571 | 6.1619
v5.10_MeasureAssessmentTemplate_Commercial_All | Tankless Water Heater - SEG Supermarket - Consensing Gas Instantaneous Water Heater (92% EF) | Water Heat | Tankless Water Heater | NR | Tankless Water Heater | Commercial | Supermarket | Firm | Sales | Commercial | 0.9 | 1 | 3.9254 | 3.1589 | -0.77949 | 0.43589 | -0.67372 | 0.113 | 0.21163 | 0.36043 | 0.57226 | 0.85866 | 1.2276 | 1.681 | 2.2119 | 2.8033 | 3.4272 | 4.0478 | 4.6261 | 5.1271 | 5.5264 | 5.8154 | 6.0178 | 6.1141 | 6.1846 | 6.1802 | 6.151 | 6.122 | 6.0931 | 6.0643 | 2.5711 | 0 | 90.1079
v5.10_MeasureAssessmentTemplate_Commercial_All | Tankless Water Heater - SEG Supermarket - Consensing Gas Instantaneous Water Heater (92% EF) | Water Heat | Tankless Water Heater | NR | Tankless Water Heater | Commercial | Supermarket | Firm | Transport | Commercial | 0.9 | 1 | 3.9254 | 1.9798 | -0.77949 | 0.46729 | -0.53072 | 0.017826 | 0.033383 | 0.056856 | 0.090272 | 0.13545 | 0.19365 | 0.26517 | 0.34892 | 0.4422 | 0.54062 | 0.63852 | 0.72975 | 0.80877 | 0.87177 | 0.91736 | 0.94927 | 0.96448 | 0.9756 | 0.97489 | 0.97029 | 0.96571 | 0.96115 | 0.95662 | 0.40558 | 0 | 14.2141
v5.10_MeasureAssessmentTemplate_Commercial_All | Tankless Water Heater - SEG Supermarket - Consensing Gas Instantaneous Water Heater (92% EF) | Water Heat | Tankless Water Heater | New | Tankless Water Heater | Commercial | Supermarket | Firm | Sales | Commercial | 0.9 | 1 | 3.9254 | 3.1589 | -0.77949 | 0.43589 | -0.67372 | 0.019224 | 0.051228 | 0.088234 | 0.14168 | 0.21501 | 0.31092 | 0.43065 | 0.57324 | 0.73492 | 0.90897 | 1.0861 | 1.2559 | 1.4084 | 1.5361 | 1.6357 | 1.7128 | 1.7612 | 1.803 | 1.8235 | 1.8369 | 1.8505 | 1.8643 | 1.8783 | 1.8925 | 1.9069 | 28.7263
v5.10_MeasureAssessmentTemplate_Commercial_All | Tankless Water Heater - SEG Supermarket - Consensing Gas Instantaneous Water Heater (92% EF) | Water Heat | Tankless Water Heater | New | Tankless Water Heater | Commercial | Supermarket | Firm | Transport | Commercial | 0.9 | 1 | 3.9254 | 1.9798 | -0.77949 | 0.46729 | -0.53072 | 0.0030325 | 0.008081 | 0.013919 | 0.02235 | 0.033917 | 0.049047 | 0.067933 | 0.090425 | 0.11593 | 0.14339 | 0.17133 | 0.19812 | 0.22217 | 0.24231 | 0.25802 | 0.27019 | 0.27782 | 0.28441 | 0.28764 | 0.28976 | 0.29191 | 0.29409 | 0.2963 | 0.29854 | 0.30081 | 4.5314
v5.10_MeasureAssessmentTemplate_Commercial_All | Thermostat - SEG All - Smart Thermostats | HVAC | Thermostat | Retrofit | Thermostat | Commercial | Assembly | Firm | Sales | Commercial | 47.9188 | 1 | 1.7886 | 6.0587 | -0.92007 | 1.8348 | -2.2132 | 0.68487 | 1.3629 | 2.409 | 3.901 | 5.8946 | 8.4044 | 11.381 | 14.6877 | 18.0846 | 21.2304 | 23.7123 | 25.1122 | 25.1039 | 23.5585 | 20.6202 | 16.9762 | 12.9236 | 3.701 | 0 | 0 | 0 | 0 | 0 | 0 | 0 | 239.7482
v5.10_MeasureAssessmentTemplate_Commercial_All | Thermostat - SEG All - Smart Thermostats | HVAC | Thermostat | Retrofit | Thermostat | Commercial | Extra Large Retail | Firm | Sales | Commercial | 47.9188 | 1 | 1.7886 | 6.0587 | -0.92007 | 1.8348 | -2.2132 | 0.83456 | 1.6606 | 2.9348 | 4.752 | 7.1796 | 10.2355 | 13.859 | 17.8836 | 22.0172 | 25.8441 | 28.862 | 30.5625 | 30.5489 | 28.665 | 25.087 | 20.6513 | 15.7195 | 4.0539 | 0 | 0 | 0 | 0 | 0 | 0 | 0 | 291.3511
v5.10_MeasureAssessmentTemplate_Commercial_All | Thermostat - SEG All - Smart Thermostats | HVAC | Thermostat | Retrofit | Thermostat | Commercial | Extra Large Retail | Firm | Transport | Commercial | 47.9188 | 1 | 1.7886 | 4.8219 | -0.92007 | 0.46729 | -2.0702 | 0.082551 | 0.16426 | 0.2903 | 0.47004 | 0.71018 | 1.0124 | 1.3709 | 1.769 | 2.1778 | 2.5564 | 2.8549 | 3.0231 | 3.0218 | 2.8354 | 2.4815 | 2.0427 | 1.5549 | 0.401 | 0 | 0 | 0 | 0 | 0 | 0 | 0 | 28.8192
v5.10_MeasureAssessmentTemplate_Commercial_All | Thermostat - SEG All - Smart Thermostats | HVAC | Thermostat | Retrofit | Thermostat | Commercial | Hospital | Firm | Sales | Commercial | 47.9188 | 1 | 1.7886 | 6.0587 | -0.92007 | 1.8348 | -2.2132 | 0.047785 | 0.095128 | 0.16821 | 0.2725 | 0.41192 | 0.58754 | 0.79593 | 1.0276 | 1.2657 | 1.4865 | 1.6609 | 1.7596 | 1.7597 | 1.6521 | 1.4466 | 1.1914 | 0.90733 | 0.34802 | 0 | 0 | 0 | 0 | 0 | 0 | 0 | 16.8845
v5.10_MeasureAssessmentTemplate_Commercial_All | Thermostat - SEG All - Smart Thermostats | HVAC | Thermostat | Retrofit | Thermostat | Commercial | Hospital | Firm | Transport | Commercial | 47.9188 | 1 | 1.7886 | 4.8219 | -0.92007 | 0.46729 | -2.0702 | 0.025136 | 0.050039 | 0.088483 | 0.14334 | 0.21668 | 0.30906 | 0.41868 | 0.54053 | 0.6658 | 0.78192 | 0.87367 | 0.92561 | 0.92566 | 0.86901 | 0.76093 | 0.6267 | 0.47727 | 0.18307 | 0 | 0 | 0 | 0 | 0 | 0 | 0 | 8.8816
v5.10_MeasureAssessmentTemplate_Commercial_All | Thermostat - SEG All - Smart Thermostats | HVAC | Thermostat | Retrofit | Thermostat | Commercial | Hospital | Interruptible | Sales | Commercial | 47.9188 | 0 | 0.9913 | 3.3579 | 0.54287 | 0.46729 | -0.75024 | 0.025066 | 0.049901 | 0.088237 | 0.14294 | 0.21608 | 0.3082 | 0.41752 | 0.53903 | 0.66396 | 0.77975 | 0.87124 | 0.92304 | 0.92309 | 0.8666 | 0.75881 | 0.62496 | 0.47595 | 0.18256 | 0 | 0 | 0 | 0 | 0 | 0 | 0 | 8.8569
v5.10_MeasureAssessmentTemplate_Commercial_All | Thermostat - SEG All - Smart Thermostats | HVAC | Thermostat | Retrofit | Thermostat | Commercial | Large Office | Firm | Sales | Commercial | 47.9188 | 1 | 1.7886 | 6.0587 | -0.92007 | 1.8348 | -2.2132 | 1.5534 | 3.0958 | 5.4802 | 8.8875 | 13.4495 | 19.2048 | 26.0454 | 33.663 | 41.5104 | 48.8037 | 54.5904 | 57.8997 | 57.967 | 54.4797 | 47.7561 | 39.3753 | 30.0202 | 19.8189 | 0 | 0 | 0 | 0 | 0 | 0 | 0 | 563.6008
v5.10_MeasureAssessmentTemplate_Commercial_All | Thermostat - SEG All - Smart Thermostats | HVAC | Thermostat | Retrofit | Thermostat | Commercial | Large Office | Firm | Sales | Industrial | 47.9188 | 1 | 1.7886 | 6.0587 | -0.92007 | 1.8348 | -2.2132 | 0.014613 | 0.029122 | 0.051553 | 0.083606 | 0.12652 | 0.18066 | 0.24501 | 0.31667 | 0.39049 | 0.4591 | 0.51354 | 0.54467 | 0.5453 | 0.5125 | 0.44925 | 0.37041 | 0.2824 | 0.18644 | 0 | 0 | 0 | 0 | 0 | 0 | 0 | 5.3019
v5.10_MeasureAssessmentTemplate_Commercial_All | Thermostat - SEG All - Smart Thermostats | HVAC | Thermostat | Retrofit | Thermostat | Commercial | Large Retail | Firm | Sales | Commercial | 47.9188 | 1 | 1.7886 | 6.0587 | -0.92007 | 1.8348 | -2.2132 | 0.251 | 0.49942 | 0.88267 | 1.4292 | 2.1593 | 3.0784 | 4.1682 | 5.3786 | 6.6218 | 7.7728 | 8.6804 | 9.1919 | 9.1878 | 8.6212 | 7.5451 | 6.211 | 4.7277 | 1.2192 | 0 | 0 | 0 | 0 | 0 | 0 | 0 | 87.6257
v5.10_MeasureAssessmentTemplate_Commercial_All | Thermostat - SEG All - Smart Thermostats | HVAC | Thermostat | Retrofit | Thermostat | Commercial | Lodging | Firm | Sales | Commercial | 47.9188 | 1 | 1.7886 | 6.0587 | -0.92007 | 1.8348 | -2.2132 | 0 | 0 | 0 | 0 | 0 | 0 | 0 | 0 | 0 | 0 | 0 | 0 | 0 | 0 | 0 | 0 | 0 | 0 | 0 | 0 | 0 | 0 | 0 | 0 | 0 | 0
v5.10_MeasureAssessmentTemplate_Commercial_All | Thermostat - SEG All - Smart Thermostats | HVAC | Thermostat | Retrofit | Thermostat | Commercial | Medium Office | Firm | Sales | Commercial | 47.9188 | 1 | 1.7886 | 6.0587 | -0.92007 | 1.8348 | -2.2132 | 1.4764 | 2.9424 | 5.2087 | 8.4472 | 12.7832 | 18.2533 | 24.755 | 31.9952 | 39.4538 | 46.3858 | 51.8858 | 55.0311 | 55.0951 | 51.7806 | 45.3901 | 37.4245 | 28.5329 | 18.837 | 0 | 0 | 0 | 0 | 0 | 0 | 0 | 535.6781
v5.10_MeasureAssessmentTemplate_Commercial_All | Thermostat - SEG All - Smart Thermostats | HVAC | Thermostat | Retrofit | Thermostat | Commercial | Medium Retail | Firm | Sales | Commercial | 47.9188 | 1 | 1.7886 | 6.0587 | -0.92007 | 1.8348 | -2.2132 | 0.39512 | 0.78618 | 1.3895 | 2.2498 | 3.3992 | 4.8459 | 6.5615 | 8.4669 | 10.4239 | 12.2357 | 13.6646 | 14.4696 | 14.4632 | 13.5713 | 11.8773 | 9.7772 | 7.4423 | 1.9193 | 0 | 0 | 0 | 0 | 0 | 0 | 0 | 137.9386
v5.10_MeasureAssessmentTemplate_Commercial_All | Thermostat - SEG All - Smart Thermostats | HVAC | Thermostat | Retrofit | Thermostat | Commercial | Medium Retail | Firm | Sales | Industrial | 47.9188 | 1 | 1.7886 | 6.0587 | -0.92007 | 1.8348 | -2.2132 | 0.0012713 | 0.0025295 | 0.0044706 | 0.0072387 | 0.010937 | 0.015592 | 0.021111 | 0.027242 | 0.033539 | 0.039368 | 0.043965 | 0.046556 | 0.046535 | 0.043665 | 0.038215 | 0.031458 | 0.023946 | 0.0061753 | 0 | 0 | 0 | 0 | 0 | 0 | 0 | 0.44382
v5.10_MeasureAssessmentTemplate_Commercial_All | Thermostat - SEG All - Smart Thermostats | HVAC | Thermostat | Retrofit | Thermostat | Commercial | Other | Firm | Sales | Commercial | 47.9188 | 1 | 1.7886 | 6.0587 | -0.92007 | 1.8348 | -2.2132 | 0.14358 | 0.28442 | 0.50045 | 0.80672 | 1.2135 | 1.7223 | 2.3217 | 2.9827 | 3.6559 | 4.2724 | 4.7502 | 5.0078 | 4.9835 | 4.6555 | 4.0564 | 3.3244 | 0.38628 | 0 | 0 | 0 | 0 | 0 | 0 | 0 | 0 | 45.0676
v5.10_MeasureAssessmentTemplate_Commercial_All | Thermostat - SEG All - Smart Thermostats | HVAC | Thermostat | Retrofit | Thermostat | Commercial | Restaurant | Firm | Sales | Commercial | 47.9188 | 1 | 1.7886 | 6.0587 | -0.92007 | 1.8348 | -2.2132 | 0.62221 | 1.2326 | 2.1688 | 3.4961 | 5.2588 | 7.4639 | 10.0616 | 12.926 | 15.8434 | 18.515 | 20.5857 | 21.7022 | 21.5966 | 20.1753 | 17.5789 | 14.4067 | 1.674 | 0 | 0 | 0 | 0 | 0 | 0 | 0 | 0 | 195.3077
v5.10_MeasureAssessmentTemplate_Commercial_All | Thermostat - SEG All - Smart Thermostats | HVAC | Thermostat | Retrofit | Thermostat | Commercial | School K-12 | Firm | Sales | Commercial | 47.9188 | 1 | 1.7886 | 6.0587 | -0.92007 | 1.8348 | -2.2132 | 0.85305 | 1.7016 | 3.0149 | 4.8939 | 7.4127 | 10.5942 | 14.3808 | 18.6035 | 22.961 | 27.0197 | 30.2507 | 32.1134 | 32.1798 | 30.2712 | 26.5592 | 21.9181 | 16.7257 | 11.555 | 3.2751 | 0 | 0 | 0 | 0 | 0 | 0 | 316.2834
v5.10_MeasureAssessmentTemplate_Commercial_All | Thermostat - SEG All - Smart Thermostats | HVAC | Thermostat | Retrofit | Thermostat | Commercial | Small Office | Firm | Sales | Commercial | 47.9188 | 1 | 1.7886 | 6.0587 | -0.92007 | 1.8348 | -2.2132 | 2.1379 | 4.2608 | 7.5425 | 12.2321 | 18.5109 | 26.432 | 35.847 | 46.3312 | 57.1318 | 67.1699 | 75.1341 | 79.6888 | 79.7814 | 74.9818 | 65.728 | 54.1933 | 41.3176 | 27.2772 | 0 | 0 | 0 | 0 | 0 | 0 | 0 | 775.6984
v5.10_MeasureAssessmentTemplate_Commercial_All | Thermostat - SEG All - Smart Thermostats | HVAC | Thermostat | Retrofit | Thermostat | Commercial | Small Retail | Firm | Sales | Commercial | 47.9188 | 1 | 1.7886 | 6.0587 | -0.92007 | 1.8348 | -2.2132 | 0.60362 | 1.201 | 2.1227 | 3.437 | 5.1928 | 7.4031 | 10.0239 | 12.9348 | 15.9245 | 18.6924 | 20.8752 | 22.1051 | 22.0953 | 20.7327 | 18.1448 | 14.9366 | 11.3695 | 2.9321 | 0 | 0 | 0 | 0 | 0 | 0 | 0 | 210.7271
v5.10_MeasureAssessmentTemplate_Commercial_All | Thermostat - SEG All - Smart Thermostats | HVAC | Thermostat | Retrofit | Thermostat | Commercial | Supermarket | Firm | Sales | Commercial | 47.9188 | 1 | 1.7886 | 6.0587 | -0.92007 | 1.8348 | -2.2132 | 1.9908 | 3.9607 | 6.9992 | 11.3314 | 17.1183 | 24.4014 | 33.0359 | 42.6243 | 52.4701 | 61.5827 | 68.7656 | 72.8084 | 72.7673 | 68.2716 | 59.7427 | 49.1734 | 37.4257 | 8.5232 | 0 | 0 | 0 | 0 | 0 | 0 | 0 | 692.9926
v5.10_MeasureAssessmentTemplate_Commercial_All | Thermostat - SEG All - Smart Thermostats | HVAC | Thermostat | Retrofit | Thermostat | Commercial | Supermarket | Firm | Transport | Commercial | 47.9188 | 1 | 1.7886 | 4.8219 | -0.92007 | 0.46729 | -2.0702 | 0.31404 | 0.62478 | 1.1041 | 1.7875 | 2.7003 | 3.8492 | 5.2113 | 6.7238 | 8.2769 | 9.7144 | 10.8475 | 11.4852 | 11.4787 | 10.7695 | 9.4241 | 7.7569 | 5.9037 | 1.3445 | 0 | 0 | 0 | 0 | 0 | 0 | 0 | 109.3164
v5.10_MeasureAssessmentTemplate_Commercial_All | Thermostatic Shower Valve - SEG SEL - Thermostatic Shower Valve | Water Heat | Thermostatic Shower Valve | Retrofit | Thermostatic Shower Valve | Commercial | Assembly | Firm | Sales | Commercial | 2.9543 | 1 | 2.1185 | 3.1589 | -1.6499 | -0.22061 | -0.67372 | 0.0017308 | 0.0034442 | 0.0060878 | 0.0098582 | 0.014896 | 0.021239 | 0.028761 | 0.037118 | 0.045702 | 0.053652 | 0.059924 | 0.063462 | 0.063441 | 0.059535 | 0.05211 | 0.042901 | 0.032659 | 0.0093528 | 0 | 0 | 0 | 0 | 0 | 0 | 0 | 0.60587
v5.10_MeasureAssessmentTemplate_Commercial_All | Thermostatic Shower Valve - SEG SEL - Thermostatic Shower Valve | Water Heat | Thermostatic Shower Valve | Retrofit | Thermostatic Shower Valve | Commercial | Hospital | Firm | Sales | Commercial | 2.9543 | 1 | 2.1185 | 3.1589 | -1.6499 | -0.22061 | -0.67372 | 0.0071447 | 0.014223 | 0.02515 | 0.040743 | 0.061588 | 0.087846 | 0.119 | 0.15364 | 0.18925 | 0.22225 | 0.24833 | 0.26309 | 0.26311 | 0.24701 | 0.21629 | 0.17813 | 0.13566 | 0.052034 | 0 | 0 | 0 | 0 | 0 | 0 | 0 | 2.5245
v5.10_MeasureAssessmentTemplate_Commercial_All | Thermostatic Shower Valve - SEG SEL - Thermostatic Shower Valve | Water Heat | Thermostatic Shower Valve | Retrofit | Thermostatic Shower Valve | Commercial | Hospital | Firm | Transport | Commercial | 2.9543 | 1 | 2.1185 | 1.9798 | -1.6499 | 0.46729 | -0.53072 | 0.0037582 | 0.0074817 | 0.01323 | 0.021432 | 0.032397 | 0.046209 | 0.062599 | 0.080818 | 0.099548 | 0.11691 | 0.13063 | 0.13839 | 0.1384 | 0.12993 | 0.11377 | 0.093701 | 0.07136 | 0.027371 | 0 | 0 | 0 | 0 | 0 | 0 | 0 | 1.3279
v5.10_MeasureAssessmentTemplate_Commercial_All | Thermostatic Shower Valve - SEG SEL - Thermostatic Shower Valve | Water Heat | Thermostatic Shower Valve | Retrofit | Thermostatic Shower Valve | Commercial | Hospital | Interruptible | Sales | Commercial | 2.9543 | 1 | 1.9756 | 2.6528 | -1.3758 | 0.46729 | -0.39962 | 0.0037478 | 0.0074609 | 0.013193 | 0.021372 | 0.032307 | 0.046081 | 0.062425 | 0.080594 | 0.099272 | 0.11659 | 0.13026 | 0.13801 | 0.13802 | 0.12957 | 0.11345 | 0.093441 | 0.071162 | 0.027295 | 0 | 0 | 0 | 0 | 0 | 0 | 0 | 1.3243
v5.10_MeasureAssessmentTemplate_Commercial_All | Thermostatic Shower Valve - SEG SEL - Thermostatic Shower Valve | Water Heat | Thermostatic Shower Valve | Retrofit | Thermostatic Shower Valve | Commercial | Large Office | Firm | Sales | Commercial | 2.9543 | 1 | 2.1185 | 3.1589 | -1.6499 | -0.22061 | -0.67372 | 0.0067907 | 0.013533 | 0.023957 | 0.038853 | 0.058796 | 0.083956 | 0.11386 | 0.14716 | 0.18147 | 0.21335 | 0.23865 | 0.25311 | 0.25341 | 0.23816 | 0.20877 | 0.17213 | 0.13124 | 0.08664 | 0 | 0 | 0 | 0 | 0 | 0 | 0 | 2.4638
v5.10_MeasureAssessmentTemplate_Commercial_All | Thermostatic Shower Valve - SEG SEL - Thermostatic Shower Valve | Water Heat | Thermostatic Shower Valve | Retrofit | Thermostatic Shower Valve | Commercial | Large Office | Firm | Sales | Industrial | 2.9543 | 1 | 2.1185 | 3.1589 | -1.6499 | -0.22061 | -0.67372 | 6.3881e-05 | 0.00012731 | 0.00022537 | 0.00036549 | 0.0005531 | 0.00078978 | 0.0010711 | 0.0013844 | 0.0017071 | 0.002007 | 0.002245 | 0.0023811 | 0.0023838 | 0.0022404 | 0.0019639 | 0.0016193 | 0.0012346 | 0.00081504 | 0 | 0 | 0 | 0 | 0 | 0 | 0 | 0.023178
v5.10_MeasureAssessmentTemplate_Commercial_All | Thermostatic Shower Valve - SEG SEL - Thermostatic Shower Valve | Water Heat | Thermostatic Shower Valve | Retrofit | Thermostatic Shower Valve | Commercial | Lodging | Firm | Sales | Commercial | 2.9543 | 1 | 2.1185 | 3.1589 | -1.6499 | -0.22061 | -0.67372 | 0.080091 | 0.1595 | 0.28216 | 0.45727 | 0.69151 | 0.98672 | 1.3372 | 1.7271 | 2.1283 | 2.5005 | 2.795 | 2.9623 | 2.9637 | 2.7834 | 2.4382 | 2.0089 | 1.5305 | 0.74098 | 0 | 0 | 0 | 0 | 0 | 0 | 0 | 28.5734
v5.10_MeasureAssessmentTemplate_Commercial_All | Thermostatic Shower Valve - SEG SEL - Thermostatic Shower Valve | Water Heat | Thermostatic Shower Valve | Retrofit | Thermostatic Shower Valve | Commercial | Medium Office | Firm | Sales | Commercial | 2.9543 | 1 | 2.1185 | 3.1589 | -1.6499 | -0.22061 | -0.67372 | 0.0064543 | 0.012863 | 0.02277 | 0.036928 | 0.055883 | 0.079796 | 0.10822 | 0.13987 | 0.17248 | 0.20278 | 0.22682 | 0.24057 | 0.24085 | 0.22636 | 0.19843 | 0.16361 | 0.12473 | 0.082348 | 0 | 0 | 0 | 0 | 0 | 0 | 0 | 2.3418
v5.10_MeasureAssessmentTemplate_Commercial_All | Thermostatic Shower Valve - SEG SEL - Thermostatic Shower Valve | Water Heat | Thermostatic Shower Valve | Retrofit | Thermostatic Shower Valve | Commercial | Other | Firm | Sales | Commercial | 2.9543 | 1 | 2.1185 | 3.1589 | -1.6499 | -0.22061 | -0.67372 | 0.00038118 | 0.00075509 | 0.0013286 | 0.0021417 | 0.0032216 | 0.0045725 | 0.0061639 | 0.0079187 | 0.0097059 | 0.011343 | 0.012611 | 0.013295 | 0.01323 | 0.01236 | 0.010769 | 0.0088258 | 0.0010255 | 0 | 0 | 0 | 0 | 0 | 0 | 0 | 0 | 0.11965
v5.10_MeasureAssessmentTemplate_Commercial_All | Thermostatic Shower Valve - SEG SEL - Thermostatic Shower Valve | Water Heat | Thermostatic Shower Valve | Retrofit | Thermostatic Shower Valve | Commercial | School K-12 | Firm | Sales | Commercial | 2.9543 | 1 | 2.1185 | 3.1589 | -1.6499 | -0.22061 | -0.67372 | 0.0048294 | 0.0096333 | 0.017068 | 0.027706 | 0.041965 | 0.059977 | 0.081414 | 0.10532 | 0.12999 | 0.15297 | 0.17126 | 0.1818 | 0.18218 | 0.17137 | 0.15036 | 0.12408 | 0.094689 | 0.065416 | 0.018541 | 0 | 0 | 0 | 0 | 0 | 0 | 1.7906
v5.10_MeasureAssessmentTemplate_Commercial_All | Thermostatic Shower Valve - SEG SEL - Thermostatic Shower Valve | Water Heat | Thermostatic Shower Valve | Retrofit | Thermostatic Shower Valve | Commercial | Small Office | Firm | Sales | Commercial | 2.9543 | 1 | 2.1185 | 3.1589 | -1.6499 | -0.22061 | -0.67372 | 0.0093462 | 0.018626 | 0.032973 | 0.053474 | 0.080923 | 0.11555 | 0.15671 | 0.20254 | 0.24976 | 0.29364 | 0.32846 | 0.34837 | 0.34877 | 0.32779 | 0.28734 | 0.23691 | 0.18062 | 0.11925 | 0 | 0 | 0 | 0 | 0 | 0 | 0 | 3.3911
v5.10_MeasureAssessmentTemplate_Commercial_All | Two Stage Valve for Clothes Dryer - SEG SEL - Two-Stage Valves for Commercial Gas Clothes Dryers | Appliances | Two Stage Valve for Clothes Dryer | Retrofit | Two Stage Valve for Clothes Dryer | Commercial | Assembly | Firm | Sales | Commercial | 351.82 | 1 | 2.8101 | 3.1014 | -0.58987 | 0.59781 | -0.64602 | 0.092699 | 0.10713 | 0.12164 | 0.14158 | 0.15461 | 0.15724 | 0.14752 | 0.12623 | 0.097247 | 0.024174 | 0 | 0 | 0 | 0 | 0 | 0 | 0 | 0 | 0 | 0 | 0 | 0 | 0 | 0 | 0 | 1.1701
v5.10_MeasureAssessmentTemplate_Commercial_All | Two Stage Valve for Clothes Dryer - SEG SEL - Two-Stage Valves for Commercial Gas Clothes Dryers | Appliances | Two Stage Valve for Clothes Dryer | Retrofit | Two Stage Valve for Clothes Dryer | Commercial | Hospital | Firm | Sales | Commercial | 351.82 | 1 | 2.8101 | 3.1014 | -0.58987 | 0.59781 | -0.64602 | 0.2439 | 0.28197 | 0.32031 | 0.37294 | 0.40745 | 0.41453 | 0.38904 | 0.33304 | 0.25667 | 0.087597 | 0 | 0 | 0 | 0 | 0 | 0 | 0 | 0 | 0 | 0 | 0 | 0 | 0 | 0 | 0 | 3.1074
v5.10_MeasureAssessmentTemplate_Commercial_All | Two Stage Valve for Clothes Dryer - SEG SEL - Two-Stage Valves for Commercial Gas Clothes Dryers | Appliances | Two Stage Valve for Clothes Dryer | Retrofit | Two Stage Valve for Clothes Dryer | Commercial | Hospital | Firm | Transport | Commercial | 351.82 | 1 | 2.8101 | 1.9287 | -0.58987 | 0.46729 | -0.50302 | 0.1283 | 0.14832 | 0.16849 | 0.19618 | 0.21433 | 0.21805 | 0.20464 | 0.17519 | 0.13501 | 0.046078 | 0 | 0 | 0 | 0 | 0 | 0 | 0 | 0 | 0 | 0 | 0 | 0 | 0 | 0 | 0 | 1.6346
v5.10_MeasureAssessmentTemplate_Commercial_All | Two Stage Valve for Clothes Dryer - SEG SEL - Two-Stage Valves for Commercial Gas Clothes Dryers | Appliances | Two Stage Valve for Clothes Dryer | Retrofit | Two Stage Valve for Clothes Dryer | Commercial | Hospital | Interruptible | Sales | Commercial | 351.82 | 1 | 2.3979 | 2.6465 | -0.34346 | 0.46729 | -0.39962 | 0.12794 | 0.14791 | 0.16802 | 0.19563 | 0.21373 | 0.21745 | 0.20408 | 0.1747 | 0.13464 | 0.04595 | 0 | 0 | 0 | 0 | 0 | 0 | 0 | 0 | 0 | 0 | 0 | 0 | 0 | 0 | 0 | 1.63
v5.10_MeasureAssessmentTemplate_Commercial_All | Two Stage Valve for Clothes Dryer - SEG SEL - Two-Stage Valves for Commercial Gas Clothes Dryers | Appliances | Two Stage Valve for Clothes Dryer | Retrofit | Two Stage Valve for Clothes Dryer | Commercial | Lodging | Firm | Sales | Commercial | 351.82 | 1 | 2.8101 | 3.1014 | -0.58987 | 0.59781 | -0.64602 | 3.8826 | 4.4904 | 5.1029 | 5.9439 | 6.4964 | 6.612 | 6.2079 | 5.3165 | 4.0989 | 1.7937 | 0 | 0 | 0 | 0 | 0 | 0 | 0 | 0 | 0 | 0 | 0 | 0 | 0 | 0 | 0 | 49.9452
v5.10_MeasureAssessmentTemplate_Commercial_All | Two Stage Valve for Clothes Dryer - SEG SEL - Two-Stage Valves for Commercial Gas Clothes Dryers | Appliances | Two Stage Valve for Clothes Dryer | Retrofit | Two Stage Valve for Clothes Dryer | Commercial | Other | Firm | Sales | Commercial | 351.82 | 1 | 2.8101 | 3.1014 | -0.58987 | 0.59781 | -0.64602 | 0.023866 | 0.027455 | 0.031035 | 0.035957 | 0.03909 | 0.039574 | 0.036958 | 0.031482 | 0.0047036 | 0 | 0 | 0 | 0 | 0 | 0 | 0 | 0 | 0 | 0 | 0 | 0 | 0 | 0 | 0 | 0 | 0.27012
v5.10_MeasureAssessmentTemplate_Commercial_All | Wall Insulation - SEG All - Wall Insulation R-20 from R-0 | HVAC | Wall Insulation | Retrofit | Wall Insulation | Commercial | Assembly | Firm | Sales | Commercial | 0.19 | 1 | 4.8508 | 6.9281 | -2.4521 | 0.77362 | -2.6841 | 0.025198 | 0.050142 | 0.088631 | 0.14352 | 0.21687 | 0.30921 | 0.41872 | 0.54038 | 0.66536 | 0.7811 | 0.87241 | 0.92392 | 0.92361 | 0.86675 | 0.75865 | 0.62458 | 0.47548 | 0.13616 | 0 | 0 | 0 | 0 | 0 | 0 | 0 | 8.8207
v5.10_MeasureAssessmentTemplate_Commercial_All | Wall Insulation - SEG All - Wall Insulation R-20 from R-0 | HVAC | Wall Insulation | Retrofit | Wall Insulation | Commercial | Extra Large Retail | Firm | Sales | Commercial | 0.19 | 1 | 4.8508 | 6.9281 | -2.4521 | 0.77362 | -2.6841 | 0.024378 | 0.048507 | 0.085729 | 0.13881 | 0.20972 | 0.29899 | 0.40483 | 0.5224 | 0.64314 | 0.75493 | 0.84309 | 0.89276 | 0.89236 | 0.83733 | 0.73282 | 0.60324 | 0.45918 | 0.11842 | 0 | 0 | 0 | 0 | 0 | 0 | 0 | 8.5106
v5.10_MeasureAssessmentTemplate_Commercial_All | Wall Insulation - SEG All - Wall Insulation R-20 from R-0 | HVAC | Wall Insulation | Retrofit | Wall Insulation | Commercial | Extra Large Retail | Firm | Transport | Commercial | 0.19 | 1 | 4.8508 | 5.6913 | -2.4521 | 0.46729 | -2.5411 | 0.0024114 | 0.0047981 | 0.00848 | 0.01373 | 0.020745 | 0.029575 | 0.040045 | 0.051673 | 0.063617 | 0.074675 | 0.083395 | 0.088308 | 0.088269 | 0.082825 | 0.072487 | 0.05967 | 0.04542 | 0.011714 | 0 | 0 | 0 | 0 | 0 | 0 | 0 | 0.84184
v5.10_MeasureAssessmentTemplate_Commercial_All | Wall Insulation - SEG All - Wall Insulation R-20 from R-0 | HVAC | Wall Insulation | Retrofit | Wall Insulation | Commercial | Hospital | Firm | Sales | Commercial | 0.19 | 1 | 4.8508 | 6.9281 | -2.4521 | 0.77362 | -2.6841 | 0.0039306 | 0.0078249 | 0.013836 | 0.022415 | 0.033883 | 0.048328 | 0.06547 | 0.084525 | 0.10411 | 0.12227 | 0.13662 | 0.14474 | 0.14475 | 0.13589 | 0.11899 | 0.097999 | 0.074633 | 0.028627 | 0 | 0 | 0 | 0 | 0 | 0 | 0 | 1.3888
v5.10_MeasureAssessmentTemplate_Commercial_All | Wall Insulation - SEG All - Wall Insulation R-20 from R-0 | HVAC | Wall Insulation | Retrofit | Wall Insulation | Commercial | Hospital | Firm | Transport | Commercial | 0.19 | 1 | 4.8508 | 5.6913 | -2.4521 | 0.46729 | -2.5411 | 0.0020676 | 0.004116 | 0.0072782 | 0.011791 | 0.017823 | 0.025422 | 0.034439 | 0.044462 | 0.054766 | 0.064318 | 0.071864 | 0.076137 | 0.076141 | 0.071482 | 0.062591 | 0.05155 | 0.039259 | 0.015058 | 0 | 0 | 0 | 0 | 0 | 0 | 0 | 0.73056
v5.10_MeasureAssessmentTemplate_Commercial_All | Wall Insulation - SEG All - Wall Insulation R-20 from R-0 | HVAC | Wall Insulation | Retrofit | Wall Insulation | Commercial | Hospital | Interruptible | Sales | Commercial | 0.19 | 1 | 2.9597 | 4.2273 | -0.98918 | 0.46729 | -1.2211 | 0.0020619 | 0.0041046 | 0.007258 | 0.011758 | 0.017774 | 0.025351 | 0.034343 | 0.044339 | 0.054614 | 0.064139 | 0.071665 | 0.075925 | 0.07593 | 0.071283 | 0.062417 | 0.051406 | 0.03915 | 0.015016 | 0 | 0 | 0 | 0 | 0 | 0 | 0 | 0.72853
v5.10_MeasureAssessmentTemplate_Commercial_All | Wall Insulation - SEG All - Wall Insulation R-20 from R-0 | HVAC | Wall Insulation | Retrofit | Wall Insulation | Commercial | Large Office | Firm | Sales | Commercial | 0.19 | 1 | 4.8508 | 6.9281 | -2.4521 | 0.77362 | -2.6841 | 0.043673 | 0.087037 | 0.15407 | 0.24987 | 0.37813 | 0.53994 | 0.73227 | 0.94643 | 1.1671 | 1.3721 | 1.5348 | 1.6278 | 1.6297 | 1.5317 | 1.3427 | 1.107 | 0.84402 | 0.55721 | 0 | 0 | 0 | 0 | 0 | 0 | 0 | 15.8456
v5.10_MeasureAssessmentTemplate_Commercial_All | Wall Insulation - SEG All - Wall Insulation R-20 from R-0 | HVAC | Wall Insulation | Retrofit | Wall Insulation | Commercial | Large Office | Firm | Sales | Industrial | 0.19 | 1 | 4.8508 | 6.9281 | -2.4521 | 0.77362 | -2.6841 | 0.00041083 | 0.00081877 | 0.0014494 | 0.0023506 | 0.0035571 | 0.0050793 | 0.0068885 | 0.0089032 | 0.010979 | 0.012908 | 0.014438 | 0.015313 | 0.015331 | 0.014409 | 0.012631 | 0.010414 | 0.0079398 | 0.0052417 | 0 | 0 | 0 | 0 | 0 | 0 | 0 | 0.14906
v5.10_MeasureAssessmentTemplate_Commercial_All | Wall Insulation - SEG All - Wall Insulation R-20 from R-0 | HVAC | Wall Insulation | Retrofit | Wall Insulation | Commercial | Large Retail | Firm | Sales | Commercial | 0.19 | 1 | 4.8508 | 6.9281 | -2.4521 | 0.77362 | -2.6841 | 0.0073319 | 0.014589 | 0.025784 | 0.041748 | 0.063076 | 0.089922 | 0.12176 | 0.15711 | 0.19343 | 0.22705 | 0.25356 | 0.2685 | 0.26838 | 0.25183 | 0.2204 | 0.18143 | 0.1381 | 0.035615 | 0 | 0 | 0 | 0 | 0 | 0 | 0 | 2.5596
v5.10_MeasureAssessmentTemplate_Commercial_All | Wall Insulation - SEG All - Wall Insulation R-20 from R-0 | HVAC | Wall Insulation | Retrofit | Wall Insulation | Commercial | Lodging | Firm | Sales | Commercial | 0.19 | 1 | 4.8508 | 6.9281 | -2.4521 | 0.77362 | -2.6841 | 0.0029722 | 0.0059192 | 0.010471 | 0.016969 | 0.025662 | 0.036617 | 0.049625 | 0.064094 | 0.07898 | 0.092792 | 0.10372 | 0.10993 | 0.10998 | 0.10329 | 0.090482 | 0.07455 | 0.056798 | 0.027498 | 0 | 0 | 0 | 0 | 0 | 0 | 0 | 1.0604
v5.10_MeasureAssessmentTemplate_Commercial_All | Wall Insulation - SEG All - Wall Insulation R-20 from R-0 | HVAC | Wall Insulation | Retrofit | Wall Insulation | Commercial | Medium Office | Firm | Sales | Commercial | 0.19 | 1 | 4.8508 | 6.9281 | -2.4521 | 0.77362 | -2.6841 | 0.041509 | 0.082725 | 0.14644 | 0.23749 | 0.3594 | 0.51319 | 0.69599 | 0.89954 | 1.1092 | 1.3041 | 1.4588 | 1.5472 | 1.549 | 1.4558 | 1.2761 | 1.0522 | 0.8022 | 0.5296 | 0 | 0 | 0 | 0 | 0 | 0 | 0 | 15.0606
v5.10_MeasureAssessmentTemplate_Commercial_All | Wall Insulation - SEG All - Wall Insulation R-20 from R-0 | HVAC | Wall Insulation | Retrofit | Wall Insulation | Commercial | Medium Retail | Firm | Sales | Commercial | 0.19 | 1 | 4.8508 | 6.9281 | -2.4521 | 0.77362 | -2.6841 | 0.011542 | 0.022965 | 0.040588 | 0.065718 | 0.099293 | 0.14155 | 0.19167 | 0.24733 | 0.30449 | 0.35742 | 0.39915 | 0.42267 | 0.42248 | 0.39643 | 0.34695 | 0.2856 | 0.2174 | 0.056065 | 0 | 0 | 0 | 0 | 0 | 0 | 0 | 4.0293
v5.10_MeasureAssessmentTemplate_Commercial_All | Wall Insulation - SEG All - Wall Insulation R-20 from R-0 | HVAC | Wall Insulation | Retrofit | Wall Insulation | Commercial | Medium Retail | Firm | Sales | Industrial | 0.19 | 1 | 4.8508 | 6.9281 | -2.4521 | 0.77362 | -2.6841 | 3.7136e-05 | 7.389e-05 | 0.00013059 | 0.00021145 | 0.00031947 | 0.00045545 | 0.00061668 | 0.00079577 | 0.0009797 | 0.00115 | 0.0012843 | 0.0013599 | 0.0013593 | 0.0012755 | 0.0011163 | 0.00091892 | 0.00069947 | 0.00018039 | 0 | 0 | 0 | 0 | 0 | 0 | 0 | 0.012964
v5.10_MeasureAssessmentTemplate_Commercial_All | Wall Insulation - SEG All - Wall Insulation R-20 from R-0 | HVAC | Wall Insulation | Retrofit | Wall Insulation | Commercial | Other | Firm | Sales | Commercial | 0.19 | 1 | 4.8508 | 6.9281 | -2.4521 | 0.77362 | -2.6841 | 0.0052824 | 0.010464 | 0.018412 | 0.029681 | 0.044646 | 0.063366 | 0.08542 | 0.10974 | 0.13451 | 0.15719 | 0.17477 | 0.18425 | 0.18335 | 0.17128 | 0.14924 | 0.12231 | 0.014212 | 0 | 0 | 0 | 0 | 0 | 0 | 0 | 0 | 1.6581
v5.10_MeasureAssessmentTemplate_Commercial_All | Wall Insulation - SEG All - Wall Insulation R-20 from R-0 | HVAC | Wall Insulation | Retrofit | Wall Insulation | Commercial | Restaurant | Firm | Sales | Commercial | 0.19 | 1 | 4.8508 | 6.9281 | -2.4521 | 0.77362 | -2.6841 | 0.013003 | 0.025759 | 0.045324 | 0.073062 | 0.1099 | 0.15598 | 0.21027 | 0.27013 | 0.3311 | 0.38693 | 0.43021 | 0.45354 | 0.45134 | 0.42163 | 0.36737 | 0.30108 | 0.034984 | 0 | 0 | 0 | 0 | 0 | 0 | 0 | 0 | 4.0816
v5.10_MeasureAssessmentTemplate_Commercial_All | Wall Insulation - SEG All - Wall Insulation R-20 from R-0 | HVAC | Wall Insulation | Retrofit | Wall Insulation | Commercial | School K-12 | Firm | Sales | Commercial | 0.19 | 1 | 4.8508 | 6.9281 | -2.4521 | 0.77362 | -2.6841 | 0.084007 | 0.16757 | 0.29691 | 0.48194 | 0.72999 | 1.0433 | 1.4162 | 1.832 | 2.2612 | 2.6609 | 2.979 | 3.1625 | 3.169 | 2.9811 | 2.6155 | 2.1585 | 1.6471 | 1.1379 | 0.32252 | 0 | 0 | 0 | 0 | 0 | 0 | 31.1471
v5.10_MeasureAssessmentTemplate_Commercial_All | Wall Insulation - SEG All - Wall Insulation R-20 from R-0 | HVAC | Wall Insulation | Retrofit | Wall Insulation | Commercial | Small Office | Firm | Sales | Commercial | 0.19 | 1 | 4.8508 | 6.9281 | -2.4521 | 0.77362 | -2.6841 | 0.060108 | 0.11979 | 0.21206 | 0.3439 | 0.52043 | 0.74314 | 1.0078 | 1.3026 | 1.6063 | 1.8885 | 2.1124 | 2.2404 | 2.243 | 2.1081 | 1.8479 | 1.5236 | 1.1616 | 0.7669 | 0 | 0 | 0 | 0 | 0 | 0 | 0 | 21.8087
v5.10_MeasureAssessmentTemplate_Commercial_All | Wall Insulation - SEG All - Wall Insulation R-20 from R-0 | HVAC | Wall Insulation | Retrofit | Wall Insulation | Commercial | Small Retail | Firm | Sales | Commercial | 0.19 | 1 | 4.8508 | 6.9281 | -2.4521 | 0.77362 | -2.6841 | 0.017632 | 0.035084 | 0.062006 | 0.1004 | 0.15169 | 0.21625 | 0.29281 | 0.37784 | 0.46517 | 0.54602 | 0.60978 | 0.64571 | 0.64542 | 0.60562 | 0.53003 | 0.43631 | 0.33211 | 0.08565 | 0 | 0 | 0 | 0 | 0 | 0 | 0 | 6.1555
v5.10_MeasureAssessmentTemplate_Commercial_All | Wall Insulation - SEG All - Wall Insulation R-20 from R-0 | HVAC | Wall Insulation | Retrofit | Wall Insulation | Commercial | Supermarket | Firm | Sales | Commercial | 0.19 | 1 | 4.8508 | 6.9281 | -2.4521 | 0.77362 | -2.6841 | 0.048461 | 0.096413 | 0.17038 | 0.27583 | 0.4167 | 0.59399 | 0.80417 | 1.0376 | 1.2772 | 1.4991 | 1.6739 | 1.7723 | 1.7713 | 1.6619 | 1.4543 | 1.197 | 0.91103 | 0.20747 | 0 | 0 | 0 | 0 | 0 | 0 | 0 | 16.8691
v5.10_MeasureAssessmentTemplate_Commercial_All | Wall Insulation - SEG All - Wall Insulation R-20 from R-0 | HVAC | Wall Insulation | Retrofit | Wall Insulation | Commercial | Supermarket | Firm | Transport | Commercial | 0.19 | 1 | 4.8508 | 5.6913 | -2.4521 | 0.46729 | -2.5411 | 0.0076445 | 0.015209 | 0.026876 | 0.043511 | 0.065733 | 0.093699 | 0.12685 | 0.16367 | 0.20148 | 0.23647 | 0.26405 | 0.27958 | 0.27942 | 0.26216 | 0.22941 | 0.18882 | 0.14371 | 0.032728 | 0 | 0 | 0 | 0 | 0 | 0 | 0 | 2.661
v5.10_MeasureAssessmentTemplate_Commercial_All | Windows - SEG Hospital - Efficient Double Pane Windows U 0.25 from U 0.50 | HVAC | Windows | Retrofit | Windows U 0.25 from U 0.50 | Commercial | Hospital | Firm | Sales | Commercial | 0.47068 | 0 | 0.58606 | 6.0315 | 2.8151 | 5.5745 | -2.2178 | 0.3066 | 0.49668 | 0.7508 | 1.0709 | 1.4507 | 1.873 | 2.307 | 2.7094 | 3.0273 | 3.2073 | 3.2075 | 3.0112 | 2.6367 | 2.1715 | 1.6538 | 0.4199 | 0 | 0 | 0 | 0 | 0 | 0 | 0 | 0 | 0 | 30.3003
v5.10_MeasureAssessmentTemplate_Commercial_All | Windows - SEG Hospital - Efficient Double Pane Windows U 0.25 from U 0.50 | HVAC | Windows | Retrofit | Windows U 0.25 from U 0.50 | Commercial | Hospital | Firm | Transport | Commercial | 0.47068 | 0 | 0.58606 | 4.8305 | 2.8151 | 0.46729 | -2.0748 | 0.16128 | 0.26126 | 0.39494 | 0.56331 | 0.76312 | 0.98522 | 1.2136 | 1.4252 | 1.5924 | 1.6871 | 1.6872 | 1.5839 | 1.3869 | 1.1423 | 0.86992 | 0.22088 | 0 | 0 | 0 | 0 | 0 | 0 | 0 | 0 | 0 | 15.9386
v5.10_MeasureAssessmentTemplate_Commercial_All | Windows - SEG Hospital - Efficient Double Pane Windows U 0.25 from U 0.50 | HVAC | Windows | Retrofit | Windows U 0.25 from U 0.50 | Commercial | Hospital | Interruptible | Sales | Commercial | 0.47068 | 0 | 0.32363 | 3.3306 | 4.278 | 0.46729 | -0.75485 | 0.16083 | 0.26054 | 0.39384 | 0.56175 | 0.761 | 0.98249 | 1.2102 | 1.4212 | 1.588 | 1.6824 | 1.6825 | 1.5796 | 1.3831 | 1.1391 | 0.86751 | 0.22026 | 0 | 0 | 0 | 0 | 0 | 0 | 0 | 0 | 0 | 15.8943
v5.10_MeasureAssessmentTemplate_Commercial_All | Windows - SEG Hospital - Efficient Triple Pane Windows U 0.25 from Double Pane | HVAC | Windows | Retrofit | Windows Triple Pane | Commercial | Hospital | Firm | Sales | Commercial | 0.31387 | 0 | 0.58447 | 6.0315 | 2.8302 | 5.5897 | -2.2178 | 0 | 0 | 0.23518 | 0.33545 | 0.45444 | 0.5867 | 0.72267 | 0.8487 | 0.94829 | 1.0047 | 1.0047 | 0.94324 | 0.82591 | 0.68022 | 0.51804 | 0.35717 | 0.025983 | 0 | 0 | 0 | 0 | 0 | 0 | 0 | 0 | 9.4914
v5.10_MeasureAssessmentTemplate_Commercial_All | Windows - SEG Hospital - Efficient Triple Pane Windows U 0.25 from Double Pane | HVAC | Windows | Retrofit | Windows Triple Pane | Commercial | Hospital | Firm | Transport | Commercial | 0.31387 | 0 | 0.58447 | 4.8305 | 2.8302 | 0.46729 | -2.0748 | 0 | 0 | 0.12371 | 0.17645 | 0.23904 | 0.30862 | 0.38014 | 0.44644 | 0.49882 | 0.52847 | 0.5285 | 0.49616 | 0.43445 | 0.35781 | 0.2725 | 0.18788 | 0.013668 | 0 | 0 | 0 | 0 | 0 | 0 | 0 | 0 | 4.9927
v5.10_MeasureAssessmentTemplate_Commercial_All | Windows - SEG Hospital - Efficient Triple Pane Windows U 0.25 from Double Pane | HVAC | Windows | Retrofit | Windows Triple Pane | Commercial | Hospital | Interruptible | Sales | Commercial | 0.31387 | 0 | 0.32275 | 3.3306 | 4.2932 | 0.46729 | -0.75485 | 0 | 0 | 0.12337 | 0.17596 | 0.23838 | 0.30776 | 0.37908 | 0.4452 | 0.49743 | 0.52701 | 0.52704 | 0.49478 | 0.43324 | 0.35682 | 0.27174 | 0.18736 | 0.01363 | 0 | 0 | 0 | 0 | 0 | 0 | 0 | 0 | 4.9788
v5.10_MeasureAssessmentTemplate_Commercial_All | Windows - SEG Lodging - Efficient Double Pane Windows U 0.25 from U 0.50 | HVAC | Windows | Retrofit | Windows U 0.25 from U 0.50 | Commercial | Lodging | Firm | Sales | Commercial | 0.53382 | 0 | 0.79194 | 7.2366 | 1.5733 | 4.9495 | -2.8346 | 0.25868 | 0.41923 | 0.63397 | 0.90462 | 1.226 | 1.5834 | 1.9512 | 2.2924 | 2.5624 | 2.7158 | 2.7171 | 2.5518 | 2.2353 | 1.8418 | 1.4032 | 0.51546 | 0 | 0 | 0 | 0 | 0 | 0 | 0 | 0 | 0 | 25.8125
v5.10_MeasureAssessmentTemplate_Commercial_All | Windows - SEG Lodging - Efficient Triple Pane Windows U 0.25 from Double Pane | HVAC | Windows | Retrofit | Windows Triple Pane | Commercial | Lodging | Firm | Sales | Commercial | 0.35598 | 0 | 0.78981 | 7.2366 | 1.5867 | 4.9629 | -2.8346 | 0 | 0 | 0.19859 | 0.28337 | 0.38403 | 0.496 | 0.6112 | 0.71808 | 0.80266 | 0.85072 | 0.85111 | 0.79935 | 0.7002 | 0.57692 | 0.43954 | 0.30317 | 0.070643 | 0 | 0 | 0 | 0 | 0 | 0 | 0 | 0 | 8.0856
v5.10_MeasureAssessmentTemplate_Commercial_All | Windows - SEG Office - Efficient Double Pane Windows U 0.25 from U 0.50 | HVAC | Windows | Retrofit | Windows U 0.25 from U 0.50 | Commercial | Large Office | Firm | Sales | Commercial | 0.10767 | 0 | 0.18208 | 7.8628 | 19.6929 | 23.3901 | -3.1556 | 0.71466 | 1.159 | 1.7539 | 2.5045 | 3.3966 | 4.39 | 5.4133 | 6.3645 | 7.1191 | 7.5507 | 7.5594 | 7.1047 | 6.2278 | 5.1349 | 3.9149 | 2.2166 | 0 | 0 | 0 | 0 | 0 | 0 | 0 | 0 | 0 | 72.5245
v5.10_MeasureAssessmentTemplate_Commercial_All | Windows - SEG Office - Efficient Double Pane Windows U 0.25 from U 0.50 | HVAC | Windows | Retrofit | Windows U 0.25 from U 0.50 | Commercial | Large Office | Firm | Sales | Industrial | 0.10767 | 0 | 0.18208 | 7.8628 | 19.6929 | 23.3901 | -3.1556 | 0.0067229 | 0.010903 | 0.0165 | 0.02356 | 0.031952 | 0.041297 | 0.050924 | 0.059871 | 0.06697 | 0.07103 | 0.071112 | 0.066834 | 0.058586 | 0.048305 | 0.036828 | 0.020852 | 0 | 0 | 0 | 0 | 0 | 0 | 0 | 0 | 0 | 0.68225
v5.10_MeasureAssessmentTemplate_Commercial_All | Windows - SEG Office - Efficient Double Pane Windows U 0.25 from U 0.50 | HVAC | Windows | Retrofit | Windows U 0.25 from U 0.50 | Commercial | Medium Office | Firm | Sales | Commercial | 0.10767 | 0 | 0.18208 | 7.8628 | 19.6929 | 23.3901 | -3.1556 | 0.67926 | 1.1016 | 1.667 | 2.3804 | 3.2283 | 4.1725 | 5.1451 | 6.0491 | 6.7664 | 7.1766 | 7.1849 | 6.7527 | 5.9193 | 4.8805 | 3.721 | 2.1068 | 0 | 0 | 0 | 0 | 0 | 0 | 0 | 0 | 0 | 68.9314
v5.10_MeasureAssessmentTemplate_Commercial_All | Windows - SEG Office - Efficient Double Pane Windows U 0.25 from U 0.50 | HVAC | Windows | Retrofit | Windows U 0.25 from U 0.50 | Commercial | Small Office | Firm | Sales | Commercial | 0.10767 | 0 | 0.18208 | 7.8628 | 19.6929 | 23.3901 | -3.1556 | 0.98361 | 1.5952 | 2.414 | 3.447 | 4.6748 | 6.042 | 7.4505 | 8.7596 | 9.7982 | 10.3922 | 10.4042 | 9.7783 | 8.5715 | 7.0673 | 5.3882 | 3.0507 | 0 | 0 | 0 | 0 | 0 | 0 | 0 | 0 | 0 | 99.8173
v5.10_MeasureAssessmentTemplate_Commercial_All | Windows - SEG Office - Efficient Triple Pane Windows U 0.25 from Double Pane | HVAC | Windows | Retrofit | Windows Triple Pane | Commercial | Large Office | Firm | Sales | Commercial | 0.071797 | 0 | 0.18157 | 7.8628 | 19.7592 | 23.4564 | -3.1556 | 0 | 0 | 0.54941 | 0.78451 | 1.064 | 1.3751 | 1.6957 | 1.9936 | 2.23 | 2.3652 | 2.3679 | 2.2255 | 1.9508 | 1.6085 | 1.2263 | 0.84645 | 0.4348 | 0 | 0 | 0 | 0 | 0 | 0 | 0 | 0 | 22.7178
v5.10_MeasureAssessmentTemplate_Commercial_All | Windows - SEG Office - Efficient Triple Pane Windows U 0.25 from Double Pane | HVAC | Windows | Retrofit | Windows Triple Pane | Commercial | Large Office | Firm | Sales | Industrial | 0.071797 | 0 | 0.18157 | 7.8628 | 19.7592 | 23.4564 | -3.1556 | 0 | 0 | 0.0051684 | 0.00738 | 0.010009 | 0.012936 | 0.015952 | 0.018754 | 0.020978 | 0.02225 | 0.022276 | 0.020935 | 0.018352 | 0.015131 | 0.011536 | 0.0079626 | 0.0040902 | 0 | 0 | 0 | 0 | 0 | 0 | 0 | 0 | 0.21371
v5.10_MeasureAssessmentTemplate_Commercial_All | Windows - SEG Office - Efficient Triple Pane Windows U 0.25 from Double Pane | HVAC | Windows | Retrofit | Windows Triple Pane | Commercial | Medium Office | Firm | Sales | Commercial | 0.071797 | 0 | 0.18157 | 7.8628 | 19.7592 | 23.4564 | -3.1556 | 0 | 0 | 0.52219 | 0.74565 | 1.0112 | 1.307 | 1.6117 | 1.8949 | 2.1195 | 2.248 | 2.2506 | 2.1152 | 1.8542 | 1.5288 | 1.1656 | 0.80451 | 0.41326 | 0 | 0 | 0 | 0 | 0 | 0 | 0 | 0 | 21.5923
v5.10_MeasureAssessmentTemplate_Commercial_All | Windows - SEG Office - Efficient Triple Pane Windows U 0.25 from Double Pane | HVAC | Windows | Retrofit | Windows Triple Pane | Commercial | Small Office | Firm | Sales | Commercial | 0.071797 | 0 | 0.18157 | 7.8628 | 19.7592 | 23.4564 | -3.1556 | 0 | 0 | 0.75617 | 1.0797 | 1.4643 | 1.8926 | 2.3338 | 2.7439 | 3.0692 | 3.2553 | 3.2591 | 3.063 | 2.685 | 2.2138 | 1.6878 | 1.165 | 0.59843 | 0 | 0 | 0 | 0 | 0 | 0 | 0 | 0 | 31.2672
v5.10_MeasureAssessmentTemplate_Commercial_All | Windows - SEG Other - Efficient Double Pane Windows U 0.25 from U 0.50 | HVAC | Windows | Retrofit | Windows U 0.25 from U 0.50 | Commercial | Assembly | Firm | Sales | Commercial | 0.3405 | 0 | 0.45526 | 6.3834 | 4.6641 | 7.5947 | -2.389 | 0.84811 | 1.3734 | 2.0752 | 2.9588 | 4.0068 | 5.1709 | 6.3669 | 7.4744 | 8.3481 | 8.841 | 8.8381 | 8.294 | 7.2595 | 5.9766 | 4.5499 | 0.65684 | 0 | 0 | 0 | 0 | 0 | 0 | 0 | 0 | 0 | 83.0385
v5.10_MeasureAssessmentTemplate_Commercial_All | Windows - SEG Other - Efficient Double Pane Windows U 0.25 from U 0.50 | HVAC | Windows | Retrofit | Windows U 0.25 from U 0.50 | Commercial | Other | Firm | Sales | Commercial | 0.3405 | 0 | 0.45526 | 6.3834 | 4.6641 | 7.5947 | -2.389 | 0.1778 | 0.28661 | 0.43111 | 0.61189 | 0.82485 | 1.0597 | 1.2988 | 1.5179 | 1.6876 | 1.7791 | 1.7705 | 1.654 | 1.4411 | 1.0685 | 0 | 0 | 0 | 0 | 0 | 0 | 0 | 0 | 0 | 0 | 0 | 15.6095
v5.10_MeasureAssessmentTemplate_Commercial_All | Windows - SEG Other - Efficient Triple Pane Windows U 0.25 from Double Pane | HVAC | Windows | Retrofit | Windows Triple Pane | Commercial | Assembly | Firm | Sales | Commercial | 0.22706 | 0 | 0.45401 | 6.3834 | 4.685 | 7.6157 | -2.389 | 0 | 0 | 0.65005 | 0.92684 | 1.2551 | 1.6198 | 1.9944 | 2.3413 | 2.615 | 2.7694 | 2.7685 | 2.598 | 2.274 | 1.8721 | 1.4252 | 0.90162 | 0 | 0 | 0 | 0 | 0 | 0 | 0 | 0 | 0 | 26.0113
v5.10_MeasureAssessmentTemplate_Commercial_All | Windows - SEG Other - Efficient Triple Pane Windows U 0.25 from Double Pane | HVAC | Windows | Retrofit | Windows Triple Pane | Commercial | Other | Firm | Sales | Commercial | 0.22706 | 0 | 0.45401 | 6.3834 | 4.685 | 7.6157 | -2.389 | 0 | 0 | 0.13504 | 0.19167 | 0.25838 | 0.33194 | 0.40685 | 0.47546 | 0.52863 | 0.55731 | 0.5546 | 0.51809 | 0.45142 | 0.36996 | 0.11022 | 0 | 0 | 0 | 0 | 0 | 0 | 0 | 0 | 0 | 0 | 4.8896
v5.10_MeasureAssessmentTemplate_Commercial_All | Windows - SEG Restaurant - Efficient Double Pane Windows U 0.25 from U 0.50 | HVAC | Windows | Retrofit | Windows U 0.25 from U 0.50 | Commercial | Restaurant | Firm | Sales | Commercial | 0.072585 | 0 | 0.20247 | 12.9165 | 28.1143 | 34.5543 | -5.8984 | 0.1441 | 0.23229 | 0.34941 | 0.49593 | 0.66852 | 0.85885 | 1.0527 | 1.2302 | 1.3678 | 1.442 | 1.435 | 1.3405 | 1.168 | 0.86602 | 0 | 0 | 0 | 0 | 0 | 0 | 0 | 0 | 0 | 0 | 0 | 12.6512
v5.10_MeasureAssessmentTemplate_Commercial_All | Windows - SEG Restaurant - Efficient Triple Pane Windows U 0.25 from Double Pane | HVAC | Windows | Retrofit | Windows Triple Pane | Commercial | Restaurant | Firm | Sales | Commercial | 0.048403 | 0 | 0.2019 | 12.9165 | 28.2127 | 34.6527 | -5.8984 | 0 | 0 | 0.10945 | 0.15535 | 0.20941 | 0.26903 | 0.32975 | 0.38535 | 0.42845 | 0.45169 | 0.44949 | 0.41991 | 0.36587 | 0.29985 | 0.089331 | 0 | 0 | 0 | 0 | 0 | 0 | 0 | 0 | 0 | 0 | 3.9629
v5.10_MeasureAssessmentTemplate_Commercial_All | Windows - SEG Retail - Efficient Double Pane Windows U 0.25 from U 0.50 | HVAC | Windows | Retrofit | Windows U 0.25 from U 0.50 | Commercial | Extra Large Retail | Firm | Sales | Commercial | 0.13355 | 0 | 0.31399 | 10.9636 | 13.5317 | 18.9129 | -4.8396 | 0.3597 | 0.58241 | 0.87995 | 1.2545 | 1.6986 | 2.1919 | 2.6985 | 3.1675 | 3.5374 | 3.7458 | 3.7441 | 3.5132 | 3.0747 | 2.5311 | 1.9266 | 0.21632 | 0 | 0 | 0 | 0 | 0 | 0 | 0 | 0 | 0 | 35.1223
v5.10_MeasureAssessmentTemplate_Commercial_All | Windows - SEG Retail - Efficient Double Pane Windows U 0.25 from U 0.50 | HVAC | Windows | Retrofit | Windows U 0.25 from U 0.50 | Commercial | Extra Large Retail | Firm | Transport | Commercial | 0.13355 | 0 | 0.31399 | 9.6708 | 13.5317 | 0.46729 | -4.6966 | 0.03558 | 0.05761 | 0.087041 | 0.12409 | 0.16802 | 0.21681 | 0.26692 | 0.31332 | 0.3499 | 0.37052 | 0.37035 | 0.34752 | 0.30414 | 0.25036 | 0.19057 | 0.021398 | 0 | 0 | 0 | 0 | 0 | 0 | 0 | 0 | 0 | 3.4741
v5.10_MeasureAssessmentTemplate_Commercial_All | Windows - SEG Retail - Efficient Double Pane Windows U 0.25 from U 0.50 | HVAC | Windows | Retrofit | Windows U 0.25 from U 0.50 | Commercial | Large Retail | Firm | Sales | Commercial | 0.13355 | 0 | 0.31399 | 10.9636 | 13.5317 | 18.9129 | -4.8396 | 0.10818 | 0.17516 | 0.26465 | 0.37729 | 0.51086 | 0.65921 | 0.81158 | 0.95265 | 1.0639 | 1.1266 | 1.1261 | 1.0566 | 0.92474 | 0.76123 | 0.57944 | 0.065061 | 0 | 0 | 0 | 0 | 0 | 0 | 0 | 0 | 0 | 10.5633
v5.10_MeasureAssessmentTemplate_Commercial_All | Windows - SEG Retail - Efficient Double Pane Windows U 0.25 from U 0.50 | HVAC | Windows | Retrofit | Windows U 0.25 from U 0.50 | Commercial | Medium Retail | Firm | Sales | Commercial | 0.13355 | 0 | 0.31399 | 10.9636 | 13.5317 | 18.9129 | -4.8396 | 0.1703 | 0.27574 | 0.41661 | 0.59393 | 0.80419 | 1.0377 | 1.2776 | 1.4996 | 1.6748 | 1.7734 | 1.7726 | 1.6633 | 1.4557 | 1.1983 | 0.91215 | 0.10242 | 0 | 0 | 0 | 0 | 0 | 0 | 0 | 0 | 0 | 16.6285
v5.10_MeasureAssessmentTemplate_Commercial_All | Windows - SEG Retail - Efficient Double Pane Windows U 0.25 from U 0.50 | HVAC | Windows | Retrofit | Windows U 0.25 from U 0.50 | Commercial | Medium Retail | Firm | Sales | Industrial | 0.13355 | 0 | 0.31399 | 10.9636 | 13.5317 | 18.9129 | -4.8396 | 0.00054793 | 0.00088719 | 0.0013404 | 0.0019109 | 0.0025875 | 0.0033389 | 0.0041106 | 0.0048251 | 0.0053885 | 0.005706 | 0.0057035 | 0.0053517 | 0.0046837 | 0.0038556 | 0.0029348 | 0.00032953 | 0 | 0 | 0 | 0 | 0 | 0 | 0 | 0 | 0 | 0.053502
v5.10_MeasureAssessmentTemplate_Commercial_All | Windows - SEG Retail - Efficient Double Pane Windows U 0.25 from U 0.50 | HVAC | Windows | Retrofit | Windows U 0.25 from U 0.50 | Commercial | Small Retail | Firm | Sales | Commercial | 0.13355 | 0 | 0.31399 | 10.9636 | 13.5317 | 18.9129 | -4.8396 | 0.26016 | 0.42124 | 0.63645 | 0.90733 | 1.2285 | 1.5853 | 1.9517 | 2.291 | 2.5585 | 2.7092 | 2.708 | 2.541 | 2.2239 | 1.8307 | 1.3935 | 0.15646 | 0 | 0 | 0 | 0 | 0 | 0 | 0 | 0 | 0 | 25.4031
v5.10_MeasureAssessmentTemplate_Commercial_All | Windows - SEG Retail - Efficient Triple Pane Windows U 0.25 from Double Pane | HVAC | Windows | Retrofit | Windows Triple Pane | Commercial | Extra Large Retail | Firm | Sales | Commercial | 0.089059 | 0 | 0.31311 | 10.9636 | 13.5852 | 18.9664 | -4.8396 | 0 | 0 | 0.27564 | 0.39296 | 0.53207 | 0.68658 | 0.84528 | 0.9922 | 1.1081 | 1.1733 | 1.1728 | 1.1005 | 0.96314 | 0.79284 | 0.6035 | 0.36287 | 0 | 0 | 0 | 0 | 0 | 0 | 0 | 0 | 0 | 11.0018
v5.10_MeasureAssessmentTemplate_Commercial_All | Windows - SEG Retail - Efficient Triple Pane Windows U 0.25 from Double Pane | HVAC | Windows | Retrofit | Windows Triple Pane | Commercial | Extra Large Retail | Firm | Transport | Commercial | 0.089059 | 0 | 0.31311 | 9.6708 | 13.5852 | 0.46729 | -4.6966 | 0 | 0 | 0.027265 | 0.03887 | 0.05263 | 0.067914 | 0.083612 | 0.098144 | 0.10961 | 0.11606 | 0.11601 | 0.10886 | 0.09527 | 0.078424 | 0.059696 | 0.035894 | 0 | 0 | 0 | 0 | 0 | 0 | 0 | 0 | 0 | 1.0883
v5.10_MeasureAssessmentTemplate_Commercial_All | Windows - SEG Retail - Efficient Triple Pane Windows U 0.25 from Double Pane | HVAC | Windows | Retrofit | Windows Triple Pane | Commercial | Large Retail | Firm | Sales | Commercial | 0.089059 | 0 | 0.31311 | 10.9636 | 13.5852 | 18.9664 | -4.8396 | 0 | 0 | 0.0829 | 0.11818 | 0.16002 | 0.20649 | 0.25422 | 0.29841 | 0.33326 | 0.35289 | 0.35274 | 0.33098 | 0.28967 | 0.23845 | 0.18151 | 0.10914 | 0 | 0 | 0 | 0 | 0 | 0 | 0 | 0 | 0 | 3.3089
v5.10_MeasureAssessmentTemplate_Commercial_All | Windows - SEG Retail - Efficient Triple Pane Windows U 0.25 from Double Pane | HVAC | Windows | Retrofit | Windows Triple Pane | Commercial | Medium Retail | Firm | Sales | Commercial | 0.089059 | 0 | 0.31311 | 10.9636 | 13.5852 | 18.9664 | -4.8396 | 0 | 0 | 0.1305 | 0.18604 | 0.25191 | 0.32506 | 0.40019 | 0.46975 | 0.52461 | 0.55552 | 0.55527 | 0.52103 | 0.45599 | 0.37537 | 0.28572 | 0.1718 | 0 | 0 | 0 | 0 | 0 | 0 | 0 | 0 | 0 | 5.2088
v5.10_MeasureAssessmentTemplate_Commercial_All | Windows - SEG Retail - Efficient Triple Pane Windows U 0.25 from Double Pane | HVAC | Windows | Retrofit | Windows Triple Pane | Commercial | Medium Retail | Firm | Sales | Industrial | 0.089059 | 0 | 0.31311 | 10.9636 | 13.5852 | 18.9664 | -4.8396 | 0 | 0 | 0.00041988 | 0.00059859 | 0.00081051 | 0.0010459 | 0.0012876 | 0.0015114 | 0.0016879 | 0.0017874 | 0.0017866 | 0.0016764 | 0.0014671 | 0.0012077 | 0.00091931 | 0.00055276 | 0 | 0 | 0 | 0 | 0 | 0 | 0 | 0 | 0 | 0.016759
v5.10_MeasureAssessmentTemplate_Commercial_All | Windows - SEG Retail - Efficient Triple Pane Windows U 0.25 from Double Pane | HVAC | Windows | Retrofit | Windows Triple Pane | Commercial | Small Retail | Firm | Sales | Commercial | 0.089059 | 0 | 0.31311 | 10.9636 | 13.5852 | 18.9664 | -4.8396 | 0 | 0 | 0.19936 | 0.28422 | 0.38483 | 0.49659 | 0.61137 | 0.71763 | 0.80144 | 0.84866 | 0.84828 | 0.79597 | 0.69661 | 0.57344 | 0.4365 | 0.26246 | 0 | 0 | 0 | 0 | 0 | 0 | 0 | 0 | 0 | 7.9574
v5.10_MeasureAssessmentTemplate_Commercial_All | Windows - SEG School - Efficient Double Pane Windows U 0.25 from U 0.50 | HVAC | Windows | Retrofit | Windows U 0.25 from U 0.50 | Commercial | School K-12 | Firm | Sales | Commercial | 0.26223 | 0 | 0.36041 | 6.504 | 6.8072 | 9.7748 | -2.4259 | 1.5607 | 2.5333 | 3.8372 | 5.4841 | 7.4443 | 9.6302 | 11.8859 | 13.9868 | 15.6594 | 16.6236 | 16.658 | 15.67 | 13.7485 | 11.346 | 8.6581 | 5.9815 | 1.1393 | 0 | 0 | 0 | 0 | 0 | 0 | 0 | 0 | 161.8468
v5.10_MeasureAssessmentTemplate_Commercial_All | Windows - SEG School - Efficient Triple Pane Windows U 0.25 from Double Pane | HVAC | Windows | Retrofit | Windows Triple Pane | Commercial | School K-12 | Firm | Sales | Commercial | 0.17487 | 0 | 0.35941 | 6.504 | 6.8345 | 9.802 | -2.4259 | 0 | 0 | 1.202 | 1.7179 | 2.3319 | 3.0166 | 3.7232 | 4.3813 | 4.9052 | 5.2072 | 5.218 | 4.9085 | 4.3066 | 3.5541 | 2.7121 | 1.8737 | 1.1945 | 0.44476 | 0 | 0 | 0 | 0 | 0 | 0 | 0 | 50.6975
v5.10_MeasureAssessmentTemplate_Commercial_All | Windows - SEG Supermarket - Efficient Double Pane Windows U 0.25 from U 0.50 | HVAC | Windows | Retrofit | Windows U 0.25 from U 0.50 | Commercial | Supermarket | Firm | Sales | Commercial | 0.031196 | 0 | 0.059157 | 8.7389 | 75.8389 | 80.0148 | -3.6343 | 0.12897 | 0.20879 | 0.31542 | 0.44962 | 0.60872 | 0.7854 | 0.96682 | 1.1347 | 1.2671 | 1.3416 | 1.3408 | 1.258 | 1.1008 | 0.90607 | 0.68961 | 0.054011 | 0 | 0 | 0 | 0 | 0 | 0 | 0 | 0 | 0 | 12.5564
v5.10_MeasureAssessmentTemplate_Commercial_All | Windows - SEG Supermarket - Efficient Double Pane Windows U 0.25 from U 0.50 | HVAC | Windows | Retrofit | Windows U 0.25 from U 0.50 | Commercial | Supermarket | Firm | Transport | Commercial | 0.031196 | 0 | 0.059157 | 7.4456 | 75.8389 | 0.46729 | -3.4913 | 0.020344 | 0.032936 | 0.049756 | 0.070926 | 0.096023 | 0.12389 | 0.15251 | 0.179 | 0.19988 | 0.21163 | 0.21151 | 0.19844 | 0.17365 | 0.14293 | 0.10878 | 0.00852 | 0 | 0 | 0 | 0 | 0 | 0 | 0 | 0 | 0 | 1.9807
v5.10_MeasureAssessmentTemplate_Commercial_All | Windows - SEG Supermarket - Efficient Triple Pane Windows U 0.25 from Double Pane | HVAC | Windows | Retrofit | Windows Triple Pane | Commercial | Supermarket | Firm | Sales | Commercial | 0.020803 | 0 | 0.058988 | 8.7389 | 76.0678 | 80.2437 | -3.6343 | 0 | 0 | 0.098804 | 0.14084 | 0.19068 | 0.24602 | 0.30285 | 0.35544 | 0.3969 | 0.42024 | 0.42 | 0.39405 | 0.34483 | 0.28382 | 0.21601 | 0.12272 | 0 | 0 | 0 | 0 | 0 | 0 | 0 | 0 | 0 | 3.9332
v5.10_MeasureAssessmentTemplate_Commercial_All | Windows - SEG Supermarket - Efficient Triple Pane Windows U 0.25 from Double Pane | HVAC | Windows | Retrofit | Windows Triple Pane | Commercial | Supermarket | Firm | Transport | Commercial | 0.020803 | 0 | 0.058988 | 7.4456 | 76.0678 | 0.46729 | -3.4913 | 0 | 0 | 0.015586 | 0.022217 | 0.030079 | 0.038809 | 0.047773 | 0.05607 | 0.06261 | 0.066291 | 0.066253 | 0.06216 | 0.054395 | 0.044771 | 0.034075 | 0.019359 | 0 | 0 | 0 | 0 | 0 | 0 | 0 | 0 | 0 | 0.62045
v5.10_MeasureAssessmentTemplate_Industrial_All | Ceiling Insulation - SEG SEL - R30 from R0 Insulation | HVAC | Ceiling Insulation | Retrofit | Ceiling Insulation | Industrial | Cement/Concrete Products | Firm | Sales | Commercial | 0.092342 | 1 | 4.0444 | 5.3472 | -1.6881 | 0.71613 | -1.8626 | 0.1745 | 0.34612 | 0.60981 | 0.98429 | 1.4825 | 2.1069 | 2.8439 | 3.6582 | 4.4897 | 5.2536 | 5.8488 | 6.1741 | 6.1521 | 5.7546 | 5.0206 | 4.12 | 1.4922 | 0 | 0 | 0 | 0 | 0 | 0 | 0 | 0 | 56.512
v5.10_MeasureAssessmentTemplate_Industrial_All | Ceiling Insulation - SEG SEL - R30 from R0 Insulation | HVAC | Ceiling Insulation | Retrofit | Ceiling Insulation | Industrial | Cement/Concrete Products | Firm | Sales | Industrial | 0.092342 | 1 | 4.0444 | 5.3472 | -1.6881 | 0.71613 | -1.8626 | 0.1075 | 0.21309 | 0.37517 | 0.60513 | 0.91079 | 1.2935 | 1.7447 | 2.2428 | 2.7506 | 3.2164 | 3.5783 | 3.7747 | 3.7586 | 3.5133 | 3.0631 | 2.5118 | 0.57858 | 0 | 0 | 0 | 0 | 0 | 0 | 0 | 0 | 34.2381
v5.10_MeasureAssessmentTemplate_Industrial_All | Ceiling Insulation - SEG SEL - R30 from R0 Insulation | HVAC | Ceiling Insulation | Retrofit | Ceiling Insulation | Industrial | Cement/Concrete Products | Interruptible | Transport | Industrial | 0.092342 | 1 | 2.0016 | 1.4738 | -0.22514 | 1.3498 | -0.25662 | 2.8082 | 5.5701 | 9.8138 | 15.8404 | 23.8582 | 33.9066 | 45.7668 | 58.8729 | 72.2544 | 84.5483 | 94.1265 | 99.3609 | 99.0066 | 92.611 | 80.7981 | 66.3041 | 24.0147 | 0 | 0 | 0 | 0 | 0 | 0 | 0 | 0 | 909.4617
v5.10_MeasureAssessmentTemplate_Industrial_All | Ceiling Insulation - SEG SEL - R30 from R0 Insulation | HVAC | Ceiling Insulation | Retrofit | Ceiling Insulation | Industrial | Chemical Manufacturing | Firm | Sales | Commercial | 0.092342 | 1 | 4.0444 | 5.3472 | -1.6881 | 0.71613 | -1.8626 | 0.045645 | 0.090538 | 0.15952 | 0.25747 | 0.3878 | 0.55113 | 0.7439 | 0.95693 | 1.1744 | 1.3743 | 1.5299 | 1.615 | 1.6093 | 1.5053 | 1.3133 | 1.0777 | 0.39034 | 0 | 0 | 0 | 0 | 0 | 0 | 0 | 0 | 14.7826
v5.10_MeasureAssessmentTemplate_Industrial_All | Ceiling Insulation - SEG SEL - R30 from R0 Insulation | HVAC | Ceiling Insulation | Retrofit | Ceiling Insulation | Industrial | Chemical Manufacturing | Firm | Sales | Industrial | 0.092342 | 1 | 4.0444 | 5.3472 | -1.6881 | 0.71613 | -1.8626 | 0.20562 | 0.40786 | 0.71859 | 1.1599 | 1.7469 | 2.4827 | 3.3511 | 4.3108 | 5.2906 | 6.1908 | 6.8921 | 7.2754 | 7.2495 | 6.7812 | 5.9162 | 4.8549 | 1.7584 | 0 | 0 | 0 | 0 | 0 | 0 | 0 | 0 | 66.5927
v5.10_MeasureAssessmentTemplate_Industrial_All | Ceiling Insulation - SEG SEL - R30 from R0 Insulation | HVAC | Ceiling Insulation | Retrofit | Ceiling Insulation | Industrial | Misc. Manufacturing | Firm | Sales | Commercial | 0.092342 | 1 | 4.0444 | 5.3472 | -1.6881 | 0.71613 | -1.8626 | 1.0338 | 2.0506 | 3.6129 | 5.8316 | 8.7833 | 12.4826 | 16.8489 | 21.6739 | 26.6002 | 31.1261 | 34.6523 | 36.5794 | 36.4489 | 34.0944 | 29.7455 | 24.4096 | 8.8409 | 0 | 0 | 0 | 0 | 0 | 0 | 0 | 0 | 334.815
v5.10_MeasureAssessmentTemplate_Industrial_All | Ceiling Insulation - SEG SEL - R30 from R0 Insulation | HVAC | Ceiling Insulation | Retrofit | Ceiling Insulation | Industrial | Misc. Manufacturing | Firm | Sales | Industrial | 0.092342 | 1 | 4.0444 | 5.3472 | -1.6881 | 0.71613 | -1.8626 | 2.0444 | 4.055 | 7.1444 | 11.5318 | 17.3687 | 24.6839 | 33.3181 | 42.8593 | 52.601 | 61.5509 | 68.5238 | 72.3345 | 72.0766 | 67.4206 | 58.8208 | 48.2692 | 17.4826 | 0 | 0 | 0 | 0 | 0 | 0 | 0 | 0 | 662.0856
v5.10_MeasureAssessmentTemplate_Industrial_All | Ceiling Insulation - SEG SEL - R30 from R0 Insulation | HVAC | Ceiling Insulation | Retrofit | Ceiling Insulation | Industrial | Misc. Manufacturing | Firm | Transport | Industrial | 0.092342 | 1 | 4.0444 | 4.1746 | -1.6881 | 1.3498 | -1.7196 | 0.14969 | 0.29692 | 0.52313 | 0.84439 | 1.2718 | 1.8074 | 2.4396 | 3.1383 | 3.8516 | 4.5069 | 5.0175 | 5.2965 | 5.2776 | 4.9367 | 4.307 | 3.5344 | 1.2801 | 0 | 0 | 0 | 0 | 0 | 0 | 0 | 0 | 48.4796
v5.10_MeasureAssessmentTemplate_Industrial_All | Ceiling Insulation - SEG SEL - R30 from R0 Insulation | HVAC | Ceiling Insulation | Retrofit | Ceiling Insulation | Industrial | Misc. Manufacturing | Interruptible | Transport | Industrial | 0.092342 | 1 | 2.0016 | 1.4738 | -0.22514 | 1.3498 | -0.25662 | 0.90267 | 1.7905 | 3.1545 | 5.0917 | 7.669 | 10.899 | 14.7113 | 18.9241 | 23.2255 | 27.1772 | 30.256 | 31.9386 | 31.8247 | 29.7689 | 25.9718 | 21.3128 | 7.7193 | 0 | 0 | 0 | 0 | 0 | 0 | 0 | 0 | 292.3377
v5.10_MeasureAssessmentTemplate_Industrial_All | Ceiling Insulation - SEG SEL - R30 from R0 Insulation | HVAC | Ceiling Insulation | Retrofit | Ceiling Insulation | Industrial | Other Food | Firm | Sales | Commercial | 0.092342 | 1 | 4.0444 | 5.3472 | -1.6881 | 0.71613 | -1.8626 | 0.31618 | 0.62714 | 1.1049 | 1.7835 | 2.6862 | 3.8176 | 5.1529 | 6.6285 | 8.1351 | 9.5193 | 10.5977 | 11.1871 | 11.1472 | 10.4271 | 9.0971 | 7.4652 | 2.7038 | 0 | 0 | 0 | 0 | 0 | 0 | 0 | 0 | 102.3964
v5.10_MeasureAssessmentTemplate_Industrial_All | Ceiling Insulation - SEG SEL - R30 from R0 Insulation | HVAC | Ceiling Insulation | Retrofit | Ceiling Insulation | Industrial | Other Food | Firm | Sales | Industrial | 0.092342 | 1 | 4.0444 | 5.3472 | -1.6881 | 0.71613 | -1.8626 | 0.28768 | 0.57063 | 1.0054 | 1.6228 | 2.4441 | 3.4735 | 4.6885 | 6.0312 | 7.402 | 8.6615 | 9.6427 | 10.1789 | 10.1426 | 9.4874 | 8.2773 | 6.7925 | 2.4602 | 0 | 0 | 0 | 0 | 0 | 0 | 0 | 0 | 93.1689
v5.10_MeasureAssessmentTemplate_Industrial_All | Ceiling Insulation - SEG SEL - R30 from R0 Insulation | HVAC | Ceiling Insulation | Retrofit | Ceiling Insulation | Industrial | Other Food | Firm | Transport | Industrial | 0.092342 | 1 | 4.0444 | 4.1746 | -1.6881 | 1.3498 | -1.7196 | 5.8586 | 11.6206 | 20.4738 | 33.0468 | 49.7737 | 70.7371 | 95.4802 | 122.8226 | 150.7394 | 176.3873 | 196.3696 | 207.29 | 206.5508 | 193.2081 | 168.5636 | 138.3257 | 50.1003 | 0 | 0 | 0 | 0 | 0 | 0 | 0 | 0 | 1897.3483
v5.10_MeasureAssessmentTemplate_Industrial_All | Ceiling Insulation - SEG SEL - R30 from R0 Insulation | HVAC | Ceiling Insulation | Retrofit | Ceiling Insulation | Industrial | Other Food | Interruptible | Transport | Industrial | 0.092342 | 1 | 2.0016 | 1.4738 | -0.22514 | 1.3498 | -0.25662 | 3.016 | 5.9822 | 10.5399 | 17.0124 | 25.6234 | 36.4153 | 49.1529 | 63.2288 | 77.6002 | 90.8037 | 101.0906 | 106.7123 | 106.3318 | 99.463 | 86.7761 | 71.2097 | 25.7915 | 0 | 0 | 0 | 0 | 0 | 0 | 0 | 0 | 976.7497
v5.10_MeasureAssessmentTemplate_Industrial_All | Ceiling Insulation - SEG SEL - R30 from R0 Insulation | HVAC | Ceiling Insulation | Retrofit | Ceiling Insulation | Industrial | Primary Metal Manufacturing | Firm | Sales | Commercial | 0.092342 | 1 | 4.0444 | 5.3472 | -1.6881 | 0.71613 | -1.8626 | 0.01741 | 0.034533 | 0.060842 | 0.098205 | 0.14791 | 0.21021 | 0.28374 | 0.36499 | 0.44795 | 0.52417 | 0.58355 | 0.61601 | 0.61381 | 0.57416 | 0.50092 | 0.41106 | 0.14888 | 0 | 0 | 0 | 0 | 0 | 0 | 0 | 0 | 5.6384
v5.10_MeasureAssessmentTemplate_Industrial_All | Ceiling Insulation - SEG SEL - R30 from R0 Insulation | HVAC | Ceiling Insulation | Retrofit | Ceiling Insulation | Industrial | Primary Metal Manufacturing | Firm | Sales | Industrial | 0.092342 | 1 | 4.0444 | 5.3472 | -1.6881 | 0.71613 | -1.8626 | 0.13971 | 0.27713 | 0.48826 | 0.7881 | 1.187 | 1.6869 | 2.277 | 2.9291 | 3.5948 | 4.2065 | 4.683 | 4.9434 | 4.9258 | 4.6076 | 4.0199 | 3.2988 | 1.1948 | 0 | 0 | 0 | 0 | 0 | 0 | 0 | 0 | 45.2479
v5.10_MeasureAssessmentTemplate_Industrial_All | Ceiling Insulation - SEG SEL - R30 from R0 Insulation | HVAC | Ceiling Insulation | Retrofit | Ceiling Insulation | Industrial | Pulp and Paper Mills | Firm | Sales | Commercial | 0.092342 | 1 | 4.0444 | 5.3472 | -1.6881 | 0.71613 | -1.8626 | 0.004102 | 0.0081365 | 0.014335 | 0.023139 | 0.034851 | 0.049529 | 0.066853 | 0.085998 | 0.10554 | 0.1235 | 0.13749 | 0.14514 | 0.14462 | 0.13528 | 0.11802 | 0.096853 | 0.035079 | 0 | 0 | 0 | 0 | 0 | 0 | 0 | 0 | 1.3285
v5.10_MeasureAssessmentTemplate_Industrial_All | Ceiling Insulation - SEG SEL - R30 from R0 Insulation | HVAC | Ceiling Insulation | Retrofit | Ceiling Insulation | Industrial | Pulp and Paper Mills | Firm | Sales | Industrial | 0.092342 | 1 | 4.0444 | 5.3472 | -1.6881 | 0.71613 | -1.8626 | 0.1043 | 0.20688 | 0.36449 | 0.58832 | 0.8861 | 1.2593 | 1.6998 | 2.1866 | 2.6836 | 3.1402 | 3.4959 | 3.6903 | 3.6771 | 3.4396 | 3.0009 | 2.4626 | 0.89191 | 0 | 0 | 0 | 0 | 0 | 0 | 0 | 0 | 33.7777
v5.10_MeasureAssessmentTemplate_Industrial_All | Ceiling Insulation - SEG SEL - R30 from R0 Insulation | HVAC | Ceiling Insulation | Retrofit | Ceiling Insulation | Industrial | Semiconductor Manufacturing | Firm | Sales | Commercial | 0.092342 | 1 | 4.0444 | 5.3472 | -1.6881 | 0.71613 | -1.8626 | 0.7394 | 1.4666 | 2.584 | 4.1708 | 6.2819 | 8.9277 | 12.0504 | 15.5013 | 19.0247 | 22.2617 | 24.7836 | 26.1618 | 26.0686 | 24.3846 | 21.2742 | 17.4579 | 6.3231 | 0 | 0 | 0 | 0 | 0 | 0 | 0 | 0 | 239.4622
v5.10_MeasureAssessmentTemplate_Industrial_All | Ceiling Insulation - SEG SEL - R30 from R0 Insulation | HVAC | Ceiling Insulation | Retrofit | Ceiling Insulation | Industrial | Semiconductor Manufacturing | Firm | Sales | Industrial | 0.092342 | 1 | 4.0444 | 5.3472 | -1.6881 | 0.71613 | -1.8626 | 0.68269 | 1.3541 | 2.3858 | 3.8509 | 5.8001 | 8.2429 | 11.1262 | 14.3124 | 17.5655 | 20.5542 | 22.8827 | 24.1552 | 24.0691 | 22.5143 | 19.6425 | 16.1189 | 5.8381 | 0 | 0 | 0 | 0 | 0 | 0 | 0 | 0 | 221.0954
v5.10_MeasureAssessmentTemplate_Industrial_All | Ceiling Insulation - SEG SEL - R30 from R0 Insulation | HVAC | Ceiling Insulation | Retrofit | Ceiling Insulation | Industrial | Semiconductor Manufacturing | Firm | Transport | Industrial | 0.092342 | 1 | 4.0444 | 4.1746 | -1.6881 | 1.3498 | -1.7196 | 2.5203 | 4.9991 | 8.8076 | 14.2164 | 21.4122 | 30.4304 | 41.0747 | 52.8371 | 64.8467 | 75.8801 | 84.4763 | 89.1742 | 88.8562 | 83.1163 | 72.5145 | 59.5064 | 21.5527 | 0 | 0 | 0 | 0 | 0 | 0 | 0 | 0 | 816.221
v5.10_MeasureAssessmentTemplate_Industrial_All | Ceiling Insulation - SEG SEL - R30 from R0 Insulation | HVAC | Ceiling Insulation | Retrofit | Ceiling Insulation | Industrial | Semiconductor Manufacturing | Interruptible | Transport | Industrial | 0.092342 | 1 | 2.0016 | 1.4738 | -0.22514 | 1.3498 | -0.25662 | 3.7847 | 7.507 | 13.2263 | 21.3485 | 32.1543 | 45.6968 | 61.681 | 79.3445 | 97.3789 | 113.9477 | 126.8564 | 133.9111 | 133.4336 | 124.814 | 108.8935 | 89.3595 | 32.3652 | 0 | 0 | 0 | 0 | 0 | 0 | 0 | 0 | 1225.7028
v5.10_MeasureAssessmentTemplate_Industrial_All | Ceiling Insulation - SEG SEL - R30 from R0 Insulation | HVAC | Ceiling Insulation | Retrofit | Ceiling Insulation | Industrial | Wood | Firm | Sales | Commercial | 0.092342 | 1 | 4.0444 | 5.3472 | -1.6881 | 0.71613 | -1.8626 | 0.27336 | 0.54221 | 0.95529 | 1.5419 | 2.3224 | 3.3005 | 4.455 | 5.7308 | 7.0334 | 8.2301 | 9.1625 | 9.672 | 9.6375 | 9.015 | 7.8651 | 6.4542 | 2.3376 | 0 | 0 | 0 | 0 | 0 | 0 | 0 | 0 | 88.5289
v5.10_MeasureAssessmentTemplate_Industrial_All | Ceiling Insulation - SEG SEL - R30 from R0 Insulation | HVAC | Ceiling Insulation | Retrofit | Ceiling Insulation | Industrial | Wood | Firm | Sales | Industrial | 0.092342 | 1 | 4.0444 | 5.3472 | -1.6881 | 0.71613 | -1.8626 | 0.079983 | 0.15865 | 0.27951 | 0.45116 | 0.67952 | 0.96572 | 1.3035 | 1.6768 | 2.0579 | 2.4081 | 2.6809 | 2.83 | 2.8199 | 2.6377 | 2.3013 | 1.8885 | 0.68398 | 0 | 0 | 0 | 0 | 0 | 0 | 0 | 0 | 25.9031
v5.10_MeasureAssessmentTemplate_Industrial_All | Ceiling Insulation - SEG SEL - R30 from R0 Insulation | HVAC | Ceiling Insulation | Retrofit | Ceiling Insulation | Industrial | Wood | Interruptible | Sales | Industrial | 0.092342 | 1 | 2.0016 | 2.6463 | -0.22514 | 1.3498 | -0.39962 | 0.21996 | 0.43629 | 0.76868 | 1.2407 | 1.8687 | 2.6558 | 3.5848 | 4.6113 | 5.6595 | 6.6224 | 7.3726 | 7.7826 | 7.7549 | 7.2539 | 6.3287 | 5.1934 | 1.881 | 0 | 0 | 0 | 0 | 0 | 0 | 0 | 0 | 71.2352
v5.10_MeasureAssessmentTemplate_Industrial_All | Ceiling Insulation - SEG SEL - R30 from R0 Insulation | HVAC | Ceiling Insulation | Retrofit | Ceiling Insulation | Industrial | Wood | Interruptible | Transport | Industrial | 0.092342 | 1 | 2.0016 | 1.4738 | -0.22514 | 1.3498 | -0.25662 | 2.0127 | 3.9922 | 7.0337 | 11.3531 | 17.0997 | 24.3016 | 32.802 | 42.1954 | 51.7862 | 60.5975 | 67.4623 | 71.214 | 70.9601 | 66.3762 | 57.9096 | 47.5215 | 17.2118 | 0 | 0 | 0 | 0 | 0 | 0 | 0 | 0 | 651.8296
v5.10_MeasureAssessmentTemplate_Industrial_All | Condensing Unit Heater - SEG Greenhouses - Efficient Condensing Unit Heater | HVAC | Condensing Unit Heater | Retrofit | Condensing Unit Heater | Industrial | Greenhouses | Firm | Sales | Commercial | 0.056376 | 1 | 5.4428 | 5.3472 | -1.8721 | 0.53214 | -1.8626 | 0.20507 | 0.33101 | 0.49855 | 0.70853 | 0.95637 | 1.2302 | 1.5099 | 1.7668 | 1.9669 | 2.0763 | 2.0689 | 1.9352 | 1.6884 | 1.3855 | 0.24827 | 0 | 0 | 0 | 0 | 0 | 0 | 0 | 0 | 0 | 0 | 18.5759
v5.10_MeasureAssessmentTemplate_Industrial_All | Controller - SEG Greenhouses - Adding Controller | HVAC | Controller | Retrofit | Controller | Industrial | Greenhouses | Firm | Sales | Commercial | 0.062149 | 1 | 6.9402 | 5.3472 | -1.9869 | 0.41732 | -1.8626 | 0.33911 | 0.54735 | 0.8244 | 1.1716 | 1.5814 | 2.0343 | 2.4967 | 2.9215 | 3.2525 | 3.4333 | 3.4211 | 3.2001 | 2.7919 | 2.2911 | 0.41054 | 0 | 0 | 0 | 0 | 0 | 0 | 0 | 0 | 0 | 0 | 30.717
v5.10_MeasureAssessmentTemplate_Industrial_All | Custom HVAC - SEG SEL - Custom Space Heating | HVAC | Custom HVAC | Retrofit | Custom HVAC | Industrial | Cement/Concrete Products | Firm | Sales | Commercial | 0.11419 | 1 | 3.2114 | 5.3472 | -1.5023 | 0.90188 | -1.8626 | 0.11559 | 0.22928 | 0.40396 | 0.65204 | 0.98207 | 1.3957 | 1.8839 | 2.4234 | 2.9742 | 3.4803 | 3.8745 | 4.09 | 4.0754 | 3.8121 | 3.3259 | 2.7293 | 0.98852 | 0 | 0 | 0 | 0 | 0 | 0 | 0 | 0 | 37.4361
v5.10_MeasureAssessmentTemplate_Industrial_All | Custom HVAC - SEG SEL - Custom Space Heating | HVAC | Custom HVAC | Retrofit | Custom HVAC | Industrial | Cement/Concrete Products | Firm | Sales | Industrial | 0.11419 | 1 | 3.2114 | 5.3472 | -1.5023 | 0.90188 | -1.8626 | 0.071215 | 0.14116 | 0.24853 | 0.40087 | 0.60335 | 0.85687 | 1.1558 | 1.4857 | 1.8222 | 2.1307 | 2.3704 | 2.5005 | 2.4899 | 2.3274 | 2.0291 | 1.664 | 0.38328 | 0 | 0 | 0 | 0 | 0 | 0 | 0 | 0 | 22.6809
v5.10_MeasureAssessmentTemplate_Industrial_All | Custom HVAC - SEG SEL - Custom Space Heating | HVAC | Custom HVAC | Retrofit | Custom HVAC | Industrial | Cement/Concrete Products | Interruptible | Transport | Industrial | 0.11419 | 1 | 1.5893 | 1.4738 | -0.039391 | 1.3498 | -0.25662 | 1.8603 | 3.6899 | 6.5011 | 10.4934 | 15.8048 | 22.4613 | 30.318 | 39.0001 | 47.8646 | 56.0086 | 62.3536 | 65.8212 | 65.5865 | 61.3497 | 53.5243 | 43.9228 | 15.9084 | 0 | 0 | 0 | 0 | 0 | 0 | 0 | 0 | 602.4688
v5.10_MeasureAssessmentTemplate_Industrial_All | Custom HVAC - SEG SEL - Custom Space Heating | HVAC | Custom HVAC | Retrofit | Custom HVAC | Industrial | Chemical Manufacturing | Firm | Sales | Commercial | 0.11419 | 1 | 3.2114 | 5.3472 | -1.5023 | 0.90188 | -1.8626 | 0.030237 | 0.059977 | 0.10567 | 0.17056 | 0.25689 | 0.36509 | 0.49279 | 0.63392 | 0.778 | 0.91038 | 1.0135 | 1.0699 | 1.0661 | 0.99719 | 0.87 | 0.71393 | 0.25858 | 0 | 0 | 0 | 0 | 0 | 0 | 0 | 0 | 9.7926
v5.10_MeasureAssessmentTemplate_Industrial_All | Custom HVAC - SEG SEL - Custom Space Heating | HVAC | Custom HVAC | Retrofit | Custom HVAC | Industrial | Chemical Manufacturing | Firm | Sales | Industrial | 0.11419 | 1 | 3.2114 | 5.3472 | -1.5023 | 0.90188 | -1.8626 | 0.13621 | 0.27018 | 0.47602 | 0.76835 | 1.1573 | 1.6447 | 2.2199 | 2.8557 | 3.5047 | 4.1011 | 4.5657 | 4.8196 | 4.8024 | 4.4922 | 3.9192 | 3.2161 | 1.1648 | 0 | 0 | 0 | 0 | 0 | 0 | 0 | 0 | 44.114
v5.10_MeasureAssessmentTemplate_Industrial_All | Custom HVAC - SEG SEL - Custom Space Heating | HVAC | Custom HVAC | Retrofit | Custom HVAC | Industrial | Misc. Manufacturing | Firm | Sales | Commercial | 0.11419 | 1 | 3.2114 | 5.3472 | -1.5023 | 0.90188 | -1.8626 | 0.68485 | 1.3584 | 2.3934 | 3.8631 | 5.8185 | 8.269 | 11.1615 | 14.3578 | 17.6212 | 20.6194 | 22.9553 | 24.2318 | 24.1454 | 22.5857 | 19.7048 | 16.17 | 5.8566 | 0 | 0 | 0 | 0 | 0 | 0 | 0 | 0 | 221.7967
v5.10_MeasureAssessmentTemplate_Industrial_All | Custom HVAC - SEG SEL - Custom Space Heating | HVAC | Custom HVAC | Retrofit | Custom HVAC | Industrial | Misc. Manufacturing | Firm | Sales | Industrial | 0.11419 | 1 | 3.2114 | 5.3472 | -1.5023 | 0.90188 | -1.8626 | 1.3543 | 2.6862 | 4.7328 | 7.6392 | 11.5058 | 16.3518 | 22.0714 | 28.392 | 34.8453 | 40.7741 | 45.3933 | 47.9177 | 47.7468 | 44.6624 | 38.9656 | 31.9757 | 11.5813 | 0 | 0 | 0 | 0 | 0 | 0 | 0 | 0 | 438.5957
v5.10_MeasureAssessmentTemplate_Industrial_All | Custom HVAC - SEG SEL - Custom Space Heating | HVAC | Custom HVAC | Retrofit | Custom HVAC | Industrial | Misc. Manufacturing | Firm | Transport | Industrial | 0.11419 | 1 | 3.2114 | 4.1746 | -1.5023 | 1.3498 | -1.7196 | 0.099164 | 0.19669 | 0.34655 | 0.55936 | 0.84249 | 1.1973 | 1.6161 | 2.0789 | 2.5515 | 2.9856 | 3.3238 | 3.5087 | 3.4961 | 3.2703 | 2.8532 | 2.3413 | 0.84801 | 0 | 0 | 0 | 0 | 0 | 0 | 0 | 0 | 32.1151
v5.10_MeasureAssessmentTemplate_Industrial_All | Custom HVAC - SEG SEL - Custom Space Heating | HVAC | Custom HVAC | Retrofit | Custom HVAC | Industrial | Misc. Manufacturing | Interruptible | Transport | Industrial | 0.11419 | 1 | 1.5893 | 1.4738 | -0.039391 | 1.3498 | -0.25662 | 0.59797 | 1.1861 | 2.0897 | 3.373 | 5.0803 | 7.22 | 9.7454 | 12.5362 | 15.3856 | 18.0034 | 20.043 | 21.1576 | 21.0821 | 19.7203 | 17.2049 | 14.1186 | 5.1136 | 0 | 0 | 0 | 0 | 0 | 0 | 0 | 0 | 193.6578
v5.10_MeasureAssessmentTemplate_Industrial_All | Custom HVAC - SEG SEL - Custom Space Heating | HVAC | Custom HVAC | Retrofit | Custom HVAC | Industrial | Other Food | Firm | Sales | Commercial | 0.11419 | 1 | 3.2114 | 5.3472 | -1.5023 | 0.90188 | -1.8626 | 0.20945 | 0.41545 | 0.73196 | 1.1815 | 1.7795 | 2.5289 | 3.4135 | 4.391 | 5.3891 | 6.306 | 7.0204 | 7.4108 | 7.3844 | 6.9074 | 6.0263 | 4.9453 | 1.7911 | 0 | 0 | 0 | 0 | 0 | 0 | 0 | 0 | 67.8321
v5.10_MeasureAssessmentTemplate_Industrial_All | Custom HVAC - SEG SEL - Custom Space Heating | HVAC | Custom HVAC | Retrofit | Custom HVAC | Industrial | Other Food | Firm | Sales | Industrial | 0.11419 | 1 | 3.2114 | 5.3472 | -1.5023 | 0.90188 | -1.8626 | 0.19057 | 0.37801 | 0.666 | 1.075 | 1.6191 | 2.301 | 3.1059 | 3.9953 | 4.9034 | 5.7377 | 6.3878 | 6.743 | 6.7189 | 6.2849 | 5.4832 | 4.4996 | 1.6297 | 0 | 0 | 0 | 0 | 0 | 0 | 0 | 0 | 61.7193
v5.10_MeasureAssessmentTemplate_Industrial_All | Custom HVAC - SEG SEL - Custom Space Heating | HVAC | Custom HVAC | Retrofit | Custom HVAC | Industrial | Other Food | Firm | Transport | Industrial | 0.11419 | 1 | 3.2114 | 4.1746 | -1.5023 | 1.3498 | -1.7196 | 3.881 | 7.698 | 13.5628 | 21.8917 | 32.9724 | 46.8595 | 63.2504 | 81.3633 | 99.8567 | 116.847 | 130.0842 | 137.3183 | 136.8287 | 127.9898 | 111.6642 | 91.6332 | 33.1887 | 0 | 0 | 0 | 0 | 0 | 0 | 0 | 0 | 1256.89
v5.10_MeasureAssessmentTemplate_Industrial_All | Custom HVAC - SEG SEL - Custom Space Heating | HVAC | Custom HVAC | Retrofit | Custom HVAC | Industrial | Other Food | Interruptible | Transport | Industrial | 0.11419 | 1 | 1.5893 | 1.4738 | -0.039391 | 1.3498 | -0.25662 | 1.9979 | 3.9629 | 6.9821 | 11.2698 | 16.9741 | 24.1231 | 32.5611 | 41.8856 | 51.4059 | 60.1525 | 66.967 | 70.6911 | 70.439 | 65.8888 | 57.4844 | 47.1725 | 17.0855 | 0 | 0 | 0 | 0 | 0 | 0 | 0 | 0 | 647.0435
v5.10_MeasureAssessmentTemplate_Industrial_All | Custom HVAC - SEG SEL - Custom Space Heating | HVAC | Custom HVAC | Retrofit | Custom HVAC | Industrial | Primary Metal Manufacturing | Firm | Sales | Commercial | 0.11419 | 1 | 3.2114 | 5.3472 | -1.5023 | 0.90188 | -1.8626 | 0.011533 | 0.022876 | 0.040305 | 0.065056 | 0.097984 | 0.13925 | 0.18796 | 0.24179 | 0.29675 | 0.34724 | 0.38657 | 0.40807 | 0.40662 | 0.38035 | 0.33183 | 0.27231 | 0.098627 | 0 | 0 | 0 | 0 | 0 | 0 | 0 | 0 | 3.7351
v5.10_MeasureAssessmentTemplate_Industrial_All | Custom HVAC - SEG SEL - Custom Space Heating | HVAC | Custom HVAC | Retrofit | Custom HVAC | Industrial | Primary Metal Manufacturing | Firm | Sales | Industrial | 0.11419 | 1 | 3.2114 | 5.3472 | -1.5023 | 0.90188 | -1.8626 | 0.092553 | 0.18358 | 0.32345 | 0.52207 | 0.78633 | 1.1175 | 1.5084 | 1.9404 | 2.3814 | 2.7866 | 3.1022 | 3.2748 | 3.2631 | 3.0523 | 2.663 | 2.1853 | 0.79148 | 0 | 0 | 0 | 0 | 0 | 0 | 0 | 0 | 29.9743
v5.10_MeasureAssessmentTemplate_Industrial_All | Custom HVAC - SEG SEL - Custom Space Heating | HVAC | Custom HVAC | Retrofit | Custom HVAC | Industrial | Pulp and Paper Mills | Firm | Sales | Commercial | 0.11419 | 1 | 3.2114 | 5.3472 | -1.5023 | 0.90188 | -1.8626 | 0.0027174 | 0.00539 | 0.0094964 | 0.015328 | 0.023087 | 0.03281 | 0.044287 | 0.056969 | 0.069918 | 0.081814 | 0.091082 | 0.096147 | 0.095805 | 0.089616 | 0.078185 | 0.06416 | 0.023238 | 0 | 0 | 0 | 0 | 0 | 0 | 0 | 0 | 0.88005
v5.10_MeasureAssessmentTemplate_Industrial_All | Custom HVAC - SEG SEL - Custom Space Heating | HVAC | Custom HVAC | Retrofit | Custom HVAC | Industrial | Pulp and Paper Mills | Firm | Sales | Industrial | 0.11419 | 1 | 3.2114 | 5.3472 | -1.5023 | 0.90188 | -1.8626 | 0.069091 | 0.13704 | 0.24145 | 0.38973 | 0.58699 | 0.83422 | 1.126 | 1.4485 | 1.7777 | 2.0802 | 2.3158 | 2.4446 | 2.4359 | 2.2786 | 1.9879 | 1.6313 | 0.59084 | 0 | 0 | 0 | 0 | 0 | 0 | 0 | 0 | 22.3759
v5.10_MeasureAssessmentTemplate_Industrial_All | Custom HVAC - SEG SEL - Custom Space Heating | HVAC | Custom HVAC | Retrofit | Custom HVAC | Industrial | Semiconductor Manufacturing | Firm | Sales | Commercial | 0.11419 | 1 | 3.2114 | 5.3472 | -1.5023 | 0.90188 | -1.8626 | 0.48981 | 0.97156 | 1.7117 | 2.7629 | 4.1614 | 5.9141 | 7.9828 | 10.2688 | 12.6028 | 14.7471 | 16.4178 | 17.3308 | 17.269 | 16.1535 | 14.093 | 11.5649 | 4.1887 | 0 | 0 | 0 | 0 | 0 | 0 | 0 | 0 | 158.6307
v5.10_MeasureAssessmentTemplate_Industrial_All | Custom HVAC - SEG SEL - Custom Space Heating | HVAC | Custom HVAC | Retrofit | Custom HVAC | Industrial | Semiconductor Manufacturing | Firm | Sales | Industrial | 0.11419 | 1 | 3.2114 | 5.3472 | -1.5023 | 0.90188 | -1.8626 | 0.45224 | 0.89704 | 1.5805 | 2.551 | 3.8422 | 5.4605 | 7.3705 | 9.4812 | 11.6362 | 13.616 | 15.1585 | 16.0015 | 15.9445 | 14.9145 | 13.0121 | 10.6779 | 3.8674 | 0 | 0 | 0 | 0 | 0 | 0 | 0 | 0 | 146.4637
v5.10_MeasureAssessmentTemplate_Industrial_All | Custom HVAC - SEG SEL - Custom Space Heating | HVAC | Custom HVAC | Retrofit | Custom HVAC | Industrial | Semiconductor Manufacturing | Firm | Transport | Industrial | 0.11419 | 1 | 3.2114 | 4.1746 | -1.5023 | 1.3498 | -1.7196 | 1.6696 | 3.3116 | 5.8346 | 9.4176 | 14.1844 | 20.1585 | 27.2097 | 35.0017 | 42.9574 | 50.2665 | 55.961 | 59.073 | 58.8624 | 55.06 | 48.0369 | 39.4197 | 14.2775 | 0 | 0 | 0 | 0 | 0 | 0 | 0 | 0 | 540.702
v5.10_MeasureAssessmentTemplate_Industrial_All | Custom HVAC - SEG SEL - Custom Space Heating | HVAC | Custom HVAC | Retrofit | Custom HVAC | Industrial | Semiconductor Manufacturing | Interruptible | Transport | Industrial | 0.11419 | 1 | 1.5893 | 1.4738 | -0.039391 | 1.3498 | -0.25662 | 2.5071 | 4.973 | 8.7617 | 14.1422 | 21.3004 | 30.2716 | 40.8603 | 52.5614 | 64.5082 | 75.4841 | 84.0355 | 88.7088 | 88.3925 | 82.6825 | 72.136 | 59.1958 | 21.4402 | 0 | 0 | 0 | 0 | 0 | 0 | 0 | 0 | 811.9614
v5.10_MeasureAssessmentTemplate_Industrial_All | Custom HVAC - SEG SEL - Custom Space Heating | HVAC | Custom HVAC | Retrofit | Custom HVAC | Industrial | Wood | Firm | Sales | Commercial | 0.11419 | 1 | 3.2114 | 5.3472 | -1.5023 | 0.90188 | -1.8626 | 0.18108 | 0.35918 | 0.63283 | 1.0215 | 1.5385 | 2.1864 | 2.9512 | 3.7964 | 4.6592 | 5.452 | 6.0696 | 6.4072 | 6.3843 | 5.9719 | 5.2102 | 4.2755 | 1.5486 | 0 | 0 | 0 | 0 | 0 | 0 | 0 | 0 | 58.6456
v5.10_MeasureAssessmentTemplate_Industrial_All | Custom HVAC - SEG SEL - Custom Space Heating | HVAC | Custom HVAC | Retrofit | Custom HVAC | Industrial | Wood | Firm | Sales | Industrial | 0.11419 | 1 | 3.2114 | 5.3472 | -1.5023 | 0.90188 | -1.8626 | 0.052984 | 0.1051 | 0.18516 | 0.29887 | 0.45015 | 0.63974 | 0.86351 | 1.1108 | 1.3633 | 1.5952 | 1.7759 | 1.8747 | 1.868 | 1.7473 | 1.5245 | 1.251 | 0.4531 | 0 | 0 | 0 | 0 | 0 | 0 | 0 | 0 | 17.1594
v5.10_MeasureAssessmentTemplate_Industrial_All | Custom HVAC - SEG SEL - Custom Space Heating | HVAC | Custom HVAC | Retrofit | Custom HVAC | Industrial | Wood | Interruptible | Sales | Industrial | 0.11419 | 1 | 1.5893 | 2.6463 | -0.039391 | 1.3498 | -0.39962 | 0.14571 | 0.28902 | 0.50921 | 0.82192 | 1.2379 | 1.7593 | 2.3747 | 3.0548 | 3.7491 | 4.387 | 4.884 | 5.1556 | 5.1372 | 4.8053 | 4.1924 | 3.4403 | 1.2461 | 0 | 0 | 0 | 0 | 0 | 0 | 0 | 0 | 47.1895
v5.10_MeasureAssessmentTemplate_Industrial_All | Custom HVAC - SEG SEL - Custom Space Heating | HVAC | Custom HVAC | Retrofit | Custom HVAC | Industrial | Wood | Interruptible | Transport | Industrial | 0.11419 | 1 | 1.5893 | 1.4738 | -0.039391 | 1.3498 | -0.25662 | 1.3333 | 2.6446 | 4.6595 | 7.5208 | 11.3276 | 16.0985 | 21.7295 | 27.9522 | 34.3055 | 40.1425 | 44.6901 | 47.1754 | 47.0072 | 43.9706 | 38.362 | 31.4804 | 11.4019 | 0 | 0 | 0 | 0 | 0 | 0 | 0 | 0 | 431.8016
v5.10_MeasureAssessmentTemplate_Industrial_All | Custom O&M - SEG SEL - Custom O&M | Whole Building | Custom O&M | Retrofit | Custom O&M | Industrial | Cement/Concrete Products | Firm | Sales | Commercial | 0.025 | 1 | 4.8022 | 2.878 | -0.74213 | 0.32461 | -0.52509 | 0.029594 | 0.047767 | 0.071945 | 0.10225 | 0.13801 | 0.17753 | 0.21788 | 0.25496 | 0.28384 | 0.29962 | 0.29856 | 0.27927 | 0.24365 | 0.19994 | 0.035828 | 0 | 0 | 0 | 0 | 0 | 0 | 0 | 0 | 0 | 0 | 2.6806
v5.10_MeasureAssessmentTemplate_Industrial_All | Custom O&M - SEG SEL - Custom O&M | Whole Building | Custom O&M | Retrofit | Custom O&M | Industrial | Cement/Concrete Products | Firm | Sales | Industrial | 0.025 | 1 | 4.8022 | 2.878 | -0.74213 | 0.32461 | -0.52509 | 0.018232 | 0.029408 | 0.044262 | 0.06286 | 0.084789 | 0.10899 | 0.13367 | 0.15631 | 0.1739 | 0.18344 | 0.18266 | 0.17074 | 0.14886 | 0.12207 | 0.0039037 | 0 | 0 | 0 | 0 | 0 | 0 | 0 | 0 | 0 | 0 | 1.6241
v5.10_MeasureAssessmentTemplate_Industrial_All | Custom O&M - SEG SEL - Custom O&M | Whole Building | Custom O&M | Retrofit | Custom O&M | Industrial | Cement/Concrete Products | Interruptible | Transport | Industrial | 0.025 | 1 | 4.4156 | 1.4738 | -0.61666 | 1.3498 | -0.25662 | 0.47626 | 0.76873 | 1.1578 | 1.6455 | 2.221 | 2.8571 | 3.5065 | 4.1031 | 4.5679 | 4.8219 | 4.8047 | 4.4944 | 3.9211 | 3.2177 | 0.57659 | 0 | 0 | 0 | 0 | 0 | 0 | 0 | 0 | 0 | 0 | 43.1403
v5.10_MeasureAssessmentTemplate_Industrial_All | Custom O&M - SEG SEL - Custom O&M | Whole Building | Custom O&M | Retrofit | Custom O&M | Industrial | Chemical Manufacturing | Firm | Sales | Commercial | 0.025 | 1 | 4.8022 | 2.878 | -0.74213 | 0.32461 | -0.52509 | 0.0077412 | 0.012495 | 0.01882 | 0.026746 | 0.036101 | 0.046439 | 0.056995 | 0.066692 | 0.074248 | 0.078377 | 0.078097 | 0.073052 | 0.063734 | 0.052301 | 0.0093719 | 0 | 0 | 0 | 0 | 0 | 0 | 0 | 0 | 0 | 0 | 0.70121
v5.10_MeasureAssessmentTemplate_Industrial_All | Custom O&M - SEG SEL - Custom O&M | Whole Building | Custom O&M | Retrofit | Custom O&M | Industrial | Chemical Manufacturing | Firm | Sales | Industrial | 0.025 | 1 | 4.8022 | 2.878 | -0.74213 | 0.32461 | -0.52509 | 0.034873 | 0.056288 | 0.084778 | 0.12048 | 0.16263 | 0.2092 | 0.25675 | 0.30044 | 0.33447 | 0.35307 | 0.35181 | 0.32909 | 0.28711 | 0.23561 | 0.042219 | 0 | 0 | 0 | 0 | 0 | 0 | 0 | 0 | 0 | 0 | 3.1588
v5.10_MeasureAssessmentTemplate_Industrial_All | Custom O&M - SEG SEL - Custom O&M | Whole Building | Custom O&M | Retrofit | Custom O&M | Industrial | Misc. Manufacturing | Firm | Sales | Commercial | 0.025 | 1 | 4.8022 | 2.878 | -0.74213 | 0.32461 | -0.52509 | 0.17533 | 0.283 | 0.42625 | 0.60577 | 0.81767 | 1.0518 | 1.2909 | 1.5105 | 1.6817 | 1.7752 | 1.7688 | 1.6546 | 1.4435 | 1.1846 | 0.21227 | 0 | 0 | 0 | 0 | 0 | 0 | 0 | 0 | 0 | 0 | 15.8819
v5.10_MeasureAssessmentTemplate_Industrial_All | Custom O&M - SEG SEL - Custom O&M | Whole Building | Custom O&M | Retrofit | Custom O&M | Industrial | Misc. Manufacturing | Firm | Sales | Industrial | 0.025 | 1 | 4.8022 | 2.878 | -0.74213 | 0.32461 | -0.52509 | 0.34671 | 0.55963 | 0.84289 | 1.1979 | 1.6169 | 2.0799 | 2.5527 | 2.987 | 3.3254 | 3.5104 | 3.4978 | 3.2719 | 2.8545 | 2.3425 | 0.41975 | 0 | 0 | 0 | 0 | 0 | 0 | 0 | 0 | 0 | 0 | 31.406
v5.10_MeasureAssessmentTemplate_Industrial_All | Custom O&M - SEG SEL - Custom O&M | Whole Building | Custom O&M | Retrofit | Custom O&M | Industrial | Misc. Manufacturing | Firm | Transport | Industrial | 0.025 | 1 | 4.8022 | 1.7054 | -0.74213 | 1.3498 | -0.38209 | 0.025387 | 0.040978 | 0.061719 | 0.087713 | 0.11839 | 0.1523 | 0.18692 | 0.21872 | 0.2435 | 0.25704 | 0.25612 | 0.23958 | 0.20902 | 0.17152 | 0.030735 | 0 | 0 | 0 | 0 | 0 | 0 | 0 | 0 | 0 | 0 | 2.2996
v5.10_MeasureAssessmentTemplate_Industrial_All | Custom O&M - SEG SEL - Custom O&M | Whole Building | Custom O&M | Retrofit | Custom O&M | Industrial | Misc. Manufacturing | Interruptible | Transport | Industrial | 0.025 | 1 | 4.4156 | 1.4738 | -0.61666 | 1.3498 | -0.25662 | 0.15309 | 0.2471 | 0.37217 | 0.52892 | 0.71393 | 0.91838 | 1.1271 | 1.3189 | 1.4683 | 1.55 | 1.5444 | 1.4447 | 1.2604 | 1.0343 | 0.18534 | 0 | 0 | 0 | 0 | 0 | 0 | 0 | 0 | 0 | 0 | 13.867
v5.10_MeasureAssessmentTemplate_Industrial_All | Custom O&M - SEG SEL - Custom O&M | Whole Building | Custom O&M | Retrofit | Custom O&M | Industrial | Other Food | Firm | Sales | Commercial | 0.025 | 1 | 4.8022 | 2.878 | -0.74213 | 0.32461 | -0.52509 | 0.053622 | 0.086551 | 0.13036 | 0.18526 | 0.25007 | 0.32168 | 0.39479 | 0.46197 | 0.5143 | 0.5429 | 0.54097 | 0.50602 | 0.44148 | 0.36228 | 0.064918 | 0 | 0 | 0 | 0 | 0 | 0 | 0 | 0 | 0 | 0 | 4.8572
v5.10_MeasureAssessmentTemplate_Industrial_All | Custom O&M - SEG SEL - Custom O&M | Whole Building | Custom O&M | Retrofit | Custom O&M | Industrial | Other Food | Firm | Sales | Industrial | 0.025 | 1 | 4.8022 | 2.878 | -0.74213 | 0.32461 | -0.52509 | 0.04879 | 0.078751 | 0.11861 | 0.16857 | 0.22753 | 0.29269 | 0.35922 | 0.42034 | 0.46795 | 0.49398 | 0.49222 | 0.46042 | 0.40169 | 0.32963 | 0.059068 | 0 | 0 | 0 | 0 | 0 | 0 | 0 | 0 | 0 | 0 | 4.4195
v5.10_MeasureAssessmentTemplate_Industrial_All | Custom O&M - SEG SEL - Custom O&M | Whole Building | Custom O&M | Retrofit | Custom O&M | Industrial | Other Food | Firm | Transport | Industrial | 0.025 | 1 | 4.8022 | 1.7054 | -0.74213 | 1.3498 | -0.38209 | 0.99358 | 1.6037 | 2.4155 | 3.4328 | 4.6336 | 5.9605 | 7.3153 | 8.56 | 9.5297 | 10.0597 | 10.0238 | 9.3763 | 8.1803 | 6.7129 | 1.2029 | 0 | 0 | 0 | 0 | 0 | 0 | 0 | 0 | 0 | 0 | 90.0006
v5.10_MeasureAssessmentTemplate_Industrial_All | Custom O&M - SEG SEL - Custom O&M | Whole Building | Custom O&M | Retrofit | Custom O&M | Industrial | Other Food | Interruptible | Transport | Industrial | 0.025 | 1 | 4.4156 | 1.4738 | -0.61666 | 1.3498 | -0.25662 | 0.51149 | 0.8256 | 1.2435 | 1.7672 | 2.3854 | 3.0685 | 3.7659 | 4.4067 | 4.9059 | 5.1787 | 5.1602 | 4.8269 | 4.2112 | 3.4558 | 0.61924 | 0 | 0 | 0 | 0 | 0 | 0 | 0 | 0 | 0 | 0 | 46.3321
v5.10_MeasureAssessmentTemplate_Industrial_All | Custom O&M - SEG SEL - Custom O&M | Whole Building | Custom O&M | Retrofit | Custom O&M | Industrial | Primary Metal Manufacturing | Firm | Sales | Commercial | 0.025 | 1 | 4.8022 | 2.878 | -0.74213 | 0.32461 | -0.52509 | 0.0029526 | 0.0047659 | 0.0071781 | 0.010201 | 0.01377 | 0.017713 | 0.021739 | 0.025438 | 0.02832 | 0.029894 | 0.029788 | 0.027864 | 0.024309 | 0.019949 | 0.0035746 | 0 | 0 | 0 | 0 | 0 | 0 | 0 | 0 | 0 | 0 | 0.26746
v5.10_MeasureAssessmentTemplate_Industrial_All | Custom O&M - SEG SEL - Custom O&M | Whole Building | Custom O&M | Retrofit | Custom O&M | Industrial | Primary Metal Manufacturing | Firm | Sales | Industrial | 0.025 | 1 | 4.8022 | 2.878 | -0.74213 | 0.32461 | -0.52509 | 0.023695 | 0.038246 | 0.057605 | 0.081866 | 0.1105 | 0.14215 | 0.17446 | 0.20414 | 0.22726 | 0.2399 | 0.23905 | 0.22361 | 0.19508 | 0.16009 | 0.028687 | 0 | 0 | 0 | 0 | 0 | 0 | 0 | 0 | 0 | 0 | 2.1463
v5.10_MeasureAssessmentTemplate_Industrial_All | Custom O&M - SEG SEL - Custom O&M | Whole Building | Custom O&M | Retrofit | Custom O&M | Industrial | Pulp and Paper Mills | Firm | Sales | Commercial | 0.025 | 1 | 4.8022 | 2.878 | -0.74213 | 0.32461 | -0.52509 | 0.00069569 | 0.0011229 | 0.0016913 | 0.0024036 | 0.0032444 | 0.0041734 | 0.005122 | 0.0059935 | 0.0066725 | 0.0070436 | 0.0070185 | 0.0065651 | 0.0057277 | 0.0047002 | 0.00084224 | 0 | 0 | 0 | 0 | 0 | 0 | 0 | 0 | 0 | 0 | 0.063017
v5.10_MeasureAssessmentTemplate_Industrial_All | Custom O&M - SEG SEL - Custom O&M | Whole Building | Custom O&M | Retrofit | Custom O&M | Industrial | Pulp and Paper Mills | Firm | Sales | Industrial | 0.025 | 1 | 4.8022 | 2.878 | -0.74213 | 0.32461 | -0.52509 | 0.017688 | 0.028551 | 0.043002 | 0.061113 | 0.08249 | 0.10611 | 0.13023 | 0.15239 | 0.16965 | 0.17909 | 0.17845 | 0.16692 | 0.14563 | 0.11951 | 0.021415 | 0 | 0 | 0 | 0 | 0 | 0 | 0 | 0 | 0 | 0 | 1.6022
v5.10_MeasureAssessmentTemplate_Industrial_All | Custom O&M - SEG SEL - Custom O&M | Whole Building | Custom O&M | Retrofit | Custom O&M | Industrial | Semiconductor Manufacturing | Firm | Sales | Commercial | 0.025 | 1 | 4.8022 | 2.878 | -0.74213 | 0.32461 | -0.52509 | 0.1254 | 0.20241 | 0.30486 | 0.43325 | 0.5848 | 0.75227 | 0.92326 | 1.0803 | 1.2027 | 1.2696 | 1.2651 | 1.1834 | 1.0324 | 0.84722 | 0.15182 | 0 | 0 | 0 | 0 | 0 | 0 | 0 | 0 | 0 | 0 | 11.3589
v5.10_MeasureAssessmentTemplate_Industrial_All | Custom O&M - SEG SEL - Custom O&M | Whole Building | Custom O&M | Retrofit | Custom O&M | Industrial | Semiconductor Manufacturing | Firm | Sales | Industrial | 0.025 | 1 | 4.8022 | 2.878 | -0.74213 | 0.32461 | -0.52509 | 0.11578 | 0.18688 | 0.28147 | 0.40002 | 0.53995 | 0.69457 | 0.85244 | 0.99748 | 1.1105 | 1.1722 | 1.1681 | 1.0926 | 0.95324 | 0.78224 | 0.14017 | 0 | 0 | 0 | 0 | 0 | 0 | 0 | 0 | 0 | 0 | 10.4876
v5.10_MeasureAssessmentTemplate_Industrial_All | Custom O&M - SEG SEL - Custom O&M | Whole Building | Custom O&M | Retrofit | Custom O&M | Industrial | Semiconductor Manufacturing | Firm | Transport | Industrial | 0.025 | 1 | 4.8022 | 1.7054 | -0.74213 | 1.3498 | -0.38209 | 0.42743 | 0.68991 | 1.0391 | 1.4768 | 1.9933 | 2.5642 | 3.147 | 3.6824 | 4.0996 | 4.3276 | 4.3121 | 4.0336 | 3.5191 | 2.8878 | 0.51747 | 0 | 0 | 0 | 0 | 0 | 0 | 0 | 0 | 0 | 0 | 38.7174
v5.10_MeasureAssessmentTemplate_Industrial_All | Custom O&M - SEG SEL - Custom O&M | Whole Building | Custom O&M | Retrofit | Custom O&M | Industrial | Semiconductor Manufacturing | Interruptible | Transport | Industrial | 0.025 | 1 | 4.4156 | 1.4738 | -0.61666 | 1.3498 | -0.25662 | 0.64186 | 1.036 | 1.5604 | 2.2176 | 2.9933 | 3.8505 | 4.7257 | 5.5298 | 6.1563 | 6.4986 | 6.4755 | 6.0572 | 5.2845 | 4.3366 | 0.77708 | 0 | 0 | 0 | 0 | 0 | 0 | 0 | 0 | 0 | 0 | 58.1411
v5.10_MeasureAssessmentTemplate_Industrial_All | Custom O&M - SEG SEL - Custom O&M | Whole Building | Custom O&M | Retrofit | Custom O&M | Industrial | Wood | Firm | Sales | Commercial | 0.025 | 1 | 4.8022 | 2.878 | -0.74213 | 0.32461 | -0.52509 | 0.04636 | 0.07483 | 0.11271 | 0.16017 | 0.2162 | 0.27811 | 0.34133 | 0.3994 | 0.44465 | 0.46938 | 0.4677 | 0.43749 | 0.38169 | 0.31322 | 0.056126 | 0 | 0 | 0 | 0 | 0 | 0 | 0 | 0 | 0 | 0 | 4.1994
v5.10_MeasureAssessmentTemplate_Industrial_All | Custom O&M - SEG SEL - Custom O&M | Whole Building | Custom O&M | Retrofit | Custom O&M | Industrial | Wood | Firm | Sales | Industrial | 0.025 | 1 | 4.8022 | 2.878 | -0.74213 | 0.32461 | -0.52509 | 0.013565 | 0.021895 | 0.032977 | 0.046866 | 0.063259 | 0.081375 | 0.09987 | 0.11686 | 0.1301 | 0.13734 | 0.13685 | 0.12801 | 0.11168 | 0.091646 | 0.016422 | 0 | 0 | 0 | 0 | 0 | 0 | 0 | 0 | 0 | 0 | 1.2287
v5.10_MeasureAssessmentTemplate_Industrial_All | Custom O&M - SEG SEL - Custom O&M | Whole Building | Custom O&M | Retrofit | Custom O&M | Industrial | Wood | Interruptible | Sales | Industrial | 0.025 | 1 | 4.4156 | 2.6463 | -0.61666 | 1.3498 | -0.39962 | 0.037304 | 0.060212 | 0.090689 | 0.12888 | 0.17397 | 0.22379 | 0.27465 | 0.32138 | 0.35779 | 0.37769 | 0.37634 | 0.35203 | 0.30713 | 0.25203 | 0.045162 | 0 | 0 | 0 | 0 | 0 | 0 | 0 | 0 | 0 | 0 | 3.379
v5.10_MeasureAssessmentTemplate_Industrial_All | Custom O&M - SEG SEL - Custom O&M | Whole Building | Custom O&M | Retrofit | Custom O&M | Industrial | Wood | Interruptible | Transport | Industrial | 0.025 | 1 | 4.4156 | 1.4738 | -0.61666 | 1.3498 | -0.25662 | 0.34134 | 0.55096 | 0.82984 | 1.1793 | 1.5919 | 2.0477 | 2.5132 | 2.9408 | 3.2739 | 3.456 | 3.4437 | 3.2212 | 2.8103 | 2.3062 | 0.41325 | 0 | 0 | 0 | 0 | 0 | 0 | 0 | 0 | 0 | 0 | 30.9195
v5.10_MeasureAssessmentTemplate_Industrial_All | Custom Process - SEG SEL - Efficiency Upgrades to Industrial Processes | Process | Custom Process | Retrofit | Custom Process | Industrial | Cement/Concrete Products | Firm | Sales | Commercial | 0.10636 | 1 | 3.051 | 2.878 | -0.55581 | 0.51094 | -0.52509 | 0.080031 | 0.15874 | 0.27968 | 0.45144 | 0.67994 | 0.96631 | 1.3043 | 1.6778 | 2.0592 | 2.4096 | 2.6825 | 2.8317 | 2.8216 | 2.6393 | 2.3027 | 1.8896 | 0.6844 | 0 | 0 | 0 | 0 | 0 | 0 | 0 | 0 | 25.9189
v5.10_MeasureAssessmentTemplate_Industrial_All | Custom Process - SEG SEL - Efficiency Upgrades to Industrial Processes | Process | Custom Process | Retrofit | Custom Process | Industrial | Cement/Concrete Products | Firm | Sales | Industrial | 0.10636 | 1 | 3.051 | 2.878 | -0.55581 | 0.51094 | -0.52509 | 0.049306 | 0.097731 | 0.17207 | 0.27754 | 0.41773 | 0.59325 | 0.80021 | 1.0286 | 1.2616 | 1.4752 | 1.6412 | 1.7312 | 1.7238 | 1.6114 | 1.4049 | 1.152 | 0.26536 | 0 | 0 | 0 | 0 | 0 | 0 | 0 | 0 | 15.7031
v5.10_MeasureAssessmentTemplate_Industrial_All | Custom Process - SEG SEL - Efficiency Upgrades to Industrial Processes | Process | Custom Process | Retrofit | Custom Process | Industrial | Cement/Concrete Products | Interruptible | Transport | Industrial | 0.10636 | 1 | 2.8054 | 1.4738 | -0.43033 | 1.3498 | -0.25662 | 1.288 | 2.5547 | 4.501 | 7.2651 | 10.9424 | 15.5511 | 20.9906 | 27.0017 | 33.139 | 38.7775 | 43.1705 | 45.5713 | 45.4088 | 42.4754 | 37.0575 | 30.4099 | 11.0142 | 0 | 0 | 0 | 0 | 0 | 0 | 0 | 0 | 417.1187
v5.10_MeasureAssessmentTemplate_Industrial_All | Custom Process - SEG SEL - Efficiency Upgrades to Industrial Processes | Process | Custom Process | Retrofit | Custom Process | Industrial | Chemical Manufacturing | Firm | Sales | Commercial | 0.10636 | 1 | 3.051 | 2.878 | -0.55581 | 0.51094 | -0.52509 | 0.020935 | 0.041525 | 0.073161 | 0.11809 | 0.17786 | 0.25277 | 0.34119 | 0.43889 | 0.53865 | 0.6303 | 0.7017 | 0.74072 | 0.73808 | 0.6904 | 0.60234 | 0.49429 | 0.17903 | 0 | 0 | 0 | 0 | 0 | 0 | 0 | 0 | 6.7799
v5.10_MeasureAssessmentTemplate_Industrial_All | Custom Process - SEG SEL - Efficiency Upgrades to Industrial Processes | Process | Custom Process | Retrofit | Custom Process | Industrial | Chemical Manufacturing | Firm | Sales | Industrial | 0.10636 | 1 | 3.051 | 2.878 | -0.55581 | 0.51094 | -0.52509 | 0.094307 | 0.18706 | 0.32957 | 0.53197 | 0.80123 | 1.1387 | 1.537 | 1.9771 | 2.4265 | 2.8394 | 3.161 | 3.3368 | 3.3249 | 3.1101 | 2.7134 | 2.2267 | 0.80648 | 0 | 0 | 0 | 0 | 0 | 0 | 0 | 0 | 30.5423
v5.10_MeasureAssessmentTemplate_Industrial_All | Custom Process - SEG SEL - Efficiency Upgrades to Industrial Processes | Process | Custom Process | Retrofit | Custom Process | Industrial | Misc. Manufacturing | Firm | Sales | Commercial | 0.10636 | 1 | 3.051 | 2.878 | -0.55581 | 0.51094 | -0.52509 | 0.47416 | 0.94051 | 1.657 | 2.6746 | 4.0284 | 5.7251 | 7.7276 | 9.9406 | 12.2 | 14.2758 | 15.8931 | 16.7769 | 16.7171 | 15.6372 | 13.6426 | 11.1953 | 4.0548 | 0 | 0 | 0 | 0 | 0 | 0 | 0 | 0 | 153.5608
v5.10_MeasureAssessmentTemplate_Industrial_All | Custom Process - SEG SEL - Efficiency Upgrades to Industrial Processes | Process | Custom Process | Retrofit | Custom Process | Industrial | Misc. Manufacturing | Firm | Sales | Industrial | 0.10636 | 1 | 3.051 | 2.878 | -0.55581 | 0.51094 | -0.52509 | 0.93763 | 1.8598 | 3.2767 | 5.289 | 7.966 | 11.3211 | 15.2811 | 19.6572 | 24.1251 | 28.2299 | 31.428 | 33.1757 | 33.0574 | 30.922 | 26.9778 | 22.1383 | 8.0183 | 0 | 0 | 0 | 0 | 0 | 0 | 0 | 0 | 303.6613
v5.10_MeasureAssessmentTemplate_Industrial_All | Custom Process - SEG SEL - Efficiency Upgrades to Industrial Processes | Process | Custom Process | Retrofit | Custom Process | Industrial | Misc. Manufacturing | Firm | Transport | Industrial | 0.10636 | 1 | 3.051 | 1.7054 | -0.55581 | 1.3498 | -0.38209 | 0.068656 | 0.13618 | 0.23993 | 0.38727 | 0.58329 | 0.82896 | 1.1189 | 1.4393 | 1.7665 | 2.0671 | 2.3012 | 2.4292 | 2.4206 | 2.2642 | 1.9754 | 1.621 | 0.58712 | 0 | 0 | 0 | 0 | 0 | 0 | 0 | 0 | 22.2349
v5.10_MeasureAssessmentTemplate_Industrial_All | Custom Process - SEG SEL - Efficiency Upgrades to Industrial Processes | Process | Custom Process | Retrofit | Custom Process | Industrial | Misc. Manufacturing | Interruptible | Transport | Industrial | 0.10636 | 1 | 2.8054 | 1.4738 | -0.43033 | 1.3498 | -0.25662 | 0.414 | 0.82119 | 1.4468 | 2.3353 | 3.5173 | 4.9987 | 6.7472 | 8.6794 | 10.6522 | 12.4647 | 13.8767 | 14.6484 | 14.5962 | 13.6533 | 11.9118 | 9.775 | 3.5404 | 0 | 0 | 0 | 0 | 0 | 0 | 0 | 0 | 134.0788
v5.10_MeasureAssessmentTemplate_Industrial_All | Custom Process - SEG SEL - Efficiency Upgrades to Industrial Processes | Process | Custom Process | Retrofit | Custom Process | Industrial | Other Food | Firm | Sales | Commercial | 0.10636 | 1 | 3.051 | 2.878 | -0.55581 | 0.51094 | -0.52509 | 0.14501 | 0.28763 | 0.50677 | 0.81798 | 1.232 | 1.7509 | 2.3633 | 3.0401 | 3.7311 | 4.366 | 4.8606 | 5.1309 | 5.1126 | 4.7823 | 4.1723 | 3.4239 | 1.2401 | 0 | 0 | 0 | 0 | 0 | 0 | 0 | 0 | 46.9635
v5.10_MeasureAssessmentTemplate_Industrial_All | Custom Process - SEG SEL - Efficiency Upgrades to Industrial Processes | Process | Custom Process | Retrofit | Custom Process | Industrial | Other Food | Firm | Sales | Industrial | 0.10636 | 1 | 3.051 | 2.878 | -0.55581 | 0.51094 | -0.52509 | 0.13194 | 0.26171 | 0.4611 | 0.74427 | 1.121 | 1.5931 | 2.1504 | 2.7662 | 3.3949 | 3.9725 | 4.4226 | 4.6685 | 4.6519 | 4.3514 | 3.7963 | 3.1153 | 1.1283 | 0 | 0 | 0 | 0 | 0 | 0 | 0 | 0 | 42.7313
v5.10_MeasureAssessmentTemplate_Industrial_All | Custom Process - SEG SEL - Efficiency Upgrades to Industrial Processes | Process | Custom Process | Retrofit | Custom Process | Industrial | Other Food | Firm | Transport | Industrial | 0.10636 | 1 | 3.051 | 1.7054 | -0.55581 | 1.3498 | -0.38209 | 2.687 | 5.3297 | 9.3902 | 15.1567 | 22.8284 | 32.4431 | 43.7914 | 56.3318 | 69.1357 | 80.8989 | 90.0637 | 95.0722 | 94.7332 | 88.6136 | 77.3106 | 63.4422 | 22.9782 | 0 | 0 | 0 | 0 | 0 | 0 | 0 | 0 | 870.2066
v5.10_MeasureAssessmentTemplate_Industrial_All | Custom Process - SEG SEL - Efficiency Upgrades to Industrial Processes | Process | Custom Process | Retrofit | Custom Process | Industrial | Other Food | Interruptible | Transport | Industrial | 0.10636 | 1 | 2.8054 | 1.4738 | -0.43033 | 1.3498 | -0.25662 | 1.3833 | 2.7437 | 4.834 | 7.8026 | 11.752 | 16.7016 | 22.5437 | 28.9995 | 35.5909 | 41.6465 | 46.3645 | 48.9429 | 48.7684 | 45.6181 | 39.7993 | 32.6599 | 11.8291 | 0 | 0 | 0 | 0 | 0 | 0 | 0 | 0 | 447.98
v5.10_MeasureAssessmentTemplate_Industrial_All | Custom Process - SEG SEL - Efficiency Upgrades to Industrial Processes | Process | Custom Process | Retrofit | Custom Process | Industrial | Primary Metal Manufacturing | Firm | Sales | Commercial | 0.10636 | 1 | 3.051 | 2.878 | -0.55581 | 0.51094 | -0.52509 | 0.007985 | 0.015838 | 0.027905 | 0.045041 | 0.067839 | 0.096412 | 0.13014 | 0.1674 | 0.20545 | 0.24041 | 0.26764 | 0.28253 | 0.28152 | 0.26333 | 0.22974 | 0.18853 | 0.068284 | 0 | 0 | 0 | 0 | 0 | 0 | 0 | 0 | 2.586
v5.10_MeasureAssessmentTemplate_Industrial_All | Custom Process - SEG SEL - Efficiency Upgrades to Industrial Processes | Process | Custom Process | Retrofit | Custom Process | Industrial | Primary Metal Manufacturing | Firm | Sales | Industrial | 0.10636 | 1 | 3.051 | 2.878 | -0.55581 | 0.51094 | -0.52509 | 0.064079 | 0.1271 | 0.22394 | 0.36146 | 0.54441 | 0.7737 | 1.0443 | 1.3434 | 1.6487 | 1.9293 | 2.1478 | 2.2673 | 2.2592 | 2.1133 | 1.8437 | 1.513 | 0.54798 | 0 | 0 | 0 | 0 | 0 | 0 | 0 | 0 | 20.7527
v5.10_MeasureAssessmentTemplate_Industrial_All | Custom Process - SEG SEL - Efficiency Upgrades to Industrial Processes | Process | Custom Process | Retrofit | Custom Process | Industrial | Pulp and Paper Mills | Firm | Sales | Commercial | 0.10636 | 1 | 3.051 | 2.878 | -0.55581 | 0.51094 | -0.52509 | 0.0018814 | 0.0037318 | 0.0065748 | 0.010612 | 0.015984 | 0.022716 | 0.030662 | 0.039442 | 0.048407 | 0.056644 | 0.063061 | 0.066568 | 0.06633 | 0.062045 | 0.054131 | 0.044421 | 0.016089 | 0 | 0 | 0 | 0 | 0 | 0 | 0 | 0 | 0.6093
v5.10_MeasureAssessmentTemplate_Industrial_All | Custom Process - SEG SEL - Efficiency Upgrades to Industrial Processes | Process | Custom Process | Retrofit | Custom Process | Industrial | Pulp and Paper Mills | Firm | Sales | Industrial | 0.10636 | 1 | 3.051 | 2.878 | -0.55581 | 0.51094 | -0.52509 | 0.047835 | 0.094883 | 0.16717 | 0.26983 | 0.4064 | 0.57757 | 0.7796 | 1.0029 | 1.2308 | 1.4402 | 1.6034 | 1.6925 | 1.6865 | 1.5776 | 1.3763 | 1.1294 | 0.40907 | 0 | 0 | 0 | 0 | 0 | 0 | 0 | 0 | 15.4919
v5.10_MeasureAssessmentTemplate_Industrial_All | Custom Process - SEG SEL - Efficiency Upgrades to Industrial Processes | Process | Custom Process | Retrofit | Custom Process | Industrial | Semiconductor Manufacturing | Firm | Sales | Commercial | 0.10636 | 1 | 3.051 | 2.878 | -0.55581 | 0.51094 | -0.52509 | 0.33912 | 0.67266 | 1.1851 | 1.9129 | 2.8811 | 4.0946 | 5.5269 | 7.1096 | 8.7255 | 10.2102 | 11.3668 | 11.999 | 11.9562 | 11.1838 | 9.7573 | 8.007 | 2.9 | 0 | 0 | 0 | 0 | 0 | 0 | 0 | 0 | 109.8278
v5.10_MeasureAssessmentTemplate_Industrial_All | Custom Process - SEG SEL - Efficiency Upgrades to Industrial Processes | Process | Custom Process | Retrofit | Custom Process | Industrial | Semiconductor Manufacturing | Firm | Sales | Industrial | 0.10636 | 1 | 3.051 | 2.878 | -0.55581 | 0.51094 | -0.52509 | 0.31311 | 0.62106 | 1.0942 | 1.7662 | 2.6602 | 3.7806 | 5.1029 | 6.5643 | 8.0563 | 9.427 | 10.495 | 11.0786 | 11.0391 | 10.326 | 9.0089 | 7.3928 | 2.6776 | 0 | 0 | 0 | 0 | 0 | 0 | 0 | 0 | 101.404
v5.10_MeasureAssessmentTemplate_Industrial_All | Custom Process - SEG SEL - Efficiency Upgrades to Industrial Processes | Process | Custom Process | Retrofit | Custom Process | Industrial | Semiconductor Manufacturing | Firm | Transport | Industrial | 0.10636 | 1 | 3.051 | 1.7054 | -0.55581 | 1.3498 | -0.38209 | 1.1559 | 2.2928 | 4.0396 | 6.5203 | 9.8206 | 13.9567 | 18.8386 | 24.2334 | 29.7415 | 34.8019 | 38.7445 | 40.8992 | 40.7533 | 38.1207 | 33.2583 | 27.2922 | 9.885 | 0 | 0 | 0 | 0 | 0 | 0 | 0 | 0 | 374.3545
v5.10_MeasureAssessmentTemplate_Industrial_All | Custom Process - SEG SEL - Efficiency Upgrades to Industrial Processes | Process | Custom Process | Retrofit | Custom Process | Industrial | Semiconductor Manufacturing | Interruptible | Transport | Industrial | 0.10636 | 1 | 2.8054 | 1.4738 | -0.43033 | 1.3498 | -0.25662 | 1.7358 | 3.443 | 6.0661 | 9.7914 | 14.7473 | 20.9585 | 28.2896 | 36.3908 | 44.6622 | 52.2614 | 58.1819 | 61.4175 | 61.1984 | 57.2451 | 49.9433 | 40.9842 | 14.8441 | 0 | 0 | 0 | 0 | 0 | 0 | 0 | 0 | 562.1607
v5.10_MeasureAssessmentTemplate_Industrial_All | Custom Process - SEG SEL - Efficiency Upgrades to Industrial Processes | Process | Custom Process | Retrofit | Custom Process | Industrial | Wood | Firm | Sales | Commercial | 0.10636 | 1 | 3.051 | 2.878 | -0.55581 | 0.51094 | -0.52509 | 0.12537 | 0.24868 | 0.43814 | 0.7072 | 1.0652 | 1.5138 | 2.0433 | 2.6284 | 3.2258 | 3.7747 | 4.2023 | 4.436 | 4.4202 | 4.1346 | 3.6073 | 2.9602 | 1.0721 | 0 | 0 | 0 | 0 | 0 | 0 | 0 | 0 | 40.6032
v5.10_MeasureAssessmentTemplate_Industrial_All | Custom Process - SEG SEL - Efficiency Upgrades to Industrial Processes | Process | Custom Process | Retrofit | Custom Process | Industrial | Wood | Firm | Sales | Industrial | 0.10636 | 1 | 3.051 | 2.878 | -0.55581 | 0.51094 | -0.52509 | 0.036683 | 0.072763 | 0.1282 | 0.20692 | 0.31166 | 0.44292 | 0.59785 | 0.76906 | 0.94386 | 1.1045 | 1.2296 | 1.298 | 1.2933 | 1.2098 | 1.0555 | 0.86613 | 0.3137 | 0 | 0 | 0 | 0 | 0 | 0 | 0 | 0 | 11.8803
v5.10_MeasureAssessmentTemplate_Industrial_All | Custom Process - SEG SEL - Efficiency Upgrades to Industrial Processes | Process | Custom Process | Retrofit | Custom Process | Industrial | Wood | Interruptible | Sales | Industrial | 0.10636 | 1 | 2.8054 | 2.6463 | -0.43033 | 1.3498 | -0.39962 | 0.10088 | 0.2001 | 0.35255 | 0.56905 | 0.85708 | 1.2181 | 1.6441 | 2.115 | 2.5957 | 3.0373 | 3.3814 | 3.5695 | 3.5567 | 3.327 | 2.9026 | 2.3819 | 0.86271 | 0 | 0 | 0 | 0 | 0 | 0 | 0 | 0 | 32.6716
v5.10_MeasureAssessmentTemplate_Industrial_All | Custom Process - SEG SEL - Efficiency Upgrades to Industrial Processes | Process | Custom Process | Retrofit | Custom Process | Industrial | Wood | Interruptible | Transport | Industrial | 0.10636 | 1 | 2.8054 | 1.4738 | -0.43033 | 1.3498 | -0.25662 | 0.92311 | 1.831 | 3.226 | 5.207 | 7.8426 | 11.1458 | 15.0444 | 19.3527 | 23.7514 | 27.7926 | 30.9412 | 32.6618 | 32.5454 | 30.443 | 26.5599 | 21.7954 | 7.8941 | 0 | 0 | 0 | 0 | 0 | 0 | 0 | 0 | 298.9575
v5.10_MeasureAssessmentTemplate_Industrial_All | Gas Boiler - Process Heat - SEG SEL - High-Efficiency Custom Boiler | Process | Gas Boiler | Retrofit | Gas Boiler - Process Heat | Industrial | Cement/Concrete Products | Firm | Sales | Commercial | 0.07288 | 1 | 3.3697 | 2.878 | -0.60414 | 0.46261 | -0.52509 | 0.033513 | 0.066475 | 0.11712 | 0.18904 | 0.28473 | 0.40465 | 0.54619 | 0.7026 | 0.86229 | 1.009 | 1.1233 | 1.1858 | 1.1816 | 1.1052 | 0.96426 | 0.79128 | 0.28659 | 0 | 0 | 0 | 0 | 0 | 0 | 0 | 0 | 10.8536
v5.10_MeasureAssessmentTemplate_Industrial_All | Gas Boiler - Process Heat - SEG SEL - High-Efficiency Custom Boiler | Process | Gas Boiler | Retrofit | Gas Boiler - Process Heat | Industrial | Cement/Concrete Products | Firm | Sales | Industrial | 0.07288 | 1 | 3.3697 | 2.878 | -0.60414 | 0.46261 | -0.52509 | 0.020647 | 0.040925 | 0.072054 | 0.11622 | 0.17493 | 0.24843 | 0.33509 | 0.43075 | 0.52829 | 0.61774 | 0.68725 | 0.72496 | 0.72187 | 0.67477 | 0.58829 | 0.48242 | 0.11112 | 0 | 0 | 0 | 0 | 0 | 0 | 0 | 0 | 6.5757
v5.10_MeasureAssessmentTemplate_Industrial_All | Gas Boiler - Process Heat - SEG SEL - High-Efficiency Custom Boiler | Process | Gas Boiler | Retrofit | Gas Boiler - Process Heat | Industrial | Cement/Concrete Products | Interruptible | Transport | Industrial | 0.07288 | 1 | 3.0985 | 1.4738 | -0.47866 | 1.3498 | -0.25662 | 0.53934 | 1.0698 | 1.8848 | 3.0423 | 4.5822 | 6.5121 | 8.7899 | 11.3071 | 13.8771 | 16.2383 | 18.0778 | 19.0832 | 19.0151 | 17.7868 | 15.518 | 12.7343 | 4.6122 | 0 | 0 | 0 | 0 | 0 | 0 | 0 | 0 | 174.6704
v5.10_MeasureAssessmentTemplate_Industrial_All | Gas Boiler - Process Heat - SEG SEL - High-Efficiency Custom Boiler | Process | Gas Boiler | Retrofit | Gas Boiler - Process Heat | Industrial | Chemical Manufacturing | Firm | Sales | Commercial | 0.07288 | 1 | 3.3697 | 2.878 | -0.60414 | 0.46261 | -0.52509 | 0.0087665 | 0.017389 | 0.030636 | 0.04945 | 0.07448 | 0.10585 | 0.14287 | 0.18379 | 0.22556 | 0.26394 | 0.29384 | 0.31018 | 0.30908 | 0.28911 | 0.25223 | 0.20699 | 0.074968 | 0 | 0 | 0 | 0 | 0 | 0 | 0 | 0 | 2.8391
v5.10_MeasureAssessmentTemplate_Industrial_All | Gas Boiler - Process Heat - SEG SEL - High-Efficiency Custom Boiler | Process | Gas Boiler | Retrofit | Gas Boiler - Process Heat | Industrial | Chemical Manufacturing | Firm | Sales | Industrial | 0.07288 | 1 | 3.3697 | 2.878 | -0.60414 | 0.46261 | -0.52509 | 0.039492 | 0.078333 | 0.13801 | 0.22276 | 0.33552 | 0.47683 | 0.64362 | 0.82793 | 1.0161 | 1.189 | 1.3237 | 1.3973 | 1.3923 | 1.3024 | 1.1363 | 0.93243 | 0.33772 | 0 | 0 | 0 | 0 | 0 | 0 | 0 | 0 | 12.7897
v5.10_MeasureAssessmentTemplate_Industrial_All | Gas Boiler - Process Heat - SEG SEL - High-Efficiency Custom Boiler | Process | Gas Boiler | Retrofit | Gas Boiler - Process Heat | Industrial | Misc. Manufacturing | Firm | Sales | Commercial | 0.07288 | 1 | 3.3697 | 2.878 | -0.60414 | 0.46261 | -0.52509 | 0.19856 | 0.39384 | 0.69389 | 1.12 | 1.6869 | 2.3974 | 3.236 | 4.1627 | 5.1088 | 5.9781 | 6.6553 | 7.0254 | 7.0004 | 6.5481 | 5.7129 | 4.6881 | 1.698 | 0 | 0 | 0 | 0 | 0 | 0 | 0 | 0 | 64.3043
v5.10_MeasureAssessmentTemplate_Industrial_All | Gas Boiler - Process Heat - SEG SEL - High-Efficiency Custom Boiler | Process | Gas Boiler | Retrofit | Gas Boiler - Process Heat | Industrial | Misc. Manufacturing | Firm | Sales | Industrial | 0.07288 | 1 | 3.3697 | 2.878 | -0.60414 | 0.46261 | -0.52509 | 0.39264 | 0.77881 | 1.3721 | 2.2148 | 3.3358 | 4.7408 | 6.399 | 8.2315 | 10.1025 | 11.8214 | 13.1606 | 13.8925 | 13.843 | 12.9487 | 11.2971 | 9.2705 | 3.3577 | 0 | 0 | 0 | 0 | 0 | 0 | 0 | 0 | 127.1596
v5.10_MeasureAssessmentTemplate_Industrial_All | Gas Boiler - Process Heat - SEG SEL - High-Efficiency Custom Boiler | Process | Gas Boiler | Retrofit | Gas Boiler - Process Heat | Industrial | Misc. Manufacturing | Firm | Transport | Industrial | 0.07288 | 1 | 3.3697 | 1.7054 | -0.60414 | 1.3498 | -0.38209 | 0.02875 | 0.057026 | 0.10047 | 0.16217 | 0.24426 | 0.34713 | 0.46855 | 0.60273 | 0.73973 | 0.86559 | 0.96366 | 1.0172 | 1.0136 | 0.94814 | 0.8272 | 0.67881 | 0.24586 | 0 | 0 | 0 | 0 | 0 | 0 | 0 | 0 | 9.311
v5.10_MeasureAssessmentTemplate_Industrial_All | Gas Boiler - Process Heat - SEG SEL - High-Efficiency Custom Boiler | Process | Gas Boiler | Retrofit | Gas Boiler - Process Heat | Industrial | Misc. Manufacturing | Interruptible | Transport | Industrial | 0.07288 | 1 | 3.0985 | 1.4738 | -0.47866 | 1.3498 | -0.25662 | 0.17337 | 0.34388 | 0.60586 | 0.97792 | 1.4729 | 2.0932 | 2.8254 | 3.6346 | 4.4607 | 5.2196 | 5.8109 | 6.1341 | 6.1122 | 5.7174 | 4.9881 | 4.0933 | 1.4826 | 0 | 0 | 0 | 0 | 0 | 0 | 0 | 0 | 56.1461
v5.10_MeasureAssessmentTemplate_Industrial_All | Gas Boiler - Process Heat - SEG SEL - High-Efficiency Custom Boiler | Process | Gas Boiler | Retrofit | Gas Boiler - Process Heat | Industrial | Other Food | Firm | Sales | Commercial | 0.07288 | 1 | 3.3697 | 2.878 | -0.60414 | 0.46261 | -0.52509 | 0.060724 | 0.12045 | 0.21221 | 0.34253 | 0.51591 | 0.7332 | 0.98966 | 1.2731 | 1.5624 | 1.8283 | 2.0354 | 2.1486 | 2.1409 | 2.0026 | 1.7472 | 1.4338 | 0.51929 | 0 | 0 | 0 | 0 | 0 | 0 | 0 | 0 | 19.6662
v5.10_MeasureAssessmentTemplate_Industrial_All | Gas Boiler - Process Heat - SEG SEL - High-Efficiency Custom Boiler | Process | Gas Boiler | Retrofit | Gas Boiler - Process Heat | Industrial | Other Food | Firm | Sales | Industrial | 0.07288 | 1 | 3.3697 | 2.878 | -0.60414 | 0.46261 | -0.52509 | 0.055252 | 0.10959 | 0.19309 | 0.31166 | 0.46942 | 0.66712 | 0.90048 | 1.1583 | 1.4216 | 1.6635 | 1.852 | 1.955 | 1.948 | 1.8221 | 1.5897 | 1.3046 | 0.4725 | 0 | 0 | 0 | 0 | 0 | 0 | 0 | 0 | 17.8939
v5.10_MeasureAssessmentTemplate_Industrial_All | Gas Boiler - Process Heat - SEG SEL - High-Efficiency Custom Boiler | Process | Gas Boiler | Retrofit | Gas Boiler - Process Heat | Industrial | Other Food | Firm | Transport | Industrial | 0.07288 | 1 | 3.3697 | 1.7054 | -0.60414 | 1.3498 | -0.38209 | 1.1252 | 2.2318 | 3.9322 | 6.3469 | 9.5595 | 13.5857 | 18.3378 | 23.5892 | 28.9509 | 33.8768 | 37.7146 | 39.8119 | 39.67 | 37.1074 | 32.3742 | 26.5667 | 9.6222 | 0 | 0 | 0 | 0 | 0 | 0 | 0 | 0 | 364.4031
v5.10_MeasureAssessmentTemplate_Industrial_All | Gas Boiler - Process Heat - SEG SEL - High-Efficiency Custom Boiler | Process | Gas Boiler | Retrofit | Gas Boiler - Process Heat | Industrial | Other Food | Interruptible | Transport | Industrial | 0.07288 | 1 | 3.0985 | 1.4738 | -0.47866 | 1.3498 | -0.25662 | 0.57924 | 1.1489 | 2.0243 | 3.2674 | 4.9212 | 6.9939 | 9.4403 | 12.1437 | 14.9038 | 17.4397 | 19.4154 | 20.4951 | 20.422 | 19.1028 | 16.6661 | 13.6765 | 4.9535 | 0 | 0 | 0 | 0 | 0 | 0 | 0 | 0 | 187.5937
v5.10_MeasureAssessmentTemplate_Industrial_All | Gas Boiler - Process Heat - SEG SEL - High-Efficiency Custom Boiler | Process | Gas Boiler | Retrofit | Gas Boiler - Process Heat | Industrial | Primary Metal Manufacturing | Firm | Sales | Commercial | 0.07288 | 1 | 3.3697 | 2.878 | -0.60414 | 0.46261 | -0.52509 | 0.0033437 | 0.0066324 | 0.011685 | 0.018861 | 0.028408 | 0.040373 | 0.054495 | 0.0701 | 0.086034 | 0.10067 | 0.11208 | 0.11831 | 0.11789 | 0.11027 | 0.096207 | 0.078949 | 0.028594 | 0 | 0 | 0 | 0 | 0 | 0 | 0 | 0 | 1.0829
v5.10_MeasureAssessmentTemplate_Industrial_All | Gas Boiler - Process Heat - SEG SEL - High-Efficiency Custom Boiler | Process | Gas Boiler | Retrofit | Gas Boiler - Process Heat | Industrial | Primary Metal Manufacturing | Firm | Sales | Industrial | 0.07288 | 1 | 3.3697 | 2.878 | -0.60414 | 0.46261 | -0.52509 | 0.026833 | 0.053225 | 0.093775 | 0.15136 | 0.22797 | 0.32399 | 0.43732 | 0.56256 | 0.69042 | 0.80789 | 0.89942 | 0.94943 | 0.94605 | 0.88494 | 0.77206 | 0.63356 | 0.22947 | 0 | 0 | 0 | 0 | 0 | 0 | 0 | 0 | 8.6903
v5.10_MeasureAssessmentTemplate_Industrial_All | Gas Boiler - Process Heat - SEG SEL - High-Efficiency Custom Boiler | Process | Gas Boiler | Retrofit | Gas Boiler - Process Heat | Industrial | Pulp and Paper Mills | Firm | Sales | Commercial | 0.07288 | 1 | 3.3697 | 2.878 | -0.60414 | 0.46261 | -0.52509 | 0.00078783 | 0.0015627 | 0.0027532 | 0.004444 | 0.0066934 | 0.0095124 | 0.01284 | 0.016517 | 0.020271 | 0.02372 | 0.026407 | 0.027875 | 0.027776 | 0.025982 | 0.022668 | 0.018601 | 0.0067373 | 0 | 0 | 0 | 0 | 0 | 0 | 0 | 0 | 0.25515
v5.10_MeasureAssessmentTemplate_Industrial_All | Gas Boiler - Process Heat - SEG SEL - High-Efficiency Custom Boiler | Process | Gas Boiler | Retrofit | Gas Boiler - Process Heat | Industrial | Pulp and Paper Mills | Firm | Sales | Industrial | 0.07288 | 1 | 3.3697 | 2.878 | -0.60414 | 0.46261 | -0.52509 | 0.020031 | 0.039733 | 0.070003 | 0.11299 | 0.17018 | 0.24186 | 0.32646 | 0.41995 | 0.5154 | 0.60309 | 0.67142 | 0.70876 | 0.70623 | 0.66061 | 0.57634 | 0.47296 | 0.1713 | 0 | 0 | 0 | 0 | 0 | 0 | 0 | 0 | 6.4873
v5.10_MeasureAssessmentTemplate_Industrial_All | Gas Boiler - Process Heat - SEG SEL - High-Efficiency Custom Boiler | Process | Gas Boiler | Retrofit | Gas Boiler - Process Heat | Industrial | Semiconductor Manufacturing | Firm | Sales | Commercial | 0.07288 | 1 | 3.3697 | 2.878 | -0.60414 | 0.46261 | -0.52509 | 0.14201 | 0.28168 | 0.49628 | 0.80104 | 1.2065 | 1.7146 | 2.3144 | 2.9772 | 3.6539 | 4.2756 | 4.7599 | 5.0246 | 5.0067 | 4.6833 | 4.0859 | 3.353 | 1.2144 | 0 | 0 | 0 | 0 | 0 | 0 | 0 | 0 | 45.9909
v5.10_MeasureAssessmentTemplate_Industrial_All | Gas Boiler - Process Heat - SEG SEL - High-Efficiency Custom Boiler | Process | Gas Boiler | Retrofit | Gas Boiler - Process Heat | Industrial | Semiconductor Manufacturing | Firm | Sales | Industrial | 0.07288 | 1 | 3.3697 | 2.878 | -0.60414 | 0.46261 | -0.52509 | 0.13112 | 0.26007 | 0.45821 | 0.7396 | 1.114 | 1.5831 | 2.1369 | 2.7488 | 3.3736 | 3.9476 | 4.3948 | 4.6392 | 4.6227 | 4.3241 | 3.7725 | 3.0958 | 1.1213 | 0 | 0 | 0 | 0 | 0 | 0 | 0 | 0 | 42.4634
v5.10_MeasureAssessmentTemplate_Industrial_All | Gas Boiler - Process Heat - SEG SEL - High-Efficiency Custom Boiler | Process | Gas Boiler | Retrofit | Gas Boiler - Process Heat | Industrial | Semiconductor Manufacturing | Firm | Transport | Industrial | 0.07288 | 1 | 3.3697 | 1.7054 | -0.60414 | 1.3498 | -0.38209 | 0.48405 | 0.96012 | 1.6916 | 2.7304 | 4.1124 | 5.8444 | 7.8888 | 10.1479 | 12.4544 | 14.5735 | 16.2245 | 17.1267 | 17.0656 | 15.9632 | 13.9271 | 11.4287 | 4.1394 | 0 | 0 | 0 | 0 | 0 | 0 | 0 | 0 | 156.7627
v5.10_MeasureAssessmentTemplate_Industrial_All | Gas Boiler - Process Heat - SEG SEL - High-Efficiency Custom Boiler | Process | Gas Boiler | Retrofit | Gas Boiler - Process Heat | Industrial | Semiconductor Manufacturing | Interruptible | Transport | Industrial | 0.07288 | 1 | 3.0985 | 1.4738 | -0.47866 | 1.3498 | -0.25662 | 0.72688 | 1.4418 | 2.5402 | 4.1002 | 6.1755 | 8.7765 | 11.8464 | 15.2388 | 18.7025 | 21.8847 | 24.3639 | 25.7188 | 25.6271 | 23.9717 | 20.914 | 17.1623 | 6.216 | 0 | 0 | 0 | 0 | 0 | 0 | 0 | 0 | 235.4074
v5.10_MeasureAssessmentTemplate_Industrial_All | Gas Boiler - Process Heat - SEG SEL - High-Efficiency Custom Boiler | Process | Gas Boiler | Retrofit | Gas Boiler - Process Heat | Industrial | Wood | Firm | Sales | Commercial | 0.07288 | 1 | 3.3697 | 2.878 | -0.60414 | 0.46261 | -0.52509 | 0.052501 | 0.10414 | 0.18347 | 0.29614 | 0.44604 | 0.6339 | 0.85563 | 1.1007 | 1.3508 | 1.5807 | 1.7597 | 1.8576 | 1.851 | 1.7314 | 1.5106 | 1.2396 | 0.44897 | 0 | 0 | 0 | 0 | 0 | 0 | 0 | 0 | 17.0028
v5.10_MeasureAssessmentTemplate_Industrial_All | Gas Boiler - Process Heat - SEG SEL - High-Efficiency Custom Boiler | Process | Gas Boiler | Retrofit | Gas Boiler - Process Heat | Industrial | Wood | Firm | Sales | Industrial | 0.07288 | 1 | 3.3697 | 2.878 | -0.60414 | 0.46261 | -0.52509 | 0.015361 | 0.03047 | 0.053683 | 0.08665 | 0.13051 | 0.18548 | 0.25035 | 0.32205 | 0.39524 | 0.46249 | 0.51489 | 0.54352 | 0.54158 | 0.5066 | 0.44198 | 0.3627 | 0.13136 | 0 | 0 | 0 | 0 | 0 | 0 | 0 | 0 | 4.9749
v5.10_MeasureAssessmentTemplate_Industrial_All | Gas Boiler - Process Heat - SEG SEL - High-Efficiency Custom Boiler | Process | Gas Boiler | Retrofit | Gas Boiler - Process Heat | Industrial | Wood | Interruptible | Sales | Industrial | 0.07288 | 1 | 3.0985 | 2.6463 | -0.47866 | 1.3498 | -0.39962 | 0.042245 | 0.083794 | 0.14763 | 0.23829 | 0.35891 | 0.51007 | 0.68849 | 0.88565 | 1.0869 | 1.2719 | 1.416 | 1.4947 | 1.4894 | 1.3932 | 1.2155 | 0.99744 | 0.36126 | 0 | 0 | 0 | 0 | 0 | 0 | 0 | 0 | 13.6814
v5.10_MeasureAssessmentTemplate_Industrial_All | Gas Boiler - Process Heat - SEG SEL - High-Efficiency Custom Boiler | Process | Gas Boiler | Retrofit | Gas Boiler - Process Heat | Industrial | Wood | Interruptible | Transport | Industrial | 0.07288 | 1 | 3.0985 | 1.4738 | -0.47866 | 1.3498 | -0.25662 | 0.38656 | 0.76674 | 1.3509 | 2.1805 | 3.2841 | 4.6673 | 6.2999 | 8.104 | 9.946 | 11.6383 | 12.9568 | 13.6773 | 13.6285 | 12.7482 | 11.1221 | 9.1269 | 3.3057 | 0 | 0 | 0 | 0 | 0 | 0 | 0 | 0 | 125.1898
v5.10_MeasureAssessmentTemplate_Industrial_All | Gas Boiler - SEG Greenhouses - Condensing Boiler Upgrade | HVAC | Gas Boiler | NR | Gas Boiler | Industrial | Greenhouses | Firm | Sales | Commercial | 0.032456 | 1 | 2.1457 | 5.3472 | -1.0544 | 1.3498 | -1.8626 | 0.0047215 | 0.0072062 | 0.015613 | 0.029152 | 0.049501 | 0.078358 | 0.11722 | 0.16708 | 0.2281 | 0.29925 | 0.37811 | 0.46088 | 0.5427 | 0.61838 | 0.68329 | 0.7343 | 0.77038 | 0.79479 | 0.80509 | 0.81193 | 0.8089 | 0.80267 | 0.79648 | 0.79034 | 0.78425 | 11.5787
v5.10_MeasureAssessmentTemplate_Industrial_All | HVAC Controls - SEG SEL - HVAC System with controls | HVAC | HVAC Controls | Retrofit | HVAC Controls | Industrial | Cement/Concrete Products | Firm | Sales | Commercial | 0.066413 | 0 | 0.7144 | 5.3472 | 1.65 | 4.0542 | -1.8626 | 0.3205 | 0.51731 | 0.77916 | 1.1073 | 1.4946 | 1.9227 | 2.3597 | 2.7612 | 3.074 | 3.2449 | 3.2333 | 3.0245 | 2.6387 | 2.1653 | 0.38801 | 0 | 0 | 0 | 0 | 0 | 0 | 0 | 0 | 0 | 0 | 29.0311
v5.10_MeasureAssessmentTemplate_Industrial_All | HVAC Controls - SEG SEL - HVAC System with controls | HVAC | HVAC Controls | Retrofit | HVAC Controls | Industrial | Cement/Concrete Products | Firm | Sales | Industrial | 0.066413 | 0 | 0.7144 | 5.3472 | 1.65 | 4.0542 | -1.8626 | 0.19745 | 0.31848 | 0.47935 | 0.68077 | 0.91825 | 1.1804 | 1.4477 | 1.6928 | 1.8833 | 1.9866 | 1.9782 | 1.8491 | 1.6121 | 1.322 | 0.042277 | 0 | 0 | 0 | 0 | 0 | 0 | 0 | 0 | 0 | 0 | 17.5887
v5.10_MeasureAssessmentTemplate_Industrial_All | HVAC Controls - SEG SEL - HVAC System with controls | HVAC | HVAC Controls | Retrofit | HVAC Controls | Industrial | Cement/Concrete Products | Interruptible | Transport | Industrial | 0.066413 | 0 | 0.35355 | 1.4738 | 3.1129 | 1.3498 | -0.25662 | 5.1578 | 8.3252 | 12.5391 | 17.8203 | 24.0536 | 30.9418 | 37.9747 | 44.436 | 49.47 | 52.2211 | 52.0349 | 48.6735 | 42.465 | 34.8474 | 6.2444 | 0 | 0 | 0 | 0 | 0 | 0 | 0 | 0 | 0 | 0 | 467.2051
v5.10_MeasureAssessmentTemplate_Industrial_All | HVAC Controls - SEG SEL - HVAC System with controls | HVAC | HVAC Controls | Retrofit | HVAC Controls | Industrial | Chemical Manufacturing | Firm | Sales | Commercial | 0.066413 | 0 | 0.7144 | 5.3472 | 1.65 | 4.0542 | -1.8626 | 0.083836 | 0.13532 | 0.20381 | 0.28965 | 0.39097 | 0.50293 | 0.61725 | 0.72227 | 0.8041 | 0.84881 | 0.84579 | 0.79115 | 0.69024 | 0.56642 | 0.1015 | 0 | 0 | 0 | 0 | 0 | 0 | 0 | 0 | 0 | 0 | 7.594
v5.10_MeasureAssessmentTemplate_Industrial_All | HVAC Controls - SEG SEL - HVAC System with controls | HVAC | HVAC Controls | Retrofit | HVAC Controls | Industrial | Chemical Manufacturing | Firm | Sales | Industrial | 0.066413 | 0 | 0.7144 | 5.3472 | 1.65 | 4.0542 | -1.8626 | 0.37767 | 0.60959 | 0.91814 | 1.3048 | 1.7613 | 2.2656 | 2.7806 | 3.2537 | 3.6223 | 3.8237 | 3.8101 | 3.564 | 3.1094 | 2.5516 | 0.45723 | 0 | 0 | 0 | 0 | 0 | 0 | 0 | 0 | 0 | 0 | 34.2097
v5.10_MeasureAssessmentTemplate_Industrial_All | HVAC Controls - SEG SEL - HVAC System with controls | HVAC | HVAC Controls | Retrofit | HVAC Controls | Industrial | Misc. Manufacturing | Firm | Sales | Commercial | 0.066413 | 0 | 0.7144 | 5.3472 | 1.65 | 4.0542 | -1.8626 | 1.8988 | 3.0649 | 4.6162 | 6.5605 | 8.8553 | 11.3911 | 13.9803 | 16.359 | 18.2122 | 19.225 | 19.1565 | 17.919 | 15.6334 | 12.8289 | 2.2988 | 0 | 0 | 0 | 0 | 0 | 0 | 0 | 0 | 0 | 0 | 171.9999
v5.10_MeasureAssessmentTemplate_Industrial_All | HVAC Controls - SEG SEL - HVAC System with controls | HVAC | HVAC Controls | Retrofit | HVAC Controls | Industrial | Misc. Manufacturing | Firm | Sales | Industrial | 0.066413 | 0 | 0.7144 | 5.3472 | 1.65 | 4.0542 | -1.8626 | 3.7549 | 6.0608 | 9.1285 | 12.9731 | 17.511 | 22.5256 | 27.6455 | 32.3493 | 36.014 | 38.0168 | 37.8813 | 35.4342 | 30.9144 | 25.3688 | 4.5459 | 0 | 0 | 0 | 0 | 0 | 0 | 0 | 0 | 0 | 0 | 340.124
v5.10_MeasureAssessmentTemplate_Industrial_All | HVAC Controls - SEG SEL - HVAC System with controls | HVAC | HVAC Controls | Retrofit | HVAC Controls | Industrial | Misc. Manufacturing | Firm | Transport | Industrial | 0.066413 | 0 | 0.7144 | 4.1746 | 1.65 | 1.3498 | -1.7196 | 0.27494 | 0.44378 | 0.66841 | 0.94993 | 1.2822 | 1.6494 | 2.0243 | 2.3687 | 2.637 | 2.7837 | 2.7738 | 2.5946 | 2.2636 | 1.8576 | 0.33286 | 0 | 0 | 0 | 0 | 0 | 0 | 0 | 0 | 0 | 0 | 24.9048
v5.10_MeasureAssessmentTemplate_Industrial_All | HVAC Controls - SEG SEL - HVAC System with controls | HVAC | HVAC Controls | Retrofit | HVAC Controls | Industrial | Misc. Manufacturing | Interruptible | Transport | Industrial | 0.066413 | 0 | 0.35355 | 1.4738 | 3.1129 | 1.3498 | -0.25662 | 1.6579 | 2.6761 | 4.0306 | 5.7282 | 7.7318 | 9.946 | 12.2066 | 14.2835 | 15.9017 | 16.786 | 16.7261 | 15.6456 | 13.65 | 11.2014 | 2.0072 | 0 | 0 | 0 | 0 | 0 | 0 | 0 | 0 | 0 | 0 | 150.1786
v5.10_MeasureAssessmentTemplate_Industrial_All | HVAC Controls - SEG SEL - HVAC System with controls | HVAC | HVAC Controls | Retrofit | HVAC Controls | Industrial | Other Food | Firm | Sales | Commercial | 0.066413 | 0 | 0.7144 | 5.3472 | 1.65 | 4.0542 | -1.8626 | 0.58072 | 0.93734 | 1.4118 | 2.0064 | 2.7082 | 3.4837 | 4.2756 | 5.0031 | 5.5698 | 5.8796 | 5.8586 | 5.4802 | 4.7811 | 3.9235 | 0.70305 | 0 | 0 | 0 | 0 | 0 | 0 | 0 | 0 | 0 | 0 | 52.6027
v5.10_MeasureAssessmentTemplate_Industrial_All | HVAC Controls - SEG SEL - HVAC System with controls | HVAC | HVAC Controls | Retrofit | HVAC Controls | Industrial | Other Food | Firm | Sales | Industrial | 0.066413 | 0 | 0.7144 | 5.3472 | 1.65 | 4.0542 | -1.8626 | 0.52839 | 0.85287 | 1.2846 | 1.8256 | 2.4642 | 3.1698 | 3.8903 | 4.5522 | 5.0679 | 5.3497 | 5.3307 | 4.9863 | 4.3503 | 3.5699 | 0.6397 | 0 | 0 | 0 | 0 | 0 | 0 | 0 | 0 | 0 | 0 | 47.8624
v5.10_MeasureAssessmentTemplate_Industrial_All | HVAC Controls - SEG SEL - HVAC System with controls | HVAC | HVAC Controls | Retrofit | HVAC Controls | Industrial | Other Food | Firm | Transport | Industrial | 0.066413 | 0 | 0.7144 | 4.1746 | 1.65 | 1.3498 | -1.7196 | 10.7604 | 17.3684 | 26.1596 | 37.1773 | 50.1815 | 64.5519 | 79.2241 | 92.7039 | 103.2059 | 108.9454 | 108.5569 | 101.5443 | 88.5919 | 72.6998 | 13.0272 | 0 | 0 | 0 | 0 | 0 | 0 | 0 | 0 | 0 | 0 | 974.6984
v5.10_MeasureAssessmentTemplate_Industrial_All | HVAC Controls - SEG SEL - HVAC System with controls | HVAC | HVAC Controls | Retrofit | HVAC Controls | Industrial | Other Food | Interruptible | Transport | Industrial | 0.066413 | 0 | 0.35355 | 1.4738 | 3.1129 | 1.3498 | -0.25662 | 5.5394 | 8.9412 | 13.4669 | 19.1388 | 25.8333 | 33.2311 | 40.7843 | 47.7237 | 53.1301 | 56.0848 | 55.8848 | 52.2747 | 45.6069 | 37.4257 | 6.7064 | 0 | 0 | 0 | 0 | 0 | 0 | 0 | 0 | 0 | 0 | 501.772
v5.10_MeasureAssessmentTemplate_Industrial_All | HVAC Controls - SEG SEL - HVAC System with controls | HVAC | HVAC Controls | Retrofit | HVAC Controls | Industrial | Primary Metal Manufacturing | Firm | Sales | Commercial | 0.066413 | 0 | 0.7144 | 5.3472 | 1.65 | 4.0542 | -1.8626 | 0.031977 | 0.051614 | 0.077739 | 0.11048 | 0.14912 | 0.19183 | 0.23543 | 0.27549 | 0.3067 | 0.32375 | 0.3226 | 0.30176 | 0.26327 | 0.21604 | 0.038713 | 0 | 0 | 0 | 0 | 0 | 0 | 0 | 0 | 0 | 0 | 2.8965
v5.10_MeasureAssessmentTemplate_Industrial_All | HVAC Controls - SEG SEL - HVAC System with controls | HVAC | HVAC Controls | Retrofit | HVAC Controls | Industrial | Primary Metal Manufacturing | Firm | Sales | Industrial | 0.066413 | 0 | 0.7144 | 5.3472 | 1.65 | 4.0542 | -1.8626 | 0.25661 | 0.4142 | 0.62385 | 0.8866 | 1.1967 | 1.5394 | 1.8893 | 2.2108 | 2.4613 | 2.5981 | 2.5889 | 2.4216 | 2.1127 | 1.7337 | 0.31067 | 0 | 0 | 0 | 0 | 0 | 0 | 0 | 0 | 0 | 0 | 23.2446
v5.10_MeasureAssessmentTemplate_Industrial_All | HVAC Controls - SEG SEL - HVAC System with controls | HVAC | HVAC Controls | Retrofit | HVAC Controls | Industrial | Pulp and Paper Mills | Firm | Sales | Commercial | 0.066413 | 0 | 0.7144 | 5.3472 | 1.65 | 4.0542 | -1.8626 | 0.0075342 | 0.012161 | 0.018316 | 0.026031 | 0.035136 | 0.045198 | 0.055471 | 0.064909 | 0.072263 | 0.076281 | 0.076009 | 0.071099 | 0.06203 | 0.050903 | 0.0091214 | 0 | 0 | 0 | 0 | 0 | 0 | 0 | 0 | 0 | 0 | 0.68246
v5.10_MeasureAssessmentTemplate_Industrial_All | HVAC Controls - SEG SEL - HVAC System with controls | HVAC | HVAC Controls | Retrofit | HVAC Controls | Industrial | Pulp and Paper Mills | Firm | Sales | Industrial | 0.066413 | 0 | 0.7144 | 5.3472 | 1.65 | 4.0542 | -1.8626 | 0.19156 | 0.3092 | 0.46571 | 0.66185 | 0.89336 | 1.1492 | 1.4104 | 1.6504 | 1.8373 | 1.9395 | 1.9326 | 1.8078 | 1.5772 | 1.2942 | 0.23192 | 0 | 0 | 0 | 0 | 0 | 0 | 0 | 0 | 0 | 0 | 17.3522
v5.10_MeasureAssessmentTemplate_Industrial_All | HVAC Controls - SEG SEL - HVAC System with controls | HVAC | HVAC Controls | Retrofit | HVAC Controls | Industrial | Semiconductor Manufacturing | Firm | Sales | Commercial | 0.066413 | 0 | 0.7144 | 5.3472 | 1.65 | 4.0542 | -1.8626 | 1.3581 | 2.192 | 3.3016 | 4.6921 | 6.3334 | 8.147 | 9.9988 | 11.7001 | 13.0255 | 13.7499 | 13.7008 | 12.8158 | 11.1811 | 9.1754 | 1.6441 | 0 | 0 | 0 | 0 | 0 | 0 | 0 | 0 | 0 | 0 | 123.0156
v5.10_MeasureAssessmentTemplate_Industrial_All | HVAC Controls - SEG SEL - HVAC System with controls | HVAC | HVAC Controls | Retrofit | HVAC Controls | Industrial | Semiconductor Manufacturing | Firm | Sales | Industrial | 0.066413 | 0 | 0.7144 | 5.3472 | 1.65 | 4.0542 | -1.8626 | 1.2539 | 2.0239 | 3.0483 | 4.3322 | 5.8476 | 7.5221 | 9.2319 | 10.8027 | 12.0264 | 12.6953 | 12.65 | 11.8328 | 10.3235 | 8.4716 | 1.518 | 0 | 0 | 0 | 0 | 0 | 0 | 0 | 0 | 0 | 0 | 113.5803
v5.10_MeasureAssessmentTemplate_Industrial_All | HVAC Controls - SEG SEL - HVAC System with controls | HVAC | HVAC Controls | Retrofit | HVAC Controls | Industrial | Semiconductor Manufacturing | Firm | Transport | Industrial | 0.066413 | 0 | 0.7144 | 4.1746 | 1.65 | 1.3498 | -1.7196 | 4.629 | 7.4717 | 11.2536 | 15.9933 | 21.5876 | 27.7696 | 34.0814 | 39.8803 | 44.3982 | 46.8672 | 46.7001 | 43.6834 | 38.1114 | 31.2748 | 5.6042 | 0 | 0 | 0 | 0 | 0 | 0 | 0 | 0 | 0 | 0 | 419.3059
v5.10_MeasureAssessmentTemplate_Industrial_All | HVAC Controls - SEG SEL - HVAC System with controls | HVAC | HVAC Controls | Retrofit | HVAC Controls | Industrial | Semiconductor Manufacturing | Interruptible | Transport | Industrial | 0.066413 | 0 | 0.35355 | 1.4738 | 3.1129 | 1.3498 | -0.25662 | 6.9513 | 11.2201 | 16.8993 | 24.0168 | 32.4177 | 41.701 | 51.1794 | 59.8875 | 66.6719 | 70.3796 | 70.1286 | 65.5985 | 57.2311 | 46.9647 | 8.4157 | 0 | 0 | 0 | 0 | 0 | 0 | 0 | 0 | 0 | 0 | 629.6633
v5.10_MeasureAssessmentTemplate_Industrial_All | HVAC Controls - SEG SEL - HVAC System with controls | HVAC | HVAC Controls | Retrofit | HVAC Controls | Industrial | Wood | Firm | Sales | Commercial | 0.066413 | 0 | 0.7144 | 5.3472 | 1.65 | 4.0542 | -1.8626 | 0.50207 | 0.8104 | 1.2206 | 1.7347 | 2.3414 | 3.0119 | 3.6965 | 4.3255 | 4.8155 | 5.0833 | 5.0652 | 4.738 | 4.1336 | 3.3921 | 0.60784 | 0 | 0 | 0 | 0 | 0 | 0 | 0 | 0 | 0 | 0 | 45.4787
v5.10_MeasureAssessmentTemplate_Industrial_All | HVAC Controls - SEG SEL - HVAC System with controls | HVAC | HVAC Controls | Retrofit | HVAC Controls | Industrial | Wood | Firm | Sales | Industrial | 0.066413 | 0 | 0.7144 | 5.3472 | 1.65 | 4.0542 | -1.8626 | 0.1469 | 0.23712 | 0.35714 | 0.50755 | 0.68509 | 0.88128 | 1.0816 | 1.2656 | 1.409 | 1.4873 | 1.482 | 1.3863 | 1.2095 | 0.99252 | 0.17785 | 0 | 0 | 0 | 0 | 0 | 0 | 0 | 0 | 0 | 0 | 13.3068
v5.10_MeasureAssessmentTemplate_Industrial_All | HVAC Controls - SEG SEL - HVAC System with controls | HVAC | HVAC Controls | Retrofit | HVAC Controls | Industrial | Wood | Interruptible | Sales | Industrial | 0.066413 | 0 | 0.35355 | 2.6463 | 3.1129 | 1.3498 | -0.39962 | 0.404 | 0.65209 | 0.98215 | 1.3958 | 1.884 | 2.4236 | 2.9744 | 3.4805 | 3.8748 | 4.0903 | 4.0757 | 3.8124 | 3.3262 | 2.7295 | 0.4891 | 0 | 0 | 0 | 0 | 0 | 0 | 0 | 0 | 0 | 0 | 36.5947
v5.10_MeasureAssessmentTemplate_Industrial_All | HVAC Controls - SEG SEL - HVAC System with controls | HVAC | HVAC Controls | Retrofit | HVAC Controls | Industrial | Wood | Interruptible | Transport | Industrial | 0.066413 | 0 | 0.35355 | 1.4738 | 3.1129 | 1.3498 | -0.25662 | 3.6967 | 5.9669 | 8.9871 | 12.7722 | 17.2397 | 22.1766 | 27.2173 | 31.8482 | 35.4562 | 37.4279 | 37.2945 | 34.8853 | 30.4356 | 24.9758 | 4.4755 | 0 | 0 | 0 | 0 | 0 | 0 | 0 | 0 | 0 | 0 | 334.8554
v5.10_MeasureAssessmentTemplate_Industrial_All | Heat Pump Water Heater - SEG SEL - HPWH (150% eff) | Water Heat | Heat Pump Water Heater | NR | Heat Pump Water Heater | Industrial | Cement/Concrete Products | Firm | Sales | Commercial | 0.10092 | 1 | 3.2427 | 3.1523 | -0.68881 | 0.52657 | -0.67372 | 0 | 0 | 0.0087369 | 0.016313 | 0.0277 | 0.043848 | 0.065594 | 0.093498 | 0.12764 | 0.16746 | 0.21159 | 0.2579 | 0.30369 | 0.34604 | 0.38236 | 0.4109 | 0.43109 | 0.44475 | 0.45052 | 0.45434 | 0.45265 | 0.44916 | 0.4457 | 0.44226 | 0.43885 | 6.4726
v5.10_MeasureAssessmentTemplate_Industrial_All | Heat Pump Water Heater - SEG SEL - HPWH (150% eff) | Water Heat | Heat Pump Water Heater | NR | Heat Pump Water Heater | Industrial | Cement/Concrete Products | Firm | Sales | Industrial | 0.10092 | 1 | 3.2427 | 3.1523 | -0.68881 | 0.52657 | -0.67372 | 0 | 0 | 0.0053752 | 0.010029 | 0.017018 | 0.02692 | 0.040243 | 0.057321 | 0.078201 | 0.10252 | 0.12945 | 0.15767 | 0.18554 | 0.21126 | 0.23327 | 0.25051 | 0.26264 | 0.27077 | 0.27409 | 0.27623 | 0.27501 | 0.2727 | 0.27041 | 0.26813 | 0.26588 | 3.9412
v5.10_MeasureAssessmentTemplate_Industrial_All | Heat Pump Water Heater - SEG SEL - HPWH (150% eff) | Water Heat | Heat Pump Water Heater | NR | Heat Pump Water Heater | Industrial | Cement/Concrete Products | Interruptible | Transport | Industrial | 0.10092 | 1 | 2.7221 | 1.4738 | -0.4147 | 1.3498 | -0.25662 | 0 | 0 | 0.14061 | 0.26253 | 0.44579 | 0.70566 | 1.0556 | 1.5047 | 2.0542 | 2.6949 | 3.4051 | 4.1505 | 4.8873 | 5.5688 | 6.1534 | 6.6127 | 6.9377 | 7.1575 | 7.2503 | 7.3118 | 7.2846 | 7.2285 | 7.1727 | 7.1175 | 7.0626 | 104.165
v5.10_MeasureAssessmentTemplate_Industrial_All | Heat Pump Water Heater - SEG SEL - HPWH (150% eff) | Water Heat | Heat Pump Water Heater | NR | Heat Pump Water Heater | Industrial | Chemical Manufacturing | Firm | Sales | Commercial | 0.10092 | 1 | 3.2427 | 3.1523 | -0.68881 | 0.52657 | -0.67372 | 0 | 0 | 0.0022854 | 0.0042673 | 0.0072459 | 0.01147 | 0.017158 | 0.024457 | 0.033389 | 0.043804 | 0.055347 | 0.067462 | 0.07944 | 0.090517 | 0.10002 | 0.10748 | 0.11277 | 0.11634 | 0.11785 | 0.11885 | 0.11841 | 0.11749 | 0.11659 | 0.11569 | 0.1148 | 1.6931
v5.10_MeasureAssessmentTemplate_Industrial_All | Heat Pump Water Heater - SEG SEL - HPWH (150% eff) | Water Heat | Heat Pump Water Heater | NR | Heat Pump Water Heater | Industrial | Chemical Manufacturing | Firm | Sales | Industrial | 0.10092 | 1 | 3.2427 | 3.1523 | -0.68881 | 0.52657 | -0.67372 | 0 | 0 | 0.010295 | 0.019223 | 0.032641 | 0.05167 | 0.077295 | 0.11018 | 0.15041 | 0.19733 | 0.24933 | 0.30391 | 0.35786 | 0.40776 | 0.45056 | 0.4842 | 0.50799 | 0.52409 | 0.53088 | 0.53539 | 0.5334 | 0.52928 | 0.5252 | 0.52116 | 0.51714 | 7.6272
v5.10_MeasureAssessmentTemplate_Industrial_All | Heat Pump Water Heater - SEG SEL - HPWH (150% eff) | Water Heat | Heat Pump Water Heater | NR | Heat Pump Water Heater | Industrial | Misc. Manufacturing | Firm | Sales | Commercial | 0.10092 | 1 | 3.2427 | 3.1523 | -0.68881 | 0.52657 | -0.67372 | 0 | 0 | 0.051764 | 0.096651 | 0.16411 | 0.25978 | 0.38863 | 0.55394 | 0.75624 | 0.99213 | 1.2536 | 1.528 | 1.7993 | 2.0501 | 2.2653 | 2.4345 | 2.5541 | 2.635 | 2.6692 | 2.6918 | 2.6818 | 2.6611 | 2.6406 | 2.6203 | 2.6001 | 38.348
v5.10_MeasureAssessmentTemplate_Industrial_All | Heat Pump Water Heater - SEG SEL - HPWH (150% eff) | Water Heat | Heat Pump Water Heater | NR | Heat Pump Water Heater | Industrial | Misc. Manufacturing | Firm | Sales | Industrial | 0.10092 | 1 | 3.2427 | 3.1523 | -0.68881 | 0.52657 | -0.67372 | 0 | 0 | 0.10236 | 0.19112 | 0.32453 | 0.51372 | 0.76849 | 1.0954 | 1.4954 | 1.9619 | 2.4789 | 3.0215 | 3.558 | 4.0541 | 4.4796 | 4.8141 | 5.0506 | 5.2106 | 5.2782 | 5.323 | 5.3032 | 5.2623 | 5.2217 | 5.1815 | 5.1415 | 75.8318
v5.10_MeasureAssessmentTemplate_Industrial_All | Heat Pump Water Heater - SEG SEL - HPWH (150% eff) | Water Heat | Heat Pump Water Heater | NR | Heat Pump Water Heater | Industrial | Misc. Manufacturing | Firm | Transport | Industrial | 0.10092 | 1 | 3.2427 | 1.9798 | -0.68881 | 1.3498 | -0.53072 | 0 | 0 | 0.0074951 | 0.013995 | 0.023763 | 0.037616 | 0.056271 | 0.080208 | 0.1095 | 0.14366 | 0.18151 | 0.22124 | 0.26052 | 0.29685 | 0.32801 | 0.3525 | 0.36982 | 0.38154 | 0.38648 | 0.38976 | 0.38831 | 0.38532 | 0.38235 | 0.3794 | 0.37648 | 5.5526
v5.10_MeasureAssessmentTemplate_Industrial_All | Heat Pump Water Heater - SEG SEL - HPWH (150% eff) | Water Heat | Heat Pump Water Heater | NR | Heat Pump Water Heater | Industrial | Misc. Manufacturing | Interruptible | Transport | Industrial | 0.10092 | 1 | 2.7221 | 1.4738 | -0.4147 | 1.3498 | -0.25662 | 0 | 0 | 0.045196 | 0.084389 | 0.14329 | 0.22683 | 0.33932 | 0.48366 | 0.6603 | 0.86626 | 1.0945 | 1.3341 | 1.571 | 1.79 | 1.9779 | 2.1256 | 2.23 | 2.3007 | 2.3305 | 2.3503 | 2.3416 | 2.3235 | 2.3056 | 2.2878 | 2.2702 | 33.4828
v5.10_MeasureAssessmentTemplate_Industrial_All | Heat Pump Water Heater - SEG SEL - HPWH (150% eff) | Water Heat | Heat Pump Water Heater | NR | Heat Pump Water Heater | Industrial | Other Food | Firm | Sales | Commercial | 0.10092 | 1 | 3.2427 | 3.1523 | -0.68881 | 0.52657 | -0.67372 | 0 | 0 | 0.015831 | 0.029559 | 0.050191 | 0.07945 | 0.11885 | 0.16941 | 0.23128 | 0.30342 | 0.38338 | 0.4673 | 0.55026 | 0.627 | 0.69281 | 0.74453 | 0.78111 | 0.80586 | 0.81631 | 0.82324 | 0.82018 | 0.81385 | 0.80758 | 0.80136 | 0.79518 | 11.728
v5.10_MeasureAssessmentTemplate_Industrial_All | Heat Pump Water Heater - SEG SEL - HPWH (150% eff) | Water Heat | Heat Pump Water Heater | NR | Heat Pump Water Heater | Industrial | Other Food | Firm | Sales | Industrial | 0.10092 | 1 | 3.2427 | 3.1523 | -0.68881 | 0.52657 | -0.67372 | 0 | 0 | 0.014404 | 0.026895 | 0.045668 | 0.07229 | 0.10814 | 0.15415 | 0.21044 | 0.27608 | 0.34883 | 0.42519 | 0.50068 | 0.57049 | 0.63037 | 0.67744 | 0.71072 | 0.73324 | 0.74275 | 0.74905 | 0.74627 | 0.74051 | 0.7348 | 0.72914 | 0.72352 | 10.6711
v5.10_MeasureAssessmentTemplate_Industrial_All | Heat Pump Water Heater - SEG SEL - HPWH (150% eff) | Water Heat | Heat Pump Water Heater | NR | Heat Pump Water Heater | Industrial | Other Food | Firm | Transport | Industrial | 0.10092 | 1 | 3.2427 | 1.9798 | -0.68881 | 1.3498 | -0.53072 | 0 | 0 | 0.29334 | 0.54771 | 0.93001 | 1.4722 | 2.2023 | 3.1391 | 4.2855 | 5.6222 | 7.1038 | 8.6588 | 10.1961 | 11.6179 | 12.8373 | 13.7957 | 14.4736 | 14.9322 | 15.1258 | 15.2542 | 15.1974 | 15.0803 | 14.964 | 14.8487 | 14.7342 | 217.3124
v5.10_MeasureAssessmentTemplate_Industrial_All | Heat Pump Water Heater - SEG SEL - HPWH (150% eff) | Water Heat | Heat Pump Water Heater | NR | Heat Pump Water Heater | Industrial | Other Food | Interruptible | Transport | Industrial | 0.10092 | 1 | 2.7221 | 1.4738 | -0.4147 | 1.3498 | -0.25662 | 0 | 0 | 0.15101 | 0.28196 | 0.47877 | 0.75787 | 1.1337 | 1.616 | 2.2062 | 2.8943 | 3.657 | 4.4575 | 5.2489 | 5.9809 | 6.6086 | 7.102 | 7.451 | 7.687 | 7.7867 | 7.8528 | 7.8236 | 7.7633 | 7.7034 | 7.6441 | 7.5851 | 111.8718
v5.10_MeasureAssessmentTemplate_Industrial_All | Heat Pump Water Heater - SEG SEL - HPWH (150% eff) | Water Heat | Heat Pump Water Heater | NR | Heat Pump Water Heater | Industrial | Primary Metal Manufacturing | Firm | Sales | Commercial | 0.10092 | 1 | 3.2427 | 3.1523 | -0.68881 | 0.52657 | -0.67372 | 0 | 0 | 0.00087171 | 0.0016276 | 0.0027637 | 0.0043748 | 0.0065445 | 0.0093285 | 0.012735 | 0.016708 | 0.021111 | 0.025732 | 0.0303 | 0.034525 | 0.038149 | 0.040997 | 0.043011 | 0.044374 | 0.044949 | 0.045331 | 0.045162 | 0.044814 | 0.044469 | 0.044126 | 0.043786 | 0.64579
v5.10_MeasureAssessmentTemplate_Industrial_All | Heat Pump Water Heater - SEG SEL - HPWH (150% eff) | Water Heat | Heat Pump Water Heater | NR | Heat Pump Water Heater | Industrial | Primary Metal Manufacturing | Firm | Sales | Industrial | 0.10092 | 1 | 3.2427 | 3.1523 | -0.68881 | 0.52657 | -0.67372 | 0 | 0 | 0.0069955 | 0.013062 | 0.022179 | 0.035108 | 0.05252 | 0.074861 | 0.1022 | 0.13408 | 0.16941 | 0.2065 | 0.24316 | 0.27706 | 0.30614 | 0.329 | 0.34517 | 0.3561 | 0.36072 | 0.36378 | 0.36243 | 0.35963 | 0.35686 | 0.35411 | 0.35138 | 5.1825
v5.10_MeasureAssessmentTemplate_Industrial_All | Heat Pump Water Heater - SEG SEL - HPWH (150% eff) | Water Heat | Heat Pump Water Heater | NR | Heat Pump Water Heater | Industrial | Pulp and Paper Mills | Firm | Sales | Commercial | 0.10092 | 1 | 3.2427 | 3.1523 | -0.68881 | 0.52657 | -0.67372 | 0 | 0 | 0.00020539 | 0.00038349 | 0.00065117 | 0.0010308 | 0.001542 | 0.0021979 | 0.0030006 | 0.0039366 | 0.004974 | 0.0060627 | 0.0071391 | 0.0081346 | 0.0089884 | 0.0096595 | 0.010134 | 0.010455 | 0.010591 | 0.010681 | 0.010641 | 0.010559 | 0.010477 | 0.010397 | 0.010317 | 0.15216
v5.10_MeasureAssessmentTemplate_Industrial_All | Heat Pump Water Heater - SEG SEL - HPWH (150% eff) | Water Heat | Heat Pump Water Heater | NR | Heat Pump Water Heater | Industrial | Pulp and Paper Mills | Firm | Sales | Industrial | 0.10092 | 1 | 3.2427 | 3.1523 | -0.68881 | 0.52657 | -0.67372 | 0 | 0 | 0.0052222 | 0.0097506 | 0.016557 | 0.026208 | 0.039206 | 0.055884 | 0.076293 | 0.10009 | 0.12647 | 0.15415 | 0.18152 | 0.20683 | 0.22854 | 0.2456 | 0.25767 | 0.26583 | 0.26928 | 0.27156 | 0.27055 | 0.26847 | 0.2664 | 0.26434 | 0.26231 | 3.8687
v5.10_MeasureAssessmentTemplate_Industrial_All | Heat Pump Water Heater - SEG SEL - HPWH (150% eff) | Water Heat | Heat Pump Water Heater | NR | Heat Pump Water Heater | Industrial | Wood | Firm | Sales | Commercial | 0.10092 | 1 | 3.2427 | 3.1523 | -0.68881 | 0.52657 | -0.67372 | 0 | 0 | 0.013687 | 0.025556 | 0.043394 | 0.06869 | 0.10276 | 0.14647 | 0.19996 | 0.26233 | 0.33146 | 0.40401 | 0.47574 | 0.54208 | 0.59898 | 0.6437 | 0.67533 | 0.69672 | 0.70576 | 0.71175 | 0.7091 | 0.70363 | 0.69821 | 0.69283 | 0.68749 | 10.1396
v5.10_MeasureAssessmentTemplate_Industrial_All | Heat Pump Water Heater - SEG SEL - HPWH (150% eff) | Water Heat | Heat Pump Water Heater | NR | Heat Pump Water Heater | Industrial | Wood | Firm | Sales | Industrial | 0.10092 | 1 | 3.2427 | 3.1523 | -0.68881 | 0.52657 | -0.67372 | 0 | 0 | 0.0040047 | 0.0074774 | 0.012697 | 0.020098 | 0.030066 | 0.042856 | 0.058507 | 0.076756 | 0.096983 | 0.11821 | 0.1392 | 0.15861 | 0.17526 | 0.18834 | 0.1976 | 0.20386 | 0.2065 | 0.20825 | 0.20748 | 0.20588 | 0.20429 | 0.20272 | 0.20116 | 2.9668
v5.10_MeasureAssessmentTemplate_Industrial_All | Heat Pump Water Heater - SEG SEL - HPWH (150% eff) | Water Heat | Heat Pump Water Heater | NR | Heat Pump Water Heater | Industrial | Wood | Interruptible | Sales | Industrial | 0.10092 | 1 | 2.7221 | 2.6463 | -0.4147 | 1.3498 | -0.39962 | 0 | 0 | 0.011013 | 0.020563 | 0.034917 | 0.055272 | 0.082684 | 0.11786 | 0.1609 | 0.21108 | 0.26671 | 0.32509 | 0.38281 | 0.43619 | 0.48197 | 0.51796 | 0.54341 | 0.56062 | 0.56789 | 0.57271 | 0.57058 | 0.56618 | 0.56182 | 0.55749 | 0.55319 | 8.1589
v5.10_MeasureAssessmentTemplate_Industrial_All | Heat Pump Water Heater - SEG SEL - HPWH (150% eff) | Water Heat | Heat Pump Water Heater | NR | Heat Pump Water Heater | Industrial | Wood | Interruptible | Transport | Industrial | 0.10092 | 1 | 2.7221 | 1.4738 | -0.4147 | 1.3498 | -0.25662 | 0 | 0 | 0.10078 | 0.18816 | 0.3195 | 0.50576 | 0.75659 | 1.0784 | 1.4723 | 1.9315 | 2.4405 | 2.9747 | 3.5028 | 3.9913 | 4.4102 | 4.7395 | 4.9724 | 5.1299 | 5.1964 | 5.2405 | 5.221 | 5.1808 | 5.1409 | 5.1012 | 5.0619 | 74.6572
v5.10_MeasureAssessmentTemplate_Industrial_All | Heat Recovery - SEG SEL - Recovery of Heat from Boiler | HVAC | Heat Recovery | Retrofit | Heat Recovery | Industrial | Cement/Concrete Products | Firm | Sales | Commercial | 0.08245 | 1 | 2.3214 | 5.3472 | -1.1565 | 1.2477 | -1.8626 | 0.17806 | 0.35319 | 0.62226 | 1.0044 | 1.5128 | 2.1499 | 2.9019 | 3.733 | 4.5814 | 5.361 | 5.9683 | 6.3002 | 6.2777 | 5.8722 | 5.1232 | 4.2042 | 1.5227 | 0 | 0 | 0 | 0 | 0 | 0 | 0 | 0 | 57.6664
v5.10_MeasureAssessmentTemplate_Industrial_All | Heat Recovery - SEG SEL - Recovery of Heat from Boiler | HVAC | Heat Recovery | Retrofit | Heat Recovery | Industrial | Cement/Concrete Products | Firm | Sales | Industrial | 0.08245 | 1 | 2.3214 | 5.3472 | -1.1565 | 1.2477 | -1.8626 | 0.1097 | 0.21744 | 0.38283 | 0.6175 | 0.9294 | 1.3199 | 1.7804 | 2.2886 | 2.8068 | 3.2821 | 3.6514 | 3.8518 | 3.8354 | 3.5851 | 3.1256 | 2.5631 | 0.5904 | 0 | 0 | 0 | 0 | 0 | 0 | 0 | 0 | 34.9375
v5.10_MeasureAssessmentTemplate_Industrial_All | Heat Recovery - SEG SEL - Recovery of Heat from Boiler | HVAC | Heat Recovery | Retrofit | Heat Recovery | Industrial | Cement/Concrete Products | Interruptible | Transport | Industrial | 0.08245 | 1 | 1.1488 | 1.4738 | 0.30641 | 1.3498 | -0.25662 | 2.8656 | 5.6839 | 10.0143 | 16.164 | 24.3456 | 34.5993 | 46.7017 | 60.0756 | 73.7304 | 86.2754 | 96.0492 | 101.3906 | 101.0291 | 94.5028 | 82.4486 | 67.6585 | 24.5053 | 0 | 0 | 0 | 0 | 0 | 0 | 0 | 0 | 928.0397
v5.10_MeasureAssessmentTemplate_Industrial_All | Heat Recovery - SEG SEL - Recovery of Heat from Boiler | HVAC | Heat Recovery | Retrofit | Heat Recovery | Industrial | Chemical Manufacturing | Firm | Sales | Commercial | 0.08245 | 1 | 2.3214 | 5.3472 | -1.1565 | 1.2477 | -1.8626 | 0.046577 | 0.092388 | 0.16277 | 0.26273 | 0.39572 | 0.56238 | 0.7591 | 0.97648 | 1.1984 | 1.4023 | 1.5612 | 1.648 | 1.6421 | 1.5361 | 1.3401 | 1.0997 | 0.39831 | 0 | 0 | 0 | 0 | 0 | 0 | 0 | 0 | 15.0845
v5.10_MeasureAssessmentTemplate_Industrial_All | Heat Recovery - SEG SEL - Recovery of Heat from Boiler | HVAC | Heat Recovery | Retrofit | Heat Recovery | Industrial | Chemical Manufacturing | Firm | Sales | Industrial | 0.08245 | 1 | 2.3214 | 5.3472 | -1.1565 | 1.2477 | -1.8626 | 0.20982 | 0.41619 | 0.73327 | 1.1836 | 1.7826 | 2.5334 | 3.4196 | 4.3989 | 5.3987 | 6.3173 | 7.0329 | 7.424 | 7.3976 | 6.9197 | 6.0371 | 4.9541 | 1.7943 | 0 | 0 | 0 | 0 | 0 | 0 | 0 | 0 | 67.953
v5.10_MeasureAssessmentTemplate_Industrial_All | Heat Recovery - SEG SEL - Recovery of Heat from Boiler | HVAC | Heat Recovery | Retrofit | Heat Recovery | Industrial | Misc. Manufacturing | Firm | Sales | Commercial | 0.08245 | 1 | 2.3214 | 5.3472 | -1.1565 | 1.2477 | -1.8626 | 1.0549 | 2.0925 | 3.6867 | 5.9507 | 8.9627 | 12.7376 | 17.1931 | 22.1166 | 27.1436 | 31.762 | 35.3602 | 37.3266 | 37.1935 | 34.7909 | 30.3532 | 24.9082 | 9.0215 | 0 | 0 | 0 | 0 | 0 | 0 | 0 | 0 | 341.6545
v5.10_MeasureAssessmentTemplate_Industrial_All | Heat Recovery - SEG SEL - Recovery of Heat from Boiler | HVAC | Heat Recovery | Retrofit | Heat Recovery | Industrial | Misc. Manufacturing | Firm | Sales | Industrial | 0.08245 | 1 | 2.3214 | 5.3472 | -1.1565 | 1.2477 | -1.8626 | 2.0861 | 4.1379 | 7.2904 | 11.7673 | 17.7235 | 25.1882 | 33.9987 | 43.7349 | 53.6755 | 62.8082 | 69.9236 | 73.8121 | 73.5489 | 68.7978 | 60.0224 | 49.2552 | 17.8398 | 0 | 0 | 0 | 0 | 0 | 0 | 0 | 0 | 675.6104
v5.10_MeasureAssessmentTemplate_Industrial_All | Heat Recovery - SEG SEL - Recovery of Heat from Boiler | HVAC | Heat Recovery | Retrofit | Heat Recovery | Industrial | Misc. Manufacturing | Firm | Transport | Industrial | 0.08245 | 1 | 2.3214 | 4.1746 | -1.1565 | 1.3498 | -1.7196 | 0.15275 | 0.30299 | 0.53382 | 0.86164 | 1.2978 | 1.8443 | 2.4895 | 3.2024 | 3.9303 | 4.599 | 5.12 | 5.4047 | 5.3854 | 5.0376 | 4.395 | 3.6066 | 1.3063 | 0 | 0 | 0 | 0 | 0 | 0 | 0 | 0 | 49.47
v5.10_MeasureAssessmentTemplate_Industrial_All | Heat Recovery - SEG SEL - Recovery of Heat from Boiler | HVAC | Heat Recovery | Retrofit | Heat Recovery | Industrial | Misc. Manufacturing | Interruptible | Transport | Industrial | 0.08245 | 1 | 1.1488 | 1.4738 | 0.30641 | 1.3498 | -0.25662 | 0.92111 | 1.827 | 3.219 | 5.1958 | 7.8256 | 11.1216 | 15.0118 | 19.3107 | 23.6999 | 27.7324 | 30.8741 | 32.591 | 32.4748 | 30.377 | 26.5023 | 21.7482 | 7.877 | 0 | 0 | 0 | 0 | 0 | 0 | 0 | 0 | 298.3094
v5.10_MeasureAssessmentTemplate_Industrial_All | Heat Recovery - SEG SEL - Recovery of Heat from Boiler | HVAC | Heat Recovery | Retrofit | Heat Recovery | Industrial | Other Food | Firm | Sales | Commercial | 0.08245 | 1 | 2.3214 | 5.3472 | -1.1565 | 1.2477 | -1.8626 | 0.32263 | 0.63995 | 1.1275 | 1.8199 | 2.7411 | 3.8955 | 5.2582 | 6.7639 | 8.3013 | 9.7138 | 10.8142 | 11.4156 | 11.3749 | 10.6401 | 9.2829 | 7.6177 | 2.7591 | 0 | 0 | 0 | 0 | 0 | 0 | 0 | 0 | 104.4881
v5.10_MeasureAssessmentTemplate_Industrial_All | Heat Recovery - SEG SEL - Recovery of Heat from Boiler | HVAC | Heat Recovery | Retrofit | Heat Recovery | Industrial | Other Food | Firm | Sales | Industrial | 0.08245 | 1 | 2.3214 | 5.3472 | -1.1565 | 1.2477 | -1.8626 | 0.29356 | 0.58228 | 1.0259 | 1.6559 | 2.4941 | 3.5445 | 4.7843 | 6.1544 | 7.5532 | 8.8384 | 9.8397 | 10.3869 | 10.3498 | 9.6812 | 8.4464 | 6.9312 | 2.5104 | 0 | 0 | 0 | 0 | 0 | 0 | 0 | 0 | 95.0721
v5.10_MeasureAssessmentTemplate_Industrial_All | Heat Recovery - SEG SEL - Recovery of Heat from Boiler | HVAC | Heat Recovery | Retrofit | Heat Recovery | Industrial | Other Food | Firm | Transport | Industrial | 0.08245 | 1 | 2.3214 | 4.1746 | -1.1565 | 1.3498 | -1.7196 | 5.9782 | 11.858 | 20.8921 | 33.7219 | 50.7905 | 72.1821 | 97.4306 | 125.3316 | 153.8187 | 179.9905 | 200.381 | 211.5244 | 210.7702 | 197.1548 | 172.007 | 141.1513 | 51.1237 | 0 | 0 | 0 | 0 | 0 | 0 | 0 | 0 | 1936.1065
v5.10_MeasureAssessmentTemplate_Industrial_All | Heat Recovery - SEG SEL - Recovery of Heat from Boiler | HVAC | Heat Recovery | Retrofit | Heat Recovery | Industrial | Other Food | Interruptible | Transport | Industrial | 0.08245 | 1 | 1.1488 | 1.4738 | 0.30641 | 1.3498 | -0.25662 | 3.0776 | 6.1045 | 10.7552 | 17.3599 | 26.1468 | 37.1591 | 50.157 | 64.5204 | 79.1854 | 92.6586 | 103.1556 | 108.8922 | 108.5039 | 101.4948 | 88.5487 | 72.6643 | 26.3183 | 0 | 0 | 0 | 0 | 0 | 0 | 0 | 0 | 996.7023
v5.10_MeasureAssessmentTemplate_Industrial_All | Heat Recovery - SEG SEL - Recovery of Heat from Boiler | HVAC | Heat Recovery | Retrofit | Heat Recovery | Industrial | Primary Metal Manufacturing | Firm | Sales | Commercial | 0.08245 | 1 | 2.3214 | 5.3472 | -1.1565 | 1.2477 | -1.8626 | 0.017766 | 0.035238 | 0.062085 | 0.10021 | 0.15093 | 0.2145 | 0.28954 | 0.37245 | 0.4571 | 0.53488 | 0.59547 | 0.62859 | 0.62635 | 0.58589 | 0.51115 | 0.41946 | 0.15192 | 0 | 0 | 0 | 0 | 0 | 0 | 0 | 0 | 5.7535
v5.10_MeasureAssessmentTemplate_Industrial_All | Heat Recovery - SEG SEL - Recovery of Heat from Boiler | HVAC | Heat Recovery | Retrofit | Heat Recovery | Industrial | Primary Metal Manufacturing | Firm | Sales | Industrial | 0.08245 | 1 | 2.3214 | 5.3472 | -1.1565 | 1.2477 | -1.8626 | 0.14257 | 0.28279 | 0.49823 | 0.8042 | 1.2113 | 1.7214 | 2.3235 | 2.9889 | 3.6683 | 4.2924 | 4.7787 | 5.0444 | 5.0264 | 4.7017 | 4.102 | 3.3662 | 1.2192 | 0 | 0 | 0 | 0 | 0 | 0 | 0 | 0 | 46.1722
v5.10_MeasureAssessmentTemplate_Industrial_All | Heat Recovery - SEG SEL - Recovery of Heat from Boiler | HVAC | Heat Recovery | Retrofit | Heat Recovery | Industrial | Pulp and Paper Mills | Firm | Sales | Commercial | 0.08245 | 1 | 2.3214 | 5.3472 | -1.1565 | 1.2477 | -1.8626 | 0.0041858 | 0.0083027 | 0.014628 | 0.023611 | 0.035562 | 0.05054 | 0.068219 | 0.087755 | 0.1077 | 0.12603 | 0.1403 | 0.1481 | 0.14758 | 0.13804 | 0.12044 | 0.098831 | 0.035796 | 0 | 0 | 0 | 0 | 0 | 0 | 0 | 0 | 1.3556
v5.10_MeasureAssessmentTemplate_Industrial_All | Heat Recovery - SEG SEL - Recovery of Heat from Boiler | HVAC | Heat Recovery | Retrofit | Heat Recovery | Industrial | Pulp and Paper Mills | Firm | Sales | Industrial | 0.08245 | 1 | 2.3214 | 5.3472 | -1.1565 | 1.2477 | -1.8626 | 0.10643 | 0.2111 | 0.37193 | 0.60034 | 0.9042 | 1.285 | 1.7345 | 2.2312 | 2.7384 | 3.2043 | 3.5673 | 3.7657 | 3.7523 | 3.5099 | 3.0622 | 2.5129 | 0.91013 | 0 | 0 | 0 | 0 | 0 | 0 | 0 | 0 | 34.4677
v5.10_MeasureAssessmentTemplate_Industrial_All | Heat Recovery - SEG SEL - Recovery of Heat from Boiler | HVAC | Heat Recovery | Retrofit | Heat Recovery | Industrial | Semiconductor Manufacturing | Firm | Sales | Commercial | 0.08245 | 1 | 2.3214 | 5.3472 | -1.1565 | 1.2477 | -1.8626 | 0.75451 | 1.4966 | 2.6368 | 4.256 | 6.4102 | 9.11 | 12.2966 | 15.818 | 19.4133 | 22.7164 | 25.2899 | 26.6963 | 26.6011 | 24.8827 | 21.7088 | 17.8146 | 6.4523 | 0 | 0 | 0 | 0 | 0 | 0 | 0 | 0 | 244.3539
v5.10_MeasureAssessmentTemplate_Industrial_All | Heat Recovery - SEG SEL - Recovery of Heat from Boiler | HVAC | Heat Recovery | Retrofit | Heat Recovery | Industrial | Semiconductor Manufacturing | Firm | Sales | Industrial | 0.08245 | 1 | 2.3214 | 5.3472 | -1.1565 | 1.2477 | -1.8626 | 0.69664 | 1.3818 | 2.4345 | 3.9296 | 5.9185 | 8.4113 | 11.3535 | 14.6047 | 17.9243 | 20.974 | 23.3501 | 24.6487 | 24.5608 | 22.9742 | 20.0437 | 16.4482 | 5.9574 | 0 | 0 | 0 | 0 | 0 | 0 | 0 | 0 | 225.6119
v5.10_MeasureAssessmentTemplate_Industrial_All | Heat Recovery - SEG SEL - Recovery of Heat from Boiler | HVAC | Heat Recovery | Retrofit | Heat Recovery | Industrial | Semiconductor Manufacturing | Firm | Transport | Industrial | 0.08245 | 1 | 2.3214 | 4.1746 | -1.1565 | 1.3498 | -1.7196 | 2.5718 | 5.1012 | 8.9876 | 14.5068 | 21.8496 | 31.052 | 41.9137 | 53.9165 | 66.1713 | 77.4302 | 86.202 | 90.9958 | 90.6713 | 84.8141 | 73.9957 | 60.7219 | 21.9929 | 0 | 0 | 0 | 0 | 0 | 0 | 0 | 0 | 832.8944
v5.10_MeasureAssessmentTemplate_Industrial_All | Heat Recovery - SEG SEL - Recovery of Heat from Boiler | HVAC | Heat Recovery | Retrofit | Heat Recovery | Industrial | Semiconductor Manufacturing | Interruptible | Transport | Industrial | 0.08245 | 1 | 1.1488 | 1.4738 | 0.30641 | 1.3498 | -0.25662 | 3.862 | 7.6604 | 13.4965 | 21.7846 | 32.8111 | 46.6302 | 62.941 | 80.9653 | 99.3681 | 116.2754 | 129.4478 | 136.6465 | 136.1593 | 127.3637 | 111.1179 | 91.1849 | 33.0263 | 0 | 0 | 0 | 0 | 0 | 0 | 0 | 0 | 1250.7409
v5.10_MeasureAssessmentTemplate_Industrial_All | Heat Recovery - SEG SEL - Recovery of Heat from Boiler | HVAC | Heat Recovery | Retrofit | Heat Recovery | Industrial | Wood | Firm | Sales | Commercial | 0.08245 | 1 | 2.3214 | 5.3472 | -1.1565 | 1.2477 | -1.8626 | 0.27894 | 0.55328 | 0.97481 | 1.5734 | 2.3698 | 3.368 | 4.546 | 5.8479 | 7.1771 | 8.3982 | 9.3496 | 9.8696 | 9.8344 | 9.1991 | 8.0257 | 6.586 | 2.3854 | 0 | 0 | 0 | 0 | 0 | 0 | 0 | 0 | 90.3374
v5.10_MeasureAssessmentTemplate_Industrial_All | Heat Recovery - SEG SEL - Recovery of Heat from Boiler | HVAC | Heat Recovery | Retrofit | Heat Recovery | Industrial | Wood | Firm | Sales | Industrial | 0.08245 | 1 | 2.3214 | 5.3472 | -1.1565 | 1.2477 | -1.8626 | 0.081616 | 0.16189 | 0.28522 | 0.46038 | 0.6934 | 0.98545 | 1.3301 | 1.7111 | 2.1 | 2.4573 | 2.7357 | 2.8878 | 2.8775 | 2.6916 | 2.3483 | 1.927 | 0.69795 | 0 | 0 | 0 | 0 | 0 | 0 | 0 | 0 | 26.4322
v5.10_MeasureAssessmentTemplate_Industrial_All | Heat Recovery - SEG SEL - Recovery of Heat from Boiler | HVAC | Heat Recovery | Retrofit | Heat Recovery | Industrial | Wood | Interruptible | Sales | Industrial | 0.08245 | 1 | 1.1488 | 2.6463 | 0.30641 | 1.3498 | -0.39962 | 0.22445 | 0.4452 | 0.78438 | 1.2661 | 1.9069 | 2.71 | 3.658 | 4.7055 | 5.7751 | 6.7577 | 7.5232 | 7.9416 | 7.9133 | 7.4021 | 6.4579 | 5.2995 | 1.9194 | 0 | 0 | 0 | 0 | 0 | 0 | 0 | 0 | 72.6904
v5.10_MeasureAssessmentTemplate_Industrial_All | Heat Recovery - SEG SEL - Recovery of Heat from Boiler | HVAC | Heat Recovery | Retrofit | Heat Recovery | Industrial | Wood | Interruptible | Transport | Industrial | 0.08245 | 1 | 1.1488 | 1.4738 | 0.30641 | 1.3498 | -0.25662 | 2.0538 | 4.0738 | 7.1774 | 11.5851 | 17.449 | 24.798 | 33.4721 | 43.0574 | 52.844 | 61.8353 | 68.8404 | 72.6687 | 72.4096 | 67.7321 | 59.0926 | 48.4922 | 17.5634 | 0 | 0 | 0 | 0 | 0 | 0 | 0 | 0 | 665.1449
v5.10_MeasureAssessmentTemplate_Industrial_All | IR Poly Film - SEG Greenhouses - Adding Infared Poly Film | HVAC | IR Poly Film | Retrofit | IR Poly Film | Industrial | Greenhouses | Firm | Sales | Commercial | 0.11743 | 1 | 6.8698 | 5.3472 | -1.9826 | 0.4216 | -1.8626 | 0.76889 | 1.2411 | 1.8692 | 2.6565 | 3.5857 | 4.6126 | 5.661 | 6.6242 | 7.3746 | 7.7847 | 7.7569 | 7.2559 | 6.3303 | 5.1948 | 0.93086 | 0 | 0 | 0 | 0 | 0 | 0 | 0 | 0 | 0 | 0 | 69.6472
v5.10_MeasureAssessmentTemplate_Industrial_All | Pipe Insulation - SEG SEL - Insulate Hot Water/Steam Lines | Process | Pipe Insulation | Retrofit | Pipe Insulation | Industrial | Cement/Concrete Products | Firm | Sales | Commercial | 0.06392 | 1 | 3.1656 | 2.878 | -0.57431 | 0.49243 | -0.52509 | 0.076429 | 0.12336 | 0.18581 | 0.26406 | 0.35643 | 0.4585 | 0.56271 | 0.65845 | 0.73305 | 0.77381 | 0.77105 | 0.72125 | 0.62925 | 0.51637 | 0.092529 | 0 | 0 | 0 | 0 | 0 | 0 | 0 | 0 | 0 | 0 | 6.9231
v5.10_MeasureAssessmentTemplate_Industrial_All | Pipe Insulation - SEG SEL - Insulate Hot Water/Steam Lines | Process | Pipe Insulation | Retrofit | Pipe Insulation | Industrial | Cement/Concrete Products | Firm | Sales | Industrial | 0.06392 | 1 | 3.1656 | 2.878 | -0.57431 | 0.49243 | -0.52509 | 0.047086 | 0.075949 | 0.11431 | 0.16234 | 0.21898 | 0.28149 | 0.34523 | 0.40369 | 0.4491 | 0.47375 | 0.47173 | 0.44095 | 0.38444 | 0.31525 | 0.010082 | 0 | 0 | 0 | 0 | 0 | 0 | 0 | 0 | 0 | 0 | 4.1944
v5.10_MeasureAssessmentTemplate_Industrial_All | Pipe Insulation - SEG SEL - Insulate Hot Water/Steam Lines | Process | Pipe Insulation | Retrofit | Pipe Insulation | Industrial | Cement/Concrete Products | Interruptible | Transport | Industrial | 0.06392 | 1 | 2.9108 | 1.4738 | -0.44884 | 1.3498 | -0.25662 | 1.23 | 1.9853 | 2.9902 | 4.2496 | 5.7361 | 7.3787 | 9.0558 | 10.5967 | 11.7971 | 12.4532 | 12.4088 | 11.6072 | 10.1266 | 8.3101 | 1.4891 | 0 | 0 | 0 | 0 | 0 | 0 | 0 | 0 | 0 | 0 | 111.4144
v5.10_MeasureAssessmentTemplate_Industrial_All | Pipe Insulation - SEG SEL - Insulate Hot Water/Steam Lines | Process | Pipe Insulation | Retrofit | Pipe Insulation | Industrial | Chemical Manufacturing | Firm | Sales | Commercial | 0.06392 | 1 | 3.1656 | 2.878 | -0.57431 | 0.49243 | -0.52509 | 0.019992 | 0.03227 | 0.048603 | 0.069074 | 0.093235 | 0.11993 | 0.1472 | 0.17224 | 0.19175 | 0.20242 | 0.20169 | 0.18867 | 0.1646 | 0.13507 | 0.024204 | 0 | 0 | 0 | 0 | 0 | 0 | 0 | 0 | 0 | 0 | 1.811
v5.10_MeasureAssessmentTemplate_Industrial_All | Pipe Insulation - SEG SEL - Insulate Hot Water/Steam Lines | Process | Pipe Insulation | Retrofit | Pipe Insulation | Industrial | Chemical Manufacturing | Firm | Sales | Industrial | 0.06392 | 1 | 3.1656 | 2.878 | -0.57431 | 0.49243 | -0.52509 | 0.090062 | 0.14537 | 0.21895 | 0.31117 | 0.42001 | 0.54028 | 0.66309 | 0.77591 | 0.86381 | 0.91185 | 0.9086 | 0.8499 | 0.74149 | 0.60848 | 0.10903 | 0 | 0 | 0 | 0 | 0 | 0 | 0 | 0 | 0 | 0 | 8.158
v5.10_MeasureAssessmentTemplate_Industrial_All | Pipe Insulation - SEG SEL - Insulate Hot Water/Steam Lines | Process | Pipe Insulation | Retrofit | Pipe Insulation | Industrial | Misc. Manufacturing | Firm | Sales | Commercial | 0.06392 | 1 | 3.1656 | 2.878 | -0.57431 | 0.49243 | -0.52509 | 0.45282 | 0.73089 | 1.1008 | 1.5645 | 2.1117 | 2.7164 | 3.3339 | 3.9011 | 4.3431 | 4.5846 | 4.5682 | 4.2731 | 3.7281 | 3.0593 | 0.5482 | 0 | 0 | 0 | 0 | 0 | 0 | 0 | 0 | 0 | 0 | 41.0168
v5.10_MeasureAssessmentTemplate_Industrial_All | Pipe Insulation - SEG SEL - Insulate Hot Water/Steam Lines | Process | Pipe Insulation | Retrofit | Pipe Insulation | Industrial | Misc. Manufacturing | Firm | Sales | Industrial | 0.06392 | 1 | 3.1656 | 2.878 | -0.57431 | 0.49243 | -0.52509 | 0.89543 | 1.4453 | 2.1769 | 3.0937 | 4.1758 | 5.3717 | 6.5926 | 7.7143 | 8.5883 | 9.0659 | 9.0335 | 8.45 | 7.3722 | 6.0497 | 1.0841 | 0 | 0 | 0 | 0 | 0 | 0 | 0 | 0 | 0 | 0 | 81.1094
v5.10_MeasureAssessmentTemplate_Industrial_All | Pipe Insulation - SEG SEL - Insulate Hot Water/Steam Lines | Process | Pipe Insulation | Retrofit | Pipe Insulation | Industrial | Misc. Manufacturing | Firm | Transport | Industrial | 0.06392 | 1 | 3.1656 | 1.7054 | -0.57431 | 1.3498 | -0.38209 | 0.065566 | 0.10583 | 0.1594 | 0.22653 | 0.30577 | 0.39333 | 0.48273 | 0.56486 | 0.62886 | 0.66383 | 0.66146 | 0.61873 | 0.53981 | 0.44298 | 0.079377 | 0 | 0 | 0 | 0 | 0 | 0 | 0 | 0 | 0 | 0 | 5.939
v5.10_MeasureAssessmentTemplate_Industrial_All | Pipe Insulation - SEG SEL - Insulate Hot Water/Steam Lines | Process | Pipe Insulation | Retrofit | Pipe Insulation | Industrial | Misc. Manufacturing | Interruptible | Transport | Industrial | 0.06392 | 1 | 2.9108 | 1.4738 | -0.44884 | 1.3498 | -0.25662 | 0.39537 | 0.63816 | 0.96117 | 1.366 | 1.8438 | 2.3718 | 2.9109 | 3.4062 | 3.7921 | 4.003 | 3.9887 | 3.731 | 3.2551 | 2.6712 | 0.47866 | 0 | 0 | 0 | 0 | 0 | 0 | 0 | 0 | 0 | 0 | 35.8131
v5.10_MeasureAssessmentTemplate_Industrial_All | Pipe Insulation - SEG SEL - Insulate Hot Water/Steam Lines | Process | Pipe Insulation | Retrofit | Pipe Insulation | Industrial | Other Food | Firm | Sales | Commercial | 0.06392 | 1 | 3.1656 | 2.878 | -0.57431 | 0.49243 | -0.52509 | 0.13848 | 0.22353 | 0.33667 | 0.47846 | 0.64583 | 0.83077 | 1.0196 | 1.1931 | 1.3282 | 1.4021 | 1.3971 | 1.3069 | 1.1402 | 0.93563 | 0.16766 | 0 | 0 | 0 | 0 | 0 | 0 | 0 | 0 | 0 | 0 | 12.5442
v5.10_MeasureAssessmentTemplate_Industrial_All | Pipe Insulation - SEG SEL - Insulate Hot Water/Steam Lines | Process | Pipe Insulation | Retrofit | Pipe Insulation | Industrial | Other Food | Firm | Sales | Industrial | 0.06392 | 1 | 3.1656 | 2.878 | -0.57431 | 0.49243 | -0.52509 | 0.126 | 0.20338 | 0.30633 | 0.43535 | 0.58763 | 0.7559 | 0.92772 | 1.0856 | 1.2085 | 1.2758 | 1.2712 | 1.1891 | 1.0374 | 0.85132 | 0.15255 | 0 | 0 | 0 | 0 | 0 | 0 | 0 | 0 | 0 | 0 | 11.4137
v5.10_MeasureAssessmentTemplate_Industrial_All | Pipe Insulation - SEG SEL - Insulate Hot Water/Steam Lines | Process | Pipe Insulation | Retrofit | Pipe Insulation | Industrial | Other Food | Firm | Transport | Industrial | 0.06392 | 1 | 3.1656 | 1.7054 | -0.57431 | 1.3498 | -0.38209 | 2.566 | 4.1418 | 6.2383 | 8.8657 | 11.9668 | 15.3937 | 18.8926 | 22.1071 | 24.6115 | 25.9802 | 25.8876 | 24.2153 | 21.1265 | 17.3367 | 3.1066 | 0 | 0 | 0 | 0 | 0 | 0 | 0 | 0 | 0 | 0 | 232.4364
v5.10_MeasureAssessmentTemplate_Industrial_All | Pipe Insulation - SEG SEL - Insulate Hot Water/Steam Lines | Process | Pipe Insulation | Retrofit | Pipe Insulation | Industrial | Other Food | Interruptible | Transport | Industrial | 0.06392 | 1 | 2.9108 | 1.4738 | -0.44884 | 1.3498 | -0.25662 | 1.321 | 2.1322 | 3.2114 | 4.564 | 6.1605 | 7.9246 | 9.7258 | 11.3807 | 12.6699 | 13.3745 | 13.3268 | 12.466 | 10.8759 | 8.9249 | 1.5993 | 0 | 0 | 0 | 0 | 0 | 0 | 0 | 0 | 0 | 0 | 119.6576
v5.10_MeasureAssessmentTemplate_Industrial_All | Pipe Insulation - SEG SEL - Insulate Hot Water/Steam Lines | Process | Pipe Insulation | Retrofit | Pipe Insulation | Industrial | Primary Metal Manufacturing | Firm | Sales | Commercial | 0.06392 | 1 | 3.1656 | 2.878 | -0.57431 | 0.49243 | -0.52509 | 0.0076255 | 0.012308 | 0.018538 | 0.026346 | 0.035562 | 0.045746 | 0.056143 | 0.065696 | 0.073138 | 0.077206 | 0.07693 | 0.071961 | 0.062782 | 0.05152 | 0.0092319 | 0 | 0 | 0 | 0 | 0 | 0 | 0 | 0 | 0 | 0 | 0.69073
v5.10_MeasureAssessmentTemplate_Industrial_All | Pipe Insulation - SEG SEL - Insulate Hot Water/Steam Lines | Process | Pipe Insulation | Retrofit | Pipe Insulation | Industrial | Primary Metal Manufacturing | Firm | Sales | Industrial | 0.06392 | 1 | 3.1656 | 2.878 | -0.57431 | 0.49243 | -0.52509 | 0.061195 | 0.098775 | 0.14877 | 0.21143 | 0.28538 | 0.36711 | 0.45055 | 0.52721 | 0.58694 | 0.61958 | 0.61737 | 0.57749 | 0.50383 | 0.41345 | 0.074086 | 0 | 0 | 0 | 0 | 0 | 0 | 0 | 0 | 0 | 0 | 5.5431
v5.10_MeasureAssessmentTemplate_Industrial_All | Pipe Insulation - SEG SEL - Insulate Hot Water/Steam Lines | Process | Pipe Insulation | Retrofit | Pipe Insulation | Industrial | Pulp and Paper Mills | Firm | Sales | Commercial | 0.06392 | 1 | 3.1656 | 2.878 | -0.57431 | 0.49243 | -0.52509 | 0.0017967 | 0.0029 | 0.0043679 | 0.0062076 | 0.0083789 | 0.010778 | 0.013228 | 0.015479 | 0.017232 | 0.018191 | 0.018126 | 0.016955 | 0.014792 | 0.012139 | 0.0021752 | 0 | 0 | 0 | 0 | 0 | 0 | 0 | 0 | 0 | 0 | 0.16275
v5.10_MeasureAssessmentTemplate_Industrial_All | Pipe Insulation - SEG SEL - Insulate Hot Water/Steam Lines | Process | Pipe Insulation | Retrofit | Pipe Insulation | Industrial | Pulp and Paper Mills | Firm | Sales | Industrial | 0.06392 | 1 | 3.1656 | 2.878 | -0.57431 | 0.49243 | -0.52509 | 0.045682 | 0.073736 | 0.11106 | 0.15783 | 0.21304 | 0.27405 | 0.33634 | 0.39356 | 0.43815 | 0.46252 | 0.46087 | 0.43109 | 0.37611 | 0.30864 | 0.055305 | 0 | 0 | 0 | 0 | 0 | 0 | 0 | 0 | 0 | 0 | 4.138
v5.10_MeasureAssessmentTemplate_Industrial_All | Pipe Insulation - SEG SEL - Insulate Hot Water/Steam Lines | Process | Pipe Insulation | Retrofit | Pipe Insulation | Industrial | Wood | Firm | Sales | Commercial | 0.06392 | 1 | 3.1656 | 2.878 | -0.57431 | 0.49243 | -0.52509 | 0.11973 | 0.19326 | 0.29107 | 0.41367 | 0.55836 | 0.71826 | 0.88151 | 1.0315 | 1.1484 | 1.2122 | 1.2079 | 1.1299 | 0.98575 | 0.80892 | 0.14495 | 0 | 0 | 0 | 0 | 0 | 0 | 0 | 0 | 0 | 0 | 10.8453
v5.10_MeasureAssessmentTemplate_Industrial_All | Pipe Insulation - SEG SEL - Insulate Hot Water/Steam Lines | Process | Pipe Insulation | Retrofit | Pipe Insulation | Industrial | Wood | Firm | Sales | Industrial | 0.06392 | 1 | 3.1656 | 2.878 | -0.57431 | 0.49243 | -0.52509 | 0.035032 | 0.056545 | 0.085167 | 0.12104 | 0.16337 | 0.21016 | 0.25793 | 0.30181 | 0.336 | 0.35469 | 0.35342 | 0.33059 | 0.28842 | 0.23669 | 0.042412 | 0 | 0 | 0 | 0 | 0 | 0 | 0 | 0 | 0 | 0 | 3.1733
v5.10_MeasureAssessmentTemplate_Industrial_All | Pipe Insulation - SEG SEL - Insulate Hot Water/Steam Lines | Process | Pipe Insulation | Retrofit | Pipe Insulation | Industrial | Wood | Interruptible | Sales | Industrial | 0.06392 | 1 | 2.9108 | 2.6463 | -0.44884 | 1.3498 | -0.39962 | 0.096341 | 0.1555 | 0.23421 | 0.33286 | 0.44929 | 0.57795 | 0.70931 | 0.83 | 0.92403 | 0.97542 | 0.97194 | 0.90915 | 0.79319 | 0.6509 | 0.11664 | 0 | 0 | 0 | 0 | 0 | 0 | 0 | 0 | 0 | 0 | 8.7267
v5.10_MeasureAssessmentTemplate_Industrial_All | Pipe Insulation - SEG SEL - Insulate Hot Water/Steam Lines | Process | Pipe Insulation | Retrofit | Pipe Insulation | Industrial | Wood | Interruptible | Transport | Industrial | 0.06392 | 1 | 2.9108 | 1.4738 | -0.44884 | 1.3498 | -0.25662 | 0.88156 | 1.4229 | 2.1431 | 3.0458 | 4.1112 | 5.2885 | 6.4905 | 7.5948 | 8.4552 | 8.9254 | 8.8936 | 8.3191 | 7.258 | 5.956 | 1.0673 | 0 | 0 | 0 | 0 | 0 | 0 | 0 | 0 | 0 | 0 | 79.853
v5.10_MeasureAssessmentTemplate_Industrial_All | Process Insulation - SEG SEL - Insulation Installed on Process Equipment | Process | Process Insulation | Retrofit | Process Insulation | Industrial | Cement/Concrete Products | Firm | Sales | Commercial | 0.02265 | 1 | 2.4239 | 2.878 | -0.42363 | 0.64311 | -0.52509 | 0.027083 | 0.043715 | 0.065842 | 0.093572 | 0.1263 | 0.16247 | 0.1994 | 0.23333 | 0.25976 | 0.27421 | 0.27323 | 0.25558 | 0.22298 | 0.18298 | 0.032788 | 0 | 0 | 0 | 0 | 0 | 0 | 0 | 0 | 0 | 0 | 2.4532
v5.10_MeasureAssessmentTemplate_Industrial_All | Process Insulation - SEG SEL - Insulation Installed on Process Equipment | Process | Process Insulation | Retrofit | Process Insulation | Industrial | Cement/Concrete Products | Firm | Sales | Industrial | 0.02265 | 1 | 2.4239 | 2.878 | -0.42363 | 0.64311 | -0.52509 | 0.016685 | 0.026913 | 0.040507 | 0.057528 | 0.077596 | 0.099747 | 0.12233 | 0.14305 | 0.15914 | 0.16788 | 0.16716 | 0.15625 | 0.13623 | 0.11171 | 0.0035726 | 0 | 0 | 0 | 0 | 0 | 0 | 0 | 0 | 0 | 0 | 1.4863
v5.10_MeasureAssessmentTemplate_Industrial_All | Process Insulation - SEG SEL - Insulation Installed on Process Equipment | Process | Process Insulation | Retrofit | Process Insulation | Industrial | Cement/Concrete Products | Interruptible | Transport | Industrial | 0.02265 | 1 | 2.2288 | 1.4738 | -0.29816 | 1.3498 | -0.25662 | 0.43586 | 0.70352 | 1.0596 | 1.5059 | 2.0326 | 2.6147 | 3.209 | 3.755 | 4.1804 | 4.4129 | 4.3971 | 4.1131 | 3.5885 | 2.9447 | 0.52767 | 0 | 0 | 0 | 0 | 0 | 0 | 0 | 0 | 0 | 0 | 39.4806
v5.10_MeasureAssessmentTemplate_Industrial_All | Process Insulation - SEG SEL - Insulation Installed on Process Equipment | Process | Process Insulation | Retrofit | Process Insulation | Industrial | Chemical Manufacturing | Firm | Sales | Commercial | 0.02265 | 1 | 2.4239 | 2.878 | -0.42363 | 0.64311 | -0.52509 | 0.0070845 | 0.011435 | 0.017223 | 0.024477 | 0.033039 | 0.0425 | 0.05216 | 0.061035 | 0.067949 | 0.071728 | 0.071472 | 0.066855 | 0.058328 | 0.047864 | 0.0085769 | 0 | 0 | 0 | 0 | 0 | 0 | 0 | 0 | 0 | 0 | 0.64173
v5.10_MeasureAssessmentTemplate_Industrial_All | Process Insulation - SEG SEL - Insulation Installed on Process Equipment | Process | Process Insulation | Retrofit | Process Insulation | Industrial | Chemical Manufacturing | Firm | Sales | Industrial | 0.02265 | 1 | 2.4239 | 2.878 | -0.42363 | 0.64311 | -0.52509 | 0.031914 | 0.051513 | 0.077587 | 0.11026 | 0.14883 | 0.19145 | 0.23497 | 0.27495 | 0.3061 | 0.32312 | 0.32197 | 0.30117 | 0.26275 | 0.21562 | 0.038637 | 0 | 0 | 0 | 0 | 0 | 0 | 0 | 0 | 0 | 0 | 2.8909
v5.10_MeasureAssessmentTemplate_Industrial_All | Process Insulation - SEG SEL - Insulation Installed on Process Equipment | Process | Process Insulation | Retrofit | Process Insulation | Industrial | Misc. Manufacturing | Firm | Sales | Commercial | 0.02265 | 1 | 2.4239 | 2.878 | -0.42363 | 0.64311 | -0.52509 | 0.16046 | 0.259 | 0.39009 | 0.55439 | 0.7483 | 0.96259 | 1.1814 | 1.3824 | 1.539 | 1.6246 | 1.6188 | 1.5142 | 1.3211 | 1.0841 | 0.19426 | 0 | 0 | 0 | 0 | 0 | 0 | 0 | 0 | 0 | 0 | 14.5347
v5.10_MeasureAssessmentTemplate_Industrial_All | Process Insulation - SEG SEL - Insulation Installed on Process Equipment | Process | Process Insulation | Retrofit | Process Insulation | Industrial | Misc. Manufacturing | Firm | Sales | Industrial | 0.02265 | 1 | 2.4239 | 2.878 | -0.42363 | 0.64311 | -0.52509 | 0.3173 | 0.51216 | 0.77139 | 1.0963 | 1.4797 | 1.9035 | 2.3362 | 2.7336 | 3.0433 | 3.2126 | 3.2011 | 2.9943 | 2.6124 | 2.1438 | 0.38414 | 0 | 0 | 0 | 0 | 0 | 0 | 0 | 0 | 0 | 0 | 28.7418
v5.10_MeasureAssessmentTemplate_Industrial_All | Process Insulation - SEG SEL - Insulation Installed on Process Equipment | Process | Process Insulation | Retrofit | Process Insulation | Industrial | Misc. Manufacturing | Firm | Transport | Industrial | 0.02265 | 1 | 2.4239 | 1.7054 | -0.42363 | 1.3498 | -0.38209 | 0.023234 | 0.037501 | 0.056483 | 0.080272 | 0.10835 | 0.13938 | 0.17106 | 0.20016 | 0.22284 | 0.23523 | 0.23439 | 0.21925 | 0.19129 | 0.15697 | 0.028128 | 0 | 0 | 0 | 0 | 0 | 0 | 0 | 0 | 0 | 0 | 2.1045
v5.10_MeasureAssessmentTemplate_Industrial_All | Process Insulation - SEG SEL - Insulation Installed on Process Equipment | Process | Process Insulation | Retrofit | Process Insulation | Industrial | Misc. Manufacturing | Interruptible | Transport | Industrial | 0.02265 | 1 | 2.2288 | 1.4738 | -0.29816 | 1.3498 | -0.25662 | 0.1401 | 0.22614 | 0.3406 | 0.48405 | 0.65337 | 0.84047 | 1.0315 | 1.207 | 1.3438 | 1.4185 | 1.4134 | 1.3221 | 1.1535 | 0.94656 | 0.16962 | 0 | 0 | 0 | 0 | 0 | 0 | 0 | 0 | 0 | 0 | 12.6907
v5.10_MeasureAssessmentTemplate_Industrial_All | Process Insulation - SEG SEL - Insulation Installed on Process Equipment | Process | Process Insulation | Retrofit | Process Insulation | Industrial | Other Food | Firm | Sales | Commercial | 0.02265 | 1 | 2.4239 | 2.878 | -0.42363 | 0.64311 | -0.52509 | 0.049073 | 0.079209 | 0.1193 | 0.16955 | 0.22885 | 0.29439 | 0.3613 | 0.42278 | 0.47067 | 0.49685 | 0.49508 | 0.46309 | 0.40403 | 0.33155 | 0.059411 | 0 | 0 | 0 | 0 | 0 | 0 | 0 | 0 | 0 | 0 | 4.4451
v5.10_MeasureAssessmentTemplate_Industrial_All | Process Insulation - SEG SEL - Insulation Installed on Process Equipment | Process | Process Insulation | Retrofit | Process Insulation | Industrial | Other Food | Firm | Sales | Industrial | 0.02265 | 1 | 2.4239 | 2.878 | -0.42363 | 0.64311 | -0.52509 | 0.044651 | 0.072071 | 0.10855 | 0.15427 | 0.20823 | 0.26786 | 0.32874 | 0.38468 | 0.42826 | 0.45207 | 0.45046 | 0.42136 | 0.36762 | 0.30167 | 0.054057 | 0 | 0 | 0 | 0 | 0 | 0 | 0 | 0 | 0 | 0 | 4.0446
v5.10_MeasureAssessmentTemplate_Industrial_All | Process Insulation - SEG SEL - Insulation Installed on Process Equipment | Process | Process Insulation | Retrofit | Process Insulation | Industrial | Other Food | Firm | Transport | Industrial | 0.02265 | 1 | 2.4239 | 1.7054 | -0.42363 | 1.3498 | -0.38209 | 0.9093 | 1.4677 | 2.2106 | 3.1416 | 4.2405 | 5.4549 | 6.6947 | 7.8338 | 8.7213 | 9.2063 | 9.1735 | 8.5809 | 7.4864 | 6.1434 | 1.1008 | 0 | 0 | 0 | 0 | 0 | 0 | 0 | 0 | 0 | 0 | 82.3658
v5.10_MeasureAssessmentTemplate_Industrial_All | Process Insulation - SEG SEL - Insulation Installed on Process Equipment | Process | Process Insulation | Retrofit | Process Insulation | Industrial | Other Food | Interruptible | Transport | Industrial | 0.02265 | 1 | 2.2288 | 1.4738 | -0.29816 | 1.3498 | -0.25662 | 0.4681 | 0.75557 | 1.138 | 1.6173 | 2.183 | 2.8082 | 3.4464 | 4.0328 | 4.4897 | 4.7394 | 4.7225 | 4.4174 | 3.854 | 3.1626 | 0.56671 | 0 | 0 | 0 | 0 | 0 | 0 | 0 | 0 | 0 | 0 | 42.4017
v5.10_MeasureAssessmentTemplate_Industrial_All | Process Insulation - SEG SEL - Insulation Installed on Process Equipment | Process | Process Insulation | Retrofit | Process Insulation | Industrial | Primary Metal Manufacturing | Firm | Sales | Commercial | 0.02265 | 1 | 2.4239 | 2.878 | -0.42363 | 0.64311 | -0.52509 | 0.0027022 | 0.0043616 | 0.0065692 | 0.009336 | 0.012602 | 0.01621 | 0.019895 | 0.02328 | 0.025917 | 0.027358 | 0.027261 | 0.0255 | 0.022247 | 0.018256 | 0.0032714 | 0 | 0 | 0 | 0 | 0 | 0 | 0 | 0 | 0 | 0 | 0.24477
v5.10_MeasureAssessmentTemplate_Industrial_All | Process Insulation - SEG SEL - Insulation Installed on Process Equipment | Process | Process Insulation | Retrofit | Process Insulation | Industrial | Primary Metal Manufacturing | Firm | Sales | Industrial | 0.02265 | 1 | 2.4239 | 2.878 | -0.42363 | 0.64311 | -0.52509 | 0.021685 | 0.035002 | 0.052718 | 0.074921 | 0.10113 | 0.13009 | 0.15966 | 0.18682 | 0.20799 | 0.21955 | 0.21877 | 0.20464 | 0.17853 | 0.14651 | 0.026253 | 0 | 0 | 0 | 0 | 0 | 0 | 0 | 0 | 0 | 0 | 1.9643
v5.10_MeasureAssessmentTemplate_Industrial_All | Process Insulation - SEG SEL - Insulation Installed on Process Equipment | Process | Process Insulation | Retrofit | Process Insulation | Industrial | Pulp and Paper Mills | Firm | Sales | Commercial | 0.02265 | 1 | 2.4239 | 2.878 | -0.42363 | 0.64311 | -0.52509 | 0.00063667 | 0.0010276 | 0.0015478 | 0.0021997 | 0.0029691 | 0.0038194 | 0.0046875 | 0.0054851 | 0.0061065 | 0.0064461 | 0.0064231 | 0.0060082 | 0.0052418 | 0.0043015 | 0.00077079 | 0 | 0 | 0 | 0 | 0 | 0 | 0 | 0 | 0 | 0 | 0.057671
v5.10_MeasureAssessmentTemplate_Industrial_All | Process Insulation - SEG SEL - Insulation Installed on Process Equipment | Process | Process Insulation | Retrofit | Process Insulation | Industrial | Pulp and Paper Mills | Firm | Sales | Industrial | 0.02265 | 1 | 2.4239 | 2.878 | -0.42363 | 0.64311 | -0.52509 | 0.016188 | 0.026129 | 0.039354 | 0.055929 | 0.075492 | 0.097111 | 0.11918 | 0.13946 | 0.15526 | 0.1639 | 0.16331 | 0.15276 | 0.13328 | 0.10937 | 0.019598 | 0 | 0 | 0 | 0 | 0 | 0 | 0 | 0 | 0 | 0 | 1.4663
v5.10_MeasureAssessmentTemplate_Industrial_All | Process Insulation - SEG SEL - Insulation Installed on Process Equipment | Process | Process Insulation | Retrofit | Process Insulation | Industrial | Semiconductor Manufacturing | Firm | Sales | Commercial | 0.02265 | 1 | 2.4239 | 2.878 | -0.42363 | 0.64311 | -0.52509 | 0.11476 | 0.18524 | 0.279 | 0.3965 | 0.53519 | 0.68845 | 0.84494 | 0.9887 | 1.1007 | 1.1619 | 1.1578 | 1.083 | 0.94485 | 0.77535 | 0.13894 | 0 | 0 | 0 | 0 | 0 | 0 | 0 | 0 | 0 | 0 | 10.3953
v5.10_MeasureAssessmentTemplate_Industrial_All | Process Insulation - SEG SEL - Insulation Installed on Process Equipment | Process | Process Insulation | Retrofit | Process Insulation | Industrial | Semiconductor Manufacturing | Firm | Sales | Industrial | 0.02265 | 1 | 2.4239 | 2.878 | -0.42363 | 0.64311 | -0.52509 | 0.10596 | 0.17103 | 0.2576 | 0.36609 | 0.49414 | 0.63565 | 0.78013 | 0.91287 | 1.0163 | 1.0728 | 1.069 | 0.99992 | 0.87238 | 0.71588 | 0.12828 | 0 | 0 | 0 | 0 | 0 | 0 | 0 | 0 | 0 | 0 | 9.598
v5.10_MeasureAssessmentTemplate_Industrial_All | Process Insulation - SEG SEL - Insulation Installed on Process Equipment | Process | Process Insulation | Retrofit | Process Insulation | Industrial | Semiconductor Manufacturing | Firm | Transport | Industrial | 0.02265 | 1 | 2.4239 | 1.7054 | -0.42363 | 1.3498 | -0.38209 | 0.39117 | 0.63139 | 0.95097 | 1.3515 | 1.8242 | 2.3466 | 2.88 | 3.37 | 3.7518 | 3.9605 | 3.9463 | 3.6914 | 3.2206 | 2.6428 | 0.47357 | 0 | 0 | 0 | 0 | 0 | 0 | 0 | 0 | 0 | 0 | 35.433
v5.10_MeasureAssessmentTemplate_Industrial_All | Process Insulation - SEG SEL - Insulation Installed on Process Equipment | Process | Process Insulation | Retrofit | Process Insulation | Industrial | Semiconductor Manufacturing | Interruptible | Transport | Industrial | 0.02265 | 1 | 2.2288 | 1.4738 | -0.29816 | 1.3498 | -0.25662 | 0.58741 | 0.94814 | 1.4281 | 2.0295 | 2.7394 | 3.5239 | 4.3249 | 5.0607 | 5.634 | 5.9473 | 5.9261 | 5.5433 | 4.8363 | 3.9687 | 0.71116 | 0 | 0 | 0 | 0 | 0 | 0 | 0 | 0 | 0 | 0 | 53.209
v5.10_MeasureAssessmentTemplate_Industrial_All | Process Insulation - SEG SEL - Insulation Installed on Process Equipment | Process | Process Insulation | Retrofit | Process Insulation | Industrial | Wood | Firm | Sales | Commercial | 0.02265 | 1 | 2.4239 | 2.878 | -0.42363 | 0.64311 | -0.52509 | 0.042427 | 0.068482 | 0.10314 | 0.14659 | 0.19786 | 0.25452 | 0.31237 | 0.36552 | 0.40693 | 0.42956 | 0.42803 | 0.40038 | 0.34931 | 0.28665 | 0.051365 | 0 | 0 | 0 | 0 | 0 | 0 | 0 | 0 | 0 | 0 | 3.8431
v5.10_MeasureAssessmentTemplate_Industrial_All | Process Insulation - SEG SEL - Insulation Installed on Process Equipment | Process | Process Insulation | Retrofit | Process Insulation | Industrial | Wood | Firm | Sales | Industrial | 0.02265 | 1 | 2.4239 | 2.878 | -0.42363 | 0.64311 | -0.52509 | 0.012414 | 0.020037 | 0.030179 | 0.04289 | 0.057893 | 0.074471 | 0.091398 | 0.10695 | 0.11907 | 0.12569 | 0.12524 | 0.11715 | 0.10221 | 0.083871 | 0.015029 | 0 | 0 | 0 | 0 | 0 | 0 | 0 | 0 | 0 | 0 | 1.1245
v5.10_MeasureAssessmentTemplate_Industrial_All | Process Insulation - SEG SEL - Insulation Installed on Process Equipment | Process | Process Insulation | Retrofit | Process Insulation | Industrial | Wood | Interruptible | Sales | Industrial | 0.02265 | 1 | 2.2288 | 2.6463 | -0.29816 | 1.3498 | -0.39962 | 0.034139 | 0.055104 | 0.082996 | 0.11795 | 0.15921 | 0.2048 | 0.25135 | 0.29412 | 0.32744 | 0.34565 | 0.34441 | 0.32217 | 0.28107 | 0.23065 | 0.041331 | 0 | 0 | 0 | 0 | 0 | 0 | 0 | 0 | 0 | 0 | 3.0924
v5.10_MeasureAssessmentTemplate_Industrial_All | Process Insulation - SEG SEL - Insulation Installed on Process Equipment | Process | Process Insulation | Retrofit | Process Insulation | Industrial | Wood | Interruptible | Transport | Industrial | 0.02265 | 1 | 2.2288 | 1.4738 | -0.29816 | 1.3498 | -0.25662 | 0.31239 | 0.50422 | 0.75944 | 1.0793 | 1.4568 | 1.874 | 2.3 | 2.6913 | 2.9962 | 3.1628 | 3.1515 | 2.9479 | 2.5719 | 2.1106 | 0.37819 | 0 | 0 | 0 | 0 | 0 | 0 | 0 | 0 | 0 | 0 | 28.2966
v5.10_MeasureAssessmentTemplate_Industrial_All | Radiant Heating - SEG SEL - Efficient Gas Radiant Heating | HVAC | Radiant Heating | NR | Radiant Heating | Industrial | Cement/Concrete Products | Firm | Sales | Commercial | 0.08328 | 1 | 3.5355 | 5.3472 | -1.585 | 0.81922 | -1.8626 | 0.033123 | 0.061845 | 0.10501 | 0.16623 | 0.24867 | 0.35446 | 0.4839 | 0.63484 | 0.80214 | 0.97773 | 1.1513 | 1.3119 | 1.4495 | 1.5578 | 1.6343 | 1.6861 | 1.708 | 1.7225 | 1.716 | 1.7028 | 1.6897 | 1.6767 | 1.6637 | 1.6509 | 1.6382 | 27.8273
v5.10_MeasureAssessmentTemplate_Industrial_All | Radiant Heating - SEG SEL - Efficient Gas Radiant Heating | HVAC | Radiant Heating | NR | Radiant Heating | Industrial | Cement/Concrete Products | Firm | Sales | Industrial | 0.08328 | 1 | 3.5355 | 5.3472 | -1.585 | 0.81922 | -1.8626 | 0.020406 | 0.038075 | 0.064607 | 0.1022 | 0.15278 | 0.21761 | 0.29688 | 0.38921 | 0.49143 | 0.59859 | 0.70437 | 0.80203 | 0.8856 | 0.95105 | 0.99709 | 1.028 | 1.0406 | 1.0487 | 1.044 | 1.0353 | 1.0266 | 1.0179 | 1.0094 | 1.0009 | 0.9925 | 16.9557
v5.10_MeasureAssessmentTemplate_Industrial_All | Radiant Heating - SEG SEL - Efficient Gas Radiant Heating | HVAC | Radiant Heating | NR | Radiant Heating | Industrial | Cement/Concrete Products | Interruptible | Transport | Industrial | 0.08328 | 1 | 1.7497 | 1.4738 | -0.12205 | 1.3498 | -0.25662 | 0.53305 | 0.99529 | 1.69 | 2.6752 | 4.002 | 5.7044 | 7.7876 | 10.2167 | 12.9091 | 15.7348 | 18.5283 | 21.112 | 23.328 | 25.0695 | 26.3014 | 27.1347 | 27.4865 | 27.7199 | 27.6167 | 27.4038 | 27.1926 | 26.9829 | 26.7749 | 26.5685 | 26.3637 | 447.8315
v5.10_MeasureAssessmentTemplate_Industrial_All | Radiant Heating - SEG SEL - Efficient Gas Radiant Heating | HVAC | Radiant Heating | NR | Radiant Heating | Industrial | Chemical Manufacturing | Firm | Sales | Commercial | 0.08328 | 1 | 3.5355 | 5.3472 | -1.585 | 0.81922 | -1.8626 | 0.0086643 | 0.016178 | 0.02747 | 0.043483 | 0.065049 | 0.09272 | 0.12658 | 0.16606 | 0.20983 | 0.25576 | 0.30116 | 0.34316 | 0.37918 | 0.40749 | 0.42751 | 0.44105 | 0.44677 | 0.45056 | 0.44889 | 0.44543 | 0.44199 | 0.43859 | 0.4352 | 0.43185 | 0.42852 | 7.2791
v5.10_MeasureAssessmentTemplate_Industrial_All | Radiant Heating - SEG SEL - Efficient Gas Radiant Heating | HVAC | Radiant Heating | NR | Radiant Heating | Industrial | Chemical Manufacturing | Firm | Sales | Industrial | 0.08328 | 1 | 3.5355 | 5.3472 | -1.585 | 0.81922 | -1.8626 | 0.039031 | 0.072877 | 0.12375 | 0.19588 | 0.29303 | 0.41769 | 0.57022 | 0.74809 | 0.94523 | 1.1521 | 1.3567 | 1.5459 | 1.7081 | 1.8356 | 1.9258 | 1.9869 | 2.0126 | 2.0297 | 2.0222 | 2.0066 | 1.9911 | 1.9757 | 1.9605 | 1.9454 | 1.9304 | 32.7912
v5.10_MeasureAssessmentTemplate_Industrial_All | Radiant Heating - SEG SEL - Efficient Gas Radiant Heating | HVAC | Radiant Heating | NR | Radiant Heating | Industrial | Misc. Manufacturing | Firm | Sales | Commercial | 0.08328 | 1 | 3.5355 | 5.3472 | -1.585 | 0.81922 | -1.8626 | 0.19624 | 0.36641 | 0.62217 | 0.98487 | 1.4733 | 2.1 | 2.867 | 3.7612 | 4.7524 | 5.7927 | 6.8211 | 7.7723 | 8.5881 | 9.2293 | 9.6828 | 9.9895 | 10.119 | 10.205 | 10.167 | 10.0886 | 10.0108 | 9.9337 | 9.8571 | 9.7811 | 9.7057 | 164.8675
v5.10_MeasureAssessmentTemplate_Industrial_All | Radiant Heating - SEG SEL - Efficient Gas Radiant Heating | HVAC | Radiant Heating | NR | Radiant Heating | Industrial | Misc. Manufacturing | Firm | Sales | Industrial | 0.08328 | 1 | 3.5355 | 5.3472 | -1.585 | 0.81922 | -1.8626 | 0.38806 | 0.72457 | 1.2303 | 1.9475 | 2.9134 | 4.1528 | 5.6694 | 7.4377 | 9.3978 | 11.4549 | 13.4885 | 15.3695 | 16.9827 | 18.2506 | 19.1473 | 19.754 | 20.0101 | 20.18 | 20.1049 | 19.9499 | 19.7961 | 19.6435 | 19.4921 | 19.3418 | 19.1927 | 326.0201
v5.10_MeasureAssessmentTemplate_Industrial_All | Radiant Heating - SEG SEL - Efficient Gas Radiant Heating | HVAC | Radiant Heating | NR | Radiant Heating | Industrial | Misc. Manufacturing | Firm | Transport | Industrial | 0.08328 | 1 | 3.5355 | 4.1746 | -1.585 | 1.3498 | -1.7196 | 0.028415 | 0.053055 | 0.090088 | 0.1426 | 0.21333 | 0.30408 | 0.41512 | 0.54461 | 0.68813 | 0.83876 | 0.98767 | 1.1254 | 1.2435 | 1.3364 | 1.402 | 1.4464 | 1.4652 | 1.4776 | 1.4721 | 1.4608 | 1.4495 | 1.4383 | 1.4273 | 1.4163 | 1.4053 | 23.872
v5.10_MeasureAssessmentTemplate_Industrial_All | Radiant Heating - SEG SEL - Efficient Gas Radiant Heating | HVAC | Radiant Heating | NR | Radiant Heating | Industrial | Misc. Manufacturing | Interruptible | Transport | Industrial | 0.08328 | 1 | 1.7497 | 1.4738 | -0.12205 | 1.3498 | -0.25662 | 0.17134 | 0.31993 | 0.54324 | 0.85992 | 1.2864 | 1.8336 | 2.5033 | 3.2841 | 4.1495 | 5.0578 | 5.9557 | 6.7862 | 7.4985 | 8.0584 | 8.4543 | 8.7222 | 8.8353 | 8.9103 | 8.8771 | 8.8087 | 8.7408 | 8.6734 | 8.6065 | 8.5402 | 8.4744 | 143.9511
v5.10_MeasureAssessmentTemplate_Industrial_All | Radiant Heating - SEG SEL - Efficient Gas Radiant Heating | HVAC | Radiant Heating | NR | Radiant Heating | Industrial | Other Food | Firm | Sales | Commercial | 0.08328 | 1 | 3.5355 | 5.3472 | -1.585 | 0.81922 | -1.8626 | 0.060016 | 0.11206 | 0.19028 | 0.3012 | 0.45058 | 0.64226 | 0.87681 | 1.1503 | 1.4534 | 1.7716 | 2.0861 | 2.377 | 2.6265 | 2.8226 | 2.9613 | 3.0551 | 3.0947 | 3.121 | 3.1094 | 3.0854 | 3.0616 | 3.038 | 3.0146 | 2.9914 | 2.9683 | 50.4214
v5.10_MeasureAssessmentTemplate_Industrial_All | Radiant Heating - SEG SEL - Efficient Gas Radiant Heating | HVAC | Radiant Heating | NR | Radiant Heating | Industrial | Other Food | Firm | Sales | Industrial | 0.08328 | 1 | 3.5355 | 5.3472 | -1.585 | 0.81922 | -1.8626 | 0.054608 | 0.10196 | 0.17313 | 0.27406 | 0.40998 | 0.58438 | 0.79779 | 1.0466 | 1.3225 | 1.6119 | 1.8981 | 2.1628 | 2.3898 | 2.5682 | 2.6944 | 2.7798 | 2.8158 | 2.8397 | 2.8292 | 2.8074 | 2.7857 | 2.7642 | 2.7429 | 2.7218 | 2.7008 | 45.8776
v5.10_MeasureAssessmentTemplate_Industrial_All | Radiant Heating - SEG SEL - Efficient Gas Radiant Heating | HVAC | Radiant Heating | NR | Radiant Heating | Industrial | Other Food | Firm | Transport | Industrial | 0.08328 | 1 | 3.5355 | 4.1746 | -1.585 | 1.3498 | -1.7196 | 1.1121 | 2.0764 | 3.5258 | 5.5811 | 8.3491 | 11.9007 | 16.2468 | 21.3144 | 26.9313 | 32.8264 | 38.6543 | 44.0445 | 48.6676 | 52.3009 | 54.8708 | 56.6093 | 57.3432 | 57.8301 | 57.6148 | 57.1707 | 56.73 | 56.2927 | 55.8587 | 55.4281 | 55.0009 | 934.2806
v5.10_MeasureAssessmentTemplate_Industrial_All | Radiant Heating - SEG SEL - Efficient Gas Radiant Heating | HVAC | Radiant Heating | NR | Radiant Heating | Industrial | Other Food | Interruptible | Transport | Industrial | 0.08328 | 1 | 1.7497 | 1.4738 | -0.12205 | 1.3498 | -0.25662 | 0.57249 | 1.0689 | 1.8151 | 2.8731 | 4.2981 | 6.1264 | 8.3638 | 10.9726 | 13.8642 | 16.899 | 19.8991 | 22.674 | 25.0539 | 26.9244 | 28.2473 | 29.1423 | 29.5201 | 29.7708 | 29.6599 | 29.4313 | 29.2044 | 28.9793 | 28.7559 | 28.5343 | 28.3143 | 480.9651
v5.10_MeasureAssessmentTemplate_Industrial_All | Radiant Heating - SEG SEL - Efficient Gas Radiant Heating | HVAC | Radiant Heating | NR | Radiant Heating | Industrial | Primary Metal Manufacturing | Firm | Sales | Commercial | 0.08328 | 1 | 3.5355 | 5.3472 | -1.585 | 0.81922 | -1.8626 | 0.0033047 | 0.0061705 | 0.010478 | 0.016585 | 0.024811 | 0.035365 | 0.048281 | 0.06334 | 0.080032 | 0.097551 | 0.11487 | 0.13089 | 0.14463 | 0.15542 | 0.16306 | 0.16823 | 0.17041 | 0.17185 | 0.17121 | 0.16989 | 0.16859 | 0.16729 | 0.166 | 0.16472 | 0.16345 | 2.7764
v5.10_MeasureAssessmentTemplate_Industrial_All | Radiant Heating - SEG SEL - Efficient Gas Radiant Heating | HVAC | Radiant Heating | NR | Radiant Heating | Industrial | Primary Metal Manufacturing | Firm | Sales | Industrial | 0.08328 | 1 | 3.5355 | 5.3472 | -1.585 | 0.81922 | -1.8626 | 0.026521 | 0.049518 | 0.084082 | 0.1331 | 0.19911 | 0.28381 | 0.38745 | 0.50831 | 0.64226 | 0.78284 | 0.92183 | 1.0504 | 1.1606 | 1.2473 | 1.3086 | 1.35 | 1.3675 | 1.3791 | 1.374 | 1.3634 | 1.3529 | 1.3425 | 1.3321 | 1.3218 | 1.3117 | 22.2807
v5.10_MeasureAssessmentTemplate_Industrial_All | Radiant Heating - SEG SEL - Efficient Gas Radiant Heating | HVAC | Radiant Heating | NR | Radiant Heating | Industrial | Pulp and Paper Mills | Firm | Sales | Commercial | 0.08328 | 1 | 3.5355 | 5.3472 | -1.585 | 0.81922 | -1.8626 | 0.00077865 | 0.0014539 | 0.0024687 | 0.0039078 | 0.0058458 | 0.0083326 | 0.011376 | 0.014924 | 0.018857 | 0.022984 | 0.027065 | 0.030839 | 0.034076 | 0.03662 | 0.038419 | 0.039637 | 0.04015 | 0.040491 | 0.040341 | 0.04003 | 0.039721 | 0.039415 | 0.039111 | 0.03881 | 0.03851 | 0.65416
v5.10_MeasureAssessmentTemplate_Industrial_All | Radiant Heating - SEG SEL - Efficient Gas Radiant Heating | HVAC | Radiant Heating | NR | Radiant Heating | Industrial | Pulp and Paper Mills | Firm | Sales | Industrial | 0.08328 | 1 | 3.5355 | 5.3472 | -1.585 | 0.81922 | -1.8626 | 0.019798 | 0.036965 | 0.062768 | 0.099358 | 0.14863 | 0.21186 | 0.28923 | 0.37945 | 0.47945 | 0.5844 | 0.68815 | 0.78411 | 0.86641 | 0.93109 | 0.97684 | 1.0078 | 1.0209 | 1.0295 | 1.0257 | 1.0178 | 1.0099 | 1.0022 | 0.99443 | 0.98676 | 0.97916 | 16.6326
v5.10_MeasureAssessmentTemplate_Industrial_All | Radiant Heating - SEG SEL - Efficient Gas Radiant Heating | HVAC | Radiant Heating | NR | Radiant Heating | Industrial | Semiconductor Manufacturing | Firm | Sales | Commercial | 0.08328 | 1 | 3.5355 | 5.3472 | -1.585 | 0.81922 | -1.8626 | 0.14035 | 0.26206 | 0.44498 | 0.70439 | 1.0537 | 1.502 | 2.0505 | 2.6901 | 3.399 | 4.143 | 4.8785 | 5.5588 | 6.1423 | 6.6008 | 6.9252 | 7.1446 | 7.2372 | 7.2987 | 7.2715 | 7.2154 | 7.1598 | 7.1046 | 7.0499 | 6.9955 | 6.9416 | 117.9145
v5.10_MeasureAssessmentTemplate_Industrial_All | Radiant Heating - SEG SEL - Efficient Gas Radiant Heating | HVAC | Radiant Heating | NR | Radiant Heating | Industrial | Semiconductor Manufacturing | Firm | Sales | Industrial | 0.08328 | 1 | 3.5355 | 5.3472 | -1.585 | 0.81922 | -1.8626 | 0.12959 | 0.24196 | 0.41085 | 0.65036 | 0.97291 | 1.3868 | 1.8932 | 2.4837 | 3.1383 | 3.8252 | 4.5043 | 5.1324 | 5.6712 | 6.0946 | 6.394 | 6.5966 | 6.6821 | 6.7389 | 6.7138 | 6.662 | 6.6107 | 6.5597 | 6.5091 | 6.459 | 6.4092 | 108.8704
v5.10_MeasureAssessmentTemplate_Industrial_All | Radiant Heating - SEG SEL - Efficient Gas Radiant Heating | HVAC | Radiant Heating | NR | Radiant Heating | Industrial | Semiconductor Manufacturing | Firm | Transport | Industrial | 0.08328 | 1 | 3.5355 | 4.1746 | -1.585 | 1.3498 | -1.7196 | 0.4784 | 0.89325 | 1.5167 | 2.4009 | 3.5917 | 5.1195 | 6.9892 | 9.1693 | 11.5856 | 14.1216 | 16.6287 | 18.9475 | 20.9363 | 22.4993 | 23.6049 | 24.3528 | 24.6685 | 24.878 | 24.7853 | 24.5943 | 24.4047 | 24.2166 | 24.0299 | 23.8447 | 23.6608 | 401.9185
v5.10_MeasureAssessmentTemplate_Industrial_All | Radiant Heating - SEG SEL - Efficient Gas Radiant Heating | HVAC | Radiant Heating | NR | Radiant Heating | Industrial | Semiconductor Manufacturing | Interruptible | Transport | Industrial | 0.08328 | 1 | 1.7497 | 1.4738 | -0.12205 | 1.3498 | -0.25662 | 0.7184 | 1.3414 | 2.2777 | 3.6054 | 5.3936 | 7.6879 | 10.4955 | 13.7693 | 17.3979 | 21.2062 | 24.971 | 28.4531 | 31.4396 | 33.7868 | 35.447 | 36.5701 | 37.0442 | 37.3588 | 37.2196 | 36.9327 | 36.648 | 36.3655 | 36.0852 | 35.807 | 35.531 | 603.553
v5.10_MeasureAssessmentTemplate_Industrial_All | Radiant Heating - SEG SEL - Efficient Gas Radiant Heating | HVAC | Radiant Heating | NR | Radiant Heating | Industrial | Wood | Firm | Sales | Commercial | 0.08328 | 1 | 3.5355 | 5.3472 | -1.585 | 0.81922 | -1.8626 | 0.051888 | 0.096884 | 0.16451 | 0.26041 | 0.38956 | 0.55528 | 0.75806 | 0.99452 | 1.2566 | 1.5317 | 1.8036 | 2.0551 | 2.2708 | 2.4403 | 2.5602 | 2.6413 | 2.6756 | 2.6983 | 2.6883 | 2.6675 | 2.647 | 2.6266 | 2.6063 | 2.5862 | 2.5663 | 43.5929
v5.10_MeasureAssessmentTemplate_Industrial_All | Radiant Heating - SEG SEL - Efficient Gas Radiant Heating | HVAC | Radiant Heating | NR | Radiant Heating | Industrial | Wood | Firm | Sales | Industrial | 0.08328 | 1 | 3.5355 | 5.3472 | -1.585 | 0.81922 | -1.8626 | 0.015182 | 0.028348 | 0.048135 | 0.076195 | 0.11398 | 0.16247 | 0.2218 | 0.29099 | 0.36767 | 0.44815 | 0.52772 | 0.60131 | 0.66442 | 0.71403 | 0.74911 | 0.77284 | 0.78286 | 0.78951 | 0.78657 | 0.78051 | 0.77449 | 0.76852 | 0.7626 | 0.75672 | 0.75089 | 12.755
v5.10_MeasureAssessmentTemplate_Industrial_All | Radiant Heating - SEG SEL - Efficient Gas Radiant Heating | HVAC | Radiant Heating | NR | Radiant Heating | Industrial | Wood | Interruptible | Sales | Industrial | 0.08328 | 1 | 1.7497 | 2.6463 | -0.12205 | 1.3498 | -0.39962 | 0.041752 | 0.077958 | 0.13237 | 0.20954 | 0.31346 | 0.44681 | 0.60998 | 0.80024 | 1.0111 | 1.2325 | 1.4513 | 1.6536 | 1.8272 | 1.9636 | 2.0601 | 2.1254 | 2.1529 | 2.1712 | 2.1631 | 2.1465 | 2.1299 | 2.1135 | 2.0972 | 2.081 | 2.065 | 35.0772
v5.10_MeasureAssessmentTemplate_Industrial_All | Radiant Heating - SEG SEL - Efficient Gas Radiant Heating | HVAC | Radiant Heating | NR | Radiant Heating | Industrial | Wood | Interruptible | Transport | Industrial | 0.08328 | 1 | 1.7497 | 1.4738 | -0.12205 | 1.3498 | -0.25662 | 0.38205 | 0.71334 | 1.2113 | 1.9174 | 2.8683 | 4.0884 | 5.5815 | 7.3225 | 9.2522 | 11.2774 | 13.2796 | 15.1314 | 16.7196 | 17.9679 | 18.8507 | 19.448 | 19.7001 | 19.8674 | 19.7934 | 19.6409 | 19.4895 | 19.3392 | 19.1901 | 19.0422 | 18.8954 | 320.9699
v5.10_MeasureAssessmentTemplate_Industrial_All | SEM - SEG SEL - Strategic Energy Management Savings | Whole Building | SEM | Retrofit | SEM | Industrial | Cement/Concrete Products | Firm | Sales | Commercial | 0.030102 | 1 | 3.1961 | 2.878 | -0.579 | 0.48774 | -0.52509 | 0.017816 | 0.028757 | 0.043313 | 0.061555 | 0.083087 | 0.10688 | 0.13117 | 0.15349 | 0.17088 | 0.18038 | 0.17974 | 0.16813 | 0.14668 | 0.12037 | 0.021569 | 0 | 0 | 0 | 0 | 0 | 0 | 0 | 0 | 0 | 0 | 1.6138
v5.10_MeasureAssessmentTemplate_Industrial_All | SEM - SEG SEL - Strategic Energy Management Savings | Whole Building | SEM | Retrofit | SEM | Industrial | Cement/Concrete Products | Firm | Sales | Industrial | 0.030102 | 1 | 3.1961 | 2.878 | -0.579 | 0.48774 | -0.52509 | 0.010976 | 0.017704 | 0.026647 | 0.037844 | 0.051046 | 0.065618 | 0.080476 | 0.094103 | 0.10469 | 0.11044 | 0.10996 | 0.10279 | 0.089616 | 0.073489 | 0.0023502 | 0 | 0 | 0 | 0 | 0 | 0 | 0 | 0 | 0 | 0 | 0.97775
v5.10_MeasureAssessmentTemplate_Industrial_All | SEM - SEG SEL - Strategic Energy Management Savings | Whole Building | SEM | Retrofit | SEM | Industrial | Cement/Concrete Products | Interruptible | Transport | Industrial | 0.030102 | 1 | 2.9388 | 1.4738 | -0.45353 | 1.3498 | -0.25662 | 0.28672 | 0.4628 | 0.69705 | 0.99063 | 1.3371 | 1.72 | 2.111 | 2.4702 | 2.75 | 2.903 | 2.8926 | 2.7057 | 2.3606 | 1.9372 | 0.34712 | 0 | 0 | 0 | 0 | 0 | 0 | 0 | 0 | 0 | 0 | 25.9718
v5.10_MeasureAssessmentTemplate_Industrial_All | SEM - SEG SEL - Strategic Energy Management Savings | Whole Building | SEM | Retrofit | SEM | Industrial | Chemical Manufacturing | Firm | Sales | Commercial | 0.030102 | 1 | 3.1961 | 2.878 | -0.579 | 0.48774 | -0.52509 | 0.0046604 | 0.0075224 | 0.01133 | 0.016102 | 0.021734 | 0.027958 | 0.034313 | 0.040151 | 0.044699 | 0.047185 | 0.047017 | 0.04398 | 0.03837 | 0.031487 | 0.0056422 | 0 | 0 | 0 | 0 | 0 | 0 | 0 | 0 | 0 | 0 | 0.42215
v5.10_MeasureAssessmentTemplate_Industrial_All | SEM - SEG SEL - Strategic Energy Management Savings | Whole Building | SEM | Retrofit | SEM | Industrial | Chemical Manufacturing | Firm | Sales | Industrial | 0.030102 | 1 | 3.1961 | 2.878 | -0.579 | 0.48774 | -0.52509 | 0.020994 | 0.033887 | 0.051039 | 0.072536 | 0.097908 | 0.12595 | 0.15457 | 0.18087 | 0.20136 | 0.21256 | 0.2118 | 0.19812 | 0.17285 | 0.14184 | 0.025417 | 0 | 0 | 0 | 0 | 0 | 0 | 0 | 0 | 0 | 0 | 1.9017
v5.10_MeasureAssessmentTemplate_Industrial_All | SEM - SEG SEL - Strategic Energy Management Savings | Whole Building | SEM | Retrofit | SEM | Industrial | Misc. Manufacturing | Firm | Sales | Commercial | 0.030102 | 1 | 3.1961 | 2.878 | -0.579 | 0.48774 | -0.52509 | 0.10556 | 0.17038 | 0.25662 | 0.3647 | 0.49226 | 0.63323 | 0.77716 | 0.90939 | 1.0124 | 1.0687 | 1.0649 | 0.99611 | 0.86905 | 0.71316 | 0.12779 | 0 | 0 | 0 | 0 | 0 | 0 | 0 | 0 | 0 | 0 | 9.5614
v5.10_MeasureAssessmentTemplate_Industrial_All | SEM - SEG SEL - Strategic Energy Management Savings | Whole Building | SEM | Retrofit | SEM | Industrial | Misc. Manufacturing | Firm | Sales | Industrial | 0.030102 | 1 | 3.1961 | 2.878 | -0.579 | 0.48774 | -0.52509 | 0.20873 | 0.33692 | 0.50745 | 0.72117 | 0.97343 | 1.2522 | 1.5368 | 1.7983 | 2.002 | 2.1133 | 2.1058 | 1.9698 | 1.7185 | 1.4102 | 0.2527 | 0 | 0 | 0 | 0 | 0 | 0 | 0 | 0 | 0 | 0 | 18.9074
v5.10_MeasureAssessmentTemplate_Industrial_All | SEM - SEG SEL - Strategic Energy Management Savings | Whole Building | SEM | Retrofit | SEM | Industrial | Misc. Manufacturing | Firm | Transport | Industrial | 0.030102 | 1 | 3.1961 | 1.7054 | -0.579 | 1.3498 | -0.38209 | 0.015284 | 0.02467 | 0.037157 | 0.052806 | 0.071277 | 0.091689 | 0.11253 | 0.13168 | 0.14659 | 0.15474 | 0.15419 | 0.14423 | 0.12583 | 0.10326 | 0.018504 | 0 | 0 | 0 | 0 | 0 | 0 | 0 | 0 | 0 | 0 | 1.3844
v5.10_MeasureAssessmentTemplate_Industrial_All | SEM - SEG SEL - Strategic Energy Management Savings | Whole Building | SEM | Retrofit | SEM | Industrial | Misc. Manufacturing | Interruptible | Transport | Industrial | 0.030102 | 1 | 2.9388 | 1.4738 | -0.45353 | 1.3498 | -0.25662 | 0.092164 | 0.14876 | 0.22406 | 0.31843 | 0.42981 | 0.55289 | 0.67856 | 0.79402 | 0.88397 | 0.93313 | 0.9298 | 0.86974 | 0.7588 | 0.62268 | 0.11158 | 0 | 0 | 0 | 0 | 0 | 0 | 0 | 0 | 0 | 0 | 8.3484
v5.10_MeasureAssessmentTemplate_Industrial_All | SEM - SEG SEL - Strategic Energy Management Savings | Whole Building | SEM | Retrofit | SEM | Industrial | Other Food | Firm | Sales | Commercial | 0.030102 | 1 | 3.1961 | 2.878 | -0.579 | 0.48774 | -0.52509 | 0.032282 | 0.052107 | 0.078481 | 0.11153 | 0.15055 | 0.19366 | 0.23768 | 0.27812 | 0.30963 | 0.32684 | 0.32568 | 0.30464 | 0.26578 | 0.2181 | 0.039083 | 0 | 0 | 0 | 0 | 0 | 0 | 0 | 0 | 0 | 0 | 2.9242
v5.10_MeasureAssessmentTemplate_Industrial_All | SEM - SEG SEL - Strategic Energy Management Savings | Whole Building | SEM | Retrofit | SEM | Industrial | Other Food | Firm | Sales | Industrial | 0.030102 | 1 | 3.1961 | 2.878 | -0.579 | 0.48774 | -0.52509 | 0.029373 | 0.047411 | 0.071408 | 0.10148 | 0.13698 | 0.17621 | 0.21626 | 0.25306 | 0.28172 | 0.29739 | 0.29633 | 0.27719 | 0.24183 | 0.19845 | 0.035561 | 0 | 0 | 0 | 0 | 0 | 0 | 0 | 0 | 0 | 0 | 2.6607
v5.10_MeasureAssessmentTemplate_Industrial_All | SEM - SEG SEL - Strategic Energy Management Savings | Whole Building | SEM | Retrofit | SEM | Industrial | Other Food | Firm | Transport | Industrial | 0.030102 | 1 | 3.1961 | 1.7054 | -0.579 | 1.3498 | -0.38209 | 0.59817 | 0.9655 | 1.4542 | 2.0667 | 2.7896 | 3.5884 | 4.404 | 5.1534 | 5.7372 | 6.0562 | 6.0346 | 5.6448 | 4.9248 | 4.0414 | 0.72418 | 0 | 0 | 0 | 0 | 0 | 0 | 0 | 0 | 0 | 0 | 54.1832
v5.10_MeasureAssessmentTemplate_Industrial_All | SEM - SEG SEL - Strategic Energy Management Savings | Whole Building | SEM | Retrofit | SEM | Industrial | Other Food | Interruptible | Transport | Industrial | 0.030102 | 1 | 2.9388 | 1.4738 | -0.45353 | 1.3498 | -0.25662 | 0.30794 | 0.49704 | 0.74862 | 1.0639 | 1.4361 | 1.8473 | 2.2672 | 2.6529 | 2.9535 | 3.1177 | 3.1066 | 2.9059 | 2.5353 | 2.0805 | 0.37281 | 0 | 0 | 0 | 0 | 0 | 0 | 0 | 0 | 0 | 0 | 27.8934
v5.10_MeasureAssessmentTemplate_Industrial_All | SEM - SEG SEL - Strategic Energy Management Savings | Whole Building | SEM | Retrofit | SEM | Industrial | Primary Metal Manufacturing | Firm | Sales | Commercial | 0.030102 | 1 | 3.1961 | 2.878 | -0.579 | 0.48774 | -0.52509 | 0.0017776 | 0.0028692 | 0.0043215 | 0.0061416 | 0.0082898 | 0.010664 | 0.013088 | 0.015314 | 0.017049 | 0.017997 | 0.017933 | 0.016775 | 0.014635 | 0.01201 | 0.002152 | 0 | 0 | 0 | 0 | 0 | 0 | 0 | 0 | 0 | 0 | 0.16102
v5.10_MeasureAssessmentTemplate_Industrial_All | SEM - SEG SEL - Strategic Energy Management Savings | Whole Building | SEM | Retrofit | SEM | Industrial | Primary Metal Manufacturing | Firm | Sales | Industrial | 0.030102 | 1 | 3.1961 | 2.878 | -0.579 | 0.48774 | -0.52509 | 0.014265 | 0.023025 | 0.03468 | 0.049286 | 0.066526 | 0.085577 | 0.10503 | 0.1229 | 0.13682 | 0.14443 | 0.14391 | 0.13462 | 0.11745 | 0.096378 | 0.01727 | 0 | 0 | 0 | 0 | 0 | 0 | 0 | 0 | 0 | 0 | 1.2922
v5.10_MeasureAssessmentTemplate_Industrial_All | SEM - SEG SEL - Strategic Energy Management Savings | Whole Building | SEM | Retrofit | SEM | Industrial | Pulp and Paper Mills | Firm | Sales | Commercial | 0.030102 | 1 | 3.1961 | 2.878 | -0.579 | 0.48774 | -0.52509 | 0.00041883 | 0.00067603 | 0.0010182 | 0.001447 | 0.0019532 | 0.0025125 | 0.0030836 | 0.0036083 | 0.0040171 | 0.0042405 | 0.0042253 | 0.0039524 | 0.0034482 | 0.0028297 | 0.00050705 | 0 | 0 | 0 | 0 | 0 | 0 | 0 | 0 | 0 | 0 | 0.037938
v5.10_MeasureAssessmentTemplate_Industrial_All | SEM - SEG SEL - Strategic Energy Management Savings | Whole Building | SEM | Retrofit | SEM | Industrial | Pulp and Paper Mills | Firm | Sales | Industrial | 0.030102 | 1 | 3.1961 | 2.878 | -0.579 | 0.48774 | -0.52509 | 0.010649 | 0.017188 | 0.025889 | 0.036792 | 0.049662 | 0.063883 | 0.078403 | 0.091744 | 0.10214 | 0.10782 | 0.10743 | 0.10049 | 0.087674 | 0.071947 | 0.012892 | 0 | 0 | 0 | 0 | 0 | 0 | 0 | 0 | 0 | 0 | 0.9646
v5.10_MeasureAssessmentTemplate_Industrial_All | SEM - SEG SEL - Strategic Energy Management Savings | Whole Building | SEM | Retrofit | SEM | Industrial | Semiconductor Manufacturing | Firm | Sales | Commercial | 0.030102 | 1 | 3.1961 | 2.878 | -0.579 | 0.48774 | -0.52509 | 0.075494 | 0.12186 | 0.18353 | 0.26083 | 0.35207 | 0.45289 | 0.55583 | 0.6504 | 0.72408 | 0.76435 | 0.76163 | 0.71243 | 0.62155 | 0.51006 | 0.091398 | 0 | 0 | 0 | 0 | 0 | 0 | 0 | 0 | 0 | 0 | 6.8384
v5.10_MeasureAssessmentTemplate_Industrial_All | SEM - SEG SEL - Strategic Energy Management Savings | Whole Building | SEM | Retrofit | SEM | Industrial | Semiconductor Manufacturing | Firm | Sales | Industrial | 0.030102 | 1 | 3.1961 | 2.878 | -0.579 | 0.48774 | -0.52509 | 0.069704 | 0.11251 | 0.16946 | 0.24083 | 0.32507 | 0.41815 | 0.5132 | 0.60052 | 0.66855 | 0.70573 | 0.70321 | 0.65778 | 0.57388 | 0.47093 | 0.084388 | 0 | 0 | 0 | 0 | 0 | 0 | 0 | 0 | 0 | 0 | 6.3139
v5.10_MeasureAssessmentTemplate_Industrial_All | SEM - SEG SEL - Strategic Energy Management Savings | Whole Building | SEM | Retrofit | SEM | Industrial | Semiconductor Manufacturing | Firm | Transport | Industrial | 0.030102 | 1 | 3.1961 | 1.7054 | -0.579 | 1.3498 | -0.38209 | 0.25733 | 0.41535 | 0.62558 | 0.88906 | 1.2 | 1.5437 | 1.8946 | 2.2169 | 2.4681 | 2.6053 | 2.596 | 2.4283 | 2.1186 | 1.7386 | 0.31153 | 0 | 0 | 0 | 0 | 0 | 0 | 0 | 0 | 0 | 0 | 23.3091
v5.10_MeasureAssessmentTemplate_Industrial_All | SEM - SEG SEL - Strategic Energy Management Savings | Whole Building | SEM | Retrofit | SEM | Industrial | Semiconductor Manufacturing | Interruptible | Transport | Industrial | 0.030102 | 1 | 2.9388 | 1.4738 | -0.45353 | 1.3498 | -0.25662 | 0.38642 | 0.62372 | 0.93943 | 1.3351 | 1.8021 | 2.3182 | 2.8451 | 3.3291 | 3.7063 | 3.9124 | 3.8984 | 3.6466 | 3.1815 | 2.6108 | 0.46783 | 0 | 0 | 0 | 0 | 0 | 0 | 0 | 0 | 0 | 0 | 35.0028
v5.10_MeasureAssessmentTemplate_Industrial_All | SEM - SEG SEL - Strategic Energy Management Savings | Whole Building | SEM | Retrofit | SEM | Industrial | Wood | Firm | Sales | Commercial | 0.030102 | 1 | 3.1961 | 2.878 | -0.579 | 0.48774 | -0.52509 | 0.02791 | 0.04505 | 0.067852 | 0.09643 | 0.13016 | 0.16743 | 0.20549 | 0.24045 | 0.26769 | 0.28258 | 0.28157 | 0.26338 | 0.22979 | 0.18857 | 0.03379 | 0 | 0 | 0 | 0 | 0 | 0 | 0 | 0 | 0 | 0 | 2.5282
v5.10_MeasureAssessmentTemplate_Industrial_All | SEM - SEG SEL - Strategic Energy Management Savings | Whole Building | SEM | Retrofit | SEM | Industrial | Wood | Firm | Sales | Industrial | 0.030102 | 1 | 3.1961 | 2.878 | -0.579 | 0.48774 | -0.52509 | 0.0081664 | 0.013181 | 0.019853 | 0.028215 | 0.038084 | 0.04899 | 0.060125 | 0.070355 | 0.078326 | 0.082681 | 0.082387 | 0.077065 | 0.067235 | 0.055174 | 0.0098867 | 0 | 0 | 0 | 0 | 0 | 0 | 0 | 0 | 0 | 0 | 0.73972
v5.10_MeasureAssessmentTemplate_Industrial_All | SEM - SEG SEL - Strategic Energy Management Savings | Whole Building | SEM | Retrofit | SEM | Industrial | Wood | Interruptible | Sales | Industrial | 0.030102 | 1 | 2.9388 | 2.6463 | -0.45353 | 1.3498 | -0.39962 | 0.022458 | 0.036249 | 0.054598 | 0.077593 | 0.10473 | 0.13473 | 0.16535 | 0.19348 | 0.2154 | 0.22738 | 0.22657 | 0.21193 | 0.1849 | 0.15173 | 0.027189 | 0 | 0 | 0 | 0 | 0 | 0 | 0 | 0 | 0 | 0 | 2.0343
v5.10_MeasureAssessmentTemplate_Industrial_All | SEM - SEG SEL - Strategic Energy Management Savings | Whole Building | SEM | Retrofit | SEM | Industrial | Wood | Interruptible | Transport | Industrial | 0.030102 | 1 | 2.9388 | 1.4738 | -0.45353 | 1.3498 | -0.25662 | 0.2055 | 0.3317 | 0.49959 | 0.71 | 0.95835 | 1.2328 | 1.513 | 1.7704 | 1.971 | 2.0806 | 2.0732 | 1.9393 | 1.6919 | 1.3884 | 0.24879 | 0 | 0 | 0 | 0 | 0 | 0 | 0 | 0 | 0 | 0 | 18.6145
v5.10_MeasureAssessmentTemplate_Industrial_All | Steam Trap Maintenance - SEG SEL - Avoid Leaks and Malfunctions | HVAC | Steam Trap Maintenance | Retrofit | Steam Trap Maintenance | Industrial | Cement/Concrete Products | Firm | Sales | Commercial | 0.079537 | 1 | 5.0243 | 2.878 | -0.75648 | 0.31027 | -0.52509 | 0.095102 | 0.1535 | 0.2312 | 0.32858 | 0.44351 | 0.57052 | 0.70019 | 0.81933 | 0.91215 | 0.96287 | 0.95944 | 0.89746 | 0.78299 | 0.64253 | 0.11514 | 0 | 0 | 0 | 0 | 0 | 0 | 0 | 0 | 0 | 0 | 8.6145
v5.10_MeasureAssessmentTemplate_Industrial_All | Steam Trap Maintenance - SEG SEL - Avoid Leaks and Malfunctions | HVAC | Steam Trap Maintenance | Retrofit | Steam Trap Maintenance | Industrial | Cement/Concrete Products | Firm | Sales | Industrial | 0.079537 | 1 | 5.0243 | 2.878 | -0.75648 | 0.31027 | -0.52509 | 0.058591 | 0.094505 | 0.14224 | 0.20201 | 0.27248 | 0.35026 | 0.42957 | 0.50231 | 0.55883 | 0.5895 | 0.58698 | 0.54868 | 0.47836 | 0.39228 | 0.012545 | 0 | 0 | 0 | 0 | 0 | 0 | 0 | 0 | 0 | 0 | 5.2192
v5.10_MeasureAssessmentTemplate_Industrial_All | Steam Trap Maintenance - SEG SEL - Avoid Leaks and Malfunctions | HVAC | Steam Trap Maintenance | Retrofit | Steam Trap Maintenance | Industrial | Cement/Concrete Products | Interruptible | Transport | Industrial | 0.079537 | 1 | 4.6198 | 1.4738 | -0.631 | 1.3498 | -0.25662 | 1.5305 | 2.4704 | 3.7208 | 5.2879 | 7.1375 | 9.1815 | 11.2684 | 13.1857 | 14.6794 | 15.4958 | 15.4405 | 14.4431 | 12.6008 | 10.3404 | 1.8529 | 0 | 0 | 0 | 0 | 0 | 0 | 0 | 0 | 0 | 0 | 138.6356
v5.10_MeasureAssessmentTemplate_Industrial_All | Steam Trap Maintenance - SEG SEL - Avoid Leaks and Malfunctions | HVAC | Steam Trap Maintenance | Retrofit | Steam Trap Maintenance | Industrial | Chemical Manufacturing | Firm | Sales | Commercial | 0.079537 | 1 | 5.0243 | 2.878 | -0.75648 | 0.31027 | -0.52509 | 0.024877 | 0.040154 | 0.060478 | 0.08595 | 0.11601 | 0.14924 | 0.18316 | 0.21432 | 0.2386 | 0.25187 | 0.25097 | 0.23476 | 0.20482 | 0.16808 | 0.030118 | 0 | 0 | 0 | 0 | 0 | 0 | 0 | 0 | 0 | 0 | 2.2534
v5.10_MeasureAssessmentTemplate_Industrial_All | Steam Trap Maintenance - SEG SEL - Avoid Leaks and Malfunctions | HVAC | Steam Trap Maintenance | Retrofit | Steam Trap Maintenance | Industrial | Chemical Manufacturing | Firm | Sales | Industrial | 0.079537 | 1 | 5.0243 | 2.878 | -0.75648 | 0.31027 | -0.52509 | 0.11207 | 0.18089 | 0.27244 | 0.38719 | 0.52263 | 0.67229 | 0.82509 | 0.96548 | 1.0749 | 1.1346 | 1.1306 | 1.0576 | 0.92266 | 0.75715 | 0.13567 | 0 | 0 | 0 | 0 | 0 | 0 | 0 | 0 | 0 | 0 | 10.1512
v5.10_MeasureAssessmentTemplate_Industrial_All | Steam Trap Maintenance - SEG SEL - Avoid Leaks and Malfunctions | HVAC | Steam Trap Maintenance | Retrofit | Steam Trap Maintenance | Industrial | Misc. Manufacturing | Firm | Sales | Commercial | 0.079537 | 1 | 5.0243 | 2.878 | -0.75648 | 0.31027 | -0.52509 | 0.56345 | 0.90946 | 1.3698 | 1.9467 | 2.6277 | 3.3801 | 4.1484 | 4.8543 | 5.4042 | 5.7047 | 5.6844 | 5.3172 | 4.6389 | 3.8068 | 0.68214 | 0 | 0 | 0 | 0 | 0 | 0 | 0 | 0 | 0 | 0 | 51.0382
v5.10_MeasureAssessmentTemplate_Industrial_All | Steam Trap Maintenance - SEG SEL - Avoid Leaks and Malfunctions | HVAC | Steam Trap Maintenance | Retrofit | Steam Trap Maintenance | Industrial | Misc. Manufacturing | Firm | Sales | Industrial | 0.079537 | 1 | 5.0243 | 2.878 | -0.75648 | 0.31027 | -0.52509 | 1.1142 | 1.7984 | 2.7087 | 3.8496 | 5.1961 | 6.6841 | 8.2034 | 9.5991 | 10.6866 | 11.2809 | 11.2407 | 10.5145 | 9.1734 | 7.5278 | 1.3489 | 0 | 0 | 0 | 0 | 0 | 0 | 0 | 0 | 0 | 0 | 100.9263
v5.10_MeasureAssessmentTemplate_Industrial_All | Steam Trap Maintenance - SEG SEL - Avoid Leaks and Malfunctions | HVAC | Steam Trap Maintenance | Retrofit | Steam Trap Maintenance | Industrial | Misc. Manufacturing | Firm | Transport | Industrial | 0.079537 | 1 | 5.0243 | 1.7054 | -0.75648 | 1.3498 | -0.38209 | 0.081585 | 0.13169 | 0.19834 | 0.28188 | 0.38047 | 0.48943 | 0.60067 | 0.70287 | 0.7825 | 0.82602 | 0.82307 | 0.7699 | 0.6717 | 0.5512 | 0.098771 | 0 | 0 | 0 | 0 | 0 | 0 | 0 | 0 | 0 | 0 | 7.3901
v5.10_MeasureAssessmentTemplate_Industrial_All | Steam Trap Maintenance - SEG SEL - Avoid Leaks and Malfunctions | HVAC | Steam Trap Maintenance | Retrofit | Steam Trap Maintenance | Industrial | Misc. Manufacturing | Interruptible | Transport | Industrial | 0.079537 | 1 | 4.6198 | 1.4738 | -0.631 | 1.3498 | -0.25662 | 0.49197 | 0.79408 | 1.196 | 1.6997 | 2.2943 | 2.9513 | 3.6221 | 4.2384 | 4.7186 | 4.981 | 4.9632 | 4.6426 | 4.0504 | 3.3238 | 0.5956 | 0 | 0 | 0 | 0 | 0 | 0 | 0 | 0 | 0 | 0 | 44.5631
v5.10_MeasureAssessmentTemplate_Industrial_All | Steam Trap Maintenance - SEG SEL - Avoid Leaks and Malfunctions | HVAC | Steam Trap Maintenance | Retrofit | Steam Trap Maintenance | Industrial | Other Food | Firm | Sales | Commercial | 0.079537 | 1 | 5.0243 | 2.878 | -0.75648 | 0.31027 | -0.52509 | 0.17232 | 0.27814 | 0.41892 | 0.59536 | 0.80362 | 1.0337 | 1.2687 | 1.4846 | 1.6528 | 1.7447 | 1.7385 | 1.6261 | 1.4187 | 1.1642 | 0.20862 | 0 | 0 | 0 | 0 | 0 | 0 | 0 | 0 | 0 | 0 | 15.609
v5.10_MeasureAssessmentTemplate_Industrial_All | Steam Trap Maintenance - SEG SEL - Avoid Leaks and Malfunctions | HVAC | Steam Trap Maintenance | Retrofit | Steam Trap Maintenance | Industrial | Other Food | Firm | Sales | Industrial | 0.079537 | 1 | 5.0243 | 2.878 | -0.75648 | 0.31027 | -0.52509 | 0.15679 | 0.25308 | 0.38117 | 0.54171 | 0.7312 | 0.94059 | 1.1544 | 1.3508 | 1.5038 | 1.5874 | 1.5818 | 1.4796 | 1.2909 | 1.0593 | 0.18982 | 0 | 0 | 0 | 0 | 0 | 0 | 0 | 0 | 0 | 0 | 14.2024
v5.10_MeasureAssessmentTemplate_Industrial_All | Steam Trap Maintenance - SEG SEL - Avoid Leaks and Malfunctions | HVAC | Steam Trap Maintenance | Retrofit | Steam Trap Maintenance | Industrial | Other Food | Firm | Transport | Industrial | 0.079537 | 1 | 5.0243 | 1.7054 | -0.75648 | 1.3498 | -0.38209 | 3.193 | 5.1538 | 7.7624 | 11.0318 | 14.8905 | 19.1547 | 23.5085 | 27.5084 | 30.6247 | 32.3278 | 32.2125 | 30.1316 | 26.2882 | 21.5725 | 3.8656 | 0 | 0 | 0 | 0 | 0 | 0 | 0 | 0 | 0 | 0 | 289.2261
v5.10_MeasureAssessmentTemplate_Industrial_All | Steam Trap Maintenance - SEG SEL - Avoid Leaks and Malfunctions | HVAC | Steam Trap Maintenance | Retrofit | Steam Trap Maintenance | Industrial | Other Food | Interruptible | Transport | Industrial | 0.079537 | 1 | 4.6198 | 1.4738 | -0.631 | 1.3498 | -0.25662 | 1.6437 | 2.6532 | 3.9961 | 5.6791 | 7.6656 | 9.8608 | 12.1021 | 14.1612 | 15.7655 | 16.6423 | 16.5829 | 15.5117 | 13.5331 | 11.1055 | 1.99 | 0 | 0 | 0 | 0 | 0 | 0 | 0 | 0 | 0 | 0 | 148.8928
v5.10_MeasureAssessmentTemplate_Industrial_All | Steam Trap Maintenance - SEG SEL - Avoid Leaks and Malfunctions | HVAC | Steam Trap Maintenance | Retrofit | Steam Trap Maintenance | Industrial | Primary Metal Manufacturing | Firm | Sales | Commercial | 0.079537 | 1 | 5.0243 | 2.878 | -0.75648 | 0.31027 | -0.52509 | 0.0094886 | 0.015316 | 0.023068 | 0.032783 | 0.04425 | 0.056922 | 0.06986 | 0.081747 | 0.091008 | 0.096069 | 0.095726 | 0.089542 | 0.078121 | 0.064107 | 0.011487 | 0 | 0 | 0 | 0 | 0 | 0 | 0 | 0 | 0 | 0 | 0.8595
v5.10_MeasureAssessmentTemplate_Industrial_All | Steam Trap Maintenance - SEG SEL - Avoid Leaks and Malfunctions | HVAC | Steam Trap Maintenance | Retrofit | Steam Trap Maintenance | Industrial | Primary Metal Manufacturing | Firm | Sales | Industrial | 0.079537 | 1 | 5.0243 | 2.878 | -0.75648 | 0.31027 | -0.52509 | 0.076146 | 0.12291 | 0.18512 | 0.26309 | 0.35511 | 0.4568 | 0.56063 | 0.65602 | 0.73034 | 0.77095 | 0.7682 | 0.71858 | 0.62692 | 0.51446 | 0.092187 | 0 | 0 | 0 | 0 | 0 | 0 | 0 | 0 | 0 | 0 | 6.8975
v5.10_MeasureAssessmentTemplate_Industrial_All | Steam Trap Maintenance - SEG SEL - Avoid Leaks and Malfunctions | HVAC | Steam Trap Maintenance | Retrofit | Steam Trap Maintenance | Industrial | Pulp and Paper Mills | Firm | Sales | Commercial | 0.079537 | 1 | 5.0243 | 2.878 | -0.75648 | 0.31027 | -0.52509 | 0.0022357 | 0.0036086 | 0.0054351 | 0.0077242 | 0.010426 | 0.013412 | 0.01646 | 0.019261 | 0.021443 | 0.022635 | 0.022555 | 0.021098 | 0.018406 | 0.015105 | 0.0027066 | 0 | 0 | 0 | 0 | 0 | 0 | 0 | 0 | 0 | 0 | 0.20251
v5.10_MeasureAssessmentTemplate_Industrial_All | Steam Trap Maintenance - SEG SEL - Avoid Leaks and Malfunctions | HVAC | Steam Trap Maintenance | Retrofit | Steam Trap Maintenance | Industrial | Pulp and Paper Mills | Firm | Sales | Industrial | 0.079537 | 1 | 5.0243 | 2.878 | -0.75648 | 0.31027 | -0.52509 | 0.056843 | 0.091751 | 0.13819 | 0.19639 | 0.26509 | 0.341 | 0.41851 | 0.48972 | 0.5452 | 0.57552 | 0.57347 | 0.53642 | 0.468 | 0.38405 | 0.068818 | 0 | 0 | 0 | 0 | 0 | 0 | 0 | 0 | 0 | 0 | 5.149
v5.10_MeasureAssessmentTemplate_Industrial_All | Steam Trap Maintenance - SEG SEL - Avoid Leaks and Malfunctions | HVAC | Steam Trap Maintenance | Retrofit | Steam Trap Maintenance | Industrial | Wood | Firm | Sales | Commercial | 0.079537 | 1 | 5.0243 | 2.878 | -0.75648 | 0.31027 | -0.52509 | 0.14898 | 0.24047 | 0.36219 | 0.51473 | 0.69478 | 0.89375 | 1.0969 | 1.2835 | 1.4289 | 1.5084 | 1.503 | 1.4059 | 1.2266 | 1.0066 | 0.18037 | 0 | 0 | 0 | 0 | 0 | 0 | 0 | 0 | 0 | 0 | 13.4951
v5.10_MeasureAssessmentTemplate_Industrial_All | Steam Trap Maintenance - SEG SEL - Avoid Leaks and Malfunctions | HVAC | Steam Trap Maintenance | Retrofit | Steam Trap Maintenance | Industrial | Wood | Firm | Sales | Industrial | 0.079537 | 1 | 5.0243 | 2.878 | -0.75648 | 0.31027 | -0.52509 | 0.043591 | 0.070361 | 0.10597 | 0.15061 | 0.20329 | 0.26151 | 0.32094 | 0.37555 | 0.4181 | 0.44135 | 0.43977 | 0.41136 | 0.35889 | 0.29451 | 0.052774 | 0 | 0 | 0 | 0 | 0 | 0 | 0 | 0 | 0 | 0 | 3.9486
v5.10_MeasureAssessmentTemplate_Industrial_All | Steam Trap Maintenance - SEG SEL - Avoid Leaks and Malfunctions | HVAC | Steam Trap Maintenance | Retrofit | Steam Trap Maintenance | Industrial | Wood | Interruptible | Sales | Industrial | 0.079537 | 1 | 4.6198 | 2.6463 | -0.631 | 1.3498 | -0.39962 | 0.11988 | 0.1935 | 0.29144 | 0.41418 | 0.55906 | 0.71916 | 0.88262 | 1.0328 | 1.1498 | 1.2137 | 1.2094 | 1.1313 | 0.98698 | 0.80993 | 0.14513 | 0 | 0 | 0 | 0 | 0 | 0 | 0 | 0 | 0 | 0 | 10.8589
v5.10_MeasureAssessmentTemplate_Industrial_All | Steam Trap Maintenance - SEG SEL - Avoid Leaks and Malfunctions | HVAC | Steam Trap Maintenance | Retrofit | Steam Trap Maintenance | Industrial | Wood | Interruptible | Transport | Industrial | 0.079537 | 1 | 4.6198 | 1.4738 | -0.631 | 1.3498 | -0.25662 | 1.0969 | 1.7706 | 2.6668 | 3.7899 | 5.1156 | 6.5806 | 8.0763 | 9.4504 | 10.521 | 11.1061 | 11.0665 | 10.3517 | 9.0313 | 7.4112 | 1.328 | 0 | 0 | 0 | 0 | 0 | 0 | 0 | 0 | 0 | 0 | 99.3629
v5.10_MeasureAssessmentTemplate_Industrial_All | Tank Water Heater - SEG SEL - Condensing Tank/Tankless Water Heating | Water Heat | Tank Water Heater | NR | Tank Water Heater | Industrial | Cement/Concrete Products | Firm | Sales | Commercial | 0.022326 | 1 | 2.0723 | 3.1523 | -0.39143 | 0.82394 | -0.67372 | 0.0065434 | 0.012218 | 0.020745 | 0.032839 | 0.049126 | 0.070023 | 0.095596 | 0.12541 | 0.15846 | 0.19315 | 0.22744 | 0.25916 | 0.28636 | 0.30774 | 0.32286 | 0.33309 | 0.33741 | 0.34027 | 0.339 | 0.33639 | 0.3338 | 0.33122 | 0.32867 | 0.32614 | 0.32362 | 5.4973
v5.10_MeasureAssessmentTemplate_Industrial_All | Tank Water Heater - SEG SEL - Condensing Tank/Tankless Water Heating | Water Heat | Tank Water Heater | NR | Tank Water Heater | Industrial | Cement/Concrete Products | Firm | Sales | Industrial | 0.022326 | 1 | 2.0723 | 3.1523 | -0.39143 | 0.82394 | -0.67372 | 0.0040312 | 0.0075217 | 0.012763 | 0.020189 | 0.030181 | 0.04299 | 0.058649 | 0.076889 | 0.097083 | 0.11825 | 0.13915 | 0.15844 | 0.17495 | 0.18788 | 0.19697 | 0.20307 | 0.20556 | 0.20716 | 0.20625 | 0.20452 | 0.2028 | 0.20109 | 0.19941 | 0.19773 | 0.19607 | 3.3496
v5.10_MeasureAssessmentTemplate_Industrial_All | Tank Water Heater - SEG SEL - Condensing Tank/Tankless Water Heating | Water Heat | Tank Water Heater | NR | Tank Water Heater | Industrial | Cement/Concrete Products | Interruptible | Transport | Industrial | 0.022326 | 1 | 1.7397 | 1.4738 | -0.11733 | 1.3498 | -0.25662 | 0.1053 | 0.19662 | 0.33386 | 0.52849 | 0.79059 | 1.1269 | 1.5384 | 2.0183 | 2.5502 | 3.1084 | 3.6603 | 4.1707 | 4.6084 | 4.9525 | 5.1958 | 5.3605 | 5.43 | 5.4761 | 5.4557 | 5.4136 | 5.3719 | 5.3305 | 5.2894 | 5.2486 | 5.2082 | 88.4692
v5.10_MeasureAssessmentTemplate_Industrial_All | Tank Water Heater - SEG SEL - Condensing Tank/Tankless Water Heating | Water Heat | Tank Water Heater | NR | Tank Water Heater | Industrial | Chemical Manufacturing | Firm | Sales | Commercial | 0.022326 | 1 | 2.0723 | 3.1523 | -0.39143 | 0.82394 | -0.67372 | 0.0017116 | 0.0031959 | 0.0054267 | 0.0085902 | 0.01285 | 0.018317 | 0.025006 | 0.032806 | 0.041451 | 0.050525 | 0.059495 | 0.067791 | 0.074907 | 0.080499 | 0.084454 | 0.08713 | 0.08826 | 0.089009 | 0.088678 | 0.087994 | 0.087316 | 0.086643 | 0.085975 | 0.085312 | 0.084654 | 1.438
v5.10_MeasureAssessmentTemplate_Industrial_All | Tank Water Heater - SEG SEL - Condensing Tank/Tankless Water Heating | Water Heat | Tank Water Heater | NR | Tank Water Heater | Industrial | Chemical Manufacturing | Firm | Sales | Industrial | 0.022326 | 1 | 2.0723 | 3.1523 | -0.39143 | 0.82394 | -0.67372 | 0.0077106 | 0.014397 | 0.024446 | 0.038697 | 0.057889 | 0.082514 | 0.11265 | 0.14779 | 0.18673 | 0.2276 | 0.26801 | 0.30539 | 0.33744 | 0.36263 | 0.38045 | 0.3925 | 0.39759 | 0.40097 | 0.39948 | 0.3964 | 0.39334 | 0.39031 | 0.3873 | 0.38432 | 0.38135 | 6.4779
v5.10_MeasureAssessmentTemplate_Industrial_All | Tank Water Heater - SEG SEL - Condensing Tank/Tankless Water Heating | Water Heat | Tank Water Heater | NR | Tank Water Heater | Industrial | Misc. Manufacturing | Firm | Sales | Commercial | 0.022326 | 1 | 2.0723 | 3.1523 | -0.39143 | 0.82394 | -0.67372 | 0.038767 | 0.072385 | 0.12291 | 0.19456 | 0.29105 | 0.41486 | 0.56637 | 0.74303 | 0.93884 | 1.1444 | 1.3475 | 1.5354 | 1.6966 | 1.8232 | 1.9128 | 1.9734 | 1.999 | 2.016 | 2.0085 | 1.993 | 1.9776 | 1.9624 | 1.9473 | 1.9323 | 1.9174 | 32.5696
v5.10_MeasureAssessmentTemplate_Industrial_All | Tank Water Heater - SEG SEL - Condensing Tank/Tankless Water Heating | Water Heat | Tank Water Heater | NR | Tank Water Heater | Industrial | Misc. Manufacturing | Firm | Sales | Industrial | 0.022326 | 1 | 2.0723 | 3.1523 | -0.39143 | 0.82394 | -0.67372 | 0.076661 | 0.14314 | 0.24305 | 0.38474 | 0.57555 | 0.82038 | 1.12 | 1.4693 | 1.8565 | 2.2629 | 2.6647 | 3.0362 | 3.3549 | 3.6054 | 3.7826 | 3.9024 | 3.953 | 3.9866 | 3.9717 | 3.9411 | 3.9107 | 3.8806 | 3.8507 | 3.821 | 3.7915 | 64.4054
v5.10_MeasureAssessmentTemplate_Industrial_All | Tank Water Heater - SEG SEL - Condensing Tank/Tankless Water Heating | Water Heat | Tank Water Heater | NR | Tank Water Heater | Industrial | Misc. Manufacturing | Firm | Transport | Industrial | 0.022326 | 1 | 2.0723 | 1.9798 | -0.39143 | 1.3498 | -0.53072 | 0.0056133 | 0.010481 | 0.017797 | 0.028172 | 0.042143 | 0.06007 | 0.082008 | 0.10759 | 0.13594 | 0.1657 | 0.19511 | 0.22232 | 0.24566 | 0.264 | 0.27697 | 0.28574 | 0.28945 | 0.29191 | 0.29082 | 0.28858 | 0.28635 | 0.28415 | 0.28196 | 0.27978 | 0.27763 | 4.7159
v5.10_MeasureAssessmentTemplate_Industrial_All | Tank Water Heater - SEG SEL - Condensing Tank/Tankless Water Heating | Water Heat | Tank Water Heater | NR | Tank Water Heater | Industrial | Misc. Manufacturing | Interruptible | Transport | Industrial | 0.022326 | 1 | 1.7397 | 1.4738 | -0.11733 | 1.3498 | -0.25662 | 0.033849 | 0.063202 | 0.10732 | 0.16988 | 0.25413 | 0.36223 | 0.49452 | 0.64877 | 0.81973 | 0.99917 | 1.1766 | 1.3406 | 1.4813 | 1.5919 | 1.6702 | 1.7231 | 1.7454 | 1.7602 | 1.7537 | 1.7402 | 1.7267 | 1.7134 | 1.7002 | 1.6871 | 1.6741 | 28.4376
v5.10_MeasureAssessmentTemplate_Industrial_All | Tank Water Heater - SEG SEL - Condensing Tank/Tankless Water Heating | Water Heat | Tank Water Heater | NR | Tank Water Heater | Industrial | Other Food | Firm | Sales | Commercial | 0.022326 | 1 | 2.0723 | 3.1523 | -0.39143 | 0.82394 | -0.67372 | 0.011856 | 0.022137 | 0.03759 | 0.059503 | 0.089013 | 0.12688 | 0.17321 | 0.22724 | 0.28713 | 0.34998 | 0.41211 | 0.46958 | 0.51887 | 0.5576 | 0.585 | 0.60354 | 0.61136 | 0.61655 | 0.61426 | 0.60952 | 0.60482 | 0.60016 | 0.59553 | 0.59094 | 0.58639 | 9.9608
v5.10_MeasureAssessmentTemplate_Industrial_All | Tank Water Heater - SEG SEL - Condensing Tank/Tankless Water Heating | Water Heat | Tank Water Heater | NR | Tank Water Heater | Industrial | Other Food | Firm | Sales | Industrial | 0.022326 | 1 | 2.0723 | 3.1523 | -0.39143 | 0.82394 | -0.67372 | 0.010788 | 0.020143 | 0.034202 | 0.05414 | 0.080991 | 0.11544 | 0.1576 | 0.20676 | 0.26125 | 0.31844 | 0.37497 | 0.42726 | 0.47211 | 0.50735 | 0.53228 | 0.54915 | 0.55627 | 0.56099 | 0.5589 | 0.55459 | 0.55032 | 0.54608 | 0.54187 | 0.53769 | 0.53354 | 9.0631
v5.10_MeasureAssessmentTemplate_Industrial_All | Tank Water Heater - SEG SEL - Condensing Tank/Tankless Water Heating | Water Heat | Tank Water Heater | NR | Tank Water Heater | Industrial | Other Food | Firm | Transport | Industrial | 0.022326 | 1 | 2.0723 | 1.9798 | -0.39143 | 1.3498 | -0.53072 | 0.21969 | 0.41019 | 0.69651 | 1.1026 | 1.6494 | 2.351 | 3.2096 | 4.2107 | 5.3203 | 6.4849 | 7.6362 | 8.701 | 9.6143 | 10.3321 | 10.8397 | 11.1832 | 11.3282 | 11.4244 | 11.3818 | 11.2941 | 11.207 | 11.1206 | 11.0349 | 10.9498 | 10.8654 | 184.5674
v5.10_MeasureAssessmentTemplate_Industrial_All | Tank Water Heater - SEG SEL - Condensing Tank/Tankless Water Heating | Water Heat | Tank Water Heater | NR | Tank Water Heater | Industrial | Other Food | Interruptible | Transport | Industrial | 0.022326 | 1 | 1.7397 | 1.4738 | -0.11733 | 1.3498 | -0.25662 | 0.1131 | 0.21117 | 0.35856 | 0.56759 | 0.84909 | 1.2103 | 1.6523 | 2.1676 | 2.7389 | 3.3384 | 3.9311 | 4.4793 | 4.9494 | 5.3189 | 5.5803 | 5.7571 | 5.8317 | 5.8812 | 5.8593 | 5.8142 | 5.7693 | 5.7249 | 5.6807 | 5.637 | 5.5935 | 95.0148
v5.10_MeasureAssessmentTemplate_Industrial_All | Tank Water Heater - SEG SEL - Condensing Tank/Tankless Water Heating | Water Heat | Tank Water Heater | NR | Tank Water Heater | Industrial | Primary Metal Manufacturing | Firm | Sales | Commercial | 0.022326 | 1 | 2.0723 | 3.1523 | -0.39143 | 0.82394 | -0.67372 | 0.00065285 | 0.001219 | 0.0020698 | 0.0032765 | 0.0049014 | 0.0069864 | 0.0095379 | 0.012513 | 0.01581 | 0.019271 | 0.022692 | 0.025857 | 0.028571 | 0.030704 | 0.032213 | 0.033233 | 0.033664 | 0.03395 | 0.033823 | 0.033563 | 0.033304 | 0.033047 | 0.032793 | 0.03254 | 0.032289 | 0.54848
v5.10_MeasureAssessmentTemplate_Industrial_All | Tank Water Heater - SEG SEL - Condensing Tank/Tankless Water Heating | Water Heat | Tank Water Heater | NR | Tank Water Heater | Industrial | Primary Metal Manufacturing | Firm | Sales | Industrial | 0.022326 | 1 | 2.0723 | 3.1523 | -0.39143 | 0.82394 | -0.67372 | 0.0052391 | 0.0097823 | 0.01661 | 0.026294 | 0.039334 | 0.056066 | 0.076541 | 0.10042 | 0.12688 | 0.15465 | 0.18211 | 0.2075 | 0.22928 | 0.2464 | 0.25851 | 0.2667 | 0.27015 | 0.27245 | 0.27143 | 0.26934 | 0.26726 | 0.2652 | 0.26316 | 0.26113 | 0.25912 | 4.4016
v5.10_MeasureAssessmentTemplate_Industrial_All | Tank Water Heater - SEG SEL - Condensing Tank/Tankless Water Heating | Water Heat | Tank Water Heater | NR | Tank Water Heater | Industrial | Pulp and Paper Mills | Firm | Sales | Commercial | 0.022326 | 1 | 2.0723 | 3.1523 | -0.39143 | 0.82394 | -0.67372 | 0.00015382 | 0.00028721 | 0.00048768 | 0.00077198 | 0.0011548 | 0.0016461 | 0.0022473 | 0.0029482 | 0.0037252 | 0.0045406 | 0.0053467 | 0.0060923 | 0.0067317 | 0.0072343 | 0.0075898 | 0.0078302 | 0.0079317 | 0.0079991 | 0.0079693 | 0.0079079 | 0.0078469 | 0.0077864 | 0.0077264 | 0.0076669 | 0.0076078 | 0.12923
v5.10_MeasureAssessmentTemplate_Industrial_All | Tank Water Heater - SEG SEL - Condensing Tank/Tankless Water Heating | Water Heat | Tank Water Heater | NR | Tank Water Heater | Industrial | Pulp and Paper Mills | Firm | Sales | Industrial | 0.022326 | 1 | 2.0723 | 3.1523 | -0.39143 | 0.82394 | -0.67372 | 0.003911 | 0.0073025 | 0.0124 | 0.019628 | 0.029363 | 0.041854 | 0.057138 | 0.074961 | 0.094715 | 0.11545 | 0.13594 | 0.1549 | 0.17116 | 0.18394 | 0.19298 | 0.19909 | 0.20167 | 0.20338 | 0.20263 | 0.20106 | 0.19951 | 0.19798 | 0.19645 | 0.19494 | 0.19343 | 3.2858
v5.10_MeasureAssessmentTemplate_Industrial_All | Tank Water Heater - SEG SEL - Condensing Tank/Tankless Water Heating | Water Heat | Tank Water Heater | NR | Tank Water Heater | Industrial | Wood | Firm | Sales | Commercial | 0.022326 | 1 | 2.0723 | 3.1523 | -0.39143 | 0.82394 | -0.67372 | 0.010251 | 0.019139 | 0.032499 | 0.051444 | 0.076958 | 0.10969 | 0.14976 | 0.19647 | 0.24824 | 0.30258 | 0.3563 | 0.40598 | 0.4486 | 0.48209 | 0.50577 | 0.5218 | 0.52856 | 0.53305 | 0.53107 | 0.52697 | 0.52291 | 0.51888 | 0.51488 | 0.51091 | 0.50697 | 8.6118
v5.10_MeasureAssessmentTemplate_Industrial_All | Tank Water Heater - SEG SEL - Condensing Tank/Tankless Water Heating | Water Heat | Tank Water Heater | NR | Tank Water Heater | Industrial | Wood | Firm | Sales | Industrial | 0.022326 | 1 | 2.0723 | 3.1523 | -0.39143 | 0.82394 | -0.67372 | 0.0029992 | 0.0056001 | 0.009509 | 0.015052 | 0.022517 | 0.032096 | 0.043818 | 0.057485 | 0.072634 | 0.088533 | 0.10425 | 0.11879 | 0.13126 | 0.14106 | 0.14799 | 0.15268 | 0.15465 | 0.15597 | 0.15539 | 0.15419 | 0.153 | 0.15182 | 0.15065 | 0.14949 | 0.14834 | 2.5198
v5.10_MeasureAssessmentTemplate_Industrial_All | Tank Water Heater - SEG SEL - Condensing Tank/Tankless Water Heating | Water Heat | Tank Water Heater | NR | Tank Water Heater | Industrial | Wood | Interruptible | Sales | Industrial | 0.022326 | 1 | 1.7397 | 2.6463 | -0.11733 | 1.3498 | -0.39962 | 0.0082481 | 0.015401 | 0.02615 | 0.041395 | 0.061925 | 0.088267 | 0.1205 | 0.15809 | 0.19975 | 0.24347 | 0.2867 | 0.32668 | 0.36096 | 0.38791 | 0.40697 | 0.41987 | 0.42531 | 0.42892 | 0.42733 | 0.42403 | 0.42076 | 0.41752 | 0.4143 | 0.41111 | 0.40794 | 6.9295
v5.10_MeasureAssessmentTemplate_Industrial_All | Tank Water Heater - SEG SEL - Condensing Tank/Tankless Water Heating | Water Heat | Tank Water Heater | NR | Tank Water Heater | Industrial | Wood | Interruptible | Transport | Industrial | 0.022326 | 1 | 1.7397 | 1.4738 | -0.11733 | 1.3498 | -0.25662 | 0.075474 | 0.14092 | 0.23929 | 0.37878 | 0.56663 | 0.80767 | 1.1026 | 1.4466 | 1.8278 | 2.2279 | 2.6234 | 2.9892 | 3.303 | 3.5496 | 3.724 | 3.842 | 3.8918 | 3.9248 | 3.9102 | 3.8801 | 3.8501 | 3.8205 | 3.791 | 3.7618 | 3.7328 | 63.4077
v5.10_MeasureAssessmentTemplate_Industrial_All | Thermal Shield - SEG Greenhouses - Adding Thermal Curtains | HVAC | Thermal Shield | Retrofit | Thermal Shield | Industrial | Greenhouses | Firm | Sales | Commercial | 0.10334 | 1 | 5.5923 | 5.3472 | -1.8863 | 0.51791 | -1.8626 | 0.71424 | 1.1529 | 1.7364 | 2.4677 | 3.3309 | 4.2847 | 5.2586 | 6.1534 | 6.8504 | 7.2314 | 7.2056 | 6.7401 | 5.8804 | 4.8256 | 0.8647 | 0 | 0 | 0 | 0 | 0 | 0 | 0 | 0 | 0 | 0 | 64.697
v5.10_MeasureAssessmentTemplate_Industrial_All | Under Bench Heating - SEG Greenhouses - Adding Under Bench Heating | HVAC | Under Bench Heating | Retrofit | Under Bench Heating | Industrial | Greenhouses | Firm | Sales | Commercial | 0.14175 | 1 | 5.8001 | 5.3472 | -1.9049 | 0.49935 | -1.8626 | 0.97967 | 1.5813 | 2.3817 | 3.3848 | 4.5687 | 5.877 | 7.2128 | 8.4401 | 9.3962 | 9.9188 | 9.8834 | 9.2449 | 8.0657 | 6.6188 | 1.186 | 0 | 0 | 0 | 0 | 0 | 0 | 0 | 0 | 0 | 0 | 88.7399
v5.10_MeasureAssessmentTemplate_Industrial_All | Wall Insulation - SEG SEL - R15 from R0 Insulation | HVAC | Wall Insulation | Retrofit | Wall Insulation R0 to R15 | Industrial | Cement/Concrete Products | Firm | Sales | Commercial | 0.10519 | 1 | 3.1302 | 5.3472 | -1.4789 | 0.92527 | -1.8626 | 0.19877 | 0.39427 | 0.69465 | 1.1212 | 1.6887 | 2.4 | 3.2395 | 4.1672 | 5.1144 | 5.9846 | 6.6625 | 7.033 | 7.008 | 6.5553 | 5.7191 | 4.6932 | 1.6998 | 0 | 0 | 0 | 0 | 0 | 0 | 0 | 0 | 64.3741
v5.10_MeasureAssessmentTemplate_Industrial_All | Wall Insulation - SEG SEL - R15 from R0 Insulation | HVAC | Wall Insulation | Retrofit | Wall Insulation R0 to R15 | Industrial | Cement/Concrete Products | Firm | Sales | Industrial | 0.10519 | 1 | 3.1302 | 5.3472 | -1.4789 | 0.92527 | -1.8626 | 0.12246 | 0.24273 | 0.42736 | 0.68932 | 1.0375 | 1.4734 | 1.9875 | 2.5548 | 3.1333 | 3.6639 | 4.0761 | 4.2998 | 4.2815 | 4.0021 | 3.4892 | 2.8613 | 0.65908 | 0 | 0 | 0 | 0 | 0 | 0 | 0 | 0 | 39.0014
v5.10_MeasureAssessmentTemplate_Industrial_All | Wall Insulation - SEG SEL - R15 from R0 Insulation | HVAC | Wall Insulation | Retrofit | Wall Insulation R0 to R15 | Industrial | Cement/Concrete Products | Interruptible | Transport | Industrial | 0.10519 | 1 | 1.5491 | 1.4738 | -0.015995 | 1.3498 | -0.25662 | 3.1989 | 6.3451 | 11.1791 | 18.0442 | 27.1774 | 38.6238 | 52.134 | 67.0635 | 82.3067 | 96.3109 | 107.2216 | 113.1844 | 112.7808 | 105.4954 | 92.039 | 75.5285 | 27.3557 | 0 | 0 | 0 | 0 | 0 | 0 | 0 | 0 | 1035.989
v5.10_MeasureAssessmentTemplate_Industrial_All | Wall Insulation - SEG SEL - R15 from R0 Insulation | HVAC | Wall Insulation | Retrofit | Wall Insulation R0 to R15 | Industrial | Chemical Manufacturing | Firm | Sales | Commercial | 0.10519 | 1 | 3.1302 | 5.3472 | -1.4789 | 0.92527 | -1.8626 | 0.051995 | 0.10313 | 0.18171 | 0.29329 | 0.44175 | 0.6278 | 0.8474 | 1.0901 | 1.3378 | 1.5655 | 1.7428 | 1.8397 | 1.8332 | 1.7147 | 1.496 | 1.2277 | 0.44465 | 0 | 0 | 0 | 0 | 0 | 0 | 0 | 0 | 16.8392
v5.10_MeasureAssessmentTemplate_Industrial_All | Wall Insulation - SEG SEL - R15 from R0 Insulation | HVAC | Wall Insulation | Retrofit | Wall Insulation R0 to R15 | Industrial | Chemical Manufacturing | Firm | Sales | Industrial | 0.10519 | 1 | 3.1302 | 5.3472 | -1.4789 | 0.92527 | -1.8626 | 0.23423 | 0.4646 | 0.81856 | 1.3212 | 1.99 | 2.8281 | 3.8174 | 4.9105 | 6.0267 | 7.0521 | 7.851 | 8.2876 | 8.258 | 7.7246 | 6.7393 | 5.5304 | 2.003 | 0 | 0 | 0 | 0 | 0 | 0 | 0 | 0 | 75.8573
v5.10_MeasureAssessmentTemplate_Industrial_All | Wall Insulation - SEG SEL - R15 from R0 Insulation | HVAC | Wall Insulation | Retrofit | Wall Insulation R0 to R15 | Industrial | Misc. Manufacturing | Firm | Sales | Commercial | 0.10519 | 1 | 3.1302 | 5.3472 | -1.4789 | 0.92527 | -1.8626 | 1.1777 | 2.3359 | 4.1156 | 6.6429 | 10.0053 | 14.2192 | 19.193 | 24.6892 | 30.3009 | 35.4565 | 39.4733 | 41.6684 | 41.5198 | 38.8377 | 33.8838 | 27.8055 | 10.0709 | 0 | 0 | 0 | 0 | 0 | 0 | 0 | 0 | 381.3956
v5.10_MeasureAssessmentTemplate_Industrial_All | Wall Insulation - SEG SEL - R15 from R0 Insulation | HVAC | Wall Insulation | Retrofit | Wall Insulation R0 to R15 | Industrial | Misc. Manufacturing | Firm | Sales | Industrial | 0.10519 | 1 | 3.1302 | 5.3472 | -1.4789 | 0.92527 | -1.8626 | 2.3288 | 4.6192 | 8.1384 | 13.1361 | 19.7851 | 28.118 | 37.9534 | 48.8221 | 59.919 | 70.1141 | 78.0571 | 82.3979 | 82.1041 | 76.8003 | 67.0041 | 54.9845 | 19.9149 | 0 | 0 | 0 | 0 | 0 | 0 | 0 | 0 | 754.1972
v5.10_MeasureAssessmentTemplate_Industrial_All | Wall Insulation - SEG SEL - R15 from R0 Insulation | HVAC | Wall Insulation | Retrofit | Wall Insulation R0 to R15 | Industrial | Misc. Manufacturing | Firm | Transport | Industrial | 0.10519 | 1 | 3.1302 | 4.1746 | -1.4789 | 1.3498 | -1.7196 | 0.17052 | 0.33823 | 0.59591 | 0.96186 | 1.4487 | 2.0589 | 2.779 | 3.5749 | 4.3874 | 5.1339 | 5.7155 | 6.0334 | 6.0119 | 5.6235 | 4.9062 | 4.0261 | 1.4582 | 0 | 0 | 0 | 0 | 0 | 0 | 0 | 0 | 55.2243
v5.10_MeasureAssessmentTemplate_Industrial_All | Wall Insulation - SEG SEL - R15 from R0 Insulation | HVAC | Wall Insulation | Retrofit | Wall Insulation R0 to R15 | Industrial | Misc. Manufacturing | Interruptible | Transport | Industrial | 0.10519 | 1 | 1.5491 | 1.4738 | -0.015995 | 1.3498 | -0.25662 | 1.0283 | 2.0396 | 3.5934 | 5.8001 | 8.7359 | 12.4153 | 16.758 | 21.5569 | 26.4567 | 30.9582 | 34.4654 | 36.382 | 36.2523 | 33.9105 | 29.5851 | 24.2779 | 8.7932 | 0 | 0 | 0 | 0 | 0 | 0 | 0 | 0 | 333.0087
v5.10_MeasureAssessmentTemplate_Industrial_All | Wall Insulation - SEG SEL - R15 from R0 Insulation | HVAC | Wall Insulation | Retrofit | Wall Insulation R0 to R15 | Industrial | Other Food | Firm | Sales | Commercial | 0.10519 | 1 | 3.1302 | 5.3472 | -1.4789 | 0.92527 | -1.8626 | 0.36016 | 0.71439 | 1.2587 | 2.0316 | 3.0599 | 4.3487 | 5.8698 | 7.5507 | 9.2669 | 10.8437 | 12.0721 | 12.7434 | 12.698 | 11.8777 | 10.3627 | 8.5038 | 3.08 | 0 | 0 | 0 | 0 | 0 | 0 | 0 | 0 | 116.6422
v5.10_MeasureAssessmentTemplate_Industrial_All | Wall Insulation - SEG SEL - R15 from R0 Insulation | HVAC | Wall Insulation | Retrofit | Wall Insulation R0 to R15 | Industrial | Other Food | Firm | Sales | Industrial | 0.10519 | 1 | 3.1302 | 5.3472 | -1.4789 | 0.92527 | -1.8626 | 0.32771 | 0.65001 | 1.1452 | 1.8485 | 2.7842 | 3.9568 | 5.3408 | 6.8703 | 8.4318 | 9.8665 | 10.9842 | 11.5951 | 11.5537 | 10.8074 | 9.4288 | 7.7374 | 2.8024 | 0 | 0 | 0 | 0 | 0 | 0 | 0 | 0 | 106.1308
v5.10_MeasureAssessmentTemplate_Industrial_All | Wall Insulation - SEG SEL - R15 from R0 Insulation | HVAC | Wall Insulation | Retrofit | Wall Insulation R0 to R15 | Industrial | Other Food | Firm | Transport | Industrial | 0.10519 | 1 | 3.1302 | 4.1746 | -1.4789 | 1.3498 | -1.7196 | 6.6736 | 13.2373 | 23.3222 | 37.6444 | 56.6984 | 80.5783 | 108.7637 | 139.9101 | 171.7108 | 200.9269 | 223.6892 | 236.1289 | 235.2869 | 220.0878 | 192.0148 | 157.57 | 57.0704 | 0 | 0 | 0 | 0 | 0 | 0 | 0 | 0 | 2161.3138
v5.10_MeasureAssessmentTemplate_Industrial_All | Wall Insulation - SEG SEL - R15 from R0 Insulation | HVAC | Wall Insulation | Retrofit | Wall Insulation R0 to R15 | Industrial | Other Food | Interruptible | Transport | Industrial | 0.10519 | 1 | 1.5491 | 1.4738 | -0.015995 | 1.3498 | -0.25662 | 3.4356 | 6.8145 | 12.0062 | 19.3792 | 29.1882 | 41.4815 | 55.9912 | 72.0254 | 88.3962 | 103.4366 | 115.1546 | 121.5585 | 121.125 | 113.3006 | 98.8487 | 81.1166 | 29.3797 | 0 | 0 | 0 | 0 | 0 | 0 | 0 | 0 | 1112.6384
v5.10_MeasureAssessmentTemplate_Industrial_All | Wall Insulation - SEG SEL - R15 from R0 Insulation | HVAC | Wall Insulation | Retrofit | Wall Insulation R0 to R15 | Industrial | Primary Metal Manufacturing | Firm | Sales | Commercial | 0.10519 | 1 | 3.1302 | 5.3472 | -1.4789 | 0.92527 | -1.8626 | 0.019832 | 0.039337 | 0.069307 | 0.11187 | 0.16849 | 0.23946 | 0.32321 | 0.41577 | 0.51027 | 0.5971 | 0.66474 | 0.70171 | 0.6992 | 0.65404 | 0.57061 | 0.46825 | 0.1696 | 0 | 0 | 0 | 0 | 0 | 0 | 0 | 0 | 6.4228
v5.10_MeasureAssessmentTemplate_Industrial_All | Wall Insulation - SEG SEL - R15 from R0 Insulation | HVAC | Wall Insulation | Retrofit | Wall Insulation R0 to R15 | Industrial | Primary Metal Manufacturing | Firm | Sales | Industrial | 0.10519 | 1 | 3.1302 | 5.3472 | -1.4789 | 0.92527 | -1.8626 | 0.15915 | 0.31568 | 0.55619 | 0.89774 | 1.3521 | 1.9216 | 2.5938 | 3.3366 | 4.095 | 4.7917 | 5.3345 | 5.6312 | 5.6111 | 5.2487 | 4.5792 | 3.7577 | 1.361 | 0 | 0 | 0 | 0 | 0 | 0 | 0 | 0 | 51.543
v5.10_MeasureAssessmentTemplate_Industrial_All | Wall Insulation - SEG SEL - R15 from R0 Insulation | HVAC | Wall Insulation | Retrofit | Wall Insulation R0 to R15 | Industrial | Pulp and Paper Mills | Firm | Sales | Commercial | 0.10519 | 1 | 3.1302 | 5.3472 | -1.4789 | 0.92527 | -1.8626 | 0.0046727 | 0.0092685 | 0.01633 | 0.026358 | 0.039699 | 0.056419 | 0.076154 | 0.097962 | 0.12023 | 0.14068 | 0.15662 | 0.16533 | 0.16474 | 0.1541 | 0.13444 | 0.11033 | 0.039959 | 0 | 0 | 0 | 0 | 0 | 0 | 0 | 0 | 1.5133
v5.10_MeasureAssessmentTemplate_Industrial_All | Wall Insulation - SEG SEL - R15 from R0 Insulation | HVAC | Wall Insulation | Retrofit | Wall Insulation R0 to R15 | Industrial | Pulp and Paper Mills | Firm | Sales | Industrial | 0.10519 | 1 | 3.1302 | 5.3472 | -1.4789 | 0.92527 | -1.8626 | 0.11881 | 0.23566 | 0.4152 | 0.67017 | 1.0094 | 1.4345 | 1.9363 | 2.4908 | 3.0569 | 3.577 | 3.9822 | 4.2037 | 4.1887 | 3.9181 | 3.4184 | 2.8052 | 1.016 | 0 | 0 | 0 | 0 | 0 | 0 | 0 | 0 | 38.477
v5.10_MeasureAssessmentTemplate_Industrial_All | Wall Insulation - SEG SEL - R15 from R0 Insulation | HVAC | Wall Insulation | Retrofit | Wall Insulation R0 to R15 | Industrial | Semiconductor Manufacturing | Firm | Sales | Commercial | 0.10519 | 1 | 3.1302 | 5.3472 | -1.4789 | 0.92527 | -1.8626 | 0.84227 | 1.6707 | 2.9435 | 4.7511 | 7.1558 | 10.1697 | 13.7269 | 17.6579 | 21.6714 | 25.3588 | 28.2316 | 29.8016 | 29.6953 | 27.777 | 24.234 | 19.8867 | 7.2028 | 0 | 0 | 0 | 0 | 0 | 0 | 0 | 0 | 272.777
v5.10_MeasureAssessmentTemplate_Industrial_All | Wall Insulation - SEG SEL - R15 from R0 Insulation | HVAC | Wall Insulation | Retrofit | Wall Insulation R0 to R15 | Industrial | Semiconductor Manufacturing | Firm | Sales | Industrial | 0.10519 | 1 | 3.1302 | 5.3472 | -1.4789 | 0.92527 | -1.8626 | 0.77767 | 1.5425 | 2.7177 | 4.3866 | 6.607 | 9.3897 | 12.6741 | 16.3035 | 20.0092 | 23.4137 | 26.0662 | 27.5158 | 27.4177 | 25.6465 | 22.3752 | 18.3614 | 6.6503 | 0 | 0 | 0 | 0 | 0 | 0 | 0 | 0 | 251.855
v5.10_MeasureAssessmentTemplate_Industrial_All | Wall Insulation - SEG SEL - R15 from R0 Insulation | HVAC | Wall Insulation | Retrofit | Wall Insulation R0 to R15 | Industrial | Semiconductor Manufacturing | Firm | Transport | Industrial | 0.10519 | 1 | 3.1302 | 4.1746 | -1.4789 | 1.3498 | -1.7196 | 2.8709 | 5.6946 | 10.033 | 16.1942 | 24.3911 | 34.664 | 46.7891 | 60.188 | 73.8683 | 86.4368 | 96.229 | 101.5804 | 101.2182 | 94.6797 | 82.6029 | 67.7851 | 24.5511 | 0 | 0 | 0 | 0 | 0 | 0 | 0 | 0 | 929.7764
v5.10_MeasureAssessmentTemplate_Industrial_All | Wall Insulation - SEG SEL - R15 from R0 Insulation | HVAC | Wall Insulation | Retrofit | Wall Insulation R0 to R15 | Industrial | Semiconductor Manufacturing | Interruptible | Transport | Industrial | 0.10519 | 1 | 1.5491 | 1.4738 | -0.015995 | 1.3498 | -0.25662 | 4.3112 | 8.5514 | 15.0664 | 24.3186 | 36.6277 | 52.0543 | 70.2623 | 90.3831 | 110.9266 | 129.8005 | 144.5051 | 152.5412 | 151.9973 | 142.1786 | 124.0431 | 101.7915 | 36.8679 | 0 | 0 | 0 | 0 | 0 | 0 | 0 | 0 | 1396.2268
v5.10_MeasureAssessmentTemplate_Industrial_All | Wall Insulation - SEG SEL - R15 from R0 Insulation | HVAC | Wall Insulation | Retrofit | Wall Insulation R0 to R15 | Industrial | Wood | Firm | Sales | Commercial | 0.10519 | 1 | 3.1302 | 5.3472 | -1.4789 | 0.92527 | -1.8626 | 0.31139 | 0.61764 | 1.0882 | 1.7565 | 2.6455 | 3.7597 | 5.0748 | 6.5281 | 8.0119 | 9.3751 | 10.4372 | 11.0176 | 10.9783 | 10.2691 | 8.9593 | 7.3521 | 2.6629 | 0 | 0 | 0 | 0 | 0 | 0 | 0 | 0 | 100.8454
v5.10_MeasureAssessmentTemplate_Industrial_All | Wall Insulation - SEG SEL - R15 from R0 Insulation | HVAC | Wall Insulation | Retrofit | Wall Insulation R0 to R15 | Industrial | Wood | Firm | Sales | Industrial | 0.10519 | 1 | 3.1302 | 5.3472 | -1.4789 | 0.92527 | -1.8626 | 0.09111 | 0.18072 | 0.3184 | 0.51393 | 0.77406 | 1.1001 | 1.4849 | 1.9101 | 2.3442 | 2.7431 | 3.0539 | 3.2237 | 3.2122 | 3.0047 | 2.6214 | 2.1512 | 0.77914 | 0 | 0 | 0 | 0 | 0 | 0 | 0 | 0 | 29.5068
v5.10_MeasureAssessmentTemplate_Industrial_All | Wall Insulation - SEG SEL - R15 from R0 Insulation | HVAC | Wall Insulation | Retrofit | Wall Insulation R0 to R15 | Industrial | Wood | Interruptible | Sales | Industrial | 0.10519 | 1 | 1.5491 | 2.6463 | -0.015995 | 1.3498 | -0.39962 | 0.25056 | 0.49699 | 0.87562 | 1.4133 | 2.1287 | 3.0253 | 4.0835 | 5.2529 | 6.4468 | 7.5437 | 8.3983 | 8.8654 | 8.8338 | 8.2631 | 7.2091 | 5.9159 | 2.1427 | 0 | 0 | 0 | 0 | 0 | 0 | 0 | 0 | 81.1457
v5.10_MeasureAssessmentTemplate_Industrial_All | Wall Insulation - SEG SEL - R15 from R0 Insulation | HVAC | Wall Insulation | Retrofit | Wall Insulation R0 to R15 | Industrial | Wood | Interruptible | Transport | Industrial | 0.10519 | 1 | 1.5491 | 1.4738 | -0.015995 | 1.3498 | -0.25662 | 2.2927 | 4.5476 | 8.0123 | 12.9326 | 19.4786 | 27.6825 | 37.3655 | 48.0658 | 58.9908 | 69.028 | 76.8479 | 81.1215 | 80.8323 | 75.6107 | 65.9662 | 54.1328 | 19.6064 | 0 | 0 | 0 | 0 | 0 | 0 | 0 | 0 | 742.5143
v5.10_MeasureAssessmentTemplate_Industrial_All | Wall Insulation - SEG SEL - R35 from R15 Insulation | HVAC | Wall Insulation | Retrofit | Wall Insulation R15 to R35 | Industrial | Cement/Concrete Products | Firm | Sales | Commercial | 0.0082932 | 0 | 0.54981 | 5.3472 | 2.8636 | 5.2678 | -1.8626 | 0.015671 | 0.031084 | 0.054766 | 0.088398 | 0.13314 | 0.18922 | 0.2554 | 0.32854 | 0.40322 | 0.47183 | 0.52528 | 0.55449 | 0.55251 | 0.51682 | 0.4509 | 0.37001 | 0.13402 | 0 | 0 | 0 | 0 | 0 | 0 | 0 | 0 | 5.0753
v5.10_MeasureAssessmentTemplate_Industrial_All | Wall Insulation - SEG SEL - R35 from R15 Insulation | HVAC | Wall Insulation | Retrofit | Wall Insulation R15 to R35 | Industrial | Cement/Concrete Products | Firm | Sales | Industrial | 0.0082932 | 0 | 0.54981 | 5.3472 | 2.8636 | 5.2678 | -1.8626 | 0.0096548 | 0.019137 | 0.033693 | 0.054347 | 0.081798 | 0.11617 | 0.15669 | 0.20142 | 0.24703 | 0.28886 | 0.32136 | 0.339 | 0.33755 | 0.31553 | 0.27509 | 0.22559 | 0.051962 | 0 | 0 | 0 | 0 | 0 | 0 | 0 | 0 | 3.0749
v5.10_MeasureAssessmentTemplate_Industrial_All | Wall Insulation - SEG SEL - R35 from R15 Insulation | HVAC | Wall Insulation | Retrofit | Wall Insulation R15 to R35 | Industrial | Cement/Concrete Products | Interruptible | Transport | Industrial | 0.0082932 | 0 | 0.2721 | 1.4738 | 4.3266 | 1.3498 | -0.25662 | 0.2522 | 0.50025 | 0.88137 | 1.4226 | 2.1427 | 3.0451 | 4.1103 | 5.2873 | 6.4891 | 7.5932 | 8.4534 | 8.9235 | 8.8917 | 8.3173 | 7.2564 | 5.9547 | 2.1567 | 0 | 0 | 0 | 0 | 0 | 0 | 0 | 0 | 81.6779
v5.10_MeasureAssessmentTemplate_Industrial_All | Wall Insulation - SEG SEL - R35 from R15 Insulation | HVAC | Wall Insulation | Retrofit | Wall Insulation R15 to R35 | Industrial | Chemical Manufacturing | Firm | Sales | Commercial | 0.0082932 | 0 | 0.54981 | 5.3472 | 2.8636 | 5.2678 | -1.8626 | 0.0040993 | 0.0081311 | 0.014326 | 0.023123 | 0.034828 | 0.049496 | 0.066809 | 0.085941 | 0.10548 | 0.12342 | 0.1374 | 0.14504 | 0.14453 | 0.13519 | 0.11795 | 0.096789 | 0.035056 | 0 | 0 | 0 | 0 | 0 | 0 | 0 | 0 | 1.3276
v5.10_MeasureAssessmentTemplate_Industrial_All | Wall Insulation - SEG SEL - R35 from R15 Insulation | HVAC | Wall Insulation | Retrofit | Wall Insulation R15 to R35 | Industrial | Chemical Manufacturing | Firm | Sales | Industrial | 0.0082932 | 0 | 0.54981 | 5.3472 | 2.8636 | 5.2678 | -1.8626 | 0.018467 | 0.036629 | 0.064536 | 0.10417 | 0.15689 | 0.22297 | 0.30096 | 0.38715 | 0.47515 | 0.55599 | 0.61898 | 0.6534 | 0.65107 | 0.60901 | 0.53133 | 0.43602 | 0.15792 | 0 | 0 | 0 | 0 | 0 | 0 | 0 | 0 | 5.9806
v5.10_MeasureAssessmentTemplate_Industrial_All | Wall Insulation - SEG SEL - R35 from R15 Insulation | HVAC | Wall Insulation | Retrofit | Wall Insulation R15 to R35 | Industrial | Misc. Manufacturing | Firm | Sales | Commercial | 0.0082932 | 0 | 0.54981 | 5.3472 | 2.8636 | 5.2678 | -1.8626 | 0.092847 | 0.18416 | 0.32447 | 0.52373 | 0.78882 | 1.1211 | 1.5132 | 1.9465 | 2.3889 | 2.7954 | 3.1121 | 3.2852 | 3.2734 | 3.062 | 2.6714 | 2.1922 | 0.794 | 0 | 0 | 0 | 0 | 0 | 0 | 0 | 0 | 30.0694
v5.10_MeasureAssessmentTemplate_Industrial_All | Wall Insulation - SEG SEL - R35 from R15 Insulation | HVAC | Wall Insulation | Retrofit | Wall Insulation R15 to R35 | Industrial | Misc. Manufacturing | Firm | Sales | Industrial | 0.0082932 | 0 | 0.54981 | 5.3472 | 2.8636 | 5.2678 | -1.8626 | 0.1836 | 0.36418 | 0.64163 | 1.0357 | 1.5599 | 2.2168 | 2.9923 | 3.8492 | 4.724 | 5.5278 | 6.1541 | 6.4963 | 6.4731 | 6.055 | 5.2826 | 4.335 | 1.5701 | 0 | 0 | 0 | 0 | 0 | 0 | 0 | 0 | 59.4613
v5.10_MeasureAssessmentTemplate_Industrial_All | Wall Insulation - SEG SEL - R35 from R15 Insulation | HVAC | Wall Insulation | Retrofit | Wall Insulation R15 to R35 | Industrial | Misc. Manufacturing | Firm | Transport | Industrial | 0.0082932 | 0 | 0.54981 | 4.1746 | 2.8636 | 1.3498 | -1.7196 | 0.013444 | 0.026666 | 0.046982 | 0.075834 | 0.11422 | 0.16232 | 0.2191 | 0.28185 | 0.34591 | 0.40476 | 0.45062 | 0.47568 | 0.47398 | 0.44336 | 0.38681 | 0.31742 | 0.11497 | 0 | 0 | 0 | 0 | 0 | 0 | 0 | 0 | 4.3539
v5.10_MeasureAssessmentTemplate_Industrial_All | Wall Insulation - SEG SEL - R35 from R15 Insulation | HVAC | Wall Insulation | Retrofit | Wall Insulation R15 to R35 | Industrial | Misc. Manufacturing | Interruptible | Transport | Industrial | 0.0082932 | 0 | 0.2721 | 1.4738 | 4.3266 | 1.3498 | -0.25662 | 0.081068 | 0.1608 | 0.28331 | 0.45729 | 0.68874 | 0.97883 | 1.3212 | 1.6996 | 2.0859 | 2.4408 | 2.7173 | 2.8684 | 2.8582 | 2.6735 | 2.3325 | 1.9141 | 0.69326 | 0 | 0 | 0 | 0 | 0 | 0 | 0 | 0 | 26.2546
v5.10_MeasureAssessmentTemplate_Industrial_All | Wall Insulation - SEG SEL - R35 from R15 Insulation | HVAC | Wall Insulation | Retrofit | Wall Insulation R15 to R35 | Industrial | Other Food | Firm | Sales | Commercial | 0.0082932 | 0 | 0.54981 | 5.3472 | 2.8636 | 5.2678 | -1.8626 | 0.028395 | 0.056323 | 0.099233 | 0.16017 | 0.24125 | 0.34285 | 0.46278 | 0.5953 | 0.73061 | 0.85492 | 0.95177 | 1.0047 | 1.0011 | 0.93645 | 0.817 | 0.67044 | 0.24283 | 0 | 0 | 0 | 0 | 0 | 0 | 0 | 0 | 9.1961
v5.10_MeasureAssessmentTemplate_Industrial_All | Wall Insulation - SEG SEL - R35 from R15 Insulation | HVAC | Wall Insulation | Retrofit | Wall Insulation R15 to R35 | Industrial | Other Food | Firm | Sales | Industrial | 0.0082932 | 0 | 0.54981 | 5.3472 | 2.8636 | 5.2678 | -1.8626 | 0.025837 | 0.051247 | 0.090291 | 0.14574 | 0.2195 | 0.31195 | 0.42107 | 0.54165 | 0.66477 | 0.77788 | 0.866 | 0.91416 | 0.9109 | 0.85206 | 0.74338 | 0.61002 | 0.22095 | 0 | 0 | 0 | 0 | 0 | 0 | 0 | 0 | 8.3674
v5.10_MeasureAssessmentTemplate_Industrial_All | Wall Insulation - SEG SEL - R35 from R15 Insulation | HVAC | Wall Insulation | Retrofit | Wall Insulation R15 to R35 | Industrial | Other Food | Firm | Transport | Industrial | 0.0082932 | 0 | 0.54981 | 4.1746 | 2.8636 | 1.3498 | -1.7196 | 0.52615 | 1.0436 | 1.8387 | 2.9679 | 4.4701 | 6.3528 | 8.575 | 11.0306 | 13.5378 | 15.8412 | 17.6358 | 18.6165 | 18.5501 | 17.3518 | 15.1385 | 12.4229 | 4.4995 | 0 | 0 | 0 | 0 | 0 | 0 | 0 | 0 | 170.3992
v5.10_MeasureAssessmentTemplate_Industrial_All | Wall Insulation - SEG SEL - R35 from R15 Insulation | HVAC | Wall Insulation | Retrofit | Wall Insulation R15 to R35 | Industrial | Other Food | Interruptible | Transport | Industrial | 0.0082932 | 0 | 0.2721 | 1.4738 | 4.3266 | 1.3498 | -0.25662 | 0.27086 | 0.53726 | 0.94658 | 1.5279 | 2.3012 | 3.2704 | 4.4144 | 5.6785 | 6.9692 | 8.155 | 9.0789 | 9.5837 | 9.5496 | 8.9327 | 7.7933 | 6.3953 | 2.3163 | 0 | 0 | 0 | 0 | 0 | 0 | 0 | 0 | 87.721
v5.10_MeasureAssessmentTemplate_Industrial_All | Wall Insulation - SEG SEL - R35 from R15 Insulation | HVAC | Wall Insulation | Retrofit | Wall Insulation R15 to R35 | Industrial | Primary Metal Manufacturing | Firm | Sales | Commercial | 0.0082932 | 0 | 0.54981 | 5.3472 | 2.8636 | 5.2678 | -1.8626 | 0.0015636 | 0.0031014 | 0.0054642 | 0.0088197 | 0.013284 | 0.018879 | 0.025482 | 0.03278 | 0.04023 | 0.047075 | 0.052408 | 0.055323 | 0.055126 | 0.051565 | 0.044987 | 0.036917 | 0.013371 | 0 | 0 | 0 | 0 | 0 | 0 | 0 | 0 | 0.50638
v5.10_MeasureAssessmentTemplate_Industrial_All | Wall Insulation - SEG SEL - R35 from R15 Insulation | HVAC | Wall Insulation | Retrofit | Wall Insulation R15 to R35 | Industrial | Primary Metal Manufacturing | Firm | Sales | Industrial | 0.0082932 | 0 | 0.54981 | 5.3472 | 2.8636 | 5.2678 | -1.8626 | 0.012548 | 0.024889 | 0.04385 | 0.070778 | 0.1066 | 0.1515 | 0.2045 | 0.26306 | 0.32285 | 0.37778 | 0.42058 | 0.44397 | 0.44238 | 0.41381 | 0.36102 | 0.29626 | 0.1073 | 0 | 0 | 0 | 0 | 0 | 0 | 0 | 0 | 4.0637
v5.10_MeasureAssessmentTemplate_Industrial_All | Wall Insulation - SEG SEL - R35 from R15 Insulation | HVAC | Wall Insulation | Retrofit | Wall Insulation R15 to R35 | Industrial | Pulp and Paper Mills | Firm | Sales | Commercial | 0.0082932 | 0 | 0.54981 | 5.3472 | 2.8636 | 5.2678 | -1.8626 | 0.0003684 | 0.00073073 | 0.0012874 | 0.0020781 | 0.0031299 | 0.0044481 | 0.006004 | 0.0077234 | 0.0094789 | 0.011092 | 0.012348 | 0.013035 | 0.012988 | 0.012149 | 0.0106 | 0.0086983 | 0.0031504 | 0 | 0 | 0 | 0 | 0 | 0 | 0 | 0 | 0.11931
v5.10_MeasureAssessmentTemplate_Industrial_All | Wall Insulation - SEG SEL - R35 from R15 Insulation | HVAC | Wall Insulation | Retrofit | Wall Insulation R15 to R35 | Industrial | Pulp and Paper Mills | Firm | Sales | Industrial | 0.0082932 | 0 | 0.54981 | 5.3472 | 2.8636 | 5.2678 | -1.8626 | 0.0093669 | 0.018579 | 0.032734 | 0.052836 | 0.07958 | 0.1131 | 0.15266 | 0.19637 | 0.24101 | 0.28201 | 0.31396 | 0.33142 | 0.33024 | 0.30891 | 0.26951 | 0.22116 | 0.080102 | 0 | 0 | 0 | 0 | 0 | 0 | 0 | 0 | 3.0335
v5.10_MeasureAssessmentTemplate_Industrial_All | Wall Insulation - SEG SEL - R35 from R15 Insulation | HVAC | Wall Insulation | Retrofit | Wall Insulation R15 to R35 | Industrial | Semiconductor Manufacturing | Firm | Sales | Commercial | 0.0082932 | 0 | 0.54981 | 5.3472 | 2.8636 | 5.2678 | -1.8626 | 0.066405 | 0.13172 | 0.23207 | 0.37458 | 0.56417 | 0.80178 | 1.0822 | 1.3922 | 1.7086 | 1.9993 | 2.2258 | 2.3496 | 2.3412 | 2.19 | 1.9106 | 1.5679 | 0.56787 | 0 | 0 | 0 | 0 | 0 | 0 | 0 | 0 | 21.5059
v5.10_MeasureAssessmentTemplate_Industrial_All | Wall Insulation - SEG SEL - R35 from R15 Insulation | HVAC | Wall Insulation | Retrofit | Wall Insulation R15 to R35 | Industrial | Semiconductor Manufacturing | Firm | Sales | Industrial | 0.0082932 | 0 | 0.54981 | 5.3472 | 2.8636 | 5.2678 | -1.8626 | 0.061312 | 0.12161 | 0.21427 | 0.34585 | 0.5209 | 0.74029 | 0.99923 | 1.2854 | 1.5775 | 1.846 | 2.0551 | 2.1694 | 2.1616 | 2.022 | 1.7641 | 1.4476 | 0.52432 | 0 | 0 | 0 | 0 | 0 | 0 | 0 | 0 | 19.8564
v5.10_MeasureAssessmentTemplate_Industrial_All | Wall Insulation - SEG SEL - R35 from R15 Insulation | HVAC | Wall Insulation | Retrofit | Wall Insulation R15 to R35 | Industrial | Semiconductor Manufacturing | Firm | Transport | Industrial | 0.0082932 | 0 | 0.54981 | 4.1746 | 2.8636 | 1.3498 | -1.7196 | 0.22635 | 0.44896 | 0.79101 | 1.2768 | 1.923 | 2.7329 | 3.6889 | 4.7453 | 5.8238 | 6.8147 | 7.5867 | 8.0087 | 7.9801 | 7.4646 | 6.5125 | 5.3442 | 1.9356 | 0 | 0 | 0 | 0 | 0 | 0 | 0 | 0 | 73.3041
v5.10_MeasureAssessmentTemplate_Industrial_All | Wall Insulation - SEG SEL - R35 from R15 Insulation | HVAC | Wall Insulation | Retrofit | Wall Insulation R15 to R35 | Industrial | Semiconductor Manufacturing | Interruptible | Transport | Industrial | 0.0082932 | 0 | 0.2721 | 1.4738 | 4.3266 | 1.3498 | -0.25662 | 0.3399 | 0.6742 | 1.1878 | 1.9173 | 2.8877 | 4.104 | 5.5395 | 7.1259 | 8.7455 | 10.2335 | 11.3929 | 12.0264 | 11.9835 | 11.2094 | 9.7796 | 8.0253 | 2.9067 | 0 | 0 | 0 | 0 | 0 | 0 | 0 | 0 | 110.0793
v5.10_MeasureAssessmentTemplate_Industrial_All | Wall Insulation - SEG SEL - R35 from R15 Insulation | HVAC | Wall Insulation | Retrofit | Wall Insulation R15 to R35 | Industrial | Wood | Firm | Sales | Commercial | 0.0082932 | 0 | 0.54981 | 5.3472 | 2.8636 | 5.2678 | -1.8626 | 0.02455 | 0.048695 | 0.085794 | 0.13848 | 0.20857 | 0.29642 | 0.4001 | 0.51468 | 0.63166 | 0.73914 | 0.82287 | 0.86863 | 0.86554 | 0.80962 | 0.70635 | 0.57964 | 0.20994 | 0 | 0 | 0 | 0 | 0 | 0 | 0 | 0 | 7.9507
v5.10_MeasureAssessmentTemplate_Industrial_All | Wall Insulation - SEG SEL - R35 from R15 Insulation | HVAC | Wall Insulation | Retrofit | Wall Insulation R15 to R35 | Industrial | Wood | Firm | Sales | Industrial | 0.0082932 | 0 | 0.54981 | 5.3472 | 2.8636 | 5.2678 | -1.8626 | 0.0071832 | 0.014248 | 0.025103 | 0.040519 | 0.061027 | 0.086731 | 0.11707 | 0.15059 | 0.18482 | 0.21627 | 0.24077 | 0.25416 | 0.25325 | 0.23689 | 0.20668 | 0.1696 | 0.061428 | 0 | 0 | 0 | 0 | 0 | 0 | 0 | 0 | 2.3263
v5.10_MeasureAssessmentTemplate_Industrial_All | Wall Insulation - SEG SEL - R35 from R15 Insulation | HVAC | Wall Insulation | Retrofit | Wall Insulation R15 to R35 | Industrial | Wood | Interruptible | Sales | Industrial | 0.0082932 | 0 | 0.2721 | 2.6463 | 4.3266 | 1.3498 | -0.39962 | 0.019754 | 0.039183 | 0.069035 | 0.11143 | 0.16783 | 0.23851 | 0.32194 | 0.41414 | 0.50827 | 0.59475 | 0.66213 | 0.69895 | 0.69646 | 0.65147 | 0.56837 | 0.46641 | 0.16893 | 0 | 0 | 0 | 0 | 0 | 0 | 0 | 0 | 6.3976
v5.10_MeasureAssessmentTemplate_Industrial_All | Wall Insulation - SEG SEL - R35 from R15 Insulation | HVAC | Wall Insulation | Retrofit | Wall Insulation R15 to R35 | Industrial | Wood | Interruptible | Transport | Industrial | 0.0082932 | 0 | 0.2721 | 1.4738 | 4.3266 | 1.3498 | -0.25662 | 0.18076 | 0.35854 | 0.63169 | 1.0196 | 1.5357 | 2.1825 | 2.9459 | 3.7895 | 4.6509 | 5.4422 | 6.0587 | 6.3957 | 6.3729 | 5.9612 | 5.2008 | 4.2679 | 1.5458 | 0 | 0 | 0 | 0 | 0 | 0 | 0 | 0 | 58.5402
v5.10_MeasureAssessmentTemplate_Residential_All | Behavior Program - SEG All - INC All - Home Energy Reports | Whole Building | Behavior Program | New | Behavior Program | Residential | Manufactured | Firm | Sales | Residential | 3.72 | 1 | 1.0976 | 3.6888 | 0.27234 | 2.4469 | -1.4465 | 0.00041024 | 0.00025965 | 0.00067984 | 0.0012983 | 0.0021796 | 0.0033698 | 0.0048575 | 0.006681 | 0.0087821 | 0.011055 | 0.013366 | 0.015539 | 0.017392 | 0.018762 | 0.01954 | 0.019692 | 0.019259 | 0.018394 | 0.017109 | 0.015687 | 0.014037 | 0.01232 | 0.010599 | 0.0088751 | 0.0071486 | 0.26729
v5.10_MeasureAssessmentTemplate_Residential_All | Behavior Program - SEG All - INC All - Home Energy Reports | Whole Building | Behavior Program | New | Behavior Program | Residential | Manufactured LI | Firm | Sales | Residential | 3.72 | 1 | 1.0976 | 3.6888 | 0.27234 | 2.4469 | -1.4465 | 0.00051508 | 0.00032601 | 0.00085358 | 0.0016301 | 0.0027366 | 0.004231 | 0.0060989 | 0.0083884 | 0.011026 | 0.01388 | 0.016781 | 0.01951 | 0.021837 | 0.023557 | 0.024534 | 0.024724 | 0.02418 | 0.023095 | 0.021481 | 0.019696 | 0.017625 | 0.015469 | 0.013308 | 0.011143 | 0.0089754 | 0.3356
v5.10_MeasureAssessmentTemplate_Residential_All | Behavior Program - SEG All - INC All - Home Energy Reports | Whole Building | Behavior Program | New | Behavior Program | Residential | Multifamily-High Rise | Firm | Sales | Residential | 3.72 | 1 | 1.0976 | 3.6888 | 0.27234 | 2.4469 | -1.4465 | 0.051633 | 0.03268 | 0.085564 | 0.1634 | 0.27433 | 0.42412 | 0.61137 | 0.84087 | 1.1053 | 1.3914 | 1.6822 | 1.9557 | 2.189 | 2.3614 | 2.4593 | 2.4784 | 2.4239 | 2.3151 | 2.1533 | 1.9744 | 1.7667 | 1.5506 | 1.334 | 1.117 | 0.89972 | 33.6414
v5.10_MeasureAssessmentTemplate_Residential_All | Behavior Program - SEG All - INC All - Home Energy Reports | Whole Building | Behavior Program | New | Behavior Program | Residential | Multifamily-High Rise LI | Firm | Sales | Residential | 3.72 | 1 | 1.0976 | 3.6888 | 0.27234 | 2.4469 | -1.4465 | 0.041384 | 0.026193 | 0.068581 | 0.13097 | 0.21987 | 0.33994 | 0.49002 | 0.67396 | 0.88591 | 1.1152 | 1.3483 | 1.5675 | 1.7545 | 1.8927 | 1.9712 | 1.9864 | 1.9428 | 1.8556 | 1.7259 | 1.5825 | 1.416 | 1.2428 | 1.0692 | 0.8953 | 0.72113 | 26.9638
v5.10_MeasureAssessmentTemplate_Residential_All | Behavior Program - SEG All - INC All - Home Energy Reports | Whole Building | Behavior Program | New | Behavior Program | Residential | Multifamily-Low Rise | Firm | Sales | Residential | 3.72 | 1 | 1.0976 | 3.6888 | 0.27234 | 2.4469 | -1.4465 | 0.022461 | 0.014216 | 0.037222 | 0.071082 | 0.11934 | 0.1845 | 0.26595 | 0.36579 | 0.48083 | 0.60529 | 0.73178 | 0.85078 | 0.95223 | 1.0273 | 1.0699 | 1.0781 | 1.0544 | 1.0071 | 0.93672 | 0.85888 | 0.76856 | 0.67454 | 0.58032 | 0.48592 | 0.39139 | 14.6346
v5.10_MeasureAssessmentTemplate_Residential_All | Behavior Program - SEG All - INC All - Home Energy Reports | Whole Building | Behavior Program | New | Behavior Program | Residential | Multifamily-Low Rise LI | Firm | Sales | Residential | 3.72 | 1 | 1.0976 | 3.6888 | 0.27234 | 2.4469 | -1.4465 | 0.018905 | 0.011965 | 0.031328 | 0.059828 | 0.10044 | 0.15529 | 0.22385 | 0.30788 | 0.4047 | 0.50945 | 0.61591 | 0.71608 | 0.80146 | 0.8646 | 0.90046 | 0.90743 | 0.88748 | 0.84764 | 0.78841 | 0.72289 | 0.64687 | 0.56774 | 0.48844 | 0.40899 | 0.32942 | 12.3174
v5.10_MeasureAssessmentTemplate_Residential_All | Behavior Program - SEG All - INC All - Home Energy Reports | Whole Building | Behavior Program | New | Behavior Program | Residential | Single Family | Firm | Sales | Residential | 3.72 | 1 | 1.0976 | 3.6888 | 0.27234 | 2.4469 | -1.4465 | 0.21373 | 0.13528 | 0.35419 | 0.67639 | 1.1356 | 1.7556 | 2.5307 | 3.4807 | 4.5754 | 5.7596 | 6.9633 | 8.0957 | 9.0611 | 9.7749 | 10.1803 | 10.2591 | 10.0335 | 9.5831 | 8.9135 | 8.1728 | 7.3133 | 6.4187 | 5.5221 | 4.6239 | 3.7243 | 139.2565
v5.10_MeasureAssessmentTemplate_Residential_All | Behavior Program - SEG All - INC All - Home Energy Reports | Whole Building | Behavior Program | New | Behavior Program | Residential | Single Family LI | Firm | Sales | Residential | 3.72 | 1 | 1.0976 | 3.6888 | 0.27234 | 2.4469 | -1.4465 | 0.07414 | 0.046925 | 0.12286 | 0.23463 | 0.39391 | 0.609 | 0.87786 | 1.2074 | 1.5871 | 1.9979 | 2.4155 | 2.8083 | 3.1431 | 3.3907 | 3.5314 | 3.5587 | 3.4804 | 3.3242 | 3.0919 | 2.835 | 2.5368 | 2.2265 | 1.9155 | 1.6039 | 1.2919 | 48.3057
v5.10_MeasureAssessmentTemplate_Residential_All | Behavior Program - SEG All - INC All - Home Energy Reports | Whole Building | Behavior Program | Retrofit | Behavior Program | Residential | Manufactured | Firm | Sales | Residential | 3.72 | 1 | 1.0976 | 3.6888 | 0.27234 | 2.4469 | -1.4465 | 0.037045 | 0.067317 | 0.10625 | 0.15132 | 0.19581 | 0.23202 | 0.25342 | 0.2566 | 0.24209 | 0.21375 | 0.17731 | 0.13867 | 0.10257 | 0.071963 | 0.013293 | 0.0053188 | 0.003259 | 0.0022148 | 0 | 0 | 0 | 0 | 0 | 0 | 0 | 2.2702
v5.10_MeasureAssessmentTemplate_Residential_All | Behavior Program - SEG All - INC All - Home Energy Reports | Whole Building | Behavior Program | Retrofit | Behavior Program | Residential | Manufactured LI | Firm | Sales | Residential | 3.72 | 1 | 1.0976 | 3.6888 | 0.27234 | 2.4469 | -1.4465 | 0.046512 | 0.084521 | 0.13341 | 0.18998 | 0.24585 | 0.29132 | 0.31819 | 0.32218 | 0.30396 | 0.26838 | 0.22263 | 0.17411 | 0.12878 | 0.090353 | 0.01669 | 0.0066781 | 0.0040919 | 0.0027808 | 0 | 0 | 0 | 0 | 0 | 0 | 0 | 2.8504
v5.10_MeasureAssessmentTemplate_Residential_All | Behavior Program - SEG All - INC All - Home Energy Reports | Whole Building | Behavior Program | Retrofit | Behavior Program | Residential | Multifamily-High Rise | Firm | Sales | Residential | 3.72 | 1 | 1.0976 | 3.6888 | 0.27234 | 2.4469 | -1.4465 | 4.1917 | 7.6492 | 12.0934 | 17.2545 | 22.3693 | 26.5504 | 29.0439 | 29.4482 | 27.816 | 24.5851 | 20.4114 | 15.9741 | 11.8218 | 8.2976 | 1.6092 | 0.66943 | 0.41018 | 0.27875 | 0 | 0 | 0 | 0 | 0 | 0 | 0 | 260.4742
v5.10_MeasureAssessmentTemplate_Residential_All | Behavior Program - SEG All - INC All - Home Energy Reports | Whole Building | Behavior Program | Retrofit | Behavior Program | Residential | Multifamily-High Rise LI | Firm | Sales | Residential | 3.72 | 1 | 1.0976 | 3.6888 | 0.27234 | 2.4469 | -1.4465 | 3.3597 | 6.1309 | 9.693 | 13.8296 | 17.9291 | 21.2803 | 23.2789 | 23.603 | 22.2948 | 19.7051 | 16.3599 | 12.8033 | 9.4753 | 6.6506 | 1.2898 | 0.53655 | 0.32877 | 0.22342 | 0 | 0 | 0 | 0 | 0 | 0 | 0 | 208.772
v5.10_MeasureAssessmentTemplate_Residential_All | Behavior Program - SEG All - INC All - Home Energy Reports | Whole Building | Behavior Program | Retrofit | Behavior Program | Residential | Multifamily-Low Rise | Firm | Sales | Residential | 3.72 | 1 | 1.0976 | 3.6888 | 0.27234 | 2.4469 | -1.4465 | 1.8235 | 3.3275 | 5.2608 | 7.506 | 9.731 | 11.5499 | 12.6346 | 12.8105 | 12.1005 | 10.6949 | 8.8793 | 6.949 | 5.1427 | 3.6096 | 0.70002 | 0.29121 | 0.17844 | 0.12126 | 0 | 0 | 0 | 0 | 0 | 0 | 0 | 113.3107
v5.10_MeasureAssessmentTemplate_Residential_All | Behavior Program - SEG All - INC All - Home Energy Reports | Whole Building | Behavior Program | Retrofit | Behavior Program | Residential | Multifamily-Low Rise LI | Firm | Sales | Residential | 3.72 | 1 | 1.0976 | 3.6888 | 0.27234 | 2.4469 | -1.4465 | 1.5347 | 2.8007 | 4.4279 | 6.3176 | 8.1903 | 9.7211 | 10.6341 | 10.7821 | 10.1845 | 9.0016 | 7.4734 | 5.8487 | 4.3284 | 3.0381 | 0.58918 | 0.2451 | 0.15018 | 0.10206 | 0 | 0 | 0 | 0 | 0 | 0 | 0 | 95.3698
v5.10_MeasureAssessmentTemplate_Residential_All | Behavior Program - SEG All - INC All - Home Energy Reports | Whole Building | Behavior Program | Retrofit | Behavior Program | Residential | Single Family | Firm | Sales | Residential | 3.72 | 1 | 1.0976 | 3.6888 | 0.27234 | 2.4469 | -1.4465 | 19.3 | 35.0716 | 55.3573 | 78.8335 | 102.0164 | 120.8808 | 132.0311 | 133.6873 | 126.1275 | 111.3635 | 92.3789 | 72.246 | 53.4373 | 37.4917 | 6.9254 | 2.7711 | 1.6979 | 1.1539 | 0 | 0 | 0 | 0 | 0 | 0 | 0 | 1182.7712
v5.10_MeasureAssessmentTemplate_Residential_All | Behavior Program - SEG All - INC All - Home Energy Reports | Whole Building | Behavior Program | Retrofit | Behavior Program | Residential | Single Family LI | Firm | Sales | Residential | 3.72 | 1 | 1.0976 | 3.6888 | 0.27234 | 2.4469 | -1.4465 | 6.6948 | 12.1657 | 19.2025 | 27.346 | 35.3878 | 41.9315 | 45.7993 | 46.3739 | 43.7515 | 38.6301 | 32.0447 | 25.0609 | 18.5365 | 13.0052 | 2.4023 | 0.96123 | 0.58898 | 0.40026 | 0 | 0 | 0 | 0 | 0 | 0 | 0 | 410.2833
v5.10_MeasureAssessmentTemplate_Residential_All | Boiler Maintenance - SEG Multifamily - INC All - Boiler Maintenance | HVAC | Boiler Maintenance | Retrofit | Boiler Maintenance | Residential | Multifamily-High Rise | Firm | Sales | Residential | 0.18513 | 0 | 0.006243 | 3.7403 | 434.0053 | 436.1798 | -1.4465 | 0 | 0 | 0 | 0 | 0 | 0 | 0 | 0 | 0 | 0 | 0 | 0 | 0 | 0 | 0 | 0 | 0 | 0 | 0 | 0 | 0 | 0 | 0 | 0 | 0 | 0
v5.10_MeasureAssessmentTemplate_Residential_All | Boiler Maintenance - SEG Multifamily - INC All - Boiler Maintenance | HVAC | Boiler Maintenance | Retrofit | Boiler Maintenance | Residential | Multifamily-High Rise LI | Firm | Sales | Residential | 0.18513 | 0 | 0.006243 | 3.7403 | 434.0053 | 436.1798 | -1.4465 | 0 | 0 | 0 | 0 | 0 | 0 | 0 | 0 | 0 | 0 | 0 | 0 | 0 | 0 | 0 | 0 | 0 | 0 | 0 | 0 | 0 | 0 | 0 | 0 | 0 | 0
v5.10_MeasureAssessmentTemplate_Residential_All | Boiler Maintenance - SEG Multifamily - INC All - Boiler Maintenance | HVAC | Boiler Maintenance | Retrofit | Boiler Maintenance | Residential | Multifamily-Low Rise | Firm | Sales | Residential | 0.18513 | 0 | 0.006243 | 3.7403 | 434.0053 | 436.1798 | -1.4465 | 0.24854 | 0.24837 | 0.24818 | 0.22316 | 0.17834 | 0.1425 | 0.11385 | 0.090942 | 0.072637 | 0.058009 | 0.046321 | 0.010266 | 0 | 0 | 0 | 0 | 0 | 0 | 0 | 0 | 0 | 0 | 0 | 0 | 0 | 1.6811
v5.10_MeasureAssessmentTemplate_Residential_All | Boiler Maintenance - SEG Multifamily - INC All - Boiler Maintenance | HVAC | Boiler Maintenance | Retrofit | Boiler Maintenance | Residential | Multifamily-Low Rise LI | Firm | Sales | Residential | 0.18513 | 0 | 0.006243 | 3.7403 | 434.0053 | 436.1798 | -1.4465 | 0.20918 | 0.20905 | 0.20888 | 0.18782 | 0.1501 | 0.11994 | 0.09582 | 0.076543 | 0.061136 | 0.048824 | 0.038987 | 0.0086402 | 0 | 0 | 0 | 0 | 0 | 0 | 0 | 0 | 0 | 0 | 0 | 0 | 0 | 1.4149
v5.10_MeasureAssessmentTemplate_Residential_All | Ceiling Insulation - SEG Manufactured - INC All - Ceiling/Attic Insulation >= R38 from R0-R11 | HVAC | Ceiling Insulation | Retrofit | Ceiling Insulation - R0-R11 to R38 | Residential | Manufactured | Firm | Sales | Residential | 0.04 | 1 | 1.3189 | 3.8461 | -0.13956 | 2.1231 | -1.5346 | 0.094628 | 0.15382 | 0.2333 | 0.33383 | 0.45362 | 0.58735 | 0.72548 | 0.85426 | 0.95688 | 1.0162 | 1.0185 | 0.95824 | 0.84074 | 0.69375 | 0.52928 | 0.36264 | 0 | 0 | 0 | 0 | 0 | 0 | 0 | 0 | 0 | 9.8125
v5.10_MeasureAssessmentTemplate_Residential_All | Ceiling Insulation - SEG Manufactured - INC All - Ceiling/Attic Insulation >= R38 from R0-R11 | HVAC | Ceiling Insulation | Retrofit | Ceiling Insulation - R0-R11 to R38 | Residential | Manufactured LI | Firm | Sales | Residential | 0.04 | 1 | 1.3189 | 3.8461 | -0.13956 | 2.1231 | -1.5346 | 0.11881 | 0.19313 | 0.29292 | 0.41915 | 0.56955 | 0.73746 | 0.91089 | 1.0726 | 1.2014 | 1.2759 | 1.2788 | 1.2031 | 1.0556 | 0.87104 | 0.66454 | 0.45531 | 0 | 0 | 0 | 0 | 0 | 0 | 0 | 0 | 0 | 12.3202
v5.10_MeasureAssessmentTemplate_Residential_All | Ceiling Insulation - SEG Manufactured - INC All - Ceiling/Attic Insulation >= R38 from R12-R18 | HVAC | Ceiling Insulation | Retrofit | Ceiling Insulation - R12-R18 to R38 | Residential | Manufactured | Firm | Sales | Residential | 0.02 | 0 | -0.038182 | 3.8058 | -74.8002 | -72.567 | -1.5052 | 0.015311 | 0.024888 | 0.037748 | 0.054013 | 0.073395 | 0.095032 | 0.11738 | 0.13822 | 0.15482 | 0.16442 | 0.1648 | 0.15504 | 0.13603 | 0.11225 | 0.085635 | 0.058674 | 0 | 0 | 0 | 0 | 0 | 0 | 0 | 0 | 0 | 1.5876
v5.10_MeasureAssessmentTemplate_Residential_All | Ceiling Insulation - SEG Manufactured - INC All - Ceiling/Attic Insulation >= R38 from R12-R18 | HVAC | Ceiling Insulation | Retrofit | Ceiling Insulation - R12-R18 to R38 | Residential | Manufactured LI | Firm | Sales | Residential | 0.02 | 0 | -0.038182 | 3.8058 | -74.8002 | -72.567 | -1.5052 | 0.019223 | 0.031248 | 0.047394 | 0.067816 | 0.092151 | 0.11932 | 0.14738 | 0.17354 | 0.19439 | 0.20643 | 0.20691 | 0.19466 | 0.17079 | 0.14093 | 0.10752 | 0.073668 | 0 | 0 | 0 | 0 | 0 | 0 | 0 | 0 | 0 | 1.9934
v5.10_MeasureAssessmentTemplate_Residential_All | Ceiling Insulation - SEG Multifamily-Low Rise - INC All - Ceiling/Attic Insulation >= R38 from R0-R11 | HVAC | Ceiling Insulation | Retrofit | Ceiling Insulation - R0-R11 to R38 | Residential | Multifamily-Low Rise | Firm | Sales | Residential | 0.11 | 1 | 2.8726 | 3.8323 | -1.278 | 0.97128 | -1.5212 | 1.6896 | 2.7465 | 4.1656 | 5.9606 | 8.0994 | 10.4871 | 12.9534 | 15.2527 | 17.0851 | 18.1438 | 18.1858 | 17.1093 | 15.0113 | 12.3867 | 9.4502 | 6.4749 | 0 | 0 | 0 | 0 | 0 | 0 | 0 | 0 | 0 | 175.202
v5.10_MeasureAssessmentTemplate_Residential_All | Ceiling Insulation - SEG Multifamily-Low Rise - INC All - Ceiling/Attic Insulation >= R38 from R0-R11 | HVAC | Ceiling Insulation | Retrofit | Ceiling Insulation - R0-R11 to R38 | Residential | Multifamily-Low Rise LI | Firm | Sales | Residential | 0.11 | 1 | 2.8726 | 3.8323 | -1.278 | 0.97128 | -1.5212 | 1.4221 | 2.3116 | 3.506 | 5.0168 | 6.817 | 8.8267 | 10.9025 | 12.8377 | 14.3799 | 15.2711 | 15.3064 | 14.4003 | 12.6345 | 10.4255 | 7.9539 | 5.4497 | 0 | 0 | 0 | 0 | 0 | 0 | 0 | 0 | 0 | 147.4617
v5.10_MeasureAssessmentTemplate_Residential_All | Ceiling Insulation - SEG Multifamily-Low Rise - INC All - Ceiling/Attic Insulation >= R38 from R12-R18 | HVAC | Ceiling Insulation | Retrofit | Ceiling Insulation - R12-R18 to R38 | Residential | Multifamily-Low Rise | Firm | Sales | Residential | 0.06 | 0 | -19.1482 | 3.8641 | -2.4193 | -0.14692 | -1.5443 | 0.28893 | 0.46968 | 0.71236 | 1.0193 | 1.3851 | 1.7934 | 2.2152 | 2.6084 | 2.9217 | 3.1028 | 3.11 | 2.9259 | 2.5671 | 2.1183 | 1.6161 | 1.1073 | 0 | 0 | 0 | 0 | 0 | 0 | 0 | 0 | 0 | 29.9613
v5.10_MeasureAssessmentTemplate_Residential_All | Ceiling Insulation - SEG Multifamily-Low Rise - INC All - Ceiling/Attic Insulation >= R38 from R12-R18 | HVAC | Ceiling Insulation | Retrofit | Ceiling Insulation - R12-R18 to R38 | Residential | Multifamily-Low Rise LI | Firm | Sales | Residential | 0.06 | 0 | -19.1482 | 3.8641 | -2.4193 | -0.14692 | -1.5443 | 0.24319 | 0.39531 | 0.59957 | 0.85792 | 1.1658 | 1.5095 | 1.8644 | 2.1954 | 2.4591 | 2.6115 | 2.6175 | 2.4626 | 2.1606 | 1.7829 | 1.3602 | 0.93195 | 0 | 0 | 0 | 0 | 0 | 0 | 0 | 0 | 0 | 25.2174
v5.10_MeasureAssessmentTemplate_Residential_All | Ceiling Insulation - SEG Single Family - INC All - Ceiling/Attic Insulation >= R38 from R0-R11 | HVAC | Ceiling Insulation | Retrofit | Ceiling Insulation - R0-R11 to R38 | Residential | Single Family | Firm | Sales | Residential | 0.11 | 1 | 2.8726 | 3.8323 | -1.278 | 0.97128 | -1.5212 | 31.269 | 50.8297 | 77.0927 | 110.3122 | 149.8959 | 194.086 | 239.7296 | 282.2817 | 316.1939 | 335.7886 | 336.5648 | 316.6418 | 277.8154 | 229.2419 | 174.8946 | 119.8311 | 0 | 0 | 0 | 0 | 0 | 0 | 0 | 0 | 0 | 3242.4688
v5.10_MeasureAssessmentTemplate_Residential_All | Ceiling Insulation - SEG Single Family - INC All - Ceiling/Attic Insulation >= R38 from R0-R11 | HVAC | Ceiling Insulation | Retrofit | Ceiling Insulation - R0-R11 to R38 | Residential | Single Family LI | Firm | Sales | Residential | 0.11 | 1 | 2.8726 | 3.8323 | -1.278 | 0.97128 | -1.5212 | 10.8467 | 17.632 | 26.7422 | 38.2654 | 51.9963 | 67.3251 | 83.1581 | 97.9188 | 109.6823 | 116.4794 | 116.7486 | 109.8377 | 96.3694 | 79.5201 | 60.668 | 41.5674 | 0 | 0 | 0 | 0 | 0 | 0 | 0 | 0 | 0 | 1124.7575
v5.10_MeasureAssessmentTemplate_Residential_All | Ceiling Insulation - SEG Single Family - INC All - Ceiling/Attic Insulation >= R38 from R12-R18 | HVAC | Ceiling Insulation | Retrofit | Ceiling Insulation - R12-R18 to R38 | Residential | Single Family | Firm | Sales | Residential | 0.06 | 1 | 1.8511 | 3.8641 | -0.75262 | 1.5197 | -1.5443 | 98.0375 | 159.3661 | 241.7086 | 345.8614 | 469.968 | 608.5171 | 751.6233 | 885.0369 | 991.3617 | 1052.7967 | 1055.2304 | 992.7659 | 871.0336 | 718.7412 | 548.3465 | 375.7061 | 0 | 0 | 0 | 0 | 0 | 0 | 0 | 0 | 0 | 10166.101
v5.10_MeasureAssessmentTemplate_Residential_All | Ceiling Insulation - SEG Single Family - INC All - Ceiling/Attic Insulation >= R38 from R12-R18 | HVAC | Ceiling Insulation | Retrofit | Ceiling Insulation - R12-R18 to R38 | Residential | Single Family LI | Firm | Sales | Residential | 0.06 | 1 | 1.8511 | 3.8641 | -0.75262 | 1.5197 | -1.5443 | 34.0076 | 55.2814 | 83.8446 | 119.9735 | 163.024 | 211.0843 | 260.7254 | 307.0043 | 343.8866 | 365.1973 | 366.0415 | 344.3737 | 302.1468 | 249.3191 | 190.2121 | 130.3261 | 0 | 0 | 0 | 0 | 0 | 0 | 0 | 0 | 0 | 3526.4483
v5.10_MeasureAssessmentTemplate_Residential_All | Ceiling Insulation - SEG Single Family/Manufactured - INC All - Ceiling/Attic Insulation >= R60 from R18-R38 | HVAC | Ceiling Insulation | Retrofit | Ceiling Insulation - R18-R38 to R60 | Residential | Manufactured | Firm | Sales | Residential | 0.0098838 | 0 | 0.27106 | 3.8138 | 8.0075 | 10.2433 | -1.5077 | 0 | 0 | 0.004141 | 0.0067297 | 0.010204 | 0.014597 | 0.019829 | 0.025667 | 0.031695 | 0.037312 | 0.041784 | 0.044362 | 0.044454 | 0.041812 | 0.036677 | 0.030257 | 0.023079 | 0.015935 | 0.004649 | 0 | 0 | 0 | 0 | 0 | 0 | 0.43318
v5.10_MeasureAssessmentTemplate_Residential_All | Ceiling Insulation - SEG Single Family/Manufactured - INC All - Ceiling/Attic Insulation >= R60 from R18-R38 | HVAC | Ceiling Insulation | Retrofit | Ceiling Insulation - R18-R38 to R60 | Residential | Manufactured LI | Firm | Sales | Residential | 0.0098838 | 0 | 0.27106 | 3.8138 | 8.0075 | 10.2433 | -1.5077 | 0 | 0 | 0.0051992 | 0.0084495 | 0.012812 | 0.018327 | 0.024896 | 0.032227 | 0.039795 | 0.046847 | 0.052462 | 0.055699 | 0.055814 | 0.052498 | 0.04605 | 0.03799 | 0.028977 | 0.020008 | 0.0058371 | 0 | 0 | 0 | 0 | 0 | 0 | 0.54389
v5.10_MeasureAssessmentTemplate_Residential_All | Ceiling Insulation - SEG Single Family/Manufactured - INC All - Ceiling/Attic Insulation >= R60 from R18-R38 | HVAC | Ceiling Insulation | Retrofit | Ceiling Insulation - R18-R38 to R60 | Residential | Single Family | Firm | Sales | Residential | 0.0098838 | 0 | 0.27106 | 3.8138 | 8.0075 | 10.2433 | -1.5077 | 0 | 0 | 15.7943 | 25.668 | 38.9192 | 55.6738 | 75.6302 | 97.8997 | 120.8909 | 142.3123 | 159.3689 | 169.2033 | 169.5535 | 159.4791 | 139.8915 | 115.4065 | 88.027 | 60.7797 | 17.732 | 0 | 0 | 0 | 0 | 0 | 0 | 1652.2298
v5.10_MeasureAssessmentTemplate_Residential_All | Ceiling Insulation - SEG Single Family/Manufactured - INC All - Ceiling/Attic Insulation >= R60 from R18-R38 | HVAC | Ceiling Insulation | Retrofit | Ceiling Insulation - R18-R38 to R60 | Residential | Single Family LI | Firm | Sales | Residential | 0.0098838 | 0 | 0.27106 | 3.8138 | 8.0075 | 10.2433 | -1.5077 | 0 | 0 | 5.4788 | 8.9038 | 13.5004 | 19.3123 | 26.2348 | 33.9597 | 41.935 | 49.3657 | 55.2824 | 58.6938 | 58.8152 | 55.3206 | 48.526 | 40.0326 | 30.5351 | 21.0834 | 6.1509 | 0 | 0 | 0 | 0 | 0 | 0 | 573.1305
v5.10_MeasureAssessmentTemplate_Residential_All | Clothes Dryer - SEG All - INC All - Energy Star Gas Clothes Dryer | Appliances | Clothes Dryer | NR | Clothes Dryer | Residential | Manufactured | Firm | Sales | Residential | 1.6 | 1 | 1.0869 | 2.2992 | 0.35238 | 1.5401 | -0.45964 | 3.754e-06 | 5.7701e-06 | 1.2589e-05 | 2.3667e-05 | 4.0456e-05 | 6.446e-05 | 9.7048e-05 | 0.0001392 | 0.00019121 | 0.00025236 | 0.00032074 | 0.00039321 | 0.00046563 | 0.0005335 | 0.0005927 | 0.00064033 | 0.00067529 | 0.00070023 | 0.00071284 | 0.00072239 | 0.00072313 | 0.0007209 | 0.0005343 | 0 | 0 | 0.0085657
v5.10_MeasureAssessmentTemplate_Residential_All | Clothes Dryer - SEG All - INC All - Energy Star Gas Clothes Dryer | Appliances | Clothes Dryer | NR | Clothes Dryer | Residential | Manufactured LI | Firm | Sales | Residential | 1.6 | 1 | 1.0869 | 2.2992 | 0.35238 | 1.5401 | -0.45964 | 4.7133e-06 | 7.2447e-06 | 1.5806e-05 | 2.9715e-05 | 5.0795e-05 | 8.0933e-05 | 0.00012185 | 0.00017477 | 0.00024007 | 0.00031685 | 0.00040271 | 0.00049369 | 0.00058463 | 0.00066984 | 0.00074417 | 0.00080397 | 0.00084786 | 0.00087917 | 0.00089501 | 0.000907 | 0.00090794 | 0.00090514 | 0.00067084 | 0 | 0 | 0.010755
v5.10_MeasureAssessmentTemplate_Residential_All | Clothes Dryer - SEG All - INC All - Energy Star Gas Clothes Dryer | Appliances | Clothes Dryer | NR | Clothes Dryer | Residential | Multifamily-High Rise | Firm | Sales | Residential | 1.6 | 1 | 1.0869 | 2.2992 | 0.35238 | 1.5401 | -0.45964 | 0 | 0 | 0 | 0 | 0 | 0 | 0 | 0 | 0 | 0 | 0 | 0 | 0.0084852 | 0.0039986 | 0.0052903 | 0.0057272 | 0.0058029 | 0.0056483 | 0.005249 | 0.0047747 | 0.0041849 | 0.0035407 | 0.0028889 | 0.0022581 | 0.0016789 | 0.059528
v5.10_MeasureAssessmentTemplate_Residential_All | Clothes Dryer - SEG All - INC All - Energy Star Gas Clothes Dryer | Appliances | Clothes Dryer | NR | Clothes Dryer | Residential | Multifamily-High Rise LI | Firm | Sales | Residential | 1.6 | 1 | 1.0869 | 2.2992 | 0.35238 | 1.5401 | -0.45964 | 0 | 0 | 0 | 0 | 0 | 0 | 0 | 0 | 0 | 0 | 0 | 0 | 0.0068009 | 0.0032049 | 0.0042402 | 0.0045904 | 0.0046511 | 0.0045271 | 0.0042071 | 0.003827 | 0.0033542 | 0.0028379 | 0.0023154 | 0.0018099 | 0.0013456 | 0.047712
v5.10_MeasureAssessmentTemplate_Residential_All | Clothes Dryer - SEG All - INC All - Energy Star Gas Clothes Dryer | Appliances | Clothes Dryer | NR | Clothes Dryer | Residential | Multifamily-Low Rise | Firm | Sales | Residential | 1.6 | 1 | 1.0869 | 2.2992 | 0.35238 | 1.5401 | -0.45964 | 0 | 0 | 0 | 0 | 0 | 0 | 0 | 0 | 0 | 0 | 0 | 0 | 0 | 0 | 0 | 0 | 0 | 0 | 0 | 0 | 0 | 0 | 0 | 0 | 0 | 0
v5.10_MeasureAssessmentTemplate_Residential_All | Clothes Dryer - SEG All - INC All - Energy Star Gas Clothes Dryer | Appliances | Clothes Dryer | NR | Clothes Dryer | Residential | Multifamily-Low Rise LI | Firm | Sales | Residential | 1.6 | 1 | 1.0869 | 2.2992 | 0.35238 | 1.5401 | -0.45964 | 0 | 0 | 0 | 0 | 0 | 0 | 0 | 0 | 0 | 0 | 0 | 0 | 0 | 0 | 0 | 0 | 0 | 0 | 0 | 0 | 0 | 0 | 0 | 0 | 0 | 0
v5.10_MeasureAssessmentTemplate_Residential_All | Clothes Dryer - SEG All - INC All - Energy Star Gas Clothes Dryer | Appliances | Clothes Dryer | NR | Clothes Dryer | Residential | Single Family | Firm | Sales | Residential | 1.6 | 1 | 1.0869 | 2.2992 | 0.35238 | 1.5401 | -0.45964 | 0.0019558 | 0.0030062 | 0.0065588 | 0.01233 | 0.021077 | 0.033583 | 0.050561 | 0.072522 | 0.099616 | 0.13148 | 0.1671 | 0.20486 | 0.35819 | 0.33242 | 0.38086 | 0.41163 | 0.43087 | 0.44176 | 0.44289 | 0.44141 | 0.43376 | 0.42382 | 0.31772 | 0.030764 | 0.022872 | 5.2736
v5.10_MeasureAssessmentTemplate_Residential_All | Clothes Dryer - SEG All - INC All - Energy Star Gas Clothes Dryer | Appliances | Clothes Dryer | NR | Clothes Dryer | Residential | Single Family LI | Firm | Sales | Residential | 1.6 | 1 | 1.0869 | 2.2992 | 0.35238 | 1.5401 | -0.45964 | 0.00067842 | 0.0010428 | 0.0022752 | 0.0042771 | 0.0073113 | 0.011649 | 0.017539 | 0.025157 | 0.034555 | 0.045607 | 0.057965 | 0.071061 | 0.12425 | 0.11531 | 0.13211 | 0.14279 | 0.14946 | 0.15324 | 0.15363 | 0.15312 | 0.15046 | 0.14702 | 0.11021 | 0.010671 | 0.0079339 | 1.8293
v5.10_MeasureAssessmentTemplate_Residential_All | Clothes Dryer - SEG All - INC All - Energy Star Gas Clothes Dryer | Appliances | Clothes Dryer | New | Clothes Dryer | Residential | Manufactured | Firm | Sales | Residential | 1.6 | 1 | 1.0869 | 2.2992 | 0.35238 | 1.5401 | -0.45964 | 0 | 0 | 0 | 0 | 0 | 0 | 0 | 0 | 0 | 0 | 0 | 0 | 0 | 0 | 0 | 0 | 0 | 0 | 0 | 0 | 0 | 0 | 0 | 0 | 0 | 0
v5.10_MeasureAssessmentTemplate_Residential_All | Clothes Dryer - SEG All - INC All - Energy Star Gas Clothes Dryer | Appliances | Clothes Dryer | New | Clothes Dryer | Residential | Manufactured LI | Firm | Sales | Residential | 1.6 | 1 | 1.0869 | 2.2992 | 0.35238 | 1.5401 | -0.45964 | 0 | 0 | 0 | 0 | 0 | 0 | 0 | 0 | 0 | 0 | 0 | 0 | 0 | 0 | 0 | 0 | 0 | 0 | 0 | 0 | 0 | 0 | 0 | 0 | 0 | 0
v5.10_MeasureAssessmentTemplate_Residential_All | Clothes Dryer - SEG All - INC All - Energy Star Gas Clothes Dryer | Appliances | Clothes Dryer | New | Clothes Dryer | Residential | Multifamily-High Rise | Firm | Sales | Residential | 1.6 | 1 | 1.0869 | 2.2992 | 0.35238 | 1.5401 | -0.45964 | 6.7613e-05 | 4.2794e-05 | 0.00011205 | 0.00021397 | 0.00035923 | 0.00055538 | 0.00080058 | 0.0011011 | 0.0014474 | 0.001822 | 0.0022028 | 0.002561 | 0.0028664 | 0.0030922 | 0.0032205 | 0.0032454 | 0.003174 | 0.0030316 | 0.0028197 | 0.0025854 | 0.0023135 | 0.0020305 | 0.0017469 | 0.0014627 | 0.0011782 | 0.044053
v5.10_MeasureAssessmentTemplate_Residential_All | Clothes Dryer - SEG All - INC All - Energy Star Gas Clothes Dryer | Appliances | Clothes Dryer | New | Clothes Dryer | Residential | Multifamily-High Rise LI | Firm | Sales | Residential | 1.6 | 1 | 1.0869 | 2.2992 | 0.35238 | 1.5401 | -0.45964 | 5.4192e-05 | 3.43e-05 | 8.9806e-05 | 0.0001715 | 0.00028792 | 0.00044514 | 0.00064167 | 0.00088255 | 0.0011601 | 0.0014604 | 0.0017656 | 0.0020527 | 0.0022975 | 0.0024785 | 0.0025812 | 0.0026012 | 0.002544 | 0.0024298 | 0.00226 | 0.0020722 | 0.0018543 | 0.0016275 | 0.0014001 | 0.0011724 | 0.00094432 | 0.035309
v5.10_MeasureAssessmentTemplate_Residential_All | Clothes Dryer - SEG All - INC All - Energy Star Gas Clothes Dryer | Appliances | Clothes Dryer | New | Clothes Dryer | Residential | Multifamily-Low Rise | Firm | Sales | Residential | 1.6 | 1 | 1.0869 | 2.2992 | 0.35238 | 1.5401 | -0.45964 | 0 | 0 | 0 | 0 | 0 | 0 | 0 | 0 | 0 | 0 | 0 | 0 | 0 | 0 | 0 | 0 | 0 | 0 | 0 | 0 | 0 | 0 | 0 | 0 | 0 | 0
v5.10_MeasureAssessmentTemplate_Residential_All | Clothes Dryer - SEG All - INC All - Energy Star Gas Clothes Dryer | Appliances | Clothes Dryer | New | Clothes Dryer | Residential | Multifamily-Low Rise LI | Firm | Sales | Residential | 1.6 | 1 | 1.0869 | 2.2992 | 0.35238 | 1.5401 | -0.45964 | 0 | 0 | 0 | 0 | 0 | 0 | 0 | 0 | 0 | 0 | 0 | 0 | 0 | 0 | 0 | 0 | 0 | 0 | 0 | 0 | 0 | 0 | 0 | 0 | 0 | 0
v5.10_MeasureAssessmentTemplate_Residential_All | Clothes Dryer - SEG All - INC All - Energy Star Gas Clothes Dryer | Appliances | Clothes Dryer | New | Clothes Dryer | Residential | Single Family | Firm | Sales | Residential | 1.6 | 1 | 1.0869 | 2.2992 | 0.35238 | 1.5401 | -0.45964 | 0.00092112 | 0.000583 | 0.0015265 | 0.0029151 | 0.0048939 | 0.0075662 | 0.010907 | 0.015001 | 0.019718 | 0.024822 | 0.03001 | 0.03489 | 0.039051 | 0.042127 | 0.043874 | 0.044214 | 0.043241 | 0.041301 | 0.038415 | 0.035222 | 0.031518 | 0.027663 | 0.023799 | 0.019927 | 0.016051 | 0.60016
v5.10_MeasureAssessmentTemplate_Residential_All | Clothes Dryer - SEG All - INC All - Energy Star Gas Clothes Dryer | Appliances | Clothes Dryer | New | Clothes Dryer | Residential | Single Family LI | Firm | Sales | Residential | 1.6 | 1 | 1.0869 | 2.2992 | 0.35238 | 1.5401 | -0.45964 | 0.00031952 | 0.00020223 | 0.0005295 | 0.0010112 | 0.0016976 | 0.0026246 | 0.0037833 | 0.0052036 | 0.00684 | 0.0086105 | 0.01041 | 0.012103 | 0.013546 | 0.014613 | 0.015219 | 0.015337 | 0.015 | 0.014326 | 0.013325 | 0.012218 | 0.010933 | 0.0095957 | 0.0082553 | 0.0069125 | 0.0055678 | 0.20818
v5.10_MeasureAssessmentTemplate_Residential_All | Clothes Washer (Gas WH) - SEG All - INC All - Residential ENERGY STAR Clothes Washers | Appliances | Clothes Washer (Gas WH) | NR | Clothes Washer (Gas WH) | Residential | Manufactured | Firm | Sales | Residential | 5.5 | 0 | -0.36088 | 2.2992 | -5.826 | -4.6383 | -0.45964 | 0.01429 | 0.019041 | 0.023783 | 0.028038 | 0.031427 | 0.03412 | 0.036257 | 0.037946 | 0.039277 | 0.040321 | 0.041134 | 0.041762 | 0.04224 | 0.042598 | 0.045601 | 0.043467 | 0.023586 | 0.00081933 | 0.00062732 | 0.00046916 | 0.00034242 | 0.00024653 | 0.00017338 | 0.00011773 | 7.5816e-05 | 0.58776
v5.10_MeasureAssessmentTemplate_Residential_All | Clothes Washer (Gas WH) - SEG All - INC All - Residential ENERGY STAR Clothes Washers | Appliances | Clothes Washer (Gas WH) | NR | Clothes Washer (Gas WH) | Residential | Manufactured LI | Firm | Sales | Residential | 5.5 | 0 | -0.36088 | 2.2992 | -5.826 | -4.6383 | -0.45964 | 0.017942 | 0.023907 | 0.029861 | 0.035204 | 0.039458 | 0.04284 | 0.045522 | 0.047643 | 0.049315 | 0.050626 | 0.051646 | 0.052434 | 0.053035 | 0.053485 | 0.057255 | 0.054576 | 0.029613 | 0.0010287 | 0.00078763 | 0.00058906 | 0.00042993 | 0.00030954 | 0.00021769 | 0.00014782 | 9.5191e-05 | 0.73797
v5.10_MeasureAssessmentTemplate_Residential_All | Clothes Washer (Gas WH) - SEG All - INC All - Residential ENERGY STAR Clothes Washers | Appliances | Clothes Washer (Gas WH) | NR | Clothes Washer (Gas WH) | Residential | Multifamily-High Rise | Firm | Sales | Residential | 5.5 | 0 | -0.36088 | 2.2992 | -5.826 | -4.6383 | -0.45964 | 0 | 0 | 0 | 0 | 0 | 0 | 0 | 0 | 0 | 0 | 0 | 0 | 0 | 0 | 0 | 0 | 0 | 0 | 0 | 0 | 0 | 0 | 0 | 0 | 0 | 0
v5.10_MeasureAssessmentTemplate_Residential_All | Clothes Washer (Gas WH) - SEG All - INC All - Residential ENERGY STAR Clothes Washers | Appliances | Clothes Washer (Gas WH) | NR | Clothes Washer (Gas WH) | Residential | Multifamily-High Rise LI | Firm | Sales | Residential | 5.5 | 0 | -0.36088 | 2.2992 | -5.826 | -4.6383 | -0.45964 | 0 | 0 | 0 | 0 | 0 | 0 | 0 | 0 | 0 | 0 | 0 | 0 | 0 | 0 | 0 | 0 | 0 | 0 | 0 | 0 | 0 | 0 | 0 | 0 | 0 | 0
v5.10_MeasureAssessmentTemplate_Residential_All | Clothes Washer (Gas WH) - SEG All - INC All - Residential ENERGY STAR Clothes Washers | Appliances | Clothes Washer (Gas WH) | NR | Clothes Washer (Gas WH) | Residential | Multifamily-Low Rise | Firm | Sales | Residential | 5.5 | 0 | -0.36088 | 2.2992 | -5.826 | -4.6383 | -0.45964 | 0.096898 | 0.12911 | 0.16127 | 0.19012 | 0.21309 | 0.23136 | 0.24584 | 0.2573 | 0.26633 | 0.27341 | 0.27892 | 0.28317 | 0.28642 | 0.28885 | 0.40908 | 0.32915 | 0.19316 | 0.03196 | 0.02447 | 0.018301 | 0.013357 | 0.0096166 | 0.0067631 | 0.0045924 | 0.0029574 | 4.2455
v5.10_MeasureAssessmentTemplate_Residential_All | Clothes Washer (Gas WH) - SEG All - INC All - Residential ENERGY STAR Clothes Washers | Appliances | Clothes Washer (Gas WH) | NR | Clothes Washer (Gas WH) | Residential | Multifamily-Low Rise LI | Firm | Sales | Residential | 5.5 | 0 | -0.36088 | 2.2992 | -5.826 | -4.6383 | -0.45964 | 0.081556 | 0.10867 | 0.13573 | 0.16002 | 0.17935 | 0.19473 | 0.20692 | 0.21656 | 0.22416 | 0.23012 | 0.23476 | 0.23834 | 0.24107 | 0.24311 | 0.34431 | 0.27703 | 0.16258 | 0.026899 | 0.020595 | 0.015403 | 0.011242 | 0.008094 | 0.0056923 | 0.0038653 | 0.0024891 | 3.5733
v5.10_MeasureAssessmentTemplate_Residential_All | Clothes Washer (Gas WH) - SEG All - INC All - Residential ENERGY STAR Clothes Washers | Appliances | Clothes Washer (Gas WH) | NR | Clothes Washer (Gas WH) | Residential | Single Family | Firm | Sales | Residential | 5.5 | 0 | -0.36088 | 2.2992 | -5.826 | -4.6383 | -0.45964 | 6.4896 | 8.647 | 10.8004 | 12.7329 | 14.2716 | 15.4947 | 16.4648 | 17.2321 | 17.8367 | 18.3107 | 18.6799 | 18.9649 | 19.1821 | 19.3448 | 20.7085 | 19.7394 | 10.7108 | 0.37207 | 0.28488 | 0.21306 | 0.1555 | 0.11196 | 0.078736 | 0.053465 | 0.03443 | 266.9152
v5.10_MeasureAssessmentTemplate_Residential_All | Clothes Washer (Gas WH) - SEG All - INC All - Residential ENERGY STAR Clothes Washers | Appliances | Clothes Washer (Gas WH) | NR | Clothes Washer (Gas WH) | Residential | Single Family LI | Firm | Sales | Residential | 5.5 | 0 | -0.36088 | 2.2992 | -5.826 | -4.6383 | -0.45964 | 2.2511 | 2.9995 | 3.7465 | 4.4168 | 4.9506 | 5.3748 | 5.7114 | 5.9775 | 6.1873 | 6.3517 | 6.4797 | 6.5786 | 6.654 | 6.7104 | 7.1834 | 6.8473 | 3.7154 | 0.12907 | 0.098819 | 0.073905 | 0.05394 | 0.038836 | 0.027312 | 0.018546 | 0.011943 | 92.5884
v5.10_MeasureAssessmentTemplate_Residential_All | Clothes Washer (Gas WH) - SEG All - INC All - Residential ENERGY STAR Clothes Washers | Appliances | Clothes Washer (Gas WH) | New | Clothes Washer (Gas WH) | Residential | Manufactured | Firm | Sales | Residential | 5.5 | 0 | -0.36088 | 2.2992 | -5.826 | -4.6383 | -0.45964 | 0.0015183 | 0.00083302 | 0.0012486 | 0.0014953 | 0.0016461 | 0.0017341 | 0.0017643 | 0.0017706 | 0.0017538 | 0.0017173 | 0.0016664 | 0.0016045 | 0.0015338 | 0.0014564 | 0.0013623 | 0.0012676 | 0.0011726 | 0.0010772 | 0.00098453 | 0.00088821 | 0.00079162 | 0.00069479 | 0.00059774 | 0.00050051 | 0.00040314 | 0.031483
v5.10_MeasureAssessmentTemplate_Residential_All | Clothes Washer (Gas WH) - SEG All - INC All - Residential ENERGY STAR Clothes Washers | Appliances | Clothes Washer (Gas WH) | New | Clothes Washer (Gas WH) | Residential | Manufactured LI | Firm | Sales | Residential | 5.5 | 0 | -0.36088 | 2.2992 | -5.826 | -4.6383 | -0.45964 | 0.0019063 | 0.0010459 | 0.0015677 | 0.0018774 | 0.0020667 | 0.0021772 | 0.0022151 | 0.0022231 | 0.002202 | 0.0021561 | 0.0020923 | 0.0020145 | 0.0019258 | 0.0018286 | 0.0017104 | 0.0015916 | 0.0014722 | 0.0013525 | 0.0012361 | 0.0011152 | 0.00099393 | 0.00087235 | 0.00075049 | 0.00062842 | 0.00050617 | 0.039528
v5.10_MeasureAssessmentTemplate_Residential_All | Clothes Washer (Gas WH) - SEG All - INC All - Residential ENERGY STAR Clothes Washers | Appliances | Clothes Washer (Gas WH) | New | Clothes Washer (Gas WH) | Residential | Multifamily-High Rise | Firm | Sales | Residential | 5.5 | 0 | -0.36088 | 2.2992 | -5.826 | -4.6383 | -0.45964 | 0 | 0 | 0 | 0 | 0 | 0 | 0 | 0 | 0 | 0 | 0 | 0 | 0 | 0 | 0 | 0 | 0 | 0 | 0 | 0 | 0 | 0 | 0 | 0 | 0 | 0
v5.10_MeasureAssessmentTemplate_Residential_All | Clothes Washer (Gas WH) - SEG All - INC All - Residential ENERGY STAR Clothes Washers | Appliances | Clothes Washer (Gas WH) | New | Clothes Washer (Gas WH) | Residential | Multifamily-High Rise LI | Firm | Sales | Residential | 5.5 | 0 | -0.36088 | 2.2992 | -5.826 | -4.6383 | -0.45964 | 0 | 0 | 0 | 0 | 0 | 0 | 0 | 0 | 0 | 0 | 0 | 0 | 0 | 0 | 0 | 0 | 0 | 0 | 0 | 0 | 0 | 0 | 0 | 0 | 0 | 0
v5.10_MeasureAssessmentTemplate_Residential_All | Clothes Washer (Gas WH) - SEG All - INC All - Residential ENERGY STAR Clothes Washers | Appliances | Clothes Washer (Gas WH) | New | Clothes Washer (Gas WH) | Residential | Multifamily-Low Rise | Firm | Sales | Residential | 5.5 | 0 | -0.36088 | 2.2992 | -5.826 | -4.6383 | -0.45964 | 0.059223 | 0.032494 | 0.048705 | 0.058328 | 0.064208 | 0.067642 | 0.068819 | 0.069066 | 0.068412 | 0.066985 | 0.065003 | 0.062586 | 0.059831 | 0.056811 | 0.053138 | 0.049446 | 0.045739 | 0.042018 | 0.038404 | 0.034647 | 0.030879 | 0.027102 | 0.023316 | 0.019524 | 0.015725 | 1.2281
v5.10_MeasureAssessmentTemplate_Residential_All | Clothes Washer (Gas WH) - SEG All - INC All - Residential ENERGY STAR Clothes Washers | Appliances | Clothes Washer (Gas WH) | New | Clothes Washer (Gas WH) | Residential | Multifamily-Low Rise LI | Firm | Sales | Residential | 5.5 | 0 | -0.36088 | 2.2992 | -5.826 | -4.6383 | -0.45964 | 0.049846 | 0.027349 | 0.040993 | 0.049093 | 0.054042 | 0.056932 | 0.057923 | 0.05813 | 0.05758 | 0.056379 | 0.054711 | 0.052677 | 0.050358 | 0.047816 | 0.044724 | 0.041617 | 0.038497 | 0.035365 | 0.032323 | 0.029161 | 0.02599 | 0.022811 | 0.019624 | 0.016432 | 0.013236 | 1.0336
v5.10_MeasureAssessmentTemplate_Residential_All | Clothes Washer (Gas WH) - SEG All - INC All - Residential ENERGY STAR Clothes Washers | Appliances | Clothes Washer (Gas WH) | New | Clothes Washer (Gas WH) | Residential | Single Family | Firm | Sales | Residential | 5.5 | 0 | -0.36088 | 2.2992 | -5.826 | -4.6383 | -0.45964 | 0.68947 | 0.37829 | 0.56702 | 0.67905 | 0.74751 | 0.78749 | 0.80119 | 0.80406 | 0.79645 | 0.77984 | 0.75676 | 0.72862 | 0.69655 | 0.66139 | 0.61863 | 0.57565 | 0.53249 | 0.48917 | 0.4471 | 0.40336 | 0.35949 | 0.31552 | 0.27145 | 0.22729 | 0.18307 | 14.2969
v5.10_MeasureAssessmentTemplate_Residential_All | Clothes Washer (Gas WH) - SEG All - INC All - Residential ENERGY STAR Clothes Washers | Appliances | Clothes Washer (Gas WH) | New | Clothes Washer (Gas WH) | Residential | Single Family LI | Firm | Sales | Residential | 5.5 | 0 | -0.36088 | 2.2992 | -5.826 | -4.6383 | -0.45964 | 0.23917 | 0.13122 | 0.19669 | 0.23555 | 0.2593 | 0.27317 | 0.27792 | 0.27891 | 0.27628 | 0.27051 | 0.26251 | 0.25275 | 0.24162 | 0.22943 | 0.21459 | 0.19968 | 0.18471 | 0.16969 | 0.15509 | 0.13992 | 0.1247 | 0.10945 | 0.09416 | 0.078844 | 0.063505 | 4.9594
v5.10_MeasureAssessmentTemplate_Residential_All | Demand Controlled Recirculation Pump - SEG Multifamily - INC All - Demand Controlled Recirculation Pump | Water Heat | Demand Controlled Recirculation Pump | Retrofit | Demand Controlled Recirculation Pump | Residential | Multifamily-High Rise | Firm | Sales | Residential | 69.128 | 1 | 2.5985 | 2.7834 | -0.74748 | 0.77986 | -0.7993 | 0.0026426 | 0.005279 | 0.0093658 | 0.015221 | 0.023079 | 0.033014 | 0.044848 | 0.058053 | 0.071686 | 0.084389 | 0.094503 | 0.10034 | 0.10054 | 0.094569 | 0.082954 | 0.068434 | 0.052199 | 0.036041 | 0.0025932 | 0 | 0 | 0 | 0 | 0 | 0 | 0.97975
v5.10_MeasureAssessmentTemplate_Residential_All | Demand Controlled Recirculation Pump - SEG Multifamily - INC All - Demand Controlled Recirculation Pump | Water Heat | Demand Controlled Recirculation Pump | Retrofit | Demand Controlled Recirculation Pump | Residential | Multifamily-High Rise LI | Firm | Sales | Residential | 69.128 | 1 | 2.5985 | 2.7834 | -0.74748 | 0.77986 | -0.7993 | 0.0021181 | 0.0042311 | 0.0075067 | 0.0122 | 0.018498 | 0.026461 | 0.035946 | 0.04653 | 0.057457 | 0.067638 | 0.075745 | 0.080419 | 0.080586 | 0.075798 | 0.066488 | 0.054851 | 0.041838 | 0.028887 | 0.0020785 | 0 | 0 | 0 | 0 | 0 | 0 | 0.78527
v5.10_MeasureAssessmentTemplate_Residential_All | Demand Controlled Recirculation Pump - SEG Multifamily - INC All - Demand Controlled Recirculation Pump | Water Heat | Demand Controlled Recirculation Pump | Retrofit | Demand Controlled Recirculation Pump | Residential | Multifamily-Low Rise | Firm | Sales | Residential | 69.128 | 1 | 2.5985 | 2.7834 | -0.74748 | 0.77986 | -0.7993 | 0.0019919 | 0.0039791 | 0.0070596 | 0.011473 | 0.017396 | 0.024885 | 0.033805 | 0.043759 | 0.054035 | 0.06361 | 0.071234 | 0.075629 | 0.075786 | 0.071283 | 0.062528 | 0.051584 | 0.039346 | 0.027167 | 0.0019547 | 0 | 0 | 0 | 0 | 0 | 0 | 0.7385
v5.10_MeasureAssessmentTemplate_Residential_All | Demand Controlled Recirculation Pump - SEG Multifamily - INC All - Demand Controlled Recirculation Pump | Water Heat | Demand Controlled Recirculation Pump | Retrofit | Demand Controlled Recirculation Pump | Residential | Multifamily-Low Rise LI | Firm | Sales | Residential | 69.128 | 1 | 2.5985 | 2.7834 | -0.74748 | 0.77986 | -0.7993 | 0.0016765 | 0.0033491 | 0.0059419 | 0.0096564 | 0.014642 | 0.020945 | 0.028452 | 0.03683 | 0.045479 | 0.053538 | 0.059955 | 0.063655 | 0.063787 | 0.059996 | 0.052628 | 0.043416 | 0.033116 | 0.022865 | 0.0016452 | 0 | 0 | 0 | 0 | 0 | 0 | 0.62157
v5.10_MeasureAssessmentTemplate_Residential_All | Door - SEG Multifamily - INC All - ENERGY STAR Door R2.5-5 | HVAC | Door | Retrofit | Door | Residential | Multifamily-High Rise | Firm | Sales | Residential | 0.25633 | 0 | 0.29257 | 3.7297 | 7.1065 | 9.281 | -1.4465 | 0 | 0 | 0 | 0 | 0 | 0 | 0 | 0 | 0 | 0 | 0 | 0 | 0 | 0 | 0 | 0 | 0 | 0 | 0 | 0 | 0 | 0 | 0 | 0 | 0 | 0
v5.10_MeasureAssessmentTemplate_Residential_All | Door - SEG Multifamily - INC All - ENERGY STAR Door R2.5-5 | HVAC | Door | Retrofit | Door | Residential | Multifamily-High Rise LI | Firm | Sales | Residential | 0.25633 | 0 | 0.29257 | 3.7297 | 7.1065 | 9.281 | -1.4465 | 0 | 0 | 0 | 0 | 0 | 0 | 0 | 0 | 0 | 0 | 0 | 0 | 0 | 0 | 0 | 0 | 0 | 0 | 0 | 0 | 0 | 0 | 0 | 0 | 0 | 0
v5.10_MeasureAssessmentTemplate_Residential_All | Door - SEG Multifamily - INC All - ENERGY STAR Door R2.5-5 | HVAC | Door | Retrofit | Door | Residential | Multifamily-Low Rise | Firm | Sales | Residential | 0.25633 | 0 | 0.29257 | 3.7297 | 7.1065 | 9.281 | -1.4465 | 0.35007 | 0.6993 | 1.2407 | 2.0163 | 3.0572 | 4.3733 | 5.9409 | 7.6902 | 9.4962 | 11.1789 | 12.5187 | 13.2912 | 13.3188 | 12.5274 | 10.9887 | 9.0654 | 6.9147 | 4.7744 | 0.34352 | 0 | 0 | 0 | 0 | 0 | 0 | 129.7858
v5.10_MeasureAssessmentTemplate_Residential_All | Door - SEG Multifamily - INC All - ENERGY STAR Door R2.5-5 | HVAC | Door | Retrofit | Door | Residential | Multifamily-Low Rise LI | Firm | Sales | Residential | 0.25633 | 0 | 0.29257 | 3.7297 | 7.1065 | 9.281 | -1.4465 | 0.29464 | 0.58857 | 1.0442 | 1.697 | 2.5731 | 3.6808 | 5.0003 | 6.4726 | 7.9926 | 9.4089 | 10.5366 | 11.1868 | 11.2099 | 10.5439 | 9.2489 | 7.63 | 5.8199 | 4.0184 | 0.28913 | 0 | 0 | 0 | 0 | 0 | 0 | 109.2364
v5.10_MeasureAssessmentTemplate_Residential_All | Duct Insulation - SEG Single Family - INC All - Duct Insulation >= R11 | HVAC | Duct Insulation | Retrofit | Duct Insulation | Residential | Single Family | Firm | Sales | Residential | 0.17361 | 1 | 2.4454 | 3.8671 | -1.1155 | 1.1513 | -1.5388 | 25.6421 | 51.223 | 90.8786 | 147.6911 | 223.9369 | 320.3406 | 435.1679 | 563.3039 | 695.5926 | 818.849 | 916.9908 | 973.5768 | 975.5921 | 917.6251 | 804.9201 | 664.0361 | 506.4973 | 349.7195 | 25.1626 | 0 | 0 | 0 | 0 | 0 | 0 | 9506.7461
v5.10_MeasureAssessmentTemplate_Residential_All | Duct Insulation - SEG Single Family - INC All - Duct Insulation >= R11 | HVAC | Duct Insulation | Retrofit | Duct Insulation | Residential | Single Family LI | Firm | Sales | Residential | 0.17361 | 1 | 2.4454 | 3.8671 | -1.1155 | 1.1513 | -1.5388 | 8.8948 | 17.7684 | 31.5242 | 51.2315 | 77.6799 | 111.1207 | 150.9524 | 195.4006 | 241.2893 | 284.0449 | 318.0886 | 337.7173 | 338.4164 | 318.3086 | 279.2131 | 230.3429 | 175.6953 | 121.3118 | 8.7285 | 0 | 0 | 0 | 0 | 0 | 0 | 3297.7292
v5.10_MeasureAssessmentTemplate_Residential_All | Duct Sealing - SEG Manufactured - INC All - Duct Sealing: Leakage Reduction >=50% (PTCS Standard) | HVAC | Duct Sealing | Retrofit | Duct Sealing | Residential | Manufactured | Firm | Sales | Residential | 23.3 | 1 | 1.2838 | 3.7868 | -0.060866 | 2.1475 | -1.4803 | 0.043443 | 0.086783 | 0.15397 | 0.25022 | 0.3794 | 0.54273 | 0.73727 | 0.95436 | 1.1785 | 1.3873 | 1.5536 | 1.6495 | 1.6529 | 1.5547 | 1.3637 | 1.125 | 0.85812 | 0.5925 | 0.042631 | 0 | 0 | 0 | 0 | 0 | 0 | 16.1065
v5.10_MeasureAssessmentTemplate_Residential_All | Duct Sealing - SEG Manufactured - INC All - Duct Sealing: Leakage Reduction >=50% (PTCS Standard) | HVAC | Duct Sealing | Retrofit | Duct Sealing | Residential | Manufactured LI | Firm | Sales | Residential | 23.3 | 1 | 1.2838 | 3.7868 | -0.060866 | 2.1475 | -1.4803 | 0.054546 | 0.10896 | 0.19332 | 0.31417 | 0.47636 | 0.68142 | 0.92568 | 1.1983 | 1.4797 | 1.7418 | 1.9506 | 2.071 | 2.0753 | 1.952 | 1.7122 | 1.4125 | 1.0774 | 0.74392 | 0.053526 | 0 | 0 | 0 | 0 | 0 | 0 | 20.2226
v5.10_MeasureAssessmentTemplate_Residential_All | Duct Sealing - SEG Single Family - INC All - Duct Sealing: Leakage Reduction >=50% (PTCS Standard) | HVAC | Duct Sealing | Retrofit | Duct Sealing | Residential | Single Family | Firm | Sales | Residential | 31 | 1 | 1.6226 | 3.7706 | -0.50472 | 1.6919 | -1.4685 | 25.0944 | 50.1289 | 88.9373 | 144.5362 | 219.1533 | 313.4977 | 425.8721 | 551.2709 | 680.7338 | 801.3573 | 897.4026 | 952.7799 | 954.7521 | 898.0233 | 787.7259 | 649.8513 | 495.6778 | 342.249 | 24.6251 | 0 | 0 | 0 | 0 | 0 | 0 | 9303.6687
v5.10_MeasureAssessmentTemplate_Residential_All | Duct Sealing - SEG Single Family - INC All - Duct Sealing: Leakage Reduction >=50% (PTCS Standard) | HVAC | Duct Sealing | Retrofit | Duct Sealing | Residential | Single Family LI | Firm | Sales | Residential | 31 | 1 | 1.6226 | 3.7706 | -0.50472 | 1.6919 | -1.4685 | 8.7048 | 17.3888 | 30.8508 | 50.1372 | 76.0206 | 108.747 | 147.7278 | 191.2265 | 236.135 | 277.9773 | 311.2938 | 330.5032 | 331.1873 | 311.5091 | 273.2488 | 225.4224 | 171.9422 | 118.7204 | 8.542 | 0 | 0 | 0 | 0 | 0 | 0 | 3227.2851
v5.10_MeasureAssessmentTemplate_Residential_All | Energy Performance Score Homes - SEG Single Family - INC All - New Homes EPS - Path 2 - MECH + DHW | Whole Building | Energy Performance Score Homes | New | Energy Performance Score Homes - Path 2 | Residential | Single Family | Firm | Sales | Residential | 71 | 1 | 3.0519 | 3.6888 | -1.2945 | 0.87998 | -1.4465 | 0 | 0 | 0 | 0 | 0 | 0 | 0 | 0 | 0 | 0 | 0 | 0 | 0 | 0 | 0 | 0 | 0 | 0 | 0 | 0 | 0 | 0 | 0 | 0 | 0 | 0
v5.10_MeasureAssessmentTemplate_Residential_All | Energy Performance Score Homes - SEG Single Family - INC All - New Homes EPS - Path 2 - MECH + DHW | Whole Building | Energy Performance Score Homes | New | Energy Performance Score Homes - Path 2 | Residential | Single Family LI | Firm | Sales | Residential | 71 | 1 | 3.0519 | 3.6888 | -1.2945 | 0.87998 | -1.4465 | 0 | 0 | 0 | 0 | 0 | 0 | 0 | 0 | 0 | 0 | 0 | 0 | 0 | 0 | 0 | 0 | 0 | 0 | 0 | 0 | 0 | 0 | 0 | 0 | 0 | 0
v5.10_MeasureAssessmentTemplate_Residential_All | Energy Performance Score Homes - SEG Single Family - INC All - New Homes EPS - Path 3 - MECH + DHW | Whole Building | Energy Performance Score Homes | New | Energy Performance Score Homes - Path 3 | Residential | Single Family | Firm | Sales | Residential | 91.42 | 1 | 1.2286 | 3.6764 | 0.013024 | 2.1785 | -1.4374 | 0 | 0 | 0 | 0 | 0 | 0 | 0 | 0 | 0 | 0 | 0 | 0 | 0 | 0 | 0 | 0 | 0 | 0 | 0 | 0 | 0 | 0 | 0 | 0 | 0 | 0
v5.10_MeasureAssessmentTemplate_Residential_All | Energy Performance Score Homes - SEG Single Family - INC All - New Homes EPS - Path 3 - MECH + DHW | Whole Building | Energy Performance Score Homes | New | Energy Performance Score Homes - Path 3 | Residential | Single Family LI | Firm | Sales | Residential | 91.42 | 1 | 1.2286 | 3.6764 | 0.013024 | 2.1785 | -1.4374 | 0 | 0 | 0 | 0 | 0 | 0 | 0 | 0 | 0 | 0 | 0 | 0 | 0 | 0 | 0 | 0 | 0 | 0 | 0 | 0 | 0 | 0 | 0 | 0 | 0 | 0
v5.10_MeasureAssessmentTemplate_Residential_All | Energy Performance Score Homes - SEG Single Family - INC All - New Homes EPS - Path 4 - Advanced Whole Home | Whole Building | Energy Performance Score Homes | New | Energy Performance Score Homes - Path 4 | Residential | Single Family | Firm | Sales | Residential | 21.92 | 1 | 1.1401 | 3.9384 | 0.15881 | 2.515 | -1.6282 | 0 | 0 | 0 | 0 | 0 | 0 | 0 | 0 | 0 | 0 | 0 | 0 | 0 | 0 | 0 | 0 | 0 | 0 | 0 | 0 | 0 | 0 | 0 | 0 | 0 | 0
v5.10_MeasureAssessmentTemplate_Residential_All | Energy Performance Score Homes - SEG Single Family - INC All - New Homes EPS - Path 4 - Advanced Whole Home | Whole Building | Energy Performance Score Homes | New | Energy Performance Score Homes - Path 4 | Residential | Single Family LI | Firm | Sales | Residential | 21.92 | 1 | 1.1401 | 3.9384 | 0.15881 | 2.515 | -1.6282 | 0 | 0 | 0 | 0 | 0 | 0 | 0 | 0 | 0 | 0 | 0 | 0 | 0 | 0 | 0 | 0 | 0 | 0 | 0 | 0 | 0 | 0 | 0 | 0 | 0 | 0
v5.10_MeasureAssessmentTemplate_Residential_All | Energy Performance Score Homes - SEG Single Family - INC All - Path 5 Emerging Super Efficient Home | Whole Building | Energy Performance Score Homes | New | Energy Performance Score Homes - Path 5 | Residential | Single Family | Firm | Sales | Residential | 53.29 | 0 | 0.77259 | 3.7571 | 1.3162 | 3.5404 | -1.4962 | 0 | 0 | 0 | 0 | 0 | 0 | 0 | 0 | 0 | 0 | 0 | 0 | 0 | 0 | 0 | 0 | 0 | 0 | 0 | 0 | 0 | 0 | 0 | 0 | 0 | 0
v5.10_MeasureAssessmentTemplate_Residential_All | Energy Performance Score Homes - SEG Single Family - INC All - Path 5 Emerging Super Efficient Home | Whole Building | Energy Performance Score Homes | New | Energy Performance Score Homes - Path 5 | Residential | Single Family LI | Firm | Sales | Residential | 53.29 | 0 | 0.77259 | 3.7571 | 1.3162 | 3.5404 | -1.4962 | 0 | 0 | 0 | 0 | 0 | 0 | 0 | 0 | 0 | 0 | 0 | 0 | 0 | 0 | 0 | 0 | 0 | 0 | 0 | 0 | 0 | 0 | 0 | 0 | 0 | 0
v5.10_MeasureAssessmentTemplate_Residential_All | Floor Insulation - SEG Manufactured - INC All - Floor Insulation >= R30 from R0-R11 | HVAC | Floor Insulation | Retrofit | Floor Insulation - R0-R11 to R30 | Residential | Manufactured | Firm | Sales | Residential | 0.04 | 0 | 0.90182 | 3.8461 | 0.8423 | 3.1049 | -1.5346 | 0.10183 | 0.20342 | 0.3609 | 0.58652 | 0.88931 | 1.2722 | 1.7282 | 2.237 | 2.7624 | 3.2519 | 3.6416 | 3.8663 | 3.8743 | 3.6441 | 3.1966 | 2.6371 | 2.0114 | 1.3888 | 0.099928 | 0 | 0 | 0 | 0 | 0 | 0 | 37.7538
v5.10_MeasureAssessmentTemplate_Residential_All | Floor Insulation - SEG Manufactured - INC All - Floor Insulation >= R30 from R0-R11 | HVAC | Floor Insulation | Retrofit | Floor Insulation - R0-R11 to R30 | Residential | Manufactured LI | Firm | Sales | Residential | 0.04 | 0 | 0.90182 | 3.8461 | 0.8423 | 3.1049 | -1.5346 | 0.12786 | 0.25541 | 0.45313 | 0.73641 | 1.1166 | 1.5973 | 2.1698 | 2.8087 | 3.4683 | 4.0829 | 4.5723 | 4.8544 | 4.8644 | 4.5754 | 4.0134 | 3.311 | 2.5255 | 1.7438 | 0.12546 | 0 | 0 | 0 | 0 | 0 | 0 | 47.402
v5.10_MeasureAssessmentTemplate_Residential_All | Floor Insulation - SEG Multifamily-Low Rise - INC All - Floor Insulation >= R30 from R11 | HVAC | Floor Insulation | Retrofit | Floor Insulation - R11 to R30 | Residential | Multifamily-Low Rise | Firm | Sales | Residential | 0.06 | 1 | 1.5151 | 3.77 | -0.39232 | 1.8115 | -1.4758 | 0.3235 | 0.64623 | 1.1465 | 1.8633 | 2.8252 | 4.0414 | 5.4901 | 7.1066 | 8.7756 | 10.3306 | 11.5688 | 12.2827 | 12.3081 | 11.5768 | 10.1549 | 8.3775 | 6.39 | 4.4121 | 0.31745 | 0 | 0 | 0 | 0 | 0 | 0 | 119.9372
v5.10_MeasureAssessmentTemplate_Residential_All | Floor Insulation - SEG Multifamily-Low Rise - INC All - Floor Insulation >= R30 from R11 | HVAC | Floor Insulation | Retrofit | Floor Insulation - R11 to R30 | Residential | Multifamily-Low Rise LI | Firm | Sales | Residential | 0.06 | 1 | 1.5151 | 3.77 | -0.39232 | 1.8115 | -1.4758 | 0.27228 | 0.54391 | 0.96499 | 1.5683 | 2.3779 | 3.4015 | 4.6208 | 5.9814 | 7.3861 | 8.6949 | 9.737 | 10.3379 | 10.3593 | 9.7438 | 8.547 | 7.0511 | 5.3782 | 3.7135 | 0.26719 | 0 | 0 | 0 | 0 | 0 | 0 | 100.9472
v5.10_MeasureAssessmentTemplate_Residential_All | Floor Insulation - SEG Single Family - INC All - Floor Insulation >= R30 from R0-R11 | HVAC | Floor Insulation | Retrofit | Floor Insulation - R0-R11 to R30 | Residential | Single Family | Firm | Sales | Residential | 0.09 | 1 | 1.8272 | 3.8999 | -0.74454 | 1.5539 | -1.5704 | 33.0616 | 66.0443 | 117.1741 | 190.4251 | 288.7325 | 413.0303 | 561.0826 | 726.2944 | 896.8606 | 1055.7809 | 1182.3197 | 1255.2788 | 1257.8772 | 1183.1375 | 1037.8217 | 856.1732 | 653.051 | 450.91 | 32.4434 | 0 | 0 | 0 | 0 | 0 | 0 | 12257.4987
v5.10_MeasureAssessmentTemplate_Residential_All | Floor Insulation - SEG Single Family - INC All - Floor Insulation >= R30 from R0-R11 | HVAC | Floor Insulation | Retrofit | Floor Insulation - R0-R11 to R30 | Residential | Single Family LI | Firm | Sales | Residential | 0.09 | 1 | 1.8272 | 3.8999 | -0.74454 | 1.5539 | -1.5704 | 11.4685 | 22.9097 | 40.6457 | 66.0552 | 100.1564 | 143.2732 | 194.63 | 251.9392 | 311.1057 | 366.2325 | 410.1267 | 435.435 | 436.3363 | 410.4104 | 360.0028 | 296.992 | 226.5323 | 156.413 | 11.2541 | 0 | 0 | 0 | 0 | 0 | 0 | 4251.9187
v5.10_MeasureAssessmentTemplate_Residential_All | Furnace Maintenance - SEG All - INC All - Furnace Maintenance | HVAC | Furnace Maintenance | Retrofit | Furnace Maintenance | Residential | Manufactured | Firm | Sales | Residential | 14 | 0 | 0.64466 | 3.7403 | 2.0496 | 4.2241 | -1.4465 | 0.98365 | 0.983 | 0.98224 | 0.88321 | 0.70582 | 0.56398 | 0.45058 | 0.35993 | 0.28748 | 0.22959 | 0.18333 | 0.040629 | 0 | 0 | 0 | 0 | 0 | 0 | 0 | 0 | 0 | 0 | 0 | 0 | 0 | 6.6534
v5.10_MeasureAssessmentTemplate_Residential_All | Furnace Maintenance - SEG All - INC All - Furnace Maintenance | HVAC | Furnace Maintenance | Retrofit | Furnace Maintenance | Residential | Manufactured LI | Firm | Sales | Residential | 14 | 0 | 0.64466 | 3.7403 | 2.0496 | 4.2241 | -1.4465 | 1.235 | 1.2342 | 1.2333 | 1.1089 | 0.88619 | 0.7081 | 0.56573 | 0.45191 | 0.36095 | 0.28826 | 0.23018 | 0.051012 | 0 | 0 | 0 | 0 | 0 | 0 | 0 | 0 | 0 | 0 | 0 | 0 | 0 | 8.3538
v5.10_MeasureAssessmentTemplate_Residential_All | Furnace Maintenance - SEG All - INC All - Furnace Maintenance | HVAC | Furnace Maintenance | Retrofit | Furnace Maintenance | Residential | Multifamily-High Rise | Firm | Sales | Residential | 14 | 0 | 0.64466 | 3.7403 | 2.0496 | 4.2241 | -1.4465 | 0 | 0 | 0 | 0 | 0 | 0 | 0 | 0 | 0 | 0 | 0 | 0 | 0 | 0 | 0 | 0 | 0 | 0 | 0 | 0 | 0 | 0 | 0 | 0 | 0 | 0
v5.10_MeasureAssessmentTemplate_Residential_All | Furnace Maintenance - SEG All - INC All - Furnace Maintenance | HVAC | Furnace Maintenance | Retrofit | Furnace Maintenance | Residential | Multifamily-High Rise LI | Firm | Sales | Residential | 14 | 0 | 0.64466 | 3.7403 | 2.0496 | 4.2241 | -1.4465 | 0 | 0 | 0 | 0 | 0 | 0 | 0 | 0 | 0 | 0 | 0 | 0 | 0 | 0 | 0 | 0 | 0 | 0 | 0 | 0 | 0 | 0 | 0 | 0 | 0 | 0
v5.10_MeasureAssessmentTemplate_Residential_All | Furnace Maintenance - SEG All - INC All - Furnace Maintenance | HVAC | Furnace Maintenance | Retrofit | Furnace Maintenance | Residential | Multifamily-Low Rise | Firm | Sales | Residential | 14 | 0 | 0.64466 | 3.7403 | 2.0496 | 4.2241 | -1.4465 | 15.4847 | 15.4745 | 15.4625 | 13.9035 | 11.111 | 8.8782 | 7.093 | 5.6661 | 4.5256 | 3.6142 | 2.886 | 0.63959 | 0 | 0 | 0 | 0 | 0 | 0 | 0 | 0 | 0 | 0 | 0 | 0 | 0 | 104.7388
v5.10_MeasureAssessmentTemplate_Residential_All | Furnace Maintenance - SEG All - INC All - Furnace Maintenance | HVAC | Furnace Maintenance | Retrofit | Furnace Maintenance | Residential | Multifamily-Low Rise LI | Firm | Sales | Residential | 14 | 0 | 0.64466 | 3.7403 | 2.0496 | 4.2241 | -1.4465 | 13.033 | 13.0243 | 13.0143 | 11.7021 | 9.3518 | 7.4724 | 5.97 | 4.7689 | 3.809 | 3.0419 | 2.429 | 0.53832 | 0 | 0 | 0 | 0 | 0 | 0 | 0 | 0 | 0 | 0 | 0 | 0 | 0 | 88.1551
v5.10_MeasureAssessmentTemplate_Residential_All | Furnace Maintenance - SEG All - INC All - Furnace Maintenance | HVAC | Furnace Maintenance | Retrofit | Furnace Maintenance | Residential | Single Family | Firm | Sales | Residential | 14 | 0 | 0.64466 | 3.7403 | 2.0496 | 4.2241 | -1.4465 | 512.4715 | 512.1329 | 511.7372 | 460.1417 | 367.7234 | 293.8256 | 234.7458 | 187.5201 | 149.7755 | 119.613 | 95.5128 | 21.1674 | 0 | 0 | 0 | 0 | 0 | 0 | 0 | 0 | 0 | 0 | 0 | 0 | 0 | 3466.3669
v5.10_MeasureAssessmentTemplate_Residential_All | Furnace Maintenance - SEG All - INC All - Furnace Maintenance | HVAC | Furnace Maintenance | Retrofit | Furnace Maintenance | Residential | Single Family LI | Firm | Sales | Residential | 14 | 0 | 0.64466 | 3.7403 | 2.0496 | 4.2241 | -1.4465 | 177.7677 | 177.6502 | 177.513 | 159.6154 | 127.557 | 101.9231 | 81.4294 | 65.0475 | 51.9546 | 41.4917 | 33.1318 | 7.3426 | 0 | 0 | 0 | 0 | 0 | 0 | 0 | 0 | 0 | 0 | 0 | 0 | 0 | 1202.424
v5.10_MeasureAssessmentTemplate_Residential_All | Gas Boiler - SEG Multifamily - INC All - 94% Non-Condensing Boiler | HVAC | Gas Boiler | NR | Gas Boiler | Residential | Multifamily-High Rise | Firm | Sales | Residential | 1.16 | 1 | 4.4282 | 3.7403 | -1.5596 | 0.61495 | -1.4465 | 0 | 0 | 0 | 0 | 0 | 0 | 0 | 0 | 0 | 0 | 0 | 0 | 0 | 0 | 0 | 0 | 0 | 0 | 0 | 0 | 0 | 0 | 0 | 0 | 0 | 0
v5.10_MeasureAssessmentTemplate_Residential_All | Gas Boiler - SEG Multifamily - INC All - 94% Non-Condensing Boiler | HVAC | Gas Boiler | NR | Gas Boiler | Residential | Multifamily-High Rise LI | Firm | Sales | Residential | 1.16 | 1 | 4.4282 | 3.7403 | -1.5596 | 0.61495 | -1.4465 | 0 | 0 | 0 | 0 | 0 | 0 | 0 | 0 | 0 | 0 | 0 | 0 | 0 | 0 | 0 | 0 | 0 | 0 | 0 | 0 | 0 | 0 | 0 | 0 | 0 | 0
v5.10_MeasureAssessmentTemplate_Residential_All | Gas Boiler - SEG Multifamily - INC All - 94% Non-Condensing Boiler | HVAC | Gas Boiler | NR | Gas Boiler | Residential | Multifamily-Low Rise | Firm | Sales | Residential | 1.16 | 1 | 4.4282 | 3.7403 | -1.5596 | 0.61495 | -1.4465 | 0.41751 | 0.81884 | 1.4424 | 2.3143 | 3.4219 | 4.7113 | 6.0962 | 7.4764 | 8.7588 | 9.8744 | 10.7855 | 11.4856 | 11.992 | 12.336 | 12.5537 | 12.6795 | 12.7422 | 12.7766 | 12.7925 | 12.7557 | 12.7177 | 12.6785 | 12.6381 | 12.5965 | 12.5537 | 231.416
v5.10_MeasureAssessmentTemplate_Residential_All | Gas Boiler - SEG Multifamily - INC All - 94% Non-Condensing Boiler | HVAC | Gas Boiler | NR | Gas Boiler | Residential | Multifamily-Low Rise LI | Firm | Sales | Residential | 1.16 | 1 | 4.4282 | 3.7403 | -1.5596 | 0.61495 | -1.4465 | 0.3514 | 0.68919 | 1.2141 | 1.9478 | 2.8801 | 3.9654 | 5.131 | 6.2926 | 7.372 | 8.3109 | 9.0778 | 9.6671 | 10.0933 | 10.3828 | 10.5661 | 10.6719 | 10.7247 | 10.7537 | 10.767 | 10.7361 | 10.7041 | 10.6711 | 10.6371 | 10.602 | 10.566 | 194.7751
v5.10_MeasureAssessmentTemplate_Residential_All | Gas Fireplace - SEG Manufactured - INC All - Gas Fireplace 75% FE | HVAC | Gas Fireplace | NR | Gas Fireplace | Residential | Manufactured | Firm | Sales | Residential | 20.64 | 1 | 6.8617 | 2.9515 | -1.2871 | 0.31316 | -0.8722 | 0.0086359 | 0.013274 | 0.028961 | 0.054446 | 0.093069 | 0.14829 | 0.22326 | 0.32023 | 0.43987 | 0.58055 | 0.73786 | 0.90457 | 1.0712 | 1.2273 | 1.3635 | 1.4731 | 2.55 | 2.036 | 2.1556 | 2.1858 | 2.1676 | 2.1303 | 2.0828 | 2.0322 | 1.9778 | 28.0061
v5.10_MeasureAssessmentTemplate_Residential_All | Gas Fireplace - SEG Manufactured - INC All - Gas Fireplace 75% FE | HVAC | Gas Fireplace | NR | Gas Fireplace | Residential | Manufactured LI | Firm | Sales | Residential | 20.64 | 1 | 6.8617 | 2.9515 | -1.2871 | 0.31316 | -0.8722 | 0.010843 | 0.016666 | 0.036363 | 0.06836 | 0.11685 | 0.18619 | 0.28031 | 0.40207 | 0.55228 | 0.72891 | 0.92643 | 1.1357 | 1.3449 | 1.541 | 1.7119 | 1.8495 | 3.2016 | 2.5564 | 2.7064 | 2.7443 | 2.7216 | 2.6748 | 2.615 | 2.5516 | 2.4832 | 35.1632
v5.10_MeasureAssessmentTemplate_Residential_All | Gas Fireplace - SEG Manufactured - INC All - Gas Fireplace 75% FE | HVAC | Gas Fireplace | New | Gas Fireplace | Residential | Manufactured | Firm | Sales | Residential | 20.64 | 1 | 6.8617 | 2.9515 | -1.2871 | 0.31316 | -0.8722 | 0.0054231 | 0.0034324 | 0.008987 | 0.017162 | 0.028813 | 0.044546 | 0.064213 | 0.088318 | 0.11609 | 0.14614 | 0.17668 | 0.20542 | 0.22991 | 0.24802 | 0.25831 | 0.26031 | 0.25458 | 0.24316 | 0.22617 | 0.20737 | 0.18556 | 0.16286 | 0.14011 | 0.11732 | 0.094499 | 3.5334
v5.10_MeasureAssessmentTemplate_Residential_All | Gas Fireplace - SEG Manufactured - INC All - Gas Fireplace 75% FE | HVAC | Gas Fireplace | New | Gas Fireplace | Residential | Manufactured LI | Firm | Sales | Residential | 20.64 | 1 | 6.8617 | 2.9515 | -1.2871 | 0.31316 | -0.8722 | 0.006809 | 0.0043096 | 0.011284 | 0.021548 | 0.036176 | 0.05593 | 0.080623 | 0.11089 | 0.14576 | 0.18349 | 0.22184 | 0.25791 | 0.28867 | 0.31141 | 0.32432 | 0.32683 | 0.31964 | 0.3053 | 0.28396 | 0.26037 | 0.23298 | 0.20448 | 0.17592 | 0.14731 | 0.11865 | 4.4364
v5.10_MeasureAssessmentTemplate_Residential_All | Gas Fireplace - SEG Multifamily - INC All - Gas Fireplace 75% FE | HVAC | Gas Fireplace | NR | Gas Fireplace | Residential | Multifamily-High Rise | Firm | Sales | Residential | 7.78 | 1 | 6.8602 | 2.9515 | -1.287 | 0.31323 | -0.8722 | 0.0697 | 0.10713 | 0.23374 | 0.43943 | 0.75115 | 1.1968 | 1.8019 | 2.5845 | 3.5501 | 4.6855 | 5.9552 | 7.3007 | 8.6455 | 9.9056 | 11.0047 | 11.889 | 21.4838 | 16.8181 | 17.8647 | 18.1159 | 17.9518 | 17.6216 | 17.1991 | 16.7504 | 16.2667 | 230.1928
v5.10_MeasureAssessmentTemplate_Residential_All | Gas Fireplace - SEG Multifamily - INC All - Gas Fireplace 75% FE | HVAC | Gas Fireplace | NR | Gas Fireplace | Residential | Multifamily-High Rise LI | Firm | Sales | Residential | 7.78 | 1 | 6.8602 | 2.9515 | -1.287 | 0.31323 | -0.8722 | 0.055865 | 0.085869 | 0.18735 | 0.3522 | 0.60205 | 0.95927 | 1.4442 | 2.0715 | 2.8454 | 3.7555 | 4.7731 | 5.8516 | 6.9294 | 7.9394 | 8.8203 | 9.5291 | 17.2194 | 13.4798 | 14.3187 | 14.5201 | 14.3885 | 14.1238 | 13.7852 | 13.4255 | 13.0378 | 184.5012
v5.10_MeasureAssessmentTemplate_Residential_All | Gas Fireplace - SEG Multifamily - INC All - Gas Fireplace 75% FE | HVAC | Gas Fireplace | NR | Gas Fireplace | Residential | Multifamily-Low Rise | Firm | Sales | Residential | 7.78 | 1 | 6.8602 | 2.9515 | -1.287 | 0.31323 | -0.8722 | 0.033178 | 0.050997 | 0.11127 | 0.20917 | 0.35756 | 0.56971 | 0.85773 | 1.2303 | 1.6899 | 2.2304 | 2.8348 | 3.4753 | 4.1154 | 4.7152 | 5.2384 | 5.6594 | 10.2266 | 8.0057 | 8.5039 | 8.6235 | 8.5454 | 8.3882 | 8.1871 | 7.9734 | 7.7432 | 109.5756
v5.10_MeasureAssessmentTemplate_Residential_All | Gas Fireplace - SEG Multifamily - INC All - Gas Fireplace 75% FE | HVAC | Gas Fireplace | NR | Gas Fireplace | Residential | Multifamily-Low Rise LI | Firm | Sales | Residential | 7.78 | 1 | 6.8602 | 2.9515 | -1.287 | 0.31323 | -0.8722 | 0.027925 | 0.042923 | 0.093649 | 0.17605 | 0.30095 | 0.47951 | 0.72193 | 1.0355 | 1.4223 | 1.8772 | 2.3859 | 2.925 | 3.4638 | 3.9686 | 4.409 | 4.7633 | 8.6074 | 6.7381 | 7.1575 | 7.2581 | 7.1923 | 7.06 | 6.8908 | 6.711 | 6.5172 | 92.2261
v5.10_MeasureAssessmentTemplate_Residential_All | Gas Fireplace - SEG Multifamily - INC All - Gas Fireplace 75% FE | HVAC | Gas Fireplace | New | Gas Fireplace | Residential | Multifamily-High Rise | Firm | Sales | Residential | 7.78 | 1 | 6.8602 | 2.9515 | -1.287 | 0.31323 | -0.8722 | 0.048685 | 0.030814 | 0.080679 | 0.15407 | 0.25866 | 0.39991 | 0.57646 | 0.79286 | 1.0422 | 1.312 | 1.5861 | 1.8441 | 2.064 | 2.2266 | 2.3189 | 2.3369 | 2.2855 | 2.1829 | 2.0304 | 1.8616 | 1.6659 | 1.4621 | 1.2579 | 1.0533 | 0.84835 | 31.7208
v5.10_MeasureAssessmentTemplate_Residential_All | Gas Fireplace - SEG Multifamily - INC All - Gas Fireplace 75% FE | HVAC | Gas Fireplace | New | Gas Fireplace | Residential | Multifamily-High Rise LI | Firm | Sales | Residential | 7.78 | 1 | 6.8602 | 2.9515 | -1.287 | 0.31323 | -0.8722 | 0.039022 | 0.024698 | 0.064665 | 0.12349 | 0.20732 | 0.32053 | 0.46204 | 0.63549 | 0.83534 | 1.0516 | 1.2713 | 1.4781 | 1.6543 | 1.7846 | 1.8586 | 1.873 | 1.8318 | 1.7496 | 1.6274 | 1.4921 | 1.3352 | 1.1719 | 1.0082 | 0.84419 | 0.67996 | 25.4245
v5.10_MeasureAssessmentTemplate_Residential_All | Gas Fireplace - SEG Multifamily - INC All - Gas Fireplace 75% FE | HVAC | Gas Fireplace | New | Gas Fireplace | Residential | Multifamily-Low Rise | Firm | Sales | Residential | 7.78 | 1 | 6.8602 | 2.9515 | -1.287 | 0.31323 | -0.8722 | 0.023175 | 0.014668 | 0.038405 | 0.073341 | 0.12313 | 0.19036 | 0.27441 | 0.37742 | 0.49611 | 0.62452 | 0.75503 | 0.87782 | 0.98249 | 1.0599 | 1.1038 | 1.1124 | 1.0879 | 1.0391 | 0.96649 | 0.88618 | 0.79298 | 0.69598 | 0.59876 | 0.50137 | 0.40383 | 15.0996
v5.10_MeasureAssessmentTemplate_Residential_All | Gas Fireplace - SEG Multifamily - INC All - Gas Fireplace 75% FE | HVAC | Gas Fireplace | New | Gas Fireplace | Residential | Multifamily-Low Rise LI | Firm | Sales | Residential | 7.78 | 1 | 6.8602 | 2.9515 | -1.287 | 0.31323 | -0.8722 | 0.019506 | 0.012346 | 0.032324 | 0.061729 | 0.10363 | 0.16022 | 0.23096 | 0.31766 | 0.41756 | 0.52564 | 0.63549 | 0.73883 | 0.82693 | 0.89208 | 0.92907 | 0.93626 | 0.91568 | 0.87458 | 0.81346 | 0.74586 | 0.66742 | 0.58578 | 0.50396 | 0.42198 | 0.33989 | 12.7089
v5.10_MeasureAssessmentTemplate_Residential_All | Gas Fireplace - SEG Single Family - INC All - Gas Fireplace 75% FE | HVAC | Gas Fireplace | NR | Gas Fireplace | Residential | Single Family | Firm | Sales | Residential | 23.19 | 1 | 6.8618 | 2.9515 | -1.2871 | 0.31315 | -0.8722 | 5.0551 | 7.77 | 16.9527 | 31.87 | 54.4783 | 86.8022 | 130.6854 | 187.448 | 257.4781 | 339.8253 | 431.9108 | 529.4942 | 627.0254 | 718.418 | 798.1307 | 862.2706 | 1492.6327 | 1191.8053 | 1261.7661 | 1279.4443 | 1268.8422 | 1247.0087 | 1219.1514 | 1189.5672 | 1157.6977 | 16393.5305
v5.10_MeasureAssessmentTemplate_Residential_All | Gas Fireplace - SEG Single Family - INC All - Gas Fireplace 75% FE | HVAC | Gas Fireplace | NR | Gas Fireplace | Residential | Single Family LI | Firm | Sales | Residential | 23.19 | 1 | 6.8618 | 2.9515 | -1.2871 | 0.31315 | -0.8722 | 1.7535 | 2.6953 | 5.8806 | 11.0552 | 18.8976 | 30.1102 | 45.3326 | 65.0225 | 89.3148 | 117.8797 | 149.8225 | 183.6726 | 217.5045 | 249.207 | 276.858 | 299.1071 | 517.769 | 413.4171 | 437.6853 | 443.8175 | 440.1399 | 432.5662 | 422.903 | 412.6407 | 401.5857 | 5686.6381
v5.10_MeasureAssessmentTemplate_Residential_All | Gas Fireplace - SEG Single Family - INC All - Gas Fireplace 75% FE | HVAC | Gas Fireplace | New | Gas Fireplace | Residential | Single Family | Firm | Sales | Residential | 23.19 | 1 | 6.8618 | 2.9515 | -1.2871 | 0.31315 | -0.8722 | 3.1744 | 2.0092 | 5.2606 | 10.0461 | 16.8658 | 26.0753 | 37.5874 | 51.6974 | 67.9553 | 85.545 | 103.4223 | 120.241 | 134.5793 | 145.1814 | 151.2022 | 152.3724 | 149.022 | 142.333 | 132.3872 | 121.3858 | 108.6201 | 95.3331 | 82.0167 | 68.6756 | 55.3156 | 2068.3042
v5.10_MeasureAssessmentTemplate_Residential_All | Gas Fireplace - SEG Single Family - INC All - Gas Fireplace 75% FE | HVAC | Gas Fireplace | New | Gas Fireplace | Residential | Single Family LI | Firm | Sales | Residential | 23.19 | 1 | 6.8618 | 2.9515 | -1.2871 | 0.31315 | -0.8722 | 1.1012 | 0.69695 | 1.8248 | 3.4848 | 5.8505 | 9.0451 | 13.0384 | 17.933 | 23.5726 | 29.6741 | 35.8754 | 41.7096 | 46.6833 | 50.361 | 52.4495 | 52.8554 | 51.6932 | 49.3729 | 45.9229 | 42.1067 | 37.6785 | 33.0694 | 28.4502 | 23.8224 | 19.188 | 717.4597
v5.10_MeasureAssessmentTemplate_Residential_All | Gas Furnace - SEG Manufactured - INC All - 95%+ AFUE Furnace - Market Baseline | HVAC | Gas Furnace | NR | Gas Furnace - 95% AFUE | Residential | Manufactured | Firm | Sales | Residential | 24.4537 | 1 | 3.1719 | 3.7403 | -1.316 | 0.85851 | -1.4465 | 0.87519 | 1.0258 | 1.1574 | 1.2707 | 1.3673 | 1.4488 | 1.5168 | 1.5732 | 1.6196 | 1.6548 | 1.6812 | 1.7008 | 1.7151 | 1.7252 | 1.7319 | 1.7392 | 1.7436 | 1.7513 | 1.7534 | 1.7484 | 1.7432 | 1.7378 | 1.7323 | 1.7266 | 0.97627 | 38.7157
v5.10_MeasureAssessmentTemplate_Residential_All | Gas Furnace - SEG Manufactured - INC All - 95%+ AFUE Furnace - Market Baseline | HVAC | Gas Furnace | NR | Gas Furnace - 95% AFUE | Residential | Manufactured LI | Firm | Sales | Residential | 24.4537 | 1 | 3.1719 | 3.7403 | -1.316 | 0.85851 | -1.4465 | 1.0989 | 1.2879 | 1.4531 | 1.5955 | 1.7167 | 1.819 | 1.9045 | 1.9753 | 2.0335 | 2.0776 | 2.1108 | 2.1355 | 2.1534 | 2.166 | 2.1745 | 2.1837 | 2.1892 | 2.1988 | 2.2015 | 2.1952 | 2.1887 | 2.1819 | 2.175 | 2.1678 | 1.2258 | 48.6097
v5.10_MeasureAssessmentTemplate_Residential_All | Gas Furnace - SEG Manufactured - INC All - Gas Fired Heat Pump (106% to 130% Eff) - 95% AFUE Baseline | HVAC | Gas Furnace | NR | Gas Furnace - GFHP | Residential | Manufactured | Firm | Sales | Residential | 119.9473 | 1 | 5.4884 | 3.7403 | -1.6784 | 0.49615 | -1.4465 | 0 | 0 | 0.096492 | 0.15379 | 0.2316 | 0.33228 | 0.45655 | 0.60272 | 0.76623 | 0.93958 | 1.1129 | 1.2754 | 1.4173 | 1.5315 | 1.6155 | 1.6755 | 1.7061 | 1.7293 | 1.7315 | 1.7265 | 1.7213 | 1.716 | 1.7106 | 1.7049 | 1.6991 | 27.6527
v5.10_MeasureAssessmentTemplate_Residential_All | Gas Furnace - SEG Manufactured - INC All - Gas Fired Heat Pump (106% to 130% Eff) - 95% AFUE Baseline | HVAC | Gas Furnace | NR | Gas Furnace - GFHP | Residential | Manufactured LI | Firm | Sales | Residential | 119.9473 | 1 | 5.4884 | 3.7403 | -1.6784 | 0.49615 | -1.4465 | 0 | 0 | 0.12115 | 0.19309 | 0.29079 | 0.4172 | 0.57322 | 0.75674 | 0.96205 | 1.1797 | 1.3973 | 1.6014 | 1.7795 | 1.9229 | 2.0283 | 2.1037 | 2.1421 | 2.1712 | 2.1739 | 2.1677 | 2.1612 | 2.1546 | 2.1477 | 2.1406 | 2.1334 | 34.7195
v5.10_MeasureAssessmentTemplate_Residential_All | Gas Furnace - SEG Multifamily - INC All - 95%+ AFUE Furnace - Market Baseline | HVAC | Gas Furnace | NR | Gas Furnace - 95% AFUE | Residential | Multifamily-High Rise | Firm | Sales | Residential | 24.4537 | 1 | 3.1719 | 3.7403 | -1.316 | 0.85851 | -1.4465 | 0 | 0 | 0 | 0 | 0 | 0 | 0 | 0 | 0 | 0 | 0 | 0 | 0 | 0 | 0 | 0 | 0 | 0 | 0 | 0 | 0 | 0 | 0 | 0 | 0 | 0
v5.10_MeasureAssessmentTemplate_Residential_All | Gas Furnace - SEG Multifamily - INC All - 95%+ AFUE Furnace - Market Baseline | HVAC | Gas Furnace | NR | Gas Furnace - 95% AFUE | Residential | Multifamily-High Rise LI | Firm | Sales | Residential | 24.4537 | 1 | 3.1719 | 3.7403 | -1.316 | 0.85851 | -1.4465 | 0 | 0 | 0 | 0 | 0 | 0 | 0 | 0 | 0 | 0 | 0 | 0 | 0 | 0 | 0 | 0 | 0 | 0 | 0 | 0 | 0 | 0 | 0 | 0 | 0 | 0
v5.10_MeasureAssessmentTemplate_Residential_All | Gas Furnace - SEG Multifamily - INC All - 95%+ AFUE Furnace - Market Baseline | HVAC | Gas Furnace | NR | Gas Furnace - 95% AFUE | Residential | Multifamily-Low Rise | Firm | Sales | Residential | 24.4537 | 1 | 3.1719 | 3.7403 | -1.316 | 0.85851 | -1.4465 | 13.6292 | 15.9746 | 18.0234 | 19.7889 | 21.2929 | 22.5614 | 23.6216 | 24.4999 | 25.2213 | 25.7691 | 26.181 | 26.4866 | 26.7088 | 26.8655 | 26.9707 | 27.0843 | 27.1525 | 27.272 | 27.3058 | 27.2273 | 27.1462 | 27.0625 | 26.9762 | 26.8874 | 15.2033 | 602.9127
v5.10_MeasureAssessmentTemplate_Residential_All | Gas Furnace - SEG Multifamily - INC All - 95%+ AFUE Furnace - Market Baseline | HVAC | Gas Furnace | NR | Gas Furnace - 95% AFUE | Residential | Multifamily-Low Rise LI | Firm | Sales | Residential | 24.4537 | 1 | 3.1719 | 3.7403 | -1.316 | 0.85851 | -1.4465 | 11.4713 | 13.4453 | 15.1697 | 16.6557 | 17.9215 | 18.9892 | 19.8815 | 20.6208 | 21.228 | 21.689 | 22.0357 | 22.2929 | 22.4799 | 22.6118 | 22.7003 | 22.796 | 22.8534 | 22.9539 | 22.9823 | 22.9163 | 22.848 | 22.7776 | 22.705 | 22.6303 | 12.7961 | 507.4515
v5.10_MeasureAssessmentTemplate_Residential_All | Gas Furnace - SEG Multifamily - INC All - Gas Fired Heat Pump (106% to 130% Eff) - 95% AFUE Baseline | HVAC | Gas Furnace | NR | Gas Furnace - GFHP | Residential | Multifamily-High Rise | Firm | Sales | Residential | 119.9473 | 1 | 5.4884 | 3.7403 | -1.6784 | 0.49615 | -1.4465 | 0 | 0 | 0 | 0 | 0 | 0 | 0 | 0 | 0 | 0 | 0 | 0 | 0 | 0 | 0 | 0 | 0 | 0 | 0 | 0 | 0 | 0 | 0 | 0 | 0 | 0
v5.10_MeasureAssessmentTemplate_Residential_All | Gas Furnace - SEG Multifamily - INC All - Gas Fired Heat Pump (106% to 130% Eff) - 95% AFUE Baseline | HVAC | Gas Furnace | NR | Gas Furnace - GFHP | Residential | Multifamily-High Rise LI | Firm | Sales | Residential | 119.9473 | 1 | 5.4884 | 3.7403 | -1.6784 | 0.49615 | -1.4465 | 0 | 0 | 0 | 0 | 0 | 0 | 0 | 0 | 0 | 0 | 0 | 0 | 0 | 0 | 0 | 0 | 0 | 0 | 0 | 0 | 0 | 0 | 0 | 0 | 0 | 0
v5.10_MeasureAssessmentTemplate_Residential_All | Gas Furnace - SEG Multifamily - INC All - Gas Fired Heat Pump (106% to 130% Eff) - 95% AFUE Baseline | HVAC | Gas Furnace | NR | Gas Furnace - GFHP | Residential | Multifamily-Low Rise | Firm | Sales | Residential | 119.9473 | 1 | 5.4884 | 3.7403 | -1.6784 | 0.49615 | -1.4465 | 0 | 0 | 1.5026 | 2.3949 | 3.6067 | 5.1746 | 7.1097 | 9.386 | 11.9324 | 14.6319 | 17.3313 | 19.8621 | 22.071 | 23.8501 | 25.1577 | 26.0926 | 26.5683 | 26.9303 | 26.9636 | 26.8861 | 26.8061 | 26.7234 | 26.6382 | 26.5505 | 26.4604 | 430.6307
v5.10_MeasureAssessmentTemplate_Residential_All | Gas Furnace - SEG Multifamily - INC All - Gas Fired Heat Pump (106% to 130% Eff) - 95% AFUE Baseline | HVAC | Gas Furnace | NR | Gas Furnace - GFHP | Residential | Multifamily-Low Rise LI | Firm | Sales | Residential | 119.9473 | 1 | 5.4884 | 3.7403 | -1.6784 | 0.49615 | -1.4465 | 0 | 0 | 1.2647 | 2.0157 | 3.0356 | 4.3553 | 5.984 | 7.8999 | 10.0431 | 12.3152 | 14.5872 | 16.7173 | 18.5764 | 20.0739 | 21.1744 | 21.9613 | 22.3617 | 22.6663 | 22.6944 | 22.6292 | 22.5618 | 22.4922 | 22.4205 | 22.3467 | 22.2708 | 362.4475
v5.10_MeasureAssessmentTemplate_Residential_All | Gas Furnace - SEG Single Family - INC All - 95%+ AFUE Furnace - Market Baseline | HVAC | Gas Furnace | NR | Gas Furnace - 95% AFUE | Residential | Single Family | Firm | Sales | Residential | 36.3437 | 1 | 3.3372 | 3.7403 | -1.3585 | 0.81598 | -1.4465 | 677.669 | 794.2846 | 896.1567 | 983.9393 | 1058.7213 | 1121.7937 | 1174.5057 | 1218.1783 | 1254.0494 | 1281.2853 | 1301.7674 | 1316.9614 | 1328.0094 | 1335.8011 | 1341.0297 | 1346.6795 | 1350.0706 | 1356.0106 | 1357.6896 | 1353.7887 | 1349.7563 | 1345.5945 | 1341.3053 | 1336.8901 | 755.9349 | 29977.8725
v5.10_MeasureAssessmentTemplate_Residential_All | Gas Furnace - SEG Single Family - INC All - 95%+ AFUE Furnace - Market Baseline | HVAC | Gas Furnace | NR | Gas Furnace - 95% AFUE | Residential | Single Family LI | Firm | Sales | Residential | 36.3437 | 1 | 3.3372 | 3.7403 | -1.3585 | 0.81598 | -1.4465 | 235.0719 | 275.5239 | 310.8616 | 341.3119 | 367.2525 | 389.1312 | 407.4161 | 422.5654 | 435.0085 | 444.4562 | 451.5611 | 456.8316 | 460.664 | 463.3668 | 465.1805 | 467.1403 | 468.3166 | 470.3771 | 470.9595 | 469.6064 | 468.2076 | 466.764 | 465.2761 | 463.7445 | 262.221 | 10398.8163
v5.10_MeasureAssessmentTemplate_Residential_All | Gas Furnace - SEG Single Family - INC All - Gas Fired Heat Pump (106% to 130% Eff) - 95% AFUE Baseline | HVAC | Gas Furnace | NR | Gas Furnace - GFHP | Residential | Single Family | Firm | Sales | Residential | 178.0704 | 1 | 4.7325 | 3.7403 | -1.5991 | 0.5754 | -1.4465 | 0 | 0 | 74.631 | 118.946 | 179.1297 | 257.004 | 353.1137 | 466.1679 | 592.6391 | 726.7156 | 860.782 | 986.4789 | 1096.1884 | 1184.5503 | 1249.4949 | 1295.9279 | 1319.5527 | 1337.5301 | 1339.1862 | 1335.3384 | 1331.361 | 1327.256 | 1323.0252 | 1318.6702 | 1314.1918 | 21387.881
v5.10_MeasureAssessmentTemplate_Residential_All | Gas Furnace - SEG Single Family - INC All - Gas Fired Heat Pump (106% to 130% Eff) - 95% AFUE Baseline | HVAC | Gas Furnace | NR | Gas Furnace - GFHP | Residential | Single Family LI | Firm | Sales | Residential | 178.0704 | 1 | 4.7325 | 3.7403 | -1.5991 | 0.5754 | -1.4465 | 0 | 0 | 25.8882 | 41.2604 | 62.1371 | 89.1503 | 122.4892 | 161.7057 | 205.5764 | 252.0853 | 298.5907 | 342.1928 | 380.2492 | 410.9004 | 433.4286 | 449.5354 | 457.7305 | 463.9665 | 464.541 | 463.2063 | 461.8266 | 460.4026 | 458.935 | 457.4244 | 455.8709 | 7419.0937
v5.10_MeasureAssessmentTemplate_Residential_All | Gas Tank Water Heater - SEG All - INC All - Absorption Heat Pump Tank Water Heater | Water Heat | Gas Tank Water Heater | NR | Gas Tank Water Heater - HP | Residential | Manufactured | Firm | Sales | Residential | 55.2453 | 1 | 1.5281 | 2.3676 | -0.08737 | 1.128 | -0.48734 | 0 | 0 | 0.0010827 | 0.0020354 | 0.0034793 | 0.0055437 | 0.0083464 | 0.011972 | 0.016444 | 0.021703 | 0.027585 | 0.033817 | 0.040046 | 0.045883 | 0.050974 | 0.057769 | 0.060929 | 0.063063 | 0.064022 | 0.064641 | 0.06445 | 0.063971 | 0.06347 | 0.047718 | 0.0010637 | 0.82001
v5.10_MeasureAssessmentTemplate_Residential_All | Gas Tank Water Heater - SEG All - INC All - Absorption Heat Pump Tank Water Heater | Water Heat | Gas Tank Water Heater | NR | Gas Tank Water Heater - HP | Residential | Manufactured LI | Firm | Sales | Residential | 55.2453 | 1 | 1.5281 | 2.3676 | -0.08737 | 1.128 | -0.48734 | 0 | 0 | 0.0013594 | 0.0025556 | 0.0043685 | 0.0069605 | 0.010479 | 0.015031 | 0.020647 | 0.02725 | 0.034634 | 0.042459 | 0.05028 | 0.057608 | 0.064 | 0.072532 | 0.076499 | 0.07918 | 0.080383 | 0.08116 | 0.08092 | 0.080319 | 0.07969 | 0.059913 | 0.0013356 | 1.0296
v5.10_MeasureAssessmentTemplate_Residential_All | Gas Tank Water Heater - SEG All - INC All - Absorption Heat Pump Tank Water Heater | Water Heat | Gas Tank Water Heater | NR | Gas Tank Water Heater - HP | Residential | Multifamily-High Rise | Firm | Sales | Residential | 55.2453 | 1 | 1.5281 | 2.3676 | -0.08737 | 1.128 | -0.48734 | 0 | 0 | 0 | 0 | 0 | 0 | 0 | 0 | 0 | 0 | 0 | 0 | 0 | 0 | 0 | 0 | 0 | 0 | 0 | 0 | 0 | 0 | 0 | 0 | 0 | 0
v5.10_MeasureAssessmentTemplate_Residential_All | Gas Tank Water Heater - SEG All - INC All - Absorption Heat Pump Tank Water Heater | Water Heat | Gas Tank Water Heater | NR | Gas Tank Water Heater - HP | Residential | Multifamily-High Rise LI | Firm | Sales | Residential | 55.2453 | 1 | 1.5281 | 2.3676 | -0.08737 | 1.128 | -0.48734 | 0 | 0 | 0 | 0 | 0 | 0 | 0 | 0 | 0 | 0 | 0 | 0 | 0 | 0 | 0 | 0 | 0 | 0 | 0 | 0 | 0 | 0 | 0 | 0 | 0 | 0
v5.10_MeasureAssessmentTemplate_Residential_All | Gas Tank Water Heater - SEG All - INC All - Absorption Heat Pump Tank Water Heater | Water Heat | Gas Tank Water Heater | NR | Gas Tank Water Heater - HP | Residential | Multifamily-Low Rise | Firm | Sales | Residential | 55.2453 | 1 | 1.5281 | 2.3676 | -0.08737 | 1.128 | -0.48734 | 0 | 0 | 0.009403 | 0.017677 | 0.030217 | 0.048146 | 0.072486 | 0.10397 | 0.14281 | 0.18849 | 0.23956 | 0.29369 | 0.34779 | 0.39848 | 0.44269 | 0.61311 | 0.64689 | 0.665 | 0.66813 | 0.66512 | 0.65294 | 0.63694 | 0.62007 | 0.47059 | 0.053146 | 8.0273
v5.10_MeasureAssessmentTemplate_Residential_All | Gas Tank Water Heater - SEG All - INC All - Absorption Heat Pump Tank Water Heater | Water Heat | Gas Tank Water Heater | NR | Gas Tank Water Heater - HP | Residential | Multifamily-Low Rise LI | Firm | Sales | Residential | 55.2453 | 1 | 1.5281 | 2.3676 | -0.08737 | 1.128 | -0.48734 | 0 | 0 | 0.0079142 | 0.014878 | 0.025433 | 0.040523 | 0.061009 | 0.087508 | 0.1202 | 0.15864 | 0.20163 | 0.24719 | 0.29272 | 0.33539 | 0.3726 | 0.51604 | 0.54447 | 0.55971 | 0.56234 | 0.55981 | 0.54956 | 0.53609 | 0.52189 | 0.39608 | 0.044731 | 6.7564
v5.10_MeasureAssessmentTemplate_Residential_All | Gas Tank Water Heater - SEG All - INC All - Absorption Heat Pump Tank Water Heater | Water Heat | Gas Tank Water Heater | NR | Gas Tank Water Heater - HP | Residential | Single Family | Firm | Sales | Residential | 55.2453 | 1 | 1.5281 | 2.3676 | -0.08737 | 1.128 | -0.48734 | 0 | 0 | 0.49915 | 0.93837 | 1.604 | 2.5558 | 3.8479 | 5.5192 | 7.5811 | 10.0057 | 12.7171 | 15.5903 | 18.462 | 21.1529 | 23.4999 | 26.6327 | 28.0895 | 29.0736 | 29.5155 | 29.8008 | 29.7127 | 29.492 | 29.261 | 21.9992 | 0.49041 | 378.0406
v5.10_MeasureAssessmentTemplate_Residential_All | Gas Tank Water Heater - SEG All - INC All - Absorption Heat Pump Tank Water Heater | Water Heat | Gas Tank Water Heater | NR | Gas Tank Water Heater - HP | Residential | Single Family LI | Firm | Sales | Residential | 55.2453 | 1 | 1.5281 | 2.3676 | -0.08737 | 1.128 | -0.48734 | 0 | 0 | 0.17315 | 0.32551 | 0.55642 | 0.88656 | 1.3348 | 1.9145 | 2.6298 | 3.4708 | 4.4113 | 5.408 | 6.4041 | 7.3376 | 8.1517 | 9.2384 | 9.7438 | 10.0851 | 10.2384 | 10.3374 | 10.3068 | 10.2303 | 10.1501 | 7.6311 | 0.17011 | 131.1359
v5.10_MeasureAssessmentTemplate_Residential_All | Gas Tank Water Heater - SEG All - INC All - Absorption Heat Pump Tank Water Heater | Water Heat | Gas Tank Water Heater | New | Gas Tank Water Heater - HP | Residential | Manufactured | Firm | Sales | Residential | 55.2453 | 1 | 1.5281 | 2.3676 | -0.08737 | 1.128 | -0.48734 | 0 | 0 | 5.2781e-05 | 0.0001008 | 0.00016922 | 0.00026162 | 0.00037713 | 0.0005187 | 0.00068182 | 0.00085831 | 0.0010377 | 0.0012064 | 0.0013503 | 0.0014567 | 0.0015171 | 0.0015288 | 0.0014952 | 0.0014281 | 0.0013283 | 0.0012179 | 0.0010898 | 0.00095651 | 0.00082291 | 0.00068905 | 0.000555 | 0.0207
v5.10_MeasureAssessmentTemplate_Residential_All | Gas Tank Water Heater - SEG All - INC All - Absorption Heat Pump Tank Water Heater | Water Heat | Gas Tank Water Heater | New | Gas Tank Water Heater - HP | Residential | Manufactured LI | Firm | Sales | Residential | 55.2453 | 1 | 1.5281 | 2.3676 | -0.08737 | 1.128 | -0.48734 | 0 | 0 | 6.627e-05 | 0.00012656 | 0.00021247 | 0.00032848 | 0.00047351 | 0.00065126 | 0.00085607 | 0.0010777 | 0.0013029 | 0.0015147 | 0.0016954 | 0.0018289 | 0.0019048 | 0.0019195 | 0.0018773 | 0.001793 | 0.0016677 | 0.0015292 | 0.0013683 | 0.001201 | 0.0010332 | 0.00086514 | 0.00069684 | 0.02599
v5.10_MeasureAssessmentTemplate_Residential_All | Gas Tank Water Heater - SEG All - INC All - Absorption Heat Pump Tank Water Heater | Water Heat | Gas Tank Water Heater | New | Gas Tank Water Heater - HP | Residential | Multifamily-High Rise | Firm | Sales | Residential | 55.2453 | 1 | 1.5281 | 2.3676 | -0.08737 | 1.128 | -0.48734 | 0 | 0 | 0 | 0 | 0 | 0 | 0 | 0 | 0 | 0 | 0 | 0 | 0 | 0 | 0 | 0 | 0 | 0 | 0 | 0 | 0 | 0 | 0 | 0 | 0 | 0
v5.10_MeasureAssessmentTemplate_Residential_All | Gas Tank Water Heater - SEG All - INC All - Absorption Heat Pump Tank Water Heater | Water Heat | Gas Tank Water Heater | New | Gas Tank Water Heater - HP | Residential | Multifamily-High Rise LI | Firm | Sales | Residential | 55.2453 | 1 | 1.5281 | 2.3676 | -0.08737 | 1.128 | -0.48734 | 0 | 0 | 0 | 0 | 0 | 0 | 0 | 0 | 0 | 0 | 0 | 0 | 0 | 0 | 0 | 0 | 0 | 0 | 0 | 0 | 0 | 0 | 0 | 0 | 0 | 0
v5.10_MeasureAssessmentTemplate_Residential_All | Gas Tank Water Heater - SEG All - INC All - Absorption Heat Pump Tank Water Heater | Water Heat | Gas Tank Water Heater | New | Gas Tank Water Heater - HP | Residential | Multifamily-Low Rise | Firm | Sales | Residential | 55.2453 | 1 | 1.5281 | 2.3676 | -0.08737 | 1.128 | -0.48734 | 0 | 0 | 0.002637 | 0.0050359 | 0.0084545 | 0.013071 | 0.018842 | 0.025915 | 0.034065 | 0.042882 | 0.051843 | 0.060274 | 0.067462 | 0.072776 | 0.075794 | 0.076381 | 0.074701 | 0.071348 | 0.066363 | 0.060848 | 0.054449 | 0.047788 | 0.041113 | 0.034426 | 0.027728 | 1.0342
v5.10_MeasureAssessmentTemplate_Residential_All | Gas Tank Water Heater - SEG All - INC All - Absorption Heat Pump Tank Water Heater | Water Heat | Gas Tank Water Heater | New | Gas Tank Water Heater - HP | Residential | Multifamily-Low Rise LI | Firm | Sales | Residential | 55.2453 | 1 | 1.5281 | 2.3676 | -0.08737 | 1.128 | -0.48734 | 0 | 0 | 0.0022195 | 0.0042385 | 0.0071158 | 0.011001 | 0.015858 | 0.021812 | 0.028671 | 0.036092 | 0.043635 | 0.050731 | 0.05678 | 0.061253 | 0.063794 | 0.064287 | 0.062874 | 0.060052 | 0.055855 | 0.051214 | 0.045828 | 0.040222 | 0.034604 | 0.028975 | 0.023338 | 0.87045
v5.10_MeasureAssessmentTemplate_Residential_All | Gas Tank Water Heater - SEG All - INC All - Absorption Heat Pump Tank Water Heater | Water Heat | Gas Tank Water Heater | New | Gas Tank Water Heater - HP | Residential | Single Family | Firm | Sales | Residential | 55.2453 | 1 | 1.5281 | 2.3676 | -0.08737 | 1.128 | -0.48734 | 0 | 0 | 0.024333 | 0.046469 | 0.078015 | 0.12061 | 0.17386 | 0.23913 | 0.31433 | 0.3957 | 0.47839 | 0.55619 | 0.62251 | 0.67155 | 0.6994 | 0.70482 | 0.68932 | 0.65838 | 0.61237 | 0.56148 | 0.50243 | 0.44097 | 0.37938 | 0.31767 | 0.25587 | 9.5432
v5.10_MeasureAssessmentTemplate_Residential_All | Gas Tank Water Heater - SEG All - INC All - Absorption Heat Pump Tank Water Heater | Water Heat | Gas Tank Water Heater | New | Gas Tank Water Heater - HP | Residential | Single Family LI | Firm | Sales | Residential | 55.2453 | 1 | 1.5281 | 2.3676 | -0.08737 | 1.128 | -0.48734 | 0 | 0 | 0.0084408 | 0.016119 | 0.027062 | 0.041839 | 0.060311 | 0.082951 | 0.10904 | 0.13726 | 0.16595 | 0.19293 | 0.21594 | 0.23295 | 0.24261 | 0.24449 | 0.23911 | 0.22838 | 0.21242 | 0.19477 | 0.17429 | 0.15297 | 0.1316 | 0.11019 | 0.088756 | 3.3104
v5.10_MeasureAssessmentTemplate_Residential_All | Gas Tank Water Heater - SEG All - INC All - ENERGY STAR Tank Water Heater | Water Heat | Gas Tank Water Heater | NR | Gas Tank Water Heater - ENERGY STAR | Residential | Manufactured | Firm | Sales | Residential | 15.1 | 1 | 1.4245 | 2.3549 | -0.011801 | 1.2036 | -0.48734 | 0.002079 | 0.0040774 | 0.0071827 | 0.011524 | 0.017039 | 0.02346 | 0.030356 | 0.037229 | 0.043615 | 0.049169 | 0.053706 | 0.057193 | 0.059714 | 0.061427 | 0.062511 | 0.063138 | 0.06345 | 0.063621 | 0.0637 | 0.038454 | 0 | 0 | 0 | 0 | 0 | 0.81265
v5.10_MeasureAssessmentTemplate_Residential_All | Gas Tank Water Heater - SEG All - INC All - ENERGY STAR Tank Water Heater | Water Heat | Gas Tank Water Heater | NR | Gas Tank Water Heater - ENERGY STAR | Residential | Manufactured LI | Firm | Sales | Residential | 15.1 | 1 | 1.4245 | 2.3549 | -0.011801 | 1.2036 | -0.48734 | 0.0026103 | 0.0051194 | 0.0090183 | 0.014469 | 0.021394 | 0.029456 | 0.038114 | 0.046743 | 0.054761 | 0.061735 | 0.067431 | 0.071809 | 0.074975 | 0.077125 | 0.078486 | 0.079273 | 0.079665 | 0.07988 | 0.079979 | 0.048281 | 0 | 0 | 0 | 0 | 0 | 1.0203
v5.10_MeasureAssessmentTemplate_Residential_All | Gas Tank Water Heater - SEG All - INC All - ENERGY STAR Tank Water Heater | Water Heat | Gas Tank Water Heater | NR | Gas Tank Water Heater - ENERGY STAR | Residential | Multifamily-High Rise | Firm | Sales | Residential | 15.1 | 1 | 1.4245 | 2.3549 | -0.011801 | 1.2036 | -0.48734 | 0 | 0 | 0 | 0 | 0 | 0 | 0 | 0 | 0 | 0 | 0 | 0 | 0 | 0 | 0 | 0 | 0 | 0 | 0 | 0 | 0 | 0 | 0 | 0 | 0 | 0
v5.10_MeasureAssessmentTemplate_Residential_All | Gas Tank Water Heater - SEG All - INC All - ENERGY STAR Tank Water Heater | Water Heat | Gas Tank Water Heater | NR | Gas Tank Water Heater - ENERGY STAR | Residential | Multifamily-High Rise LI | Firm | Sales | Residential | 15.1 | 1 | 1.4245 | 2.3549 | -0.011801 | 1.2036 | -0.48734 | 0 | 0 | 0 | 0 | 0 | 0 | 0 | 0 | 0 | 0 | 0 | 0 | 0 | 0 | 0 | 0 | 0 | 0 | 0 | 0 | 0 | 0 | 0 | 0 | 0 | 0
v5.10_MeasureAssessmentTemplate_Residential_All | Gas Tank Water Heater - SEG All - INC All - ENERGY STAR Tank Water Heater | Water Heat | Gas Tank Water Heater | NR | Gas Tank Water Heater - ENERGY STAR | Residential | Multifamily-Low Rise | Firm | Sales | Residential | 15.1 | 1 | 1.4245 | 2.3549 | -0.011801 | 1.2036 | -0.48734 | 0.018055 | 0.035411 | 0.06238 | 0.10008 | 0.14798 | 0.20375 | 0.26364 | 0.32332 | 0.37878 | 0.42702 | 0.46643 | 0.4967 | 0.5186 | 0.53348 | 0.5429 | 0.54834 | 0.55105 | 0.55254 | 0.55322 | 0.33396 | 0 | 0 | 0 | 0 | 0 | 7.0576
v5.10_MeasureAssessmentTemplate_Residential_All | Gas Tank Water Heater - SEG All - INC All - ENERGY STAR Tank Water Heater | Water Heat | Gas Tank Water Heater | NR | Gas Tank Water Heater - ENERGY STAR | Residential | Multifamily-Low Rise LI | Firm | Sales | Residential | 15.1 | 1 | 1.4245 | 2.3549 | -0.011801 | 1.2036 | -0.48734 | 0.015197 | 0.029805 | 0.052503 | 0.084236 | 0.12455 | 0.17149 | 0.22189 | 0.27213 | 0.31881 | 0.35941 | 0.39258 | 0.41806 | 0.43649 | 0.44901 | 0.45694 | 0.46152 | 0.4638 | 0.46505 | 0.46563 | 0.28108 | 0 | 0 | 0 | 0 | 0 | 5.9402
v5.10_MeasureAssessmentTemplate_Residential_All | Gas Tank Water Heater - SEG All - INC All - ENERGY STAR Tank Water Heater | Water Heat | Gas Tank Water Heater | NR | Gas Tank Water Heater - ENERGY STAR | Residential | Single Family | Firm | Sales | Residential | 15.1 | 1 | 1.4245 | 2.3549 | -0.011801 | 1.2036 | -0.48734 | 0.95846 | 1.8798 | 3.3114 | 5.3128 | 7.8555 | 10.8156 | 13.9949 | 17.1632 | 20.1073 | 22.6682 | 24.7598 | 26.367 | 27.5296 | 28.3192 | 28.8191 | 29.1079 | 29.2517 | 29.3308 | 29.3671 | 17.728 | 0 | 0 | 0 | 0 | 0 | 374.6474
v5.10_MeasureAssessmentTemplate_Residential_All | Gas Tank Water Heater - SEG All - INC All - ENERGY STAR Tank Water Heater | Water Heat | Gas Tank Water Heater | NR | Gas Tank Water Heater - ENERGY STAR | Residential | Single Family LI | Firm | Sales | Residential | 15.1 | 1 | 1.4245 | 2.3549 | -0.011801 | 1.2036 | -0.48734 | 0.33247 | 0.65206 | 1.1487 | 1.8429 | 2.7249 | 3.7518 | 4.8546 | 5.9536 | 6.9749 | 7.8632 | 8.5887 | 9.1463 | 9.5495 | 9.8235 | 9.9968 | 10.097 | 10.1469 | 10.1744 | 10.187 | 6.1495 | 0 | 0 | 0 | 0 | 0 | 129.9588
v5.10_MeasureAssessmentTemplate_Residential_All | Gas Tank Water Heater - SEG Multifamily - INC All - Multifamily Commercial Size Condensing 94% TE Tank Water Heater | Water Heat | Gas Tank Water Heater | NR | Gas Tank Water Heater - MF | Residential | Multifamily-High Rise | Firm | Sales | Residential | 1.11 | 1 | 2.769 | 2.3549 | -0.5962 | 0.61917 | -0.48734 | 0.018408 | 0.036104 | 0.063599 | 0.10204 | 0.15088 | 0.20773 | 0.26879 | 0.32964 | 0.38619 | 0.43537 | 0.47554 | 0.50641 | 0.52874 | 0.54391 | 0.55351 | 0.55905 | 0.56182 | 0.56334 | 0.56403 | 0.56241 | 0.56074 | 0.32435 | 0 | 0 | 0 | 8.3026
v5.10_MeasureAssessmentTemplate_Residential_All | Gas Tank Water Heater - SEG Multifamily - INC All - Multifamily Commercial Size Condensing 94% TE Tank Water Heater | Water Heat | Gas Tank Water Heater | NR | Gas Tank Water Heater - MF | Residential | Multifamily-High Rise LI | Firm | Sales | Residential | 1.11 | 1 | 2.769 | 2.3549 | -0.5962 | 0.61917 | -0.48734 | 0.038705 | 0.075911 | 0.13372 | 0.21454 | 0.31723 | 0.43677 | 0.56515 | 0.6931 | 0.81199 | 0.91541 | 0.99987 | 1.0648 | 1.1117 | 1.1436 | 1.1638 | 1.1755 | 1.1813 | 1.1845 | 1.1859 | 1.1825 | 1.179 | 0.68197 | 0 | 0 | 0 | 17.4569
v5.10_MeasureAssessmentTemplate_Residential_All | Gas Tank Water Heater - SEG Multifamily - INC All - Multifamily Commercial Size Condensing 94% TE Tank Water Heater | Water Heat | Gas Tank Water Heater | NR | Gas Tank Water Heater - MF | Residential | Multifamily-Low Rise | Firm | Sales | Residential | 1.11 | 1 | 2.769 | 2.3549 | -0.5962 | 0.61917 | -0.48734 | 0.0364 | 0.07139 | 0.12576 | 0.20177 | 0.29833 | 0.41075 | 0.53149 | 0.65182 | 0.76363 | 0.86088 | 0.94032 | 1.0014 | 1.0455 | 1.0755 | 1.0945 | 1.1054 | 1.1109 | 1.1139 | 1.1153 | 1.1121 | 1.1088 | 0.64136 | 0 | 0 | 0 | 16.4172
v5.10_MeasureAssessmentTemplate_Residential_All | Gas Tank Water Heater - SEG Multifamily - INC All - Multifamily Commercial Size Condensing 94% TE Tank Water Heater | Water Heat | Gas Tank Water Heater | NR | Gas Tank Water Heater - MF | Residential | Multifamily-Low Rise LI | Firm | Sales | Residential | 1.11 | 1 | 2.769 | 2.3549 | -0.5962 | 0.61917 | -0.48734 | 0.030637 | 0.060086 | 0.10585 | 0.16982 | 0.2511 | 0.34572 | 0.44734 | 0.54861 | 0.64272 | 0.72458 | 0.79143 | 0.84281 | 0.87997 | 0.90521 | 0.92119 | 0.93042 | 0.93502 | 0.93754 | 0.9387 | 0.93601 | 0.93322 | 0.53981 | 0 | 0 | 0 | 13.8178
v5.10_MeasureAssessmentTemplate_Residential_All | Gas Tankless Water Heater - SEG All - INC All - 0.81+ UEF Tankless Water Heater | Water Heat | Gas Tankless Water Heater | NR | Gas Tankless Water Heater | Residential | Manufactured | Firm | Sales | Residential | 60.69 | 1 | 1.1096 | 2.3549 | 0.32978 | 1.5452 | -0.48734 | 0.0095352 | 0.01793 | 0.030658 | 0.048863 | 0.073586 | 0.10558 | 0.14506 | 0.1915 | 0.24346 | 0.29853 | 0.35361 | 0.40525 | 0.45031 | 0.48661 | 0.51329 | 0.53237 | 0.54207 | 0.54946 | 0.55014 | 0.54856 | 0.54692 | 0.54524 | 0.5435 | 0.54171 | 0.53987 | 8.8136
v5.10_MeasureAssessmentTemplate_Residential_All | Gas Tankless Water Heater - SEG All - INC All - 0.81+ UEF Tankless Water Heater | Water Heat | Gas Tankless Water Heater | NR | Gas Tankless Water Heater | Residential | Manufactured LI | Firm | Sales | Residential | 60.69 | 1 | 1.1096 | 2.3549 | 0.32978 | 1.5452 | -0.48734 | 0.011972 | 0.022512 | 0.038493 | 0.06135 | 0.092392 | 0.13256 | 0.18213 | 0.24044 | 0.30567 | 0.37483 | 0.44398 | 0.50881 | 0.56539 | 0.61097 | 0.64447 | 0.66842 | 0.6806 | 0.68987 | 0.69073 | 0.68874 | 0.68669 | 0.68457 | 0.68239 | 0.68015 | 0.67784 | 11.066
v5.10_MeasureAssessmentTemplate_Residential_All | Gas Tankless Water Heater - SEG All - INC All - 0.81+ UEF Tankless Water Heater | Water Heat | Gas Tankless Water Heater | NR | Gas Tankless Water Heater | Residential | Multifamily-High Rise | Firm | Sales | Residential | 60.69 | 1 | 1.1096 | 2.3549 | 0.32978 | 1.5452 | -0.48734 | 0 | 0 | 0 | 0 | 0 | 0 | 0 | 0 | 0 | 0 | 0 | 0 | 0 | 0 | 0 | 0 | 0 | 0 | 0 | 0 | 0 | 0 | 0 | 0 | 0 | 0
v5.10_MeasureAssessmentTemplate_Residential_All | Gas Tankless Water Heater - SEG All - INC All - 0.81+ UEF Tankless Water Heater | Water Heat | Gas Tankless Water Heater | NR | Gas Tankless Water Heater | Residential | Multifamily-High Rise LI | Firm | Sales | Residential | 60.69 | 1 | 1.1096 | 2.3549 | 0.32978 | 1.5452 | -0.48734 | 0 | 0 | 0 | 0 | 0 | 0 | 0 | 0 | 0 | 0 | 0 | 0 | 0 | 0 | 0 | 0 | 0 | 0 | 0 | 0 | 0 | 0 | 0 | 0 | 0 | 0
v5.10_MeasureAssessmentTemplate_Residential_All | Gas Tankless Water Heater - SEG All - INC All - 0.81+ UEF Tankless Water Heater | Water Heat | Gas Tankless Water Heater | NR | Gas Tankless Water Heater | Residential | Multifamily-Low Rise | Firm | Sales | Residential | 60.69 | 1 | 1.1096 | 2.3549 | 0.32978 | 1.5452 | -0.48734 | 0.082918 | 0.15592 | 0.26661 | 0.42491 | 0.63991 | 0.9181 | 1.2614 | 1.6653 | 2.1171 | 2.5961 | 3.075 | 3.524 | 3.9159 | 4.2316 | 4.4636 | 4.6295 | 4.7139 | 4.7781 | 4.784 | 4.7703 | 4.7561 | 4.7414 | 4.7263 | 4.7107 | 4.6947 | 76.6433
v5.10_MeasureAssessmentTemplate_Residential_All | Gas Tankless Water Heater - SEG All - INC All - 0.81+ UEF Tankless Water Heater | Water Heat | Gas Tankless Water Heater | NR | Gas Tankless Water Heater | Residential | Multifamily-Low Rise LI | Firm | Sales | Residential | 60.69 | 1 | 1.1096 | 2.3549 | 0.32978 | 1.5452 | -0.48734 | 0.069789 | 0.13123 | 0.22439 | 0.35764 | 0.53859 | 0.77274 | 1.0617 | 1.4016 | 1.7819 | 2.185 | 2.5881 | 2.9661 | 3.2959 | 3.5616 | 3.7569 | 3.8965 | 3.9675 | 4.0216 | 4.0265 | 4.015 | 4.003 | 3.9907 | 3.9779 | 3.9649 | 3.9514 | 64.5081
v5.10_MeasureAssessmentTemplate_Residential_All | Gas Tankless Water Heater - SEG All - INC All - 0.81+ UEF Tankless Water Heater | Water Heat | Gas Tankless Water Heater | NR | Gas Tankless Water Heater | Residential | Single Family | Firm | Sales | Residential | 60.69 | 1 | 1.1096 | 2.3549 | 0.32978 | 1.5452 | -0.48734 | 4.3963 | 8.2669 | 14.1354 | 22.5288 | 33.9278 | 48.6775 | 66.881 | 88.2939 | 112.248 | 137.6427 | 163.0353 | 186.8428 | 207.6222 | 224.3583 | 236.659 | 245.4536 | 249.9282 | 253.3332 | 253.6469 | 252.9181 | 252.1647 | 251.3872 | 250.5859 | 249.7611 | 248.9128 | 4063.6077
v5.10_MeasureAssessmentTemplate_Residential_All | Gas Tankless Water Heater - SEG All - INC All - 0.81+ UEF Tankless Water Heater | Water Heat | Gas Tankless Water Heater | NR | Gas Tankless Water Heater | Residential | Single Family LI | Firm | Sales | Residential | 60.69 | 1 | 1.1096 | 2.3549 | 0.32978 | 1.5452 | -0.48734 | 1.525 | 2.8676 | 4.9033 | 7.8149 | 11.769 | 16.8854 | 23.1999 | 30.6277 | 38.9369 | 47.7459 | 56.5542 | 64.8126 | 72.0206 | 77.8261 | 82.093 | 85.1437 | 86.6959 | 87.877 | 87.9858 | 87.733 | 87.4717 | 87.202 | 86.924 | 86.6379 | 86.3436 | 1409.5967
v5.10_MeasureAssessmentTemplate_Residential_All | Infiltration Reduction (Air Sealing) - SEG Single Family - INC All - CFM50 Reduction via Air Sealing | HVAC | Infiltration Reduction (Air Sealing) | Retrofit | Infiltration Reduction (Air Sealing) | Residential | Single Family | Firm | Sales | Residential | 0.012427 | 0 | 0.92533 | 3.8671 | 0.768 | 3.0426 | -1.5465 | 46.9301 | 93.7481 | 166.3254 | 270.3033 | 409.8481 | 586.2855 | 796.4417 | 1030.9554 | 1273.0695 | 1498.6527 | 1678.2711 | 1781.8346 | 1785.5229 | 1679.432 | 1473.16 | 1215.3149 | 926.9884 | 640.0546 | 46.0525 | 0 | 0 | 0 | 0 | 0 | 0 | 17399.1905
v5.10_MeasureAssessmentTemplate_Residential_All | Infiltration Reduction (Air Sealing) - SEG Single Family - INC All - CFM50 Reduction via Air Sealing | HVAC | Infiltration Reduction (Air Sealing) | Retrofit | Infiltration Reduction (Air Sealing) | Residential | Single Family LI | Firm | Sales | Residential | 0.012427 | 0 | 0.92533 | 3.8671 | 0.768 | 3.0426 | -1.5465 | 16.2792 | 32.5196 | 57.6955 | 93.7636 | 142.1693 | 203.3725 | 276.2721 | 357.621 | 441.6062 | 519.8572 | 582.1638 | 618.0882 | 619.3677 | 582.5665 | 511.0142 | 421.5721 | 321.5566 | 222.0241 | 15.9748 | 0 | 0 | 0 | 0 | 0 | 0 | 6035.4845
v5.10_MeasureAssessmentTemplate_Residential_All | Manufactured New Home - SEG Manufactured - INC All - Manufactured New Homes - ENERGY STAR | Whole Building | Manufactured New Home | New | Manufactured New Home | Residential | Manufactured | Firm | Sales | Residential | 118.23 | 1 | 1.4009 | 3.7073 | -0.26125 | 1.9267 | -1.4599 | 0 | 0 | 0 | 0 | 0 | 0 | 0 | 0 | 0 | 0 | 0 | 0 | 0 | 0 | 0 | 0 | 0 | 0 | 0 | 0 | 0 | 0 | 0 | 0 | 0 | 0
v5.10_MeasureAssessmentTemplate_Residential_All | Manufactured New Home - SEG Manufactured - INC All - Manufactured New Homes - ENERGY STAR | Whole Building | Manufactured New Home | New | Manufactured New Home | Residential | Manufactured LI | Firm | Sales | Residential | 118.23 | 1 | 1.4009 | 3.7073 | -0.26125 | 1.9267 | -1.4599 | 0 | 0 | 0 | 0 | 0 | 0 | 0 | 0 | 0 | 0 | 0 | 0 | 0 | 0 | 0 | 0 | 0 | 0 | 0 | 0 | 0 | 0 | 0 | 0 | 0 | 0
v5.10_MeasureAssessmentTemplate_Residential_All | Pipe Insulation - SEG Multifamily - INC All - Indoor 2.0" Pipe Insulation | Water Heat | Pipe Insulation | Retrofit | Pipe Insulation | Residential | Multifamily-High Rise | Firm | Sales | Residential | 4.87 | 1 | 2.1916 | 2.3549 | -0.43309 | 0.78228 | -0.48734 | 0 | 0 | 0 | 0 | 0 | 0 | 0 | 0 | 0 | 0 | 0 | 0 | 0 | 0 | 0 | 0 | 0 | 0 | 0 | 0 | 0 | 0 | 0 | 0 | 0 | 0
v5.10_MeasureAssessmentTemplate_Residential_All | Pipe Insulation - SEG Multifamily - INC All - Indoor 2.0" Pipe Insulation | Water Heat | Pipe Insulation | Retrofit | Pipe Insulation | Residential | Multifamily-High Rise LI | Firm | Sales | Residential | 4.87 | 1 | 2.1916 | 2.3549 | -0.43309 | 0.78228 | -0.48734 | 0 | 0 | 0 | 0 | 0 | 0 | 0 | 0 | 0 | 0 | 0 | 0 | 0 | 0 | 0 | 0 | 0 | 0 | 0 | 0 | 0 | 0 | 0 | 0 | 0 | 0
v5.10_MeasureAssessmentTemplate_Residential_All | Pipe Insulation - SEG Multifamily - INC All - Indoor 2.0" Pipe Insulation | Water Heat | Pipe Insulation | Retrofit | Pipe Insulation | Residential | Multifamily-Low Rise | Firm | Sales | Residential | 4.87 | 1 | 2.1916 | 2.3549 | -0.43309 | 0.78228 | -0.48734 | 0.12523 | 0.25017 | 0.44384 | 0.72131 | 1.0937 | 1.5645 | 2.1253 | 2.7511 | 3.3972 | 3.9992 | 4.4785 | 4.7548 | 4.7647 | 4.4816 | 3.9311 | 3.2431 | 2.4737 | 1.708 | 0.12289 | 0 | 0 | 0 | 0 | 0 | 0 | 46.4299
v5.10_MeasureAssessmentTemplate_Residential_All | Pipe Insulation - SEG Multifamily - INC All - Indoor 2.0" Pipe Insulation | Water Heat | Pipe Insulation | Retrofit | Pipe Insulation | Residential | Multifamily-Low Rise LI | Firm | Sales | Residential | 4.87 | 1 | 2.1916 | 2.3549 | -0.43309 | 0.78228 | -0.48734 | 0.1054 | 0.21056 | 0.37357 | 0.6071 | 0.92052 | 1.3168 | 1.7888 | 2.3155 | 2.8593 | 3.366 | 3.7694 | 4.002 | 4.0103 | 3.772 | 3.3087 | 2.7296 | 2.082 | 1.4376 | 0.10343 | 0 | 0 | 0 | 0 | 0 | 0 | 39.0785
v5.10_MeasureAssessmentTemplate_Residential_All | Steam Traps - SEG Multifamily - INC All - Steam Traps | HVAC | Steam Traps | Retrofit | Steam Traps | Residential | Multifamily-High Rise | Firm | Sales | Residential | 116.68 | 1 | 2.425 | 3.7403 | -1.0516 | 1.1229 | -1.4465 | 0.13147 | 0.22993 | 0.35739 | 0.49989 | 0.63555 | 0.74058 | 0.79648 | 0.79531 | 0.7411 | 0.64734 | 0.53211 | 0.41305 | 0.30371 | 0.21213 | 0.017837 | 0 | 0 | 0 | 0 | 0 | 0 | 0 | 0 | 0 | 0 | 7.0539
v5.10_MeasureAssessmentTemplate_Residential_All | Steam Traps - SEG Multifamily - INC All - Steam Traps | HVAC | Steam Traps | Retrofit | Steam Traps | Residential | Multifamily-High Rise LI | Firm | Sales | Residential | 116.68 | 1 | 2.425 | 3.7403 | -1.0516 | 1.1229 | -1.4465 | 0.10538 | 0.18429 | 0.28645 | 0.40066 | 0.5094 | 0.59358 | 0.63839 | 0.63745 | 0.594 | 0.51885 | 0.42649 | 0.33106 | 0.24343 | 0.17002 | 0.014297 | 0 | 0 | 0 | 0 | 0 | 0 | 0 | 0 | 0 | 0 | 5.6537
v5.10_MeasureAssessmentTemplate_Residential_All | Steam Traps - SEG Multifamily - INC All - Steam Traps | HVAC | Steam Traps | Retrofit | Steam Traps | Residential | Multifamily-Low Rise | Firm | Sales | Residential | 116.68 | 1 | 2.425 | 3.7403 | -1.0516 | 1.1229 | -1.4465 | 0.099101 | 0.17331 | 0.26939 | 0.3768 | 0.47906 | 0.55823 | 0.60036 | 0.59948 | 0.55862 | 0.48794 | 0.40109 | 0.31134 | 0.22893 | 0.1599 | 0.013445 | 0 | 0 | 0 | 0 | 0 | 0 | 0 | 0 | 0 | 0 | 5.317
v5.10_MeasureAssessmentTemplate_Residential_All | Steam Traps - SEG Multifamily - INC All - Steam Traps | HVAC | Steam Traps | Retrofit | Steam Traps | Residential | Multifamily-Low Rise LI | Firm | Sales | Residential | 116.68 | 1 | 2.425 | 3.7403 | -1.0516 | 1.1229 | -1.4465 | 0.08341 | 0.14587 | 0.22674 | 0.31714 | 0.40321 | 0.46984 | 0.50531 | 0.50456 | 0.47017 | 0.41069 | 0.33758 | 0.26205 | 0.19268 | 0.13458 | 0.011316 | 0 | 0 | 0 | 0 | 0 | 0 | 0 | 0 | 0 | 0 | 4.4751
v5.10_MeasureAssessmentTemplate_Residential_All | Thermostat - SEG Multifamily - INC All - Smart Thermostats | HVAC | Thermostat | New | Thermostat | Residential | Multifamily-High Rise | Firm | Sales | Residential | 14.12 | 1 | 1.2201 | 3.9167 | 0.034201 | 2.3371 | -1.5749 | 0 | 0 | 0 | 0 | 0 | 0 | 0 | 0 | 0 | 0 | 0 | 0 | 0 | 0 | 0 | 0 | 0 | 0 | 0 | 0 | 0 | 0 | 0 | 0 | 0 | 0
v5.10_MeasureAssessmentTemplate_Residential_All | Thermostat - SEG Multifamily - INC All - Smart Thermostats | HVAC | Thermostat | New | Thermostat | Residential | Multifamily-High Rise LI | Firm | Sales | Residential | 14.12 | 1 | 1.2201 | 3.9167 | 0.034201 | 2.3371 | -1.5749 | 0 | 0 | 0 | 0 | 0 | 0 | 0 | 0 | 0 | 0 | 0 | 0 | 0 | 0 | 0 | 0 | 0 | 0 | 0 | 0 | 0 | 0 | 0 | 0 | 0 | 0
v5.10_MeasureAssessmentTemplate_Residential_All | Thermostat - SEG Multifamily - INC All - Smart Thermostats | HVAC | Thermostat | New | Thermostat | Residential | Multifamily-Low Rise | Firm | Sales | Residential | 14.12 | 1 | 1.2201 | 3.9167 | 0.034201 | 2.3371 | -1.5749 | 0.069924 | 0.044257 | 0.11588 | 0.22129 | 0.37151 | 0.57436 | 0.82794 | 1.1387 | 1.4969 | 1.8843 | 2.2781 | 2.6486 | 2.9644 | 3.1979 | 3.3305 | 3.3563 | 3.2825 | 3.1352 | 2.9161 | 2.6738 | 2.3926 | 2.0999 | 1.8066 | 1.5127 | 1.2184 | 45.5587
v5.10_MeasureAssessmentTemplate_Residential_All | Thermostat - SEG Multifamily - INC All - Smart Thermostats | HVAC | Thermostat | New | Thermostat | Residential | Multifamily-Low Rise LI | Firm | Sales | Residential | 14.12 | 1 | 1.2201 | 3.9167 | 0.034201 | 2.3371 | -1.5749 | 0.058852 | 0.037249 | 0.097528 | 0.18625 | 0.31268 | 0.48342 | 0.69685 | 0.95844 | 1.2599 | 1.586 | 1.9174 | 2.2292 | 2.495 | 2.6916 | 2.8032 | 2.8249 | 2.7628 | 2.6388 | 2.4544 | 2.2504 | 2.0138 | 1.7674 | 1.5205 | 1.2732 | 1.0255 | 38.3453
v5.10_MeasureAssessmentTemplate_Residential_All | Thermostat - SEG Multifamily - INC All - Smart Thermostats | HVAC | Thermostat | Retrofit | Thermostat | Residential | Multifamily-High Rise | Firm | Sales | Residential | 14.12 | 1 | 1.2201 | 3.9167 | 0.034201 | 2.3371 | -1.5749 | 0 | 0 | 0 | 0 | 0 | 0 | 0 | 0 | 0 | 0 | 0 | 0 | 0 | 0 | 0 | 0 | 0 | 0 | 0 | 0 | 0 | 0 | 0 | 0 | 0 | 0
v5.10_MeasureAssessmentTemplate_Residential_All | Thermostat - SEG Multifamily - INC All - Smart Thermostats | HVAC | Thermostat | Retrofit | Thermostat | Residential | Multifamily-High Rise LI | Firm | Sales | Residential | 14.12 | 1 | 1.2201 | 3.9167 | 0.034201 | 2.3371 | -1.5749 | 0 | 0 | 0 | 0 | 0 | 0 | 0 | 0 | 0 | 0 | 0 | 0 | 0 | 0 | 0 | 0 | 0 | 0 | 0 | 0 | 0 | 0 | 0 | 0 | 0 | 0
v5.10_MeasureAssessmentTemplate_Residential_All | Thermostat - SEG Multifamily - INC All - Smart Thermostats | HVAC | Thermostat | Retrofit | Thermostat | Residential | Multifamily-Low Rise | Firm | Sales | Residential | 14.12 | 1 | 1.2201 | 3.9167 | 0.034201 | 2.3371 | -1.5749 | 2.937 | 4.9819 | 7.6854 | 11.2177 | 15.5433 | 20.4994 | 25.7543 | 30.7932 | 34.9641 | 37.5713 | 38.0353 | 36.0772 | 31.8586 | 26.4179 | 20.2274 | 13.9152 | 1.7105 | 1.1197 | 0 | 0 | 0 | 0 | 0 | 0 | 0 | 361.3095
v5.10_MeasureAssessmentTemplate_Residential_All | Thermostat - SEG Multifamily - INC All - Smart Thermostats | HVAC | Thermostat | Retrofit | Thermostat | Residential | Multifamily-Low Rise LI | Firm | Sales | Residential | 14.12 | 1 | 1.2201 | 3.9167 | 0.034201 | 2.3371 | -1.5749 | 2.472 | 4.1931 | 6.4686 | 9.4415 | 13.0823 | 17.2537 | 21.6765 | 25.9176 | 29.4281 | 31.6225 | 32.0131 | 30.365 | 26.8143 | 22.235 | 17.0247 | 11.712 | 1.4397 | 0.94239 | 0 | 0 | 0 | 0 | 0 | 0 | 0 | 304.1021
v5.10_MeasureAssessmentTemplate_Residential_All | Thermostat - SEG Single Family/Manufactured - INC All - Smart Thermostats | HVAC | Thermostat | New | Thermostat | Residential | Manufactured | Firm | Sales | Residential | 31.35 | 1 | 2.3171 | 3.8979 | -1.0645 | 1.2247 | -1.5612 | 0.0027561 | 0.0017444 | 0.0045673 | 0.0087222 | 0.014643 | 0.022639 | 0.032634 | 0.044885 | 0.059 | 0.074272 | 0.089793 | 0.1044 | 0.11684 | 0.12605 | 0.13128 | 0.13229 | 0.12938 | 0.12358 | 0.11494 | 0.10539 | 0.094306 | 0.08277 | 0.071209 | 0.059626 | 0.048026 | 1.7957
v5.10_MeasureAssessmentTemplate_Residential_All | Thermostat - SEG Single Family/Manufactured - INC All - Smart Thermostats | HVAC | Thermostat | New | Thermostat | Residential | Manufactured LI | Firm | Sales | Residential | 31.35 | 1 | 2.3171 | 3.8979 | -1.0645 | 1.2247 | -1.5612 | 0.0034605 | 0.0021902 | 0.0057346 | 0.010951 | 0.018385 | 0.028425 | 0.040974 | 0.056355 | 0.074078 | 0.093253 | 0.11274 | 0.13107 | 0.1467 | 0.15826 | 0.16483 | 0.1661 | 0.16245 | 0.15516 | 0.14432 | 0.13232 | 0.11841 | 0.10392 | 0.089406 | 0.074863 | 0.0603 | 2.2547
v5.10_MeasureAssessmentTemplate_Residential_All | Thermostat - SEG Single Family/Manufactured - INC All - Smart Thermostats | HVAC | Thermostat | New | Thermostat | Residential | Single Family | Firm | Sales | Residential | 31.35 | 1 | 2.3171 | 3.8979 | -1.0645 | 1.2247 | -1.5612 | 1.4536 | 0.92004 | 2.4089 | 4.6003 | 7.7232 | 11.9404 | 17.212 | 23.6732 | 31.118 | 39.1726 | 47.359 | 55.0606 | 61.6264 | 66.4813 | 69.2383 | 69.7742 | 68.2399 | 65.1769 | 60.6226 | 55.5848 | 49.7391 | 43.6548 | 37.557 | 31.4479 | 25.33 | 947.115
v5.10_MeasureAssessmentTemplate_Residential_All | Thermostat - SEG Single Family/Manufactured - INC All - Smart Thermostats | HVAC | Thermostat | New | Thermostat | Residential | Single Family LI | Firm | Sales | Residential | 31.35 | 1 | 2.3171 | 3.8979 | -1.0645 | 1.2247 | -1.5612 | 0.50424 | 0.31915 | 0.83561 | 1.5958 | 2.679 | 4.1419 | 5.9705 | 8.2118 | 10.7943 | 13.5883 | 16.428 | 19.0996 | 21.3771 | 23.0612 | 24.0176 | 24.2035 | 23.6713 | 22.6088 | 21.0289 | 19.2814 | 17.2537 | 15.1431 | 13.0279 | 10.9087 | 8.7866 | 328.5382
v5.10_MeasureAssessmentTemplate_Residential_All | Thermostat - SEG Single Family/Manufactured - INC All - Smart Thermostats | HVAC | Thermostat | Retrofit | Thermostat | Residential | Manufactured | Firm | Sales | Residential | 31.35 | 1 | 2.3171 | 3.8979 | -1.0645 | 1.2247 | -1.5612 | 0.35656 | 0.58779 | 0.8966 | 1.2916 | 1.767 | 2.3026 | 2.8612 | 3.3875 | 3.8131 | 4.0667 | 4.091 | 3.8604 | 3.3951 | 2.8066 | 2.1441 | 1.4713 | 0.067422 | 0.044133 | 0 | 0 | 0 | 0 | 0 | 0 | 0 | 39.211
v5.10_MeasureAssessmentTemplate_Residential_All | Thermostat - SEG Single Family/Manufactured - INC All - Smart Thermostats | HVAC | Thermostat | Retrofit | Thermostat | Residential | Manufactured LI | Firm | Sales | Residential | 31.35 | 1 | 2.3171 | 3.8979 | -1.0645 | 1.2247 | -1.5612 | 0.44768 | 0.73801 | 1.1257 | 1.6217 | 2.2185 | 2.8911 | 3.5924 | 4.2532 | 4.7875 | 5.106 | 5.1365 | 4.847 | 4.2628 | 3.5239 | 2.6921 | 1.8473 | 0.084652 | 0.055412 | 0 | 0 | 0 | 0 | 0 | 0 | 0 | 49.2315
v5.10_MeasureAssessmentTemplate_Residential_All | Thermostat - SEG Single Family/Manufactured - INC All - Smart Thermostats | HVAC | Thermostat | Retrofit | Thermostat | Residential | Single Family | Firm | Sales | Residential | 31.35 | 1 | 2.3171 | 3.8979 | -1.0645 | 1.2247 | -1.5612 | 188.0586 | 310.0152 | 472.8887 | 681.2424 | 931.9388 | 1214.4515 | 1509.0792 | 1786.661 | 2011.1056 | 2144.8902 | 2157.6897 | 2036.0651 | 1790.6682 | 1480.2778 | 1130.8501 | 775.9826 | 35.5597 | 23.2767 | 0 | 0 | 0 | 0 | 0 | 0 | 0 | 20680.7012
v5.10_MeasureAssessmentTemplate_Residential_All | Thermostat - SEG Single Family/Manufactured - INC All - Smart Thermostats | HVAC | Thermostat | Retrofit | Thermostat | Residential | Single Family LI | Firm | Sales | Residential | 31.35 | 1 | 2.3171 | 3.8979 | -1.0645 | 1.2247 | -1.5612 | 65.2344 | 107.539 | 164.0371 | 236.3115 | 323.2738 | 421.2727 | 523.474 | 619.7625 | 697.6185 | 744.0261 | 748.466 | 706.2765 | 621.1525 | 513.4833 | 392.2727 | 269.1752 | 12.3351 | 8.0743 | 0 | 0 | 0 | 0 | 0 | 0 | 0 | 7173.785
v5.10_MeasureAssessmentTemplate_Residential_All | Thermostat Optimization - SEG Single Family/Manufactured - INC All - Thermostat Optimization | HVAC | Thermostat Optimization | New | Thermostat Optimization | Residential | Manufactured | Firm | Sales | Residential | 14.72 | 1 | 2.2973 | 3.9878 | -1.0909 | 1.2638 | -1.6267 | 0.00056921 | 0.00036026 | 0.00094327 | 0.0018013 | 0.0030242 | 0.0046755 | 0.0067397 | 0.0092698 | 0.012185 | 0.015339 | 0.018545 | 0.02156 | 0.024131 | 0.026032 | 0.027112 | 0.027322 | 0.026721 | 0.025522 | 0.023738 | 0.021766 | 0.019477 | 0.017094 | 0.014706 | 0.012314 | 0.0099186 | 0.37086
v5.10_MeasureAssessmentTemplate_Residential_All | Thermostat Optimization - SEG Single Family/Manufactured - INC All - Thermostat Optimization | HVAC | Thermostat Optimization | New | Thermostat Optimization | Residential | Manufactured LI | Firm | Sales | Residential | 14.72 | 1 | 2.2973 | 3.9878 | -1.0909 | 1.2638 | -1.6267 | 0.00071467 | 0.00045233 | 0.0011843 | 0.0022617 | 0.003797 | 0.0058704 | 0.0084621 | 0.011639 | 0.015299 | 0.019259 | 0.023284 | 0.02707 | 0.030298 | 0.032685 | 0.03404 | 0.034304 | 0.03355 | 0.032044 | 0.029805 | 0.027328 | 0.024454 | 0.021463 | 0.018465 | 0.015461 | 0.012453 | 0.46564
v5.10_MeasureAssessmentTemplate_Residential_All | Thermostat Optimization - SEG Single Family/Manufactured - INC All - Thermostat Optimization | HVAC | Thermostat Optimization | New | Thermostat Optimization | Residential | Single Family | Firm | Sales | Residential | 14.72 | 1 | 2.2973 | 3.9878 | -1.0909 | 1.2638 | -1.6267 | 0.29655 | 0.18769 | 0.49143 | 0.93848 | 1.5756 | 2.4359 | 3.5113 | 4.8295 | 6.3482 | 7.9914 | 9.6615 | 11.2327 | 12.5721 | 13.5625 | 14.125 | 14.2343 | 13.9213 | 13.2964 | 12.3673 | 11.3396 | 10.1471 | 8.9058 | 7.6618 | 6.4155 | 5.1675 | 193.2165
v5.10_MeasureAssessmentTemplate_Residential_All | Thermostat Optimization - SEG Single Family/Manufactured - INC All - Thermostat Optimization | HVAC | Thermostat Optimization | New | Thermostat Optimization | Residential | Single Family LI | Firm | Sales | Residential | 14.72 | 1 | 2.2973 | 3.9878 | -1.0909 | 1.2638 | -1.6267 | 0.10287 | 0.065108 | 0.17047 | 0.32554 | 0.54654 | 0.84497 | 1.218 | 1.6753 | 2.2021 | 2.7721 | 3.3514 | 3.8964 | 4.3611 | 4.7046 | 4.8997 | 4.9376 | 4.8291 | 4.6123 | 4.29 | 3.9335 | 3.5198 | 3.0893 | 2.6578 | 2.2254 | 1.7925 | 67.0235
v5.10_MeasureAssessmentTemplate_Residential_All | Thermostat Optimization - SEG Single Family/Manufactured - INC All - Thermostat Optimization | HVAC | Thermostat Optimization | Retrofit | Thermostat Optimization | Residential | Manufactured | Firm | Sales | Residential | 14.72 | 1 | 2.2973 | 3.9878 | -1.0909 | 1.2638 | -1.6267 | 0.073639 | 0.12139 | 0.18517 | 0.26676 | 0.36492 | 0.47555 | 0.59092 | 0.69961 | 0.7875 | 0.83988 | 0.84489 | 0.79727 | 0.70118 | 0.57964 | 0.44281 | 0.30385 | 0.013924 | 0.0091145 | 0 | 0 | 0 | 0 | 0 | 0 | 0 | 8.098
v5.10_MeasureAssessmentTemplate_Residential_All | Thermostat Optimization - SEG Single Family/Manufactured - INC All - Thermostat Optimization | HVAC | Thermostat Optimization | Retrofit | Thermostat Optimization | Residential | Manufactured LI | Firm | Sales | Residential | 14.72 | 1 | 2.2973 | 3.9878 | -1.0909 | 1.2638 | -1.6267 | 0.092458 | 0.15242 | 0.23249 | 0.33493 | 0.45818 | 0.59708 | 0.74193 | 0.8784 | 0.98874 | 1.0545 | 1.0608 | 1.001 | 0.88037 | 0.72777 | 0.55597 | 0.38151 | 0.017483 | 0.011444 | 0 | 0 | 0 | 0 | 0 | 0 | 0 | 10.1675
v5.10_MeasureAssessmentTemplate_Residential_All | Thermostat Optimization - SEG Single Family/Manufactured - INC All - Thermostat Optimization | HVAC | Thermostat Optimization | Retrofit | Thermostat Optimization | Residential | Single Family | Firm | Sales | Residential | 14.72 | 1 | 2.2973 | 3.9878 | -1.0909 | 1.2638 | -1.6267 | 38.365 | 63.2448 | 96.4718 | 138.9771 | 190.1205 | 247.7546 | 307.8602 | 364.4884 | 410.2763 | 437.569 | 440.1802 | 415.3681 | 365.3059 | 301.9846 | 230.6994 | 158.3046 | 7.2544 | 4.7486 | 0 | 0 | 0 | 0 | 0 | 0 | 0 | 4218.9733
v5.10_MeasureAssessmentTemplate_Residential_All | Thermostat Optimization - SEG Single Family/Manufactured - INC All - Thermostat Optimization | HVAC | Thermostat Optimization | Retrofit | Thermostat Optimization | Residential | Single Family LI | Firm | Sales | Residential | 14.72 | 1 | 2.2973 | 3.9878 | -1.0909 | 1.2638 | -1.6267 | 13.3082 | 21.9385 | 33.4644 | 48.2088 | 65.9496 | 85.9419 | 106.7915 | 126.4348 | 142.3179 | 151.7853 | 152.6911 | 144.0842 | 126.7184 | 104.7533 | 80.0257 | 54.9132 | 2.5164 | 1.6472 | 0 | 0 | 0 | 0 | 0 | 0 | 0 | 1463.4904
v5.10_MeasureAssessmentTemplate_Residential_All | Thermostatic Radiator Valve - SEG Multifamily - INC All - Thermostatic Radiator Valve added to Radiator | HVAC | Thermostatic Radiator Valve | Retrofit | Thermostatic Radiator Valve | Residential | Multifamily-High Rise | Firm | Sales | Residential | 41.48 | 1 | 3.5014 | 3.7403 | -1.3968 | 0.77772 | -1.4465 | 0 | 0 | 0 | 0 | 0 | 0 | 0 | 0 | 0 | 0 | 0 | 0 | 0 | 0 | 0 | 0 | 0 | 0 | 0 | 0 | 0 | 0 | 0 | 0 | 0 | 0
v5.10_MeasureAssessmentTemplate_Residential_All | Thermostatic Radiator Valve - SEG Multifamily - INC All - Thermostatic Radiator Valve added to Radiator | HVAC | Thermostatic Radiator Valve | Retrofit | Thermostatic Radiator Valve | Residential | Multifamily-High Rise LI | Firm | Sales | Residential | 41.48 | 1 | 3.5014 | 3.7403 | -1.3968 | 0.77772 | -1.4465 | 0 | 0 | 0 | 0 | 0 | 0 | 0 | 0 | 0 | 0 | 0 | 0 | 0 | 0 | 0 | 0 | 0 | 0 | 0 | 0 | 0 | 0 | 0 | 0 | 0 | 0
v5.10_MeasureAssessmentTemplate_Residential_All | Thermostatic Radiator Valve - SEG Multifamily - INC All - Thermostatic Radiator Valve added to Radiator | HVAC | Thermostatic Radiator Valve | Retrofit | Thermostatic Radiator Valve | Residential | Multifamily-Low Rise | Firm | Sales | Residential | 41.48 | 1 | 3.5014 | 3.7403 | -1.3968 | 0.77772 | -1.4465 | 5.4863 | 10.9595 | 19.444 | 31.5994 | 47.9126 | 68.5387 | 93.1067 | 120.5221 | 148.8261 | 175.1975 | 196.1955 | 208.3024 | 208.7336 | 196.3312 | 172.2173 | 142.0744 | 108.368 | 74.8245 | 5.3837 | 0 | 0 | 0 | 0 | 0 | 0 | 2034.0232
v5.10_MeasureAssessmentTemplate_Residential_All | Thermostatic Radiator Valve - SEG Multifamily - INC All - Thermostatic Radiator Valve added to Radiator | HVAC | Thermostatic Radiator Valve | Retrofit | Thermostatic Radiator Valve | Residential | Multifamily-Low Rise LI | Firm | Sales | Residential | 41.48 | 1 | 3.5014 | 3.7403 | -1.3968 | 0.77772 | -1.4465 | 4.6176 | 9.2242 | 16.3654 | 26.5961 | 40.3264 | 57.6868 | 78.3648 | 101.4394 | 125.2619 | 147.4579 | 165.1312 | 175.3212 | 175.6841 | 165.2454 | 144.9496 | 119.5792 | 91.2098 | 62.9773 | 4.5313 | 0 | 0 | 0 | 0 | 0 | 0 | 1711.9696
v5.10_MeasureAssessmentTemplate_Residential_All | Thermostatic Shower Valve - SEG All - INC All - Thermostatic Shower Valve | Water Heat | Thermostatic Shower Valve | New | Thermostatic Shower Valve | Residential | Manufactured | Firm | Sales | Residential | 1.9428 | 1 | 1.4573 | 2.3542 | -0.77752 | 0.65174 | -0.48734 | 1.8995e-05 | 1.2023e-05 | 3.1479e-05 | 6.0114e-05 | 0.00010092 | 0.00015603 | 0.00022492 | 0.00030935 | 0.00040664 | 0.00051189 | 0.00061887 | 0.00071951 | 0.0008053 | 0.00086875 | 0.00090477 | 0.00091178 | 0.00089173 | 0.0008517 | 0.00079219 | 0.00072636 | 0.00064997 | 0.00057046 | 0.00049078 | 0.00041095 | 0.000331 | 0.012376
v5.10_MeasureAssessmentTemplate_Residential_All | Thermostatic Shower Valve - SEG All - INC All - Thermostatic Shower Valve | Water Heat | Thermostatic Shower Valve | New | Thermostatic Shower Valve | Residential | Manufactured LI | Firm | Sales | Residential | 1.9428 | 1 | 1.4573 | 2.3542 | -0.77752 | 0.65174 | -0.48734 | 2.385e-05 | 1.5095e-05 | 3.9523e-05 | 7.5477e-05 | 0.00012671 | 0.00019591 | 0.0002824 | 0.00038841 | 0.00051055 | 0.00064271 | 0.00077702 | 0.00090338 | 0.0010111 | 0.0010908 | 0.001136 | 0.0011448 | 0.0011196 | 0.0010694 | 0.00099464 | 0.00091198 | 0.00081607 | 0.00071625 | 0.0006162 | 0.00051597 | 0.00041559 | 0.015539
v5.10_MeasureAssessmentTemplate_Residential_All | Thermostatic Shower Valve - SEG All - INC All - Thermostatic Shower Valve | Water Heat | Thermostatic Shower Valve | New | Thermostatic Shower Valve | Residential | Multifamily-High Rise | Firm | Sales | Residential | 1.9428 | 1 | 1.4573 | 2.3542 | -0.77752 | 0.65174 | -0.48734 | 0 | 0 | 0 | 0 | 0 | 0 | 0 | 0 | 0 | 0 | 0 | 0 | 0 | 0 | 0 | 0 | 0 | 0 | 0 | 0 | 0 | 0 | 0 | 0 | 0 | 0
v5.10_MeasureAssessmentTemplate_Residential_All | Thermostatic Shower Valve - SEG All - INC All - Thermostatic Shower Valve | Water Heat | Thermostatic Shower Valve | New | Thermostatic Shower Valve | Residential | Multifamily-High Rise LI | Firm | Sales | Residential | 1.9428 | 1 | 1.4573 | 2.3542 | -0.77752 | 0.65174 | -0.48734 | 0 | 0 | 0 | 0 | 0 | 0 | 0 | 0 | 0 | 0 | 0 | 0 | 0 | 0 | 0 | 0 | 0 | 0 | 0 | 0 | 0 | 0 | 0 | 0 | 0 | 0
v5.10_MeasureAssessmentTemplate_Residential_All | Thermostatic Shower Valve - SEG All - INC All - Thermostatic Shower Valve | Water Heat | Thermostatic Shower Valve | New | Thermostatic Shower Valve | Residential | Multifamily-Low Rise | Firm | Sales | Residential | 1.9428 | 1 | 1.4573 | 2.3542 | -0.77752 | 0.65174 | -0.48734 | 0.0015018 | 0.0009505 | 0.0024887 | 0.0047526 | 0.0079788 | 0.012336 | 0.017782 | 0.024457 | 0.032148 | 0.040469 | 0.048927 | 0.056883 | 0.063666 | 0.068682 | 0.07153 | 0.072084 | 0.070499 | 0.067335 | 0.062629 | 0.057425 | 0.051386 | 0.0451 | 0.0388 | 0.032489 | 0.026169 | 0.97847
v5.10_MeasureAssessmentTemplate_Residential_All | Thermostatic Shower Valve - SEG All - INC All - Thermostatic Shower Valve | Water Heat | Thermostatic Shower Valve | New | Thermostatic Shower Valve | Residential | Multifamily-Low Rise LI | Firm | Sales | Residential | 1.9428 | 1 | 1.4573 | 2.3542 | -0.77752 | 0.65174 | -0.48734 | 0.001264 | 0.0008 | 0.0020946 | 0.0040001 | 0.0067155 | 0.010383 | 0.014966 | 0.020585 | 0.027058 | 0.034062 | 0.04118 | 0.047877 | 0.053586 | 0.057807 | 0.060205 | 0.060671 | 0.059337 | 0.056673 | 0.052713 | 0.048333 | 0.04325 | 0.037959 | 0.032657 | 0.027345 | 0.022025 | 0.82354
v5.10_MeasureAssessmentTemplate_Residential_All | Thermostatic Shower Valve - SEG All - INC All - Thermostatic Shower Valve | Water Heat | Thermostatic Shower Valve | New | Thermostatic Shower Valve | Residential | Single Family | Firm | Sales | Residential | 1.9428 | 1 | 1.4573 | 2.3542 | -0.77752 | 0.65174 | -0.48734 | 0.017046 | 0.010789 | 0.028249 | 0.053946 | 0.090568 | 0.14002 | 0.20184 | 0.27761 | 0.36491 | 0.45937 | 0.55537 | 0.64568 | 0.72268 | 0.77961 | 0.81194 | 0.81823 | 0.80023 | 0.76431 | 0.71091 | 0.65183 | 0.58328 | 0.51193 | 0.44042 | 0.36878 | 0.29704 | 11.1066
v5.10_MeasureAssessmentTemplate_Residential_All | Thermostatic Shower Valve - SEG All - INC All - Thermostatic Shower Valve | Water Heat | Thermostatic Shower Valve | New | Thermostatic Shower Valve | Residential | Single Family LI | Firm | Sales | Residential | 1.9428 | 1 | 1.4573 | 2.3542 | -0.77752 | 0.65174 | -0.48734 | 0.0056175 | 0.0035554 | 0.0093091 | 0.017777 | 0.029846 | 0.046143 | 0.066514 | 0.091483 | 0.12025 | 0.15138 | 0.18302 | 0.21278 | 0.23815 | 0.25691 | 0.26757 | 0.26964 | 0.26371 | 0.25187 | 0.23427 | 0.2148 | 0.19221 | 0.1687 | 0.14514 | 0.12153 | 0.097886 | 3.6601
v5.10_MeasureAssessmentTemplate_Residential_All | Thermostatic Shower Valve - SEG All - INC All - Thermostatic Shower Valve | Water Heat | Thermostatic Shower Valve | Retrofit | Thermostatic Shower Valve | Residential | Manufactured | Firm | Sales | Residential | 1.9428 | 1 | 1.4573 | 2.3542 | -0.77752 | 0.65174 | -0.48734 | 0.0012838 | 0.0025839 | 0.0045984 | 0.0075004 | 0.011414 | 0.016385 | 0.022331 | 0.028993 | 0.035898 | 0.042359 | 0.047531 | 0.050548 | 0.050719 | 0.047753 | 0.041919 | 0.0346 | 0.026401 | 0.018234 | 0.0017236 | 0.00030272 | 0 | 0 | 0 | 0 | 0 | 0.49308
v5.10_MeasureAssessmentTemplate_Residential_All | Thermostatic Shower Valve - SEG All - INC All - Thermostatic Shower Valve | Water Heat | Thermostatic Shower Valve | Retrofit | Thermostatic Shower Valve | Residential | Manufactured LI | Firm | Sales | Residential | 1.9428 | 1 | 1.4573 | 2.3542 | -0.77752 | 0.65174 | -0.48734 | 0.0016119 | 0.0032442 | 0.0057736 | 0.0094172 | 0.014331 | 0.020572 | 0.028038 | 0.036403 | 0.045072 | 0.053184 | 0.059678 | 0.063465 | 0.06368 | 0.059957 | 0.052632 | 0.043442 | 0.033148 | 0.022893 | 0.0021641 | 0.00038008 | 0 | 0 | 0 | 0 | 0 | 0.61909
v5.10_MeasureAssessmentTemplate_Residential_All | Thermostatic Shower Valve - SEG All - INC All - Thermostatic Shower Valve | Water Heat | Thermostatic Shower Valve | Retrofit | Thermostatic Shower Valve | Residential | Multifamily-High Rise | Firm | Sales | Residential | 1.9428 | 1 | 1.4573 | 2.3542 | -0.77752 | 0.65174 | -0.48734 | 0 | 0 | 0 | 0 | 0 | 0 | 0 | 0 | 0 | 0 | 0 | 0 | 0 | 0 | 0 | 0 | 0 | 0 | 0 | 0 | 0 | 0 | 0 | 0 | 0 | 0
v5.10_MeasureAssessmentTemplate_Residential_All | Thermostatic Shower Valve - SEG All - INC All - Thermostatic Shower Valve | Water Heat | Thermostatic Shower Valve | Retrofit | Thermostatic Shower Valve | Residential | Multifamily-High Rise LI | Firm | Sales | Residential | 1.9428 | 1 | 1.4573 | 2.3542 | -0.77752 | 0.65174 | -0.48734 | 0 | 0 | 0 | 0 | 0 | 0 | 0 | 0 | 0 | 0 | 0 | 0 | 0 | 0 | 0 | 0 | 0 | 0 | 0 | 0 | 0 | 0 | 0 | 0 | 0 | 0
v5.10_MeasureAssessmentTemplate_Residential_All | Thermostatic Shower Valve - SEG All - INC All - Thermostatic Shower Valve | Water Heat | Thermostatic Shower Valve | Retrofit | Thermostatic Shower Valve | Residential | Multifamily-Low Rise | Firm | Sales | Residential | 1.9428 | 1 | 1.4573 | 2.3542 | -0.77752 | 0.65174 | -0.48734 | 0.017643 | 0.036776 | 0.066365 | 0.11002 | 0.1701 | 0.24784 | 0.34246 | 0.45013 | 0.56343 | 0.67114 | 0.75911 | 0.81256 | 0.81952 | 0.77462 | 0.68192 | 0.56399 | 0.43094 | 0.29791 | 0.05398 | 0.023933 | 0 | 0 | 0 | 0 | 0 | 7.8944
v5.10_MeasureAssessmentTemplate_Residential_All | Thermostatic Shower Valve - SEG All - INC All - Thermostatic Shower Valve | Water Heat | Thermostatic Shower Valve | Retrofit | Thermostatic Shower Valve | Residential | Multifamily-Low Rise LI | Firm | Sales | Residential | 1.9428 | 1 | 1.4573 | 2.3542 | -0.77752 | 0.65174 | -0.48734 | 0.014849 | 0.030953 | 0.055857 | 0.092596 | 0.14317 | 0.2086 | 0.28823 | 0.37886 | 0.47422 | 0.56488 | 0.63891 | 0.6839 | 0.68976 | 0.65197 | 0.57395 | 0.47469 | 0.36271 | 0.25074 | 0.045434 | 0.020143 | 0 | 0 | 0 | 0 | 0 | 6.6444
v5.10_MeasureAssessmentTemplate_Residential_All | Thermostatic Shower Valve - SEG All - INC All - Thermostatic Shower Valve | Water Heat | Thermostatic Shower Valve | Retrofit | Thermostatic Shower Valve | Residential | Single Family | Firm | Sales | Residential | 1.9428 | 1 | 1.4573 | 2.3542 | -0.77752 | 0.65174 | -0.48734 | 1.1521 | 2.3188 | 4.1266 | 6.7309 | 10.243 | 14.7039 | 20.0401 | 26.0185 | 32.215 | 38.0127 | 42.6541 | 45.3612 | 45.515 | 42.8537 | 37.6181 | 31.05 | 23.6921 | 16.3627 | 1.5467 | 0.27166 | 0 | 0 | 0 | 0 | 0 | 442.4869
v5.10_MeasureAssessmentTemplate_Residential_All | Thermostatic Shower Valve - SEG All - INC All - Thermostatic Shower Valve | Water Heat | Thermostatic Shower Valve | Retrofit | Thermostatic Shower Valve | Residential | Single Family LI | Firm | Sales | Residential | 1.9428 | 1 | 1.4573 | 2.3542 | -0.77752 | 0.65174 | -0.48734 | 0.37965 | 0.76413 | 1.3599 | 2.2181 | 3.3755 | 4.8455 | 6.604 | 8.5741 | 10.6161 | 12.5267 | 14.0562 | 14.9483 | 14.999 | 14.122 | 12.3966 | 10.2322 | 7.8075 | 5.3922 | 0.50971 | 0.089523 | 0 | 0 | 0 | 0 | 0 | 145.8167
v5.10_MeasureAssessmentTemplate_Residential_All | Wall Insulation - SEG Multifamily - INC All - Wall Insulation >= R11 from R0-R6 | HVAC | Wall Insulation | Retrofit | Wall Insulation - R0-R6 to R11 | Residential | Multifamily-High Rise | Firm | Sales | Residential | 0.1 | 1 | 1.999 | 3.77 | -0.83081 | 1.3731 | -1.4758 | 0 | 0 | 0 | 0 | 0 | 0 | 0 | 0 | 0 | 0 | 0 | 0 | 0 | 0 | 0 | 0 | 0 | 0 | 0 | 0 | 0 | 0 | 0 | 0 | 0 | 0
v5.10_MeasureAssessmentTemplate_Residential_All | Wall Insulation - SEG Multifamily - INC All - Wall Insulation >= R11 from R0-R6 | HVAC | Wall Insulation | Retrofit | Wall Insulation - R0-R6 to R11 | Residential | Multifamily-High Rise LI | Firm | Sales | Residential | 0.1 | 1 | 1.999 | 3.77 | -0.83081 | 1.3731 | -1.4758 | 0 | 0 | 0 | 0 | 0 | 0 | 0 | 0 | 0 | 0 | 0 | 0 | 0 | 0 | 0 | 0 | 0 | 0 | 0 | 0 | 0 | 0 | 0 | 0 | 0 | 0
v5.10_MeasureAssessmentTemplate_Residential_All | Wall Insulation - SEG Multifamily - INC All - Wall Insulation >= R11 from R0-R6 | HVAC | Wall Insulation | Retrofit | Wall Insulation - R0-R6 to R11 | Residential | Multifamily-Low Rise | Firm | Sales | Residential | 0.1 | 1 | 1.999 | 3.77 | -0.83081 | 1.3731 | -1.4758 | 0.60008 | 1.1987 | 2.1267 | 3.4563 | 5.2406 | 7.4966 | 10.1838 | 13.1825 | 16.2783 | 19.1627 | 21.4595 | 22.7837 | 22.8309 | 21.4743 | 18.8368 | 15.5398 | 11.8531 | 8.1842 | 0.58886 | 0 | 0 | 0 | 0 | 0 | 0 | 222.4773
v5.10_MeasureAssessmentTemplate_Residential_All | Wall Insulation - SEG Multifamily - INC All - Wall Insulation >= R11 from R0-R6 | HVAC | Wall Insulation | Retrofit | Wall Insulation - R0-R6 to R11 | Residential | Multifamily-Low Rise LI | Firm | Sales | Residential | 0.1 | 1 | 1.999 | 3.77 | -0.83081 | 1.3731 | -1.4758 | 0.50507 | 1.0089 | 1.79 | 2.909 | 4.4108 | 6.3097 | 8.5714 | 11.0952 | 13.7009 | 16.1286 | 18.0617 | 19.1763 | 19.216 | 18.0742 | 15.8543 | 13.0793 | 9.9763 | 6.8883 | 0.49562 | 0 | 0 | 0 | 0 | 0 | 0 | 187.2517
v5.10_MeasureAssessmentTemplate_Residential_All | Wall Insulation - SEG Single Family/Manufactured - INC All - Wall Insulation >= R11 from R0-R4 | HVAC | Wall Insulation | Retrofit | Wall Insulation - R0-R4 to R11 | Residential | Manufactured | Firm | Sales | Residential | 0.08 | 1 | 1.4359 | 3.8607 | -0.31248 | 1.9574 | -1.5419 | 0 | 0 | 0 | 0 | 0 | 0 | 0 | 0 | 0 | 0 | 0 | 0 | 0 | 0 | 0 | 0 | 0 | 0 | 0 | 0 | 0 | 0 | 0 | 0 | 0 | 0
v5.10_MeasureAssessmentTemplate_Residential_All | Wall Insulation - SEG Single Family/Manufactured - INC All - Wall Insulation >= R11 from R0-R4 | HVAC | Wall Insulation | Retrofit | Wall Insulation - R0-R4 to R11 | Residential | Manufactured LI | Firm | Sales | Residential | 0.08 | 1 | 1.4359 | 3.8607 | -0.31248 | 1.9574 | -1.5419 | 0 | 0 | 0 | 0 | 0 | 0 | 0 | 0 | 0 | 0 | 0 | 0 | 0 | 0 | 0 | 0 | 0 | 0 | 0 | 0 | 0 | 0 | 0 | 0 | 0 | 0
v5.10_MeasureAssessmentTemplate_Residential_All | Wall Insulation - SEG Single Family/Manufactured - INC All - Wall Insulation >= R11 from R0-R4 | HVAC | Wall Insulation | Retrofit | Wall Insulation - R0-R4 to R11 | Residential | Single Family | Firm | Sales | Residential | 0.08 | 1 | 1.4359 | 3.8607 | -0.31248 | 1.9574 | -1.5419 | 24.454 | 48.8496 | 86.6676 | 140.8476 | 213.5605 | 305.4972 | 415.0038 | 537.2024 | 663.3614 | 780.9066 | 874.5008 | 928.4649 | 930.3868 | 875.1057 | 767.6231 | 633.2671 | 483.0281 | 333.5148 | 23.9967 | 0 | 0 | 0 | 0 | 0 | 0 | 9066.2388
v5.10_MeasureAssessmentTemplate_Residential_All | Wall Insulation - SEG Single Family/Manufactured - INC All - Wall Insulation >= R11 from R0-R4 | HVAC | Wall Insulation | Retrofit | Wall Insulation - R0-R4 to R11 | Residential | Single Family LI | Firm | Sales | Residential | 0.08 | 1 | 1.4359 | 3.8607 | -0.31248 | 1.9574 | -1.5419 | 8.4827 | 16.9451 | 30.0635 | 48.8577 | 74.0805 | 105.9718 | 143.9578 | 186.3464 | 230.1088 | 270.8833 | 303.3495 | 322.0688 | 322.7354 | 303.5594 | 266.2754 | 219.6696 | 167.5543 | 115.6906 | 8.324 | 0 | 0 | 0 | 0 | 0 | 0 | 3144.9247
v5.10_MeasureAssessmentTemplate_Residential_All | Wall Insulation - SEG Single Family/Manufactured - INC All - Wall Insulation >= R30 from R4-R11 | HVAC | Wall Insulation | Retrofit | Wall Insulation - R4-R11 to R30 | Residential | Manufactured | Firm | Sales | Residential | 0.046444 | 0 | 0.67137 | 3.8402 | 1.9094 | 4.1643 | -1.527 | 0 | 0 | 0 | 0 | 0 | 0 | 0 | 0 | 0 | 0 | 0 | 0 | 0 | 0 | 0 | 0 | 0 | 0 | 0 | 0 | 0 | 0 | 0 | 0 | 0 | 0
v5.10_MeasureAssessmentTemplate_Residential_All | Wall Insulation - SEG Single Family/Manufactured - INC All - Wall Insulation >= R30 from R4-R11 | HVAC | Wall Insulation | Retrofit | Wall Insulation - R4-R11 to R30 | Residential | Manufactured LI | Firm | Sales | Residential | 0.046444 | 0 | 0.67137 | 3.8402 | 1.9094 | 4.1643 | -1.527 | 0 | 0 | 0 | 0 | 0 | 0 | 0 | 0 | 0 | 0 | 0 | 0 | 0 | 0 | 0 | 0 | 0 | 0 | 0 | 0 | 0 | 0 | 0 | 0 | 0 | 0
v5.10_MeasureAssessmentTemplate_Residential_All | Wall Insulation - SEG Single Family/Manufactured - INC All - Wall Insulation >= R30 from R4-R11 | HVAC | Wall Insulation | Retrofit | Wall Insulation - R4-R11 to R30 | Residential | Single Family | Firm | Sales | Residential | 0.046444 | 0 | 0.67137 | 3.8402 | 1.9094 | 4.1643 | -1.527 | 0 | 0 | 29.1337 | 47.3465 | 71.7892 | 102.6941 | 139.5052 | 180.5827 | 222.9916 | 262.5048 | 293.9669 | 312.1071 | 312.7532 | 294.1703 | 258.0395 | 212.8752 | 162.3718 | 112.1123 | 32.7079 | 0 | 0 | 0 | 0 | 0 | 0 | 3047.652
v5.10_MeasureAssessmentTemplate_Residential_All | Wall Insulation - SEG Single Family/Manufactured - INC All - Wall Insulation >= R30 from R4-R11 | HVAC | Wall Insulation | Retrofit | Wall Insulation - R4-R11 to R30 | Residential | Single Family LI | Firm | Sales | Residential | 0.046444 | 0 | 0.67137 | 3.8402 | 1.9094 | 4.1643 | -1.527 | 0 | 0 | 10.106 | 16.4237 | 24.9025 | 35.6228 | 48.392 | 62.6411 | 77.352 | 91.0585 | 101.9721 | 108.2647 | 108.4888 | 102.0427 | 89.5095 | 73.8428 | 56.324 | 38.8899 | 11.3458 | 0 | 0 | 0 | 0 | 0 | 0 | 1057.1789
v5.10_MeasureAssessmentTemplate_Residential_All | Windows - SEG Manufactured - INC All - Window Replacement to Thin Triple Pane U-Value < 0.2 | HVAC | Windows | NR | Windows - U < 0.2 | Residential | Manufactured | Firm | Sales | Residential | 0.03 | 1 | 1.341 | 3.8596 | -0.17701 | 2.0955 | -1.5444 | 0 | 0 | 0.0008705 | 0.0016365 | 0.0027974 | 0.0044572 | 0.0067105 | 0.0096252 | 0.013221 | 0.01745 | 0.022178 | 0.027189 | 0.032197 | 0.03689 | 0.040983 | 0.044277 | 0.046694 | 0.048418 | 0.04929 | 0.049951 | 0.050002 | 0.049848 | 0.049689 | 0.049526 | 0.049357 | 0.70326
v5.10_MeasureAssessmentTemplate_Residential_All | Windows - SEG Manufactured - INC All - Window Replacement to Thin Triple Pane U-Value < 0.2 | HVAC | Windows | NR | Windows - U < 0.2 | Residential | Manufactured LI | Firm | Sales | Residential | 0.03 | 1 | 1.341 | 3.8596 | -0.17701 | 2.0955 | -1.5444 | 0 | 0 | 0.001093 | 0.0020547 | 0.0035123 | 0.0055963 | 0.0084255 | 0.012085 | 0.0166 | 0.021909 | 0.027846 | 0.034137 | 0.040425 | 0.046317 | 0.051457 | 0.055592 | 0.058627 | 0.060792 | 0.061887 | 0.062716 | 0.062781 | 0.062587 | 0.062387 | 0.062182 | 0.061971 | 0.88298
v5.10_MeasureAssessmentTemplate_Residential_All | Windows - SEG Manufactured - INC All - Window Replacement to U-Value 0.20-0.23 | HVAC | Windows | NR | Windows - U 0.20-0.23 | Residential | Manufactured | Firm | Sales | Residential | 0.03 | 0 | 0.86123 | 3.8596 | 0.99024 | 3.2627 | -1.5444 | 0.017886 | 0.026232 | 0.035737 | 0.04683 | 0.058973 | 0.071343 | 0.082955 | 0.092882 | 0.1005 | 0.10564 | 0.10862 | 0.10989 | 0.10966 | 0.10942 | 0.10916 | 0.1089 | 0.10862 | 0.10833 | 0.10803 | 0.10772 | 0.1074 | 0.10707 | 0.10673 | 0.10637 | 0.10601 | 2.2609
v5.10_MeasureAssessmentTemplate_Residential_All | Windows - SEG Manufactured - INC All - Window Replacement to U-Value 0.20-0.23 | HVAC | Windows | NR | Windows - U 0.20-0.23 | Residential | Manufactured LI | Firm | Sales | Residential | 0.03 | 0 | 0.86123 | 3.8596 | 0.99024 | 3.2627 | -1.5444 | 0.022457 | 0.032935 | 0.04487 | 0.058798 | 0.074044 | 0.089575 | 0.10416 | 0.11662 | 0.12618 | 0.13264 | 0.13638 | 0.13797 | 0.13768 | 0.13738 | 0.13706 | 0.13672 | 0.13638 | 0.13601 | 0.13564 | 0.13525 | 0.13484 | 0.13443 | 0.134 | 0.13356 | 0.13311 | 2.8387
v5.10_MeasureAssessmentTemplate_Residential_All | Windows - SEG Manufactured - INC All - Window Replacement to U-Value 0.23-0.27 | HVAC | Windows | NR | Windows - U 0.23-0.27 | Residential | Manufactured | Firm | Sales | Residential | 0.05 | 0 | 0.81777 | 3.8703 | 1.1654 | 3.4456 | -1.5522 | 0.024071 | 0.035303 | 0.048094 | 0.063024 | 0.079366 | 0.096013 | 0.11164 | 0.125 | 0.13525 | 0.14217 | 0.14619 | 0.14789 | 0.14758 | 0.14725 | 0.14691 | 0.14655 | 0.14618 | 0.14579 | 0.14539 | 0.14497 | 0.14454 | 0.14409 | 0.14363 | 0.14316 | 0.14267 | 3.0427
v5.10_MeasureAssessmentTemplate_Residential_All | Windows - SEG Manufactured - INC All - Window Replacement to U-Value 0.23-0.27 | HVAC | Windows | NR | Windows - U 0.23-0.27 | Residential | Manufactured LI | Firm | Sales | Residential | 0.05 | 0 | 0.81777 | 3.8703 | 1.1654 | 3.4456 | -1.5522 | 0.030223 | 0.044324 | 0.060385 | 0.07913 | 0.099648 | 0.12055 | 0.14017 | 0.15695 | 0.16981 | 0.17851 | 0.18354 | 0.18568 | 0.18529 | 0.18488 | 0.18445 | 0.184 | 0.18353 | 0.18305 | 0.18254 | 0.18202 | 0.18147 | 0.18091 | 0.18034 | 0.17974 | 0.17913 | 3.8203
v5.10_MeasureAssessmentTemplate_Residential_All | Windows - SEG Multifamily - INC All - Window Replacement to Thin Triple Pane U-Value < 0.2 | HVAC | Windows | NR | Windows - U < 0.2 | Residential | Multifamily-High Rise | Firm | Sales | Residential | 0.03 | 1 | 1.3425 | 3.8641 | -0.17696 | 2.0955 | -1.5444 | 0 | 0 | 0 | 0 | 0 | 0 | 0 | 0 | 0 | 0 | 0 | 0 | 0 | 0 | 0 | 0 | 0 | 0 | 0 | 0 | 0 | 0 | 0 | 0 | 0 | 0
v5.10_MeasureAssessmentTemplate_Residential_All | Windows - SEG Multifamily - INC All - Window Replacement to Thin Triple Pane U-Value < 0.2 | HVAC | Windows | NR | Windows - U < 0.2 | Residential | Multifamily-High Rise LI | Firm | Sales | Residential | 0.03 | 1 | 1.3425 | 3.8641 | -0.17696 | 2.0955 | -1.5444 | 0 | 0 | 0 | 0 | 0 | 0 | 0 | 0 | 0 | 0 | 0 | 0 | 0 | 0 | 0 | 0 | 0 | 0 | 0 | 0 | 0 | 0 | 0 | 0 | 0 | 0
v5.10_MeasureAssessmentTemplate_Residential_All | Windows - SEG Multifamily - INC All - Window Replacement to Thin Triple Pane U-Value < 0.2 | HVAC | Windows | NR | Windows - U < 0.2 | Residential | Multifamily-Low Rise | Firm | Sales | Residential | 0.03 | 1 | 1.3425 | 3.8641 | -0.17696 | 2.0955 | -1.5444 | 0 | 0 | 0.022862 | 0.042978 | 0.073467 | 0.11706 | 0.17624 | 0.25278 | 0.34722 | 0.45827 | 0.58245 | 0.71405 | 0.84558 | 0.96882 | 1.0763 | 1.1628 | 1.2263 | 1.2716 | 1.2945 | 1.3118 | 1.3132 | 1.3091 | 1.305 | 1.3007 | 1.2962 | 18.4693
v5.10_MeasureAssessmentTemplate_Residential_All | Windows - SEG Multifamily - INC All - Window Replacement to Thin Triple Pane U-Value < 0.2 | HVAC | Windows | NR | Windows - U < 0.2 | Residential | Multifamily-Low Rise LI | Firm | Sales | Residential | 0.03 | 1 | 1.3425 | 3.8641 | -0.17696 | 2.0955 | -1.5444 | 0 | 0 | 0.019242 | 0.036173 | 0.061834 | 0.098523 | 0.14833 | 0.21276 | 0.29225 | 0.38571 | 0.49023 | 0.60099 | 0.71169 | 0.81543 | 0.9059 | 0.9787 | 1.0321 | 1.0703 | 1.0895 | 1.1041 | 1.1053 | 1.1019 | 1.0983 | 1.0947 | 1.091 | 15.545
v5.10_MeasureAssessmentTemplate_Residential_All | Windows - SEG Multifamily - INC All - Window Replacement to U-Value 0.20-0.23 | HVAC | Windows | NR | Windows - U 0.20-0.23 | Residential | Multifamily-High Rise | Firm | Sales | Residential | 0.03 | 0 | 0.86224 | 3.8641 | 0.99029 | 3.2627 | -1.5443 | 0 | 0 | 0 | 0 | 0 | 0 | 0 | 0 | 0 | 0 | 0 | 0 | 0 | 0 | 0 | 0 | 0 | 0 | 0 | 0 | 0 | 0 | 0 | 0 | 0 | 0
v5.10_MeasureAssessmentTemplate_Residential_All | Windows - SEG Multifamily - INC All - Window Replacement to U-Value 0.20-0.23 | HVAC | Windows | NR | Windows - U 0.20-0.23 | Residential | Multifamily-High Rise LI | Firm | Sales | Residential | 0.03 | 0 | 0.86224 | 3.8641 | 0.99029 | 3.2627 | -1.5443 | 0 | 0 | 0 | 0 | 0 | 0 | 0 | 0 | 0 | 0 | 0 | 0 | 0 | 0 | 0 | 0 | 0 | 0 | 0 | 0 | 0 | 0 | 0 | 0 | 0 | 0
v5.10_MeasureAssessmentTemplate_Residential_All | Windows - SEG Multifamily - INC All - Window Replacement to U-Value 0.20-0.23 | HVAC | Windows | NR | Windows - U 0.20-0.23 | Residential | Multifamily-Low Rise | Firm | Sales | Residential | 0.03 | 0 | 0.86224 | 3.8641 | 0.99029 | 3.2627 | -1.5443 | 0.46974 | 0.68891 | 0.93854 | 1.2299 | 1.5488 | 1.8737 | 2.1786 | 2.4393 | 2.6393 | 2.7745 | 2.8527 | 2.886 | 2.88 | 2.8736 | 2.8669 | 2.8599 | 2.8526 | 2.845 | 2.8371 | 2.829 | 2.8206 | 2.8119 | 2.8029 | 2.7937 | 2.7842 | 59.3773
v5.10_MeasureAssessmentTemplate_Residential_All | Windows - SEG Multifamily - INC All - Window Replacement to U-Value 0.20-0.23 | HVAC | Windows | NR | Windows - U 0.20-0.23 | Residential | Multifamily-Low Rise LI | Firm | Sales | Residential | 0.03 | 0 | 0.86224 | 3.8641 | 0.99029 | 3.2627 | -1.5443 | 0.39536 | 0.57984 | 0.78994 | 1.0352 | 1.3036 | 1.577 | 1.8337 | 2.0531 | 2.2214 | 2.3352 | 2.4011 | 2.4291 | 2.424 | 2.4186 | 2.413 | 2.4071 | 2.4009 | 2.3946 | 2.3879 | 2.3811 | 2.374 | 2.3667 | 2.3591 | 2.3513 | 2.3434 | 49.9759
v5.10_MeasureAssessmentTemplate_Residential_All | Windows - SEG Multifamily - INC All - Window Replacement to U-Value 0.23-0.27 | HVAC | Windows | NR | Windows - U 0.23-0.27 | Residential | Multifamily-High Rise | Firm | Sales | Residential | 0.05 | 0 | 0.81872 | 3.8748 | 1.1654 | 3.4456 | -1.5522 | 0 | 0 | 0 | 0 | 0 | 0 | 0 | 0 | 0 | 0 | 0 | 0 | 0 | 0 | 0 | 0 | 0 | 0 | 0 | 0 | 0 | 0 | 0 | 0 | 0 | 0
v5.10_MeasureAssessmentTemplate_Residential_All | Windows - SEG Multifamily - INC All - Window Replacement to U-Value 0.23-0.27 | HVAC | Windows | NR | Windows - U 0.23-0.27 | Residential | Multifamily-High Rise LI | Firm | Sales | Residential | 0.05 | 0 | 0.81872 | 3.8748 | 1.1654 | 3.4456 | -1.5522 | 0 | 0 | 0 | 0 | 0 | 0 | 0 | 0 | 0 | 0 | 0 | 0 | 0 | 0 | 0 | 0 | 0 | 0 | 0 | 0 | 0 | 0 | 0 | 0 | 0 | 0
v5.10_MeasureAssessmentTemplate_Residential_All | Windows - SEG Multifamily - INC All - Window Replacement to U-Value 0.23-0.27 | HVAC | Windows | NR | Windows - U 0.23-0.27 | Residential | Multifamily-Low Rise | Firm | Sales | Residential | 0.05 | 0 | 0.81872 | 3.8748 | 1.1654 | 3.4456 | -1.5522 | 0.63218 | 0.92715 | 1.2631 | 1.6552 | 2.0844 | 2.5216 | 2.932 | 3.2829 | 3.5521 | 3.7339 | 3.8393 | 3.884 | 3.8759 | 3.8673 | 3.8583 | 3.8489 | 3.8391 | 3.8289 | 3.8183 | 3.8073 | 3.796 | 3.7843 | 3.7722 | 3.7598 | 3.747 | 79.911
v5.10_MeasureAssessmentTemplate_Residential_All | Windows - SEG Multifamily - INC All - Window Replacement to U-Value 0.23-0.27 | HVAC | Windows | NR | Windows - U 0.23-0.27 | Residential | Multifamily-Low Rise LI | Firm | Sales | Residential | 0.05 | 0 | 0.81872 | 3.8748 | 1.1654 | 3.4456 | -1.5522 | 0.53209 | 0.78035 | 1.0631 | 1.3931 | 1.7544 | 2.1223 | 2.4678 | 2.7631 | 2.9896 | 3.1427 | 3.2314 | 3.2691 | 3.2622 | 3.255 | 3.2474 | 3.2395 | 3.2312 | 3.2226 | 3.2137 | 3.2045 | 3.1949 | 3.1851 | 3.1749 | 3.1645 | 3.1537 | 67.2584
v5.10_MeasureAssessmentTemplate_Residential_All | Windows - SEG Multifamily-High Rise - INC All - Metal Frame Storm Window Replacement to U < 0.30 | HVAC | Windows | Retrofit | Storm Windows - Metal Fram | Residential | Multifamily-High Rise | Firm | Sales | Residential | 0.832 | 1 | 6.8929 | 3.7663 | -1.8034 | 0.3978 | -1.4732 | 0 | 0 | 0 | 0 | 0 | 0 | 0 | 0 | 0 | 0 | 0 | 0 | 0 | 0 | 0 | 0 | 0 | 0 | 0 | 0 | 0 | 0 | 0 | 0 | 0 | 0
v5.10_MeasureAssessmentTemplate_Residential_All | Windows - SEG Multifamily-High Rise - INC All - Metal Frame Storm Window Replacement to U < 0.30 | HVAC | Windows | Retrofit | Storm Windows - Metal Fram | Residential | Multifamily-High Rise LI | Firm | Sales | Residential | 0.832 | 1 | 6.8929 | 3.7663 | -1.8034 | 0.3978 | -1.4732 | 0 | 0 | 0 | 0 | 0 | 0 | 0 | 0 | 0 | 0 | 0 | 0 | 0 | 0 | 0 | 0 | 0 | 0 | 0 | 0 | 0 | 0 | 0 | 0 | 0 | 0
v5.10_MeasureAssessmentTemplate_Residential_All | Windows - SEG Multifamily-High Rise - INC All - Non-Metal Frame Storm Window Replacement to U < 0.30 | HVAC | Windows | Retrofit | Storm Windows - Non-Metal Fram | Residential | Multifamily-High Rise | Firm | Sales | Residential | 0.92 | 1 | 2.4004 | 3.7665 | -1.0589 | 1.1424 | -1.4733 | 0 | 0 | 0 | 0 | 0 | 0 | 0 | 0 | 0 | 0 | 0 | 0 | 0 | 0 | 0 | 0 | 0 | 0 | 0 | 0 | 0 | 0 | 0 | 0 | 0 | 0
v5.10_MeasureAssessmentTemplate_Residential_All | Windows - SEG Multifamily-High Rise - INC All - Non-Metal Frame Storm Window Replacement to U < 0.30 | HVAC | Windows | Retrofit | Storm Windows - Non-Metal Fram | Residential | Multifamily-High Rise LI | Firm | Sales | Residential | 0.92 | 1 | 2.4004 | 3.7665 | -1.0589 | 1.1424 | -1.4733 | 0 | 0 | 0 | 0 | 0 | 0 | 0 | 0 | 0 | 0 | 0 | 0 | 0 | 0 | 0 | 0 | 0 | 0 | 0 | 0 | 0 | 0 | 0 | 0 | 0 | 0
v5.10_MeasureAssessmentTemplate_Residential_All | Windows - SEG Single Family - INC All - Window Replacement to Thin Triple Pane U-Value < 0.2 | HVAC | Windows | NR | Windows - U < 0.2 | Residential | Single Family | Firm | Sales | Residential | 0.03 | 1 | 1.3425 | 3.8641 | -0.17696 | 2.0955 | -1.5444 | 0 | 0 | 0.61622 | 1.1585 | 1.9803 | 3.1552 | 4.7503 | 6.8136 | 9.3592 | 12.3525 | 15.6997 | 19.2468 | 22.7921 | 26.1141 | 29.0117 | 31.3431 | 33.0541 | 34.2749 | 34.8922 | 35.36 | 35.3962 | 35.2871 | 35.1746 | 35.0588 | 34.9398 | 497.8311
v5.10_MeasureAssessmentTemplate_Residential_All | Windows - SEG Single Family - INC All - Window Replacement to Thin Triple Pane U-Value < 0.2 | HVAC | Windows | NR | Windows - U < 0.2 | Residential | Single Family LI | Firm | Sales | Residential | 0.03 | 1 | 1.3425 | 3.8641 | -0.17696 | 2.0955 | -1.5444 | 0 | 0 | 0.21376 | 0.40185 | 0.68692 | 1.0945 | 1.6478 | 2.3635 | 3.2465 | 4.2849 | 5.446 | 6.6764 | 7.9062 | 9.0586 | 10.0637 | 10.8724 | 11.4659 | 11.8894 | 12.1035 | 12.2658 | 12.2784 | 12.2405 | 12.2015 | 12.1613 | 12.12 | 172.6892
v5.10_MeasureAssessmentTemplate_Residential_All | Windows - SEG Single Family - INC All - Window Replacement to U-Value 0.20-0.23 | HVAC | Windows | NR | Windows - U 0.20-0.23 | Residential | Single Family | Firm | Sales | Residential | 0.03 | 0 | 0.86224 | 3.8641 | 0.99029 | 3.2627 | -1.5443 | 12.6626 | 18.5709 | 25.3 | 33.1536 | 41.7502 | 50.5075 | 58.7286 | 65.7565 | 71.1477 | 74.7902 | 76.9006 | 77.797 | 77.634 | 77.4622 | 77.2819 | 77.0934 | 76.8968 | 76.6923 | 76.4801 | 76.2603 | 76.0332 | 75.7988 | 75.5571 | 75.3084 | 75.0527 | 1600.6164
v5.10_MeasureAssessmentTemplate_Residential_All | Windows - SEG Single Family - INC All - Window Replacement to U-Value 0.20-0.23 | HVAC | Windows | NR | Windows - U 0.20-0.23 | Residential | Single Family LI | Firm | Sales | Residential | 0.03 | 0 | 0.86224 | 3.8641 | 0.99029 | 3.2627 | -1.5443 | 4.3924 | 6.4419 | 8.7761 | 11.5004 | 14.4824 | 17.5202 | 20.372 | 22.8098 | 24.6799 | 25.9434 | 26.6755 | 26.9865 | 26.9299 | 26.8703 | 26.8078 | 26.7424 | 26.6742 | 26.6033 | 26.5296 | 26.4534 | 26.3746 | 26.2933 | 26.2095 | 26.1232 | 26.0345 | 555.2267
v5.10_MeasureAssessmentTemplate_Residential_All | Windows - SEG Single Family - INC All - Window Replacement to U-Value 0.23-0.27 | HVAC | Windows | NR | Windows - U 0.23-0.27 | Residential | Single Family | Firm | Sales | Residential | 0.05 | 0 | 0.81872 | 3.8748 | 1.1654 | 3.4456 | -1.5522 | 17.047 | 25.001 | 34.0601 | 44.633 | 56.2062 | 67.9956 | 79.0633 | 88.5246 | 95.7825 | 100.6862 | 103.5274 | 104.7342 | 104.5146 | 104.2834 | 104.0407 | 103.7869 | 103.5222 | 103.2469 | 102.9612 | 102.6654 | 102.3596 | 102.044 | 101.7187 | 101.3839 | 101.0396 | 2154.8281
v5.10_MeasureAssessmentTemplate_Residential_All | Windows - SEG Single Family - INC All - Window Replacement to U-Value 0.23-0.27 | HVAC | Windows | NR | Windows - U 0.23-0.27 | Residential | Single Family LI | Firm | Sales | Residential | 0.05 | 0 | 0.81872 | 3.8748 | 1.1654 | 3.4456 | -1.5522 | 5.9133 | 8.6724 | 11.8149 | 15.4824 | 19.497 | 23.5865 | 27.4257 | 30.7077 | 33.2253 | 34.9263 | 35.9119 | 36.3305 | 36.2544 | 36.1741 | 36.09 | 36.0019 | 35.9101 | 35.8146 | 35.7155 | 35.6129 | 35.5068 | 35.3973 | 35.2845 | 35.1684 | 35.0489 | 747.4734

## Income Groups
segment | income_eligibility | count | Portion | CPA Seg Name | Weight Factor for CPA non-qual
Manufactured | Income Qualifying | 143.1539 | 0.55665 | Manufactured LI | 1
Manufactured | Borderline Income Qualifying | 48.1402 | 0.18719 | Manufactured | 0.42222
Manufactured | Non-income Qualifying | 65.8761 | 0.25616 | Manufactured | 0.57778
Multifamily-High Rise | Income Qualifying | 3155.1999 | 0.44491 | Multifamily-High Rise LI | 1
Multifamily-High Rise | Borderline Income Qualifying | 895.1272 | 0.12622 | Multifamily-High Rise | 0.22739
Multifamily-High Rise | Non-income Qualifying | 3041.4545 | 0.42887 | Multifamily-High Rise | 0.77261
Multifamily-Low Rise | Income Qualifying | 2497.4545 | 0.45701 | Multifamily-Low Rise LI | 1
Multifamily-Low Rise | Borderline Income Qualifying | 726.9818 | 0.13303 | Multifamily-Low Rise | 0.245
Multifamily-Low Rise | Non-income Qualifying | 2240.2908 | 0.40995 | Multifamily-Low Rise | 0.755
Single Family | Income Qualifying | 20605.2889 | 0.25755 | Single Family LI | 1
Single Family | Borderline Income Qualifying | 8465.0809 | 0.1058 | Single Family | 0.14251
Single Family | Non-income Qualifying | 50936.1728 | 0.63665 | Single Family | 0.85749

## Peak Factors
Peak Factors
Energy Trust Shape | Peak Day | Peak Hour
Residential Space Heating | 0.019833 | 0.0011494
Residential Hearths and Fireplaces | 0.019833 | 0.00057846
Commercial Space Heating | 0.017692 | 0.0013861
Water Heating | 0.0033 | 0.00025975
Cooking | 0.0035616 | 0.00071233
Process Load | 0.0027397 | 0.00011416
Clotheswasher | 0.0019572 | 0.00023741
Flat | 0.0030274 | 0.00012588
Shape Assignments
Sector | Measure Application | Assigned Shape
Residential | Duct Sealing - SEG Manufactured - INC All - Duct Sealing: Leakage Reduction >=50% (PTCS Standard) | Residential Space Heating
Residential | Duct Sealing - SEG Single Family - INC All - Duct Sealing: Leakage Reduction >=50% (PTCS Standard) | Residential Space Heating
Residential | Gas Fireplace - SEG Single Family - INC All - Gas Fireplace 75% FE | Residential Hearths and Fireplaces
Residential | Gas Fireplace - SEG Multifamily - INC All - Gas Fireplace 75% FE | Residential Hearths and Fireplaces
Residential | Gas Fireplace - SEG Manufactured - INC All - Gas Fireplace 75% FE | Residential Hearths and Fireplaces
Residential | Gas Furnace - SEG Single Family - INC All - 95%+ AFUE Furnace - Market Baseline | Residential Space Heating
Residential | Gas Furnace - SEG Multifamily - INC All - 95%+ AFUE Furnace - Market Baseline | Residential Space Heating
Residential | Gas Furnace - SEG Manufactured - INC All - 95%+ AFUE Furnace - Market Baseline | Residential Space Heating
Residential | Gas Furnace - SEG Single Family - INC All - Gas Fired Heat Pump (106% to 130% Eff) - 95% AFUE Baseline | Residential Space Heating
Residential | Gas Furnace - SEG Multifamily - INC All - Gas Fired Heat Pump (106% to 130% Eff) - 95% AFUE Baseline | Residential Space Heating
Residential | Gas Furnace - SEG Manufactured - INC All - Gas Fired Heat Pump (106% to 130% Eff) - 95% AFUE Baseline | Residential Space Heating
Residential | Windows - SEG Multifamily-High Rise - INC All - Metal Frame Storm Window Replacement to U < 0.30 | Residential Space Heating
Residential | Windows - SEG Multifamily-High Rise - INC All - Non-Metal Frame Storm Window Replacement to U < 0.30 | Residential Space Heating
Residential | Furnace Maintenance - SEG All - INC All - Furnace Maintenance | Residential Space Heating
Residential | Gas Boiler - SEG Multifamily - INC All - 94% Non-Condensing Boiler | Residential Space Heating
Residential | Gas Fireplace - SEG All - INC All - Gas Fireplace 75% FE | Residential Hearths and Fireplaces
Residential | Gas Furnace - SEG All - INC All - 95%+ AFUE Furnace - Market Baseline | Residential Space Heating
Residential | Gas Furnace - SEG All - INC All - Gas Fired Heat Pump (106% to 130% Eff) - 95% AFUE Baseline | Residential Space Heating
Residential | Steam Traps - SEG Multifamily - INC All - Steam Traps | Residential Space Heating
Residential | Thermostat - SEG Single Family/Manufactured - INC All - Smart Thermostats | Residential Space Heating
Residential | Thermostat - SEG Multifamily - INC All - Smart Thermostats | Residential Space Heating
Residential | Thermostat Optimization - SEG Single Family/Manufactured - INC All - Thermostat Optimization | Residential Space Heating
Residential | Thermostatic Radiator Valve - SEG Multifamily - INC All - Thermostatic Radiator Valve added to Radiator | Residential Space Heating
Residential | Boiler Maintenance - SEG Multifamily - INC All - Boiler Maintenance | Residential Space Heating
Residential | Clothes Dryer - SEG All - INC All - Energy Star Gas Clothes Dryer | Clotheswasher
Residential | Clothes Washer (Gas WH) - SEG All - INC All - Residential ENERGY STAR Clothes Washers | Clotheswasher
Residential | Demand Controlled Recirculation Pump - SEG Multifamily - INC All - Demand Controlled Recirculation Pump | Water Heating
Residential | Gas Tank Water Heater - SEG All - INC All - ENERGY STAR Tank Water Heater | Water Heating
Residential | Gas Tank Water Heater - SEG All - INC All - Absorption Heat Pump Tank Water Heater | Water Heating
Residential | Gas Tankless Water Heater - SEG All - INC All - 0.81+ UEF Tankless Water Heater | Water Heating
Residential | Gas Tank Water Heater - SEG Multifamily - INC All - Multifamily Commercial Size Condensing 94% TE Tank Water Heater | Water Heating
Residential | Pipe Insulation - SEG Multifamily - INC All - Indoor 2.0" Pipe Insulation | Water Heating
Residential | Thermostatic Shower Valve - SEG All - INC All - Thermostatic Shower Valve | Water Heating
Residential | Ceiling Insulation - SEG Single Family - INC All - Ceiling/Attic Insulation >= R38 from R0-R11 | Residential Space Heating
Residential | Ceiling Insulation - SEG Multifamily-Low Rise - INC All - Ceiling/Attic Insulation >= R38 from R0-R11 | Residential Space Heating
Residential | Ceiling Insulation - SEG Manufactured - INC All - Ceiling/Attic Insulation >= R38 from R0-R11 | Residential Space Heating
Residential | Ceiling Insulation - SEG Single Family - INC All - Ceiling/Attic Insulation >= R38 from R12-R18 | Residential Space Heating
Residential | Ceiling Insulation - SEG Multifamily-Low Rise - INC All - Ceiling/Attic Insulation >= R38 from R12-R18 | Residential Space Heating
Residential | Ceiling Insulation - SEG Manufactured - INC All - Ceiling/Attic Insulation >= R38 from R12-R18 | Residential Space Heating
Residential | Ceiling Insulation - SEG Single Family/Manufactured - INC All - Ceiling/Attic Insulation >= R60 from R18-R38 | Residential Space Heating
Residential | Door - SEG Multifamily - INC All - ENERGY STAR Door R2.5-5 | Residential Space Heating
Residential | Door Sweeps - SEG All - INC All - Door Sweep (1/4" Gap) | Residential Space Heating
Residential | Floor Insulation - SEG Single Family - INC All - Floor Insulation >= R30 from R0-R11 | Residential Space Heating
Residential | Floor Insulation - SEG Manufactured - INC All - Floor Insulation >= R30 from R0-R11 | Residential Space Heating
Residential | Floor Insulation - SEG Multifamily-Low Rise - INC All - Floor Insulation >= R30 from R11 | Residential Space Heating
Residential | Infiltration Reduction (Air Sealing) - SEG Single Family - INC All - CFM50 Reduction via Air Sealing | Residential Space Heating
Residential | Wall Insulation - SEG Single Family/Manufactured - INC All - Wall Insulation >= R11 from R0-R4 | Residential Space Heating
Residential | Wall Insulation - SEG Single Family/Manufactured - INC All - Wall Insulation >= R30 from R4-R11 | Residential Space Heating
Residential | Wall Insulation - SEG Multifamily - INC All - Wall Insulation >= R11 from R0-R6 | Residential Space Heating
Residential | Windows - SEG Multifamily-Low Rise - INC All - Metal Frame Storm Window Replacement to U < 0.30 | Residential Space Heating
Residential | Windows - SEG Multifamily-Low Rise - INC All - Non-Metal Frame Storm Window Replacement to U < 0.30 | Residential Space Heating
Residential | Windows - SEG Single Family - INC All - Window Replacement to U-Value 0.23-0.27 | Residential Space Heating
Residential | Windows - SEG Multifamily - INC All - Window Replacement to U-Value 0.23-0.27 | Residential Space Heating
Residential | Windows - SEG Manufactured - INC All - Window Replacement to U-Value 0.23-0.27 | Residential Space Heating
Residential | Windows - SEG Single Family - INC All - Window Replacement to U-Value 0.20-0.23 | Residential Space Heating
Residential | Windows - SEG Multifamily - INC All - Window Replacement to U-Value 0.20-0.23 | Residential Space Heating
Residential | Windows - SEG Manufactured - INC All - Window Replacement to U-Value 0.20-0.23 | Residential Space Heating
Residential | Windows - SEG Single Family - INC All - Window Replacement to Thin Triple Pane U-Value < 0.2 | Residential Space Heating
Residential | Windows - SEG Multifamily - INC All - Window Replacement to Thin Triple Pane U-Value < 0.2 | Residential Space Heating
Residential | Windows - SEG Manufactured - INC All - Window Replacement to Thin Triple Pane U-Value < 0.2 | Residential Space Heating
Residential | Duct Insulation - SEG Single Family - INC All - Duct Insulation >= R11 | Residential Space Heating
Residential | Behavior Program - SEG All - INC All - Home Energy Reports | Residential Space Heating
Residential | Energy Performance Score Homes - SEG Single Family - INC All - New Homes EPS - Path 2 - MECH + DHW | Residential Space Heating
Residential | Energy Performance Score Homes - SEG Single Family - INC All - New Homes EPS - Path 3 - MECH + DHW | Residential Space Heating
Residential | Energy Performance Score Homes - SEG Single Family - INC All - New Homes EPS - Path 4 - Advanced Whole Home | Residential Space Heating
Residential | Energy Performance Score Homes - SEG Single Family - INC All - Path 5 Emerging Super Efficient Home | Residential Space Heating
Residential | Manufactured New Home - SEG Manufactured - INC All - Manufactured New Homes - ENERGY STAR | Residential Space Heating
Commercial | Clothes Dryer - SEG SEL - ENERGY STAR Clothes Dryer | Clotheswasher
Commercial | Clothes Washer - SEG SEL - ENERGY STAR Clothes Washer | Clotheswasher
Commercial | Ozone Laundry - SEG SEL - Laundry with Ozone Gas Generator | Clotheswasher
Commercial | Pool Cover - SEG SEL - Pool Cover | Flat
Commercial | Pool Heater - SEG SEL - 96% Efficient Pool Heater for Indoor Pool | Flat
Commercial | Pool Heater - SEG SEL - 96% Efficient Pool Heater for Outdoor Pool | Flat
Commercial | Two Stage Valve for Clothes Dryer - SEG SEL - Two-Stage Valves for Commercial Gas Clothes Dryers | Clotheswasher
Commercial | Griddles - SEG SEL - Energy Star Gas Griddle | Cooking
Commercial | Steam Cookers - SEG SEL - Energy Star Gas Steamer | Cooking
Commercial | Conveyor Boilers - SEG SEL - Automatic Conveyor Broiler Gas | Cooking
Commercial | Fryers - SEG Restaurant - Energy Star Gas Fryer | Cooking
Commercial | Fryers - SEG SEL - Energy Star Gas Fryer | Cooking
Commercial | Advanced RTU Controls (ARC) - SEG All - Full ARC on RTUs | Commercial Space Heating
Commercial | Condensing Gas RTU - SEG All - Condensing Gas RTU (>90% Eff) | Commercial Space Heating
Commercial | Gas Boiler - SEG Office - Condensing Boiler (>= 94 AFUE) | Commercial Space Heating
Commercial | Gas Boiler - SEG Retail - Condensing Boiler (>= 94 AFUE) | Commercial Space Heating
Commercial | Gas Boiler - SEG School - Condensing Boiler (>= 94 AFUE) | Commercial Space Heating
Commercial | Gas Boiler - SEG University - Condensing Boiler (>= 94 AFUE) | Commercial Space Heating
Commercial | Gas Boiler - SEG Hospital - Condensing Boiler (>= 94 AFUE) | Commercial Space Heating
Commercial | Gas Boiler - SEG Residential Care - Condensing Boiler (>= 94 AFUE) | Commercial Space Heating
Commercial | Gas Boiler - SEG Lodging - Condensing Boiler (>= 94 AFUE) | Commercial Space Heating
Commercial | Gas Boiler - SEG Warehouse - Condensing Boiler (>= 94 AFUE) | Commercial Space Heating
Commercial | Gas Furnace - SEG All - Condensing Furnace(>=95 AFUE) | Commercial Space Heating
Commercial | Gas Furnace - SEG All - Gas-Fired Heat Pump (140% efficiency) | Commercial Space Heating
Commercial | Heat Recovery Ventilator - SEG Office - Heat Recovery Ventilator Installed | Commercial Space Heating
Commercial | Heat Recovery Ventilator - SEG Restaurant - Heat Recovery Ventilator Installed | Commercial Space Heating
Commercial | Heat Recovery Ventilator - SEG Retail - Heat Recovery Ventilator Installed | Commercial Space Heating
Commercial | Heat Recovery Ventilator - SEG Supermarket - Heat Recovery Ventilator Installed | Commercial Space Heating
Commercial | Heat Recovery Ventilator - SEG Warehouse - Heat Recovery Ventilator Installed | Commercial Space Heating
Commercial | Heat Recovery Ventilator - SEG School - Heat Recovery Ventilator Installed | Commercial Space Heating
Commercial | Heat Recovery Ventilator - SEG University - Heat Recovery Ventilator Installed | Commercial Space Heating
Commercial | Heat Recovery Ventilator - SEG Hospital - Heat Recovery Ventilator Installed | Commercial Space Heating
Commercial | Heat Recovery Ventilator - SEG Residential Care - Heat Recovery Ventilator Installed | Commercial Space Heating
Commercial | Heat Recovery Ventilator - SEG Lodging - Heat Recovery Ventilator Installed | Commercial Space Heating
Commercial | Heat Recovery Ventilator - SEG Other - Heat Recovery Ventilator Installed | Commercial Space Heating
Commercial | Kitchen Vent Hood VFD - SEG SEL - VFD on Kitchen Vent Hood | Commercial Space Heating
Commercial | Modulating Burner - SEG All - Modulating Boiler Burner | Commercial Space Heating
Commercial | Pipe Insulation - SEG Office - Pipe Insulation for Space Heating Boiler | Commercial Space Heating
Commercial | Pipe Insulation - SEG Restaurant - Pipe Insulation for Space Heating Boiler | Commercial Space Heating
Commercial | Pipe Insulation - SEG Retail - Pipe Insulation for Space Heating Boiler | Commercial Space Heating
Commercial | Pipe Insulation - SEG Supermarket - Pipe Insulation for Space Heating Boiler | Commercial Space Heating
Commercial | Pipe Insulation - SEG Warehouse - Pipe Insulation for Space Heating Boiler | Commercial Space Heating
Commercial | Pipe Insulation - SEG School - Pipe Insulation for Space Heating Boiler | Commercial Space Heating
Commercial | Pipe Insulation - SEG University - Pipe Insulation for Space Heating Boiler | Commercial Space Heating
Commercial | Pipe Insulation - SEG Hospital - Pipe Insulation for Space Heating Boiler | Commercial Space Heating
Commercial | Pipe Insulation - SEG Residential Care - Pipe Insulation for Space Heating Boiler | Commercial Space Heating
Commercial | Pipe Insulation - SEG Lodging - Pipe Insulation for Space Heating Boiler | Commercial Space Heating
Commercial | Pipe Insulation - SEG Other - Pipe Insulation for Space Heating Boiler | Commercial Space Heating
Commercial | Radiant Unit Heater - SEG Office - Radiant Unit Heater | Commercial Space Heating
Commercial | Radiant Unit Heater - SEG Restaurant - Radiant Unit Heater | Commercial Space Heating
Commercial | Radiant Unit Heater - SEG Retail - Radiant Unit Heater | Commercial Space Heating
Commercial | Radiant Unit Heater - SEG Supermarket - Radiant Unit Heater | Commercial Space Heating
Commercial | Radiant Unit Heater - SEG Warehouse - Radiant Unit Heater | Commercial Space Heating
Commercial | Radiant Unit Heater - SEG School - Radiant Unit Heater | Commercial Space Heating
Commercial | Radiant Unit Heater - SEG University - Radiant Unit Heater | Commercial Space Heating
Commercial | Radiant Unit Heater - SEG Hospital - Radiant Unit Heater | Commercial Space Heating
Commercial | Radiant Unit Heater - SEG Residential Care - Radiant Unit Heater | Commercial Space Heating
Commercial | Radiant Unit Heater - SEG Lodging - Radiant Unit Heater | Commercial Space Heating
Commercial | Radiant Unit Heater - SEG Other - Radiant Unit Heater | Commercial Space Heating
Commercial | Refrigeration - Retrofit Doors - HVAC Savings - SEG SEL - Add Cooler Doors to Open Display Cases | Commercial Space Heating
Commercial | Steam Traps - SEG Office - Steam Trap Repair or Replacement | Commercial Space Heating
Commercial | Steam Traps - SEG Restaurant - Steam Trap Repair or Replacement | Commercial Space Heating
Commercial | Steam Traps - SEG Retail - Steam Trap Repair or Replacement | Commercial Space Heating
Commercial | Steam Traps - SEG Supermarket - Steam Trap Repair or Replacement | Commercial Space Heating
Commercial | Steam Traps - SEG Warehouse - Steam Trap Repair or Replacement | Commercial Space Heating
Commercial | Steam Traps - SEG School - Steam Trap Repair or Replacement | Commercial Space Heating
Commercial | Steam Traps - SEG University - Steam Trap Repair or Replacement | Commercial Space Heating
Commercial | Steam Traps - SEG Hospital - Steam Trap Repair or Replacement | Commercial Space Heating
Commercial | Steam Traps - SEG Residential Care - Steam Trap Repair or Replacement | Commercial Space Heating
Commercial | Steam Traps - SEG Lodging - Steam Trap Repair or Replacement | Commercial Space Heating
Commercial | Steam Traps - SEG Other - Steam Trap Repair or Replacement | Commercial Space Heating
Commercial | Thermostat - SEG All - Smart Thermostats | Commercial Space Heating
Commercial | Gas Boiler Water Heat - SEG Office - Consensing Gas Water Heating Boiler (>= 90% EF) | Water Heating
Commercial | Gas Boiler Water Heat - SEG Restaurant - Consensing Gas Water Heating Boiler (>= 90% EF) | Water Heating
Commercial | Gas Boiler Water Heat - SEG Retail - Consensing Gas Water Heating Boiler (>= 90% EF) | Water Heating
Commercial | Gas Boiler Water Heat - SEG Supermarket - Consensing Gas Water Heating Boiler (>= 90% EF) | Water Heating
Commercial | Gas Boiler Water Heat - SEG Warehouse - Consensing Gas Water Heating Boiler (>= 90% EF) | Water Heating
Commercial | Gas Boiler Water Heat - SEG School - Consensing Gas Water Heating Boiler (>= 90% EF) | Water Heating
Commercial | Gas Boiler Water Heat - SEG University - Consensing Gas Water Heating Boiler (>= 90% EF) | Water Heating
Commercial | Gas Boiler Water Heat - SEG Hospital - Consensing Gas Water Heating Boiler (>= 90% EF) | Water Heating
Commercial | Gas Boiler Water Heat - SEG Residential Care - Consensing Gas Water Heating Boiler (>= 90% EF) | Water Heating
Commercial | Gas Boiler Water Heat - SEG Lodging - Consensing Gas Water Heating Boiler (>= 90% EF) | Water Heating
Commercial | Gas Boiler Water Heat - SEG Other - Consensing Gas Water Heating Boiler (>= 90% EF) | Water Heating
Commercial | Pipe Insulation Water Heat - SEG All - Pipe Insulation for Water Heating | Water Heating
Commercial | Recirculation Pumps - SEG All - Recirculation Pump Motor and Controls | Water Heating
Commercial | Tank Water Heater - SEG Office - Consensing Gas Storage Water Heater (>= 94% EF) | Water Heating
Commercial | Tank Water Heater - SEG Restaurant - Consensing Gas Storage Water Heater (>= 94% EF) | Water Heating
Commercial | Tank Water Heater - SEG Retail - Consensing Gas Storage Water Heater (>= 94% EF) | Water Heating
Commercial | Tank Water Heater - SEG Supermarket - Consensing Gas Storage Water Heater (>= 94% EF) | Water Heating
Commercial | Tank Water Heater - SEG Warehouse - Consensing Gas Storage Water Heater (>= 94% EF) | Water Heating
Commercial | Tank Water Heater - SEG School - Consensing Gas Storage Water Heater (>= 94% EF) | Water Heating
Commercial | Tank Water Heater - SEG University - Consensing Gas Storage Water Heater (>= 94% EF) | Water Heating
Commercial | Tank Water Heater - SEG Hospital - Consensing Gas Storage Water Heater (>= 94% EF) | Water Heating
Commercial | Tank Water Heater - SEG Residential Care - Consensing Gas Storage Water Heater (>= 94% EF) | Water Heating
Commercial | Tank Water Heater - SEG Lodging - Consensing Gas Storage Water Heater (>= 94% EF) | Water Heating
Commercial | Tank Water Heater - SEG Other - Consensing Gas Storage Water Heater (>= 94% EF) | Water Heating
Commercial | Tank Water Heater - SEG Office - Gas Absorption HPWH (106% EF to 140% EF) | Water Heating
Commercial | Tank Water Heater - SEG Restaurant - Gas Absorption HPWH (106% EF to 140% EF) | Water Heating
Commercial | Tank Water Heater - SEG Retail - Gas Absorption HPWH (106% EF to 140% EF) | Water Heating
Commercial | Tank Water Heater - SEG Supermarket - Gas Absorption HPWH (106% EF to 140% EF) | Water Heating
Commercial | Tank Water Heater - SEG Warehouse - Gas Absorption HPWH (106% EF to 140% EF) | Water Heating
Commercial | Tank Water Heater - SEG School - Gas Absorption HPWH (106% EF to 140% EF) | Water Heating
Commercial | Tank Water Heater - SEG University - Gas Absorption HPWH (106% EF to 140% EF) | Water Heating
Commercial | Tank Water Heater - SEG Hospital - Gas Absorption HPWH (106% EF to 140% EF) | Water Heating
Commercial | Tank Water Heater - SEG Residential Care - Gas Absorption HPWH (106% EF to 140% EF) | Water Heating
Commercial | Tank Water Heater - SEG Lodging - Gas Absorption HPWH (106% EF to 140% EF) | Water Heating
Commercial | Tank Water Heater - SEG Other - Gas Absorption HPWH (106% EF to 140% EF) | Water Heating
Commercial | Tankless Water Heater - SEG Office - Consensing Gas Instantaneous Water Heater (92% EF) | Water Heating
Commercial | Tankless Water Heater - SEG Restaurant - Consensing Gas Instantaneous Water Heater (92% EF) | Water Heating
Commercial | Tankless Water Heater - SEG Retail - Consensing Gas Instantaneous Water Heater (92% EF) | Water Heating
Commercial | Tankless Water Heater - SEG Supermarket - Consensing Gas Instantaneous Water Heater (92% EF) | Water Heating
Commercial | Tankless Water Heater - SEG Warehouse - Consensing Gas Instantaneous Water Heater (92% EF) | Water Heating
Commercial | Tankless Water Heater - SEG School - Consensing Gas Instantaneous Water Heater (92% EF) | Water Heating
Commercial | Tankless Water Heater - SEG University - Consensing Gas Instantaneous Water Heater (92% EF) | Water Heating
Commercial | Tankless Water Heater - SEG Hospital - Consensing Gas Instantaneous Water Heater (92% EF) | Water Heating
Commercial | Tankless Water Heater - SEG Residential Care - Consensing Gas Instantaneous Water Heater (92% EF) | Water Heating
Commercial | Thermostatic Shower Valve - SEG SEL - Thermostatic Shower Valve | Water Heating
Commercial | Ceiling Insulation - SEG All - Roof Insulation R-15 from R-0 | Commercial Space Heating
Commercial | Ceiling Insulation - SEG All - Roof Insulation R-30 from R-5 | Commercial Space Heating
Commercial | Wall Insulation - SEG All - Wall Insulation R-20 from R-0 | Commercial Space Heating
Commercial | Secondary Window Glazing - SEG Office - Secondary Glazing added to Single Pane Windows | Commercial Space Heating
Commercial | Secondary Window Glazing - SEG Restaurant - Secondary Glazing added to Single Pane Windows | Commercial Space Heating
Commercial | Secondary Window Glazing - SEG Retail - Secondary Glazing added to Single Pane Windows | Commercial Space Heating
Commercial | Secondary Window Glazing - SEG Supermarket - Secondary Glazing added to Single Pane Windows | Commercial Space Heating
Commercial | Secondary Window Glazing - SEG Warehouse - Secondary Glazing added to Single Pane Windows | Commercial Space Heating
Commercial | Secondary Window Glazing - SEG School - Secondary Glazing added to Single Pane Windows | Commercial Space Heating
Commercial | Secondary Window Glazing - SEG University - Secondary Glazing added to Single Pane Windows | Commercial Space Heating
Commercial | Secondary Window Glazing - SEG Hospital - Secondary Glazing added to Single Pane Windows | Commercial Space Heating
Commercial | Secondary Window Glazing - SEG Residential Care - Secondary Glazing added to Single Pane Windows | Commercial Space Heating
Commercial | Secondary Window Glazing - SEG Lodging - Secondary Glazing added to Single Pane Windows | Commercial Space Heating
Commercial | Secondary Window Glazing - SEG Other - Secondary Glazing added to Single Pane Windows | Commercial Space Heating
Commercial | Windows - SEG Office - Efficient Double Pane Windows U 0.25 from U 0.50 | Commercial Space Heating
Commercial | Windows - SEG Restaurant - Efficient Double Pane Windows U 0.25 from U 0.50 | Commercial Space Heating
Commercial | Windows - SEG Retail - Efficient Double Pane Windows U 0.25 from U 0.50 | Commercial Space Heating
Commercial | Windows - SEG Supermarket - Efficient Double Pane Windows U 0.25 from U 0.50 | Commercial Space Heating
Commercial | Windows - SEG Warehouse - Efficient Double Pane Windows U 0.25 from U 0.50 | Commercial Space Heating
Commercial | Windows - SEG School - Efficient Double Pane Windows U 0.25 from U 0.50 | Commercial Space Heating
Commercial | Windows - SEG University - Efficient Double Pane Windows U 0.25 from U 0.50 | Commercial Space Heating
Commercial | Windows - SEG Hospital - Efficient Double Pane Windows U 0.25 from U 0.50 | Commercial Space Heating
Commercial | Windows - SEG Residential Care - Efficient Double Pane Windows U 0.25 from U 0.50 | Commercial Space Heating
Commercial | Windows - SEG Lodging - Efficient Double Pane Windows U 0.25 from U 0.50 | Commercial Space Heating
Commercial | Windows - SEG Other - Efficient Double Pane Windows U 0.25 from U 0.50 | Commercial Space Heating
Commercial | Windows - SEG Office - Efficient Triple Pane Windows U 0.25 from Double Pane | Commercial Space Heating
Commercial | Windows - SEG Restaurant - Efficient Triple Pane Windows U 0.25 from Double Pane | Commercial Space Heating
Commercial | Windows - SEG Retail - Efficient Triple Pane Windows U 0.25 from Double Pane | Commercial Space Heating
Commercial | Windows - SEG Supermarket - Efficient Triple Pane Windows U 0.25 from Double Pane | Commercial Space Heating
Commercial | Windows - SEG Warehouse - Efficient Triple Pane Windows U 0.25 from Double Pane | Commercial Space Heating
Commercial | Windows - SEG School - Efficient Triple Pane Windows U 0.25 from Double Pane | Commercial Space Heating
Commercial | Windows - SEG University - Efficient Triple Pane Windows U 0.25 from Double Pane | Commercial Space Heating
Commercial | Windows - SEG Hospital - Efficient Triple Pane Windows U 0.25 from Double Pane | Commercial Space Heating
Commercial | Windows - SEG Residential Care - Efficient Triple Pane Windows U 0.25 from Double Pane | Commercial Space Heating
Commercial | Windows - SEG Lodging - Efficient Triple Pane Windows U 0.25 from Double Pane | Commercial Space Heating
Commercial | Windows - SEG Other - Efficient Triple Pane Windows U 0.25 from Double Pane | Commercial Space Heating
Commercial | SEM - SEG Office - Strategic Energy Management | Commercial Space Heating
Commercial | SEM - SEG Hospital - Strategic Energy Management | Commercial Space Heating
Commercial | SEM - SEG University - Strategic Energy Management | Commercial Space Heating
Commercial | SEM - SEG Other - Strategic Energy Management | Commercial Space Heating
Commercial | SEM - SEG Residential Care - Strategic Energy Management | Commercial Space Heating
Commercial | SEM - SEG School - Strategic Energy Management | Commercial Space Heating
Commercial | SEM - SEG Lodging - Strategic Energy Management | Commercial Space Heating
Commercial | SEM - SEG Retail - Strategic Energy Management | Commercial Space Heating
Commercial | SEM - SEG Restaurant - Strategic Energy Management | Commercial Space Heating
Commercial | SEM - SEG Supermarket - Strategic Energy Management | Commercial Space Heating
Commercial | SEM - SEG Warehouse - Strategic Energy Management | Commercial Space Heating
Commercial | Retrocommissioning - HVAC - SEG Office - Retrocommissioning | Commercial Space Heating
Commercial | Retrocommissioning - HVAC - SEG Hospital - Retrocommissioning | Commercial Space Heating
Commercial | Retrocommissioning - HVAC - SEG University - Retrocommissioning | Commercial Space Heating
Commercial | Retrocommissioning - HVAC - SEG Other - Retrocommissioning | Commercial Space Heating
Commercial | Retrocommissioning - HVAC - SEG Residential Care - Retrocommissioning | Commercial Space Heating
Commercial | Retrocommissioning - HVAC - SEG School - Retrocommissioning | Commercial Space Heating
Commercial | Retrocommissioning - HVAC - SEG Lodging - Retrocommissioning | Commercial Space Heating
Commercial | Retrocommissioning - HVAC - SEG Retail - Retrocommissioning | Commercial Space Heating
Commercial | Retrocommissioning - HVAC - SEG Restaurant - Retrocommissioning | Commercial Space Heating
Commercial | Retrocommissioning - HVAC - SEG Supermarket - Retrocommissioning | Commercial Space Heating
Commercial | Retrocommissioning - HVAC - SEG Warehouse - Retrocommissioning | Commercial Space Heating
Industrial | Gas Boiler - SEG Greenhouses - Condensing Boiler Upgrade | Commercial Space Heating
Industrial | Controller - SEG Greenhouses - Adding Controller | Commercial Space Heating
Industrial | IR Poly Film - SEG Greenhouses - Adding Infared Poly Film | Commercial Space Heating
Industrial | Thermal Shield - SEG Greenhouses - Adding Thermal Curtains | Commercial Space Heating
Industrial | Under Bench Heating - SEG Greenhouses - Adding Under Bench Heating | Commercial Space Heating
Industrial | Condensing Unit Heater - SEG Greenhouses - Efficient Condensing Unit Heater | Commercial Space Heating
Industrial | Custom HVAC - SEG SEL - Custom Space Heating | Commercial Space Heating
Industrial | Heat Recovery - SEG SEL - Recovery of Heat from Boiler | Commercial Space Heating
Industrial | HVAC Controls - SEG SEL - HVAC System with controls | Commercial Space Heating
Industrial | Custom O&M - SEG SEL - Custom O&M | Process Load
Industrial | Custom Process - SEG SEL - Efficiency Upgrades to Industrial Processes | Process Load
Industrial | Gas Boiler - Process Heat - SEG SEL - High-Efficiency Custom Boiler | Process Load
Industrial | Pipe Insulation - SEG SEL - Insulate Hot Water/Steam Lines | Process Load
Industrial | Process Insulation - SEG SEL - Insulation Installed on Process Equipment | Process Load
Industrial | Radiant Heating - SEG SEL - Efficient Gas Radiant Heating | Commercial Space Heating
Industrial | SEM - SEG SEL - Strategic Energy Management Savings | Process Load
Industrial | Steam Trap Maintenance - SEG SEL - Avoid Leaks and Malfunctions | Process Load
Industrial | Heat Pump Water Heater - SEG SEL - HPWH (150% eff) | Water Heating
Industrial | Tank Water Heater - SEG SEL - Condensing Tank/Tankless Water Heating | Water Heating
Industrial | Ceiling Insulation - SEG SEL - R30 from R0 Insulation | Commercial Space Heating
Industrial | Wall Insulation - SEG SEL - R15 from R0 Insulation | Commercial Space Heating
Industrial | Wall Insulation - SEG SEL - R35 from R15 Insulation | Commercial Space Heating