## Summary
Exhibit 2: 2025 Annual Conservation Plan Cost-Effectiveness Estimate
Summary
Electric Programs: Benefit Cost Summary | [5 empty] | Gas Programs: Benefit Cost Summary
Program Name | Energy Savings | Utility Costs | Present Value of Non-Energy Benefits | UCT | TRC | Program Name | Energy Savings | Utility Costs | Present Value of Non-Energy Benefits | UCT | TRC
Low Income Weatherization | 2150056.099 | 14610902.594 | 4544837.8251 | 0.34165 | 0.92865 | Low Income Weatherization | 21727.67 | 1981021.18 | 487289.9529 | 0.2906 | 0.71579
[5 empty] | LIW UC and TRC Excluded from REM total | [5 empty] | LIW UC and TRC Excluded from REM total
Single Family Retrofit (all subprograms) | 69477332.7771 | 21725984.28 | 2197456.3444 | 2.6215 | 1.841 | Single Family Retrofit (all subprograms) | 2529383.8973 | 19290297.14 | 6872030.0867 | 1.6999 | 1.902
Residential Lighting | 0 | 0 | 0 | 0 | 0 | Single Family Existing Space Heat | 447011.9 | 2696118.93 | 2072067.5609 | 3.3246 | 3.47
Single Family Existing Space Heat | 7325321 | 6521010.46 | 1259728.3166 | 2.0536 | 1.0348 | Single Family Existing Water Heat | 61231.1 | 666299.08 | 192519.0179 | 1.8534 | 1.7347
Single Family Existing Water Heat | 637466.48 | 833654.57 | 13456.3193 | 1.0308 | 1.1656 | Home Appliances | 4836 | 0 | 338541.5045 | 0 | 0
Home Appliances | 755323.95 | 952325.71 | 706540.128 | 1.082 | 1.3955 | Web-Enabled Thermostats | 195043.5 | 1735737.99 | 204685.8847 | 0.99567 | 0.99616
Web-Enabled Thermostats | 852882 | 809883.22 | 217731.5805 | 1.3072 | 1.493 | Single Family Existing Weatherization | 500077.2873 | 12395160.64 | 4064158.0087 | 1.4405 | 1.7666
Single Family Existing Weatherization | 1956799.3471 | 5156427.19 | 0 | 1.2984 | 1.3561 | Home Energy Reports | 1244780.11 | 1188260.52 | 0 | 1.4302 | 1.5732
Home Energy Reports | 43200000 | 1429073.82 | 0 | 4.3557 | 4.7913 | Efficiency Boost | 0 | 68573.98 | 0 | 0 | 0
Efficiency Boost | 0 | 77997.44 | 0 | 0 | 0 | Residential Midstream HVAC and Water Heat | 76404 | 540146 | 58.11 | 2.2916 | 0.9182
Residential Midstream HVAC and Water Heat | 14604340 | 5925853.01 | 0 | 4.6468 | 3.7295 | Single Family New Construction | 0 | 0 | 0 | 0 | 0
EV Chargers | 145200 | 19758.86 | 0 | 8.0848 | 0.54343 | Manufactured Home New Construction | 547.4 | 14800 | 0 | 0.63297 | 0.68098
Single Family New Construction | 2040600 | 2405211.31 | 291670.9598 | 2.2798 | 2.6686 | Multi-Family Retrofit | 17433.6 | 366523 | 51649.1373 | 1.0147 | 1.4421
Manufactured Home New Construction | 186128 | 327931.19 | 89543.8432 | 2.2559 | 2.6448 | Multi-Family New Construction | 3200 | 34020 | 0 | 1.5553 | 1.7109
Multi-Family Retrofit | 6755191 | 10535709.45 | 932454.8365 | 1.5334 | 1.6296 | Total Residential Energy Management (Includes LIW) | 2572292.5673 | 21686661.32 | 7410969.1769
Multi-Family New Construction | 4000000 | 2620384.81 | 0 | 2.1637 | 2.3801 | Total Residential Energy Management Cost-Effectiveness (No LIW) | 2550564.8973 | 19705640.14 | 6923679.224 | 1.6861 | 1.8945
Total Residential Energy Management (Includes LIW) | 84609307.8761 | 52226123.634 | 8055963.809 |  |  | Commercial/Industrial Retrofit (all subprograms) | 389000 | 2796608.63 | 0 | 2.1197 | 0.93618
Total Residential Energy Management Cost-Effectiveness (No LIW) | 82459251.7771 | 37615221.04 | 3511125.9839 | 2.2598 | 1.9111 | Commercial/Industrial Retrofit | 290000 | 2411563.14 | 0 | 2.1912 | 2.6533
Commercial/Industrial Retrofit (all subprograms) | 42500000 | 21488991.75 | 0 | 2.2189 | 1.2795 | Clean Buildings Accelerator | 75000 | 194011.69 | 0 | 2.4121 | 0.81577
Commercial/Industrial Retrofit | 8000000 | 5506652.46 | 0 | 1.6625 | 0.91994 | Industrial Energy Management | 24000 | 191033.8 | 0 | 0.92003 | 1.2229
Business Lighting Grants | 15600000 | 7173393.14 | 0 | 3.1602 | 1.6954 | Commercial/Industrial New Construction | 20000 | 259194.64 | 0 | 1.406 | 1.2229
Industrial Energy Management | 7500000 | 3612809.81 | 0 | 1.2456 | 0.98452 | Commercial Strategic Energy Management | 370000 | 890041.03 | 0 | 1.6296 | 1.6972
Clean Buildings Accelerator | 1300000 | 652922.1 | 0 | 1.5649 | 1.7213 | Pay for Performance | 13502 | 111322.34 | 0 | 2.0105 | 1.5074
SMB Virtual Commissioning | 3000000 | 933768.19 | 0 | 2.5312 | 2.7843 | Commercial Rebates (all subprograms) | 464970.55 | 3049244.2 | 1411474.2267 | 2.1864 | 2.1518
Telecommunications Efficiency | 7100000 | 3609446.05 | 0 | 2.2084 | 1.0054 | Commercial Foodservice | 171582 | 1494339.69 | 1411474.2267 | 1.5104 | 2.653
Commercial/Industrial New Construction | 3000000 | 1947448.37 | 0 | 2.2902 | 1.3706 | Commercial HVAC | 19428.55 | 127238.43 | 0 | 4.5069 | 3.0103
Commercial Strategic Energy Management | 13744500 | 2103677.28 | 0 | 2.4928 | 2.4714 | Commercial Midstream | 270270 | 1412866.08 | 0 | 2.6922 | 1.7579
Pay for Performance | 1000000 | 570196.79 | 0 | 2.2626 | 1.3578 | Small Business Direct Install | 3690 | 14800 | 0 | 2.2036 | 2.4239
Large Power User - Self-Directed Program 449 | 6000000 | 4381515.89 | 0 | 2.0937 | 1.5139 | Total Business Energy Management | 1257472.55 | 7106410.84 | 1411474.2267 | 2.0592 | 1.4454
Large Power User - Self Directed non-449 | 800000 | 1255283.24 | 0 | 0.86411 | 0.64393 | Residential Pilots | 0 | 0 | 0 | 0 | 0
Commercial Rebates (all subprograms) | 31486849.06 | 16185684.05 | 950216.2625 | 3.1528 | 3.3518 | Business Pilots | 0 | 0 | 0 | 0 | 0
Lighting to Go (AKA Business Lighting Markdowns) | 13500000 | 2559511.76 | 0 | 7.6647 | 8.4312 | Total Pilots | 0 | 0 | 0 | 0 | 0
Commercial Foodservice | 1162661 | 1048840.32 | 946843.2882 | 1.3338 | 2.0156 | NEEA Natural Gas Market Transformation | 0 | 2983459 | 0 | 0 | 0
Commercial HVAC | 684738.06 | 611133.51 | 3372.9743 | 1.3078 | 1.0367 | Targeted DSM Pilot | 0 | 267519.32
Commercial Midstream | 639450 | 592007.66 | 0 | 1.981 | 1.4348 | Total Regional Programs | 0 | 3250978.32 | 0 | 0 | 0
Small Business Direct Install | 13000000 | 8471833.83 | 0 | 2.2299 | 2.4529 | Total Portfolio Support | 0 | 2914698.77 | 0
Lodging Rebates | 2500000 | 2902356.97 | 0 | 1.3087 | 0.83886 | Total Research & Compliance | 0 | 435429.25 | 0
Total Business Energy Management | 98531349.06 | 47932797.37 | 1900432.525 | 2.3911 | 1.6834 | Total Gas Programs used in CE Calculations (Excludes LIW) | 3808037.4473 | 33413157.32 | 8335153.4507 | 1.4324 | 1.4674
Residential Pilots | 0 | 0 | 0 | 0 | 0 | Total Other Gas Programs | 0 | 180000 |  | n/a | n/a
Business Pilots | 0 | 0 |  | 0 | 0 | Total Gas Portfolio | 3829765.1173 | 35574178.5 | 8822443.4036
Total Pilots | 0 | 0 | 0 | - | -
Northwest Energy Efficiency Alliance | 18976749 | 6687538.2 | 0 | 1.7026 | 1.8728
Targeted DSM Pilot | 0 | 580292.28 |  | 0 | 0
Transmission & Distribution | 4403843.988 | 0 | 0 | 0 | 0 | NOTE: in both the electric and natural gas summary tables, all program anticipated expenditures are represented,
Total Regional Programs | 23380592.988 | 7267830.48 | 0 | 2.636 | 2.694 | as are the program UC and TRC ratios. However, consistent with the approach presented to the CRAG to exclude
Total Portfolio Support | 0 | 14526008.16 |  |  |  | Low Income Weatherization cost-effectiveness ratios from its Portfolio view, the Sector cost-effectiveness sub-totals indicated
Total Research & Compliance | 0 | 3294837.1 |  |  |  | in these Summary tables are linked to their respective program tables in the workbooks "Electric CE" and "Gas CE".
Total All Programs used in CE Calculations (Excludes LIW) | 204371193.8251 | 110636694.15 | 5411558.5089 | 1.9739 | 1.6098 | Readers will notice in those tables that all LIW values are excluded from the Sector sub-totals. As a result, those Sector
sub-totals are reduced (total of all REM programs minus LIW). Thus, it appears that the REM Sector and overall Portfolio do not
Total Other Electric Programs | 0 | 11171604.22 |  | n/a | n/a | these Summary tables, when in fact, it is simply PSE's representation of its commitment to calculate LIW cost-effective,
Total Electric Portfolio | 206521249.9241 | 136419200.964 | 9956396.334 |  |  | but exclude those figures from the overall Portfolio totals.
= LIW is excluded from Portfolio cost-effectiveness calculations.

## Electric CE
2025 Electric Cost-Effectiveness Tests:
| WACC | 6.8% |  |  | link | fill in | link | link | link | link | link | link | link | link | link | formula | formula | link | Link | formula | formula
| Program Number | Program Name | Accounting Code | Weighted Life | Weighted Measure Life by Program | Load Shape | kWh Savings | Program Overhead Costs | Total Incentive Payments | Customer Costs | Incremental Measure Costs | Other Contributions | Total Utility Costs | Total Resource Costs | Nominal Value of Non Energy Benefits | Present Value of Total Utility Program Costs in Time Zero* | Present Value of Total Resource Costs in Time Zero* | Utility Cost Test: Present Value Electric Savings In Time Zero | Present Value of Lifetime Non Energy Benefits | Utility Cost Test: Benefit Cost Ratio | Total Resource Cost Test: Benefit Cost Ratio
Return to Summary Page |  | Source/calculation: |  |  | I | [16 empty] | Order #
| Go to Gas Portfolio page | Follow Below Hyperlinks for Program Details |  |  |  |  | N | W | O | X | P |  | A18 | A20 |  |  |  | AM | AD
| E201 | Low Income Weatherization |  | 0 | 22.7979 | Varies by Measure | 2150056.099 | 438160.79 | 10701409.08 | 0 | 10701409.08 |  | 14610902.594 | 11139569.87 | 1324531.4871 | 13680620.4064 | 10430308.867 | 4673917.8802 | 4544837.8251 | 0.34165 | 0.92865
| E214 | Single Family Existing Subtotal |  |  |  |  | 69477332.7771 | 4519286.53 | 17081697.75 | 12401277.095 | 29511170.845 | 0 | 21725984.28 | 34030457.375 | 2631.2991 | 20342681.9101 | 31863724.1339 | 53329018.955 | 2197456.3444 | 2.6215 | 1.841
| E214 | Residential Lighting |  |  | #DIV/0! | Lighting | 0 | 0 | 0 | 0 | 0 |  | 0 | 0 | 0 | 0 | 0 | 0 | 0 | 0 | 0
| E214 | SF Existing Space Heat |  | 0.58601 | 16.3493 | Varies by Measure | 7325321 | 524605.46 | 5996405 | 9014545.86 | 15010950.86 |  | 6521010.46 | 15535556.32 | 2384.9634 | 6105815.0375 | 14546401.0487 | 12538854.7977 | 1259728.3166 | 2.0536 | 1.0348
| E214 | SF Existing Water Heat |  | 0.040549 | 13 | Varies by Measure | 637466.48 | 489154.57 | 344500 | -10296.245 | 334203.755 |  | 833654.57 | 823358.325 | 47.5374 | 780575.4401 | 770934.7612 | 804653.9482 | 13456.3193 | 1.0308 | 1.1656
| E214 | Home Appliances |  | 0.049247 | 13.325 | Varies by Measure | 755323.95 | 432325.71 | 520000 | 400653.7 | 920653.7 |  | 952325.71 | 1352979.41 | 134.3607 | 891690.7397 | 1266834.6536 | 964842.8703 | 706540.128 | 1.082 | 1.3955
| E214 | Web-Enabled Thermostat |  | 0.037105 | 8.8913 | Varies by Measure | 852882 | 202353.22 | 607530 | 125839.71 | 733369.71 |  | 809883.22 | 935722.93 | 64.4376 | 758317.6217 | 876145.0655 | 991258.2084 | 217731.5805 | 1.3072 | 1.493
| E214 | SF Existing Weatherization |  | 0.35529 | 37.1074 | Varies by Measure | 1956799.3471 | 468479.44 | 4562947.75 | 399373.07 | 4962320.82 |  | 5156427.19 | 5430800.26 | 0 | 4828115.3464 | 5085018.97 | 6268726.5761 | 0 | 1.2984 | 1.3561
| E214 | Home Energy Reports |  | 0.21138 | 1 | Varies by Measure | 43200000 | 770273.82 | 658800 | 0 | 658800 |  | 1429073.82 | 1429073.82 | 0 | 1338084.1011 | 1338084.1011 | 5828341.106 | 0 | 4.3557 | 4.7913
| E214 | Efficiency Boost |  | 0 | 0 | Varies by Measure | 0 | 77997.44 | 0 | 0 | 0 |  | 77997.44 | 77997.44 | 0 | 73031.3109 | 73031.3109 | 0 | 0 | 0 | 0
| E214 | Residential Midstream HVAC and Water Heat |  |  | 15 | Varies by Measure | 14604340 | 1534338.01 | 4391515 | 2195757 | 6587272 |  | 5925853.01 | 8121610.01 | 0 | 5548551.5075 | 7604503.7547 | 25782765.6492 | 0 | 4.6468 | 3.7295
| E214 | EV Chargers |  |  |  | Varies by Measure | 145200 | 19758.86 | 0 | 303600 | 303600 |  | 19758.86 | 323358.86 | 0 | 18500.8052 | 302770.4682 | 149575.7992 | 0 | 8.0848 | 0.54343
| E215 | Single Family New Construction |  |  | 31 | Varies by Measure | 2040600 | 695211.31 | 1710000 | -28196 | 1681804 |  | 2405211.31 | 2377015.31 | 6 | 2252070.515 | 2225669.7659 | 5134224.7294 | 291670.9598 | 2.2798 | 2.6686
| E215 | Energy Star Manufactured Home |  |  | 44.776 | Varies by Measure | 186128 | 94331.19 | 233600 | 15901.76 | 249501.76 |  | 327931.19 | 343832.95 | 150.274 | 307051.676 | 321940.9644 | 692669.2346 | 89543.8432 | 2.2559 | 2.6448
| E217 | Multifamily Retrofit |  |  | 25.4776 | Varies by Measure | 6755191 | 1319165.62 | 9206543.83 | 990698.645 | 10197242.475 |  | 10535709.45 | 11516408.095 | 2140.6692 | 9864896.4888 | 10783153.647 | 15127128.3775 | 932454.8365 | 1.5334 | 1.6296
| E218 | Multi-Family New Construction |  |  | 15 | Varies by Measure | 4000000 | 751384.81 | 1869000 | 0 | 1869000 |  | 2620384.81 | 2620384.81 | 0 | 2453543.8296 | 2453543.8296 | 5308709.5059 | 0 | 2.1637 | 2.3801
| Total Residential Energy Management | [5 empty] | 84609307.8761 | 7817540.25 | 40802250.66 | 13407877.5 | 54210128.16 | 0 | 52226123.634 | 62027668.41 | 1329459.7294 | 48900864.8258 | 58078341.2079 | 84265668.6827 | 8055963.809 | 1.7232 | 1.7347
| REM Less LIW (Per WAC 480-109-100(10) | [5 empty] | 82459251.7771 | 7379379.46 | 30100841.58 | 13407877.5 | 43508719.08 | 0 | 37615221.04 | 50888098.54 | 4928.2423 | 35220244.4195 | 47648032.3408 | 79591750.8024 | 3511125.9839 | 2.2598 | 1.9111
| E250 | Commercial/Industrial Retrofit Total |  |  |  |  | 42500000 | 7098991.75 | 14390000 | 19501800 | 33891800 |  | 21488991.75 | 40990791.75 | 0 | 20120778.7921 | 38380891.1517 | 44645018.3108 | 0 | 2.2189 | 1.2795
| E250 | Commercial/Industrial Retrofit |  | 0.44233 | 11.3 | Varies by Measure | 8000000 | 2106652.46 | 3400000 | 5440000 | 8840000 |  | 5506652.46 | 10946652.46 | 0 | 5156041.6292 | 10249674.588 | 8571938.2391 | 0 | 1.6625 | 0.91994
| E250 | Business Lighting Grants |  | 1.145 | 15 | Varies by Measure | 15600000 | 1713393.14 | 5460000 | 7534800 | 12994800 |  | 7173393.14 | 14708193.14 | 0 | 6716660.2434 | 13771716.4232 | 21226195.1853 | 0 | 3.1602 | 1.6954
| E250 | Industrial Energy Management |  | 0.21285 | 5.8 | Varies by Measure | 7500000 | 1277809.81 | 2335000 | 1415000 | 3750000 |  | 3612809.81 | 5027809.81 | 0 | 3382780.721 | 4707687.088 | 4213472.9274 | 0 | 1.2456 | 0.98452
| E250 | Industrial Optimization |  |  | #DIV/0! | Varies by Measure | 0 | 0 | 0 | 0 | 0 |  | 0 | 0 | 0 | 0 | 0 | 0 | 0 | 0 | 0
| E250 | Clean Buildings Accelerator |  | 0.031805 | 5 | Varies by Measure | 1300000 | 652922.1 | 0 | 0 | 0 |  | 652922.1 | 652922.1 | 0 | 611350.2809 | 611350.2809 | 956673.4767 | 0 | 1.5649 | 1.7213
| E250 | SMB Virtual Commissioning |  |  | 7 | Varies by Measure | 3000000 | 933768.19 | 0 | 0 | 0 |  | 933768.19 | 933768.19 | 0 | 874314.7846 | 874314.7846 | 2213085.4493 | 0 | 2.5312 | 2.7843
| E250 | Telecommunications Efficiency |  |  | 11.3 | Varies by Measure | 7100000 | 414446.05 | 3195000 | 5112000 | 8307000 |  | 3609446.05 | 8721446.05 | 0 | 3379631.133 | 8166147.9869 | 7463653.033 | 0 | 2.2084 | 1.0054
| E251 | Commercial/Industrial New Construction |  | 0.16587 | 11.3 | Varies by Measure | 3000000 | 552448.37 | 1395000 | 1632150 | 3027150 |  | 1947448.37 | 3579598.37 | 0 | 1823453.53 | 3351683.867 | 4176069.6289 | 0 | 2.2902 | 1.3706
| E253 | Commercial Strategic Energy Management |  |  | 3 | Varies by Measure | 13744500 | 1463677.28 | 640000 | 230400 | 870400 |  | 2103677.28 | 2334077.28 | 0 | 1969735.2809 | 2185465.618 | 4910066.2835 | 0 | 2.4928 | 2.4714
| E253 | Pay for Performance |  |  | 13.5 | Varies by Measure | 1000000 | 95196.79 | 475000 | 475000 | 950000 |  | 570196.79 | 1045196.79 | 0 | 533892.1255 | 978648.6798 | 1207971.3541 | 0 | 2.2626 | 1.3578
| E258 | Large Power User, Self-Directed 449 |  | 0.50496 | 17.2 | Varies by Measure | 6000000 | 229019.89 | 4152496 | 2283872.8 | 6436368.8 |  | 4381515.89 | 6665388.69 | 0 | 4102542.9682 | 6241000.6461 | 8589523.9552 | 0 | 2.0937 | 1.5139
| E258 | Large Power User, Self Directed non-449 |  |  | 14.18 | Varies by Measure | 800000 | 168583.24 | 1086700 | 597685 | 1684385 |  | 1255283.24 | 1852968.24 | 0 | 1175358.839 | 1734988.9888 | 1015641.8616 | 0 | 0.86411 | 0.64393
| E262 | Commercial Rebates Programs SUBTOTAL |  | 0 |  |  | 28986849.06 | 3337660.49 | 9945666.59 | 763897.49 | 10709564.08 | 0 | 13283327.08 | 14047224.57 | 118059.64 | 12437572.1723 | 13152831.9944 | 39213711.6178 | 950216.2625 | 3.1528 | 3.3518
| E262 | Lighting to Go--AKA Business Lighting Markdowns |  |  | 15 |  | 13500000 | 527776.34 | 2031735.42 | 0 | 2031735.42 |  | 2559511.76 | 2559511.76 | 0 | 2396546.5918 | 2396546.5918 | 18368822.7565 | 0 | 7.6647 | 8.4312
| E262 | Commercial Foodservice |  |  | 12 | Varies by Measure | 1162661 | 395377.32 | 653463 | 216373 | 869836 |  | 1048840.32 | 1265213.32 | 117942 | 982060.2247 | 1184656.6667 | 1309906.6474 | 946843.2882 | 1.3338 | 2.0156
| E262 | Commercial HVAC Rebates |  |  | 20.3069 | Varies by Measure | 684738.06 | 251033.51 | 360100 | 240399.49 | 600499.49 |  | 611133.51 | 851533 | 117.64 | 572222.3876 | 797315.5431 | 748380.6196 | 3372.9743 | 1.3078 | 1.0367
| E262 | Commercial Midstream |  |  | 15 | Varies by Measure | 639450 | 182507.66 | 409500 | 307125 | 716625 |  | 592007.66 | 899132.66 | 0 | 554314.2884 | 841884.5131 | 1098105.6065 | 0 | 1.981 | 1.4348
| E262 | Small Business Direct Install |  |  | 15 | Varies by Measure | 13000000 | 1980965.66 | 6490868.17 | 0 | 6490868.17 |  | 8471833.83 | 8471833.83 | 0 | 7932428.6798 | 7932428.6798 | 17688495.9878 | 0 | 2.2299 | 2.4529
| E262 | Lodging Rebates |  |  | 11.5 | Varies by Measure | 2500000 | 298383.13 | 2603973.84 | 2078448.3082 | 4682422.1482 |  | 2902356.97 | 4980805.2782 | 0 | 2717562.706 | 4663675.3541 | 3556537.4275 | 0 | 1.3087 | 0.83886
| Total Business Energy Management | [5 empty] | 98531349.06 | 13243960.94 | 34688836.43 | 27563253.5982 | 62252090.0282 | 0 | 47932797.37 | 75496050.9682 | 118059.64 | 44880896.4139 | 70689186.2998 | 107314540.4394 | 950216.2625 | 2.3911 | 1.6834
| E249 | Residential Pilots |  | 0 | 0 | Varies by Measure | 0 | - | 0 | 0 | 0 |  | 0 | 0 | 0 | 0 | 0 | 0 | 0 | 0 | 0
| E249 | Commercial Pilots |  |  | 0 | Varies by Measure | 0 | - | 0 | 0 | 0 |  | 0 | 0 | 0 | 0 | 0 | 0 | 0 | 0 | 0
| Total Pilots | [5 empty] | 0 | 0 | 0 | 0 | 0 | 0 | 0 | 0 | 0 | 0 | 0 | 0 | 0 | #DIV/0! | #DIV/0!
| E245 | Northwest Energy Efficiency Alliance |  | #DIV/0! | #DIV/0! | Flat | 18976749 | 6687538.2 | 0 | 0 | 0 |  | 6687538.2 | 6687538.2 | 0 | 6261739.8876 | 6261739.8876 | 10661069.0882 | 0 | 1.7026 | 1.8728
| E292 | Transmission & Distribution |  | 0.32322 | 15 | Flat | 4403843.988 | 0 | 0 | 0 | 0 |  | 0 | 0 | 0 | 0 | 0 | 5844682.1104 | 0 | 0 | 0 | 18230134
| E219 | Targeted DSM Pilot |  |  | #DIV/0! | Flat | 0 | 510292.28 | 0 | 0 | 0 |  | 580292.28 | 510292.28 | 0 | 0 | 477801.7603 | 0 | 0 | 0 | 0
| Total Regional Programs | [5 empty] | 23380592.988 | 7197830.48 | 0 | 0 | 0 | 0 | 7267830.48 | 7197830.48 | 0 | 6261739.8876 | 6739541.6479 | 16505751.1986 | 0 | 2.636 | 2.694
|  | Energy Efficiency Portfolio Support | [19 empty] | 18230745
|  | Data and Systems Services | 18230745 |  |  |  |  | 1062878.74 |  |  |  |  | 1062878.74 | 1062878.74 |  | 995204.8127 | 995204.8127 |  |  |  |  | 18230507
|  | Rebates Processing | 18230507 |  |  |  |  | 1110334.11 |  |  |  |  | 1110334.11 | 1110334.11 |  | 1039638.6798 | 1039638.6798 |  |  |  |  | 18230418
|  | Verification Team | 18230418 |  |  |  |  | 1100571.5 |  |  |  |  | 1100571.5 | 1100571.5 |  | 1030497.6592 | 1030497.6592 |  |  |  |  | 18230810
|  | Programs Support | 18230810 |  |  |  |  | 1238114.57 |  |  |  |  | 1238114.57 | 1238114.57 |  | 1159283.3052 | 1159283.3052 |  |  |  |  | 18230730
|  | Trade Ally Memberships | 18230730 |  |  |  |  | 174000 |  |  |  |  | 174000 | 174000 |  | 162921.3483 | 162921.3483 |  |  |  |  | 18230746
|  | Trade Ally Network [net of (revenue) + cost] | 18230568 |  |  |  |  | -24018.1 |  |  |  |  | -24018.1 | -24018.1 |  | -22488.8577 | -22488.8577 |  |  |  |  | 18230411
|  | EnergyCAP | 18230052 |  |  |  |  | 2374307.82 |  |  |  |  | 2374307.82 | 2374307.82 |  | 2223134.6629 | 2223134.6629 |  |  |  |  | 18230610
|  | Energy Advisors | 18230575 |  |  |  |  | 1509836.89 |  |  |  |  | 1509836.89 | 1509836.89 |  | 1413704.9532 | 1413704.9532 |  |  |  |  | 18230811
|  | Equity Support | 18230032 |  |  |  |  | 43635 |  |  |  |  | 43635 | 43635 |  | 40856.7416 | 40856.7416
|  | Energy Efficient Communities | 18230576 |  |  |  |  | 1261822.45 |  |  |  |  | 1261822.45 | 1261822.45 |  | 1181481.6948 | 1181481.6948 |  |  |  |  | 18230508 | 18230408 | 18230400 | 18230509
|  | Customer Digital Services | [10 empty] | 0 | 0 |  | 0 | 0 |  |  |  |  | 18230466
|  | Customer Digital Experience | 18230571 |  |  |  |  | 467556.81 |  |  |  |  | 467556.81 | 467556.81 |  | 437787.2753 | 437787.2753 |  |  |  |  | 18230466
|  | Customer Awareness Tools | 18230572 |  |  |  |  | 766656.85 |  |  |  |  | 766656.85 | 766656.85 |  | 717843.4925 | 717843.4925 |  |  |  |  | 18230466
|  | PSE Marketplace | 18230509 |  |  |  |  | 295989.42 |  |  |  |  | 295989.42 | 295989.42 |  | 277143.6517 | 277143.6517 |  |  |  |  | 18230466
|  | Market Integration | 18230573 |  |  |  |  | 2599476.52 |  |  |  |  | 2599476.52 | 2599476.52 |  | 2433966.779 | 2433966.779 |  |  |  |  | 18230487
|  | Events | 18230574 |  |  |  |  | 544845.58 |  |  |  |  | 544845.58 | 544845.58 |  | 510155.0375 | 510155.0375
|  | Portfolio Support Subtotal |  |  |  |  | 0 | 14526008.16 | 0 | 0 | 0 | 0 | 14526008.16 | 14526008.16 | 0 | 13601131.236 | 13601131.236 | 0 | 0 |  |  | 18230809
|  | Conservation Supply Curves | 18230564 |  |  |  |  | 591697.45 |  |  |  |  | 591697.45 | 591697.45 |  | 554023.8296 | 554023.8296 |  |  |  |  | 18230469
|  | Strategic Planning | 18230561 |  |  |  |  | 778451.94 |  |  |  |  | 778451.94 | 778451.94 |  | 728887.5843 | 728887.5843 |  |  |  |  | 18230413
|  | Market Research | 18230560 |  |  |  |  | 165616.58 |  |  |  |  | 165616.58 | 165616.58 |  | 155071.7041 | 155071.7041 |  |  |  |  | 18230802
|  | Program Evaluation | 18230563 |  |  |  |  | 1558895.11 |  |  |  |  | 1558895.11 | 1558895.11 |  | 1459639.6161 | 1459639.6161 |  |  |  |  | 18230624
|  | Biennial Electric Conservation Acquisition Review | 18230559 |  |  |  |  | 58000 |  |  |  |  | 58000 | 58000 |  | 54307.1161 | 54307.1161
|  | Technlogy Evaluation | 18230511 |  |  |  |  | 142176.02 |  |  |  |  | 142176.02 | 142176.02 |  | 133123.6142 | 133123.6142
|  | Research and Compliance Subtotal |  |  |  |  | 0 | 3294837.1 | 0 | 0 | 0 | 0 | 3294837.1 | 3294837.1 | 0 | 3085053.4644 | 3085053.4644
| Grand Total All Electric Programs Included in CE Calculations | [5 empty] | 204371193.8251 | 45642016.14 | 64789678.01 | 40971131.0982 | 105760809.1082 | 0 | 110636694.15 | 151402825.2482 |  | 103049065.4213 | 141762944.9889 | 203412042.4404 | 4461342.2464 | 1.9739 | 1.6098
|  | Other Customer Programs | [19 empty] | 18230128
|  | Net Metering | 18230128 |  |  |  |  | 4282165.07 |  |  |  |  | 4282165.07 | 4282165.07 | 0 | 4009517.8558 | 4009517.8558 |  |  |  |  | 18230133
|  | Demand Response Pilot | 18230566 |  |  |  |  | 420000 |  |  |  |  | 420000 | 420000 |  | 393258.427 | 393258.427
|  | Demand Response Admin | 18230753 |  |  |  |  | 6469439.15 |  |  |  |  | 6469439.15 | 6469439.15 |  | 6057527.294 | 6057527.294
|  | Other Programs Subtotal | [5 empty] | 11171604.22 | 0 | 0 | 0 | 0 | 11171604.22 | 11171604.22 | 0 | 10460303.5768 | 10460303.5768 | 0 | 0

## Gas CE
2025 Gas Cost-Effectiveness Tests:
| WACC | 6.8% |  |  | link | fill in | link | link | link | link | link | link | link | link | link | formula | formula | link | Link | formula | formula
| Prog. No. | Program Name | Accounting Code | Weight Life | Weighted Measure Life by Program | Load Shape | Therm Savings | Program Overhead Costs | Total Incentive Payments | Customer Costs | Incremental Measure Costs | Other Contributions | Total Utility Costs | Total Resource Costs | Nominal Value of Non Energy Benefits | Present Value of Total Utility Costs in Time Zero | Present Value of Total Resource Costs in Time Zero | Present Value Therm Savings In Time Zero | Present Value of Lifetime Non Energy Benefits | Utility Cost Test: Benefit Cost Ratio | Total Resource Cost Test: Benefit Cost Ratio
Return to Summary Page | Go to Electric Portfolio Page | Follow Below Hyperlinks for Program Details | [16 empty] | AD |  |  | Order Number
| G203 | G201 LIW {G} |  |  | 27.5775 | Varies by Measure | 21727.67 | 69002.27 | 1542733.7 | 30 | 1542763.7 |  | 1981021.18 | 1611765.97 | 168264.09 | 1854888.7453 | 1509144.1667 | 539030.7575 | 487289.9529 | 0.2906 | 0.71579
| G214 | Single Family Existing Subtotal |  |  |  |  | 2529383.8973 | 2739504.89 | 15003615.35 | 5080558.58 | 20084173.93 | 0 | 19290297.14 | 22823678.82 | 960.9155 | 18062075.9738 | 21370485.7865 | 30704112.1991 | 6872030.0867 | 1.6999 | 1.902
| G214 | SF Existing Space Heat |  |  | 19.2658 | Varies by Measure | 447011.9 | 222643.93 | 1514755 | 1741765.98 | 3256520.98 |  | 2696118.93 | 3479164.91 | 712.1525 | 2524455.927 | 3257645.0468 | 8392739.4427 | 2072067.5609 | 3.3246 | 3.47
| G214 | SF Existing Water Heat |  |  | 20.2157 | Res Water Heat | 61231.1 | 209899.08 | 456400 | 235335.2 | 691735.2 |  | 666299.08 | 901634.28 | 76.1163 | 623875.5431 | 844226.8539 | 1156304.1708 | 192519.0179 | 1.8534 | 1.7347
| G214 | Home Energy Assessments |  |  | 0 | Varies by Measure |  | 0 | 0 | 0 | 0 |  | 0 | 0 | 0 | 0 | 0 | 0 | 0 | 0 | 0
| G214 | Home Appliances |  |  | 14 | Varies by Measure | 4836 | 0 | 0 | 0 | 0 |  | 0 | 0 | 37.9628 | 0 | 0 | 68014.5203 | 338541.5045 | 0 | 0
| G214 | Web-Enabled Thermostats |  |  | 7 | Varies by Measure | 195043.5 | 922287.99 | 813450 | 392094.15 | 1205544.15 |  | 1735737.99 | 2127832.14 | 25.815 | 1625222.8371 | 1992352.191 | 1618192.8199 | 204685.8847 | 0.99567 | 0.99616
| G214 | SF Existing Weatherization |  |  | 39.3088 | Varies by Measure | 500077.2873 | 513618.49 | 11293085.25 | 1768576.25 | 13061661.5 |  | 12395160.64 | 13575279.99 | 101.9946 | 11605955.6554 | 12710936.3202 | 16718649.2659 | 4064158.0087 | 1.4405 | 1.7666
| G214 | Home Energy Reports |  |  | 1 | Varies by Measure | 1244780.11 | 649517.42 | 538743.1 | 0 | 538743.1 |  | 1188260.52 | 1188260.52 | 0 | 1112603.4831 | 1112603.4831 | 1591234.7574 | 0 | 1.4302 | 1.5732
| G214 | Efficiency Boost |  |  | 0 | Varies by Measure | 0 | 68573.98 | 0 | 0 | 0 |  | 68573.98 | 68573.98 | 0 | 64207.8464 | 64207.8464 | 0 | 0 | 0 | 0
| G214 | Residential Midstream HVAC & Water Heat |  |  | 15.1994 | Varies by Measure | 76404 | 152964 | 387182 | 942787 | 1329969 |  | 540146 | 1482933 | 6.8743 | 505754.6816 | 1388514.0449 | 1158977.2221 | 58.11 | 2.2916 | 0.9182
| G215 | Single Family New Construction |  |  | #DIV/0! | Varies by Measure | 0 | 0 | 0 | 0 | 0 |  | 0 | 0 | 0 | 0 | 0 | 0 | 0 | 0 | 0
| G215 | Manufactured Home New Construction |  |  | 15.6785 | Varies by Measure | 547.4 | 0 | 14800 | 332.14 | 15132.14 |  | 14800 | 15132.14 | 0 | 13857.6779 | 14168.6704 | 8771.4369 | 0 | 0.63297 | 0.68098
| G217 | Multi-Family Retrofit |  |  | 22.1111 | Varies by Measure | 17433.6 | 111999.86 | 189523.14 | 20410.66 | 209933.8 |  | 366523 | 321933.66 | 1804.8126 | 343186.3296 | 301436.0112 | 348215.3971 | 51649.1373 | 1.0147 | 1.4421
| G218 | Multi-Family New Construction |  |  | 15 | Varies by Measure | 3200 | 10920 | 23100 | 0 | 23100 |  | 34020 | 34020 | 0 | 31853.9326 | 31853.9326 | 49543.9347 | 0 | 1.5553 | 1.7109
| Total Residential Efficiency Programs | [5 empty] | 2572292.5673 | 2931427.02 | 16773772.19 | 5101331.38 | 21875103.57 |  | 21686661.32 | 24806530.59 | 171029.8181 | 20305862.6592 | 23227088.5674 | 31649673.7253 | 7410969.1769 | 1.5586 | 1.8179
| REM Less LIW (Consistent with WAC 480-109-100(10) | [5 empty] | 2550564.8973 | 2862424.75 | 15231038.49 | 5101301.38 | 20332339.87 | 0 | 19705640.14 | 23194764.62 | 2765.7281 | 18450973.9139 | 21717944.4007 | 31110642.9678 | 6923679.224 | 1.6861 | 1.8945
| G250 | C/I Retrofit Total |  |  |  |  | 389000 | 1054318.63 | 1742290 | 3843325 | 5585615 | 0 | 2796608.63 | 6639933.63 | 0 | 2618547.4064 | 6217166.3202 | 5550565.5473 | 0 | 2.1197 | 0.98206
| G250 | Commercial/Industrial Retrofit |  |  | 18.16 | Varies by Measure | 290000 | 731313.14 | 1680250 | 3797365 | 5477615 |  | 2411563.14 | 6208928.14 | 0 | 2258017.9213 | 5813603.1273 | 4947823.6294 | 0 | 2.1912 | 0.93618
| G250 | Clean Buildings Accelerator |  |  | 5 | Varies by Measure | 75000 | 194011.69 | 0 | 0 | 0 |  | 194011.69 | 194011.69 | 0 | 181658.8858 | 181658.8858 | 438174.8754 | 0 | 2.4121 | 2.6533
| G250 | Industrial Energy Management |  |  | 6.7 | Varies by Measure | 24000 | 128993.8 | 62040 | 45960 | 108000 |  | 191033.8 | 236993.8 | 0 | 178870.5993 | 221904.3071 | 164567.0425 | 0 | 0.92003 | 0.81577
| G251 | Commercial/Industrial New Construction |  |  | 18.16 | Varies by Measure | 20000 | 113194.64 | 146000 | 68620 | 214620 |  | 259194.64 | 327814.64 | 0 | 242691.6105 | 306942.5468 | 341229.2158 | 0 | 1.406 | 1.2229
| G253 | Commercial Strategic Energy Management |  |  | 3 | Varies By Measure | 370000 | 717541.03 | 172500 | 50025 | 222525 |  | 890041.03 | 940066.03 | 0 | 833371.7509 | 880211.6386 | 1358059.4257 | 0 | 1.6296 | 1.6972
| G253 | Pay for Performance |  |  | 16 | Varies By Measure | 13502 | 71322.34 | 40000 | 52000 | 92000 |  | 111322.34 | 163322.34 | 0 | 104234.4007 | 152923.5393 | 209567.0541 | 0 | 2.0105 | 1.5074
| G262 | Commercial Rebates Subtotal |  |  |  |  | 464970.55 | 1424280.2 | 1624964 | 1059318.5 | 2684282.5 |  | 3049244.2 | 4108562.7 | 175818 | 2855097.5655 | 3846968.8202 | 6242341.5135 | 1411474.2267 | 2.1864 | 2.1518
| G262 | Commercial Foodservice |  |  | 12 | Varies By Measure | 171582 | 740583.69 | 753756 | 9709 | 763465 |  | 1494339.69 | 1504048.69 | 175818 | 1399194.4663 | 1408285.2903 | 2113371.164 | 1411474.2267 | 1.5104 | 2.653
| G262 | Commercial HVAC |  |  | 36.1259 | Varies by Measure | 19428.55 | 49888.43 | 77350 | 82307.5 | 159657.5 |  | 127238.43 | 209545.93 | 0 | 119137.1067 | 196204.0543 | 536941.272 | 0 | 4.5069 | 3.0103
| G262 | Commercial Midstream |  |  | 13 | Varies by Measure | 270270 | 633808.08 | 779058 | 967302 | 1746360 |  | 1412866.08 | 2380168.08 | 0 | 1322908.3146 | 2228621.7978 | 3561492.9243 | 0 | 2.6922 | 1.7579
| G262 | Small Business Direct Install |  |  | 6.9512 | Comm Space Heat | 3690 | 0 | 14800 | 0 | 14800 |  | 14800 | 14800 | 0 | 13857.6779 | 13857.6779 | 30536.1532 | 0 | 2.2036 | 2.4239
| Total Commercial Programs | [5 empty] | 1257472.55 | 3380656.84 | 3725754 | 5073288.5 | 8799042.5 |  | 7106410.84 | 12179699.34 | 175818 | 6653942.7341 | 11404212.8652 | 13701762.7565 | 1411474.2267 | 2.0592 | 1.4454
| G245 | NEEA Gas Market Transformation Study |  |  | 5 | Comm Flat | 0 | 2983459 | 0 | 0 | 0 |  | 2983459 | 2983459 | 0 | 2793500.9363 | 2793500.9363 | 0 | 0 | 0 | 0 | 18230660
| G219 | Targeted DSM Pilot |  |  | 0 | Comm Space Heat | 0 | 235519.32 | 0 | 0 | 0 |  | 267519.32 | 235519.32 | 0 | 250486.2547 | 220523.7079 | 0 | 0 | 0 | 0 | 18230218
| Total Regional Programs | [5 empty] | 0 | 3218978.32 | 0 | 0 | 0 | 0 | 3250978.32 | 3218978.32 | 0 | 3043987.191 | 3014024.6442 | 0 | 0 | 0 | 0
| G249 | Residential Pilots |  |  |  |  | 0 | 0 | 0 | 0 | 0 |  | 0 | 0 | 0 | 0 | 0 | 0 | 0 | 0 | 0
| G249 | Commercial |  |  |  |  | 0 | 0 | 0 | 0 | 0 |  | 0 | 0 | 0 | 0 | 0 | 0 | 0 | 0 | 0
| Total Pilots | [5 empty] | 0 | 0 | 0 | 0 | 0 | 0 | 0 | 0 | 0 | 0 | 0 | 0 | 0 | #DIV/0! | #DIV/0!
Energy Efficiency Portfolio Support
|  | Data and Systems Services | 18231005 |  |  |  |  | 168960.38 |  |  |  |  | 168960.38 | 168960.38 |  | 158202.603 | 158202.603 |  |  |  |  | 18231005
|  | Rebates Processing | 18230659 |  |  |  |  | 152299.04 |  |  |  |  | 152299.04 | 152299.04 |  | 142602.0974 | 142602.0974 |  |  |  |  | 18230659
|  | Verification Team | 18230668 |  |  |  |  | 153558.65 |  |  |  |  | 153558.65 | 153558.65 |  | 143781.5075 | 143781.5075 |  |  |  |  | 18230668
|  | Programs Support | 18230688 |  |  |  |  | 185005.63 |  |  |  |  | 185005.63 | 185005.63 |  | 173226.2453 | 173226.2453 |  |  |  |  | 18230688
|  | Trade Ally Memberships | 18230698 |  |  |  |  | 26000 |  |  |  |  | 26000 | 26000 |  | 24344.5693 | 24344.5693 |  |  |  |  | 18230698
|  | Trade Ally Network (revenue + cost) | 18230268 |  |  |  |  | -16361.9 |  |  |  |  | -16361.9 | -16361.9 |  | -15320.1311 | -15320.1311 |  |  |  |  | 18231031
|  | Energy CAP | 18230231 |  |  |  |  | 734707.82 |  |  |  |  | 734707.82 | 734707.82 |  | 687928.6704 | 687928.6704 |  |  |  |  | 18230667
|  | Energy Advisors | 18230226 |  |  |  |  | 241271.46 |  |  |  |  | 241271.46 | 241271.46 |  | 225909.6067 | 225909.6067
|  | Public Participation - Equity | 18230230 |  |  |  |  | 43635 |  |  |  |  | 43635 | 43635 |  | 40856.7416 | 40856.7416
|  | Energy Efficient Communities | 18230227 |  |  |  |  | 189665.14 |  |  |  |  | 189665.14 | 189665.14 |  | 177589.0824 | 177589.0824
|  | Customer Digital Services | [5 empty] | 0 |  |  |  |  | 0 | 0 |  | 0 | 0
|  | Digital Experience | 18230228 |  |  |  |  | 0 |  |  |  |  | 0 | 0 |  | 0 | 0 |  |  |  |  | 18230704
|  | Customer Digital Experience | 18230271 |  |  |  |  | 97650.91 |  |  |  |  | 97650.91 | 97650.91 |  | 91433.4363 | 91433.4363
|  | Cutomer Awareness Tools | 18230272 |  |  |  |  | 159198.94 |  |  |  |  | 159198.94 | 159198.94 |  | 149062.6779 | 149062.6779 |  |  |  |  | 18230657
|  | PSE Marketplace | 18230662 |  |  |  |  | 294786.31 |  |  |  |  | 294786.31 | 294786.31 |  | 276017.1442 | 276017.1442 |  |  |  |  | 18230665 | 18230737 | 18230690 | 18230662
|  | Market Integration | 18230224 |  |  |  |  | 396629.6 |  |  |  |  | 396629.6 | 396629.6 |  | 371376.03 | 371376.03 |  |  |  |  | 18230732
|  | Events | 18230225 |  |  |  |  | 87691.79 |  |  |  |  | 87691.79 | 87691.79 |  | 82108.4176 | 82108.4176 |  |  |  |  | 18230675
|  | Portfolio Support Subtotal |  |  |  |  | 0 | 2914698.77 | 0 | 0 | 0 | 0 | 2914698.77 | 2914698.77 | 0 | 2729118.6985 | 2729118.6985 | 0 | 0
|  | Conservation Supply Curves | 18230264 |  |  |  |  | 88837.86 |  |  |  |  | 88837.86 | 88837.86 |  | 83181.5169 | 83181.5169 |  |  |  |  | 18230703
|  | Strategic Planning | 18230261 |  |  |  |  | 114121.87 |  |  |  |  | 114121.87 | 114121.87 |  | 106855.6835 | 106855.6835 |  |  |  |  | 18230679
|  | Market Research | 18230260 |  |  |  |  | 25782.41 |  |  |  |  | 25782.41 | 25782.41 |  | 24140.8333 | 24140.8333 |  |  |  |  | 18230669
|  | Program Evaluation | 18230263 |  |  |  |  | 175568.11 |  |  |  |  | 175568.11 | 175568.11 |  | 164389.6161 | 164389.6161 |  |  |  |  | 18230699
|  | Biennial Conservation Acquisition Review | 18230262 |  |  |  |  | 8700 |  |  |  |  | 8700 | 8700 |  | 8146.0674 | 8146.0674 |  |  |  |  | 18230699
|  | Technlogy Evaluation | 18230229 |  |  |  |  | 22419 |  |  |  |  | 22419 | 22419 |  | 20991.573 | 20991.573
|  | Research and Compliance Subtotal |  |  |  |  | 0 | 435429.25 | 0 | 0 | 0 | 0 | 435429.25 | 435429.25 | 0 | 407705.2903 | 407705.2903
| Total Energy Efficiency Portfolio Support, Research and Compliance | [5 empty] | 0 | 3350128.02 | 0 | 0 | 0 | 0 | 3350128.02 | 3350128.02 | 0 | 3136823.9888 | 3136823.9888 | 0 | 0
| Grand Total All Gas Programs included in CE Calculations | [5 empty] | 3808037.4473 | 12812187.93 | 18956792.49 | 10174589.88 | 29131382.37 | 0 | 33413157.32 | 41943570.3 | 178583.7281 | 31285727.8277 | 39273005.8989 | 44812405.7243 | 8335153.4507 | 1.4324 | 1.4674
Other Customer Programs
|  | Net Metering | [5 empty] | 0 |  |  |  |  | 0 | 0 | 0 | 0 | 0
|  | Demand Response Pilot | 18230266 |  |  |  |  | 180000 |  |  |  |  | 180000 | 180000 |  | 168539.3258 | 168539.3258
|  | Other Energy Efficiency Programs Subtotal | [5 empty] | 180000 | 0 | 0 | 0 | 0 | 180000 | 180000 | 0 | 168539.3258 | 168539.3258 | 0 | 0

## Program Costs
Entered | TARIFFID | ORDERNAME | ORDERNUM | Labor | Overhead | Marketing | Employee Expense | Outside Services | Materials | Miscellaneous | DBtC | Revenue | Total | Total -DBTC | Tariff Group
| n/a E507 | EnergyCAP {E} | 18230052 | 244455 | 193852.82 | 0 | 0 | 1936000 | 0 | 0 | 0 | 0 | 2374307.82 | 2374307.82 | Energy Efficiency Portfolio Support
| n/a G507 | EnergyCAP {G} | 18230231 | 244455 | 193852.82 | 0 | 0 | 296400 | 0 | 0 | 0 | 0 | 734707.82 | 734707.82 | Business Energy Management
| n/a E65 | Biennial Conservation Acquisition Review {E} | 18230559 | 0 | 0 | 0 | 0 | 58000 | 0 | 0 | 0 | 0 | 58000 | 58000 | Energy Efficiency Portfolio Support
|  | Biennial Conservation Acquisition Review {G} | 18230262 | 0 | 0 | 0 | 0 | 8700 | 0 | 0 | 0 | 0 | 8700 | 8700
| E250 | Business Lighting - Grants {E} | 18230724 | 852980 | 676413.14 | 25000 | 34000 | 105000 | 20000 | 0 | 5460000 | 0 | 7173393.14 | 1713393.14 | Business Energy Management
x | E250 | Clean Buildings Accelerator {E} | 18230013 | 110386 | 87536.1 | 32000 | 8000 | 407000 | 0 | 8000 | 0 | 0 | 652922.1 | 652922.1 | Energy Efficiency Portfolio Support
| G250 | Clean Buildings Accelerator {G} | 18230220 | 49644 | 39367.69 | 8000 | 2000 | 93000 | 0 | 2000 | 0 | 0 | 194011.69 | 194011.69 | Residential Energy Management
| E262 | Commercial Foodservice {E} | 18230716 | 6612 | 5243.32 | 12520 | 950 | 369952 | 100 | 0 | 653463 | 0 | 1048840.32 | 395377.32 | Pilots
| G262 | Commercial Foodservice {G} | 18231027 | 103673 | 82212.69 | 112680 | 8550 | 432568 | 900 | 0 | 753756 | 0 | 1494339.69 | 740583.69 | Energy Efficiency Portfolio Support
| E262 | Commercial HVAC Rebates {E} | 18230718 | 101413 | 80420.51 | 64200 | 4000 | 0 | 1000 | 0 | 360100 | 0 | 611133.51 | 251033.51 | Pilots
| G262 | Commercial HVAC Rebates {G} | 18231029 | 27824 | 22064.43 | 0 | 0 | 0 | 0 | 0 | 77350 | 0 | 127238.43 | 49888.43 | Energy Efficiency Portfolio Support
| E251 | Commercial Industrial New Construction {E} | 18230715 | 265462 | 210511.37 | 10500 | 4725 | 35000 | 5250 | 21000 | 1395000 | 0 | 1947448.37 | 552448.37 | Business Energy Management
| G251 | Commercial Industrial New Construction {G} | 18230706 | 44852 | 35567.64 | 4500 | 2025 | 15000 | 2250 | 9000 | 146000 | 0 | 259194.64 | 113194.64 | Other Customer Programs
| E250 | Commercial Industrial Retrofit {E} | 18230711 | 951563 | 754589.46 | 20000 | 25000 | 245000 | 3500 | 107000 | 3400000 | 0 | 5506652.46 | 2106652.46 | Energy Efficiency Research & Compliance
| G250 | Commercial Industrial Retrofit {G} | 18230731 | 347637 | 275676.14 | 5000 | 3000 | 70000 | 1500 | 28500 | 1680250 | 0 | 2411563.14 | 731313.14 | Residential Energy Management
| E262 | Commercial Midstream HVAC and Water Heat {E} | 18230524 | 62863 | 49850.36 | 0 | 1500 | 67794.3 | 500 | 0 | 409500 | 0 | 592007.66 | 182507.66 | Business Energy Management
| G262 | Commercial Midstream HVAC and Water Heat {G} | 18230248 | 154801 | 122757.19 | 0 | 0 | 346249.89 | 0 | 10000 | 779058 | 0 | 1412866.08 | 633808.08 | Energy Efficiency Research & Compliance
| E249C | Commercial Pay for Performance Pilot {E} | 18230140 | #N/A | #N/A | #N/A | #N/A | #N/A | #N/A | #N/A | #N/A | #N/A | #N/A | #N/A | Business Energy Management
| G249C | Commercial Pay for Performance Pilot {G} | 18230640 | #N/A | #N/A | #N/A | #N/A | #N/A | #N/A | #N/A | #N/A | #N/A | #N/A | #N/A | Residential Energy Management
| E253 | Commercial Strategic Energy Management {E} | 18230723 | 677588 | 537327.28 | 3500 | 16500 | 224762 | 2500 | 1500 | 640000 | 0 | 2103677.28 | 1463677.28 | Business Energy Management
| G253 | Commercial Strategic Energy Management {G} | 18230691 | 304896 | 241782.53 | 1500 | 6000 | 161862.5 | 1000 | 500 | 172500 | 0 | 890041.03 | 717541.03 | Regional Efficiency Programs
| n/a E61 | Conservation Supply Curves {E} | 18230564 | 153278 | 121549.45 | 0 | 870 | 316000 | 0 | 0 | 0 | 0 | 591697.45 | 591697.45 | Energy Efficiency Portfolio Support
| n/a G61 | Conservation Supply Curves {G} | 18230264 | 23334 | 18503.86 | 0 | 0 | 47000 | 0 | 0 | 0 | 0 | 88837.86 | 88837.86 | Pilots
| n/a E510 | Customer Awareness Tools {E} | 18230572 | 40965 | 32485.25 | 0 | 250 | 692956.6 | 0 | 0 | 0 | 0 | 766656.85 | 766656.85 | Energy Efficiency Portfolio Support
| n/a G510 | Customer Awareness Tools {G} | 18230272 | 30900 | 24503.7 | 0 | 250 | 103545.24 | 0 | 0 | 0 | 0 | 159198.94 | 159198.94 | Residential Energy Management
| n/a E510 | Customer Online Experience {E} | 18230571 | 16530 | 13108.29 | 0 | 0 | 437918.52 | 0 | 0 | 0 | 0 | 467556.81 | 467556.81 | Energy Efficiency Portfolio Support
| n/a G510 | Customer Online Experience {G} | 18230271 | 17967 | 14247.83 | 0 | 0 | 65436.08 | 0 | 0 | 0 | 0 | 97650.91 | 97650.91 | Residential Energy Management
| n/a E501 | Data and Systems Services {E} | 18230745 | 437523 | 346955.74 | 0 | 8700 | 269700 | 0 | 0 | 0 | 0 | 1062878.74 | 1062878.74 | Business Energy Management
| n/a G501 | Data and Systems Services {G} | 18231005 | 71032 | 56328.38 | 0 | 1300 | 40300 | 0 | 0 | 0 | 0 | 168960.38 | 168960.38 | Energy Efficiency Portfolio Support
|  | Demand Response Pilot {E} | 18230566 | 0 | 0 | 0 | 0 | 420000 | 0 | 0 | 0 | 0 | 420000 | 420000
|  | Demand Response Pilot {G} | 18230266 | 0 | 0 | 0 | 0 | 180000 | 0 | 0 | 0 | 0 | 180000 | 180000
| n/a E510 | Digital Experience {E} | 18230577 | 0 | 0 | 0 | 0 | 0 | 0 | 0 | 0 | 0 | 0 | 0 | Energy Efficiency Portfolio Support
| n/a G510 | Digital Experience {G} | 18230228 | 0 | 0 | 0 | 0 | 0 | 0 | 0 | 0 | 0 | 0 | 0 | Residential Energy Management
| n/a E503 | EES Verification {E} | 18230418 | 530157 | 420414.5 | 0 | 20000 | 120000 | 10000 | 0 | 0 | 0 | 1100571.5 | 1100571.5 | Energy Efficiency Research & Compliance
| n/a G503 | EES Verification {G} | 18230668 | 78393 | 62165.65 | 0 | 2000 | 10000 | 1000 | 0 | 0 | 0 | 153558.65 | 153558.65 | Residential Energy Management
| E214 | Efficiency Boost {E} | 18230751 | 23423 | 18574.44 | 36000 | 0 | 0 | 0 | 0 | 0 | 0 | 77997.44 | 77997.44 | Energy Efficiency Portfolio Support
| G214 | Efficiency Boost {G} | 18230254 | 24860 | 19713.98 | 24000 | 0 | 0 | 0 | 0 | 0 | 0 | 68573.98 | 68573.98 | Regional Efficiency Programs
| E214 | Electric Vehicle Chargers | 18230016 | 11020 | 8738.86 | 0 | 0 | 0 | 0 | 0 | 0 | 0 | 19758.86 | 19758.86
| n/a E508 | Energy Advisors {E} | 18230575 | 842073 | 667763.89 | 0 | 0 | 0 | 0 | 0 | 0 | 0 | 1509836.89 | 1509836.89 | Energy Efficiency Portfolio Support
| n/a G508 | Energy Advisors {G} | 18230226 | 134563 | 106708.46 | 0 | 0 | 0 | 0 | 0 | 0 | 0 | 241271.46 | 241271.46 | Pilots
|  | Energy Efficiency Technology Evaluation {E} | 18230511 | 6512 | 5164.02 | 0 | 0 | 130500 | 0 | 0 | 0 | 0 | 142176.02 | 142176.02
|  | Energy Efficiency Technology Evaluation {G} | 18230229 | 1628 | 1291 | 0 | 0 | 19500 | 0 | 0 | 0 | 0 | 22419 | 22419
| n/a E509 | Energy Efficient Communities {E} | 18230576 | 649650 | 515172.45 | 17000 | 34000 | 20000 | 26000 | 0 | 0 | 0 | 1261822.45 | 1261822.45 | Energy Efficiency Portfolio Support
| n/a G509 | Energy Efficient Communities {G} | 18230227 | 98980 | 78491.14 | 2600 | 3647 | 2600 | 3347 | 0 | 0 | 0 | 189665.14 | 189665.14 | Pilots
|  | Public Participation - Equity {E} | 18230032 | 0 | 0 | 0 | 0 | 39620 | 4015 | 0 | 0 | 0 | 43635 | 43635
|  | Public Participation - Equity {G} | 18230230 | 0 | 0 | 0 | 0 | 39620 | 4015 | 0 | 0 | 0 | 43635 | 43635
| E251 | ESG New Construction {E} | 18231136 | #N/A | #N/A | #N/A | #N/A | #N/A | #N/A | #N/A | #N/A | #N/A | #N/A | #N/A | Business Energy Management
| n/a E512 | Events {E} | 18230574 | 102089 | 80956.58 | 0 | 0 | 344400 | 17400 | 0 | 0 | 0 | 544845.58 | 544845.58 | Energy Efficiency Portfolio Support
| n/a G512 | Events {G} | 18230225 | 16001 | 12688.79 | 0 | 0 | 56402 | 2600 | 0 | 0 | 0 | 87691.79 | 87691.79 | Residential Energy Management
| E292 | Generation Transmission and Distribution {E} | 18230713 | 0 | 0 | 0 | 0 | 0 | 0 | 0 | 0 | 0 | 0 | 0 | Business Energy Management
| E258 | High Voltage Program 40 46 49 {E} | 18230721 | 94023 | 74560.24 | 0 | 0 | 0 | 0 | 0 | 1086700 | 0 | 1255283.24 | 168583.24 | Business Energy Management
| E258 | High Voltage Program 449 {E} | 18230720 | 127730 | 101289.89 | 0 | 0 | 0 | 0 | 0 | 4152496 | 0 | 4381515.89 | 229019.89 | Business Energy Management
| E214 | Home Appliances {E} | 18230434 | 58185 | 46140.71 | 72000 | 1000 | 255000 | 0 | 0 | 520000 | 0 | 952325.71 | 432325.71 | Business Energy Management
| E249R | Home Energy Display Pilot {E} | 18230749 | 0 | 0 | 0 | 0 | 0 | 0 | 0 | 0 | 0 | 0 | 0 | Residential Energy Management
| E214 | Home Energy Reports {E} | 18230461 | 57495 | 45593.54 | 0 | 1450 | 665735.28 | 0 | 0 | 658800 | 0 | 1429073.82 | 770273.82 | Residential Energy Management
| G214 | Home Energy Reports {G} | 18230738 | 57495 | 45593.54 | 0 | 600 | 545828.88 | 0 | 0 | 538743.1 | 0 | 1188260.52 | 649517.42 | Energy Efficiency Portfolio Support
| E249R | Hybrid Heating Pilot {E} | 18230526 | #N/A | #N/A | #N/A | #N/A | #N/A | #N/A | #N/A | #N/A | #N/A | #N/A | #N/A | Residential Energy Management
| G249R | Hybrid Heating Pilot {G} | 18230222 | #N/A | #N/A | #N/A | #N/A | #N/A | #N/A | #N/A | #N/A | #N/A | #N/A | #N/A | Pilots
| E250 | Industrial Energy Management {E} | 18231137 | 621199 | 492610.81 | 30000 | 24000 | 110000 | 0 | 0 | 2335000 | 0 | 3612809.81 | 1277809.81 | Business Energy Management
| G250 | Industrial Energy Management {G} | 18231037 | 71943 | 57050.8 | 0 | 0 | 0 | 0 | 0 | 62040 | 0 | 191033.8 | 128993.8 | Regional Efficiency Programs
| E262 | Lighting to Go {E} | 18230714 | 113002 | 89610.59 | 10000 | 4000 | 309163.75 | 1000 | 1000 | 2031735.42 | 0 | 2559511.76 | 527776.34 | Business Energy Management
| BTL | LIW Macquarie {SH} | 42650207 | #N/A | #N/A | #N/A | #N/A | #N/A | #N/A | #N/A | #N/A | #N/A | #N/A | #N/A | Below the Line
| BTL | LIW Microsoft Settlement {SH} | 42651700 | #N/A | #N/A | #N/A | #N/A | #N/A | #N/A | #N/A | #N/A | #N/A | #N/A | #N/A | Below the Line
| G262 | Lodging Direct Install {G} | 18230269 | 0 | 0 | 0 | 0 | 0 | 0 | 0 | 0 | 0 | 0 | 0 | Energy Efficiency Portfolio Support
| E262 | Lodging Rebates {E} | 18230569 | 117782 | 93401.13 | 85200 | 1500 | 0 | 500 | 0 | 2603973.84 | 0 | 2902356.97 | 298383.13 | Business Energy Management
| G262 | Lodging Rebates {G} | 18230221 | #N/A | #N/A | #N/A | #N/A | #N/A | #N/A | #N/A | #N/A | #N/A | #N/A | #N/A | Energy Efficiency Research & Compliance
| E201 | Low Income Weatherization {E} | 18230611 | 175745 | 139365.79 | 97200 | 2000 | 22500 | 1350 | 0 | 14172741.804 | 0 | 14610902.594 | 438160.79 | Business Energy Management
| G201 | Low Income Weatherization {G} | 18230661 | 30704 | 24348.27 | 10800 | 500 | 2500 | 150 | 0 | 1912018.91 | 0 | 1981021.18 | 69002.27 | Energy Efficiency Research & Compliance
| BTL | Low Income Weatherization {SH} | 42650195 | #N/A | #N/A | #N/A | #N/A | #N/A | #N/A | #N/A | #N/A | #N/A | #N/A | #N/A | Below the Line
| E215 | Manufactured Home New Construction {E} | 18230071 | 15801 | 12530.19 | 6000 | 0 | 60000 | 0 | 0 | 233600 | 0 | 327931.19 | 94331.19 | Energy Efficiency Research & Compliance
| G215 | Manufactured Home New Construction {G} | 18230752 | 0 | 0 | 0 | 0 | 0 | 0 | 0 | 14800 | 0 | 14800 | 0 | Residential Energy Management
| n/a E511 | Market Integration {E} | 18230573 | 256004 | 203011.17 | 1735911.35 | 0 | 404550 | 0 | 0 | 0 | 0 | 2599476.52 | 2599476.52 | Energy Efficiency Portfolio Support
| n/a G511 | Market Integration {G} | 18230224 | 42828 | 33962.6 | 259389 | 0 | 60450 | 0 | 0 | 0 | 0 | 396629.6 | 396629.6 | Residential Energy Management
| n/a E63 | Market Research {E} | 18230560 | 74717 | 59250.58 | 0 | 0 | 31649 | 0 | 0 | 0 | 0 | 165616.58 | 165616.58 | Business Energy Management
| n/a G63 | Market Research {G} | 18230260 | 11742 | 9311.41 | 0 | 0 | 4729 | 0 | 0 | 0 | 0 | 25782.41 | 25782.41 | Residential Energy Management
| E218 | Multi Family New Construction {E} | 18230486 | 109484 | 86820.81 | 20000 | 0 | 535080 | 0 | 0 | 1869000 | 0 | 2620384.81 | 751384.81 | Residential Energy Management
| G218 | Multi Family New Construction {G} | 18230673 | 0 | 0 | 0 | 0 | 10920 | 0 | 0 | 23100 | 0 | 34020 | 10920 | Residential Energy Management
| E217 | Multi Family Retrofit {E} | 18230407 | 123120 | 97634.16 | 30000 | 1500 | 1066911.46 | 0 | 0 | 9216543.83 | 0 | 10535709.45 | 1319165.62 | Residential Energy Management
| G217 | Multi Family Retrofit {G} | 18230736 | 19734 | 15649.06 | 5000 | 500 | 71116.8 | 0 | 0 | 254523.14 | 0 | 366523 | 111999.86 | Residential Energy Management
| xG254 | NEEA Gas Market Transformation {G} | 18230660 | 0 | 0 | 0 | 0 | 2983459 | 0 | 0 | 0 | 0 | 2983459 | 2983459 | Energy Efficiency Research & Compliance
| E150 | Net Metering {E} | 18230128 | 730990 | 579675.07 | 20000 | 10000 | 241500 | 0 | 2700000 | 0 | 0 | 4282165.07 | 4282165.07 | Regional Efficiency Programs
| E254 | NW Energy Efficiency Alliance {E} | 18230421 | 0 | 0 | 0 | 0 | 6687538.2 | 0 | 0 | 0 | 0 | 6687538.2 | 6687538.2 | Business Energy Management
| E253 | Pay for Performance {E} | 18236102 | 51030 | 40466.79 | 700 | 3000 | 0 | 0 | 0 | 475000 | 0 | 570196.79 | 95196.79 | Business Energy Management
| G253 | Pay for Performance {G} | 18231039 | 37380 | 29642.34 | 300 | 0 | 0 | 0 | 4000 | 40000 | 0 | 111322.34 | 71322.34 | Business Energy Management
| n/a E64 | Program Evaluation {E} | 18230563 | 171966.6 | 136369.51 | 0 | 6525 | 1244034 | 0 | 0 | 0 | 0 | 1558895.11 | 1558895.11 | Energy Efficiency Portfolio Support
| n/a G64 | Program Evaluation {G} | 18230263 | 26201.4 | 20777.71 | 0 | 975 | 127614 | 0 | 0 | 0 | 0 | 175568.11 | 175568.11 | Business Energy Management
| n/a E504 | Programs Support {E} | 18230810 | 671118 | 532196.57 | 0 | 34800 | 0 | 0 | 0 | 0 | 0 | 1238114.57 | 1238114.57 | Energy Efficiency Portfolio Support
| n/a G504 | Programs Support {G} | 18230688 | 100282 | 79523.63 | 0 | 5200 | 0 | 0 | 0 | 0 | 0 | 185005.63 | 185005.63 | Residential Energy Management
| n/a E510 | PSE Marketplace {E} | 18230509 | 64969 | 51520.42 | 137500 | 2500 | 39500 | 0 | 0 | 0 | 0 | 295989.42 | 295989.42 | Energy Efficiency Portfolio Support
| n/a G510 | PSE Marketplace {G} | 18230662 | 64298 | 50988.31 | 137500 | 2500 | 39500 | 0 | 0 | 0 | 0 | 294786.31 | 294786.31 | Residential Energy Management
| n/a E502 | Rebates Processing {E} | 18230507 | 504927 | 400407.11 | 0 | 20000 | 180000 | 5000 | 0 | 0 | 0 | 1110334.11 | 1110334.11 | Energy Efficiency Research & Compliance
| n/a G502 | Rebates Processing {G} | 18230659 | 74623 | 59176.04 | 0 | 3500 | 14000 | 1000 | 0 | 0 | 0 | 152299.04 | 152299.04 | Energy Efficiency Portfolio Support
| E214 | Residential Lighting {E} | 18230440 | 0 | 0 | 0 | 0 | 0 | 0 | 0 | 0 | 0 | 0 | 0 | Residential Energy Management
| E214 | Residential Midstream HVAC and Water Heat {E} | 18230162 | 129415 | 102626.1 | 0 | 1500 | 1300296.91 | 500 | 0 | 4391515 | 0 | 5925853.01 | 1534338.01 | Operations and Maintenance
| G214 | Residential Midstream HVAC and Water Heat {G} | 18230161 | 0 | 0 | 0 | 0 | 152964 | 0 | 0 | 387182 | 0 | 540146 | 152964 | Other Customer Programs
| E214 | Residential Showerheads {E} | 18230435 | #N/A | #N/A | #N/A | #N/A | #N/A | #N/A | #N/A | #N/A | #N/A | #N/A | #N/A | Business Energy Management
| G214 | Residential Showerheads {G} | 18230700 | #N/A | #N/A | #N/A | #N/A | #N/A | #N/A | #N/A | #N/A | #N/A | #N/A | #N/A | Energy Efficiency Portfolio Support
| E253 | Resource Accounting Software {E} | 18230502 | #N/A | #N/A | #N/A | #N/A | #N/A | #N/A | #N/A | #N/A | #N/A | #N/A | #N/A | Business Energy Management
| G253 | Resource Accounting Software {G} | 18231033 | #N/A | #N/A | #N/A | #N/A | #N/A | #N/A | #N/A | #N/A | #N/A | #N/A | #N/A | Business Energy Management
| E249R | Retail Choice {E} | 18230750 | #N/A | #N/A | #N/A | #N/A | #N/A | #N/A | #N/A | #N/A | #N/A | #N/A | #N/A | Residential Energy Management
| G249R | Retail Choice {G} | 18230256 | 0 | 0 | 0 | 0 | 0 | 0 | 0 | 0 | 0 | 0 | 0 | Pilots
| E214 | SF Existing Space Heat {E} | 18230628 | 117906 | 93499.46 | 270000 | 1200 | 40000 | 2000 | 0 | 5996405 | 0 | 6521010.46 | 524605.46 | Energy Efficiency Portfolio Support
| G214 | SF Existing Space Heat {G} | 18230638 | 14324 | 11358.93 | 195761 | 1200 | 0 | 0 | 0 | 2473475 | 0 | 2696118.93 | 222643.93 | Energy Efficiency Portfolio Support
| E214 | SF Existing Water Heat {E} | 18230626 | 113862 | 90292.57 | 154000 | 1000 | 130000 | 0 | 0 | 344500 | 0 | 833654.57 | 489154.57 | Below the Line
| G214 | SF Existing Water Heat {G} | 18230249 | 65476.34 | 51922.74 | 89000 | 1000 | 1000 | 0 | 1500 | 456400 | 0 | 666299.08 | 209899.08 | Other Customer Programs
| E214 | SF Existing Weatherization {E} | 18230627 | 133452 | 105827.44 | 112500 | 1200 | 65000 | 50500 | 0 | 4687947.75 | 0 | 5156427.19 | 468479.44 | Residential Energy Management
| G214 | SF Existing Weatherization {G} | 18230637 | 126558 | 100360.49 | 125000 | 1200 | 110000 | 50500 | 0 | 11881542.15 | 0 | 12395160.64 | 513618.49 | Regional Efficiency Programs
| E215 | Single Family New Construction {E} | 18230405 | 37825 | 29995.23 | 30000 | 0 | 597391.08 | 0 | 0 | 1710000 | 0 | 2405211.31 | 695211.31 | Energy Efficiency Research & Compliance
| G215 | Single Family New Construction {G} | 18230684 | 0 | 0 | 0 | 0 | 0 | 0 | 0 | 0 | 0 | 0 | 0 | Residential Energy Management
| E262 | Small Business Direct Install {E} | 18230570 | 122194 | 96899.84 | 129500 | 6000 | 1624371.82 | 1000 | 1000 | 6490868.17 | 0 | 8471833.83 | 1980965.66 | Business Energy Management
| G262 | Small Business Direct Install {G} | 18230273 | 0 | 0 | 0 | 0 | 0 | 0 | 0 | 14800 | 0 | 14800 | 0 | Energy Efficiency Portfolio Support
| E214 | Smart Thermostats {E} | 18230023 | 59026 | 46807.62 | 22000 | 100 | 73419.6 | 1000 | 0 | 607530 | 0 | 809883.22 | 202353.22 | Below the Line
| G214 | Smart Thermostats {G} | 18230687 | 83845 | 66489.09 | 100000 | 2000 | 669953.9 | 0 | 0 | 813450 | 0 | 1735737.99 | 922287.99 | Energy Efficiency Portfolio Support
| E250 | SMB Virtual Commissioning {E} | 18230015 | 15487 | 18281.19 | 0 | 0 | 900000 | 0 | 0 | 0 | 0 | 933768.19 | 933768.19 | Energy Efficiency Portfolio Support
| G250 | SMB Virtual Commissioning {G} | 18230223 | #N/A | #N/A | #N/A | #N/A | #N/A | #N/A | #N/A | #N/A | #N/A | #N/A | #N/A | Residential Energy Management
| E249C | SMB Virtual Commissioning Pilot {E} | 18231128 | #N/A | #N/A | #N/A | #N/A | #N/A | #N/A | #N/A | #N/A | #N/A | #N/A | #N/A | Residential Energy Management
| G249C | SMB Virtual Commissioning Pilot {G} | 18231038 | 0 | 0 | 0 | 0 | 0 | 0 | 0 | 0 | 0 | 0 | 0 | Residential Energy Management
| E217 | State Grants {E} | 18230747 | #N/A | #N/A | #N/A | #N/A | #N/A | #N/A | #N/A | #N/A | #N/A | #N/A | #N/A | Residential Energy Management
| n/a E62 | Strategic Planning {E} | 18230561 | 426883.4 | 338518.54 | 0 | 13050 | 0 | 0 | 0 | 0 | 0 | 778451.94 | 778451.94 | Energy Efficiency Portfolio Support
| n/a G62 | Strategic Planning {G} | 18230261 | 62561 | 49610.87 | 0 | 1950 | 0 | 0 | 0 | 0 | 0 | 114121.87 | 114121.87 | Residential Energy Management
| E249A | Targeted Demand Response {E} | 18230133 | #N/A | #N/A | #N/A | #N/A | #N/A | #N/A | #N/A | #N/A | #N/A | #N/A | #N/A | Operations and Maintenance
| E271 | Demand Response Admin {E} | 18230753 | 621550 | 492889.15 | 2000000 | 100000 | 380000 | 20000 | 2855000 | 0 | 0 | 6469439.15 | 6469439.15 | Business Energy Management
| E219 | Targeted DSM {E} | 18230567 | 166588 | 132104.28 | 10000 | 1600 | 200000 | 0 | 0 | 70000 | 0 | 580292.28 | 510292.28 | Business Energy Management
| G219 | Targeted DSM {G} | 18230267 | 91868 | 72851.32 | 10000 | 800 | 60000 | 0 | 0 | 32000 | 0 | 267519.32 | 235519.32 | Residential Energy Management
| E250 | Telecommunications Efficiency {E} | 18239043 | 45550 | 36121.15 | 0 | 0 | 332774.9 | 0 | 0 | 3195000 | 0 | 3609446.05 | 414446.05 | Business Energy Management
| n/a E505 | Trade Ally Memberships {E} | 18230730 | 0 | 0 | 0 | 0 | 174000 | 0 | 0 | 0 | 0 | 174000 | 174000 | Energy Efficiency Portfolio Support
| n/a G505 | Trade Ally Memberships {G} | 18230698 | 0 | 0 | 0 | 0 | 26000 | 0 | 0 | 0 | 0 | 26000 | 26000 | Residential Energy Management
| n/a E506 | Trade Ally Network {E} | 18230568 | 208300 | 165181.9 | 20000 | 5000 | 60000 | 2000 | 500 | 0 | -485000 | -24018.1 | -24018.1 | Energy Efficiency Portfolio Support
| n/a G506 | Trade Ally Network {G} | 18230268 | 131700 | 104438.1 | 20000 | 5000 | 60000 | 2000 | 500 | 0 | -340000 | -16361.9 | -16361.9 | Business Energy Management

## E201 LIW {E}
Rtn to Summary |  | Order Number | Program Name | Discount Rate: | 6.8% | [9 empty] | Paste in incentives but use DBtC for Total
| Program: | 18230611 | Low Income Weatherization {E}
| paste |  |  | paste | paste | paste | paste | paste | paste | paste | paste | paste | paste | Paste | paste | paste | paste | paste | Formula: G + H | Formula: (O/A10)*T | Formula: N - M | Formula: O/A10 | Formula: W*A8 | Formula: Q - P | Formula: X + DBtC | Formula: Q + X | Formula: Z/(1+ElecDiscountRate)^1 | Formula: AA/(1+ElecDiscountRate)^1 | Formula: -PV (ElecDiscount Rate,T,R)*J | Formula: - PV (ElecDiscount Rate, T, S)*J |  | AF*J*K |  | AH*J*L | AG + AI |  | AG +AI -AK | formula: Logic to lookup from AC tables and adjust by savings and quantity | Formula: Utility Savings (AM)*1.1+AD+AE | formula: AM/AB | formula: AN/AC
| Sch. No. | Order Number | Program Name | Measure Version | Measure Name | First Period Measure Life | Second period Measure Life | Electric End-Use Type | Number of units offered | Savings per Unit Period 1 | Savngs per Unit Period 2 | Incentives Per Unit | Incremental Measure Cost per Unit | Total First Year Savings | Total Incentive | Total Incremental Measure Cost | Unit First Year Non-Energy Benefits | Unit Annual Net Equipment O&M | Total Measure Life | Weighted Life | Agency or Customer Cost per Unit | Percent Unit overhead | Program Overhead Cost | Total Customer Cost | Total Utility Program Costs | Total Resource Cost | PV Total Utility Program Costs | PV Total Resource Costs | PV Total Non-Energy Benefits | PV Total Net Equipment O&M | Unit PV First period Savings for 1 kWh | Total First Period Savings | Unit PV Savings for Second Period for 1 kWh | Total Second period Savings | Unadjusted Total | Decrement | Final UC Total Savings | PV Total Savings UC | PV Total Savings TRC | UC B/C Ratio | TRC B/C Ratio
DBTC: | E201 | 18230611 | Low Income Weatherization {E} | - | Shareholder | [12 empty] | 0 | 0 | 0 | 0 | 0% | 0 | 0 | 0 | 0 | 0 | 0 | #VALUE! | 0 | #N/A | #N/A | #N/A | #N/A | #N/A | #N/A | #N/A | 0 | #VALUE! | 0 | #VALUE!
14172741.804 | E201 | 18230611 | Low Income Weatherization {E} | - | Repairs - Year 2 | 1 | 0 |  | 1 | 0 | 0 | 1322300 | 1322300 | 0 | 1322300 | 1322300 | 1322300 |  | 1 | 0 | 0 | 0% | 0 | 0 | 0 | 1322300 | 0 | 1238108.6142 | 1238108.6142 | 0 | #N/A | #N/A | #N/A | #N/A | #N/A | #N/A | #N/A | 0 | 1238108.6142 | 0 | 1
Program Costs: | E201 | 18230611 | Low Income Weatherization {E} | 14030 | Insulation - SIR - Res - LI | 45 |  | SF Space Heat | 1 | 5000 |  | 15000 | 15000 | 5000 | 15000 | 15000 | 0 |  | 45 | 0.10465 | 0 | 0.2326% | 1018.952 | 0 | 33977.9567 | 16018.952 | 31814.5662 | 14999.0187 | 0 | 0 | 3.7417 | 18708.3085 | 3.7417 | 0 | 18708.3085 | 0 | 18708.3085 | 18708.3085 | 20579.1393 | 0.58804 | 1.372
438160.79 | E201 | 18230611 | Low Income Weatherization {E} | 14031 | Insulation - Slab On - SIR - EH - Res - LI | 45 |  | MF Space Heat | 1 | 2800 |  | 8400 | 8400 | 2800 | 8400 | 8400 | 0 |  | 45 | 0.058603 | 0 | 0.1302% | 570.6131 | 0 | 19027.6557 | 8970.6131 | 17816.1571 | 8399.4505 | 0 | 0 | 3.5408 | 9914.2791 | 3.5408 | 0 | 9914.2791 | 0 | 9914.2791 | 9914.2791 | 10905.707 | 0.55648 | 1.2984
Total Savings (kWh): | E201 | 18230611 | Low Income Weatherization {E} | 14038 | Insulation - Wall - Rigid - SIR - EH - Res - LI | 45 |  | MF Space Heat | 1 | 4000 |  | 16000 | 16000 | 4000 | 16000 | 16000 | 0 |  | 45 | 0.083719 | 0 | 0.186% | 815.1616 | 0 | 27182.3653 | 16815.1616 | 25451.6529 | 15744.5333 | 0 | 0 | 3.5408 | 14163.2559 | 3.5408 | 0 | 14163.2559 | 0 | 14163.2559 | 14163.2559 | 15579.5815 | 0.55648 | 0.98952
2150056.099 | E201 | 18230611 | Low Income Weatherization {E} | 13983 | Heat Pump - Ductless - SIR - EH - Res - LI | 45 |  | SF Space Heat | 1 | 21000 |  | 31000 | 31000 | 21000 | 31000 | 31000 | 0 |  | 45 | 0.43952 | 0 | 0.9767% | 4279.5984 | 0 | 142707.418 | 35279.5984 | 133621.1779 | 33033.3318 | 0 | 0 | 3.7417 | 78574.8957 | 3.7417 | 0 | 78574.8957 | 0 | 78574.8957 | 78574.8957 | 86432.3852 | 0.58804 | 2.6165
Total Incentives: | E201 | 18230611 | Low Income Weatherization {E} | 13986 | Heat Pump - SIR - EH - Res - LI | 15 |  | SF Space Heat | 1 | 60000 |  | 50000 | 50000 | 60000 | 50000 | 50000 | 0 |  | 15 | 0.41859 | 0 | 2.791% | 12227.4239 | 0 | 407735.48 | 62227.4239 | 381774.794 | 58265.3782 | 0 | 0 | 1.7463 | 104775.3994 | 1.7463 | 0 | 104775.3994 | 0 | 104775.3994 | 104775.3994 | 115252.9393 | 0.27444 | 1.9781
10701409.08 | E201 | 18230611 | Low Income Weatherization {E} | 14049 | Thermostat - SIR - EH - Res - LI | 15 |  | MF Space Heat | 1 | 70000 |  | 50000 | 50000 | 70000 | 50000 | 50000 | 0 |  | 15 | 0.48836 | 0 | 3.256% | 14265.3279 | 0 | 475691.3934 | 64265.3279 | 445403.9264 | 60173.528 | 0 | 0 | 1.7463 | 122237.9659 | 1.7463 | 0 | 122237.9659 | 0 | 122237.9659 | 122237.9659 | 134461.7625 | 0.27444 | 2.2346
Total Customer Costs: | E201 | 18230611 | Low Income Weatherization {E} | 13944 | Sealing - Air - Prescriptive - EH - MH - LI | 25 |  | SF Space Heat | 70000 | 0.3368 |  | 2.33 | 2.33 | 23576 | 163100 | 163100 | 0.0279 |  | 25 | 0.27413 | 0 | 1.097% | 4804.5624 | 0 | 160212.8613 | 167904.5624 | 150012.0424 | 157214.0098 | 23175.4546 | 0 | 2.3312 | 54960.7849 | 2.3312 | 0 | 54960.7849 | 0 | 54960.7849 | 54960.7849 | 83632.3181 | 0.36638 | 0.53196
0 | E201 | 18230611 | Low Income Weatherization {E} | 13945 | Sealing - Air - Prescriptive - EH - SF - LI | 15 |  | SF Space Heat | 40000 | 0.159 |  | 2.93 | 2.93 | 6360 | 117200 | 117200 | 0.0131 |  | 15 | 0.044371 | 0 | 0.2958% | 1296.1069 | 0 | 43219.9609 | 118496.1069 | 40468.1282 | 110951.411 | 4833.425 | 0 | 1.7463 | 11106.1923 | 1.7463 | 0 | 11106.1923 | 0 | 11106.1923 | 11106.1923 | 17050.2366 | 0.27444 | 0.15367
Weighted Avg Life | E201 | 18230611 | Low Income Weatherization {E} | 13952 | Sealing - Duct - EH - MH - LI | 18 |  | SF Space Heat | 50 | 888 |  | 1404 | 1404 | 44400 | 70200 | 70200 | 246.317 |  | 18 | 0.37171 | 0 | 2.065% | 9048.2937 | 0 | 301724.2552 | 79248.2937 | 282513.3476 | 74202.5222 | 125694.6234 | 0 | 1.9446 | 86340.3341 | 1.9446 | 0 | 86340.3341 | 0 | 86340.3341 | 86340.3341 | 220668.9909 | 0.30562 | 2.9739
22.7979 | E201 | 18230611 | Low Income Weatherization {E} | 13953 | Sealing - Duct - EH - SF - LI | 20 |  | SF Space Heat | 15 | 1134 |  | 1586 | 1586 | 17010 | 23790 | 23790 | 90.0306 |  | 20 | 0.15823 | 0 | 0.7911% | 3466.4747 | 0 | 115593.0086 | 27256.4747 | 108233.1541 | 25521.0437 | 14531.897 | 0 | 2.0629 | 35090.3187 | 2.0629 | 0 | 35090.3187 | 0 | 35090.3187 | 35090.3187 | 53131.2476 | 0.32421 | 2.0819
Total Utility Cost | E201 | 18230611 | Low Income Weatherization {E} | 13956 | Sealing - Shell - EH - MH - LI | 25 |  | SF Space Heat | 140000 | 0.3368 |  | 2.33 | 2.33 | 47152 | 326200 | 326200 | 0.1904 |  | 25 | 0.54826 | 0 | 2.193% | 9609.1249 | 0 | 320425.7226 | 335809.1249 | 300024.0848 | 314428.0196 | 316315.8828 | 0 | 2.3312 | 109921.5698 | 2.3312 | 0 | 109921.5698 | 0 | 109921.5698 | 109921.5698 | 437229.6096 | 0.36638 | 1.3906
14610902.594 | E201 | 18230611 | Low Income Weatherization {E} | 13957 | Sealing - Shell - EH - SF - LI | 15 |  | SF Space Heat | 80000 | 0.159 |  | 2.93 | 2.93 | 12720 | 234400 | 234400 | 0.0479 |  | 15 | 0.088742 | 0 | 0.5916% | 2592.2139 | 0 | 86439.9218 | 236992.2139 | 80936.2563 | 221902.822 | 35346.7266 | 0 | 1.7463 | 22212.3847 | 1.7463 | 0 | 22212.3847 | 0 | 22212.3847 | 22212.3847 | 59780.3497 | 0.27444 | 0.2694
Total Resource Cost | E201 | 18230611 | Low Income Weatherization {E} | 13942 | Sealing - Air - Package - EH - MF - LI | 45 |  | MF Space Heat | 125 | 764 |  | 0 | 0 | 95500 | 0 | 0 | 68.7386 |  | 45 | 1.9988 | 0 | 4.442% | 19461.9831 | 0 | 648978.9724 | 19461.9831 | 607658.2139 | 18222.8306 | 119812.9352 | 0 | 3.5408 | 338147.7338 | 3.5408 | 0 | 338147.7338 | 0 | 338147.7338 | 338147.7338 | 491775.4424 | 0.55648 | 26.9868
11139569.87 | E201 | 18230611 | Low Income Weatherization {E} | 13988 | Insulation - Attic - R0 to R22 - EH - MH - LI | 25 |  | SF Space Heat | 17000 | 0.68 |  | 3.1 | 3.1 | 11560 | 52700 | 52700 | 0.1605 |  | 25 | 0.13442 | 0 | 0.5377% | 2355.817 | 0 | 78557.0358 | 55055.817 | 73555.277 | 51550.3905 | 32377.9969 | 0 | 2.3312 | 26948.8749 | 2.3312 | 0 | 26948.8749 | 0 | 26948.8749 | 26948.8749 | 62021.7593 | 0.36638 | 1.2031
UC B/C Ratio | E201 | 18230611 | Low Income Weatherization {E} | 13990 | Insulation - Attic - R0 to R30 - EH - MH - LI | 25 |  | SF Space Heat | 43000 | 0.93 |  | 3.33 | 3.33 | 39990 | 143190 | 143190 | 0.3014 |  | 25 | 0.46499 | 0 | 1.86% | 8149.5781 | 0 | 271755.6974 | 151339.5781 | 254452.9002 | 141703.7248 | 153793.4088 | 0 | 2.3312 | 93225.3897 | 2.3312 | 0 | 93225.3897 | 0 | 93225.3897 | 93225.3897 | 256341.3375 | 0.36638 | 1.809
0.34165 | E201 | 18230611 | Low Income Weatherization {E} | 13993 | Insulation - Attic - R0 to R38 - EH - SF - LI | 45 |  | SF Space Heat | 1100 | 1.1833 |  | 4.45 | 4.45 | 1301.63 | 4895 | 4895 | 0.1628 |  | 45 | 0.027243 | 0 | 0.06054% | 265.2597 | 0 | 8845.3455 | 5160.2597 | 8282.1588 | 4831.7038 | 2497.1239 | 0 | 3.7417 | 4870.2591 | 3.7417 | 0 | 4870.2591 | 0 | 4870.2591 | 4870.2591 | 7854.409 | 0.58804 | 1.6256
TRC B/C Ratio | E201 | 18230611 | Low Income Weatherization {E} | 13997 | Insulation - Attic - R0 to R49 - EH - SF - LI | 45 |  | SF Space Heat | 10000 | 1.2001 |  | 4.4 | 4.4 | 12001 | 44000 | 44000 | 0.1462 |  | 45 | 0.25118 | 0 | 0.5582% | 2445.6886 | 0 | 81553.8916 | 46445.6886 | 76361.3217 | 43488.4725 | 20386.3926 | 0 | 3.7417 | 44903.682 | 3.7417 | 0 | 44903.682 | 0 | 44903.682 | 44903.682 | 69780.4429 | 0.58804 | 1.6046
0.92865 | E201 | 18230611 | Low Income Weatherization {E} | 14001 | Insulation - Attic - R11 to R38 - EH - SF - LI | 45 |  | SF Space Heat | 30000 | 0.3531 |  | 3.29 | 3.29 | 10593 | 98700 | 98700 | 0.0933 |  | 45 | 0.22171 | 0 | 0.4927% | 2158.7517 | 0 | 71985.699 | 100858.7517 | 67402.3399 | 94437.0334 | 39029.7627 | 0 | 3.7417 | 39635.4224 | 3.7417 | 0 | 39635.4224 | 0 | 39635.4224 | 39635.4224 | 82628.7273 | 0.58804 | 0.87496
| E201 | 18230611 | Low Income Weatherization {E} | 14003 | Insulation - Attic - R11 to R49 - EH - SF - LI | 45 |  | SF Space Heat | 9000 | 0.3711 |  | 3.95 | 3.95 | 3339.9 | 35550 | 35550 | 0.093 |  | 45 | 0.069903 | 0 | 0.1553% | 680.6396 | 0 | 22696.5955 | 36230.6396 | 21251.4939 | 33923.8198 | 11671.2795 | 0 | 3.7417 | 12496.7759 | 3.7417 | 0 | 12496.7759 | 0 | 12496.7759 | 12496.7759 | 25417.733 | 0.58804 | 0.74926
| E201 | 18230611 | Low Income Weatherization {E} | 14006 | Insulation - Attic - R19 to R38 - EH - SF - LI | 45 |  | SF Space Heat | 14000 | 0.1512 |  | 1.83 | 1.83 | 2116.8 | 25620 | 25620 | 0.0646 |  | 45 | 0.044304 | 0 | 0.09845% | 431.3835 | 0 | 14384.9077 | 26051.3835 | 13469.0147 | 24392.6812 | 12611.1173 | 0 | 3.7417 | 7920.3495 | 3.7417 | 0 | 7920.3495 | 0 | 7920.3495 | 7920.3495 | 21323.5017 | 0.58804 | 0.87418
| E201 | 18230611 | Low Income Weatherization {E} | 14013 | Insulation - Floor - R0 to R19 - EH - SF - LI | 45 |  | SF Space Heat | 25000 | 0.4001 |  | 4.24 | 4.24 | 10002.5 | 106000 | 106000 | 0.0812 |  | 45 | 0.20935 | 0 | 0.4652% | 2038.4135 | 0 | 67972.9023 | 108038.4135 | 63645.0396 | 101159.5632 | 28306.6875 | 0 | 3.7417 | 37425.9711 | 3.7417 | 0 | 37425.9711 | 0 | 37425.9711 | 37425.9711 | 69475.2557 | 0.58804 | 0.68679
| E201 | 18230611 | Low Income Weatherization {E} | 14014 | Insulation - Floor - R0 to R22 - EH - MH - LI | 25 |  | SF Space Heat | 115000 | 0.8 |  | 5.7 | 5.7 | 92000 | 655500 | 655500 | 0.1837 |  | 25 | 1.0697 | 0 | 4.279% | 18748.7167 | 0 | 625194.4027 | 674248.7167 | 585388.0175 | 631319.0231 | 250687.6944 | 0 | 2.3312 | 214472.0144 | 2.3312 | 0 | 214472.0144 | 0 | 214472.0144 | 214472.0144 | 486606.9102 | 0.36638 | 0.77078
| E201 | 18230611 | Low Income Weatherization {E} | 14017 | Insulation - Floor - R0 to R30 - EH - MH - LI | 25 |  | SF Space Heat | 53000 | 0.52 |  | 5.67 | 5.67 | 27560 | 300510 | 300510 | 0.1177 |  | 25 | 0.32046 | 0 | 1.282% | 5616.4634 | 0 | 187286.4972 | 306126.4634 | 175361.8887 | 286635.2653 | 74024.9891 | 0 | 2.3312 | 64248.3556 | 2.3312 | 0 | 64248.3556 | 0 | 64248.3556 | 64248.3556 | 144698.1802 | 0.36638 | 0.50482
| E201 | 18230611 | Low Income Weatherization {E} | 14018 | Insulation - Floor - R0 to R30 - EH - SF - LI | 45 |  | SF Space Heat | 67000 | 0.4532 |  | 4.45 | 4.45 | 30364.4 | 298150 | 298150 | 0.0806 |  | 45 | 0.63552 | 0 | 1.412% | 6187.9732 | 0 | 206344.0535 | 304337.9732 | 193206.0426 | 284960.6491 | 75301.3663 | 0 | 3.7417 | 113613.3125 | 3.7417 | 0 | 113613.3125 | 0 | 113613.3125 | 113613.3125 | 200276.0101 | 0.58804 | 0.70282
| E201 | 18230611 | Low Income Weatherization {E} | 14022 | Insulation - Floor - R11 to R22 - EH - MH - LI | 25 |  | SF Space Heat | 18000 | 0.37 |  | 5.2 | 5.2 | 6660 | 93600 | 93600 | 0.1539 |  | 25 | 0.07744 | 0 | 0.3098% | 1357.2441 | 0 | 45258.6383 | 94957.2441 | 42377.0021 | 88911.2772 | 32872.8338 | 0 | 2.3312 | 15525.9089 | 2.3312 | 0 | 15525.9089 | 0 | 15525.9089 | 15525.9089 | 49951.3336 | 0.36638 | 0.56181
| E201 | 18230611 | Low Income Weatherization {E} | 14009 | Insulation - Duct - R0 to R11 - EH - SF - LI | 20 |  | SF Space Heat | 1700 | 4.65 |  | 9.17 | 9.17 | 7905 | 15589 | 15589 | 1.3131 |  | 20 | 0.073533 | 0 | 0.3677% | 1610.9631 | 0 | 53719.1495 | 17199.9631 | 50298.8291 | 16104.8344 | 24020.809 | 0 | 2.0629 | 16307.4056 | 2.0629 | 0 | 16307.4056 | 0 | 16307.4056 | 16307.4056 | 41958.9552 | 0.32421 | 2.6054
| E201 | 18230611 | Low Income Weatherization {E} | 14025 | Insulation - Pipe - Water Heater - EH - MH - LI | 15 |  | Res Water Heat | 90 | 20.68 |  | 28.4 | 28.4 | 1861.2 | 2556 | 2556 | 17.0192 |  | 15 | 0.012985 | 0 | 0.08657% | 379.2947 | 0 | 12647.9546 | 2935.2947 | 11842.6541 | 2748.4033 | 14128.8024 | 0 | 1.3864 | 2580.3394 | 1.3864 | 0 | 2580.3394 | 0 | 2580.3394 | 2580.3394 | 16967.1757 | 0.21789 | 6.1735
| E201 | 18230611 | Low Income Weatherization {E} | 14026 | Insulation - Pipe - Water Heater - EH - SF - LI | 15 |  | Res Water Heat | 40 | 20.68 |  | 28.4 | 28.4 | 827.2 | 1136 | 1136 | 17.0184 |  | 15 | 0.005771 | 0 | 0.03847% | 168.5754 | 0 | 5621.3132 | 1304.5754 | 5263.4018 | 1221.5126 | 6279.1726 | 0 | 1.3864 | 1146.8175 | 1.3864 | 0 | 1146.8175 | 0 | 1146.8175 | 1146.8175 | 7540.6718 | 0.21789 | 6.1732
| E201 | 18230611 | Low Income Weatherization {E} | 14033 | Insulation - Wall - R0 to R11 - EH - MH - LI | 25 |  | SF Space Heat | 350 | 4.58 |  | 3.2 | 3.2 | 1603 | 1120 | 1120 | 5.0485 |  | 25 | 0.018639 | 0 | 0.07456% | 326.676 | 0 | 10893.3329 | 1446.676 | 10199.7499 | 1354.5656 | 20967.9718 | 0 | 2.3312 | 3736.9417 | 2.3312 | 0 | 3736.9417 | 0 | 3736.9417 | 3736.9417 | 25078.6077 | 0.36638 | 18.5141
| E201 | 18230611 | Low Income Weatherization {E} | 14034 | Insulation - Wall - R0 to R11 - EH - SF - LI | 45 |  | SF Space Heat | 9500 | 0.7703 |  | 5.61 | 5.61 | 7317.85 | 53295 | 53295 | 0.1251 |  | 45 | 0.15316 | 0 | 0.3404% | 1491.3076 | 0 | 49729.118 | 54786.3076 | 46562.8446 | 51298.0408 | 16571.9619 | 0 | 3.7417 | 27380.9191 | 3.7417 | 0 | 27380.9191 | 0 | 27380.9191 | 27380.9191 | 46690.9729 | 0.58804 | 0.91019
| E201 | 18230611 | Low Income Weatherization {E} | 13992 | Insulation - Attic - R0 to R38 - EH - MF - LI | 45 |  | MF Space Heat | 2300 | 0.91 |  | 2.73 | 2.73 | 2093 | 6279 | 6279 | 0.12 |  | 45 | 0.043806 | 0 | 0.09735% | 426.5333 | 0 | 14223.1727 | 6705.5333 | 13317.5774 | 6278.5892 | 3848.594 | 0 | 3.5408 | 7410.9236 | 3.5408 | 0 | 7410.9236 | 0 | 7410.9236 | 7410.9236 | 12000.61 | 0.55648 | 1.9114
| E201 | 18230611 | Low Income Weatherization {E} | 13996 | Insulation - Attic - R0 to R49 - EH - MF - LI | 45 |  | MF Space Heat | 5000 | 0.95 |  | 3.04 | 3.04 | 4750 | 15200 | 15200 | 0.1037 |  | 45 | 0.099416 | 0 | 0.2209% | 968.0044 | 0 | 32279.0588 | 16168.0044 | 30223.8379 | 15138.5809 | 7230.0579 | 0 | 3.5408 | 16818.8663 | 3.5408 | 0 | 16818.8663 | 0 | 16818.8663 | 16818.8663 | 25730.8108 | 0.55648 | 1.6997
| E201 | 18230611 | Low Income Weatherization {E} | 14000 | Insulation - Attic - R11 to R38 - EH - MF - LI | 45 |  | MF Space Heat | 5000 | 0.56 |  | 2.26 | 2.26 | 2800 | 11300 | 11300 | 0.054 |  | 45 | 0.058603 | 0 | 0.1302% | 570.6131 | 0 | 19027.6557 | 11870.6131 | 17816.1571 | 11114.8063 | 3764.9289 | 0 | 3.5408 | 9914.2791 | 3.5408 | 0 | 9914.2791 | 0 | 9914.2791 | 9914.2791 | 14670.6359 | 0.55648 | 1.3199
| E201 | 18230611 | Low Income Weatherization {E} | 14005 | Insulation - Attic - R19 to R38 - EH - MF - LI | 45 |  | MF Space Heat | 27000 | 0.23 |  | 1.83 | 1.83 | 6210 | 49410 | 49410 | 0.0222 |  | 45 | 0.12997 | 0 | 0.2888% | 1265.5384 | 0 | 42200.6222 | 50675.5384 | 39513.6912 | 47449.006 | 8358.1421 | 0 | 3.5408 | 21988.4547 | 3.5408 | 0 | 21988.4547 | 0 | 21988.4547 | 21988.4547 | 32545.4423 | 0.55648 | 0.6859
| E201 | 18230611 | Low Income Weatherization {E} | 14007 | Insulation - Attic - R19 to R49 - EH - MF - LI | 45 |  | MF Space Heat | 91000 | 0.28 |  | 2.22 | 2.22 | 25480 | 202020 | 202020 | 0.0468 |  | 45 | 0.53329 | 0 | 1.185% | 5192.5794 | 0 | 173151.6672 | 207212.5794 | 162127.0292 | 194019.2691 | 59385.4781 | 0 | 3.5408 | 90219.9399 | 3.5408 | 0 | 90219.9399 | 0 | 90219.9399 | 90219.9399 | 158627.412 | 0.55648 | 0.81759
| E201 | 18230611 | Low Income Weatherization {E} | 14008 | Insulation - Duct - R0 to R11 - EH - MF - LI | 20 |  | MF Space Heat | 500 | 4.65 |  | 9.17 | 9.17 | 2325 | 4585 | 4585 | 0.4485 |  | 20 | 0.021627 | 0 | 0.1081% | 473.8127 | 0 | 15799.7499 | 5058.8127 | 14793.7733 | 4736.716 | 2413.0891 | 0 | 2.0563 | 4780.9293 | 2.0563 | 0 | 4780.9293 | 0 | 4780.9293 | 4780.9293 | 7672.1113 | 0.32317 | 1.6197
| E201 | 18230611 | Low Income Weatherization {E} | 14012 | Insulation - Floor - R0 to R19 - EH - MF - LI | 45 |  | MF Space Heat | 3000 | 1.01 |  | 2.64 | 2.64 | 3030 | 7920 | 7920 | 0.1176 |  | 45 | 0.063417 | 0 | 0.1409% | 617.4849 | 0 | 20590.6417 | 8537.4849 | 19279.6271 | 7993.8997 | 4919.5071 | 0 | 3.5408 | 10728.6663 | 3.5408 | 0 | 10728.6663 | 0 | 10728.6663 | 10728.6663 | 16721.04 | 0.55648 | 2.0917
| E201 | 18230611 | Low Income Weatherization {E} | 14016 | Insulation - Floor - R0 to R30 - EH - MF - LI | 45 |  | MF Space Heat | 12500 | 1.35 |  | 3.04 | 3.04 | 16875 | 38000 | 38000 | 0.1503 |  | 45 | 0.35319 | 0 | 0.7849% | 3438.963 | 0 | 114675.6038 | 41438.963 | 107374.1608 | 38800.5271 | 26197.6301 | 0 | 3.5408 | 59751.2357 | 3.5408 | 0 | 59751.2357 | 0 | 59751.2357 | 59751.2357 | 91923.9894 | 0.55648 | 2.3691
| E201 | 18230611 | Low Income Weatherization {E} | 14023 | Insulation - Floor - R11 to R30 - EH - MF - LI | 45 |  | MF Space Heat | 2200 | 0.77 |  | 2.64 | 2.64 | 1694 | 5808 | 5808 | 0.1441 |  | 45 | 0.035455 | 0 | 0.07879% | 345.2209 | 0 | 11511.7317 | 6153.2209 | 10778.775 | 5761.4428 | 4420.5843 | 0 | 3.5408 | 5998.1389 | 3.5408 | 0 | 5998.1389 | 0 | 5998.1389 | 5998.1389 | 11018.537 | 0.55648 | 1.9125
| E201 | 18230611 | Low Income Weatherization {E} | 14024 | Insulation - Pipe - Water Heater - EH - MF - LI | 15 |  | Res Water Heat | 185 | 20.68 | 1590 | 28.4 | 28.4 | 3825.8 | 5254 | 5254 | 16.6055 |  | 15 | 0.026691 | 0 | 0.1779% | 779.6613 | 0 | 25998.5733 | 6033.6613 | 24343.2335 | 5649.4956 | 28336.5769 | 0 | 1.3864 | 5304.0309 | 1.3864 | 407805.0862 | 413109.1171 | 407805.0862 | 5304.0309 | 5304.0309 | 34171.0109 | 0.21789 | 6.0485
| E201 | 18230611 | Low Income Weatherization {E} | 14032 | Insulation - Wall - R0 to R11 - EH - MF - LI | 45 |  | MF Space Heat | 75000 | 2.05 | 1596 | 3.12 | 3.12 | 153750 | 234000 | 234000 | 0.2233 |  | 45 | 3.2179 | 0 | 7.151% | 31332.7738 | 0 | 1044822.1676 | 265332.7738 | 978297.9097 | 248438.9268 | 233530.1716 | 0 | 3.5408 | 544400.1474 | 3.5408 | 423835431.8472 | 424379831.9946 | 423835431.8472 | 544400.1474 | 544400.1474 | 832370.3338 | 0.55648 | 3.3504
| E201 | 18230611 | Low Income Weatherization {E} | 13981 | Heat Pump - Ductless - EH - MH - LI | 15 |  | SF Heat Pump | 175 | 2126 | 53 | 8819 | 8819 | 372050 | 1543325 | 1543325 | 254.4122 |  | 15 | 2.5956 | 0 | 17.3% | 75820.2179 | 0 | 2528299.7558 | 1619145.2179 | 2367321.8687 | 1516053.5748 | 410676.3397 | 0 | 1.7654 | 656823.7907 | 1.7654 | 16374.2525 | 673198.0433 | 16374.2525 | 656823.7907 | 656823.7907 | 1133182.5095 | 0.27745 | 0.74746
| E201 | 18230611 | Low Income Weatherization {E} | 13982 | Heat Pump - Ductless - EH - SF - LI | 15 |  | SF Heat Pump | 160 | 1995 | 65 | 8657 | 8657 | 319200 | 1385120 | 1385120 | 232.1615 |  | 15 | 2.2269 | 0 | 14.85% | 65049.8953 | 0 | 2169152.7538 | 1450169.8953 | 2031041.9043 | 1357836.9806 | 342636.7043 | 0 | 1.7654 | 563521.446 | 1.7654 | 18360.3479 | 581881.7939 | 18360.3479 | 563521.446 | 563521.446 | 962510.295 | 0.27745 | 0.70886
| E201 | 18230611 | Low Income Weatherization {E} | 13984 | Heat Pump - from E FAF - MH - LI | 10 | 8 | SF Heat Pump | 38 | 2975 |  | 11759.55 | 11759.55 | 113050 | 446862.9 | 446862.9 | 496.7119 |  | 18 | 0.94644 | 0 | 5.258% | 23038.5046 | 0 | 768241.6003 | 469901.4046 | 719327.3411 | 439982.5886 | 192637.3396 | 0 | 1.3288 | 150216.6453 | 1.9675 | 0 | 150216.6453 | 0 | 150216.6453 | 150216.6453 | 357875.6494 | 0.20883 | 0.81339
| E201 | 18230611 | Low Income Weatherization {E} | 13985 | Heat Pump - from E FAF - SF - LI | 10 | 8 | SF Heat Pump | 12 | 2894 |  | 12598.29 | 12598.29 | 34728 | 151179.48 | 151179.48 | 423.9942 |  | 18 | 0.29074 | 0 | 1.615% | 7077.233 | 0 | 235997.2958 | 158256.713 | 220971.2508 | 148180.4429 | 51927.0286 | 0 | 1.3288 | 46145.2778 | 1.9675 | 0 | 46145.2778 | 0 | 46145.2778 | 46145.2778 | 102686.8342 | 0.20883 | 0.69299
| E201 | 18230611 | Low Income Weatherization {E} | 14047 | Thermostat - ELV - EH - MF - LI | 5 | 10 | MF Space Heat | 5 | 59 |  | 176.21 | 176.21 | 295 | 881.05 | 881.05 | 10.8182 |  | 15 | 0.0020581 | 0 | 0.01372% | 60.1182 | 0 | 2004.6994 | 941.1682 | 1877.0594 | 881.2436 | 498.9404 | 0 | 0.74608 | 220.094 | 1.7463 | 0 | 220.094 | 0 | 220.094 | 220.094 | 741.0438 | 0.11725 | 0.84091
| E201 | 18230611 | Low Income Weatherization {E} | 14048 | Thermostat - ELV - EH - SF - LI | 5 | 10 | SF Space Heat | 5 | 72 |  | 176.21 | 176.21 | 360 | 881.05 | 881.05 | 35.5464 |  | 15 | 0.0025116 | 0 | 0.01674% | 73.3645 | 0 | 2446.4129 | 954.4145 | 2290.6488 | 893.6466 | 1639.4166 | 0 | 0.74608 | 268.5893 | 1.7463 | 0 | 268.5893 | 0 | 268.5893 | 268.5893 | 1934.8648 | 0.11725 | 2.1651
| E201 | 18230611 | Low Income Weatherization {E} | 14050 | Thermostat - Smart - EH - MF - LI | 7 |  | MF Space Heat | 120 | 107 |  | 504 | 504 | 12840 | 60480 | 60480 | 8.5505 |  | 7 | 0.041804 | 0 | 0.5972% | 2616.6687 | 0 | 87255.3927 | 63096.6687 | 81699.8059 | 59079.2778 | 5568.5011 | 0 | 0.98146 | 12602.0049 | 0.98146 | 0 | 12602.0049 | 0 | 12602.0049 | 12602.0049 | 19430.7064 | 0.15425 | 0.32889
| E201 | 18230611 | Low Income Weatherization {E} | 14051 | Thermostat - Smart - EH - SF - LI | 7 |  | SF Space Heat | 20 | 260 |  | 484 | 484 | 5200 | 9680 | 9680 | 31.2783 |  | 7 | 0.01693 | 0 | 0.2419% | 1059.7101 | 0 | 35337.0749 | 10739.7101 | 33087.1488 | 10055.9083 | 3394.9915 | 0 | 0.98146 | 5103.6157 | 0.98146 | 0 | 5103.6157 | 0 | 5103.6157 | 5103.6157 | 9008.9687 | 0.15425 | 0.89589
| E201 | 18230611 | Low Income Weatherization {E} | 14078 | Thermostat - Smart - EH - MH - LI | 7 |  | SF Space Heat | 20 | 260 |  | 504 | 504 | 5200 | 10080 | 10080 | 31.2783 |  | 7 | 0.01693 | 0 | 0.2419% | 1059.7101 | 0 | 35337.0749 | 11139.7101 | 33087.1488 | 10430.4401 | 3394.9915 | 0 | 0.98146 | 5103.6157 | 0.98146 | 0 | 5103.6157 | 0 | 5103.6157 | 5103.6157 | 9008.9687 | 0.15425 | 0.86372
| E201 | 18230611 | Low Income Weatherization {E} | 14059 | Windows - Double Pane - from DP - EH - MF - LI | 45 |  | MF Space Heat | 30 | 12.86 |  | 44.202 | 44.202 | 385.8 | 1326.06 | 1326.06 | 0.8977 |  | 45 | 0.0080747 | 0 | 0.01794% | 78.6223 | 0 | 2621.7391 | 1404.6823 | 2454.8119 | 1315.2456 | 375.5307 | 0 | 3.5408 | 1366.046 | 3.5408 | 0 | 1366.046 | 0 | 1366.046 | 1366.046 | 1878.1814 | 0.55648 | 1.428
| E201 | 18230611 | Low Income Weatherization {E} | 14060 | Windows - Double Pane - from DP - EH - MH - LI | 25 |  | SF Space Heat | 110 | 7.9 |  | 36.237 | 36.237 | 869 | 3986.07 | 3986.07 | 5.499 |  | 25 | 0.010104 | 0 | 0.04042% | 177.0939 | 0 | 5905.3689 | 4163.1639 | 5529.3716 | 3898.0935 | 7177.983 | 0 | 2.3312 | 2025.828 | 2.3312 | 0 | 2025.828 | 0 | 2025.828 | 2025.828 | 9406.3938 | 0.36638 | 2.4131
| E201 | 18230611 | Low Income Weatherization {E} | 14061 | Windows - Double Pane - from DP - EH - SF - LI | 45 |  | SF Space Heat | 2200 | 2.4935 |  | 44.202 | 44.202 | 5485.7 | 97244.4 | 97244.4 | 0.1544 |  | 45 | 0.11481 | 0 | 0.2551% | 1117.933 | 0 | 37278.5754 | 98362.333 | 34905.0331 | 92099.5627 | 4736.5594 | 0 | 3.7417 | 20525.6336 | 3.7417 | 0 | 20525.6336 | 0 | 20525.6336 | 20525.6336 | 27314.7563 | 0.58804 | 0.29658
| E201 | 18230611 | Low Income Weatherization {E} | 14062 | Windows - Double Pane - from SP - EH - MF - LI | 45 |  | MF Space Heat | 900 | 23.87 |  | 44.202 | 44.202 | 21483 | 39781.8 | 39781.8 | 1.4985 |  | 45 | 0.44963 | 0 | 0.9992% | 4378.0291 | 0 | 145989.6886 | 44159.8291 | 136694.465 | 41348.1546 | 18805.8197 | 0 | 3.5408 | 76067.3065 | 3.5408 | 0 | 76067.3065 | 0 | 76067.3065 | 76067.3065 | 102479.8568 | 0.55648 | 2.4785
| E201 | 18230611 | Low Income Weatherization {E} | 14063 | Windows - Double Pane - from SP - EH - MH - LI | 25 |  | SF Space Heat | 50 | 16.54 |  | 36.237 | 36.237 | 827 | 1811.85 | 1811.85 | 2.6362 |  | 25 | 0.009616 | 0 | 0.03846% | 168.5347 | 0 | 5619.954 | 1980.3847 | 5262.1292 | 1854.2928 | 1564.1355 | 0 | 2.3312 | 1927.9169 | 2.3312 | 0 | 1927.9169 | 0 | 1927.9169 | 1927.9169 | 3684.8441 | 0.36638 | 1.9872
| E201 | 18230611 | Low Income Weatherization {E} | 14064 | Windows - Double Pane - from SP - EH - SF - LI | 45 |  | SF Space Heat | 10 | 3.8319 |  | 44.202 | 44.202 | 38.319 | 442.02 | 442.02 | 0.4595 |  | 45 | 0.000802 | 0 | 0.001782% | 7.809 | 0 | 260.4003 | 449.829 | 243.8205 | 421.1882 | 64.0735 | 0 | 3.7417 | 143.3767 | 3.7417 | 0 | 143.3767 | 0 | 143.3767 | 143.3767 | 221.7879 | 0.58804 | 0.52658
| E201 | 18230611 | Low Income Weatherization {E} | 14056 | Ventilation - Whole House - MF - LI | 19 |  | Res Plug Load | 200 | 127 |  | 1005.502 | 1005.502 | 25400 | 201100.4 | 201100.4 | 13.8549 |  | 19 | 0.22446 | 0 | 1.181% | 5176.2761 | 0 | 172608.0199 | 206276.6761 | 161617.9961 | 193142.9552 | 29074.3352 | 0 | 1.5763 | 40037.8373 | 1.5763 | 0 | 40037.8373 | 0 | 40037.8373 | 40037.8373 | 73115.9562 | 0.24773 | 0.37856
| E201 | 18230611 | Low Income Weatherization {E} | 14057 | Ventilation - Whole House - MH - LI | 19 |  | Res Plug Load | 140 | 127 |  | 2182 | 2182 | 17780 | 305480 | 305480 | 50.1379 |  | 19 | 0.15712 | 0 | 0.827% | 3623.3933 | 0 | 120825.6139 | 309103.3933 | 113132.5973 | 289422.6529 | 73649.6314 | 0 | 1.5763 | 28026.4861 | 1.5763 | 0 | 28026.4861 | 0 | 28026.4861 | 28026.4861 | 104478.7661 | 0.24773 | 0.36099
| E201 | 18230611 | Low Income Weatherization {E} | 14058 | Ventilation - Whole House - SF - LI | 19 |  | Res Plug Load | 130 | 127 |  | 1719 | 1719 | 16510 | 223470 | 223470 | 40.9012 |  | 19 | 0.1459 | 0 | 0.7679% | 3364.5795 | 0 | 112195.2129 | 226834.5795 | 105051.6975 | 212391.9284 | 55789.9285 | 0 | 1.5763 | 26024.5942 | 1.5763 | 0 | 26024.5942 | 0 | 26024.5942 | 26024.5942 | 84416.9821 | 0.24773 | 0.39746
| E201 | 18230611 | Low Income Weatherization {E} | 13980 | Heat Pump - Ductless - EH - MF - LI | 15 |  | MF Heat Pump | 230 | 1300 |  | 5560 | 5560 | 299000 | 1278800 | 1278800 | 125.1316 |  | 15 | 2.086 | 0 | 13.91% | 60933.3293 | 0 | 2031881.8089 | 1339733.3293 | 1902511.057 | 1254431.9562 | 265471.8853 | 0 | 1.7654 | 527860.0011 | 1.7654 | 0 | 527860.0011 | 0 | 527860.0011 | 527860.0011 | 846117.8866 | 0.27745 | 0.6745
| E201 | 18230611 | Low Income Weatherization {E} | [15 empty] | 0 | 0 | 0 | 0% | 0 | 0 | 0 | 0 | 0 | 0 | 0 | 0 | #N/A | #N/A | #N/A | #N/A | #N/A | #N/A | #N/A | 0 | 0 | 0 | #DIV/0!
| E201 | 18230611 | Low Income Weatherization {E} | [15 empty] | 0 | 0 | 0 | 0% | 0 | 0 | 0 | 0 | 0 | 0 | 0 | 0 | #N/A | #N/A | #N/A | #N/A | #N/A | #N/A | #N/A | 0 | 0 | 0 | #DIV/0!
| E201 | 18230611 | Low Income Weatherization {E} | [15 empty] | 0 | 0 | 0 | 0% | 0 | 0 | 0 | 0 | 0 | 0 | 0 | 0 | #N/A | #N/A | #N/A | #N/A | #N/A | #N/A | #N/A | 0 | 0 | 0 | #DIV/0!
| E201 | 18230611 | Low Income Weatherization {E} | [15 empty] | 0 | 0 | 0 | 0% | 0 | 0 | 0 | 0 | 0 | 0 | 0 | 0 | #N/A | #N/A | #N/A | #N/A | #N/A | #N/A | #N/A | 0 | 0 | 0 | #DIV/0!
| E201 | 18230611 | Low Income Weatherization {E} | [15 empty] | 0 | 0 | 0 | 0% | 0 | 0 | 0 | 0 | 0 | 0 | 0 | 0 | #N/A | #N/A | #N/A | #N/A | #N/A | #N/A | #N/A | 0 | 0 | 0 | #DIV/0!
| E201 | 18230611 | Low Income Weatherization {E} | [15 empty] | 0 | 0 | 0 | 0% | 0 | 0 | 0 | 0 | 0 | 0 | 0 | 0 | #N/A | #N/A | #N/A | #N/A | #N/A | #N/A | #N/A | 0 | 0 | 0 | #DIV/0!
| E201 | 18230611 | Low Income Weatherization {E} | [15 empty] | 0 | 0 | 0 | 0% | 0 | 0 | 0 | 0 | 0 | 0 | 0 | 0 | #N/A | #N/A | #N/A | #N/A | #N/A | #N/A | #N/A | 0 | 0 | 0 | #DIV/0!
| E201 | 18230611 | Low Income Weatherization {E} | [15 empty] | 0 | 0 | 0 | 0% | 0 | 0 | 0 | 0 | 0 | 0 | 0 | 0 | #N/A | #N/A | #N/A | #N/A | #N/A | #N/A | #N/A | 0 | 0 | 0 | #DIV/0!
| E201 | 18230611 | Low Income Weatherization {E} | [15 empty] | 0 | 0 | 0 | 0% | 0 | 0 | 0 | 0 | 0 | 0 | 0 | 0 | #N/A | #N/A | #N/A | #N/A | #N/A | #N/A | #N/A | 0 | 0 | 0 | #DIV/0!
| E201 | 18230611 | Low Income Weatherization {E} | [15 empty] | 0 | 0 | 0 | 0% | 0 | 0 | 0 | 0 | 0 | 0 | 0 | 0 | #N/A | #N/A | #N/A | #N/A | #N/A | #N/A | #N/A | 0 | 0 | 0 | #DIV/0!
| E201 | 18230611 | Low Income Weatherization {E} | [15 empty] | 0 | 0 | 0 | 0% | 0 | 0 | 0 | 0 | 0 | 0 | 0 | 0 | #N/A | #N/A | #N/A | #N/A | #N/A | #N/A | #N/A | 0 | 0 | 0 | #DIV/0!
| E201 | 18230611 | Low Income Weatherization {E} | [15 empty] | 0 | 0 | 0 | 0% | 0 | 0 | 0 | 0 | 0 | 0 | 0 | 0 | #N/A | #N/A | #N/A | #N/A | #N/A | #N/A | #N/A | 0 | 0 | 0 | #DIV/0!
| E201 | 18230611 | Low Income Weatherization {E} | [15 empty] | 0 | 0 | 0 | 0% | 0 | 0 | 0 | 0 | 0 | 0 | 0 | 0 | #N/A | #N/A | #N/A | #N/A | #N/A | #N/A | #N/A | 0 | 0 | 0 | #DIV/0!
| E201 | 18230611 | Low Income Weatherization {E} | [15 empty] | 0 | 0 | 0 | 0% | 0 | 0 | 0 | 0 | 0 | 0 | 0 | 0 | #N/A | #N/A | #N/A | #N/A | #N/A | #N/A | #N/A | 0 | 0 | 0 | #DIV/0!
| E201 | 18230611 | Low Income Weatherization {E} | [15 empty] | 0 | 0 | 0 | 0% | 0 | 0 | 0 | 0 | 0 | 0 | 0 | 0 | #N/A | #N/A | #N/A | #N/A | #N/A | #N/A | #N/A | 0 | 0 | 0 | #DIV/0!
| E201 | 18230611 | Low Income Weatherization {E} | [15 empty] | 0 | 0 | 0 | 0% | 0 | 0 | 0 | 0 | 0 | 0 | 0 | 0 | #N/A | #N/A | #N/A | #N/A | #N/A | #N/A | #N/A | 0 | 0 | 0 | #DIV/0!
| E201 | 18230611 | Low Income Weatherization {E} | [15 empty] | 0 | 0 | 0 | 0% | 0 | 0 | 0 | 0 | 0 | 0 | 0 | 0 | #N/A | #N/A | #N/A | #N/A | #N/A | #N/A | #N/A | 0 | 0 | 0 | #DIV/0!
| E201 | 18230611 | Low Income Weatherization {E} | [15 empty] | 0 | 0 | 0 | 0% | 0 | 0 | 0 | 0 | 0 | 0 | 0 | 0 | #N/A | #N/A | #N/A | #N/A | #N/A | #N/A | #N/A | 0 | 0 | 0 | #DIV/0!
| E201 | 18230611 | Low Income Weatherization {E} | [15 empty] | 0 | 0 | 0 | 0% | 0 | 0 | 0 | 0 | 0 | 0 | 0 | 0 | #N/A | #N/A | #N/A | #N/A | #N/A | #N/A | #N/A | 0 | 0 | 0 | #DIV/0!
| E201 | 18230611 | Low Income Weatherization {E} | [15 empty] | 0 | 0 | 0 | 0% | 0 | 0 | 0 | 0 | 0 | 0 | 0 | 0 | #N/A | #N/A | #N/A | #N/A | #N/A | #N/A | #N/A | 0 | 0 | 0 | #DIV/0!
| E201 | 18230611 | Low Income Weatherization {E} | [15 empty] | 0 | 0 | 0 | 0% | 0 | 0 | 0 | 0 | 0 | 0 | 0 | 0 | #N/A | #N/A | #N/A | #N/A | #N/A | #N/A | #N/A | 0 | 0 | 0 | #DIV/0!
| E201 | 18230611 | Low Income Weatherization {E} | [15 empty] | 0 | 0 | 0 | 0% | 0 | 0 | 0 | 0 | 0 | 0 | 0 | 0 | #N/A | #N/A | #N/A | #N/A | #N/A | #N/A | #N/A | 0 | 0 | 0 | #DIV/0!
| E201 | 18230611 | Low Income Weatherization {E} | [15 empty] | 0 | 0 | 0 | 0% | 0 | 0 | 0 | 0 | 0 | 0 | 0 | 0 | #N/A | #N/A | #N/A | #N/A | #N/A | #N/A | #N/A | 0 | 0 | 0 | #DIV/0!
| E201 | 18230611 | Low Income Weatherization {E} | [15 empty] | 0 | 0 | 0 | 0% | 0 | 0 | 0 | 0 | 0 | 0 | 0 | 0 | #N/A | #N/A | #N/A | #N/A | #N/A | #N/A | #N/A | 0 | 0 | 0 | #DIV/0!
| E201 | 18230611 | Low Income Weatherization {E} | [15 empty] | 0 | 0 | 0 | 0% | 0 | 0 | 0 | 0 | 0 | 0 | 0 | 0 | #N/A | #N/A | #N/A | #N/A | #N/A | #N/A | #N/A | 0 | 0 | 0 | #DIV/0!
| E201 | 18230611 | Low Income Weatherization {E} | [15 empty] | 0 | 0 | 0 | 0% | 0 | 0 | 0 | 0 | 0 | 0 | 0 | 0 | #N/A | #N/A | #N/A | #N/A | #N/A | #N/A | #N/A | 0 | 0 | 0 | #DIV/0!
| E201 | 18230611 | Low Income Weatherization {E} | [15 empty] | 0 | 0 | 0 | 0% | 0 | 0 | 0 | 0 | 0 | 0 | 0 | 0 | #N/A | #N/A | #N/A | #N/A | #N/A | #N/A | #N/A | 0 | 0 | 0 | #DIV/0!
| E201 | 18230611 | Low Income Weatherization {E} | [15 empty] | 0 | 0 | 0 | 0% | 0 | 0 | 0 | 0 | 0 | 0 | 0 | 0 | #N/A | #N/A | #N/A | #N/A | #N/A | #N/A | #N/A | 0 | 0 | 0 | #DIV/0!
| E201 | 18230611 | Low Income Weatherization {E} | [15 empty] | 0 | 0 | 0 | 0% | 0 | 0 | 0 | 0 | 0 | 0 | 0 | 0 | #N/A | #N/A | #N/A | #N/A | #N/A | #N/A | #N/A | 0 | 0 | 0 | #DIV/0!
| E201 | 18230611 | Low Income Weatherization {E} | [15 empty] | 0 | 0 | 0 | 0% | 0 | 0 | 0 | 0 | 0 | 0 | 0 | 0 | #N/A | #N/A | #N/A | #N/A | #N/A | #N/A | #N/A | 0 | 0 | 0 | #DIV/0!
| E201 | 18230611 | Low Income Weatherization {E} | [15 empty] | 0 | 0 | 0 | 0% | 0 | 0 | 0 | 0 | 0 | 0 | 0 | 0 | #N/A | #N/A | #N/A | #N/A | #N/A | #N/A | #N/A | 0 | 0 | 0 | #DIV/0!
| E201 | 18230611 | Low Income Weatherization {E} | [15 empty] | 0 | 0 | 0 | 0% | 0 | 0 | 0 | 0 | 0 | 0 | 0 | 0 | #N/A | #N/A | #N/A | #N/A | #N/A | #N/A | #N/A | 0 | 0 | 0 | #DIV/0!
| E201 | 18230611 | Low Income Weatherization {E} | [15 empty] | 0 | 0 | 0 | 0% | 0 | 0 | 0 | 0 | 0 | 0 | 0 | 0 | #N/A | #N/A | #N/A | #N/A | #N/A | #N/A | #N/A | 0 | 0 | 0 | #DIV/0!
| E201 | 18230611 | Low Income Weatherization {E} | [15 empty] | 0 | 0 | 0 | 0% | 0 | 0 | 0 | 0 | 0 | 0 | 0 | 0 | #N/A | #N/A | #N/A | #N/A | #N/A | #N/A | #N/A | 0 | 0 | 0 | #DIV/0!
| E201 | 18230611 | Low Income Weatherization {E} | [15 empty] | 0 | 0 | 0 | 0% | 0 | 0 | 0 | 0 | 0 | 0 | 0 | 0 | #N/A | #N/A | #N/A | #N/A | #N/A | #N/A | #N/A | 0 | 0 | 0 | #DIV/0!
| E201 | 18230611 | Low Income Weatherization {E} | [15 empty] | 0 | 0 | 0 | 0% | 0 | 0 | 0 | 0 | 0 | 0 | 0 | 0 | #N/A | #N/A | #N/A | #N/A | #N/A | #N/A | #N/A | 0 | 0 | 0 | #DIV/0!
| E201 | 18230611 | Low Income Weatherization {E} | [15 empty] | 0 | 0 | 0 | 0% | 0 | 0 | 0 | 0 | 0 | 0 | 0 | 0 | #N/A | #N/A | #N/A | #N/A | #N/A | #N/A | #N/A | 0 | 0 | 0 | #DIV/0!
| E201 | 18230611 | Low Income Weatherization {E} | [15 empty] | 0 | 0 | 0 | 0% | 0 | 0 | 0 | 0 | 0 | 0 | 0 | 0 | #N/A | #N/A | #N/A | #N/A | #N/A | #N/A | #N/A | 0 | 0 | 0 | #DIV/0!
| E201 | 18230611 | Low Income Weatherization {E} | [15 empty] | 0 | 0 | 0 | 0% | 0 | 0 | 0 | 0 | 0 | 0 | 0 | 0 | #N/A | #N/A | #N/A | #N/A | #N/A | #N/A | #N/A | 0 | 0 | 0 | #DIV/0!
| E201 | 18230611 | Low Income Weatherization {E} | [15 empty] | 0 | 0 | 0 | 0% | 0 | 0 | 0 | 0 | 0 | 0 | 0 | 0 | #N/A | #N/A | #N/A | #N/A | #N/A | #N/A | #N/A | 0 | 0 | 0 | #DIV/0!
| E201 | 18230611 | Low Income Weatherization {E} | [15 empty] | 0 | 0 | 0 | 0% | 0 | 0 | 0 | 0 | 0 | 0 | 0 | 0 | #N/A | #N/A | #N/A | #N/A | #N/A | #N/A | #N/A | 0 | 0 | 0 | #DIV/0!
| E201 | 18230611 | Low Income Weatherization {E} | [15 empty] | 0 | 0 | 0 | 0% | 0 | 0 | 0 | 0 | 0 | 0 | 0 | 0 | #N/A | #N/A | #N/A | #N/A | #N/A | #N/A | #N/A | 0 | 0 | 0 | #DIV/0!
| E201 | 18230611 | Low Income Weatherization {E} | [15 empty] | 0 | 0 | 0 | 0% | 0 | 0 | 0 | 0 | 0 | 0 | 0 | 0 | #N/A | #N/A | #N/A | #N/A | #N/A | #N/A | #N/A | 0 | 0 | 0 | #DIV/0!
| E201 | 18230611 | Low Income Weatherization {E} | [15 empty] | 0 | 0 | 0 | 0% | 0 | 0 | 0 | 0 | 0 | 0 | 0 | 0 | #N/A | #N/A | #N/A | #N/A | #N/A | #N/A | #N/A | 0 | 0 | 0 | #DIV/0!
| E201 | 18230611 | Low Income Weatherization {E} | [15 empty] | 0 | 0 | 0 | 0% | 0 | 0 | 0 | 0 | 0 | 0 | 0 | 0 | #N/A | #N/A | #N/A | #N/A | #N/A | #N/A | #N/A | 0 | 0 | 0 | #DIV/0!
| E201 | 18230611 | Low Income Weatherization {E} | [15 empty] | 0 | 0 | 0 | 0% | 0 | 0 | 0 | 0 | 0 | 0 | 0 | 0 | #N/A | #N/A | #N/A | #N/A | #N/A | #N/A | #N/A | 0 | 0 | 0 | #DIV/0!
| E201 | 18230611 | Low Income Weatherization {E} | [15 empty] | 0 | 0 | 0 | 0% | 0 | 0 | 0 | 0 | 0 | 0 | 0 | 0 | #N/A | #N/A | #N/A | #N/A | #N/A | #N/A | #N/A | 0 | 0 | 0 | #DIV/0!
| E201 | 18230611 | Low Income Weatherization {E} | [15 empty] | 0 | 0 | 0 | 0% | 0 | 0 | 0 | 0 | 0 | 0 | 0 | 0 | #N/A | #N/A | #N/A | #N/A | #N/A | #N/A | #N/A | 0 | 0 | 0 | #DIV/0!
| E201 | 18230611 | Low Income Weatherization {E} | [15 empty] | 0 | 0 | 0 | 0% | 0 | 0 | 0 | 0 | 0 | 0 | 0 | 0 | #N/A | #N/A | #N/A | #N/A | #N/A | #N/A | #N/A | 0 | 0 | 0 | #DIV/0!
| E201 | 18230611 | Low Income Weatherization {E} | [15 empty] | 0 | 0 | 0 | 0% | 0 | 0 | 0 | 0 | 0 | 0 | 0 | 0 | #N/A | #N/A | #N/A | #N/A | #N/A | #N/A | #N/A | 0 | 0 | 0 | #DIV/0!
| E201 | 18230611 | Low Income Weatherization {E} | [15 empty] | 0 | 0 | 0 | 0% | 0 | 0 | 0 | 0 | 0 | 0 | 0 | 0 | #N/A | #N/A | #N/A | #N/A | #N/A | #N/A | #N/A | 0 | 0 | 0 | #DIV/0!
| E201 | 18230611 | Low Income Weatherization {E} | [15 empty] | 0 | 0 | 0 | 0% | 0 | 0 | 0 | 0 | 0 | 0 | 0 | 0 | #N/A | #N/A | #N/A | #N/A | #N/A | #N/A | #N/A | 0 | 0 | 0 | #DIV/0!
| E201 | 18230611 | Low Income Weatherization {E} | [15 empty] | 0 | 0 | 0 | 0% | 0 | 0 | 0 | 0 | 0 | 0 | 0 | 0 | #N/A | #N/A | #N/A | #N/A | #N/A | #N/A | #N/A | 0 | 0 | 0 | #DIV/0!
| E201 | 18230611 | Low Income Weatherization {E} | [15 empty] | 0 | 0 | 0 | 0% | 0 | 0 | 0 | 0 | 0 | 0 | 0 | 0 | #N/A | #N/A | #N/A | #N/A | #N/A | #N/A | #N/A | 0 | 0 | 0 | #DIV/0!
| E201 | 18230611 | Low Income Weatherization {E} | [15 empty] | 0 | 0 | 0 | 0% | 0 | 0 | 0 | 0 | 0 | 0 | 0 | 0 | #N/A | #N/A | #N/A | #N/A | #N/A | #N/A | #N/A | 0 | 0 | 0 | #DIV/0!
| E201 | 18230611 | Low Income Weatherization {E} | [15 empty] | 0 | 0 | 0 | 0% | 0 | 0 | 0 | 0 | 0 | 0 | 0 | 0 | #N/A | #N/A | #N/A | #N/A | #N/A | #N/A | #N/A | 0 | 0 | 0 | #DIV/0!
| E201 | 18230611 | Low Income Weatherization {E} | [15 empty] | 0 | 0 | 0 | 0% | 0 | 0 | 0 | 0 | 0 | 0 | 0 | 0 | #N/A | #N/A | #N/A | #N/A | #N/A | #N/A | #N/A | 0 | 0 | 0 | #DIV/0!
| E201 | 18230611 | Low Income Weatherization {E} | [15 empty] | 0 | 0 | 0 | 0% | 0 | 0 | 0 | 0 | 0 | 0 | 0 | 0 | #N/A | #N/A | #N/A | #N/A | #N/A | #N/A | #N/A | 0 | 0 | 0 | #DIV/0!
| E201 | 18230611 | Low Income Weatherization {E} | [15 empty] | 0 | 0 | 0 | 0% | 0 | 0 | 0 | 0 | 0 | 0 | 0 | 0 | #N/A | #N/A | #N/A | #N/A | #N/A | #N/A | #N/A | 0 | 0 | 0 | #DIV/0!
| E201 | 18230611 | Low Income Weatherization {E} | [15 empty] | 0 | 0 | 0 | 0% | 0 | 0 | 0 | 0 | 0 | 0 | 0 | 0 | #N/A | #N/A | #N/A | #N/A | #N/A | #N/A | #N/A | 0 | 0 | 0 | #DIV/0!
| E201 | 18230611 | Low Income Weatherization {E} | [15 empty] | 0 | 0 | 0 | 0% | 0 | 0 | 0 | 0 | 0 | 0 | 0 | 0 | #N/A | #N/A | #N/A | #N/A | #N/A | #N/A | #N/A | 0 | 0 | 0 | #DIV/0!
| E201 | 18230611 | Low Income Weatherization {E} | [15 empty] | 0 | 0 | 0 | 0% | 0 | 0 | 0 | 0 | 0 | 0 | 0 | 0 | #N/A | #N/A | #N/A | #N/A | #N/A | #N/A | #N/A | 0 | 0 | 0 | #DIV/0!
| E201 | 18230611 | Low Income Weatherization {E} | [15 empty] | 0 | 0 | 0 | 0% | 0 | 0 | 0 | 0 | 0 | 0 | 0 | 0 | #N/A | #N/A | #N/A | #N/A | #N/A | #N/A | #N/A | 0 | 0 | 0 | #DIV/0!
| E201 | 18230611 | Low Income Weatherization {E} | [15 empty] | 0 | 0 | 0 | 0% | 0 | 0 | 0 | 0 | 0 | 0 | 0 | 0 | #N/A | #N/A | #N/A | #N/A | #N/A | #N/A | #N/A | 0 | 0 | 0 | #DIV/0!
| E201 | 18230611 | Low Income Weatherization {E} | [15 empty] | 0 | 0 | 0 | 0% | 0 | 0 | 0 | 0 | 0 | 0 | 0 | 0 | #N/A | #N/A | #N/A | #N/A | #N/A | #N/A | #N/A | 0 | 0 | 0 | #DIV/0!
| E201 | 18230611 | Low Income Weatherization {E} | [15 empty] | 0 | 0 | 0 | 0% | 0 | 0 | 0 | 0 | 0 | 0 | 0 | 0 | #N/A | #N/A | #N/A | #N/A | #N/A | #N/A | #N/A | 0 | 0 | 0 | #DIV/0!
| E201 | 18230611 | Low Income Weatherization {E} | [15 empty] | 0 | 0 | 0 | 0% | 0 | 0 | 0 | 0 | 0 | 0 | 0 | 0 | #N/A | #N/A | #N/A | #N/A | #N/A | #N/A | #N/A | 0 | 0 | 0 | #DIV/0!
| E201 | 18230611 | Low Income Weatherization {E} | [15 empty] | 0 | 0 | 0 | 0% | 0 | 0 | 0 | 0 | 0 | 0 | 0 | 0 | #N/A | #N/A | #N/A | #N/A | #N/A | #N/A | #N/A | 0 | 0 | 0 | #DIV/0!
| E201 | 18230611 | Low Income Weatherization {E} | [15 empty] | 0 | 0 | 0 | 0% | 0 | 0 | 0 | 0 | 0 | 0 | 0 | 0 | #N/A | #N/A | #N/A | #N/A | #N/A | #N/A | #N/A | 0 | 0 | 0 | #DIV/0!
| E201 | 18230611 | Low Income Weatherization {E} | [15 empty] | 0 | 0 | 0 | 0% | 0 | 0 | 0 | 0 | 0 | 0 | 0 | 0 | #N/A | #N/A | #N/A | #N/A | #N/A | #N/A | #N/A | 0 | 0 | 0 | #DIV/0!
| E201 | 18230611 | Low Income Weatherization {E} | [15 empty] | 0 | 0 | 0 | 0% | 0 | 0 | 0 | 0 | 0 | 0 | 0 | 0 | #N/A | #N/A | #N/A | #N/A | #N/A | #N/A | #N/A | 0 | 0 | 0 | #DIV/0!
| E201 | 18230611 | Low Income Weatherization {E} | [15 empty] | 0 | 0 | 0 | 0% | 0 | 0 | 0 | 0 | 0 | 0 | 0 | 0 | #N/A | #N/A | #N/A | #N/A | #N/A | #N/A | #N/A | 0 | 0 | 0 | #DIV/0!
| E201 | 18230611 | Low Income Weatherization {E} | [15 empty] | 0 | 0 | 0 | 0% | 0 | 0 | 0 | 0 | 0 | 0 | 0 | 0 | #N/A | #N/A | #N/A | #N/A | #N/A | #N/A | #N/A | 0 | 0 | 0 | #DIV/0!
| E201 | 18230611 | Low Income Weatherization {E} | [15 empty] | 0 | 0 | 0 | 0% | 0 | 0 | 0 | 0 | 0 | 0 | 0 | 0 | #N/A | #N/A | #N/A | #N/A | #N/A | #N/A | #N/A | 0 | 0 | 0 | #DIV/0!
| E201 | 18230611 | Low Income Weatherization {E} | [15 empty] | 0 | 0 | 0 | 0% | 0 | 0 | 0 | 0 | 0 | 0 | 0 | 0 | #N/A | #N/A | #N/A | #N/A | #N/A | #N/A | #N/A | 0 | 0 | 0 | #DIV/0!
| E201 | 18230611 | Low Income Weatherization {E} | [15 empty] | 0 | 0 | 0 | 0% | 0 | 0 | 0 | 0 | 0 | 0 | 0 | 0 | #N/A | #N/A | #N/A | #N/A | #N/A | #N/A | #N/A | 0 | 0 | 0 | #DIV/0!
| E201 | 18230611 | Low Income Weatherization {E} | [15 empty] | 0 | 0 | 0 | 0% | 0 | 0 | 0 | 0 | 0 | 0 | 0 | 0 | #N/A | #N/A | #N/A | #N/A | #N/A | #N/A | #N/A | 0 | 0 | 0 | #DIV/0!
| E201 | 18230611 | Low Income Weatherization {E} | [15 empty] | 0 | 0 | 0 | 0% | 0 | 0 | 0 | 0 | 0 | 0 | 0 | 0 | #N/A | #N/A | #N/A | #N/A | #N/A | #N/A | #N/A | 0 | 0 | 0 | #DIV/0!
| E201 | 18230611 | Low Income Weatherization {E} | [15 empty] | 0 | 0 | 0 | 0% | 0 | 0 | 0 | 0 | 0 | 0 | 0 | 0 | #N/A | #N/A | #N/A | #N/A | #N/A | #N/A | #N/A | 0 | 0 | 0 | #DIV/0!
| E201 | 18230611 | Low Income Weatherization {E} | [15 empty] | 0 | 0 | 0 | 0% | 0 | 0 | 0 | 0 | 0 | 0 | 0 | 0 | #N/A | #N/A | #N/A | #N/A | #N/A | #N/A | #N/A | 0 | 0 | 0 | #DIV/0!
| E201 | 18230611 | Low Income Weatherization {E} | [15 empty] | 0 | 0 | 0 | 0% | 0 | 0 | 0 | 0 | 0 | 0 | 0 | 0 | #N/A | #N/A | #N/A | #N/A | #N/A | #N/A | #N/A | 0 | 0 | 0 | #DIV/0!
| E201 | 18230611 | Low Income Weatherization {E} | [15 empty] | 0 | 0 | 0 | 0% | 0 | 0 | 0 | 0 | 0 | 0 | 0 | 0 | #N/A | #N/A | #N/A | #N/A | #N/A | #N/A | #N/A | 0 | 0 | 0 | #DIV/0!
| E201 | 18230611 | Low Income Weatherization {E} | [15 empty] | 0 | 0 | 0 | 0% | 0 | 0 | 0 | 0 | 0 | 0 | 0 | 0 | #N/A | #N/A | #N/A | #N/A | #N/A | #N/A | #N/A | 0 | 0 | 0 | #DIV/0!
| E201 | 18230611 | Low Income Weatherization {E} | [15 empty] | 0 | 0 | 0 | 0% | 0 | 0 | 0 | 0 | 0 | 0 | 0 | 0 | #N/A | #N/A | #N/A | #N/A | #N/A | #N/A | #N/A | 0 | 0 | 0 | #DIV/0!
| E201 | 18230611 | Low Income Weatherization {E} | [15 empty] | 0 | 0 | 0 | 0% | 0 | 0 | 0 | 0 | 0 | 0 | 0 | 0 | #N/A | #N/A | #N/A | #N/A | #N/A | #N/A | #N/A | 0 | 0 | 0 | #DIV/0!
| E201 | 18230611 | Low Income Weatherization {E} | [15 empty] | 0 | 0 | 0 | 0% | 0 | 0 | 0 | 0 | 0 | 0 | 0 | 0 | #N/A | #N/A | #N/A | #N/A | #N/A | #N/A | #N/A | 0 | 0 | 0 | #DIV/0!
| E201 | 18230611 | Low Income Weatherization {E} | [15 empty] | 0 | 0 | 0 | 0% | 0 | 0 | 0 | 0 | 0 | 0 | 0 | 0 | #N/A | #N/A | #N/A | #N/A | #N/A | #N/A | #N/A | 0 | 0 | 0 | #DIV/0!
| E201 | 18230611 | Low Income Weatherization {E} | [15 empty] | 0 | 0 | 0 | 0% | 0 | 0 | 0 | 0 | 0 | 0 | 0 | 0 | #N/A | #N/A | #N/A | #N/A | #N/A | #N/A | #N/A | 0 | 0 | 0 | #DIV/0!
| E201 | 18230611 | Low Income Weatherization {E} | [15 empty] | 0 | 0 | 0 | 0% | 0 | 0 | 0 | 0 | 0 | 0 | 0 | 0 | #N/A | #N/A | #N/A | #N/A | #N/A | #N/A | #N/A | 0 | 0 | 0 | #DIV/0!
| E201 | 18230611 | Low Income Weatherization {E} | [15 empty] | 0 | 0 | 0 | 0% | 0 | 0 | 0 | 0 | 0 | 0 | 0 | 0 | #N/A | #N/A | #N/A | #N/A | #N/A | #N/A | #N/A | 0 | 0 | 0 | #DIV/0!
| E201 | 18230611 | Low Income Weatherization {E} | [15 empty] | 0 | 0 | 0 | 0% | 0 | 0 | 0 | 0 | 0 | 0 | 0 | 0 | #N/A | #N/A | #N/A | #N/A | #N/A | #N/A | #N/A | 0 | 0 | 0 | #DIV/0!
| E201 | 18230611 | Low Income Weatherization {E} | [15 empty] | 0 | 0 | 0 | 0% | 0 | 0 | 0 | 0 | 0 | 0 | 0 | 0 | #N/A | #N/A | #N/A | #N/A | #N/A | #N/A | #N/A | 0 | 0 | 0 | #DIV/0!
| E201 | 18230611 | Low Income Weatherization {E} | [15 empty] | 0 | 0 | 0 | 0% | 0 | 0 | 0 | 0 | 0 | 0 | 0 | 0 | #N/A | #N/A | #N/A | #N/A | #N/A | #N/A | #N/A | 0 | 0 | 0 | #DIV/0!
| E201 | 18230611 | Low Income Weatherization {E} | [15 empty] | 0 | 0 | 0 | 0% | 0 | 0 | 0 | 0 | 0 | 0 | 0 | 0 | #N/A | #N/A | #N/A | #N/A | #N/A | #N/A | #N/A | 0 | 0 | 0 | #DIV/0!
| E201 | 18230611 | Low Income Weatherization {E} | [15 empty] | 0 | 0 | 0 | 0% | 0 | 0 | 0 | 0 | 0 | 0 | 0 | 0 | #N/A | #N/A | #N/A | #N/A | #N/A | #N/A | #N/A | 0 | 0 | 0 | #DIV/0!
| E201 | 18230611 | Low Income Weatherization {E} | [15 empty] | 0 | 0 | 0 | 0% | 0 | 0 | 0 | 0 | 0 | 0 | 0 | 0 | #N/A | #N/A | #N/A | #N/A | #N/A | #N/A | #N/A | 0 | 0 | 0 | #DIV/0!
| E201 | 18230611 | Low Income Weatherization {E} | [15 empty] | 0 | 0 | 0 | 0% | 0 | 0 | 0 | 0 | 0 | 0 | 0 | 0 | #N/A | #N/A | #N/A | #N/A | #N/A | #N/A | #N/A | 0 | 0 | 0 | #DIV/0!
| E201 | 18230611 | Low Income Weatherization {E} | [15 empty] | 0 | 0 | 0 | 0% | 0 | 0 | 0 | 0 | 0 | 0 | 0 | 0 | #N/A | #N/A | #N/A | #N/A | #N/A | #N/A | #N/A | 0 | 0 | 0 | #DIV/0!
| E201 | 18230611 | Low Income Weatherization {E} | [15 empty] | 0 | 0 | 0 | 0% | 0 | 0 | 0 | 0 | 0 | 0 | 0 | 0 | #N/A | #N/A | #N/A | #N/A | #N/A | #N/A | #N/A | 0 | 0 | 0 | #DIV/0!
| E201 | 18230611 | Low Income Weatherization {E} | [15 empty] | 0 | 0 | 0 | 0% | 0 | 0 | 0 | 0 | 0 | 0 | 0 | 0 | #N/A | #N/A | #N/A | #N/A | #N/A | #N/A | #N/A | 0 | 0 | 0 | #DIV/0!
| E201 | 18230611 | Low Income Weatherization {E} | [15 empty] | 0 | 0 | 0 | 0% | 0 | 0 | 0 | 0 | 0 | 0 | 0 | 0 | #N/A | #N/A | #N/A | #N/A | #N/A | #N/A | #N/A | 0 | 0 | 0 | #DIV/0!
[19 empty] | 0 | 0 | 0 | 0% | 0 | 0 | 0 | 0 | 0 | 0 | 0 | 0 | #N/A | #N/A | #N/A | #N/A | #N/A | #N/A | #N/A | 0 | 0 | 0 | #DIV/0!
[19 empty] | 0 | 0 | 0 | 0% | 0 | 0 | 0 | 0 | 0 | 0 | 0 | 0 | #N/A | #N/A | #N/A | #N/A | #N/A | #N/A | #N/A | 0 | 0 | 0 | #DIV/0!
[19 empty] | 0 | 0 | 0 | 0% | 0 | 0 | 0 | 0 | 0 | 0 | 0 | 0 | #N/A | #N/A | #N/A | #N/A | #N/A | #N/A | #N/A | 0 | 0 | 0 | #DIV/0!
[19 empty] | 0 | 0 | 0 | 0% | 0 | 0 | 0 | 0 | 0 | 0 | 0 | 0 | #N/A | #N/A | #N/A | #N/A | #N/A | #N/A | #N/A | 0 | 0 | 0 | #DIV/0!
[19 empty] | 0 | 0 | 0 | 0% | 0 | 0 | 0 | 0 | 0 | 0 | 0 | 0 | #N/A | #N/A | #N/A | #N/A | #N/A | #N/A | #N/A | 0 | 0 | 0 | #DIV/0!
[19 empty] | 0 | 0 | 0 | 0% | 0 | 0 | 0 | 0 | 0 | 0 | 0 | 0 | #N/A | #N/A | #N/A | #N/A | #N/A | #N/A | #N/A | 0 | 0 | 0 | #DIV/0!
[19 empty] | 0 | 0 | 0 | 0% | 0 | 0 | 0 | 0 | 0 | 0 | 0 | 0 | #N/A | #N/A | #N/A | #N/A | #N/A | #N/A | #N/A | 0 | 0 | 0 | #DIV/0!
[19 empty] | 0 | 0 | 0 | 0% | 0 | 0 | 0 | 0 | 0 | 0 | 0 | 0 | #N/A | #N/A | #N/A | #N/A | #N/A | #N/A | #N/A | 0 | 0 | 0 | #DIV/0!
[19 empty] | 0 | 0 | 0 | 0% | 0 | 0 | 0 | 0 | 0 | 0 | 0 | 0 | #N/A | #N/A | #N/A | #N/A | #N/A | #N/A | #N/A | 0 | 0 | 0 | #DIV/0!
[19 empty] | 0 | 0 | 0 | 0% | 0 | 0 | 0 | 0 | 0 | 0 | 0 | 0 | #N/A | #N/A | #N/A | #N/A | #N/A | #N/A | #N/A | 0 | 0 | 0 | #DIV/0!
[19 empty] | 0 | 0 | 0 | 0% | 0 | 0 | 0 | 0 | 0 | 0 | 0 | 0 | #N/A | #N/A | #N/A | #N/A | #N/A | #N/A | #N/A | 0 | 0 | 0 | #DIV/0!
[19 empty] | 0 | 0 | 0 | 0% | 0 | 0 | 0 | 0 | 0 | 0 | 0 | 0 | #N/A | #N/A | #N/A | #N/A | #N/A | #N/A | #N/A | 0 | 0 | 0 | #DIV/0!
[19 empty] | 0 | 0 | 0 | 0% | 0 | 0 | 0 | 0 | 0 | 0 | 0 | 0 | #N/A | #N/A | #N/A | #N/A | #N/A | #N/A | #N/A | 0 | 0 | 0 | #DIV/0!
[19 empty] | 0 | 0 | 0 | 0% | 0 | 0 | 0 | 0 | 0 | 0 | 0 | 0 | #N/A | #N/A | #N/A | #N/A | #N/A | #N/A | #N/A | 0 | 0 | 0 | #DIV/0!
[19 empty] | 0 | 0 | 0 | 0% | 0 | 0 | 0 | 0 | 0 | 0 | 0 | 0 | #N/A | #N/A | #N/A | #N/A | #N/A | #N/A | #N/A | 0 | 0 | 0 | #DIV/0!
[19 empty] | 0 | 0 | 0 | 0% | 0 | 0 | 0 | 0 | 0 | 0 | 0 | 0 | #N/A | #N/A | #N/A | #N/A | #N/A | #N/A | #N/A | 0 | 0 | 0 | #DIV/0!
[19 empty] | 0 | 0 | 0 | 0% | 0 | 0 | 0 | 0 | 0 | 0 | 0 | 0 | #N/A | #N/A | #N/A | #N/A | #N/A | #N/A | #N/A | 0 | 0 | 0 | #DIV/0!
[19 empty] | 0 | 0 | 0 | 0% | 0 | 0 | 0 | 0 | 0 | 0 | 0 | 0 | #N/A | #N/A | #N/A | #N/A | #N/A | #N/A | #N/A | 0 | 0 | 0 | #DIV/0!
[19 empty] | 0 | 0 | 0 | 0% | 0 | 0 | 0 | 0 | 0 | 0 | 0 | 0 | #N/A | #N/A | #N/A | #N/A | #N/A | #N/A | #N/A | 0 | 0 | 0 | #DIV/0!
[19 empty] | 0 | 0 | 0 | 0% | 0 | 0 | 0 | 0 | 0 | 0 | 0 | 0 | #N/A | #N/A | #N/A | #N/A | #N/A | #N/A | #N/A | 0 | 0 | 0 | #DIV/0!
[19 empty] | 0 | 0 | 0 | 0% | 0 | 0 | 0 | 0 | 0 | 0 | 0 | 0 | #N/A | #N/A | #N/A | #N/A | #N/A | #N/A | #N/A | 0 | 0 | 0 | #DIV/0!
[19 empty] | 0 | 0 | 0 | 0% | 0 | 0 | 0 | 0 | 0 | 0 | 0 | 0 | #N/A | #N/A | #N/A | #N/A | #N/A | #N/A | #N/A | 0 | 0 | 0 | #DIV/0!
[19 empty] | 0 | 0 | 0 | 0% | 0 | 0 | 0 | 0 | 0 | 0 | 0 | 0 | #N/A | #N/A | #N/A | #N/A | #N/A | #N/A | #N/A | 0 | 0 | 0 | #DIV/0!
[19 empty] | 0 | 0 | 0 | 0% | 0 | 0 | 0 | 0 | 0 | 0 | 0 | 0 | #N/A | #N/A | #N/A | #N/A | #N/A | #N/A | #N/A | 0 | 0 | 0 | #DIV/0!
[19 empty] | 0 | 0 | 0 | 0% | 0 | 0 | 0 | 0 | 0 | 0 | 0 | 0 | #N/A | #N/A | #N/A | #N/A | #N/A | #N/A | #N/A | 0 | 0 | 0 | #DIV/0!
[19 empty] | 0 | 0 | 0 | 0% | 0 | 0 | 0 | 0 | 0 | 0 | 0 | 0 | #N/A | #N/A | #N/A | #N/A | #N/A | #N/A | #N/A | 0 | 0 | 0 | #DIV/0!
[19 empty] | 0 | 0 | 0 | 0% | 0 | 0 | 0 | 0 | 0 | 0 | 0 | 0 | #N/A | #N/A | #N/A | #N/A | #N/A | #N/A | #N/A | 0 | 0 | 0 | #DIV/0!

## Residential Lighting {E}
Rtn to Summary |  | Order Number | Program Name | Discount Rate: | 6.8% | [9 empty] | Paste in incentives but use DBtC for Total
| Program: | 18230440 | Residential Lighting {E}
| paste |  |  | paste | paste | paste | paste | paste | paste | paste | paste | paste | paste | Paste | paste | paste | paste | paste | Formula: G + H | Formula: (O/A10)*T | Formula: N - M | Formula: O/A10 | Formula: W*A8 | Formula: Q - P | Formula: X + DBtC | Formula: Q + X | Formula: Z/(1+ElecDiscountRate)^1 | Formula: AA/(1+ElecDiscountRate)^1 | Formula: -PV (ElecDiscount Rate,T,R)*J | Formula: - PV (ElecDiscount Rate, T, S)*J |  | AF*J*K |  | AH*J*L | AG + AI |  | AG +AI -AK | formula: Logic to lookup from AC tables and adjust by savings and quantity | Formula: Utility Savings (AM)*1.1+AD+AE | formula: AM/AB | formula: AN/AC
| Sch. No. | Order Number | Program Name | Measure Version | Measure Name | First Period Measure Life | Second period Measure Life | Electric End-Use Type | Number of units offered | Savings per Unit Period 1 | Savngs per Unit Period 2 | Incentives Per Unit | Incremental Measure Cost per Unit | Total First Year Savings | Total Incentive | Total Incremental Measure Cost | Unit First Year Non-Energy Benefits | Unit Annual Net Equipment O&M | Total Measure Life | Weighted Life | Agency or Customer Cost per Unit | Percent Unit overhead | Program Overhead Cost | Total Customer Cost | Total Utility Program Costs | Total Resource Cost | PV Total Utility Program Costs | PV Total Resource Costs | PV Total Non-Energy Benefits | PV Total Net Equipment O&M | Unit PV First period Savings for 1 kWh | Total First Period Savings | Unit PV Savings for Second Period for 1 kWh | Total Second period Savings | Unadjusted Total | Decrement | Final UC Total Savings | PV Total Savings UC | PV Total Savings TRC | UC B/C Ratio | TRC B/C Ratio
DBTC: | E214 | 18230440 | Residential Lighting {E} | x - | [14 empty] | 0 | #DIV/0! | 0 | #DIV/0! | #DIV/0! | 0 | #DIV/0! | #DIV/0! | #DIV/0! | #DIV/0! | 0 | 0 | #N/A | #N/A | #N/A | #N/A | #N/A | #N/A | #N/A | 0 | 0 | 0 | #DIV/0!
0 | E215 | 18230441 | Residential Lighting {E} | [15 empty] | 0 | #DIV/0! | 0 | #DIV/0! | #DIV/0! | 0 | #DIV/0! | #DIV/0! | #DIV/0! | #DIV/0! | 0 | 0 | #N/A | #N/A | #N/A | #N/A | #N/A | #N/A | #N/A | 0 | 0 | 0 | #DIV/0!
Program Costs: | E216 | 18230442 | Residential Lighting {E} | [15 empty] | 0 | #DIV/0! | 0 | #DIV/0! | #DIV/0! | 0 | #DIV/0! | #DIV/0! | #DIV/0! | #DIV/0! | 0 | 0 | #N/A | #N/A | #N/A | #N/A | #N/A | #N/A | #N/A | 0 | 0 | 0 | #DIV/0!
0 | E217 | 18230443 | Residential Lighting {E} | [15 empty] | 0 | #DIV/0! | 0 | #DIV/0! | #DIV/0! | 0 | #DIV/0! | #DIV/0! | #DIV/0! | #DIV/0! | 0 | 0 | #N/A | #N/A | #N/A | #N/A | #N/A | #N/A | #N/A | 0 | 0 | 0 | #DIV/0!
Total Savings (kWh): | E218 | 18230444 | Residential Lighting {E} | [15 empty] | 0 | #DIV/0! | 0 | #DIV/0! | #DIV/0! | 0 | #DIV/0! | #DIV/0! | #DIV/0! | #DIV/0! | 0 | 0 | #N/A | #N/A | #N/A | #N/A | #N/A | #N/A | #N/A | 0 | 0 | 0 | #DIV/0!
0 | E219 | 18230445 | Residential Lighting {E} | [15 empty] | 0 | #DIV/0! | 0 | #DIV/0! | #DIV/0! | 0 | #DIV/0! | #DIV/0! | #DIV/0! | #DIV/0! | 0 | 0 | #N/A | #N/A | #N/A | #N/A | #N/A | #N/A | #N/A | 0 | 0 | 0 | #DIV/0!
Total Incentives: | E220 | 18230446 | Residential Lighting {E} | [15 empty] | 0 | #DIV/0! | 0 | #DIV/0! | #DIV/0! | 0 | #DIV/0! | #DIV/0! | #DIV/0! | #DIV/0! | 0 | 0 | #N/A | #N/A | #N/A | #N/A | #N/A | #N/A | #N/A | 0 | 0 | 0 | #DIV/0!
0 | E221 | 18230447 | Residential Lighting {E} | [15 empty] | 0 | #DIV/0! | 0 | #DIV/0! | #DIV/0! | 0 | #DIV/0! | #DIV/0! | #DIV/0! | #DIV/0! | 0 | 0 | #N/A | #N/A | #N/A | #N/A | #N/A | #N/A | #N/A | 0 | 0 | 0 | #DIV/0!
Total Customer Costs: | E222 | 18230448 | Residential Lighting {E} | [15 empty] | 0 | #DIV/0! | 0 | #DIV/0! | #DIV/0! | 0 | #DIV/0! | #DIV/0! | #DIV/0! | #DIV/0! | 0 | 0 | #N/A | #N/A | #N/A | #N/A | #N/A | #N/A | #N/A | 0 | 0 | 0 | #DIV/0!
0 | E223 | 18230449 | Residential Lighting {E} | [15 empty] | 0 | #DIV/0! | 0 | #DIV/0! | #DIV/0! | 0 | #DIV/0! | #DIV/0! | #DIV/0! | #DIV/0! | 0 | 0 | #N/A | #N/A | #N/A | #N/A | #N/A | #N/A | #N/A | 0 | 0 | 0 | #DIV/0!
Weighted Avg Life | E224 | 18230450 | Residential Lighting {E} | [15 empty] | 0 | #DIV/0! | 0 | #DIV/0! | #DIV/0! | 0 | #DIV/0! | #DIV/0! | #DIV/0! | #DIV/0! | 0 | 0 | #N/A | #N/A | #N/A | #N/A | #N/A | #N/A | #N/A | 0 | 0 | 0 | #DIV/0!
#DIV/0! | E225 | 18230451 | Residential Lighting {E} | [15 empty] | 0 | #DIV/0! | 0 | #DIV/0! | #DIV/0! | 0 | #DIV/0! | #DIV/0! | #DIV/0! | #DIV/0! | 0 | 0 | #N/A | #N/A | #N/A | #N/A | #N/A | #N/A | #N/A | 0 | 0 | 0 | #DIV/0!
Total Utility Cost | E226 | 18230452 | Residential Lighting {E} | [15 empty] | 0 | #DIV/0! | 0 | #DIV/0! | #DIV/0! | 0 | #DIV/0! | #DIV/0! | #DIV/0! | #DIV/0! | 0 | 0 | #N/A | #N/A | #N/A | #N/A | #N/A | #N/A | #N/A | 0 | 0 | 0 | #DIV/0!
0 | E227 | 18230453 | Residential Lighting {E} | [15 empty] | 0 | #DIV/0! | 0 | #DIV/0! | #DIV/0! | 0 | #DIV/0! | #DIV/0! | #DIV/0! | #DIV/0! | 0 | 0 | #N/A | #N/A | #N/A | #N/A | #N/A | #N/A | #N/A | 0 | 0 | 0 | #DIV/0!
Total Resource Cost | E228 | 18230454 | Residential Lighting {E} | [15 empty] | 0 | #DIV/0! | 0 | #DIV/0! | #DIV/0! | 0 | #DIV/0! | #DIV/0! | #DIV/0! | #DIV/0! | 0 | 0 | #N/A | #N/A | #N/A | #N/A | #N/A | #N/A | #N/A | 0 | 0 | 0 | #DIV/0!
0 | E229 | 18230455 | Residential Lighting {E} | [15 empty] | 0 | #DIV/0! | 0 | #DIV/0! | #DIV/0! | 0 | #DIV/0! | #DIV/0! | #DIV/0! | #DIV/0! | 0 | 0 | #N/A | #N/A | #N/A | #N/A | #N/A | #N/A | #N/A | 0 | 0 | 0 | #DIV/0!
UC B/C Ratio | E230 | 18230456 | Residential Lighting {E} | [15 empty] | 0 | #DIV/0! | 0 | #DIV/0! | #DIV/0! | 0 | #DIV/0! | #DIV/0! | #DIV/0! | #DIV/0! | 0 | 0 | #N/A | #N/A | #N/A | #N/A | #N/A | #N/A | #N/A | 0 | 0 | 0 | #DIV/0!
#DIV/0! | E231 | 18230457 | Residential Lighting {E} | [15 empty] | 0 | #DIV/0! | 0 | #DIV/0! | #DIV/0! | 0 | #DIV/0! | #DIV/0! | #DIV/0! | #DIV/0! | 0 | 0 | #N/A | #N/A | #N/A | #N/A | #N/A | #N/A | #N/A | 0 | 0 | 0 | #DIV/0!
TRC B/C Ratio | E232 | 18230458 | Residential Lighting {E} | [15 empty] | 0 | #DIV/0! | 0 | #DIV/0! | #DIV/0! | 0 | #DIV/0! | #DIV/0! | #DIV/0! | #DIV/0! | 0 | 0 | #N/A | #N/A | #N/A | #N/A | #N/A | #N/A | #N/A | 0 | 0 | 0 | #DIV/0!
#DIV/0! | [18 empty] | 0 | #DIV/0! | 0 | #DIV/0! | #DIV/0! | 0 | #DIV/0! | #DIV/0! | #DIV/0! | #DIV/0! | 0 | 0 | #N/A | #N/A | #N/A | #N/A | #N/A | #N/A | #N/A | 0 | 0 | 0 | #DIV/0!

## SF Existing Space Heat {E}
Rtn to Summary |  | Order Number | Program Name | Discount Rate: | 6.8% | [9 empty] | Paste in incentives but use DBtC for Total
| Program: | 18230628 | SF Existing Space Heat {E}
| paste |  |  | paste | paste | paste | paste | paste | paste | paste | paste | paste | paste | Paste | paste | paste | paste | paste | Formula: G + H | Formula: (O/A10)*T | Formula: N - M | Formula: O/A10 | Formula: W*A8 | Formula: Q - P | Formula: X + DBtC | Formula: Q + X | Formula: Z/(1+ElecDiscountRate)^1 | Formula: AA/(1+ElecDiscountRate)^1 | Formula: -PV (ElecDiscount Rate,T,R)*J | Formula: - PV (ElecDiscount Rate, T, S)*J |  | AF*J*K |  | AH*J*L | AG + AI |  | AG +AI -AK | formula: Logic to lookup from AC tables and adjust by savings and quantity | Formula: Utility Savings (AM)*1.1+AD+AE | formula: AM/AB | formula: AN/AC
| Sch. No. | Order Number | Program Name | Measure Version | Measure Name | First Period Measure Life | Second period Measure Life | Electric End-Use Type | Number of units offered | Savings per Unit Period 1 | Savngs per Unit Period 2 | Incentives Per Unit | Incremental Measure Cost per Unit | Total First Year Savings | Total Incentive | Total Incremental Measure Cost | Unit First Year Non-Energy Benefits | Unit Annual Net Equipment O&M | Total Measure Life | Weighted Life | Agency or Customer Cost per Unit | Percent Unit overhead | Program Overhead Cost | Total Customer Cost | Total Utility Program Costs | Total Resource Cost | PV Total Utility Program Costs | PV Total Resource Costs | PV Total Non-Energy Benefits | PV Total Net Equipment O&M | Unit PV First period Savings for 1 kWh | Total First Period Savings | Unit PV Savings for Second Period for 1 kWh | Total Second period Savings | Unadjusted Total | Decrement | Final UC Total Savings | PV Total Savings UC | PV Total Savings TRC | UC B/C Ratio | TRC B/C Ratio
DBTC: | E214 | 18230628 | SF Existing Space Heat {E} | 13879 | Sealing - Duct - Advanced - E FAF - SF or DX | 20 |  | SF Space Heat | 70 | 1134 |  | 1250 | 2500 | 79380 | 87500 | 175000 | 14.8749 |  | 20 | 0.21673 | 1250 | 1.084% | 5684.8268 | 87500 | 70664.1812 | 180684.8268 | 66164.9636 | 169180.5495 | 11204.5135 | 0 | 2.0629 | 163754.8205 | 2.0629 | 0 | 163754.8205 | 0 | 163754.8205 | 163754.8205 | 191334.816 | 2.4749 | 1.131
5996405 | E214 | 18230628 | SF Existing Space Heat {E} | 13880 | Sealing - Duct - Advanced - GH - SF or DX | 20 |  | SF Space Heat | 240 | 30 |  | 0 | 0 | 7200 | 0 | 0 | 14.8749 |  | 20 | 0.019658 | 0 | 0.09829% | 515.6306 | 0 | 6409.4495 | 515.6306 | 6001.3572 | 482.8001 | 38415.4747 | 0 | 2.0629 | 14853.0449 | 2.0629 | 0 | 14853.0449 | 0 | 14853.0449 | 14853.0449 | 54753.8242 | 2.4749 | 113.4089
Program Costs: | E214 | 18230628 | SF Existing Space Heat {E} | 13881 | Sealing - Duct - Advanced - HP - SF or DX | 20 |  | SF Space Heat | 70 | 1134 |  | 1250 | 2500 | 79380 | 87500 | 175000 | 0 |  | 20 | 0.21673 | 1250 | 1.084% | 5684.8268 | 87500 | 70664.1812 | 180684.8268 | 66164.9636 | 169180.5495 | 0 | 0 | 2.0629 | 163754.8205 | 2.0629 | 0 | 163754.8205 | 0 | 163754.8205 | 163754.8205 | 180130.3025 | 2.4749 | 1.0647
524605.46 | E214 | 18230628 | SF Existing Space Heat {E} | 12321 | Heat Pump - Ductless - from Zonal - 9.0 or greater HSPF - HZ1CZ1 - MH | 15 |  | SF Heat Pump | 128 | 2065 |  | 2400 | 3906.22 | 264320 | 307200 | 499996.16 | 41.613 |  | 15 | 0.54125 | 1506.22 | 3.608% | 18929.3705 | 192796.16 | 235298.0142 | 518925.5305 | 220316.4927 | 485885.3282 | 49131.8024 | 0 | 1.7654 | 466635.3027 | 1.7654 | 0 | 466635.3027 | 0 | 466635.3027 | 466635.3027 | 562430.6353 | 2.118 | 1.1575
Total Savings (kWh): | E214 | 18230628 | SF Existing Space Heat {E} | 12322 | Heat Pump - Ductless - from Zonal - 9.0 or greater HSPF - HZ1CZ1 - SF or DX | 15 |  | SF Heat Pump | 819 | 2065 |  | 1500 | 3906.22 | 1691235 | 1228500 | 3199194.18 | 41.613 |  | 15 | 3.4631 | 2406.22 | 23.09% | 121118.394 | 1970694.18 | 1505539.6378 | 3320312.574 | 1409681.3088 | 3108906.9045 | 314366.7669 | 0 | 1.7654 | 2985736.8195 | 1.7654 | 0 | 2985736.8195 | 0 | 2985736.8195 | 2985736.8195 | 3598677.2684 | 2.118 | 1.1575
7325321 | E214 | 18230628 | SF Existing Space Heat {E} | 12764 | Heat Pump - Ductless - from Zonal - 9.0 or greater HSPF - HZ1CZ1 - SF or DX - MI | 15 |  | SF Heat Pump | 59 | 2065 |  | 2400 | 3906.22 | 121835 | 141600 | 230466.98 | 41.613 |  | 15 | 0.24948 | 1506.22 | 1.663% | 8725.2567 | 88866.98 | 108457.6784 | 239192.2367 | 101552.1334 | 223962.7685 | 22646.6902 | 0 | 1.7654 | 215089.7098 | 1.7654 | 0 | 215089.7098 | 0 | 215089.7098 | 215089.7098 | 259245.371 | 2.118 | 1.1575
Total Incentives: | E214 | 18230628 | SF Existing Space Heat {E} | 13225 | Heat Pump - Ductless - from E FAF - HZ1 - MH | 15 |  | SF Heat Pump | 98 | 2918 |  | 2400 | 4452.41 | 285964 | 235200 | 436336.18 | 66 |  | 15 | 0.58557 | 2052.41 | 3.904% | 20479.4132 | 201136.18 | 254565.5317 | 456815.5932 | 238357.2394 | 427729.9562 | 59661.4373 | 0 | 1.7654 | 504846.0113 | 1.7654 | 0 | 504846.0113 | 0 | 504846.0113 | 504846.0113 | 614992.0497 | 2.118 | 1.4378
5996405 | E214 | 18230628 | SF Existing Space Heat {E} | 13226 | Heat Pump - Ductless - from E FAF - HZ1 - SF or DX | 15 |  | SF Heat Pump | 97 | 2550 |  | 1500 | 4452.41 | 247350 | 145500 | 431883.77 | 170 |  | 15 | 0.5065 | 2952.41 | 3.377% | 17714.0579 | 286383.77 | 220191.2977 | 449597.8279 | 206171.6271 | 420971.749 | 152105.3032 | 0 | 1.7654 | 436676.1581 | 1.7654 | 0 | 436676.1581 | 0 | 436676.1581 | 436676.1581 | 632449.0771 | 2.118 | 1.5024
Total Customer Costs: | E214 | 18230628 | SF Existing Space Heat {E} | 13227 | Heat Pump - Ductless - from E FAF - HZ1 - SF or DX - MI | 15 |  | SF Heat Pump | 6 | 2550 |  | 2400 | 4452.41 | 15300 | 14400 | 26714.46 | 170 |  | 15 | 0.03133 | 2052.41 | 0.2089% | 1095.7149 | 12314.46 | 13620.0803 | 27810.1749 | 12752.8841 | 26039.4896 | 9408.5755 | 0 | 1.7654 | 27010.8964 | 1.7654 | 0 | 27010.8964 | 0 | 27010.8964 | 27010.8964 | 39120.5615 | 2.118 | 1.5024
9014545.86 | E214 | 18230628 | SF Existing Space Heat {E} | 13806 | Heat Pump - Ductless - from E FAF - HZ1 - MH - LTO | 15 |  | SF Heat Pump | 60 | 2918 |  | 2900 | 4452.41 | 175080 | 174000 | 267144.6 | 66 |  | 15 | 0.35851 | 1552.41 | 2.39% | 12538.4163 | 93144.6 | 155856.448 | 279683.0163 | 145933.0037 | 261875.4834 | 36527.4106 | 0 | 1.7654 | 309089.3946 | 1.7654 | 0 | 309089.3946 | 0 | 309089.3946 | 309089.3946 | 376525.7447 | 2.118 | 1.4378
Weighted Avg Life | E214 | 18230628 | SF Existing Space Heat {E} | 13807 | Heat Pump - Ductless - from E FAF - HZ1 - SF or DX - LTO | 15 |  | SF Heat Pump | 70 | 2550 |  | 2000 | 4452.41 | 178500 | 140000 | 311668.7 | 170 |  | 15 | 0.36551 | 2452.41 | 2.437% | 12783.3408 | 171668.7 | 158900.9365 | 324452.0408 | 148783.6484 | 303794.0457 | 109766.7136 | 0 | 1.7654 | 315127.1244 | 1.7654 | 0 | 315127.1244 | 0 | 315127.1244 | 315127.1244 | 456406.5505 | 2.118 | 1.5024
16.3493 | E214 | 18230628 | SF Existing Space Heat {E} | 13808 | Heat Pump - Ductless - from E FAF - HZ1 - SF or DX - MI - LTO | 15 |  | SF Heat Pump | 5 | 2550 |  | 2900 | 4452.41 | 12750 | 14500 | 22262.05 | 170 |  | 15 | 0.026108 | 1552.41 | 0.1741% | 913.0958 | 7762.05 | 11350.0669 | 23175.1458 | 10627.4035 | 21699.5747 | 7840.4795 | 0 | 1.7654 | 22509.0803 | 1.7654 | 0 | 22509.0803 | 0 | 22509.0803 | 22509.0803 | 32600.4679 | 2.118 | 1.5024
Total Utility Cost | E214 | 18230628 | SF Existing Space Heat {E} | 13812 | Heat Pump - Ductless - from Zonal - 9.0 or greater HSPF - HZ1CZ1 - MH - LTO | 15 |  | SF Heat Pump | 10 | 2065 |  | 2900 | 3906.22 | 20650 | 29000 | 39062.2 | 41.613 |  | 15 | 0.042285 | 1006.22 | 0.2819% | 1478.8571 | 10062.2 | 18382.6574 | 40541.0571 | 17212.226 | 37959.7913 | 3838.4221 | 0 | 1.7654 | 36455.883 | 1.7654 | 0 | 36455.883 | 0 | 36455.883 | 36455.883 | 43939.8934 | 2.118 | 1.1575
6521010.46 | E214 | 18230628 | SF Existing Space Heat {E} | 13813 | Heat Pump - Ductless - from Zonal - 9.0 or greater HSPF - HZ1CZ1 - SF or DX - LTO | 15 |  | SF Heat Pump | 380 | 2065 |  | 2000 | 3906.22 | 784700 | 760000 | 1484363.6 | 41.613 |  | 15 | 1.6068 | 1906.22 | 10.71% | 56196.5687 | 724363.6 | 698540.9797 | 1540560.1687 | 654064.5877 | 1442472.068 | 145860.0384 | 0 | 1.7654 | 1385323.5548 | 1.7654 | 0 | 1385323.5548 | 0 | 1385323.5548 | 1385323.5548 | 1669715.9487 | 2.118 | 1.1575
Total Resource Cost | E214 | 18230628 | SF Existing Space Heat {E} | 13814 | Heat Pump - Ductless - from Zonal - 9.0 or greater HSPF - HZ1CZ1 - SF or DX - MI - LTO | 15 |  | SF Heat Pump | 50 | 2065 |  | 2900 | 3906.22 | 103250 | 145000 | 195311 | 41.613 |  | 15 | 0.21142 | 1006.22 | 1.409% | 7394.2853 | 50311 | 91913.2868 | 202705.2853 | 86061.13 | 189798.9563 | 19192.1103 | 0 | 1.7654 | 182279.4151 | 1.7654 | 0 | 182279.4151 | 0 | 182279.4151 | 182279.4151 | 219699.4669 | 2.118 | 1.1575
15535556.32 | E214 | 18230628 | SF Existing Space Heat {E} | 13660 | Heat Pump - Ductless - from Zonal - 9.0 or greater HSPF - HZ1CZ1 - MH - TDSM - Bainbridge | 15 |  | SF Heat Pump | 10 | 2065 |  | 3900 | 3906.22 | 20650 | 39000 | 39062.2 | 41.613 |  | 15 | 0.042285 | 6.22 | 0.2819% | 1478.8571 | 62.2 | 18382.6574 | 40541.0571 | 17212.226 | 37959.7913 | 3838.4221 | 0 | 1.7654 | 36455.883 | 1.7654 | 0 | 36455.883 | 0 | 36455.883 | 36455.883 | 43939.8934 | 2.118 | 1.1575
UC B/C Ratio | E214 | 18230628 | SF Existing Space Heat {E} | 13661 | Heat Pump - Ductless - from Zonal - 9.0 or greater HSPF - HZ1CZ1 - SF or DX - TDSM - Bainbridge | 15 |  | SF Heat Pump | 10 | 2065 |  | 3900 | 3906.22 | 20650 | 39000 | 39062.2 | 41.613 |  | 15 | 0.042285 | 6.22 | 0.2819% | 1478.8571 | 62.2 | 18382.6574 | 40541.0571 | 17212.226 | 37959.7913 | 3838.4221 | 0 | 1.7654 | 36455.883 | 1.7654 | 0 | 36455.883 | 0 | 36455.883 | 36455.883 | 43939.8934 | 2.118 | 1.1575
2.0536 | E214 | 18230628 | SF Existing Space Heat {E} | 13662 | Heat Pump - from E FAF - SF or DX - TDSM - Bainbridge | 10 | 8 | SF Heat Pump | 10 | 4268 | 3201 | 8400 | 5020.6 | 42680 | 84000 | 50206 | 0 |  | 18 | 0.10487 | -3379.4 | 0.5826% | 3056.5433 | -33794 | 37993.7925 | 53262.5433 | 35574.7121 | 49871.2953 | 0 | 0 | 1.3288 | 56711.6004 | 1.9675 | 62980.1822 | 119691.7825 | 42533.7003 | 77158.0822 | 77158.0822 | 84873.8905 | 2.1689 | 1.7019
TRC B/C Ratio | E214 | 18230628 | SF Existing Space Heat {E} | 13663 | Heat Pump - from E FAF - MH - TDSM - Bainbridge | 10 | 8 | SF Heat Pump | 10 | 3988 | 2991 | 7750 | 4556.01 | 39880 | 77500 | 45560.1 | 0 |  | 18 | 0.097994 | -3193.99 | 0.5444% | 2856.0203 | -31939.9 | 35501.2288 | 48416.1203 | 33240.851 | 45333.446 | 0 | 0 | 1.3288 | 52991.0642 | 1.9675 | 58848.3989 | 111839.4631 | 39743.2982 | 72096.1649 | 72096.1649 | 79305.7814 | 2.1689 | 1.7494
1.0348 | E214 | 18230628 | SF Existing Space Heat {E} | 13664 | Heat Pump - with AC - from E FAF - MH - TDSM - Bainbridge | 6 | 12 | SF Heat Pump | 10 | 4193 | 2096 | 6350 | 6220.8 | 41930 | 63500 | 62208 | 0 |  | 18 | 0.10303 | -129.2 | 0.5724% | 3002.8318 | -1292 | 37326.1416 | 65210.8318 | 34949.5707 | 61058.8313 | 0 | 0 | 0.87521 | 36697.5446 | 1.9675 | 41239.1321 | 77936.6767 | 18344.3962 | 59592.2804 | 59592.2804 | 65551.5085 | 1.7051 | 1.0736
| E214 | 18230628 | SF Existing Space Heat {E} | 13665 | Heat Pump - with AC - from E FAF - SF or DX - TDSM - Bainbridge | 6 | 12 | SF Heat Pump | 10 | 4566 | 2283 | 6850 | 6886.89 | 45660 | 68500 | 68868.9 | 184.2304 |  | 18 | 0.1122 | 36.89 | 0.6233% | 3269.9571 | 368.9 | 40646.5925 | 72138.8571 | 38058.6072 | 67545.7463 | 18802.4138 | 0 | 0.87521 | 39962.0769 | 1.9675 | 44918.3867 | 84880.4636 | 19981.0385 | 64899.4252 | 64899.4252 | 90191.7815 | 1.7052 | 1.3353
| E214 | 18230628 | SF Existing Space Heat {E} | 13666 | Heat Pump - Ductless - from E FAF - HZ1 - MH - TDSM - Bainbridge | 15 |  | SF Heat Pump | 10 | 2918 |  | 5700 | 4452.41 | 29180 | 57000 | 44524.1 | 66 |  | 15 | 0.059752 | -1247.59 | 0.3983% | 2089.736 | -12475.9 | 25976.0747 | 46613.836 | 24322.1673 | 43645.9139 | 6087.9018 | 0 | 1.7654 | 51514.8991 | 1.7654 | 0 | 51514.8991 | 0 | 51514.8991 | 51514.8991 | 62754.2908 | 2.118 | 1.4378
| E214 | 18230628 | SF Existing Space Heat {E} | 13667 | Heat Pump - Ductless - from E FAF - HZ1 - SF or DX - TDSM - Bainbridge | 15 |  | SF Heat Pump | 10 | 2550 |  | 4750 | 4452.41 | 25500 | 47500 | 44524.1 | 170 |  | 15 | 0.052216 | -297.59 | 0.3481% | 1826.1915 | -2975.9 | 22700.1338 | 46350.2915 | 21254.8069 | 43399.1494 | 15680.9591 | 0 | 1.7654 | 45018.1606 | 1.7654 | 0 | 45018.1606 | 0 | 45018.1606 | 45018.1606 | 65200.9358 | 2.118 | 1.5024
| E214 | 18230628 | SF Existing Space Heat {E} | 12736 | Thermostat - Smart - EH - Res | 7 |  | SF Space Heat | 100 | 260 |  | 75 | 165.03 | 26000 | 7500 | 16503 | 11.28 |  | 7 | 0.024845 | 90.03 | 0.3549% | 1861.9992 | 9003 | 23145.2344 | 18364.9992 | 21671.5678 | 17195.6921 | 6121.7367 | 0 | 0.98146 | 25518.0784 | 0.98146 | 0 | 25518.0784 | 0 | 25518.0784 | 25518.0784 | 34191.6229 | 1.1775 | 1.9884
| E214 | 18230628 | SF Existing Space Heat {E} | 12737 | Thermostat - Smart - EH - Res - MI | 7 |  | SF Space Heat | 20 | 260 |  | 175 | 165.03 | 5200 | 3500 | 3300.6 | 11.28 |  | 7 | 0.0049691 | -9.97 | 0.07099% | 372.3998 | -199.4 | 4629.0469 | 3672.9998 | 4334.3136 | 3439.1384 | 1224.3473 | 0 | 0.98146 | 5103.6157 | 0.98146 | 0 | 5103.6157 | 0 | 5103.6157 | 5103.6157 | 6838.3246 | 1.1775 | 1.9884
| E214 | 18230628 | SF Existing Space Heat {E} | 13266 | Thermostat - Smart - EH - Res - LTO - a | 7 |  | SF Space Heat | 10 | 260 |  | 100 | 165.03 | 2600 | 1000 | 1650.3 | 11.28 |  | 7 | 0.0024845 | 65.03 | 0.03549% | 186.1999 | 650.3 | 2314.5234 | 1836.4999 | 2167.1568 | 1719.5692 | 612.1737 | 0 | 0.98146 | 2551.8078 | 0.98146 | 0 | 2551.8078 | 0 | 2551.8078 | 2551.8078 | 3419.1623 | 1.1775 | 1.9884
| E214 | 18230628 | SF Existing Space Heat {E} | 13267 | Thermostat - Smart - EH - Res - LTO - b | 7 |  | SF Space Heat | 20 | 260 |  | 150 | 165.03 | 5200 | 3000 | 3300.6 | 11.28 |  | 7 | 0.0049691 | 15.03 | 0.07099% | 372.3998 | 300.6 | 4629.0469 | 3672.9998 | 4334.3136 | 3439.1384 | 1224.3473 | 0 | 0.98146 | 5103.6157 | 0.98146 | 0 | 5103.6157 | 0 | 5103.6157 | 5103.6157 | 6838.3246 | 1.1775 | 1.9884
| E214 | 18230628 | SF Existing Space Heat {E} | 12972 | Thermostat - ELV - Smart - SF or MH or DX | 15 |  | SF Space Heat | 7 | 58 |  | 75 | 91.85 | 406 | 525 | 642.95 | 2.0094 |  | 15 | 0.00083136 | 16.85 | 0.005542% | 29.0758 | 117.95 | 361.4217 | 672.0258 | 338.4099 | 629.2377 | 129.7443 | 0 | 1.7463 | 708.9802 | 1.7463 | 0 | 708.9802 | 0 | 708.9802 | 708.9802 | 909.6225 | 2.095 | 1.4456
| E214 | 18230628 | SF Existing Space Heat {E} | 13263 | Thermostat - ELV - Smart - SF or MH or DX - MI | 15 |  | SF Space Heat | 6 | 58 |  | 130 | 91.85 | 348 | 780 | 551.1 | 2.0094 |  | 15 | 0.0007126 | -38.15 | 0.004751% | 24.9221 | -228.9 | 309.7901 | 576.0221 | 290.0656 | 539.3466 | 111.2094 | 0 | 1.7463 | 607.6973 | 1.7463 | 0 | 607.6973 | 0 | 607.6973 | 607.6973 | 779.6764 | 2.095 | 1.4456
|  |  |  | 13841 | Thermostat - ELV - Smart - SF or MH or DX - LTO - Mysa | 15 |  | SF Space Heat | 6 | 58 |  | 100 | 91.85 | 348 | 600 | 551.1 | 2.0094 |  | 15 | 0.0007126 | -8.15 | 0.004751% | 24.9221 | -48.9 | 309.7901 | 576.0221 | 290.0656 | 539.3466 | 111.2094 | 0 | 1.7463 | 607.6973 | 1.7463 | 0 | 607.6973 | 0 | 607.6973 | 607.6973 | 779.6764 | 2.095 | 1.4456
|  |  |  | 13842 | Thermostat - ELV - Smart - SF or MH or DX - LTO - Sinope | 15 |  | SF Space Heat | 6 | 58 |  | 100 | 91.85 | 348 | 600 | 551.1 | 2.0094 |  | 15 | 0.0007126 | -8.15 | 0.004751% | 24.9221 | -48.9 | 309.7901 | 576.0221 | 290.0656 | 539.3466 | 111.2094 | 0 | 1.7463 | 607.6973 | 1.7463 | 0 | 607.6973 | 0 | 607.6973 | 607.6973 | 779.6764 | 2.095 | 1.4456
|  |  |  | 12326 | Heat Pump - from E FAF - SF or DX | 10 | 8 | SF Heat Pump | 354 | 2893 | 1596 | 1500 | 7613.99 | 1024122 | 531000 | 2695352.46 | 0 |  | 18 | 2.5165 | 6113.99 | 13.98% | 73342.86 | 2164352.46 | 911674.7613 | 2768695.32 | 853628.0537 | 2592411.3484 | 0 | 0 | 1.3288 | 1360815.3135 | 1.9675 | 1111614.9714 | 2472430.2849 | 750729.7754 | 1721700.5095 | 1721700.5095 | 1893870.5604 | 2.0169 | 0.73054
|  |  |  | 12547 | Heat Pump - from E FAF - MH | 10 | 8 | SF Heat Pump | 216 | 2975 | 1590 | 2400 | 5114 | 642600 | 518400 | 1104624 | 0 |  | 18 | 1.579 | 2714 | 8.772% | 46020.0268 | 586224 | 572043.3714 | 1150644.0268 | 535621.1343 | 1077382.0475 | 0 | 0 | 1.3288 | 853863.0363 | 1.9675 | 675723.6413 | 1529586.6776 | 456350.3286 | 1073236.349 | 1073236.349 | 1180559.9839 | 2.0037 | 1.0958
|  |  |  | 12766 | Heat Pump - from E FAF - SF or DX - MI | 10 | 8 | SF Heat Pump | 38 | 2893 | 1596 | 2400 | 7613.99 | 109934 | 91200 | 289331.62 | 0 |  | 18 | 0.27013 | 5213.99 | 1.501% | 7872.9624 | 198131.62 | 97863.3925 | 297204.5824 | 91632.3899 | 278281.4442 | 0 | 0 | 1.3288 | 146076.2201 | 1.9675 | 119325.9009 | 265402.121 | 80586.8121 | 184815.3089 | 184815.3089 | 203296.8398 | 2.0169 | 0.73054
|  |  |  | 12767 | Heat Pump - with AC - from E FAF - MH | 6 | 12 | SF Heat Pump | 15 | 3180 | 1590 | 2400 | 7388 | 47700 | 36000 | 110820 | 0 |  | 18 | 0.11721 | 4988 | 0.6512% | 3416.0524 | 74820 | 42462.6032 | 114236.0524 | 39758.9918 | 106962.5959 | 0 | 0 | 0.87521 | 41747.5048 | 1.9675 | 46925.2529 | 88672.7577 | 20873.7524 | 67799.0053 | 67799.0053 | 74578.9058 | 1.7052 | 0.69724
|  |  |  | 12768 | Heat Pump - with AC - from E FAF - SF or DX | 6 | 12 | SF Heat Pump | 90 | 3192 | 1596 | 1500 | 10028 | 287280 | 135000 | 902520 | 184.2304 |  | 18 | 0.70591 | 8528 | 3.922% | 20573.659 | 767520 | 255737.0366 | 923093.659 | 239454.1542 | 864319.9055 | 169221.7238 | 0 | 0.87521 | 251430.2554 | 1.9675 | 282613.9758 | 534044.2311 | 125715.1277 | 408329.1035 | 408329.1035 | 618383.7377 | 1.7052 | 0.71546
|  |  |  | 12769 | Heat Pump - with AC - from E FAF - SF or DX - MI | 6 | 12 | SF Heat Pump | 5 | 3192 | 1596 | 2400 | 10028 | 15960 | 12000 | 50140 | 184.2304 |  | 18 | 0.039217 | 7628 | 0.2179% | 1142.9811 | 38140 | 14207.6131 | 51282.9811 | 13303.0086 | 48017.7725 | 9401.2069 | 0 | 0.87521 | 13968.3475 | 1.9675 | 15700.7764 | 29669.124 | 6984.1738 | 22684.9502 | 22684.9502 | 34354.6521 | 1.7052 | 0.71546
|  |  |  | 13824 | Heat Pump - from E FAF - MH - LTO | 10 | 8 | SF Heat Pump | 90 | 2975 | 1590 | 2900 | 5114 | 267750 | 261000 | 460260 | 0 |  | 18 | 0.65792 | 2214 | 3.655% | 19175.0112 | 199260 | 238351.4048 | 479435.0112 | 223175.4726 | 448909.1865 | 0 | 0 | 1.3288 | 355776.2651 | 1.9675 | 281551.5172 | 637327.7823 | 190145.9703 | 447181.8121 | 447181.8121 | 491899.9933 | 2.0037 | 1.0958
|  |  |  | 13825 | Heat Pump - from E FAF - SF or DX - LTO | 10 | 8 | SF Heat Pump | 130 | 2893 | 1596 | 2000 | 7613.99 | 376090 | 260000 | 989818.7 | 0 |  | 18 | 0.92414 | 5613.99 | 5.134% | 26933.8187 | 729818.7 | 334795.8163 | 1016752.5187 | 313479.2288 | 952015.4669 | 0 | 0 | 1.3288 | 499734.4371 | 1.9675 | 408220.1872 | 907954.6244 | 275691.7254 | 632262.899 | 632262.899 | 695489.1888 | 2.0169 | 0.73054
|  |  |  | 13826 | Heat Pump - from E FAF - SF or DX - MI - LTO | 10 | 8 | SF Heat Pump | 15 | 2893 | 1596 | 2900 | 7613.99 | 43395 | 43500 | 114209.85 | 0 |  | 18 | 0.10663 | 4713.99 | 0.5924% | 3107.7483 | 70709.85 | 38630.2865 | 117317.5983 | 36170.6802 | 109847.9385 | 0 | 0 | 1.3288 | 57661.6658 | 1.9675 | 47102.3293 | 104763.9951 | 31810.5837 | 72953.4114 | 72953.4114 | 80248.7526 | 2.0169 | 0.73054
|  |  |  | 13837 | Heat Pump - with AC - from E FAF - MH - LTO | 6 | 12 | SF Heat Pump | 20 | 3180 | 1590 | 2900 | 7388 | 63600 | 58000 | 147760 | 0 |  | 18 | 0.15628 | 4488 | 0.8682% | 4554.7365 | 89760 | 56616.8043 | 152314.7365 | 53011.989 | 142616.7945 | 0 | 0 | 0.87521 | 55663.3397 | 1.9675 | 62567.0038 | 118230.3436 | 27831.6699 | 90398.6737 | 90398.6737 | 99438.5411 | 1.7052 | 0.69724
|  |  |  | 13838 | Heat Pump - with AC - from E FAF - SF or DX - LTO | 6 | 12 | SF Heat Pump | 22 | 3192 | 1596 | 2000 | 10028 | 70224 | 44000 | 220616 | 184.2304 |  | 18 | 0.17256 | 8028 | 0.9586% | 5029.1167 | 176616 | 62513.4978 | 225645.1167 | 58533.2377 | 211278.1991 | 41365.3103 | 0 | 0.87521 | 61460.7291 | 1.9675 | 69083.4163 | 130544.1454 | 30730.3645 | 99813.7808 | 99813.7808 | 151160.4692 | 1.7052 | 0.71546
|  |  |  | 13839 | Heat Pump - with AC - from E FAF - SF or DX - MI - LTO | 6 | 12 | SF Heat Pump | 1 | 3192 | 1596 | 2900 | 10028 | 3192 | 2900 | 10028 | 184.2304 |  | 18 | 0.0078435 | 7128 | 0.04357% | 228.5962 | 7128 | 2841.5226 | 10256.5962 | 2660.6017 | 9603.5545 | 1880.2414 | 0 | 0.87521 | 2793.6695 | 1.9675 | 3140.1553 | 5933.8248 | 1396.8348 | 4536.99 | 4536.99 | 6870.9304 | 1.7052 | 0.71546
[19 empty] | 0 | 0 | 0 | 0% | 0 | 0 | 0 | 0 | 0 | 0 | 0 | 0 | #N/A | #N/A | #N/A | #N/A | #N/A | #N/A | #N/A | 0 | 0 | 0 | #DIV/0!
[19 empty] | 0 | 0 | 0 | 0% | 0 | 0 | 0 | 0 | 0 | 0 | 0 | 0 | #N/A | #N/A | #N/A | #N/A | #N/A | #N/A | #N/A | 0 | 0 | 0 | #DIV/0!
[19 empty] | 0 | 0 | 0 | 0% | 0 | 0 | 0 | 0 | 0 | 0 | 0 | 0 | #N/A | #N/A | #N/A | #N/A | #N/A | #N/A | #N/A | 0 | 0 | 0 | #DIV/0!
[19 empty] | 0 | 0 | 0 | 0% | 0 | 0 | 0 | 0 | 0 | 0 | 0 | 0 | #N/A | #N/A | #N/A | #N/A | #N/A | #N/A | #N/A | 0 | 0 | 0 | #DIV/0!
[19 empty] | 0 | 0 | 0 | 0% | 0 | 0 | 0 | 0 | 0 | 0 | 0 | 0 | #N/A | #N/A | #N/A | #N/A | #N/A | #N/A | #N/A | 0 | 0 | 0 | #DIV/0!
[19 empty] | 0 | 0 | 0 | 0% | 0 | 0 | 0 | 0 | 0 | 0 | 0 | 0 | #N/A | #N/A | #N/A | #N/A | #N/A | #N/A | #N/A | 0 | 0 | 0 | #DIV/0!
[19 empty] | 0 | 0 | 0 | 0% | 0 | 0 | 0 | 0 | 0 | 0 | 0 | 0 | #N/A | #N/A | #N/A | #N/A | #N/A | #N/A | #N/A | 0 | 0 | 0 | #DIV/0!
[19 empty] | 0 | 0 | 0 | 0% | 0 | 0 | 0 | 0 | 0 | 0 | 0 | 0 | #N/A | #N/A | #N/A | #N/A | #N/A | #N/A | #N/A | 0 | 0 | 0 | #DIV/0!
[19 empty] | 0 | 0 | 0 | 0% | 0 | 0 | 0 | 0 | 0 | 0 | 0 | 0 | #N/A | #N/A | #N/A | #N/A | #N/A | #N/A | #N/A | 0 | 0 | 0 | #DIV/0!
[19 empty] | 0 | 0 | 0 | 0% | 0 | 0 | 0 | 0 | 0 | 0 | 0 | 0 | #N/A | #N/A | #N/A | #N/A | #N/A | #N/A | #N/A | 0 | 0 | 0 | #DIV/0!
[19 empty] | 0 | 0 | 0 | 0% | 0 | 0 | 0 | 0 | 0 | 0 | 0 | 0 | #N/A | #N/A | #N/A | #N/A | #N/A | #N/A | #N/A | 0 | 0 | 0 | #DIV/0!
[19 empty] | 0 | 0 | 0 | 0% | 0 | 0 | 0 | 0 | 0 | 0 | 0 | 0 | #N/A | #N/A | #N/A | #N/A | #N/A | #N/A | #N/A | 0 | 0 | 0 | #DIV/0!
[19 empty] | 0 | 0 | 0 | 0% | 0 | 0 | 0 | 0 | 0 | 0 | 0 | 0 | #N/A | #N/A | #N/A | #N/A | #N/A | #N/A | #N/A | 0 | 0 | 0 | #DIV/0!
[19 empty] | 0 | 0 | 0 | 0% | 0 | 0 | 0 | 0 | 0 | 0 | 0 | 0 | #N/A | #N/A | #N/A | #N/A | #N/A | #N/A | #N/A | 0 | 0 | 0 | #DIV/0!
[19 empty] | 0 | 0 | 0 | 0% | 0 | 0 | 0 | 0 | 0 | 0 | 0 | 0 | #N/A | #N/A | #N/A | #N/A | #N/A | #N/A | #N/A | 0 | 0 | 0 | #DIV/0!
[19 empty] | 0 | 0 | 0 | 0% | 0 | 0 | 0 | 0 | 0 | 0 | 0 | 0 | #N/A | #N/A | #N/A | #N/A | #N/A | #N/A | #N/A | 0 | 0 | 0 | #DIV/0!
[19 empty] | 0 | 0 | 0 | 0% | 0 | 0 | 0 | 0 | 0 | 0 | 0 | 0 | #N/A | #N/A | #N/A | #N/A | #N/A | #N/A | #N/A | 0 | 0 | 0 | #DIV/0!
[19 empty] | 0 | 0 | 0 | 0% | 0 | 0 | 0 | 0 | 0 | 0 | 0 | 0 | #N/A | #N/A | #N/A | #N/A | #N/A | #N/A | #N/A | 0 | 0 | 0 | #DIV/0!
[19 empty] | 0 | 0 | 0 | 0% | 0 | 0 | 0 | 0 | 0 | 0 | 0 | 0 | #N/A | #N/A | #N/A | #N/A | #N/A | #N/A | #N/A | 0 | 0 | 0 | #DIV/0!
[19 empty] | 0 | 0 | 0 | 0% | 0 | 0 | 0 | 0 | 0 | 0 | 0 | 0 | #N/A | #N/A | #N/A | #N/A | #N/A | #N/A | #N/A | 0 | 0 | 0 | #DIV/0!
[19 empty] | 0 | 0 | 0 | 0% | 0 | 0 | 0 | 0 | 0 | 0 | 0 | 0 | #N/A | #N/A | #N/A | #N/A | #N/A | #N/A | #N/A | 0 | 0 | 0 | #DIV/0!
[19 empty] | 0 | 0 | 0 | 0% | 0 | 0 | 0 | 0 | 0 | 0 | 0 | 0 | #N/A | #N/A | #N/A | #N/A | #N/A | #N/A | #N/A | 0 | 0 | 0 | #DIV/0!
[19 empty] | 0 | 0 | 0 | 0% | 0 | 0 | 0 | 0 | 0 | 0 | 0 | 0 | #N/A | #N/A | #N/A | #N/A | #N/A | #N/A | #N/A | 0 | 0 | 0 | #DIV/0!
[19 empty] | 0 | 0 | 0 | 0% | 0 | 0 | 0 | 0 | 0 | 0 | 0 | 0 | #N/A | #N/A | #N/A | #N/A | #N/A | #N/A | #N/A | 0 | 0 | 0 | #DIV/0!
[19 empty] | 0 | 0 | 0 | 0% | 0 | 0 | 0 | 0 | 0 | 0 | 0 | 0 | #N/A | #N/A | #N/A | #N/A | #N/A | #N/A | #N/A | 0 | 0 | 0 | #DIV/0!
[19 empty] | 0 | 0 | 0 | 0% | 0 | 0 | 0 | 0 | 0 | 0 | 0 | 0 | #N/A | #N/A | #N/A | #N/A | #N/A | #N/A | #N/A | 0 | 0 | 0 | #DIV/0!
[19 empty] | 0 | 0 | 0 | 0% | 0 | 0 | 0 | 0 | 0 | 0 | 0 | 0 | #N/A | #N/A | #N/A | #N/A | #N/A | #N/A | #N/A | 0 | 0 | 0 | #DIV/0!
[19 empty] | 0 | 0 | 0 | 0% | 0 | 0 | 0 | 0 | 0 | 0 | 0 | 0 | #N/A | #N/A | #N/A | #N/A | #N/A | #N/A | #N/A | 0 | 0 | 0 | #DIV/0!
[19 empty] | 0 | 0 | 0 | 0% | 0 | 0 | 0 | 0 | 0 | 0 | 0 | 0 | #N/A | #N/A | #N/A | #N/A | #N/A | #N/A | #N/A | 0 | 0 | 0 | #DIV/0!
[19 empty] | 0 | 0 | 0 | 0% | 0 | 0 | 0 | 0 | 0 | 0 | 0 | 0 | #N/A | #N/A | #N/A | #N/A | #N/A | #N/A | #N/A | 0 | 0 | 0 | #DIV/0!
[19 empty] | 0 | 0 | 0 | 0% | 0 | 0 | 0 | 0 | 0 | 0 | 0 | 0 | #N/A | #N/A | #N/A | #N/A | #N/A | #N/A | #N/A | 0 | 0 | 0 | #DIV/0!
[19 empty] | 0 | 0 | 0 | 0% | 0 | 0 | 0 | 0 | 0 | 0 | 0 | 0 | #N/A | #N/A | #N/A | #N/A | #N/A | #N/A | #N/A | 0 | 0 | 0 | #DIV/0!
[19 empty] | 0 | 0 | 0 | 0% | 0 | 0 | 0 | 0 | 0 | 0 | 0 | 0 | #N/A | #N/A | #N/A | #N/A | #N/A | #N/A | #N/A | 0 | 0 | 0 | #DIV/0!
[19 empty] | 0 | 0 | 0 | 0% | 0 | 0 | 0 | 0 | 0 | 0 | 0 | 0 | #N/A | #N/A | #N/A | #N/A | #N/A | #N/A | #N/A | 0 | 0 | 0 | #DIV/0!
[19 empty] | 0 | 0 | 0 | 0% | 0 | 0 | 0 | 0 | 0 | 0 | 0 | 0 | #N/A | #N/A | #N/A | #N/A | #N/A | #N/A | #N/A | 0 | 0 | 0 | #DIV/0!
[19 empty] | 0 | 0 | 0 | 0% | 0 | 0 | 0 | 0 | 0 | 0 | 0 | 0 | #N/A | #N/A | #N/A | #N/A | #N/A | #N/A | #N/A | 0 | 0 | 0 | #DIV/0!
[19 empty] | 0 | 0 | 0 | 0% | 0 | 0 | 0 | 0 | 0 | 0 | 0 | 0 | #N/A | #N/A | #N/A | #N/A | #N/A | #N/A | #N/A | 0 | 0 | 0 | #DIV/0!
[19 empty] | 0 | 0 | 0 | 0% | 0 | 0 | 0 | 0 | 0 | 0 | 0 | 0 | #N/A | #N/A | #N/A | #N/A | #N/A | #N/A | #N/A | 0 | 0 | 0 | #DIV/0!
[19 empty] | 0 | 0 | 0 | 0% | 0 | 0 | 0 | 0 | 0 | 0 | 0 | 0 | #N/A | #N/A | #N/A | #N/A | #N/A | #N/A | #N/A | 0 | 0 | 0 | #DIV/0!
[19 empty] | 0 | 0 | 0 | 0% | 0 | 0 | 0 | 0 | 0 | 0 | 0 | 0 | #N/A | #N/A | #N/A | #N/A | #N/A | #N/A | #N/A | 0 | 0 | 0 | #DIV/0!
[19 empty] | 0 | 0 | 0 | 0% | 0 | 0 | 0 | 0 | 0 | 0 | 0 | 0 | #N/A | #N/A | #N/A | #N/A | #N/A | #N/A | #N/A | 0 | 0 | 0 | #DIV/0!
[19 empty] | 0 | 0 | 0 | 0% | 0 | 0 | 0 | 0 | 0 | 0 | 0 | 0 | #N/A | #N/A | #N/A | #N/A | #N/A | #N/A | #N/A | 0 | 0 | 0 | #DIV/0!
[19 empty] | 0 | 0 | 0 | 0% | 0 | 0 | 0 | 0 | 0 | 0 | 0 | 0 | #N/A | #N/A | #N/A | #N/A | #N/A | #N/A | #N/A | 0 | 0 | 0 | #DIV/0!
[19 empty] | 0 | 0 | 0 | 0% | 0 | 0 | 0 | 0 | 0 | 0 | 0 | 0 | #N/A | #N/A | #N/A | #N/A | #N/A | #N/A | #N/A | 0 | 0 | 0 | #DIV/0!
[19 empty] | 0 | 0 | 0 | 0% | 0 | 0 | 0 | 0 | 0 | 0 | 0 | 0 | #N/A | #N/A | #N/A | #N/A | #N/A | #N/A | #N/A | 0 | 0 | 0 | #DIV/0!
[19 empty] | 0 | 0 | 0 | 0% | 0 | 0 | 0 | 0 | 0 | 0 | 0 | 0 | #N/A | #N/A | #N/A | #N/A | #N/A | #N/A | #N/A | 0 | 0 | 0 | #DIV/0!
[19 empty] | 0 | 0 | 0 | 0% | 0 | 0 | 0 | 0 | 0 | 0 | 0 | 0 | #N/A | #N/A | #N/A | #N/A | #N/A | #N/A | #N/A | 0 | 0 | 0 | #DIV/0!
[19 empty] | 0 | 0 | 0 | 0% | 0 | 0 | 0 | 0 | 0 | 0 | 0 | 0 | #N/A | #N/A | #N/A | #N/A | #N/A | #N/A | #N/A | 0 | 0 | 0 | #DIV/0!
[19 empty] | 0 | 0 | 0 | 0% | 0 | 0 | 0 | 0 | 0 | 0 | 0 | 0 | #N/A | #N/A | #N/A | #N/A | #N/A | #N/A | #N/A | 0 | 0 | 0 | #DIV/0!
[19 empty] | 0 | 0 | 0 | 0% | 0 | 0 | 0 | 0 | 0 | 0 | 0 | 0 | #N/A | #N/A | #N/A | #N/A | #N/A | #N/A | #N/A | 0 | 0 | 0 | #DIV/0!
[19 empty] | 0 | 0 | 0 | 0% | 0 | 0 | 0 | 0 | 0 | 0 | 0 | 0 | #N/A | #N/A | #N/A | #N/A | #N/A | #N/A | #N/A | 0 | 0 | 0 | #DIV/0!
[19 empty] | 0 | 0 | 0 | 0% | 0 | 0 | 0 | 0 | 0 | 0 | 0 | 0 | #N/A | #N/A | #N/A | #N/A | #N/A | #N/A | #N/A | 0 | 0 | 0 | #DIV/0!
[19 empty] | 0 | 0 | 0 | 0% | 0 | 0 | 0 | 0 | 0 | 0 | 0 | 0 | #N/A | #N/A | #N/A | #N/A | #N/A | #N/A | #N/A | 0 | 0 | 0 | #DIV/0!
[19 empty] | 0 | 0 | 0 | 0% | 0 | 0 | 0 | 0 | 0 | 0 | 0 | 0 | #N/A | #N/A | #N/A | #N/A | #N/A | #N/A | #N/A | 0 | 0 | 0 | #DIV/0!
[19 empty] | 0 | 0 | 0 | 0% | 0 | 0 | 0 | 0 | 0 | 0 | 0 | 0 | #N/A | #N/A | #N/A | #N/A | #N/A | #N/A | #N/A | 0 | 0 | 0 | #DIV/0!
[19 empty] | 0 | 0 | 0 | 0% | 0 | 0 | 0 | 0 | 0 | 0 | 0 | 0 | #N/A | #N/A | #N/A | #N/A | #N/A | #N/A | #N/A | 0 | 0 | 0 | #DIV/0!
[19 empty] | 0 | 0 | 0 | 0% | 0 | 0 | 0 | 0 | 0 | 0 | 0 | 0 | #N/A | #N/A | #N/A | #N/A | #N/A | #N/A | #N/A | 0 | 0 | 0 | #DIV/0!
[19 empty] | 0 | 0 | 0 | 0% | 0 | 0 | 0 | 0 | 0 | 0 | 0 | 0 | #N/A | #N/A | #N/A | #N/A | #N/A | #N/A | #N/A | 0 | 0 | 0 | #DIV/0!
[19 empty] | 0 | 0 | 0 | 0% | 0 | 0 | 0 | 0 | 0 | 0 | 0 | 0 | #N/A | #N/A | #N/A | #N/A | #N/A | #N/A | #N/A | 0 | 0 | 0 | #DIV/0!
[19 empty] | 0 | 0 | 0 | 0% | 0 | 0 | 0 | 0 | 0 | 0 | 0 | 0 | #N/A | #N/A | #N/A | #N/A | #N/A | #N/A | #N/A | 0 | 0 | 0 | #DIV/0!
[19 empty] | 0 | 0 | 0 | 0% | 0 | 0 | 0 | 0 | 0 | 0 | 0 | 0 | #N/A | #N/A | #N/A | #N/A | #N/A | #N/A | #N/A | 0 | 0 | 0 | #DIV/0!
[19 empty] | 0 | 0 | 0 | 0% | 0 | 0 | 0 | 0 | 0 | 0 | 0 | 0 | #N/A | #N/A | #N/A | #N/A | #N/A | #N/A | #N/A | 0 | 0 | 0 | #DIV/0!
[19 empty] | 0 | 0 | 0 | 0% | 0 | 0 | 0 | 0 | 0 | 0 | 0 | 0 | #N/A | #N/A | #N/A | #N/A | #N/A | #N/A | #N/A | 0 | 0 | 0 | #DIV/0!
[19 empty] | 0 | 0 | 0 | 0% | 0 | 0 | 0 | 0 | 0 | 0 | 0 | 0 | #N/A | #N/A | #N/A | #N/A | #N/A | #N/A | #N/A | 0 | 0 | 0 | #DIV/0!
[19 empty] | 0 | 0 | 0 | 0% | 0 | 0 | 0 | 0 | 0 | 0 | 0 | 0 | #N/A | #N/A | #N/A | #N/A | #N/A | #N/A | #N/A | 0 | 0 | 0 | #DIV/0!
[19 empty] | 0 | 0 | 0 | 0% | 0 | 0 | 0 | 0 | 0 | 0 | 0 | 0 | #N/A | #N/A | #N/A | #N/A | #N/A | #N/A | #N/A | 0 | 0 | 0 | #DIV/0!
[19 empty] | 0 | 0 | 0 | 0% | 0 | 0 | 0 | 0 | 0 | 0 | 0 | 0 | #N/A | #N/A | #N/A | #N/A | #N/A | #N/A | #N/A | 0 | 0 | 0 | #DIV/0!
[19 empty] | 0 | 0 | 0 | 0% | 0 | 0 | 0 | 0 | 0 | 0 | 0 | 0 | #N/A | #N/A | #N/A | #N/A | #N/A | #N/A | #N/A | 0 | 0 | 0 | #DIV/0!
[19 empty] | 0 | 0 | 0 | 0% | 0 | 0 | 0 | 0 | 0 | 0 | 0 | 0 | #N/A | #N/A | #N/A | #N/A | #N/A | #N/A | #N/A | 0 | 0 | 0 | #DIV/0!
[19 empty] | 0 | 0 | 0 | 0% | 0 | 0 | 0 | 0 | 0 | 0 | 0 | 0 | #N/A | #N/A | #N/A | #N/A | #N/A | #N/A | #N/A | 0 | 0 | 0 | #DIV/0!
[19 empty] | 0 | 0 | 0 | 0% | 0 | 0 | 0 | 0 | 0 | 0 | 0 | 0 | #N/A | #N/A | #N/A | #N/A | #N/A | #N/A | #N/A | 0 | 0 | 0 | #DIV/0!
[19 empty] | 0 | 0 | 0 | 0% | 0 | 0 | 0 | 0 | 0 | 0 | 0 | 0 | #N/A | #N/A | #N/A | #N/A | #N/A | #N/A | #N/A | 0 | 0 | 0 | #DIV/0!
[19 empty] | 0 | 0 | 0 | 0% | 0 | 0 | 0 | 0 | 0 | 0 | 0 | 0 | #N/A | #N/A | #N/A | #N/A | #N/A | #N/A | #N/A | 0 | 0 | 0 | #DIV/0!
[19 empty] | 0 | 0 | 0 | 0% | 0 | 0 | 0 | 0 | 0 | 0 | 0 | 0 | #N/A | #N/A | #N/A | #N/A | #N/A | #N/A | #N/A | 0 | 0 | 0 | #DIV/0!
[19 empty] | 0 | 0 | 0 | 0% | 0 | 0 | 0 | 0 | 0 | 0 | 0 | 0 | #N/A | #N/A | #N/A | #N/A | #N/A | #N/A | #N/A | 0 | 0 | 0 | #DIV/0!
[19 empty] | 0 | 0 | 0 | 0% | 0 | 0 | 0 | 0 | 0 | 0 | 0 | 0 | #N/A | #N/A | #N/A | #N/A | #N/A | #N/A | #N/A | 0 | 0 | 0 | #DIV/0!
[19 empty] | 0 | 0 | 0 | 0% | 0 | 0 | 0 | 0 | 0 | 0 | 0 | 0 | #N/A | #N/A | #N/A | #N/A | #N/A | #N/A | #N/A | 0 | 0 | 0 | #DIV/0!
[19 empty] | 0 | 0 | 0 | 0% | 0 | 0 | 0 | 0 | 0 | 0 | 0 | 0 | #N/A | #N/A | #N/A | #N/A | #N/A | #N/A | #N/A | 0 | 0 | 0 | #DIV/0!
[19 empty] | 0 | 0 | 0 | 0% | 0 | 0 | 0 | 0 | 0 | 0 | 0 | 0 | #N/A | #N/A | #N/A | #N/A | #N/A | #N/A | #N/A | 0 | 0 | 0 | #DIV/0!
[19 empty] | 0 | 0 | 0 | 0% | 0 | 0 | 0 | 0 | 0 | 0 | 0 | 0 | #N/A | #N/A | #N/A | #N/A | #N/A | #N/A | #N/A | 0 | 0 | 0 | #DIV/0!
[19 empty] | 0 | 0 | 0 | 0% | 0 | 0 | 0 | 0 | 0 | 0 | 0 | 0 | #N/A | #N/A | #N/A | #N/A | #N/A | #N/A | #N/A | 0 | 0 | 0 | #DIV/0!
[19 empty] | 0 | 0 | 0 | 0% | 0 | 0 | 0 | 0 | 0 | 0 | 0 | 0 | #N/A | #N/A | #N/A | #N/A | #N/A | #N/A | #N/A | 0 | 0 | 0 | #DIV/0!
[19 empty] | 0 | 0 | 0 | 0% | 0 | 0 | 0 | 0 | 0 | 0 | 0 | 0 | #N/A | #N/A | #N/A | #N/A | #N/A | #N/A | #N/A | 0 | 0 | 0 | #DIV/0!
[19 empty] | 0 | 0 | 0 | 0% | 0 | 0 | 0 | 0 | 0 | 0 | 0 | 0 | #N/A | #N/A | #N/A | #N/A | #N/A | #N/A | #N/A | 0 | 0 | 0 | #DIV/0!
[19 empty] | 0 | 0 | 0 | 0% | 0 | 0 | 0 | 0 | 0 | 0 | 0 | 0 | #N/A | #N/A | #N/A | #N/A | #N/A | #N/A | #N/A | 0 | 0 | 0 | #DIV/0!
[19 empty] | 0 | 0 | 0 | 0% | 0 | 0 | 0 | 0 | 0 | 0 | 0 | 0 | #N/A | #N/A | #N/A | #N/A | #N/A | #N/A | #N/A | 0 | 0 | 0 | #DIV/0!
[19 empty] | 0 | 0 | 0 | 0% | 0 | 0 | 0 | 0 | 0 | 0 | 0 | 0 | #N/A | #N/A | #N/A | #N/A | #N/A | #N/A | #N/A | 0 | 0 | 0 | #DIV/0!
[19 empty] | 0 | 0 | 0 | 0% | 0 | 0 | 0 | 0 | 0 | 0 | 0 | 0 | #N/A | #N/A | #N/A | #N/A | #N/A | #N/A | #N/A | 0 | 0 | 0 | #DIV/0!
[19 empty] | 0 | 0 | 0 | 0% | 0 | 0 | 0 | 0 | 0 | 0 | 0 | 0 | #N/A | #N/A | #N/A | #N/A | #N/A | #N/A | #N/A | 0 | 0 | 0 | #DIV/0!
[19 empty] | 0 | 0 | 0 | 0% | 0 | 0 | 0 | 0 | 0 | 0 | 0 | 0 | #N/A | #N/A | #N/A | #N/A | #N/A | #N/A | #N/A | 0 | 0 | 0 | #DIV/0!
[19 empty] | 0 | 0 | 0 | 0% | 0 | 0 | 0 | 0 | 0 | 0 | 0 | 0 | #N/A | #N/A | #N/A | #N/A | #N/A | #N/A | #N/A | 0 | 0 | 0 | #DIV/0!
[19 empty] | 0 | 0 | 0 | 0% | 0 | 0 | 0 | 0 | 0 | 0 | 0 | 0 | #N/A | #N/A | #N/A | #N/A | #N/A | #N/A | #N/A | 0 | 0 | 0 | #DIV/0!
[19 empty] | 0 | 0 | 0 | 0% | 0 | 0 | 0 | 0 | 0 | 0 | 0 | 0 | #N/A | #N/A | #N/A | #N/A | #N/A | #N/A | #N/A | 0 | 0 | 0 | #DIV/0!
[19 empty] | 0 | 0 | 0 | 0% | 0 | 0 | 0 | 0 | 0 | 0 | 0 | 0 | #N/A | #N/A | #N/A | #N/A | #N/A | #N/A | #N/A | 0 | 0 | 0 | #DIV/0!
[19 empty] | 0 | 0 | 0 | 0% | 0 | 0 | 0 | 0 | 0 | 0 | 0 | 0 | #N/A | #N/A | #N/A | #N/A | #N/A | #N/A | #N/A | 0 | 0 | 0 | #DIV/0!
[19 empty] | 0 | 0 | 0 | 0% | 0 | 0 | 0 | 0 | 0 | 0 | 0 | 0 | #N/A | #N/A | #N/A | #N/A | #N/A | #N/A | #N/A | 0 | 0 | 0 | #DIV/0!
[19 empty] | 0 | 0 | 0 | 0% | 0 | 0 | 0 | 0 | 0 | 0 | 0 | 0 | #N/A | #N/A | #N/A | #N/A | #N/A | #N/A | #N/A | 0 | 0 | 0 | #DIV/0!
[19 empty] | 0 | 0 | 0 | 0% | 0 | 0 | 0 | 0 | 0 | 0 | 0 | 0 | #N/A | #N/A | #N/A | #N/A | #N/A | #N/A | #N/A | 0 | 0 | 0 | #DIV/0!
[19 empty] | 0 | 0 | 0 | 0% | 0 | 0 | 0 | 0 | 0 | 0 | 0 | 0 | #N/A | #N/A | #N/A | #N/A | #N/A | #N/A | #N/A | 0 | 0 | 0 | #DIV/0!
[19 empty] | 0 | 0 | 0 | 0% | 0 | 0 | 0 | 0 | 0 | 0 | 0 | 0 | #N/A | #N/A | #N/A | #N/A | #N/A | #N/A | #N/A | 0 | 0 | 0 | #DIV/0!
[19 empty] | 0 | 0 | 0 | 0% | 0 | 0 | 0 | 0 | 0 | 0 | 0 | 0 | #N/A | #N/A | #N/A | #N/A | #N/A | #N/A | #N/A | 0 | 0 | 0 | #DIV/0!
[19 empty] | 0 | 0 | 0 | 0% | 0 | 0 | 0 | 0 | 0 | 0 | 0 | 0 | #N/A | #N/A | #N/A | #N/A | #N/A | #N/A | #N/A | 0 | 0 | 0 | #DIV/0!
[19 empty] | 0 | 0 | 0 | 0% | 0 | 0 | 0 | 0 | 0 | 0 | 0 | 0 | #N/A | #N/A | #N/A | #N/A | #N/A | #N/A | #N/A | 0 | 0 | 0 | #DIV/0!
[19 empty] | 0 | 0 | 0 | 0% | 0 | 0 | 0 | 0 | 0 | 0 | 0 | 0 | #N/A | #N/A | #N/A | #N/A | #N/A | #N/A | #N/A | 0 | 0 | 0 | #DIV/0!
[19 empty] | 0 | 0 | 0 | 0% | 0 | 0 | 0 | 0 | 0 | 0 | 0 | 0 | #N/A | #N/A | #N/A | #N/A | #N/A | #N/A | #N/A | 0 | 0 | 0 | #DIV/0!
[19 empty] | 0 | 0 | 0 | 0% | 0 | 0 | 0 | 0 | 0 | 0 | 0 | 0 | #N/A | #N/A | #N/A | #N/A | #N/A | #N/A | #N/A | 0 | 0 | 0 | #DIV/0!
[19 empty] | 0 | 0 | 0 | 0% | 0 | 0 | 0 | 0 | 0 | 0 | 0 | 0 | #N/A | #N/A | #N/A | #N/A | #N/A | #N/A | #N/A | 0 | 0 | 0 | #DIV/0!
[19 empty] | 0 | 0 | 0 | 0% | 0 | 0 | 0 | 0 | 0 | 0 | 0 | 0 | #N/A | #N/A | #N/A | #N/A | #N/A | #N/A | #N/A | 0 | 0 | 0 | #DIV/0!
[19 empty] | 0 | 0 | 0 | 0% | 0 | 0 | 0 | 0 | 0 | 0 | 0 | 0 | #N/A | #N/A | #N/A | #N/A | #N/A | #N/A | #N/A | 0 | 0 | 0 | #DIV/0!
[19 empty] | 0 | 0 | 0 | 0% | 0 | 0 | 0 | 0 | 0 | 0 | 0 | 0 | #N/A | #N/A | #N/A | #N/A | #N/A | #N/A | #N/A | 0 | 0 | 0 | #DIV/0!
[19 empty] | 0 | 0 | 0 | 0% | 0 | 0 | 0 | 0 | 0 | 0 | 0 | 0 | #N/A | #N/A | #N/A | #N/A | #N/A | #N/A | #N/A | 0 | 0 | 0 | #DIV/0!
[19 empty] | 0 | 0 | 0 | 0% | 0 | 0 | 0 | 0 | 0 | 0 | 0 | 0 | #N/A | #N/A | #N/A | #N/A | #N/A | #N/A | #N/A | 0 | 0 | 0 | #DIV/0!
[19 empty] | 0 | 0 | 0 | 0% | 0 | 0 | 0 | 0 | 0 | 0 | 0 | 0 | #N/A | #N/A | #N/A | #N/A | #N/A | #N/A | #N/A | 0 | 0 | 0 | #DIV/0!
[19 empty] | 0 | 0 | 0 | 0% | 0 | 0 | 0 | 0 | 0 | 0 | 0 | 0 | #N/A | #N/A | #N/A | #N/A | #N/A | #N/A | #N/A | 0 | 0 | 0 | #DIV/0!
[19 empty] | 0 | 0 | 0 | 0% | 0 | 0 | 0 | 0 | 0 | 0 | 0 | 0 | #N/A | #N/A | #N/A | #N/A | #N/A | #N/A | #N/A | 0 | 0 | 0 | #DIV/0!
[19 empty] | 0 | 0 | 0 | 0% | 0 | 0 | 0 | 0 | 0 | 0 | 0 | 0 | #N/A | #N/A | #N/A | #N/A | #N/A | #N/A | #N/A | 0 | 0 | 0 | #DIV/0!
[19 empty] | 0 | 0 | 0 | 0% | 0 | 0 | 0 | 0 | 0 | 0 | 0 | 0 | #N/A | #N/A | #N/A | #N/A | #N/A | #N/A | #N/A | 0 | 0 | 0 | #DIV/0!
[19 empty] | 0 | 0 | 0 | 0% | 0 | 0 | 0 | 0 | 0 | 0 | 0 | 0 | #N/A | #N/A | #N/A | #N/A | #N/A | #N/A | #N/A | 0 | 0 | 0 | #DIV/0!
[19 empty] | 0 | 0 | 0 | 0% | 0 | 0 | 0 | 0 | 0 | 0 | 0 | 0 | #N/A | #N/A | #N/A | #N/A | #N/A | #N/A | #N/A | 0 | 0 | 0 | #DIV/0!
[19 empty] | 0 | 0 | 0 | 0% | 0 | 0 | 0 | 0 | 0 | 0 | 0 | 0 | #N/A | #N/A | #N/A | #N/A | #N/A | #N/A | #N/A | 0 | 0 | 0 | #DIV/0!
[19 empty] | 0 | 0 | 0 | 0% | 0 | 0 | 0 | 0 | 0 | 0 | 0 | 0 | #N/A | #N/A | #N/A | #N/A | #N/A | #N/A | #N/A | 0 | 0 | 0 | #DIV/0!
[19 empty] | 0 | 0 | 0 | 0% | 0 | 0 | 0 | 0 | 0 | 0 | 0 | 0 | #N/A | #N/A | #N/A | #N/A | #N/A | #N/A | #N/A | 0 | 0 | 0 | #DIV/0!
[19 empty] | 0 | 0 | 0 | 0% | 0 | 0 | 0 | 0 | 0 | 0 | 0 | 0 | #N/A | #N/A | #N/A | #N/A | #N/A | #N/A | #N/A | 0 | 0 | 0 | #DIV/0!
[19 empty] | 0 | 0 | 0 | 0% | 0 | 0 | 0 | 0 | 0 | 0 | 0 | 0 | #N/A | #N/A | #N/A | #N/A | #N/A | #N/A | #N/A | 0 | 0 | 0 | #DIV/0!
[19 empty] | 0 | 0 | 0 | 0% | 0 | 0 | 0 | 0 | 0 | 0 | 0 | 0 | #N/A | #N/A | #N/A | #N/A | #N/A | #N/A | #N/A | 0 | 0 | 0 | #DIV/0!
[19 empty] | 0 | 0 | 0 | 0% | 0 | 0 | 0 | 0 | 0 | 0 | 0 | 0 | #N/A | #N/A | #N/A | #N/A | #N/A | #N/A | #N/A | 0 | 0 | 0 | #DIV/0!
[19 empty] | 0 | 0 | 0 | 0% | 0 | 0 | 0 | 0 | 0 | 0 | 0 | 0 | #N/A | #N/A | #N/A | #N/A | #N/A | #N/A | #N/A | 0 | 0 | 0 | #DIV/0!
[19 empty] | 0 | 0 | 0 | 0% | 0 | 0 | 0 | 0 | 0 | 0 | 0 | 0 | #N/A | #N/A | #N/A | #N/A | #N/A | #N/A | #N/A | 0 | 0 | 0 | #DIV/0!
[19 empty] | 0 | 0 | 0 | 0% | 0 | 0 | 0 | 0 | 0 | 0 | 0 | 0 | #N/A | #N/A | #N/A | #N/A | #N/A | #N/A | #N/A | 0 | 0 | 0 | #DIV/0!
[19 empty] | 0 | 0 | 0 | 0% | 0 | 0 | 0 | 0 | 0 | 0 | 0 | 0 | #N/A | #N/A | #N/A | #N/A | #N/A | #N/A | #N/A | 0 | 0 | 0 | #DIV/0!
[19 empty] | 0 | 0 | 0 | 0% | 0 | 0 | 0 | 0 | 0 | 0 | 0 | 0 | #N/A | #N/A | #N/A | #N/A | #N/A | #N/A | #N/A | 0 | 0 | 0 | #DIV/0!
[19 empty] | 0 | 0 | 0 | 0% | 0 | 0 | 0 | 0 | 0 | 0 | 0 | 0 | #N/A | #N/A | #N/A | #N/A | #N/A | #N/A | #N/A | 0 | 0 | 0 | #DIV/0!
[19 empty] | 0 | 0 | 0 | 0% | 0 | 0 | 0 | 0 | 0 | 0 | 0 | 0 | #N/A | #N/A | #N/A | #N/A | #N/A | #N/A | #N/A | 0 | 0 | 0 | #DIV/0!
[19 empty] | 0 | 0 | 0 | 0% | 0 | 0 | 0 | 0 | 0 | 0 | 0 | 0 | #N/A | #N/A | #N/A | #N/A | #N/A | #N/A | #N/A | 0 | 0 | 0 | #DIV/0!
[19 empty] | 0 | 0 | 0 | 0% | 0 | 0 | 0 | 0 | 0 | 0 | 0 | 0 | #N/A | #N/A | #N/A | #N/A | #N/A | #N/A | #N/A | 0 | 0 | 0 | #DIV/0!
[19 empty] | 0 | 0 | 0 | 0% | 0 | 0 | 0 | 0 | 0 | 0 | 0 | 0 | #N/A | #N/A | #N/A | #N/A | #N/A | #N/A | #N/A | 0 | 0 | 0 | #DIV/0!
[19 empty] | 0 | 0 | 0 | 0% | 0 | 0 | 0 | 0 | 0 | 0 | 0 | 0 | #N/A | #N/A | #N/A | #N/A | #N/A | #N/A | #N/A | 0 | 0 | 0 | #DIV/0!
[19 empty] | 0 | 0 | 0 | 0% | 0 | 0 | 0 | 0 | 0 | 0 | 0 | 0 | #N/A | #N/A | #N/A | #N/A | #N/A | #N/A | #N/A | 0 | 0 | 0 | #DIV/0!
[19 empty] | 0 | 0 | 0 | 0% | 0 | 0 | 0 | 0 | 0 | 0 | 0 | 0 | #N/A | #N/A | #N/A | #N/A | #N/A | #N/A | #N/A | 0 | 0 | 0 | #DIV/0!
[19 empty] | 0 | 0 | 0 | 0% | 0 | 0 | 0 | 0 | 0 | 0 | 0 | 0 | #N/A | #N/A | #N/A | #N/A | #N/A | #N/A | #N/A | 0 | 0 | 0 | #DIV/0!
[19 empty] | 0 | 0 | 0 | 0% | 0 | 0 | 0 | 0 | 0 | 0 | 0 | 0 | #N/A | #N/A | #N/A | #N/A | #N/A | #N/A | #N/A | 0 | 0 | 0 | #DIV/0!
[19 empty] | 0 | 0 | 0 | 0% | 0 | 0 | 0 | 0 | 0 | 0 | 0 | 0 | #N/A | #N/A | #N/A | #N/A | #N/A | #N/A | #N/A | 0 | 0 | 0 | #DIV/0!
[19 empty] | 0 | 0 | 0 | 0% | 0 | 0 | 0 | 0 | 0 | 0 | 0 | 0 | #N/A | #N/A | #N/A | #N/A | #N/A | #N/A | #N/A | 0 | 0 | 0 | #DIV/0!
[19 empty] | 0 | 0 | 0 | 0% | 0 | 0 | 0 | 0 | 0 | 0 | 0 | 0 | #N/A | #N/A | #N/A | #N/A | #N/A | #N/A | #N/A | 0 | 0 | 0 | #DIV/0!
[19 empty] | 0 | 0 | 0 | 0% | 0 | 0 | 0 | 0 | 0 | 0 | 0 | 0 | #N/A | #N/A | #N/A | #N/A | #N/A | #N/A | #N/A | 0 | 0 | 0 | #DIV/0!
[19 empty] | 0 | 0 | 0 | 0% | 0 | 0 | 0 | 0 | 0 | 0 | 0 | 0 | #N/A | #N/A | #N/A | #N/A | #N/A | #N/A | #N/A | 0 | 0 | 0 | #DIV/0!
[19 empty] | 0 | 0 | 0 | 0% | 0 | 0 | 0 | 0 | 0 | 0 | 0 | 0 | #N/A | #N/A | #N/A | #N/A | #N/A | #N/A | #N/A | 0 | 0 | 0 | #DIV/0!
[19 empty] | 0 | 0 | 0 | 0% | 0 | 0 | 0 | 0 | 0 | 0 | 0 | 0 | #N/A | #N/A | #N/A | #N/A | #N/A | #N/A | #N/A | 0 | 0 | 0 | #DIV/0!
[19 empty] | 0 | 0 | 0 | 0% | 0 | 0 | 0 | 0 | 0 | 0 | 0 | 0 | #N/A | #N/A | #N/A | #N/A | #N/A | #N/A | #N/A | 0 | 0 | 0 | #DIV/0!
[19 empty] | 0 | 0 | 0 | 0% | 0 | 0 | 0 | 0 | 0 | 0 | 0 | 0 | #N/A | #N/A | #N/A | #N/A | #N/A | #N/A | #N/A | 0 | 0 | 0 | #DIV/0!
[19 empty] | 0 | 0 | 0 | 0% | 0 | 0 | 0 | 0 | 0 | 0 | 0 | 0 | #N/A | #N/A | #N/A | #N/A | #N/A | #N/A | #N/A | 0 | 0 | 0 | #DIV/0!
[19 empty] | 0 | 0 | 0 | 0% | 0 | 0 | 0 | 0 | 0 | 0 | 0 | 0 | #N/A | #N/A | #N/A | #N/A | #N/A | #N/A | #N/A | 0 | 0 | 0 | #DIV/0!
[19 empty] | 0 | 0 | 0 | 0% | 0 | 0 | 0 | 0 | 0 | 0 | 0 | 0 | #N/A | #N/A | #N/A | #N/A | #N/A | #N/A | #N/A | 0 | 0 | 0 | #DIV/0!
[19 empty] | 0 | 0 | 0 | 0% | 0 | 0 | 0 | 0 | 0 | 0 | 0 | 0 | #N/A | #N/A | #N/A | #N/A | #N/A | #N/A | #N/A | 0 | 0 | 0 | #DIV/0!
[19 empty] | 0 | 0 | 0 | 0% | 0 | 0 | 0 | 0 | 0 | 0 | 0 | 0 | #N/A | #N/A | #N/A | #N/A | #N/A | #N/A | #N/A | 0 | 0 | 0 | #DIV/0!
[19 empty] | 0 | 0 | 0 | 0% | 0 | 0 | 0 | 0 | 0 | 0 | 0 | 0 | #N/A | #N/A | #N/A | #N/A | #N/A | #N/A | #N/A | 0 | 0 | 0 | #DIV/0!
[19 empty] | 0 | 0 | 0 | 0% | 0 | 0 | 0 | 0 | 0 | 0 | 0 | 0 | #N/A | #N/A | #N/A | #N/A | #N/A | #N/A | #N/A | 0 | 0 | 0 | #DIV/0!
[19 empty] | 0 | 0 | 0 | 0% | 0 | 0 | 0 | 0 | 0 | 0 | 0 | 0 | #N/A | #N/A | #N/A | #N/A | #N/A | #N/A | #N/A | 0 | 0 | 0 | #DIV/0!
[19 empty] | 0 | 0 | 0 | 0% | 0 | 0 | 0 | 0 | 0 | 0 | 0 | 0 | #N/A | #N/A | #N/A | #N/A | #N/A | #N/A | #N/A | 0 | 0 | 0 | #DIV/0!
[19 empty] | 0 | 0 | 0 | 0% | 0 | 0 | 0 | 0 | 0 | 0 | 0 | 0 | #N/A | #N/A | #N/A | #N/A | #N/A | #N/A | #N/A | 0 | 0 | 0 | #DIV/0!
[19 empty] | 0 | 0 | 0 | 0% | 0 | 0 | 0 | 0 | 0 | 0 | 0 | 0 | #N/A | #N/A | #N/A | #N/A | #N/A | #N/A | #N/A | 0 | 0 | 0 | #DIV/0!
[19 empty] | 0 | 0 | 0 | 0% | 0 | 0 | 0 | 0 | 0 | 0 | 0 | 0 | #N/A | #N/A | #N/A | #N/A | #N/A | #N/A | #N/A | 0 | 0 | 0 | #DIV/0!
[19 empty] | 0 | 0 | 0 | 0% | 0 | 0 | 0 | 0 | 0 | 0 | 0 | 0 | #N/A | #N/A | #N/A | #N/A | #N/A | #N/A | #N/A | 0 | 0 | 0 | #DIV/0!
[19 empty] | 0 | 0 | 0 | 0% | 0 | 0 | 0 | 0 | 0 | 0 | 0 | 0 | #N/A | #N/A | #N/A | #N/A | #N/A | #N/A | #N/A | 0 | 0 | 0 | #DIV/0!
[19 empty] | 0 | 0 | 0 | 0% | 0 | 0 | 0 | 0 | 0 | 0 | 0 | 0 | #N/A | #N/A | #N/A | #N/A | #N/A | #N/A | #N/A | 0 | 0 | 0 | #DIV/0!
[19 empty] | 0 | 0 | 0 | 0% | 0 | 0 | 0 | 0 | 0 | 0 | 0 | 0 | #N/A | #N/A | #N/A | #N/A | #N/A | #N/A | #N/A | 0 | 0 | 0 | #DIV/0!
[19 empty] | 0 | 0 | 0 | 0% | 0 | 0 | 0 | 0 | 0 | 0 | 0 | 0 | #N/A | #N/A | #N/A | #N/A | #N/A | #N/A | #N/A | 0 | 0 | 0 | #DIV/0!
[19 empty] | 0 | 0 | 0 | 0% | 0 | 0 | 0 | 0 | 0 | 0 | 0 | 0 | #N/A | #N/A | #N/A | #N/A | #N/A | #N/A | #N/A | 0 | 0 | 0 | #DIV/0!
[19 empty] | 0 | 0 | 0 | 0% | 0 | 0 | 0 | 0 | 0 | 0 | 0 | 0 | #N/A | #N/A | #N/A | #N/A | #N/A | #N/A | #N/A | 0 | 0 | 0 | #DIV/0!
[19 empty] | 0 | 0 | 0 | 0% | 0 | 0 | 0 | 0 | 0 | 0 | 0 | 0 | #N/A | #N/A | #N/A | #N/A | #N/A | #N/A | #N/A | 0 | 0 | 0 | #DIV/0!
[19 empty] | 0 | 0 | 0 | 0% | 0 | 0 | 0 | 0 | 0 | 0 | 0 | 0 | #N/A | #N/A | #N/A | #N/A | #N/A | #N/A | #N/A | 0 | 0 | 0 | #DIV/0!
[19 empty] | 0 | 0 | 0 | 0% | 0 | 0 | 0 | 0 | 0 | 0 | 0 | 0 | #N/A | #N/A | #N/A | #N/A | #N/A | #N/A | #N/A | 0 | 0 | 0 | #DIV/0!
[19 empty] | 0 | 0 | 0 | 0% | 0 | 0 | 0 | 0 | 0 | 0 | 0 | 0 | #N/A | #N/A | #N/A | #N/A | #N/A | #N/A | #N/A | 0 | 0 | 0 | #DIV/0!
[19 empty] | 0 | 0 | 0 | 0% | 0 | 0 | 0 | 0 | 0 | 0 | 0 | 0 | #N/A | #N/A | #N/A | #N/A | #N/A | #N/A | #N/A | 0 | 0 | 0 | #DIV/0!
[19 empty] | 0 | 0 | 0 | 0% | 0 | 0 | 0 | 0 | 0 | 0 | 0 | 0 | #N/A | #N/A | #N/A | #N/A | #N/A | #N/A | #N/A | 0 | 0 | 0 | #DIV/0!
[19 empty] | 0 | 0 | 0 | 0% | 0 | 0 | 0 | 0 | 0 | 0 | 0 | 0 | #N/A | #N/A | #N/A | #N/A | #N/A | #N/A | #N/A | 0 | 0 | 0 | #DIV/0!
[19 empty] | 0 | 0 | 0 | 0% | 0 | 0 | 0 | 0 | 0 | 0 | 0 | 0 | #N/A | #N/A | #N/A | #N/A | #N/A | #N/A | #N/A | 0 | 0 | 0 | #DIV/0!
[19 empty] | 0 | 0 | 0 | 0% | 0 | 0 | 0 | 0 | 0 | 0 | 0 | 0 | #N/A | #N/A | #N/A | #N/A | #N/A | #N/A | #N/A | 0 | 0 | 0 | #DIV/0!
[19 empty] | 0 | 0 | 0 | 0% | 0 | 0 | 0 | 0 | 0 | 0 | 0 | 0 | #N/A | #N/A | #N/A | #N/A | #N/A | #N/A | #N/A | 0 | 0 | 0 | #DIV/0!
[19 empty] | 0 | 0 | 0 | 0% | 0 | 0 | 0 | 0 | 0 | 0 | 0 | 0 | #N/A | #N/A | #N/A | #N/A | #N/A | #N/A | #N/A | 0 | 0 | 0 | #DIV/0!
[19 empty] | 0 | 0 | 0 | 0% | 0 | 0 | 0 | 0 | 0 | 0 | 0 | 0 | #N/A | #N/A | #N/A | #N/A | #N/A | #N/A | #N/A | 0 | 0 | 0 | #DIV/0!
[19 empty] | 0 | 0 | 0 | 0% | 0 | 0 | 0 | 0 | 0 | 0 | 0 | 0 | #N/A | #N/A | #N/A | #N/A | #N/A | #N/A | #N/A | 0 | 0 | 0 | #DIV/0!
[19 empty] | 0 | 0 | 0 | 0% | 0 | 0 | 0 | 0 | 0 | 0 | 0 | 0 | #N/A | #N/A | #N/A | #N/A | #N/A | #N/A | #N/A | 0 | 0 | 0 | #DIV/0!
[19 empty] | 0 | 0 | 0 | 0% | 0 | 0 | 0 | 0 | 0 | 0 | 0 | 0 | #N/A | #N/A | #N/A | #N/A | #N/A | #N/A | #N/A | 0 | 0 | 0 | #DIV/0!
[19 empty] | 0 | 0 | 0 | 0% | 0 | 0 | 0 | 0 | 0 | 0 | 0 | 0 | #N/A | #N/A | #N/A | #N/A | #N/A | #N/A | #N/A | 0 | 0 | 0 | #DIV/0!
[19 empty] | 0 | 0 | 0 | 0% | 0 | 0 | 0 | 0 | 0 | 0 | 0 | 0 | #N/A | #N/A | #N/A | #N/A | #N/A | #N/A | #N/A | 0 | 0 | 0 | #DIV/0!
[19 empty] | 0 | 0 | 0 | 0% | 0 | 0 | 0 | 0 | 0 | 0 | 0 | 0 | #N/A | #N/A | #N/A | #N/A | #N/A | #N/A | #N/A | 0 | 0 | 0 | #DIV/0!
[19 empty] | 0 | 0 | 0 | 0% | 0 | 0 | 0 | 0 | 0 | 0 | 0 | 0 | #N/A | #N/A | #N/A | #N/A | #N/A | #N/A | #N/A | 0 | 0 | 0 | #DIV/0!
[19 empty] | 0 | 0 | 0 | 0% | 0 | 0 | 0 | 0 | 0 | 0 | 0 | 0 | #N/A | #N/A | #N/A | #N/A | #N/A | #N/A | #N/A | 0 | 0 | 0 | #DIV/0!
[19 empty] | 0 | 0 | 0 | 0% | 0 | 0 | 0 | 0 | 0 | 0 | 0 | 0 | #N/A | #N/A | #N/A | #N/A | #N/A | #N/A | #N/A | 0 | 0 | 0 | #DIV/0!
[19 empty] | 0 | 0 | 0 | 0% | 0 | 0 | 0 | 0 | 0 | 0 | 0 | 0 | #N/A | #N/A | #N/A | #N/A | #N/A | #N/A | #N/A | 0 | 0 | 0 | #DIV/0!
[19 empty] | 0 | 0 | 0 | 0% | 0 | 0 | 0 | 0 | 0 | 0 | 0 | 0 | #N/A | #N/A | #N/A | #N/A | #N/A | #N/A | #N/A | 0 | 0 | 0 | #DIV/0!
[19 empty] | 0 | 0 | 0 | 0% | 0 | 0 | 0 | 0 | 0 | 0 | 0 | 0 | #N/A | #N/A | #N/A | #N/A | #N/A | #N/A | #N/A | 0 | 0 | 0 | #DIV/0!
[19 empty] | 0 | 0 | 0 | 0% | 0 | 0 | 0 | 0 | 0 | 0 | 0 | 0 | #N/A | #N/A | #N/A | #N/A | #N/A | #N/A | #N/A | 0 | 0 | 0 | #DIV/0!
[19 empty] | 0 | 0 | 0 | 0% | 0 | 0 | 0 | 0 | 0 | 0 | 0 | 0 | #N/A | #N/A | #N/A | #N/A | #N/A | #N/A | #N/A | 0 | 0 | 0 | #DIV/0!
[19 empty] | 0 | 0 | 0 | 0% | 0 | 0 | 0 | 0 | 0 | 0 | 0 | 0 | #N/A | #N/A | #N/A | #N/A | #N/A | #N/A | #N/A | 0 | 0 | 0 | #DIV/0!
[19 empty] | 0 | 0 | 0 | 0% | 0 | 0 | 0 | 0 | 0 | 0 | 0 | 0 | #N/A | #N/A | #N/A | #N/A | #N/A | #N/A | #N/A | 0 | 0 | 0 | #DIV/0!
[19 empty] | 0 | 0 | 0 | 0% | 0 | 0 | 0 | 0 | 0 | 0 | 0 | 0 | #N/A | #N/A | #N/A | #N/A | #N/A | #N/A | #N/A | 0 | 0 | 0 | #DIV/0!
[19 empty] | 0 | 0 | 0 | 0% | 0 | 0 | 0 | 0 | 0 | 0 | 0 | 0 | #N/A | #N/A | #N/A | #N/A | #N/A | #N/A | #N/A | 0 | 0 | 0 | #DIV/0!
[19 empty] | 0 | 0 | 0 | 0% | 0 | 0 | 0 | 0 | 0 | 0 | 0 | 0 | #N/A | #N/A | #N/A | #N/A | #N/A | #N/A | #N/A | 0 | 0 | 0 | #DIV/0!
[19 empty] | 0 | 0 | 0 | 0% | 0 | 0 | 0 | 0 | 0 | 0 | 0 | 0 | #N/A | #N/A | #N/A | #N/A | #N/A | #N/A | #N/A | 0 | 0 | 0 | #DIV/0!
[19 empty] | 0 | 0 | 0 | 0% | 0 | 0 | 0 | 0 | 0 | 0 | 0 | 0 | #N/A | #N/A | #N/A | #N/A | #N/A | #N/A | #N/A | 0 | 0 | 0 | #DIV/0!
[19 empty] | 0 | 0 | 0 | 0% | 0 | 0 | 0 | 0 | 0 | 0 | 0 | 0 | #N/A | #N/A | #N/A | #N/A | #N/A | #N/A | #N/A | 0 | 0 | 0 | #DIV/0!
[19 empty] | 0 | 0 | 0 | 0% | 0 | 0 | 0 | 0 | 0 | 0 | 0 | 0 | #N/A | #N/A | #N/A | #N/A | #N/A | #N/A | #N/A | 0 | 0 | 0 | #DIV/0!
[19 empty] | 0 | 0 | 0 | 0% | 0 | 0 | 0 | 0 | 0 | 0 | 0 | 0 | #N/A | #N/A | #N/A | #N/A | #N/A | #N/A | #N/A | 0 | 0 | 0 | #DIV/0!
[19 empty] | 0 | 0 | 0 | 0% | 0 | 0 | 0 | 0 | 0 | 0 | 0 | 0 | #N/A | #N/A | #N/A | #N/A | #N/A | #N/A | #N/A | 0 | 0 | 0 | #DIV/0!
[19 empty] | 0 | 0 | 0 | 0% | 0 | 0 | 0 | 0 | 0 | 0 | 0 | 0 | #N/A | #N/A | #N/A | #N/A | #N/A | #N/A | #N/A | 0 | 0 | 0 | #DIV/0!
[19 empty] | 0 | 0 | 0 | 0% | 0 | 0 | 0 | 0 | 0 | 0 | 0 | 0 | #N/A | #N/A | #N/A | #N/A | #N/A | #N/A | #N/A | 0 | 0 | 0 | #DIV/0!
[19 empty] | 0 | 0 | 0 | 0% | 0 | 0 | 0 | 0 | 0 | 0 | 0 | 0 | #N/A | #N/A | #N/A | #N/A | #N/A | #N/A | #N/A | 0 | 0 | 0 | #DIV/0!
[19 empty] | 0 | 0 | 0 | 0% | 0 | 0 | 0 | 0 | 0 | 0 | 0 | 0 | #N/A | #N/A | #N/A | #N/A | #N/A | #N/A | #N/A | 0 | 0 | 0 | #DIV/0!
[19 empty] | 0 | 0 | 0 | 0% | 0 | 0 | 0 | 0 | 0 | 0 | 0 | 0 | #N/A | #N/A | #N/A | #N/A | #N/A | #N/A | #N/A | 0 | 0 | 0 | #DIV/0!
[19 empty] | 0 | 0 | 0 | 0% | 0 | 0 | 0 | 0 | 0 | 0 | 0 | 0 | #N/A | #N/A | #N/A | #N/A | #N/A | #N/A | #N/A | 0 | 0 | 0 | #DIV/0!
[19 empty] | 0 | 0 | 0 | 0% | 0 | 0 | 0 | 0 | 0 | 0 | 0 | 0 | #N/A | #N/A | #N/A | #N/A | #N/A | #N/A | #N/A | 0 | 0 | 0 | #DIV/0!
[19 empty] | 0 | 0 | 0 | 0% | 0 | 0 | 0 | 0 | 0 | 0 | 0 | 0 | #N/A | #N/A | #N/A | #N/A | #N/A | #N/A | #N/A | 0 | 0 | 0 | #DIV/0!
[19 empty] | 0 | 0 | 0 | 0% | 0 | 0 | 0 | 0 | 0 | 0 | 0 | 0 | #N/A | #N/A | #N/A | #N/A | #N/A | #N/A | #N/A | 0 | 0 | 0 | #DIV/0!
[19 empty] | 0 | 0 | 0 | 0% | 0 | 0 | 0 | 0 | 0 | 0 | 0 | 0 | #N/A | #N/A | #N/A | #N/A | #N/A | #N/A | #N/A | 0 | 0 | 0 | #DIV/0!
[19 empty] | 0 | 0 | 0 | 0% | 0 | 0 | 0 | 0 | 0 | 0 | 0 | 0 | #N/A | #N/A | #N/A | #N/A | #N/A | #N/A | #N/A | 0 | 0 | 0 | #DIV/0!
[19 empty] | 0 | 0 | 0 | 0% | 0 | 0 | 0 | 0 | 0 | 0 | 0 | 0 | #N/A | #N/A | #N/A | #N/A | #N/A | #N/A | #N/A | 0 | 0 | 0 | #DIV/0!
[19 empty] | 0 | 0 | 0 | 0% | 0 | 0 | 0 | 0 | 0 | 0 | 0 | 0 | #N/A | #N/A | #N/A | #N/A | #N/A | #N/A | #N/A | 0 | 0 | 0 | #DIV/0!
[19 empty] | 0 | 0 | 0 | 0% | 0 | 0 | 0 | 0 | 0 | 0 | 0 | 0 | #N/A | #N/A | #N/A | #N/A | #N/A | #N/A | #N/A | 0 | 0 | 0 | #DIV/0!
[19 empty] | 0 | 0 | 0 | 0% | 0 | 0 | 0 | 0 | 0 | 0 | 0 | 0 | #N/A | #N/A | #N/A | #N/A | #N/A | #N/A | #N/A | 0 | 0 | 0 | #DIV/0!
[19 empty] | 0 | 0 | 0 | 0% | 0 | 0 | 0 | 0 | 0 | 0 | 0 | 0 | #N/A | #N/A | #N/A | #N/A | #N/A | #N/A | #N/A | 0 | 0 | 0 | #DIV/0!
[19 empty] | 0 | 0 | 0 | 0% | 0 | 0 | 0 | 0 | 0 | 0 | 0 | 0 | #N/A | #N/A | #N/A | #N/A | #N/A | #N/A | #N/A | 0 | 0 | 0 | #DIV/0!
[19 empty] | 0 | 0 | 0 | 0% | 0 | 0 | 0 | 0 | 0 | 0 | 0 | 0 | #N/A | #N/A | #N/A | #N/A | #N/A | #N/A | #N/A | 0 | 0 | 0 | #DIV/0!
[19 empty] | 0 | 0 | 0 | 0% | 0 | 0 | 0 | 0 | 0 | 0 | 0 | 0 | #N/A | #N/A | #N/A | #N/A | #N/A | #N/A | #N/A | 0 | 0 | 0 | #DIV/0!
[19 empty] | 0 | 0 | 0 | 0% | 0 | 0 | 0 | 0 | 0 | 0 | 0 | 0 | #N/A | #N/A | #N/A | #N/A | #N/A | #N/A | #N/A | 0 | 0 | 0 | #DIV/0!
[19 empty] | 0 | 0 | 0 | 0% | 0 | 0 | 0 | 0 | 0 | 0 | 0 | 0 | #N/A | #N/A | #N/A | #N/A | #N/A | #N/A | #N/A | 0 | 0 | 0 | #DIV/0!
[19 empty] | 0 | 0 | 0 | 0% | 0 | 0 | 0 | 0 | 0 | 0 | 0 | 0 | #N/A | #N/A | #N/A | #N/A | #N/A | #N/A | #N/A | 0 | 0 | 0 | #DIV/0!
[19 empty] | 0 | 0 | 0 | 0% | 0 | 0 | 0 | 0 | 0 | 0 | 0 | 0 | #N/A | #N/A | #N/A | #N/A | #N/A | #N/A | #N/A | 0 | 0 | 0 | #DIV/0!
[19 empty] | 0 | 0 | 0 | 0% | 0 | 0 | 0 | 0 | 0 | 0 | 0 | 0 | #N/A | #N/A | #N/A | #N/A | #N/A | #N/A | #N/A | 0 | 0 | 0 | #DIV/0!
[19 empty] | 0 | 0 | 0 | 0% | 0 | 0 | 0 | 0 | 0 | 0 | 0 | 0 | #N/A | #N/A | #N/A | #N/A | #N/A | #N/A | #N/A | 0 | 0 | 0 | #DIV/0!
[19 empty] | 0 | 0 | 0 | 0% | 0 | 0 | 0 | 0 | 0 | 0 | 0 | 0 | #N/A | #N/A | #N/A | #N/A | #N/A | #N/A | #N/A | 0 | 0 | 0 | #DIV/0!
[19 empty] | 0 | 0 | 0 | 0% | 0 | 0 | 0 | 0 | 0 | 0 | 0 | 0 | #N/A | #N/A | #N/A | #N/A | #N/A | #N/A | #N/A | 0 | 0 | 0 | #DIV/0!
[19 empty] | 0 | 0 | 0 | 0% | 0 | 0 | 0 | 0 | 0 | 0 | 0 | 0 | #N/A | #N/A | #N/A | #N/A | #N/A | #N/A | #N/A | 0 | 0 | 0 | #DIV/0!
[19 empty] | 0 | 0 | 0 | 0% | 0 | 0 | 0 | 0 | 0 | 0 | 0 | 0 | #N/A | #N/A | #N/A | #N/A | #N/A | #N/A | #N/A | 0 | 0 | 0 | #DIV/0!
[19 empty] | 0 | 0 | 0 | 0% | 0 | 0 | 0 | 0 | 0 | 0 | 0 | 0 | #N/A | #N/A | #N/A | #N/A | #N/A | #N/A | #N/A | 0 | 0 | 0 | #DIV/0!
[19 empty] | 0 | 0 | 0 | 0% | 0 | 0 | 0 | 0 | 0 | 0 | 0 | 0 | #N/A | #N/A | #N/A | #N/A | #N/A | #N/A | #N/A | 0 | 0 | 0 | #DIV/0!
[19 empty] | 0 | 0 | 0 | 0% | 0 | 0 | 0 | 0 | 0 | 0 | 0 | 0 | #N/A | #N/A | #N/A | #N/A | #N/A | #N/A | #N/A | 0 | 0 | 0 | #DIV/0!
[19 empty] | 0 | 0 | 0 | 0% | 0 | 0 | 0 | 0 | 0 | 0 | 0 | 0 | #N/A | #N/A | #N/A | #N/A | #N/A | #N/A | #N/A | 0 | 0 | 0 | #DIV/0!
[19 empty] | 0 | 0 | 0 | 0% | 0 | 0 | 0 | 0 | 0 | 0 | 0 | 0 | #N/A | #N/A | #N/A | #N/A | #N/A | #N/A | #N/A | 0 | 0 | 0 | #DIV/0!
[19 empty] | 0 | 0 | 0 | 0% | 0 | 0 | 0 | 0 | 0 | 0 | 0 | 0 | #N/A | #N/A | #N/A | #N/A | #N/A | #N/A | #N/A | 0 | 0 | 0 | #DIV/0!
[19 empty] | 0 | 0 | 0 | 0% | 0 | 0 | 0 | 0 | 0 | 0 | 0 | 0 | #N/A | #N/A | #N/A | #N/A | #N/A | #N/A | #N/A | 0 | 0 | 0 | #DIV/0!
[19 empty] | 0 | 0 | 0 | 0% | 0 | 0 | 0 | 0 | 0 | 0 | 0 | 0 | #N/A | #N/A | #N/A | #N/A | #N/A | #N/A | #N/A | 0 | 0 | 0 | #DIV/0!
[19 empty] | 0 | 0 | 0 | 0% | 0 | 0 | 0 | 0 | 0 | 0 | 0 | 0 | #N/A | #N/A | #N/A | #N/A | #N/A | #N/A | #N/A | 0 | 0 | 0 | #DIV/0!
[19 empty] | 0 | 0 | 0 | 0% | 0 | 0 | 0 | 0 | 0 | 0 | 0 | 0 | #N/A | #N/A | #N/A | #N/A | #N/A | #N/A | #N/A | 0 | 0 | 0 | #DIV/0!
[19 empty] | 0 | 0 | 0 | 0% | 0 | 0 | 0 | 0 | 0 | 0 | 0 | 0 | #N/A | #N/A | #N/A | #N/A | #N/A | #N/A | #N/A | 0 | 0 | 0 | #DIV/0!
[19 empty] | 0 | 0 | 0 | 0% | 0 | 0 | 0 | 0 | 0 | 0 | 0 | 0 | #N/A | #N/A | #N/A | #N/A | #N/A | #N/A | #N/A | 0 | 0 | 0 | #DIV/0!
[19 empty] | 0 | 0 | 0 | 0% | 0 | 0 | 0 | 0 | 0 | 0 | 0 | 0 | #N/A | #N/A | #N/A | #N/A | #N/A | #N/A | #N/A | 0 | 0 | 0 | #DIV/0!
[19 empty] | 0 | 0 | 0 | 0% | 0 | 0 | 0 | 0 | 0 | 0 | 0 | 0 | #N/A | #N/A | #N/A | #N/A | #N/A | #N/A | #N/A | 0 | 0 | 0 | #DIV/0!
[19 empty] | 0 | 0 | 0 | 0% | 0 | 0 | 0 | 0 | 0 | 0 | 0 | 0 | #N/A | #N/A | #N/A | #N/A | #N/A | #N/A | #N/A | 0 | 0 | 0 | #DIV/0!
[19 empty] | 0 | 0 | 0 | 0% | 0 | 0 | 0 | 0 | 0 | 0 | 0 | 0 | #N/A | #N/A | #N/A | #N/A | #N/A | #N/A | #N/A | 0 | 0 | 0 | #DIV/0!
[19 empty] | 0 | 0 | 0 | 0% | 0 | 0 | 0 | 0 | 0 | 0 | 0 | 0 | #N/A | #N/A | #N/A | #N/A | #N/A | #N/A | #N/A | 0 | 0 | 0 | #DIV/0!
[19 empty] | 0 | 0 | 0 | 0% | 0 | 0 | 0 | 0 | 0 | 0 | 0 | 0 | #N/A | #N/A | #N/A | #N/A | #N/A | #N/A | #N/A | 0 | 0 | 0 | #DIV/0!
[19 empty] | 0 | 0 | 0 | 0% | 0 | 0 | 0 | 0 | 0 | 0 | 0 | 0 | #N/A | #N/A | #N/A | #N/A | #N/A | #N/A | #N/A | 0 | 0 | 0 | #DIV/0!
[19 empty] | 0 | 0 | 0 | 0% | 0 | 0 | 0 | 0 | 0 | 0 | 0 | 0 | #N/A | #N/A | #N/A | #N/A | #N/A | #N/A | #N/A | 0 | 0 | 0 | #DIV/0!
[19 empty] | 0 | 0 | 0 | 0% | 0 | 0 | 0 | 0 | 0 | 0 | 0 | 0 | #N/A | #N/A | #N/A | #N/A | #N/A | #N/A | #N/A | 0 | 0 | 0 | #DIV/0!
[19 empty] | 0 | 0 | 0 | 0% | 0 | 0 | 0 | 0 | 0 | 0 | 0 | 0 | #N/A | #N/A | #N/A | #N/A | #N/A | #N/A | #N/A | 0 | 0 | 0 | #DIV/0!
[19 empty] | 0 | 0 | 0 | 0% | 0 | 0 | 0 | 0 | 0 | 0 | 0 | 0 | #N/A | #N/A | #N/A | #N/A | #N/A | #N/A | #N/A | 0 | 0 | 0 | #DIV/0!
[19 empty] | 0 | 0 | 0 | 0% | 0 | 0 | 0 | 0 | 0 | 0 | 0 | 0 | #N/A | #N/A | #N/A | #N/A | #N/A | #N/A | #N/A | 0 | 0 | 0 | #DIV/0!
[19 empty] | 0 | 0 | 0 | 0% | 0 | 0 | 0 | 0 | 0 | 0 | 0 | 0 | #N/A | #N/A | #N/A | #N/A | #N/A | #N/A | #N/A | 0 | 0 | 0 | #DIV/0!

## SF Existing Water Heat {E}
Rtn to Summary |  | Order Number | Program Name | Discount Rate: | 6.8% | [9 empty] | Paste in incentives but use DBtC for Total
| Program: | 18230626 | SF Existing Water Heat {E}
| paste |  |  | paste | paste | paste | paste | paste | paste | paste | paste | paste | paste | Paste | paste | paste | paste | paste | Formula: G + H | Formula: (O/A10)*T | Formula: N - M | Formula: O/A10 | Formula: W*A8 | Formula: Q - P | Formula: X + DBtC | Formula: Q + X | Formula: Z/(1+ElecDiscountRate)^1 | Formula: AA/(1+ElecDiscountRate)^1 | Formula: -PV (ElecDiscount Rate,T,R)*J | Formula: - PV (ElecDiscount Rate, T, S)*J |  | AF*J*K |  | AH*J*L | AG + AI |  | AG +AI -AK | formula: Logic to lookup from AC tables and adjust by savings and quantity | Formula: Utility Savings (AM)*1.1+AD+AE | formula: AM/AB | formula: AN/AC
| Sch. No. | Order Number | Program Name | Measure Version | Measure Name | First Period Measure Life | Second period Measure Life | Electric End-Use Type | Number of units offered | Savings per Unit Period 1 | Savngs per Unit Period 2 | Incentives Per Unit | Incremental Measure Cost per Unit | Total First Year Savings | Total Incentive | Total Incremental Measure Cost | Unit First Year Non-Energy Benefits | Unit Annual Net Equipment O&M | Total Measure Life | Weighted Life | Agency or Customer Cost per Unit | Percent Unit overhead | Program Overhead Cost | Total Customer Cost | Total Utility Program Costs | Total Resource Cost | PV Total Utility Program Costs | PV Total Resource Costs | PV Total Non-Energy Benefits | PV Total Net Equipment O&M | Unit PV First period Savings for 1 kWh | Total First Period Savings | Unit PV Savings for Second Period for 1 kWh | Total Second period Savings | Unadjusted Total | Decrement | Final UC Total Savings | PV Total Savings UC | PV Total Savings TRC | UC B/C Ratio | TRC B/C Ratio
DBTC: | E214 | 18230626 | SF Existing Water Heat {E} | 12965 - 4 | Water Heater - Heat Pump - NEEA Specs - Tier 3 - RP - Any - Res - E or B | 13 | 0 | Res Water Heat | 32 | 1360.37 | 0 | 750 | 775.8751 | 43531.84 | 24000 | 24828.0024 | 3.7369 |  | 13 | 0.88775 | 25.8751 | 6.829% | 33403.7932 | 828.0024 | 56929.2951 | 58231.7956 | 53304.5834 | 54524.1532 | 1010.8431 | 0 | 1.2623 | 54948.8766 | 1.2623 | 0 | 54948.8766 | 0 | 54948.8766 | 54948.8766 | 61454.6073 | 1.0308 | 1.1271
344500 | E214 | 18230626 | SF Existing Water Heat {E} | 12682 - 2 | Water Heater - Heat Pump - NEEA Specs - Tier 3 - EH - Res | 13 | 0 | Res Water Heat | 20 | 1360.37 | 0 | 750 | 775.8751 | 27207.4 | 15000 | 15517.5015 | 3.7369 |  | 13 | 0.55485 | 25.8751 | 4.268% | 20877.3708 | 517.5015 | 35580.8094 | 36394.8722 | 33315.3646 | 34077.5957 | 631.7769 | 0 | 1.2623 | 34343.0479 | 1.2623 | 0 | 34343.0479 | 0 | 34343.0479 | 34343.0479 | 38409.1296 | 1.0308 | 1.1271
Program Costs: | E214 | 18230626 | SF Existing Water Heat {E} | 14120 - 2 | Water Heater - Heat Pump - NEEA Specs - Tier 4 - EH - Res | 13 | 0 | Res Water Heat | 60 | 1502.48 | 0 | 750 | 775.8751 | 90148.8 | 45000 | 46552.5044 | 3.7369 |  | 13 | 1.8384 | 25.8751 | 14.14% | 69174.9274 | 1552.5044 | 117893.1935 | 115727.4319 | 110386.8853 | 108359.0186 | 1895.3308 | 0 | 1.2623 | 113792.0034 | 1.2623 | 0 | 113792.0034 | 0 | 113792.0034 | 113792.0034 | 127066.5345 | 1.0308 | 1.1726
489154.57 | E214 | 18230626 | SF Existing Water Heat {E} | 14122 - 2 | Water Heater - Heat Pump - NEEA Specs - Tier 4 - RP - Any - Res - E or B | 13 | 0 | Res Water Heat | 275 | 1502.48 | 0 | 750 | 775.8751 | 413182 | 206250 | 213365.6453 | 3.7369 |  | 13 | 8.4261 | 25.8751 | 64.82% | 317051.7508 | 7115.6453 | 540343.8037 | 530417.396 | 505939.8911 | 496645.5019 | 8686.933 | 0 | 1.2623 | 521546.6821 | 1.2623 | 0 | 521546.6821 | 0 | 521546.6821 | 521546.6821 | 582388.2833 | 1.0308 | 1.1726
Total Savings (kWh): | E214 | 18230626 | SF Existing Water Heat {E} | 13733 - 3 | Water Heater - Heat Pump - NEEA Specs - Tier 3 - RP - Any - Res - E or B - LTO | 13 | 0 | Res Water Heat | 0 | 1360.37 | 0 | 850 | 775.8751 | 0 | 0 | 0 | 3.7369 |  | 13 | 0 | -74.1249 | 0% | 0 | 0 | 0 | 0 | 0 | 0 | 0 | 0 | 1.2623 | 0 | 1.2623 | 0 | 0 | 0 | 0 | 0 | 0 | 0 | #DIV/0!
637466.48 | E214 | 18230626 | SF Existing Water Heat {E} | 14539 - 2 | Water Heater - Heat Pump - NEEA Specs - Tier 3 - EH - Res - LTO | 13 | 0 | Res Water Heat | 0 | 1360.37 | 0 | 850 | 775.8751 | 0 | 0 | 0 | 3.7369 |  | 13 | 0 | -74.1249 | 0% | 0 | 0 | 0 | 0 | 0 | 0 | 0 | 0 | 1.2623 | 0 | 1.2623 | 0 | 0 | 0 | 0 | 0 | 0 | 0 | #DIV/0!
Total Incentives: | E214 | 18230626 | SF Existing Water Heat {E} | 14541 - 2 | Water Heater - Heat Pump - NEEA Specs - Tier 4 - EH - Res - LTO | 13 | 0 | Res Water Heat | 0 | 1502.48 | 0 | 850 | 775.8751 | 0 | 0 | 0 | 3.7369 |  | 13 | 0 | -74.1249 | 0% | 0 | 0 | 0 | 0 | 0 | 0 | 0 | 0 | 1.2623 | 0 | 1.2623 | 0 | 0 | 0 | 0 | 0 | 0 | 0 | #DIV/0!
344500 | E214 | 18230626 | SF Existing Water Heat {E} | 14540 - 2 | Water Heater - Heat Pump - NEEA Specs - Tier 4 - RP - Any - Res - E or B - LTO | 13 | 0 | Res Water Heat | 0 | 1502.48 | 0 | 850 | 775.8751 | 0 | 0 | 0 | 3.7369 |  | 13 | 0 | -74.1249 | 0% | 0 | 0 | 0 | 0 | 0 | 0 | 0 | 0 | 1.2623 | 0 | 1.2623 | 0 | 0 | 0 | 0 | 0 | 0 | 0 | #DIV/0!
Total Customer Costs: | E214 | 18230626 | SF Existing Water Heat {E} | 12683 - 4 | Water Heater - Heat Pump - NEEA Specs - Tier 3 - EH - Res - MI | 13 | 0 | Res Water Heat | 4 | 1360.37 | 0 | 850 | 775.8751 | 5441.48 | 3400 | 3103.5003 | 3.7369 |  | 13 | 0.11097 | -74.1249 | 0.8536% | 4175.4742 | -296.4997 | 7116.1619 | 7278.9744 | 6663.0729 | 6815.5191 | 126.3554 | 0 | 1.2623 | 6868.6096 | 1.2623 | 0 | 6868.6096 | 0 | 6868.6096 | 6868.6096 | 7681.8259 | 1.0308 | 1.1271
-10296.245 | E214 | 18230626 | SF Existing Water Heat {E} | 12548 - 5 | Heat Pump Water Heater - Tier 3 - NEEA Specs - MH | 13 | 0 | Res Water Heat | 2 | 1336.72 | 0 | 850 | 775.88 | 2673.44 | 1700 | 1551.76 | 3.7837 |  | 13 | 0.05452 | -74.12 | 0.4194% | 2051.4418 | -148.24 | 3496.2238 | 3603.2018 | 3273.6178 | 3373.7845 | 63.9687 | 0 | 1.2623 | 3374.5995 | 1.2623 | 0 | 3374.5995 | 0 | 3374.5995 | 3374.5995 | 3776.0282 | 1.0308 | 1.1192
Weighted Avg Life | E214 | 18230626 | SF Existing Water Heat {E} | 14121 - 2 | Water Heater - Heat Pump - NEEA Specs - Tier 4 - EH - Res - MI | 13 | 0 | Res Water Heat | 16 | 1502.48 | 0 | 850 | 775.8751 | 24039.68 | 13600 | 12414.0012 | 3.7369 |  | 13 | 0.49025 | -74.1249 | 3.771% | 18446.6473 | -1185.9988 | 31438.1849 | 30860.6485 | 29436.5028 | 28895.7383 | 505.4216 | 0 | 1.2623 | 30344.5342 | 1.2623 | 0 | 30344.5342 | 0 | 30344.5342 | 30344.5342 | 33884.4092 | 1.0308 | 1.1726
13 | E214 | 18230626 | SF Existing Water Heat {E} | 14118 - 2 | Heat Pump Water Heater - Tier 4 - NEEA Specs - MH | 13 | 0 | Res Water Heat | 3 | 1502.48 | 0 | 850 | 775.88 | 4507.44 | 2550 | 2327.64 | 3.7837 |  | 13 | 0.091921 | -74.12 | 0.7071% | 3458.7464 | -222.36 | 5894.6597 | 5786.3864 | 5519.3443 | 5417.9648 | 95.9531 | 0 | 1.2623 | 5689.6002 | 1.2623 | 0 | 5689.6002 | 0 | 5689.6002 | 5689.6002 | 6354.5133 | 1.0308 | 1.1729
Total Utility Cost | E214 | 18230626 | SF Existing Water Heat {E} | 13628 | Water Heater - Heat Pump - NEEA Specs - Tier 3 - EH - Res - TDSM - Bainbridge | 13 | 0 | Res Water Heat | 20 | 1336.72 | 0 | 1650 | 727.16 | 26734.4 | 33000 | 14543.2 | 2.601 |  | 13 | 0.5452 | -922.84 | 4.194% | 20514.4182 | -18456.8 | 34962.2379 | 35057.6182 | 32736.1778 | 32825.4852 | 439.7366 | 0 | 1.2623 | 33745.9948 | 1.2623 | 0 | 33745.9948 | 0 | 33745.9948 | 33745.9948 | 37560.3309 | 1.0308 | 1.1442
833654.57 | [18 empty] | 0 | 0 | 0 | 0% | 0 | 0 | 0 | 0 | 0 | 0 | 0 | 0 | #N/A | #N/A | #N/A | #N/A | #N/A | #N/A | #N/A | 0 | 0 | 0 | #DIV/0!
Total Resource Cost | [18 empty] | 0 | 0 | 0 | 0% | 0 | 0 | 0 | 0 | 0 | 0 | 0 | 0 | #N/A | #N/A | #N/A | #N/A | #N/A | #N/A | #N/A | 0 | 0 | 0 | #DIV/0!
823358.325 | [18 empty] | 0 | 0 | 0 | 0% | 0 | 0 | 0 | 0 | 0 | 0 | 0 | 0 | #N/A | #N/A | #N/A | #N/A | #N/A | #N/A | #N/A | 0 | 0 | 0 | #DIV/0!
UC B/C Ratio | [18 empty] | 0 | 0 | 0 | 0% | 0 | 0 | 0 | 0 | 0 | 0 | 0 | 0 | #N/A | #N/A | #N/A | #N/A | #N/A | #N/A | #N/A | 0 | 0 | 0 | #DIV/0!
1.0308 | [18 empty] | 0 | 0 | 0 | 0% | 0 | 0 | 0 | 0 | 0 | 0 | 0 | 0 | #N/A | #N/A | #N/A | #N/A | #N/A | #N/A | #N/A | 0 | 0 | 0 | #DIV/0!
TRC B/C Ratio | [18 empty] | 0 | 0 | 0 | 0% | 0 | 0 | 0 | 0 | 0 | 0 | 0 | 0 | #N/A | #N/A | #N/A | #N/A | #N/A | #N/A | #N/A | 0 | 0 | 0 | #DIV/0!
1.1656 | [18 empty] | 0 | 0 | 0 | 0% | 0 | 0 | 0 | 0 | 0 | 0 | 0 | 0 | #N/A | #N/A | #N/A | #N/A | #N/A | #N/A | #N/A | 0 | 0 | 0 | #DIV/0!
[19 empty] | 0 | 0 | 0 | 0% | 0 | 0 | 0 | 0 | 0 | 0 | 0 | 0 | #N/A | #N/A | #N/A | #N/A | #N/A | #N/A | #N/A | 0 | 0 | 0 | #DIV/0!
[19 empty] | 0 | 0 | 0 | 0% | 0 | 0 | 0 | 0 | 0 | 0 | 0 | 0 | #N/A | #N/A | #N/A | #N/A | #N/A | #N/A | #N/A | 0 | 0 | 0 | #DIV/0!
[19 empty] | 0 | 0 | 0 | 0% | 0 | 0 | 0 | 0 | 0 | 0 | 0 | 0 | #N/A | #N/A | #N/A | #N/A | #N/A | #N/A | #N/A | 0 | 0 | 0 | #DIV/0!
[19 empty] | 0 | 0 | 0 | 0% | 0 | 0 | 0 | 0 | 0 | 0 | 0 | 0 | #N/A | #N/A | #N/A | #N/A | #N/A | #N/A | #N/A | 0 | 0 | 0 | #DIV/0!
[19 empty] | 0 | 0 | 0 | 0% | 0 | 0 | 0 | 0 | 0 | 0 | 0 | 0 | #N/A | #N/A | #N/A | #N/A | #N/A | #N/A | #N/A | 0 | 0 | 0 | #DIV/0!
[19 empty] | 0 | 0 | 0 | 0% | 0 | 0 | 0 | 0 | 0 | 0 | 0 | 0 | #N/A | #N/A | #N/A | #N/A | #N/A | #N/A | #N/A | 0 | 0 | 0 | #DIV/0!
[19 empty] | 0 | 0 | 0 | 0% | 0 | 0 | 0 | 0 | 0 | 0 | 0 | 0 | #N/A | #N/A | #N/A | #N/A | #N/A | #N/A | #N/A | 0 | 0 | 0 | #DIV/0!
[19 empty] | 0 | 0 | 0 | 0% | 0 | 0 | 0 | 0 | 0 | 0 | 0 | 0 | #N/A | #N/A | #N/A | #N/A | #N/A | #N/A | #N/A | 0 | 0 | 0 | #DIV/0!
[19 empty] | 0 | 0 | 0 | 0% | 0 | 0 | 0 | 0 | 0 | 0 | 0 | 0 | #N/A | #N/A | #N/A | #N/A | #N/A | #N/A | #N/A | 0 | 0 | 0 | #DIV/0!
[19 empty] | 0 | 0 | 0 | 0% | 0 | 0 | 0 | 0 | 0 | 0 | 0 | 0 | #N/A | #N/A | #N/A | #N/A | #N/A | #N/A | #N/A | 0 | 0 | 0 | #DIV/0!
[19 empty] | 0 | 0 | 0 | 0% | 0 | 0 | 0 | 0 | 0 | 0 | 0 | 0 | #N/A | #N/A | #N/A | #N/A | #N/A | #N/A | #N/A | 0 | 0 | 0 | #DIV/0!
[19 empty] | 0 | 0 | 0 | 0% | 0 | 0 | 0 | 0 | 0 | 0 | 0 | 0 | #N/A | #N/A | #N/A | #N/A | #N/A | #N/A | #N/A | 0 | 0 | 0 | #DIV/0!
[19 empty] | 0 | 0 | 0 | 0% | 0 | 0 | 0 | 0 | 0 | 0 | 0 | 0 | #N/A | #N/A | #N/A | #N/A | #N/A | #N/A | #N/A | 0 | 0 | 0 | #DIV/0!
[19 empty] | 0 | 0 | 0 | 0% | 0 | 0 | 0 | 0 | 0 | 0 | 0 | 0 | #N/A | #N/A | #N/A | #N/A | #N/A | #N/A | #N/A | 0 | 0 | 0 | #DIV/0!
[19 empty] | 0 | 0 | 0 | 0% | 0 | 0 | 0 | 0 | 0 | 0 | 0 | 0 | #N/A | #N/A | #N/A | #N/A | #N/A | #N/A | #N/A | 0 | 0 | 0 | #DIV/0!
[19 empty] | 0 | 0 | 0 | 0% | 0 | 0 | 0 | 0 | 0 | 0 | 0 | 0 | #N/A | #N/A | #N/A | #N/A | #N/A | #N/A | #N/A | 0 | 0 | 0 | #DIV/0!
[19 empty] | 0 | 0 | 0 | 0% | 0 | 0 | 0 | 0 | 0 | 0 | 0 | 0 | #N/A | #N/A | #N/A | #N/A | #N/A | #N/A | #N/A | 0 | 0 | 0 | #DIV/0!
[19 empty] | 0 | 0 | 0 | 0% | 0 | 0 | 0 | 0 | 0 | 0 | 0 | 0 | #N/A | #N/A | #N/A | #N/A | #N/A | #N/A | #N/A | 0 | 0 | 0 | #DIV/0!
[19 empty] | 0 | 0 | 0 | 0% | 0 | 0 | 0 | 0 | 0 | 0 | 0 | 0 | #N/A | #N/A | #N/A | #N/A | #N/A | #N/A | #N/A | 0 | 0 | 0 | #DIV/0!
[19 empty] | 0 | 0 | 0 | 0% | 0 | 0 | 0 | 0 | 0 | 0 | 0 | 0 | #N/A | #N/A | #N/A | #N/A | #N/A | #N/A | #N/A | 0 | 0 | 0 | #DIV/0!
[19 empty] | 0 | 0 | 0 | 0% | 0 | 0 | 0 | 0 | 0 | 0 | 0 | 0 | #N/A | #N/A | #N/A | #N/A | #N/A | #N/A | #N/A | 0 | 0 | 0 | #DIV/0!
[19 empty] | 0 | 0 | 0 | 0% | 0 | 0 | 0 | 0 | 0 | 0 | 0 | 0 | #N/A | #N/A | #N/A | #N/A | #N/A | #N/A | #N/A | 0 | 0 | 0 | #DIV/0!
[19 empty] | 0 | 0 | 0 | 0% | 0 | 0 | 0 | 0 | 0 | 0 | 0 | 0 | #N/A | #N/A | #N/A | #N/A | #N/A | #N/A | #N/A | 0 | 0 | 0 | #DIV/0!
[19 empty] | 0 | 0 | 0 | 0% | 0 | 0 | 0 | 0 | 0 | 0 | 0 | 0 | #N/A | #N/A | #N/A | #N/A | #N/A | #N/A | #N/A | 0 | 0 | 0 | #DIV/0!
[19 empty] | 0 | 0 | 0 | 0% | 0 | 0 | 0 | 0 | 0 | 0 | 0 | 0 | #N/A | #N/A | #N/A | #N/A | #N/A | #N/A | #N/A | 0 | 0 | 0 | #DIV/0!
[19 empty] | 0 | 0 | 0 | 0% | 0 | 0 | 0 | 0 | 0 | 0 | 0 | 0 | #N/A | #N/A | #N/A | #N/A | #N/A | #N/A | #N/A | 0 | 0 | 0 | #DIV/0!
[19 empty] | 0 | 0 | 0 | 0% | 0 | 0 | 0 | 0 | 0 | 0 | 0 | 0 | #N/A | #N/A | #N/A | #N/A | #N/A | #N/A | #N/A | 0 | 0 | 0 | #DIV/0!
[19 empty] | 0 | 0 | 0 | 0% | 0 | 0 | 0 | 0 | 0 | 0 | 0 | 0 | #N/A | #N/A | #N/A | #N/A | #N/A | #N/A | #N/A | 0 | 0 | 0 | #DIV/0!
[19 empty] | 0 | 0 | 0 | 0% | 0 | 0 | 0 | 0 | 0 | 0 | 0 | 0 | #N/A | #N/A | #N/A | #N/A | #N/A | #N/A | #N/A | 0 | 0 | 0 | #DIV/0!
[19 empty] | 0 | 0 | 0 | 0% | 0 | 0 | 0 | 0 | 0 | 0 | 0 | 0 | #N/A | #N/A | #N/A | #N/A | #N/A | #N/A | #N/A | 0 | 0 | 0 | #DIV/0!
[19 empty] | 0 | 0 | 0 | 0% | 0 | 0 | 0 | 0 | 0 | 0 | 0 | 0 | #N/A | #N/A | #N/A | #N/A | #N/A | #N/A | #N/A | 0 | 0 | 0 | #DIV/0!
[19 empty] | 0 | 0 | 0 | 0% | 0 | 0 | 0 | 0 | 0 | 0 | 0 | 0 | #N/A | #N/A | #N/A | #N/A | #N/A | #N/A | #N/A | 0 | 0 | 0 | #DIV/0!
[19 empty] | 0 | 0 | 0 | 0% | 0 | 0 | 0 | 0 | 0 | 0 | 0 | 0 | #N/A | #N/A | #N/A | #N/A | #N/A | #N/A | #N/A | 0 | 0 | 0 | #DIV/0!
[19 empty] | 0 | 0 | 0 | 0% | 0 | 0 | 0 | 0 | 0 | 0 | 0 | 0 | #N/A | #N/A | #N/A | #N/A | #N/A | #N/A | #N/A | 0 | 0 | 0 | #DIV/0!
[19 empty] | 0 | 0 | 0 | 0% | 0 | 0 | 0 | 0 | 0 | 0 | 0 | 0 | #N/A | #N/A | #N/A | #N/A | #N/A | #N/A | #N/A | 0 | 0 | 0 | #DIV/0!
[19 empty] | 0 | 0 | 0 | 0% | 0 | 0 | 0 | 0 | 0 | 0 | 0 | 0 | #N/A | #N/A | #N/A | #N/A | #N/A | #N/A | #N/A | 0 | 0 | 0 | #DIV/0!
[19 empty] | 0 | 0 | 0 | 0% | 0 | 0 | 0 | 0 | 0 | 0 | 0 | 0 | #N/A | #N/A | #N/A | #N/A | #N/A | #N/A | #N/A | 0 | 0 | 0 | #DIV/0!
[19 empty] | 0 | 0 | 0 | 0% | 0 | 0 | 0 | 0 | 0 | 0 | 0 | 0 | #N/A | #N/A | #N/A | #N/A | #N/A | #N/A | #N/A | 0 | 0 | 0 | #DIV/0!
[19 empty] | 0 | 0 | 0 | 0% | 0 | 0 | 0 | 0 | 0 | 0 | 0 | 0 | #N/A | #N/A | #N/A | #N/A | #N/A | #N/A | #N/A | 0 | 0 | 0 | #DIV/0!
[19 empty] | 0 | 0 | 0 | 0% | 0 | 0 | 0 | 0 | 0 | 0 | 0 | 0 | #N/A | #N/A | #N/A | #N/A | #N/A | #N/A | #N/A | 0 | 0 | 0 | #DIV/0!
[19 empty] | 0 | 0 | 0 | 0% | 0 | 0 | 0 | 0 | 0 | 0 | 0 | 0 | #N/A | #N/A | #N/A | #N/A | #N/A | #N/A | #N/A | 0 | 0 | 0 | #DIV/0!
[19 empty] | 0 | 0 | 0 | 0% | 0 | 0 | 0 | 0 | 0 | 0 | 0 | 0 | #N/A | #N/A | #N/A | #N/A | #N/A | #N/A | #N/A | 0 | 0 | 0 | #DIV/0!
[19 empty] | 0 | 0 | 0 | 0% | 0 | 0 | 0 | 0 | 0 | 0 | 0 | 0 | #N/A | #N/A | #N/A | #N/A | #N/A | #N/A | #N/A | 0 | 0 | 0 | #DIV/0!
[19 empty] | 0 | 0 | 0 | 0% | 0 | 0 | 0 | 0 | 0 | 0 | 0 | 0 | #N/A | #N/A | #N/A | #N/A | #N/A | #N/A | #N/A | 0 | 0 | 0 | #DIV/0!
[19 empty] | 0 | 0 | 0 | 0% | 0 | 0 | 0 | 0 | 0 | 0 | 0 | 0 | #N/A | #N/A | #N/A | #N/A | #N/A | #N/A | #N/A | 0 | 0 | 0 | #DIV/0!
[19 empty] | 0 | 0 | 0 | 0% | 0 | 0 | 0 | 0 | 0 | 0 | 0 | 0 | #N/A | #N/A | #N/A | #N/A | #N/A | #N/A | #N/A | 0 | 0 | 0 | #DIV/0!
[19 empty] | 0 | 0 | 0 | 0% | 0 | 0 | 0 | 0 | 0 | 0 | 0 | 0 | #N/A | #N/A | #N/A | #N/A | #N/A | #N/A | #N/A | 0 | 0 | 0 | #DIV/0!
[19 empty] | 0 | 0 | 0 | 0% | 0 | 0 | 0 | 0 | 0 | 0 | 0 | 0 | #N/A | #N/A | #N/A | #N/A | #N/A | #N/A | #N/A | 0 | 0 | 0 | #DIV/0!
[19 empty] | 0 | 0 | 0 | 0% | 0 | 0 | 0 | 0 | 0 | 0 | 0 | 0 | #N/A | #N/A | #N/A | #N/A | #N/A | #N/A | #N/A | 0 | 0 | 0 | #DIV/0!
[19 empty] | 0 | 0 | 0 | 0% | 0 | 0 | 0 | 0 | 0 | 0 | 0 | 0 | #N/A | #N/A | #N/A | #N/A | #N/A | #N/A | #N/A | 0 | 0 | 0 | #DIV/0!
[19 empty] | 0 | 0 | 0 | 0% | 0 | 0 | 0 | 0 | 0 | 0 | 0 | 0 | #N/A | #N/A | #N/A | #N/A | #N/A | #N/A | #N/A | 0 | 0 | 0 | #DIV/0!
[19 empty] | 0 | 0 | 0 | 0% | 0 | 0 | 0 | 0 | 0 | 0 | 0 | 0 | #N/A | #N/A | #N/A | #N/A | #N/A | #N/A | #N/A | 0 | 0 | 0 | #DIV/0!

## Home Appliances {E}
Rtn to Summary |  | Order Number | Program Name | Discount Rate: | 6.8% | [9 empty] | Paste in incentives but use DBtC for Total
| Program: | 18230434 | Home Appliances {E}
| paste |  |  | paste | paste | paste | paste | paste | paste | paste | paste | paste | paste | Paste | paste | paste | paste | paste | Formula: G + H | Formula: (O/A10)*T | Formula: N - M | Formula: O/A10 | Formula: W*A8 | Formula: Q - P | Formula: X + DBtC | Formula: Q + X | Formula: Z/(1+ElecDiscountRate)^1 | Formula: AA/(1+ElecDiscountRate)^1 | Formula: -PV (ElecDiscount Rate,T,R)*J | Formula: - PV (ElecDiscount Rate, T, S)*J |  | AF*J*K |  | AH*J*L | AG + AI |  | AG +AI -AK | formula: Logic to lookup from AC tables and adjust by savings and quantity | Formula: Utility Savings (AM)*1.1+AD+AE | formula: AM/AB | formula: AN/AC
| Sch. No. | Order Number | Program Name | Measure Version | Measure Name | First Period Measure Life | Second period Measure Life | Electric End-Use Type | Number of units offered | Savings per Unit Period 1 | Savngs per Unit Period 2 | Incentives Per Unit | Incremental Measure Cost per Unit | Total First Year Savings | Total Incentive | Total Incremental Measure Cost | Unit First Year Non-Energy Benefits | Unit Annual Net Equipment O&M | Total Measure Life | Weighted Life | Agency or Customer Cost per Unit | Percent Unit overhead | Program Overhead Cost | Total Customer Cost | Total Utility Program Costs | Total Resource Cost | PV Total Utility Program Costs | PV Total Resource Costs | PV Total Non-Energy Benefits | PV Total Net Equipment O&M | Unit PV First period Savings for 1 kWh | Total First Period Savings | Unit PV Savings for Second Period for 1 kWh | Total Second period Savings | Unadjusted Total | Decrement | Final UC Total Savings | PV Total Savings UC | PV Total Savings TRC | UC B/C Ratio | TRC B/C Ratio
DBTC: | E214 | 18230434 | Home Appliances {E} | 12993 | Clothes Washer - Front Load - Energy Star - Any WH - Any Dryer - Res - C | 14 | 0 | Res Water Heat | 1800 | 120 |  | 75 | 136.4 | 216000 | 135000 | 245520 | 18.9814 |  | 14 | 4.0036 | 61.4 | 28.6% | 123632.189 | 110520 | 272336.5959 | 369152.189 | 254996.8127 | 345648.1171 | 302419.2099 | 0 | 1.3264 | 286502.799 | 1.3264 | 0 | 286502.799 | 0 | 286502.799 | 286502.799 | 617572.2888 | 1.1236 | 1.7867
520000 | E214 | 18230434 | Home Appliances {E} | 12995 | Clothes Washer - Front Load - Energy Star - Any WH - Any Dryer - Res - EO | 14 | 0 | Res Water Heat | 1890 | 120 |  | 75 | 136.4 | 226800 | 141750 | 257796 | 18.9814 |  | 14 | 4.2038 | 61.4 | 30.03% | 129813.7985 | 116046 | 285953.4257 | 387609.7985 | 267746.6533 | 362930.5229 | 317540.1704 | 0 | 1.3264 | 300827.9389 | 1.3264 | 0 | 300827.9389 | 0 | 300827.9389 | 300827.9389 | 648450.9032 | 1.1236 | 1.7867
Program Costs: | E214 | 18230434 | Home Appliances {E} | 12601 | Clothes Dryer - Vented - Energy Star - EH - Res | 12 | 0 | Res Plug Load | 2250 | 68 |  | 50 | 103.49 | 153000 | 112500 | 232852.5 | -0.08 |  | 12 | 2.4307 | 53.49 | 20.26% | 87572.8006 | 120352.5 | 192905.0888 | 320425.3006 | 180622.7423 | 300023.6897 | -1445.0475 | 0 | 1.1812 | 180720.7289 | 1.1812 | 0 | 180720.7289 | 0 | 180720.7289 | 180720.7289 | 197347.7543 | 1.0005 | 0.65777
432325.71 | E214 | 18230434 | Home Appliances {E} | 12602 | Clothes Dryer - Ventless - Energy Star - EH - Res | 12 | 0 | Res Plug Load | 45 | 118 |  | 50 | 196.59 | 5310 | 2250 | 8846.55 | 4.46 |  | 12 | 0.084361 | 146.59 | 0.703% | 3039.2913 | 6596.55 | 6694.9413 | 11885.8413 | 6268.6716 | 11129.0649 | 1611.228 | 0 | 1.1812 | 6272.0724 | 1.1812 | 0 | 6272.0724 | 0 | 6272.0724 | 6272.0724 | 8510.5076 | 1.0005 | 0.76471
Total Savings (kWh): | E214 | 18230434 | Home Appliances {E} | 13213 | Clothes Washer - Front Load - Energy Star - Any WH - Any Dryer - Res - MI - C | 14 | 0 | Res Water Heat | 15 | 120 |  | 125 | 136.4 | 1800 | 1875 | 2046 | 18.9814 |  | 14 | 0.033363 | 11.4 | 0.2383% | 1030.2682 | 171 | 2269.4716 | 3076.2682 | 2124.9734 | 2880.401 | 2520.1601 | 0 | 1.3264 | 2387.5233 | 1.3264 | 0 | 2387.5233 | 0 | 2387.5233 | 2387.5233 | 5146.4357 | 1.1236 | 1.7867
755323.95 | E214 | 18230434 | Home Appliances {E} | 13214 | Clothes Washer - Front Load - Energy Star - Any WH - Any Dryer - Res - MI - EO | 14 | 0 | Res Water Heat | 15 | 120 |  | 125 | 136.4 | 1800 | 1875 | 2046 | 18.9814 |  | 14 | 0.033363 | 11.4 | 0.2383% | 1030.2682 | 171 | 2269.4716 | 3076.2682 | 2124.9734 | 2880.401 | 2520.1601 | 0 | 1.3264 | 2387.5233 | 1.3264 | 0 | 2387.5233 | 0 | 2387.5233 | 2387.5233 | 5146.4357 | 1.1236 | 1.7867
Total Incentives: | E214 | 18230434 | Home Appliances {E} | 13751 | Clothes Dryer - Vented - Energy Star - EH - Res -MI | 12 | 0 | Res Plug Load | 15 | 68 |  | 100 | 103.49 | 1020 | 1500 | 1552.35 | -0.08 |  | 12 | 0.016205 | 3.49 | 0.135% | 583.8187 | 52.35 | 1286.0339 | 2136.1687 | 1204.1516 | 2000.1579 | -9.6336 | 0 | 1.1812 | 1204.8049 | 1.1812 | 0 | 1204.8049 | 0 | 1204.8049 | 1204.8049 | 1315.6517 | 1.0005 | 0.65777
520000 | E214 | 18230434 | Home Appliances {E} | 13572 | Clothes Dryer - Ventless - Energy Star - EH - Res - MI | 12 | 0 | Res Plug Load | 15 | 118 |  | 100 | 196.59 | 1770 | 1500 | 2948.85 | 4.46 |  | 12 | 0.02812 | 96.59 | 0.2343% | 1013.0971 | 1448.85 | 2231.6471 | 3961.9471 | 2089.5572 | 3709.6883 | 537.076 | 0 | 1.1812 | 2090.6908 | 1.1812 | 0 | 2090.6908 | 0 | 2090.6908 | 2090.6908 | 2836.8359 | 1.0005 | 0.76471
Total Customer Costs: | E214 | 18230434 | Home Appliances {E} | 12595 | Clothes Dryer - HP - Vented - EH - Res | 12 | 0 | Res Plug Load | 5 | 324.58 |  | 200 | 411.53 | 1622.9 | 1000 | 2057.65 | -0.2434 |  | 12 | 0.025783 | 211.53 | 0.2149% | 928.9013 | 1057.65 | 2046.1808 | 2986.5513 | 1915.8997 | 2796.3963 | -9.7701 | 0 | 1.1812 | 1916.939 | 1.1812 | 0 | 1916.939 | 0 | 1916.939 | 1916.939 | 2098.8628 | 1.0005 | 0.75056
400653.7 | E214 | 18230434 | Home Appliances {E} | 12596 | Clothes Dryer - HP - Ventless - EH - Res | 12 | 0 | Res Plug Load | 110 | 408.03 |  | 200 | 411.53 | 44883.3 | 22000 | 45268.3 | 2.6875 |  | 12 | 0.71307 | 211.53 | 5.942% | 25689.9103 | 23268.3 | 56589.6534 | 70958.2103 | 52986.5669 | 66440.2718 | 2373.2898 | 0 | 1.1812 | 53015.3117 | 1.1812 | 0 | 53015.3117 | 0 | 53015.3117 | 53015.3117 | 60690.1327 | 1.0005 | 0.91345
Weighted Avg Life | E214 | 18230434 | Home Appliances {E} | 13063 | Clothes Dryer - HP - Vented - EH - Res LTO | 12 | 0 | Res Plug Load | 5 | 324.58 |  | 250 | 411.53 | 1622.9 | 1250 | 2057.65 | -0.2434 |  | 12 | 0.025783 | 161.53 | 0.2149% | 928.9013 | 807.65 | 2046.1808 | 2986.5513 | 1915.8997 | 2796.3963 | -9.7701 | 0 | 1.1812 | 1916.939 | 1.1812 | 0 | 1916.939 | 0 | 1916.939 | 1916.939 | 2098.8628 | 1.0005 | 0.75056
13.325 | E214 | 18230434 | Home Appliances {E} | 13065 | Clothes Dryer - HP - Ventless - EH - Res LTO | 12 | 0 | Res Plug Load | 45 | 408.03 |  | 250 | 411.53 | 18361.35 | 11250 | 18518.85 | 2.6875 |  | 12 | 0.29171 | 161.53 | 2.431% | 10509.5088 | 7268.85 | 23150.3128 | 29028.3588 | 21676.3228 | 27180.1112 | 970.8913 | 0 | 1.1812 | 21688.0821 | 1.1812 | 0 | 21688.0821 | 0 | 21688.0821 | 21688.0821 | 24827.7816 | 1.0005 | 0.91345
Total Utility Cost | E214 | 18230434 | Home Appliances {E} | 12994 | Clothes Washer - Front Load - Energy Star - Any WH - Any Dryer - Res - C LTO | 14 | 0 | Res Water Heat | 270 | 120 |  | 125 | 136.4 | 32400 | 33750 | 36828 | 18.9814 |  | 14 | 0.60054 | 11.4 | 4.29% | 18544.8284 | 3078 | 40850.4894 | 55372.8284 | 38249.5219 | 51847.2176 | 45362.8815 | 0 | 1.3264 | 42975.4198 | 1.3264 | 0 | 42975.4198 | 0 | 42975.4198 | 42975.4198 | 92635.8433 | 1.1236 | 1.7867
952325.71 | E214 | 18230434 | Home Appliances {E} | 12996 | Clothes Washer - Front Load - Energy Star - Any WH - Any Dryer - Res - EO LTO | 14 | 0 | Res Water Heat | 180 | 120 |  | 125 | 136.4 | 21600 | 22500 | 24552 | 18.9814 |  | 14 | 0.40036 | 11.4 | 2.86% | 12363.2189 | 2052 | 27233.6596 | 36915.2189 | 25499.6813 | 34564.8117 | 30241.921 | 0 | 1.3264 | 28650.2799 | 1.3264 | 0 | 28650.2799 | 0 | 28650.2799 | 28650.2799 | 61757.2289 | 1.1236 | 1.7867
Total Resource Cost | E214 | 18230434 | Home Appliances {E} | 13067 | Clothes Dryer - Vented - Energy Star - EH - Res LTO | 12 | 0 | Res Plug Load | 180 | 68 |  | 100 | 103.49 | 12240 | 18000 | 18628.2 | -0.08 |  | 12 | 0.19446 | 3.49 | 1.62% | 7005.824 | 628.2 | 15432.4071 | 25634.024 | 14449.8194 | 24001.8952 | -115.6038 | 0 | 1.1812 | 14457.6583 | 1.1812 | 0 | 14457.6583 | 0 | 14457.6583 | 14457.6583 | 15787.8203 | 1.0005 | 0.65777
1352979.41 | E214 | 18230434 | Home Appliances {E} | 13069 | Clothes Dryer - Ventless - Energy Star - EH - Res LTO | 12 | 0 | Res Plug Load | 45 | 118 |  | 100 | 196.59 | 5310 | 4500 | 8846.55 | 4.46 |  | 12 | 0.084361 | 96.59 | 0.703% | 3039.2913 | 4346.55 | 6694.9413 | 11885.8413 | 6268.6716 | 11129.0649 | 1611.228 | 0 | 1.1812 | 6272.0724 | 1.1812 | 0 | 6272.0724 | 0 | 6272.0724 | 6272.0724 | 8510.5076 | 1.0005 | 0.76471
UC B/C Ratio | E214 | 18230434 | Home Appliances {E} | 14125 | Clothes Dryer - HP - Vented - EH - Res -MI | 12 | 0 | Res Plug Load | 5 | 324.58 |  | 300 | 411.53 | 1622.9 | 1500 | 2057.65 | -0.2434 |  | 12 | 0.025783 | 111.53 | 0.2149% | 928.9013 | 557.65 | 2046.1808 | 2986.5513 | 1915.8997 | 2796.3963 | -9.7701 | 0 | 1.1812 | 1916.939 | 1.1812 | 0 | 1916.939 | 0 | 1916.939 | 1916.939 | 2098.8628 | 1.0005 | 0.75056
1.082 | E214 | 18230434 | Home Appliances {E} | 14127 | Clothes Dryer - HP - Ventless - EH - Res -MI | 12 | 0 | Res Plug Load | 20 | 408.03 |  | 300 | 411.53 | 8160.6 | 6000 | 8230.6 | 2.6875 |  | 12 | 0.12965 | 111.53 | 1.08% | 4670.8928 | 2230.6 | 10289.0279 | 12901.4928 | 9633.9212 | 12080.0494 | 431.5072 | 0 | 1.1812 | 9639.1476 | 1.1812 | 0 | 9639.1476 | 0 | 9639.1476 | 9639.1476 | 11034.5696 | 1.0005 | 0.91345
TRC B/C Ratio | [18 empty] | 0 | 0 | 0 | 0% | 0 | 0 | 0 | 0 | 0 | 0 | 0 | 0 | #N/A | #N/A | #N/A | #N/A | #N/A | #N/A | #N/A | 0 | 0 | 0 | #DIV/0!
1.3955 | [18 empty] | 0 | 0 | 0 | 0% | 0 | 0 | 0 | 0 | 0 | 0 | 0 | 0 | #N/A | #N/A | #N/A | #N/A | #N/A | #N/A | #N/A | 0 | 0 | 0 | #DIV/0!
[19 empty] | 0 | 0 | 0 | 0% | 0 | 0 | 0 | 0 | 0 | 0 | 0 | 0 | #N/A | #N/A | #N/A | #N/A | #N/A | #N/A | #N/A | 0 | 0 | 0 | #DIV/0!
[19 empty] | 0 | 0 | 0 | 0% | 0 | 0 | 0 | 0 | 0 | 0 | 0 | 0 | #N/A | #N/A | #N/A | #N/A | #N/A | #N/A | #N/A | 0 | 0 | 0 | #DIV/0!
[19 empty] | 0 | 0 | 0 | 0% | 0 | 0 | 0 | 0 | 0 | 0 | 0 | 0 | #N/A | #N/A | #N/A | #N/A | #N/A | #N/A | #N/A | 0 | 0 | 0 | #DIV/0!
[19 empty] | 0 | 0 | 0 | 0% | 0 | 0 | 0 | 0 | 0 | 0 | 0 | 0 | #N/A | #N/A | #N/A | #N/A | #N/A | #N/A | #N/A | 0 | 0 | 0 | #DIV/0!
[19 empty] | 0 | 0 | 0 | 0% | 0 | 0 | 0 | 0 | 0 | 0 | 0 | 0 | #N/A | #N/A | #N/A | #N/A | #N/A | #N/A | #N/A | 0 | 0 | 0 | #DIV/0!
[19 empty] | 0 | 0 | 0 | 0% | 0 | 0 | 0 | 0 | 0 | 0 | 0 | 0 | #N/A | #N/A | #N/A | #N/A | #N/A | #N/A | #N/A | 0 | 0 | 0 | #DIV/0!
[19 empty] | 0 | 0 | 0 | 0% | 0 | 0 | 0 | 0 | 0 | 0 | 0 | 0 | #N/A | #N/A | #N/A | #N/A | #N/A | #N/A | #N/A | 0 | 0 | 0 | #DIV/0!
[19 empty] | 0 | 0 | 0 | 0% | 0 | 0 | 0 | 0 | 0 | 0 | 0 | 0 | #N/A | #N/A | #N/A | #N/A | #N/A | #N/A | #N/A | 0 | 0 | 0 | #DIV/0!
[19 empty] | 0 | 0 | 0 | 0% | 0 | 0 | 0 | 0 | 0 | 0 | 0 | 0 | #N/A | #N/A | #N/A | #N/A | #N/A | #N/A | #N/A | 0 | 0 | 0 | #DIV/0!
[19 empty] | 0 | 0 | 0 | 0% | 0 | 0 | 0 | 0 | 0 | 0 | 0 | 0 | #N/A | #N/A | #N/A | #N/A | #N/A | #N/A | #N/A | 0 | 0 | 0 | #DIV/0!
[19 empty] | 0 | 0 | 0 | 0% | 0 | 0 | 0 | 0 | 0 | 0 | 0 | 0 | #N/A | #N/A | #N/A | #N/A | #N/A | #N/A | #N/A | 0 | 0 | 0 | #DIV/0!
[19 empty] | 0 | 0 | 0 | 0% | 0 | 0 | 0 | 0 | 0 | 0 | 0 | 0 | #N/A | #N/A | #N/A | #N/A | #N/A | #N/A | #N/A | 0 | 0 | 0 | #DIV/0!
[19 empty] | 0 | 0 | 0 | 0% | 0 | 0 | 0 | 0 | 0 | 0 | 0 | 0 | #N/A | #N/A | #N/A | #N/A | #N/A | #N/A | #N/A | 0 | 0 | 0 | #DIV/0!
[19 empty] | 0 | 0 | 0 | 0% | 0 | 0 | 0 | 0 | 0 | 0 | 0 | 0 | #N/A | #N/A | #N/A | #N/A | #N/A | #N/A | #N/A | 0 | 0 | 0 | #DIV/0!
[19 empty] | 0 | 0 | 0 | 0% | 0 | 0 | 0 | 0 | 0 | 0 | 0 | 0 | #N/A | #N/A | #N/A | #N/A | #N/A | #N/A | #N/A | 0 | 0 | 0 | #DIV/0!
[19 empty] | 0 | 0 | 0 | 0% | 0 | 0 | 0 | 0 | 0 | 0 | 0 | 0 | #N/A | #N/A | #N/A | #N/A | #N/A | #N/A | #N/A | 0 | 0 | 0 | #DIV/0!
[19 empty] | 0 | 0 | 0 | 0% | 0 | 0 | 0 | 0 | 0 | 0 | 0 | 0 | #N/A | #N/A | #N/A | #N/A | #N/A | #N/A | #N/A | 0 | 0 | 0 | #DIV/0!
[19 empty] | 0 | 0 | 0 | 0% | 0 | 0 | 0 | 0 | 0 | 0 | 0 | 0 | #N/A | #N/A | #N/A | #N/A | #N/A | #N/A | #N/A | 0 | 0 | 0 | #DIV/0!
[19 empty] | 0 | 0 | 0 | 0% | 0 | 0 | 0 | 0 | 0 | 0 | 0 | 0 | #N/A | #N/A | #N/A | #N/A | #N/A | #N/A | #N/A | 0 | 0 | 0 | #DIV/0!
[19 empty] | 0 | 0 | 0 | 0% | 0 | 0 | 0 | 0 | 0 | 0 | 0 | 0 | #N/A | #N/A | #N/A | #N/A | #N/A | #N/A | #N/A | 0 | 0 | 0 | #DIV/0!
[19 empty] | 0 | 0 | 0 | 0% | 0 | 0 | 0 | 0 | 0 | 0 | 0 | 0 | #N/A | #N/A | #N/A | #N/A | #N/A | #N/A | #N/A | 0 | 0 | 0 | #DIV/0!
[19 empty] | 0 | 0 | 0 | 0% | 0 | 0 | 0 | 0 | 0 | 0 | 0 | 0 | #N/A | #N/A | #N/A | #N/A | #N/A | #N/A | #N/A | 0 | 0 | 0 | #DIV/0!
[19 empty] | 0 | 0 | 0 | 0% | 0 | 0 | 0 | 0 | 0 | 0 | 0 | 0 | #N/A | #N/A | #N/A | #N/A | #N/A | #N/A | #N/A | 0 | 0 | 0 | #DIV/0!
[19 empty] | 0 | 0 | 0 | 0% | 0 | 0 | 0 | 0 | 0 | 0 | 0 | 0 | #N/A | #N/A | #N/A | #N/A | #N/A | #N/A | #N/A | 0 | 0 | 0 | #DIV/0!
[19 empty] | 0 | 0 | 0 | 0% | 0 | 0 | 0 | 0 | 0 | 0 | 0 | 0 | #N/A | #N/A | #N/A | #N/A | #N/A | #N/A | #N/A | 0 | 0 | 0 | #DIV/0!
[19 empty] | 0 | 0 | 0 | 0% | 0 | 0 | 0 | 0 | 0 | 0 | 0 | 0 | #N/A | #N/A | #N/A | #N/A | #N/A | #N/A | #N/A | 0 | 0 | 0 | #DIV/0!

## EV Chargers {E}
Rtn to Summary |  | Order Number | Program Name | Discount Rate: | 6.8% | [9 empty] | Paste in incentives but use DBtC for Total
| Program: | 18230016 | EV Chargers {E}
| paste |  |  | paste | paste | paste | paste | paste | paste | paste | paste | paste | paste | Paste | paste | paste | paste | paste | Formula: G + H | Formula: (O/A10)*T | Formula: N - M | Formula: O/A10 | Formula: W*A8 | Formula: Q - P | Formula: X + DBtC | Formula: Q + X | Formula: Z/(1+ElecDiscountRate)^1 | Formula: AA/(1+ElecDiscountRate)^1 | Formula: -PV (ElecDiscount Rate,T,R)*J | Formula: - PV (ElecDiscount Rate, T, S)*J |  | AF*J*K |  | AH*J*L | AG + AI |  | AG +AI -AK | formula: Logic to lookup from AC tables and adjust by savings and quantity | Formula: Utility Savings (AM)*1.1+AD+AE | formula: AM/AB | formula: AN/AC
| Sch. No. | Order Number | Program Name | Measure Version | Measure Name | First Period Measure Life | Second period Measure Life | Electric End-Use Type | Number of units offered | Savings per Unit Period 1 | Savngs per Unit Period 2 | Incentives Per Unit | Incremental Measure Cost per Unit | Total First Year Savings | Total Incentive | Total Incremental Measure Cost | Unit First Year Non-Energy Benefits | Unit Annual Net Equipment O&M | Total Measure Life | Weighted Life | Agency or Customer Cost per Unit | Percent Unit overhead | Program Overhead Cost | Total Customer Cost | Total Utility Program Costs | Total Resource Cost | PV Total Utility Program Costs | PV Total Resource Costs | PV Total Non-Energy Benefits | PV Total Net Equipment O&M | Unit PV First period Savings for 1 kWh | Total First Period Savings | Unit PV Savings for Second Period for 1 kWh | Total Second period Savings | Unadjusted Total | Decrement | Final UC Total Savings | PV Total Savings UC | PV Total Savings TRC | UC B/C Ratio | TRC B/C Ratio
DBTC: | E214 | 18230016 | EV Chargers {E} | New - 1 | EV Charger - Level 2 Networked - ES - SF or MH or DX | 10 | 0 | Res Plug Load | 2700 | 48.4 | 0 | 0 | 50.6 | 130680 | 0 | 273240 | 0 |  | 10 | 9 | 50.6 | 90% | 17782.974 | 273240 | 17782.974 | 291022.974 | 16650.7247 | 272493.4213 | 0 | 0 | 1.0301 | 134618.2193 | 1.0301 | 0 | 134618.2193 | 0 | 134618.2193 | 134618.2193 | 148080.0412 | 8.0848 | 0.54343
0 | E214 | 18230017 | EV Chargers {E} | New - 1 | EV Charger - Level 2 Networked - ES - SF or MH or DX- EM | 10 | 0 | Res Plug Load | 300 | 48.4 | 0 | 0 | 50.6 | 14520 | 0 | 30360 | 0 |  | 10 | 1 | 50.6 | 10% | 1975.886 | 30360 | 1975.886 | 32335.886 | 1850.0805 | 30277.0468 | 0 | 0 | 1.0301 | 14957.5799 | 1.0301 | 0 | 14957.5799 | 0 | 14957.5799 | 14957.5799 | 16453.3379 | 8.0848 | 0.54343
Program Costs: | E214 | 18230018 | EV Chargers {E} | [15 empty] | 0 | 0 | 0 | 0% | 0 | 0 | 0 | 0 | 0 | 0 | 0 | 0 | #N/A | #N/A | #N/A | #N/A | #N/A | #N/A | #N/A | 0 | 0 | 0 | #DIV/0!
19758.86 | E214 | 18230019 | EV Chargers {E} | [15 empty] | 0 | 0 | 0 | 0% | 0 | 0 | 0 | 0 | 0 | 0 | 0 | 0 | #N/A | #N/A | #N/A | #N/A | #N/A | #N/A | #N/A | 0 | 0 | 0 | #DIV/0!
Total Savings (kWh): | E214 | 18230020 | EV Chargers {E} | [15 empty] | 0 | 0 | 0 | 0% | 0 | 0 | 0 | 0 | 0 | 0 | 0 | 0 | #N/A | #N/A | #N/A | #N/A | #N/A | #N/A | #N/A | 0 | 0 | 0 | #DIV/0!
145200 | E214 | 18230021 | EV Chargers {E} | [15 empty] | 0 | 0 | 0 | 0% | 0 | 0 | 0 | 0 | 0 | 0 | 0 | 0 | #N/A | #N/A | #N/A | #N/A | #N/A | #N/A | #N/A | 0 | 0 | 0 | #DIV/0!
Total Incentives: | E214 | 18230022 | EV Chargers {E} | [15 empty] | 0 | 0 | 0 | 0% | 0 | 0 | 0 | 0 | 0 | 0 | 0 | 0 | #N/A | #N/A | #N/A | #N/A | #N/A | #N/A | #N/A | 0 | 0 | 0 | #DIV/0!
0 | E214 | 18230023 | EV Chargers {E} | [15 empty] | 0 | 0 | 0 | 0% | 0 | 0 | 0 | 0 | 0 | 0 | 0 | 0 | #N/A | #N/A | #N/A | #N/A | #N/A | #N/A | #N/A | 0 | 0 | 0 | #DIV/0!
Total Customer Costs: | E214 | 18230024 | EV Chargers {E} | [15 empty] | 0 | 0 | 0 | 0% | 0 | 0 | 0 | 0 | 0 | 0 | 0 | 0 | #N/A | #N/A | #N/A | #N/A | #N/A | #N/A | #N/A | 0 | 0 | 0 | #DIV/0!
303600 | E214 | 18230025 | EV Chargers {E} | [15 empty] | 0 | 0 | 0 | 0% | 0 | 0 | 0 | 0 | 0 | 0 | 0 | 0 | #N/A | #N/A | #N/A | #N/A | #N/A | #N/A | #N/A | 0 | 0 | 0 | #DIV/0!
Weighted Avg Life | E214 | 18230026 | EV Chargers {E} | [15 empty] | 0 | 0 | 0 | 0% | 0 | 0 | 0 | 0 | 0 | 0 | 0 | 0 | #N/A | #N/A | #N/A | #N/A | #N/A | #N/A | #N/A | 0 | 0 | 0 | #DIV/0!
10 | E214 | 18230027 | EV Chargers {E} | [15 empty] | 0 | 0 | 0 | 0% | 0 | 0 | 0 | 0 | 0 | 0 | 0 | 0 | #N/A | #N/A | #N/A | #N/A | #N/A | #N/A | #N/A | 0 | 0 | 0 | #DIV/0!
Total Utility Cost | E214 | 18230028 | EV Chargers {E} | [15 empty] | 0 | 0 | 0 | 0% | 0 | 0 | 0 | 0 | 0 | 0 | 0 | 0 | #N/A | #N/A | #N/A | #N/A | #N/A | #N/A | #N/A | 0 | 0 | 0 | #DIV/0!
19758.86 | E214 | 18230029 | EV Chargers {E} | [15 empty] | 0 | 0 | 0 | 0% | 0 | 0 | 0 | 0 | 0 | 0 | 0 | 0 | #N/A | #N/A | #N/A | #N/A | #N/A | #N/A | #N/A | 0 | 0 | 0 | #DIV/0!
Total Resource Cost | E214 | 18230030 | EV Chargers {E} | [15 empty] | 0 | 0 | 0 | 0% | 0 | 0 | 0 | 0 | 0 | 0 | 0 | 0 | #N/A | #N/A | #N/A | #N/A | #N/A | #N/A | #N/A | 0 | 0 | 0 | #DIV/0!
323358.86 | E214 | 18230031 | EV Chargers {E} | [15 empty] | 0 | 0 | 0 | 0% | 0 | 0 | 0 | 0 | 0 | 0 | 0 | 0 | #N/A | #N/A | #N/A | #N/A | #N/A | #N/A | #N/A | 0 | 0 | 0 | #DIV/0!
UC B/C Ratio | E214 | 18230032 | EV Chargers {E} | [15 empty] | 0 | 0 | 0 | 0% | 0 | 0 | 0 | 0 | 0 | 0 | 0 | 0 | #N/A | #N/A | #N/A | #N/A | #N/A | #N/A | #N/A | 0 | 0 | 0 | #DIV/0!
8.0848 | E214 | 18230033 | EV Chargers {E} | [15 empty] | 0 | 0 | 0 | 0% | 0 | 0 | 0 | 0 | 0 | 0 | 0 | 0 | #N/A | #N/A | #N/A | #N/A | #N/A | #N/A | #N/A | 0 | 0 | 0 | #DIV/0!
TRC B/C Ratio | E214 | 18230034 | EV Chargers {E} | [15 empty] | 0 | 0 | 0 | 0% | 0 | 0 | 0 | 0 | 0 | 0 | 0 | 0 | #N/A | #N/A | #N/A | #N/A | #N/A | #N/A | #N/A | 0 | 0 | 0 | #DIV/0!
0.54343 | E214 | 18230035 | EV Chargers {E} | [15 empty] | 0 | 0 | 0 | 0% | 0 | 0 | 0 | 0 | 0 | 0 | 0 | 0 | #N/A | #N/A | #N/A | #N/A | #N/A | #N/A | #N/A | 0 | 0 | 0 | #DIV/0!
| E214 | 18230036 | EV Chargers {E} | [15 empty] | 0 | 0 | 0 | 0% | 0 | 0 | 0 | 0 | 0 | 0 | 0 | 0 | #N/A | #N/A | #N/A | #N/A | #N/A | #N/A | #N/A | 0 | 0 | 0 | #DIV/0!
| E214 | 18230037 | EV Chargers {E} | [15 empty] | 0 | 0 | 0 | 0% | 0 | 0 | 0 | 0 | 0 | 0 | 0 | 0 | #N/A | #N/A | #N/A | #N/A | #N/A | #N/A | #N/A | 0 | 0 | 0 | #DIV/0!
| E214 | 18230038 | EV Chargers {E} | [15 empty] | 0 | 0 | 0 | 0% | 0 | 0 | 0 | 0 | 0 | 0 | 0 | 0 | #N/A | #N/A | #N/A | #N/A | #N/A | #N/A | #N/A | 0 | 0 | 0 | #DIV/0!
| E214 | 18230039 | EV Chargers {E} | [15 empty] | 0 | 0 | 0 | 0% | 0 | 0 | 0 | 0 | 0 | 0 | 0 | 0 | #N/A | #N/A | #N/A | #N/A | #N/A | #N/A | #N/A | 0 | 0 | 0 | #DIV/0!
[19 empty] | 0 | 0 | 0 | 0% | 0 | 0 | 0 | 0 | 0 | 0 | 0 | 0 | #N/A | #N/A | #N/A | #N/A | #N/A | #N/A | #N/A | 0 | 0 | 0 | #DIV/0!
[19 empty] | 0 | 0 | 0 | 0% | 0 | 0 | 0 | 0 | 0 | 0 | 0 | 0 | #N/A | #N/A | #N/A | #N/A | #N/A | #N/A | #N/A | 0 | 0 | 0 | #DIV/0!
[19 empty] | 0 | 0 | 0 | 0% | 0 | 0 | 0 | 0 | 0 | 0 | 0 | 0 | #N/A | #N/A | #N/A | #N/A | #N/A | #N/A | #N/A | 0 | 0 | 0 | #DIV/0!
[19 empty] | 0 | 0 | 0 | 0% | 0 | 0 | 0 | 0 | 0 | 0 | 0 | 0 | #N/A | #N/A | #N/A | #N/A | #N/A | #N/A | #N/A | 0 | 0 | 0 | #DIV/0!
[19 empty] | 0 | 0 | 0 | 0% | 0 | 0 | 0 | 0 | 0 | 0 | 0 | 0 | #N/A | #N/A | #N/A | #N/A | #N/A | #N/A | #N/A | 0 | 0 | 0 | #DIV/0!
[19 empty] | 0 | 0 | 0 | 0% | 0 | 0 | 0 | 0 | 0 | 0 | 0 | 0 | #N/A | #N/A | #N/A | #N/A | #N/A | #N/A | #N/A | 0 | 0 | 0 | #DIV/0!
[19 empty] | 0 | 0 | 0 | 0% | 0 | 0 | 0 | 0 | 0 | 0 | 0 | 0 | #N/A | #N/A | #N/A | #N/A | #N/A | #N/A | #N/A | 0 | 0 | 0 | #DIV/0!
[19 empty] | 0 | 0 | 0 | 0% | 0 | 0 | 0 | 0 | 0 | 0 | 0 | 0 | #N/A | #N/A | #N/A | #N/A | #N/A | #N/A | #N/A | 0 | 0 | 0 | #DIV/0!
[19 empty] | 0 | 0 | 0 | 0% | 0 | 0 | 0 | 0 | 0 | 0 | 0 | 0 | #N/A | #N/A | #N/A | #N/A | #N/A | #N/A | #N/A | 0 | 0 | 0 | #DIV/0!
[19 empty] | 0 | 0 | 0 | 0% | 0 | 0 | 0 | 0 | 0 | 0 | 0 | 0 | #N/A | #N/A | #N/A | #N/A | #N/A | #N/A | #N/A | 0 | 0 | 0 | #DIV/0!
[19 empty] | 0 | 0 | 0 | 0% | 0 | 0 | 0 | 0 | 0 | 0 | 0 | 0 | #N/A | #N/A | #N/A | #N/A | #N/A | #N/A | #N/A | 0 | 0 | 0 | #DIV/0!
[19 empty] | 0 | 0 | 0 | 0% | 0 | 0 | 0 | 0 | 0 | 0 | 0 | 0 | #N/A | #N/A | #N/A | #N/A | #N/A | #N/A | #N/A | 0 | 0 | 0 | #DIV/0!
[19 empty] | 0 | 0 | 0 | 0% | 0 | 0 | 0 | 0 | 0 | 0 | 0 | 0 | #N/A | #N/A | #N/A | #N/A | #N/A | #N/A | #N/A | 0 | 0 | 0 | #DIV/0!
[19 empty] | 0 | 0 | 0 | 0% | 0 | 0 | 0 | 0 | 0 | 0 | 0 | 0 | #N/A | #N/A | #N/A | #N/A | #N/A | #N/A | #N/A | 0 | 0 | 0 | #DIV/0!
[19 empty] | 0 | 0 | 0 | 0% | 0 | 0 | 0 | 0 | 0 | 0 | 0 | 0 | #N/A | #N/A | #N/A | #N/A | #N/A | #N/A | #N/A | 0 | 0 | 0 | #DIV/0!
[19 empty] | 0 | 0 | 0 | 0% | 0 | 0 | 0 | 0 | 0 | 0 | 0 | 0 | #N/A | #N/A | #N/A | #N/A | #N/A | #N/A | #N/A | 0 | 0 | 0 | #DIV/0!
[19 empty] | 0 | 0 | 0 | 0% | 0 | 0 | 0 | 0 | 0 | 0 | 0 | 0 | #N/A | #N/A | #N/A | #N/A | #N/A | #N/A | #N/A | 0 | 0 | 0 | #DIV/0!
[19 empty] | 0 | 0 | 0 | 0% | 0 | 0 | 0 | 0 | 0 | 0 | 0 | 0 | #N/A | #N/A | #N/A | #N/A | #N/A | #N/A | #N/A | 0 | 0 | 0 | #DIV/0!
[19 empty] | 0 | 0 | 0 | 0% | 0 | 0 | 0 | 0 | 0 | 0 | 0 | 0 | #N/A | #N/A | #N/A | #N/A | #N/A | #N/A | #N/A | 0 | 0 | 0 | #DIV/0!
[19 empty] | 0 | 0 | 0 | 0% | 0 | 0 | 0 | 0 | 0 | 0 | 0 | 0 | #N/A | #N/A | #N/A | #N/A | #N/A | #N/A | #N/A | 0 | 0 | 0 | #DIV/0!
[19 empty] | 0 | 0 | 0 | 0% | 0 | 0 | 0 | 0 | 0 | 0 | 0 | 0 | #N/A | #N/A | #N/A | #N/A | #N/A | #N/A | #N/A | 0 | 0 | 0 | #DIV/0!
[19 empty] | 0 | 0 | 0 | 0% | 0 | 0 | 0 | 0 | 0 | 0 | 0 | 0 | #N/A | #N/A | #N/A | #N/A | #N/A | #N/A | #N/A | 0 | 0 | 0 | #DIV/0!

## Web-Enabled Thermostats {E}
Rtn to Summary |  | Order Number | Program Name | Discount Rate: | 6.8% | [9 empty] | Paste in incentives but use DBtC for Total
| Program: | 18230023 | Web Enabled Thermostats {E}
| paste |  |  | paste | paste | paste | paste | paste | paste | paste | paste | paste | paste | Paste | paste | paste | paste | paste | Formula: G + H | Formula: (O/A10)*T | Formula: N - M | Formula: O/A10 | Formula: W*A8 | Formula: Q - P | Formula: X + DBtC | Formula: Q + X | Formula: Z/(1+ElecDiscountRate)^1 | Formula: AA/(1+ElecDiscountRate)^1 | Formula: -PV (ElecDiscount Rate,T,R)*J | Formula: - PV (ElecDiscount Rate, T, S)*J |  | AF*J*K |  | AH*J*L | AG + AI |  | AG +AI -AK | formula: Logic to lookup from AC tables and adjust by savings and quantity | Formula: Utility Savings (AM)*1.1+AD+AE | formula: AM/AB | formula: AN/AC
| Sch. No. | Order Number | Program Name | Measure Version | Measure Name | First Period Measure Life | Second period Measure Life | Electric End-Use Type | Number of units offered | Savings per Unit Period 1 | Savngs per Unit Period 2 | Incentives Per Unit | Incremental Measure Cost per Unit | Total First Year Savings | Total Incentive | Total Incremental Measure Cost | Unit First Year Non-Energy Benefits | Unit Annual Net Equipment O&M | Total Measure Life | Weighted Life | Agency or Customer Cost per Unit | Percent Unit overhead | Program Overhead Cost | Total Customer Cost | Total Utility Program Costs | Total Resource Cost | PV Total Utility Program Costs | PV Total Resource Costs | PV Total Non-Energy Benefits | PV Total Net Equipment O&M | Unit PV First period Savings for 1 kWh | Total First Period Savings | Unit PV Savings for Second Period for 1 kWh | Total Second period Savings | Unadjusted Total | Decrement | Final UC Total Savings | PV Total Savings UC | PV Total Savings TRC | UC B/C Ratio | TRC B/C Ratio
DBTC: | E214 | 18230023 | Web Enabled Thermostats {E} | 12972 | Thermostat - ELV - Smart - SF or MH or DX | 15 |  | SF Space Heat | 2022 | 58 |  | 75 | 91.85 | 117276 | 151650 | 185720.7 | 2.0094 |  | 15 | 2.0626 | 16.85 | 13.75% | 27824.6888 | 34070.7 | 111363.4295 | 213545.3888 | 104272.8741 | 199948.8659 | 37477.5549 | 0 | 1.7463 | 204793.9956 | 1.7463 | 0 | 204793.9956 | 0 | 204793.9956 | 204793.9956 | 262750.9501 | 1.964 | 1.3141
607530 | E214 | 18230023 | Web Enabled Thermostats {E} | 13263 | Thermostat - ELV - Smart - SF or MH or DX - MI | 15 |  | SF Space Heat | 261 | 58 |  | 130 | 91.85 | 15138 | 33930 | 23972.85 | 2.0094 |  | 15 | 0.26624 | -38.15 | 1.775% | 3591.6141 | -9957.15 | 14374.8047 | 27564.4641 | 13459.555 | 25809.4233 | 4837.6072 | 0 | 1.7463 | 26434.8333 | 1.7463 | 0 | 26434.8333 | 0 | 26434.8333 | 26434.8333 | 33915.9238 | 1.964 | 1.3141
Program Costs: | E214 | 18230023 | Web Enabled Thermostats {E} | 12736 | Thermostat - Smart - EH - Res | 7 |  | SF Space Heat | 1139 | 260 |  | 75 | 165.03 | 296140 | 85425 | 187969.17 | 11.28 |  | 7 | 2.4306 | 90.03 | 34.72% | 70261.6336 | 102544.17 | 281209.847 | 258230.8036 | 263305.1002 | 241789.1419 | 69726.5814 | 0 | 0.98146 | 290650.9126 | 0.98146 | 0 | 290650.9126 | 0 | 290650.9126 | 290650.9126 | 389442.5852 | 1.1039 | 1.6107
202353.22 | E214 | 18230023 | Web Enabled Thermostats {E} | 12737 | Thermostat - Smart - EH - Res - MI | 7 |  | SF Space Heat | 243 | 260 |  | 175 | 165.03 | 63180 | 42525 | 40102.29 | 11.28 |  | 7 | 0.51855 | -9.97 | 7.408% | 14989.971 | -2422.71 | 59994.7259 | 55092.261 | 56174.837 | 51584.514 | 14875.8203 | 0 | 0.98146 | 62008.9304 | 0.98146 | 0 | 62008.9304 | 0 | 62008.9304 | 62008.9304 | 83085.6437 | 1.1039 | 1.6107
Total Savings (kWh): | E214 | 18230023 | Web Enabled Thermostats {E} | 12973 | Thermostat - ELV - Smart - SF or MH or DX - LTO | 15 |  | SF Space Heat | 1196 | 58 |  | 100 | 91.85 | 69368 | 119600 | 109852.6 | 2.0094 |  | 15 | 1.22 | -8.15 | 8.133% | 16458.1245 | -9747.4 | 65870.7526 | 126310.7245 | 61676.7346 | 118268.4687 | 22167.7328 | 0 | 1.7463 | 121134.3317 | 1.7463 | 0 | 121134.3317 | 0 | 121134.3317 | 121134.3317 | 155415.4977 | 1.964 | 1.3141
852882 | E214 | 18230023 | Web Enabled Thermostats {E} | 13266 | Thermostat - Smart - EH - Res - LTO - a | 7 |  | SF Space Heat | 60 | 260 |  | 100 | 165.03 | 15600 | 6000 | 9901.8 | 11.28 |  | 7 | 0.12804 | 65.03 | 1.829% | 3701.2274 | 3901.8 | 14813.5126 | 13603.0274 | 13870.3301 | 12736.917 | 3673.042 | 0 | 0.98146 | 15310.847 | 0.98146 | 0 | 15310.847 | 0 | 15310.847 | 15310.847 | 20514.9738 | 1.1039 | 1.6107
Total Incentives: | E214 | 18230023 | Web Enabled Thermostats {E} | 13267 | Thermostat - Smart - EH - Res - LTO - b | 7 |  | SF Space Heat | 1020 | 260 |  | 150 | 165.03 | 265200 | 153000 | 168330.6 | 11.28 |  | 7 | 2.1766 | 15.03 | 31.09% | 62920.8659 | 15330.6 | 251829.7138 | 231251.4659 | 235795.6121 | 216527.5898 | 62441.7147 | 0 | 0.98146 | 260284.3993 | 0.98146 | 0 | 260284.3993 | 0 | 260284.3993 | 260284.3993 | 348754.5539 | 1.1039 | 1.6107
607530 | E214 | 18230023 | Web Enabled Thermostats {E} | 13525 | Thermostat - Smart - EH - Res - TDSM - Bainbridge | 7 |  | SF Space Heat | 40 | 260 |  | 350 | 165.03 | 10400 | 14000 | 6601.2 | 11.28 |  | 7 | 0.085358 | -184.97 | 1.219% | 2467.4849 | -7398.8 | 9875.6751 | 9068.6849 | 9246.8868 | 8491.278 | 2448.6947 | 0 | 0.98146 | 10207.2313 | 0.98146 | 0 | 10207.2313 | 0 | 10207.2313 | 10207.2313 | 13676.6492 | 1.1039 | 1.6107
Total Customer Costs: | E214 | 18230023 | Web Enabled Thermostats {E} | 13524 | Thermostat - ELV - Smart - SF or MH or DX - TDSM - Bainbridge | 5 |  | SF Space Heat | 10 | 58 |  | 140 | 91.85 | 580 | 1400 | 918.5 | 2.0094 |  | 5 | 0.0034002 | -48.15 | 0.068% | 137.6097 | -481.5 | 550.7588 | 1056.1097 | 515.6918 | 988.8668 | 82.8325 | 0 | 0.74608 | 432.7272 | 0.74608 | 0 | 432.7272 | 0 | 432.7272 | 432.7272 | 558.8324 | 0.83912 | 0.56512
125839.71 | E214 | 18230023 | Web Enabled Thermostats {E} | [15 empty] | 0 | 0 | 0 | 0% | 0 | 0 | 0 | 0 | 0 | 0 | 0 | 0 | #N/A | #N/A | #N/A | #N/A | #N/A | #N/A | #N/A | 0 | 0 | 0 | #DIV/0!
Weighted Avg Life | E214 | 18230023 | Web Enabled Thermostats {E} | [15 empty] | 0 | 0 | 0 | 0% | 0 | 0 | 0 | 0 | 0 | 0 | 0 | 0 | #N/A | #N/A | #N/A | #N/A | #N/A | #N/A | #N/A | 0 | 0 | 0 | #DIV/0!
8.8913 | E214 | 18230023 | Web Enabled Thermostats {E} | [15 empty] | 0 | 0 | 0 | 0% | 0 | 0 | 0 | 0 | 0 | 0 | 0 | 0 | #N/A | #N/A | #N/A | #N/A | #N/A | #N/A | #N/A | 0 | 0 | 0 | #DIV/0!
Total Utility Cost | E214 | 18230023 | Web Enabled Thermostats {E} | [15 empty] | 0 | 0 | 0 | 0% | 0 | 0 | 0 | 0 | 0 | 0 | 0 | 0 | #N/A | #N/A | #N/A | #N/A | #N/A | #N/A | #N/A | 0 | 0 | 0 | #DIV/0!
809883.22 | E214 | 18230023 | Web Enabled Thermostats {E} | [15 empty] | 0 | 0 | 0 | 0% | 0 | 0 | 0 | 0 | 0 | 0 | 0 | 0 | #N/A | #N/A | #N/A | #N/A | #N/A | #N/A | #N/A | 0 | 0 | 0 | #DIV/0!
Total Resource Cost | E214 | 18230023 | Web Enabled Thermostats {E} | [15 empty] | 0 | 0 | 0 | 0% | 0 | 0 | 0 | 0 | 0 | 0 | 0 | 0 | #N/A | #N/A | #N/A | #N/A | #N/A | #N/A | #N/A | 0 | 0 | 0 | #DIV/0!
935722.93 | E214 | 18230023 | Web Enabled Thermostats {E} | [15 empty] | 0 | 0 | 0 | 0% | 0 | 0 | 0 | 0 | 0 | 0 | 0 | 0 | #N/A | #N/A | #N/A | #N/A | #N/A | #N/A | #N/A | 0 | 0 | 0 | #DIV/0!
UC B/C Ratio | E214 | 18230023 | Web Enabled Thermostats {E} | [15 empty] | 0 | 0 | 0 | 0% | 0 | 0 | 0 | 0 | 0 | 0 | 0 | 0 | #N/A | #N/A | #N/A | #N/A | #N/A | #N/A | #N/A | 0 | 0 | 0 | #DIV/0!
1.3072 | E214 | 18230023 | Web Enabled Thermostats {E} | [15 empty] | 0 | 0 | 0 | 0% | 0 | 0 | 0 | 0 | 0 | 0 | 0 | 0 | #N/A | #N/A | #N/A | #N/A | #N/A | #N/A | #N/A | 0 | 0 | 0 | #DIV/0!
TRC B/C Ratio | E214 | 18230023 | Web Enabled Thermostats {E} | [15 empty] | 0 | 0 | 0 | 0% | 0 | 0 | 0 | 0 | 0 | 0 | 0 | 0 | #N/A | #N/A | #N/A | #N/A | #N/A | #N/A | #N/A | 0 | 0 | 0 | #DIV/0!
1.493 | E214 | 18230023 | Web Enabled Thermostats {E} | [15 empty] | 0 | 0 | 0 | 0% | 0 | 0 | 0 | 0 | 0 | 0 | 0 | 0 | #N/A | #N/A | #N/A | #N/A | #N/A | #N/A | #N/A | 0 | 0 | 0 | #DIV/0!
| E214 | 18230023 | Web Enabled Thermostats {E} | [15 empty] | 0 | 0 | 0 | 0% | 0 | 0 | 0 | 0 | 0 | 0 | 0 | 0 | #N/A | #N/A | #N/A | #N/A | #N/A | #N/A | #N/A | 0 | 0 | 0 | #DIV/0!
| E214 | 18230023 | Web Enabled Thermostats {E} | [15 empty] | 0 | 0 | 0 | 0% | 0 | 0 | 0 | 0 | 0 | 0 | 0 | 0 | #N/A | #N/A | #N/A | #N/A | #N/A | #N/A | #N/A | 0 | 0 | 0 | #DIV/0!
[19 empty] | 0 | 0 | 0 | 0% | 0 | 0 | 0 | 0 | 0 | 0 | 0 | 0 | #N/A | #N/A | #N/A | #N/A | #N/A | #N/A | #N/A | 0 | 0 | 0 | #DIV/0!
[19 empty] | 0 | 0 | 0 | 0% | 0 | 0 | 0 | 0 | 0 | 0 | 0 | 0 | #N/A | #N/A | #N/A | #N/A | #N/A | #N/A | #N/A | 0 | 0 | 0 | #DIV/0!
[19 empty] | 0 | 0 | 0 | 0% | 0 | 0 | 0 | 0 | 0 | 0 | 0 | 0 | #N/A | #N/A | #N/A | #N/A | #N/A | #N/A | #N/A | 0 | 0 | 0 | #DIV/0!
[19 empty] | 0 | 0 | 0 | 0% | 0 | 0 | 0 | 0 | 0 | 0 | 0 | 0 | #N/A | #N/A | #N/A | #N/A | #N/A | #N/A | #N/A | 0 | 0 | 0 | #DIV/0!
[19 empty] | 0 | 0 | 0 | 0% | 0 | 0 | 0 | 0 | 0 | 0 | 0 | 0 | #N/A | #N/A | #N/A | #N/A | #N/A | #N/A | #N/A | 0 | 0 | 0 | #DIV/0!
[19 empty] | 0 | 0 | 0 | 0% | 0 | 0 | 0 | 0 | 0 | 0 | 0 | 0 | #N/A | #N/A | #N/A | #N/A | #N/A | #N/A | #N/A | 0 | 0 | 0 | #DIV/0!
[19 empty] | 0 | 0 | 0 | 0% | 0 | 0 | 0 | 0 | 0 | 0 | 0 | 0 | #N/A | #N/A | #N/A | #N/A | #N/A | #N/A | #N/A | 0 | 0 | 0 | #DIV/0!
[19 empty] | 0 | 0 | 0 | 0% | 0 | 0 | 0 | 0 | 0 | 0 | 0 | 0 | #N/A | #N/A | #N/A | #N/A | #N/A | #N/A | #N/A | 0 | 0 | 0 | #DIV/0!
[19 empty] | 0 | 0 | 0 | 0% | 0 | 0 | 0 | 0 | 0 | 0 | 0 | 0 | #N/A | #N/A | #N/A | #N/A | #N/A | #N/A | #N/A | 0 | 0 | 0 | #DIV/0!
[19 empty] | 0 | 0 | 0 | 0% | 0 | 0 | 0 | 0 | 0 | 0 | 0 | 0 | #N/A | #N/A | #N/A | #N/A | #N/A | #N/A | #N/A | 0 | 0 | 0 | #DIV/0!
[19 empty] | 0 | 0 | 0 | 0% | 0 | 0 | 0 | 0 | 0 | 0 | 0 | 0 | #N/A | #N/A | #N/A | #N/A | #N/A | #N/A | #N/A | 0 | 0 | 0 | #DIV/0!
[19 empty] | 0 | 0 | 0 | 0% | 0 | 0 | 0 | 0 | 0 | 0 | 0 | 0 | #N/A | #N/A | #N/A | #N/A | #N/A | #N/A | #N/A | 0 | 0 | 0 | #DIV/0!
[19 empty] | 0 | 0 | 0 | 0% | 0 | 0 | 0 | 0 | 0 | 0 | 0 | 0 | #N/A | #N/A | #N/A | #N/A | #N/A | #N/A | #N/A | 0 | 0 | 0 | #DIV/0!
[19 empty] | 0 | 0 | 0 | 0% | 0 | 0 | 0 | 0 | 0 | 0 | 0 | 0 | #N/A | #N/A | #N/A | #N/A | #N/A | #N/A | #N/A | 0 | 0 | 0 | #DIV/0!
[19 empty] | 0 | 0 | 0 | 0% | 0 | 0 | 0 | 0 | 0 | 0 | 0 | 0 | #N/A | #N/A | #N/A | #N/A | #N/A | #N/A | #N/A | 0 | 0 | 0 | #DIV/0!
[19 empty] | 0 | 0 | 0 | 0% | 0 | 0 | 0 | 0 | 0 | 0 | 0 | 0 | #N/A | #N/A | #N/A | #N/A | #N/A | #N/A | #N/A | 0 | 0 | 0 | #DIV/0!
[19 empty] | 0 | 0 | 0 | 0% | 0 | 0 | 0 | 0 | 0 | 0 | 0 | 0 | #N/A | #N/A | #N/A | #N/A | #N/A | #N/A | #N/A | 0 | 0 | 0 | #DIV/0!
[19 empty] | 0 | 0 | 0 | 0% | 0 | 0 | 0 | 0 | 0 | 0 | 0 | 0 | #N/A | #N/A | #N/A | #N/A | #N/A | #N/A | #N/A | 0 | 0 | 0 | #DIV/0!
[19 empty] | 0 | 0 | 0 | 0% | 0 | 0 | 0 | 0 | 0 | 0 | 0 | 0 | #N/A | #N/A | #N/A | #N/A | #N/A | #N/A | #N/A | 0 | 0 | 0 | #DIV/0!
[19 empty] | 0 | 0 | 0 | 0% | 0 | 0 | 0 | 0 | 0 | 0 | 0 | 0 | #N/A | #N/A | #N/A | #N/A | #N/A | #N/A | #N/A | 0 | 0 | 0 | #DIV/0!
[19 empty] | 0 | 0 | 0 | 0% | 0 | 0 | 0 | 0 | 0 | 0 | 0 | 0 | #N/A | #N/A | #N/A | #N/A | #N/A | #N/A | #N/A | 0 | 0 | 0 | #DIV/0!
[19 empty] | 0 | 0 | 0 | 0% | 0 | 0 | 0 | 0 | 0 | 0 | 0 | 0 | #N/A | #N/A | #N/A | #N/A | #N/A | #N/A | #N/A | 0 | 0 | 0 | #DIV/0!
[19 empty] | 0 | 0 | 0 | 0% | 0 | 0 | 0 | 0 | 0 | 0 | 0 | 0 | #N/A | #N/A | #N/A | #N/A | #N/A | #N/A | #N/A | 0 | 0 | 0 | #DIV/0!
[19 empty] | 0 | 0 | 0 | 0% | 0 | 0 | 0 | 0 | 0 | 0 | 0 | 0 | #N/A | #N/A | #N/A | #N/A | #N/A | #N/A | #N/A | 0 | 0 | 0 | #DIV/0!
[19 empty] | 0 | 0 | 0 | 0% | 0 | 0 | 0 | 0 | 0 | 0 | 0 | 0 | #N/A | #N/A | #N/A | #N/A | #N/A | #N/A | #N/A | 0 | 0 | 0 | #DIV/0!
[19 empty] | 0 | 0 | 0 | 0% | 0 | 0 | 0 | 0 | 0 | 0 | 0 | 0 | #N/A | #N/A | #N/A | #N/A | #N/A | #N/A | #N/A | 0 | 0 | 0 | #DIV/0!

## Residential Showerheads {E}
Rtn to Summary |  | Order Number | Program Name | Discount Rate: | 6.8% | [9 empty] | Paste in incentives but use DBtC for Total
| Program: | 18230435 | Residential Showerheads {E}
| paste |  |  | paste | paste | paste | paste | paste | paste | paste | paste | paste | paste | Paste | paste | paste | paste | paste | Formula: G + H | Formula: (O/A10)*T | Formula: N - M | Formula: O/A10 | Formula: W*A8 | Formula: Q - P | Formula: X + DBtC | Formula: Q + X | Formula: Z/(1+ElecDiscountRate)^1 | Formula: AA/(1+ElecDiscountRate)^1 | Formula: -PV (ElecDiscount Rate,T,R)*J | Formula: - PV (ElecDiscount Rate, T, S)*J |  | AF*J*K |  | AH*J*L | AG + AI |  | AG +AI -AK | formula: Logic to lookup from AC tables and adjust by savings and quantity | Formula: Utility Savings (AM)*1.1+AD+AE | formula: AM/AB | formula: AN/AC
| Sch. No. | Order Number | Program Name | Measure Version | Measure Name | First Period Measure Life | Second period Measure Life | Electric End-Use Type | Number of units offered | Savings per Unit Period 1 | Savngs per Unit Period 2 | Incentives Per Unit | Incremental Measure Cost per Unit | Total First Year Savings | Total Incentive | Total Incremental Measure Cost | Unit First Year Non-Energy Benefits | Unit Annual Net Equipment O&M | Total Measure Life | Weighted Life | Agency or Customer Cost per Unit | Percent Unit overhead | Program Overhead Cost | Total Customer Cost | Total Utility Program Costs | Total Resource Cost | PV Total Utility Program Costs | PV Total Resource Costs | PV Total Non-Energy Benefits | PV Total Net Equipment O&M | Unit PV First period Savings for 1 kWh | Total First Period Savings | Unit PV Savings for Second Period for 1 kWh | Total Second period Savings | Unadjusted Total | Decrement | Final UC Total Savings | PV Total Savings UC | PV Total Savings TRC | UC B/C Ratio | TRC B/C Ratio
DBTC: | E214 | 18230435 | Residential Showerheads {E} | [15 empty] | 0 | #DIV/0! | 0 | #DIV/0! | #DIV/0! | 0 | #DIV/0! | #DIV/0! | #DIV/0! | #DIV/0! | 0 | 0 | #N/A | #N/A | #N/A | #N/A | #N/A | #N/A | #N/A | 0 | 0 | 0 | #DIV/0!
#N/A | E214 | 18230435 | Residential Showerheads {E} | [15 empty] | 0 | #DIV/0! | 0 | #DIV/0! | #DIV/0! | 0 | #DIV/0! | #DIV/0! | #DIV/0! | #DIV/0! | 0 | 0 | #N/A | #N/A | #N/A | #N/A | #N/A | #N/A | #N/A | 0 | 0 | 0 | #DIV/0!
Program Costs: | E214 | 18230435 | Residential Showerheads {E} | [15 empty] | 0 | #DIV/0! | 0 | #DIV/0! | #DIV/0! | 0 | #DIV/0! | #DIV/0! | #DIV/0! | #DIV/0! | 0 | 0 | #N/A | #N/A | #N/A | #N/A | #N/A | #N/A | #N/A | 0 | 0 | 0 | #DIV/0!
#N/A | E214 | 18230435 | Residential Showerheads {E} | [15 empty] | 0 | #DIV/0! | 0 | #DIV/0! | #DIV/0! | 0 | #DIV/0! | #DIV/0! | #DIV/0! | #DIV/0! | 0 | 0 | #N/A | #N/A | #N/A | #N/A | #N/A | #N/A | #N/A | 0 | 0 | 0 | #DIV/0!
Total Savings (kWh): | E214 | 18230435 | Residential Showerheads {E} | [15 empty] | 0 | #DIV/0! | 0 | #DIV/0! | #DIV/0! | 0 | #DIV/0! | #DIV/0! | #DIV/0! | #DIV/0! | 0 | 0 | #N/A | #N/A | #N/A | #N/A | #N/A | #N/A | #N/A | 0 | 0 | 0 | #DIV/0!
0 | E214 | 18230435 | Residential Showerheads {E} | [15 empty] | 0 | #DIV/0! | 0 | #DIV/0! | #DIV/0! | 0 | #DIV/0! | #DIV/0! | #DIV/0! | #DIV/0! | 0 | 0 | #N/A | #N/A | #N/A | #N/A | #N/A | #N/A | #N/A | 0 | 0 | 0 | #DIV/0!
Total Incentives: | E214 | 18230435 | Residential Showerheads {E} | [15 empty] | 0 | #DIV/0! | 0 | #DIV/0! | #DIV/0! | 0 | #DIV/0! | #DIV/0! | #DIV/0! | #DIV/0! | 0 | 0 | #N/A | #N/A | #N/A | #N/A | #N/A | #N/A | #N/A | 0 | 0 | 0 | #DIV/0!
0 | E214 | 18230435 | Residential Showerheads {E} | [15 empty] | 0 | #DIV/0! | 0 | #DIV/0! | #DIV/0! | 0 | #DIV/0! | #DIV/0! | #DIV/0! | #DIV/0! | 0 | 0 | #N/A | #N/A | #N/A | #N/A | #N/A | #N/A | #N/A | 0 | 0 | 0 | #DIV/0!
Total Customer Costs: | E214 | 18230435 | Residential Showerheads {E} | [15 empty] | 0 | #DIV/0! | 0 | #DIV/0! | #DIV/0! | 0 | #DIV/0! | #DIV/0! | #DIV/0! | #DIV/0! | 0 | 0 | #N/A | #N/A | #N/A | #N/A | #N/A | #N/A | #N/A | 0 | 0 | 0 | #DIV/0!
0 | E214 | 18230435 | Residential Showerheads {E} | [15 empty] | 0 | #DIV/0! | 0 | #DIV/0! | #DIV/0! | 0 | #DIV/0! | #DIV/0! | #DIV/0! | #DIV/0! | 0 | 0 | #N/A | #N/A | #N/A | #N/A | #N/A | #N/A | #N/A | 0 | 0 | 0 | #DIV/0!
Weighted Avg Life | E214 | 18230435 | Residential Showerheads {E} | [15 empty] | 0 | #DIV/0! | 0 | #DIV/0! | #DIV/0! | 0 | #DIV/0! | #DIV/0! | #DIV/0! | #DIV/0! | 0 | 0 | #N/A | #N/A | #N/A | #N/A | #N/A | #N/A | #N/A | 0 | 0 | 0 | #DIV/0!
#DIV/0! | E214 | 18230435 | Residential Showerheads {E} | [15 empty] | 0 | #DIV/0! | 0 | #DIV/0! | #DIV/0! | 0 | #DIV/0! | #DIV/0! | #DIV/0! | #DIV/0! | 0 | 0 | #N/A | #N/A | #N/A | #N/A | #N/A | #N/A | #N/A | 0 | 0 | 0 | #DIV/0!
Total Utility Cost | E214 | 18230435 | Residential Showerheads {E} | [15 empty] | 0 | #DIV/0! | 0 | #DIV/0! | #DIV/0! | 0 | #DIV/0! | #DIV/0! | #DIV/0! | #DIV/0! | 0 | 0 | #N/A | #N/A | #N/A | #N/A | #N/A | #N/A | #N/A | 0 | 0 | 0 | #DIV/0!
#N/A | E214 | 18230435 | Residential Showerheads {E} | [15 empty] | 0 | #DIV/0! | 0 | #DIV/0! | #DIV/0! | 0 | #DIV/0! | #DIV/0! | #DIV/0! | #DIV/0! | 0 | 0 | #N/A | #N/A | #N/A | #N/A | #N/A | #N/A | #N/A | 0 | 0 | 0 | #DIV/0!
Total Resource Cost | [18 empty] | 0 | #DIV/0! | 0 | #DIV/0! | #DIV/0! | 0 | #DIV/0! | #DIV/0! | #DIV/0! | #DIV/0! | 0 | 0 | #N/A | #N/A | #N/A | #N/A | #N/A | #N/A | #N/A | 0 | 0 | 0 | #DIV/0!
#N/A | [18 empty] | 0 | #DIV/0! | 0 | #DIV/0! | #DIV/0! | 0 | #DIV/0! | #DIV/0! | #DIV/0! | #DIV/0! | 0 | 0 | #N/A | #N/A | #N/A | #N/A | #N/A | #N/A | #N/A | 0 | 0 | 0 | #DIV/0!
UC B/C Ratio | [18 empty] | 0 | #DIV/0! | 0 | #DIV/0! | #DIV/0! | 0 | #DIV/0! | #DIV/0! | #DIV/0! | #DIV/0! | 0 | 0 | #N/A | #N/A | #N/A | #N/A | #N/A | #N/A | #N/A | 0 | 0 | 0 | #DIV/0!
#DIV/0! | [18 empty] | 0 | #DIV/0! | 0 | #DIV/0! | #DIV/0! | 0 | #DIV/0! | #DIV/0! | #DIV/0! | #DIV/0! | 0 | 0 | #N/A | #N/A | #N/A | #N/A | #N/A | #N/A | #N/A | 0 | 0 | 0 | #DIV/0!
TRC B/C Ratio | [18 empty] | 0 | #DIV/0! | 0 | #DIV/0! | #DIV/0! | 0 | #DIV/0! | #DIV/0! | #DIV/0! | #DIV/0! | 0 | 0 | #N/A | #N/A | #N/A | #N/A | #N/A | #N/A | #N/A | 0 | 0 | 0 | #DIV/0!
#DIV/0! | [18 empty] | 0 | #DIV/0! | 0 | #DIV/0! | #DIV/0! | 0 | #DIV/0! | #DIV/0! | #DIV/0! | #DIV/0! | 0 | 0 | #N/A | #N/A | #N/A | #N/A | #N/A | #N/A | #N/A | 0 | 0 | 0 | #DIV/0!

## SF Existing Weatherization {E}
Rtn to Summary |  | Order Number | Program Name | Discount Rate: | 6.8% | [9 empty] | Paste in incentives but use DBtC for Total
| Program: | 18230627 | SF Existing Weatherization {E}
| paste |  |  | paste | paste | paste | paste | paste | paste | paste | paste | paste | paste | Paste | paste | paste | paste | paste | Formula: G + H | Formula: (O/A10)*T | Formula: N - M | Formula: O/A10 | Formula: W*A8 | Formula: Q - P | Formula: X + DBtC | Formula: Q + X | Formula: Z/(1+ElecDiscountRate)^1 | Formula: AA/(1+ElecDiscountRate)^1 | Formula: -PV (ElecDiscount Rate,T,R)*J | Formula: - PV (ElecDiscount Rate, T, S)*J |  | AF*J*K |  | AH*J*L | AG + AI |  | AG +AI -AK | formula: Logic to lookup from AC tables and adjust by savings and quantity | Formula: Utility Savings (AM)*1.1+AD+AE | formula: AM/AB | formula: AN/AC
| Sch. No. | Order Number | Program Name | Measure Version | Measure Name | First Period Measure Life | Second period Measure Life | Electric End-Use Type | Number of units offered | Savings per Unit Period 1 | Savngs per Unit Period 2 | Incentives Per Unit | Incremental Measure Cost per Unit | Total First Year Savings | Total Incentive | Total Incremental Measure Cost | Unit First Year Non-Energy Benefits | Unit Annual Net Equipment O&M | Total Measure Life | Weighted Life | Agency or Customer Cost per Unit | Percent Unit overhead | Program Overhead Cost | Total Customer Cost | Total Utility Program Costs | Total Resource Cost | PV Total Utility Program Costs | PV Total Resource Costs | PV Total Non-Energy Benefits | PV Total Net Equipment O&M | Unit PV First period Savings for 1 kWh | Total First Period Savings | Unit PV Savings for Second Period for 1 kWh | Total Second period Savings | Unadjusted Total | Decrement | Final UC Total Savings | PV Total Savings UC | PV Total Savings TRC | UC B/C Ratio | TRC B/C Ratio
DBTC: | E214 | 18230627 | SF Existing Weatherization {E} | 13884 | Sealing - Duct - HP - SF or DX | 20 |  | SF Space Heat | 35 | 436 |  | 550 | 440 | 15260 | 19250 | 15400 |  |  | 20 | 0.15597 | -110 | 0.7798% | 3653.413 | -3850 | 40212.1347 | 19053.413 | 37651.8115 | 17840.2744 | 0 | 0 | 2.0629 | 31480.2036 | 2.0629 | 0 | 31480.2036 | 0 | 31480.2036 | 31480.2036 | 34628.2239 | 0.83609 | 1.941
4687947.75 | E214 | 18230627 | SF Existing Weatherization {E} | 12555 | Windows - Double Pane - Metal Frame - to U30 - ER - MH | 25 |  | SF Space Heat | 5034.0833 | 6.7148 |  | 200 | 26.07 | 33802.8628 | 77800 | 10141.23 |  |  | 25 | 0.43186 | -173.93 | 1.727% | 8092.7798 | -67658.77 | 89075.0505 | 18234.0098 | 83403.6053 | 17073.0429 | 0 | 0 | 2.3312 | 78801.8269 | 2.3312 | 0 | 78801.8269 | 0 | 78801.8269 | 78801.8269 | 86682.0095 | 0.94483 | 5.0771
Program Costs: | E214 | 18230627 | SF Existing Weatherization {E} | 12556 | Windows - Double Pane - Metal Frame - to U30 - HP - MH | 25 |  | SF Space Heat | 674.15 | 5.1642 |  | 200 | 26.07 | 3481.4454 | 39000 | 5083.65 |  |  | 25 | 0.044479 | -173.93 | 0.1779% | 833.4966 | -33916.35 | 9174.0729 | 5917.1466 | 8589.9559 | 5540.3994 | 0 | 0 | 2.3312 | 8116.0067 | 2.3312 | 0 | 8116.0067 | 0 | 8116.0067 | 8116.0067 | 8927.6073 | 0.94483 | 1.6114
468479.44 | E214 | 18230627 | SF Existing Weatherization {E} | 12557 | Windows - Double Pane - Metal Frame - to U30 - NG - MH | 25 |  | SF Space Heat | 1115.95 | 0.2075 |  | 0 | 0 | 231.5596 | 0 |  |  |  | 25 | 0.0029584 | 0 | 0.01183% | 55.4379 | 0 | 610.1905 | 55.4379 | 571.3394 | 51.9082 | 0 | 0 | 2.3312 | 539.8159 | 2.3312 | 0 | 539.8159 | 0 | 539.8159 | 539.8159 | 593.7974 | 0.94483 | 11.4394
Total Savings (kWh): | E214 | 18230627 | SF Existing Weatherization {E} | 12652 | Windows - Single Pane - to U30 - E FAF - SF or DX - MI | 45 |  | SF Space Heat | 1972.9167 | 4.6674 |  | 200 | 31.8 | 9208.3913 | 2400 | 381.6 |  |  | 45 | 0.21176 | -168.2 | 0.4706% | 2204.5909 | -2018.4 | 24265.3387 | 2586.1909 | 22720.3546 | 2421.527 | 0 | 0 | 3.7417 | 34454.6848 | 3.7417 | 0 | 34454.6848 | 0 | 34454.6848 | 34454.6848 | 37900.1533 | 1.5165 | 15.6513
1956799.3471 | E214 | 18230627 | SF Existing Weatherization {E} | 12653 | Windows - Single Pane - to U30 - GH - SF or DX - MI | 45 |  | SF Space Heat | 9098.6333 | 0.3183 |  | 0 | 0 | 2896.095 | 0 |  |  |  | 45 | 0.066601 | 0 | 0.148% | 693.3572 | 0 | 7631.5965 | 693.3572 | 7145.6896 | 649.2109 | 0 | 0 | 3.7417 | 10836.2077 | 3.7417 | 0 | 10836.2077 | 0 | 10836.2077 | 10836.2077 | 11919.8285 | 1.5165 | 18.3605
Total Incentives: | E214 | 18230627 | SF Existing Weatherization {E} | 12654 | Windows - Single Pane - to U30 - HP - MH | 25 |  | SF Space Heat | 1879.1833 | 10.0243 |  | 200 | 26.07 | 18837.4975 | 50000 | 6517.5 |  |  | 25 | 0.24067 | -173.93 | 0.9627% | 4509.9056 | -43482.5 | 49639.3176 | 11027.4056 | 46478.7618 | 10325.2861 | 0 | 0 | 2.3312 | 43914.3047 | 2.3312 | 0 | 43914.3047 | 0 | 43914.3047 | 43914.3047 | 48305.7352 | 0.94483 | 4.6784
4562947.75 | E214 | 18230627 | SF Existing Weatherization {E} | 12655 | Windows - Single Pane - to U30 - HP - SF or DX - MI | 45 |  | SF Space Heat | 934.1833 | 2.8994 |  | 200 | 31.8 | 2708.5712 | 2800 | 445.2 |  |  | 45 | 0.062288 | -168.2 | 0.1384% | 648.4619 | -2354.8 | 7137.4461 | 1093.6619 | 6683.002 | 1024.028 | 0 | 0 | 3.7417 | 10134.557 | 3.7417 | 0 | 10134.557 | 0 | 10134.557 | 10134.557 | 11148.0127 | 1.5165 | 10.8864
Total Customer Costs: | E214 | 18230627 | SF Existing Weatherization {E} | 12656 | Windows - Single Pane - to U30 - Zonal - SF or DX - MI | 45 |  | SF Space Heat | 1928.25 | 4.4339 |  | 200 | 31.8 | 8549.6677 | 11200 | 1780.8 |  |  | 45 | 0.19661 | -168.2 | 0.4369% | 2046.8851 | -9419.2 | 22529.5143 | 3827.6851 | 21095.0508 | 3583.9749 | 0 | 0 | 3.7417 | 31989.9641 | 3.7417 | 0 | 31989.9641 | 0 | 31989.9641 | 31989.9641 | 35188.9605 | 1.5165 | 9.8184
399373.07 | E214 | 18230627 | SF Existing Weatherization {E} | 13236 | Windows - Double Pane - Metal Frame - to U22 - E FAF - SF or DX | 45 |  | SF Space Heat | 2092.0833 | 3.6252 |  | 100 | 36.94 | 7584.2205 | 5200 | 1920.88 |  |  | 45 | 0.17441 | -63.06 | 0.3876% | 1815.7464 | -3279.12 | 19985.4323 | 3736.6264 | 18712.9516 | 3498.7139 | 0 | 0 | 3.7417 | 28377.5874 | 3.7417 | 0 | 28377.5874 | 0 | 28377.5874 | 28377.5874 | 31215.3461 | 1.5165 | 8.9219
Weighted Avg Life | E214 | 18230627 | SF Existing Weatherization {E} | 13237 | Windows - Double Pane - Metal Frame - to U22 - E FAF - SF or DX - MI | 45 |  | SF Space Heat | 311.45 | 3.6252 |  | 200 | 36.94 | 1129.0685 | 600 | 110.82 |  |  | 45 | 0.025965 | -163.06 | 0.0577% | 270.3115 | -489.18 | 2975.2461 | 381.1315 | 2785.811 | 356.8647 | 0 | 0 | 3.7417 | 4224.5925 | 3.7417 | 0 | 4224.5925 | 0 | 4224.5925 | 4224.5925 | 4647.0518 | 1.5165 | 13.0219
37.1074 | E214 | 18230627 | SF Existing Weatherization {E} | 13238 | Windows - Double Pane - Metal Frame - to U22 - GH - SF or DX | 45 |  | SF Space Heat | 15144.25 | 0.2312 |  | 0 | 0 | 3501.3506 | 0 |  |  |  | 45 | 0.08052 | 0 | 0.1789% | 838.2621 | 0 | 9226.5257 | 838.2621 | 8639.069 | 784.8896 | 0 | 0 | 3.7417 | 13100.8694 | 3.7417 | 0 | 13100.8694 | 0 | 13100.8694 | 13100.8694 | 14410.9564 | 1.5165 | 18.3605
Total Utility Cost | E214 | 18230627 | SF Existing Weatherization {E} | 13239 | Windows - Double Pane - Metal Frame - to U22 - GH - SF or DX - MI | 45 |  | SF Space Heat | 2023 | 0.2312 |  | 0 | 0 | 467.7176 | 0 |  |  |  | 45 | 0.010756 | 0 | 0.0239% | 111.9768 | 0 | 1232.4982 | 111.9768 | 1154.0246 | 104.8472 | 0 | 0 | 3.7417 | 1750.041 | 3.7417 | 0 | 1750.041 | 0 | 1750.041 | 1750.041 | 1925.0451 | 1.5165 | 18.3605
5156427.19 | E214 | 18230627 | SF Existing Weatherization {E} | 13240 | Windows - Double Pane - Metal Frame - to U22 - HP - SF or DX | 45 |  | SF Space Heat | 3646.55 | 2.5678 |  | 100 | 36.94 | 9363.6111 | 8400 | 3102.96 |  |  | 45 | 0.21533 | -63.06 | 0.4785% | 2241.7522 | -5297.04 | 24674.3637 | 5344.7122 | 23103.3368 | 5004.4122 | 0 | 0 | 3.7417 | 35035.465 | 3.7417 | 0 | 35035.465 | 0 | 35035.465 | 35035.465 | 38539.0115 | 1.5165 | 7.701
Total Resource Cost | E214 | 18230627 | SF Existing Weatherization {E} | 13241 | Windows - Double Pane - Metal Frame - to U22 - HP - SF or DX - MI | 45 |  | SF Space Heat | 50 | 2.5678 |  | 200 | 36.94 | 128.39 | 400 | 73.88 |  |  | 45 | 0.0029526 | -163.06 | 0.006561% | 30.738 | -326.12 | 338.3248 | 104.618 | 316.7835 | 97.9569 | 0 | 0 | 3.7417 | 480.3919 | 3.7417 | 0 | 480.3919 | 0 | 480.3919 | 480.3919 | 528.4311 | 1.5165 | 5.3945
5430800.26 | E214 | 18230627 | SF Existing Weatherization {E} | 13242 | Windows - Double Pane - Metal Frame - to U22 - Zonal - SF or DX | 45 |  | SF Space Heat | 1869.35 | 3.4019 |  | 100 | 36.94 | 6359.3418 | 2300 | 849.62 |  |  | 45 | 0.14624 | -63.06 | 0.325% | 1522.4969 | -1450.38 | 16757.7135 | 2372.1169 | 15690.743 | 2221.0832 | 0 | 0 | 3.7417 | 23794.5055 | 3.7417 | 0 | 23794.5055 | 0 | 23794.5055 | 23794.5055 | 26173.9561 | 1.5165 | 11.7843
UC B/C Ratio | E214 | 18230627 | SF Existing Weatherization {E} | 13243 | Windows - Double Pane - Metal Frame - to U22 - Zonal - SF or DX - MI | 45 |  | SF Space Heat | 427.5 | 3.4019 |  | 200 | 36.94 | 1454.3122 | 1000 | 184.7 |  |  | 45 | 0.033444 | -163.06 | 0.07432% | 348.1785 | -815.3 | 3832.3067 | 532.8785 | 3588.3021 | 498.9499 | 0 | 0 | 3.7417 | 5441.5444 | 3.7417 | 0 | 5441.5444 | 0 | 5441.5444 | 5441.5444 | 5985.6989 | 1.5165 | 11.9966
1.2984 | E214 | 18230627 | SF Existing Weatherization {E} | 13246 | Windows - Single Pane - to U22 - E FAF - SF or DX | 45 |  | SF Space Heat | 3216.5833 | 5.2209 |  | 100 | 36.94 | 16793.4599 | 3100 | 1145.14 |  |  | 45 | 0.38619 | -63.06 | 0.8582% | 4020.5403 | -1954.86 | 44253.0061 | 5165.6803 | 41435.3989 | 4836.7793 | 0 | 0 | 3.7417 | 62835.4458 | 3.7417 | 0 | 62835.4458 | 0 | 62835.4458 | 62835.4458 | 69118.9904 | 1.5165 | 14.2903
TRC B/C Ratio | E214 | 18230627 | SF Existing Weatherization {E} | 13247 | Windows - Single Pane - to U22 - E FAF - SF or DX - MI | 45 |  | SF Space Heat | 95.0167 | 5.2209 |  | 200 | 36.94 | 496.0725 | 800 | 147.76 |  |  | 45 | 0.011408 | -163.06 | 0.02535% | 118.7653 | -652.24 | 1307.2172 | 266.5253 | 1223.9862 | 249.5555 | 0 | 0 | 3.7417 | 1856.1355 | 3.7417 | 0 | 1856.1355 | 0 | 1856.1355 | 1856.1355 | 2041.7491 | 1.5165 | 8.1815
1.3561 | E214 | 18230627 | SF Existing Weatherization {E} | 13248 | Windows - Single Pane - to U22 - GH - SF or DX | 45 |  | SF Space Heat | 14826.7833 | 0.3526 |  | 0 | 0 | 5227.9238 | 0 |  |  |  | 45 | 0.12023 | 0 | 0.2672% | 1251.6229 | 0 | 13776.2763 | 1251.6229 | 12899.1351 | 1171.9315 | 0 | 0 | 3.7417 | 19561.1223 | 3.7417 | 0 | 19561.1223 | 0 | 19561.1223 | 19561.1223 | 21517.2345 | 1.5165 | 18.3605
| E214 | 18230627 | SF Existing Weatherization {E} | 13249 | Windows - Single Pane - to U22 - GH - SF or DX - MI | 45 |  | SF Space Heat | 1451.9 | 0.3526 |  | 0 | 0 | 511.9399 | 0 |  |  |  | 45 | 0.011773 | 0 | 0.02616% | 122.5641 | 0 | 1349.03 | 122.5641 | 1263.1367 | 114.7604 | 0 | 0 | 3.7417 | 1915.5061 | 3.7417 | 0 | 1915.5061 | 0 | 1915.5061 | 1915.5061 | 2107.0567 | 1.5165 | 18.3605
| E214 | 18230627 | SF Existing Weatherization {E} | 13250 | Windows - Single Pane - to U22 - HP - SF or DX | 45 |  | SF Space Heat | 3047.9833 | 3.2793 |  | 100 | 36.94 | 9995.2517 | 4600 | 1699.24 |  |  | 45 | 0.22986 | -63.06 | 0.5108% | 2392.974 | -2900.76 | 26338.8211 | 4092.214 | 24661.8175 | 3831.661 | 0 | 0 | 3.7417 | 37398.8506 | 3.7417 | 0 | 37398.8506 | 0 | 37398.8506 | 37398.8506 | 41138.7357 | 1.5165 | 10.7365
| E214 | 18230627 | SF Existing Weatherization {E} | 13251 | Windows - Single Pane - to U22 - HP - SF or DX - MI | 45 |  | SF Space Heat | 50 | 3.2793 |  | 200 | 36.94 | 163.965 | 400 | 73.88 |  |  | 45 | 0.0037707 | -163.06 | 0.008379% | 39.255 | -326.12 | 432.0696 | 113.135 | 404.5596 | 105.9317 | 0 | 0 | 3.7417 | 613.5016 | 3.7417 | 0 | 613.5016 | 0 | 613.5016 | 613.5016 | 674.8517 | 1.5165 | 6.3706
| E214 | 18230627 | SF Existing Weatherization {E} | 13252 | Windows - Single Pane - to U22 - Zonal - SF or DX | 45 |  | SF Space Heat | 1171.15 | 4.9475 |  | 100 | 36.94 | 5794.2646 | 5400 | 1994.76 |  |  | 45 | 0.13325 | -63.06 | 0.2961% | 1387.2111 | -3405.24 | 15268.6599 | 3381.9711 | 14296.498 | 3166.6396 | 0 | 0 | 3.7417 | 21680.178 | 3.7417 | 0 | 21680.178 | 0 | 21680.178 | 21680.178 | 23848.1958 | 1.5165 | 7.5311
| E214 | 18230627 | SF Existing Weatherization {E} | 13253 | Windows - Single Pane - to U22 - Zonal - SF or DX - MI | 45 |  | SF Space Heat | 41.6667 | 4.9475 |  | 200 | 36.94 | 206.1458 | 1600 | 295.52 |  |  | 45 | 0.0047407 | -163.06 | 0.01053% | 49.3536 | -1304.48 | 543.2218 | 344.8736 | 508.6346 | 322.9154 | 0 | 0 | 3.7417 | 771.328 | 3.7417 | 0 | 771.328 | 0 | 771.328 | 771.328 | 848.4608 | 1.5165 | 2.6275
| E214 | 18230627 | SF Existing Weatherization {E} | 13767 | Windows - Single Pane - to U30 - E FAF - SF or DX | 45 |  | SF Space Heat | 8587.1667 | 4.6674 |  | 50 | 31.8 | 40079.7417 | 38900 | 24740.4 |  |  | 45 | 0.9217 | -18.2 | 2.048% | 9595.5341 | -14159.6 | 105615.4634 | 34335.9341 | 98890.8834 | 32149.7511 | 0 | 0 | 3.7417 | 149964.8344 | 3.7417 | 0 | 149964.8344 | 0 | 149964.8344 | 149964.8344 | 164961.3179 | 1.5165 | 5.131
| E214 | 18230627 | SF Existing Weatherization {E} | 13768 | Windows - Single Pane - to U30 - ER - MH | 25 |  | SF Space Heat | 5058.1833 | 16.5353 |  | 200 | 26.07 | 83638.5789 | 91800 | 11966.13 |  |  | 25 | 1.0686 | -173.93 | 4.274% | 20024.0023 | -79833.87 | 220398.8073 | 31990.1323 | 206365.9244 | 29953.3074 | 0 | 0 | 2.3312 | 194979.7228 | 2.3312 | 0 | 194979.7228 | 0 | 194979.7228 | 194979.7228 | 214477.695 | 0.94483 | 7.1604
| E214 | 18230627 | SF Existing Weatherization {E} | 13769 | Windows - Single Pane - to U30 - GH - MH | 25 |  | SF Space Heat | 1024.8833 | 0.5614 |  | 0 | 0 | 575.3695 | 0 |  |  |  | 25 | 0.0073509 | 0 | 0.0294% | 137.7498 | 0 | 1516.1754 | 137.7498 | 1419.6398 | 128.9792 | 0 | 0 | 2.3312 | 1341.3115 | 2.3312 | 0 | 1341.3115 | 0 | 1341.3115 | 1341.3115 | 1475.4426 | 0.94483 | 11.4394
| E214 | 18230627 | SF Existing Weatherization {E} | 13770 | Windows - Single Pane - to U30 - GH - SF or DX | 45 |  | SF Space Heat | 84372.6167 | 0.3183 |  | 0 | 0 | 26855.8039 | 0 |  |  |  | 45 | 0.6176 | 0 | 1.372% | 6429.5769 | 0 | 70768.6241 | 6429.5769 | 66262.7566 | 6020.2031 | 0 | 0 | 3.7417 | 100485.3328 | 3.7417 | 0 | 100485.3328 | 0 | 100485.3328 | 100485.3328 | 110533.8661 | 1.5165 | 18.3605
| E214 | 18230627 | SF Existing Weatherization {E} | 13771 | Windows - Single Pane - to U30 - HP - SF or DX | 45 |  | SF Space Heat | 15511.7333 | 2.8994 |  | 50 | 31.8 | 44974.7196 | 48650 | 30941.4 |  |  | 45 | 1.0343 | -18.2 | 2.298% | 10767.4461 | -17708.6 | 118514.3829 | 41708.8461 | 110968.5233 | 39053.2267 | 0 | 0 | 3.7417 | 168280.1858 | 3.7417 | 0 | 168280.1858 | 0 | 168280.1858 | 168280.1858 | 185108.2044 | 1.5165 | 4.7399
| E214 | 18230627 | SF Existing Weatherization {E} | 13772 | Windows - Single Pane - to U30 - Zonal - SF or DX | 45 |  | SF Space Heat | 10623.6333 | 4.4339 |  | 50 | 31.8 | 47104.1278 | 55600 | 35361.6 |  |  | 45 | 1.0832 | -18.2 | 2.407% | 11277.25 | -20238.4 | 124125.6575 | 46638.85 | 116222.5257 | 43669.3352 | 0 | 0 | 3.7417 | 176247.711 | 3.7417 | 0 | 176247.711 | 0 | 176247.711 | 176247.711 | 193872.4821 | 1.5165 | 4.4396
| E214 | 18230627 | SF Existing Weatherization {E} | 12603 | Fan - Ventilation - Energy Star - Res | 19 |  | Res Plug Load | 18 | 127 |  | 50 | 60.87 | 2286 | 900 | 1095.66 |  |  | 19 | 0.022196 | 10.87 | 0.1168% | 547.2937 | 195.66 | 6023.9148 | 1642.9537 | 5640.3697 | 1538.3462 | 0 | 0 | 1.5763 | 3603.4054 | 1.5763 | 0 | 3603.4054 | 0 | 3603.4054 | 3603.4054 | 3963.7459 | 0.63886 | 2.5766
| E214 | 18230627 | SF Existing Weatherization {E} | 12701 | Sealing - Air - Attic - EH - SF or DX | 45 |  | SF Space Heat | 385000 | 0.15 |  | 0.2 | 0.2 | 57750 | 77000 | 77000 |  |  | 45 | 1.3281 | 0 | 2.951% | 13825.9897 | 0 | 152178.9501 | 90825.9897 | 142489.6537 | 85043.0615 | 0 | 0 | 3.7417 | 216080.9631 | 3.7417 | 0 | 216080.9631 | 0 | 216080.9631 | 216080.9631 | 237689.0594 | 1.5165 | 2.7949
| E214 | 18230627 | SF Existing Weatherization {E} | 12705 | Sealing - Air - Floor - EH - SF or DX | 45 |  | SF Space Heat | 800000 | 0.15 |  | 0.2 | 0.2 | 120000 | 160000 | 160000 |  |  | 45 | 2.7596 | 0 | 6.132% | 28729.3293 | 0 | 316216.0002 | 188729.3293 | 296082.3972 | 176712.8551 | 0 | 0 | 3.7417 | 448999.4039 | 3.7417 | 0 | 448999.4039 | 0 | 448999.4039 | 448999.4039 | 493899.3442 | 1.5165 | 2.7949
| E214 | 18230627 | SF Existing Weatherization {E} | 12714 | Sealing - Duct - EH - MH | 18 |  | SF Space Heat | 45 | 468 |  | 550 | 549 | 21060 | 24750 | 24705 |  |  | 18 | 0.19372 | -1 | 1.076% | 5041.9973 | -45 | 55495.908 | 29746.9973 | 51962.4607 | 27852.9937 | 0 | 0 | 1.9446 | 40953.3206 | 1.9446 | 0 | 40953.3206 | 0 | 40953.3206 | 40953.3206 | 45048.6527 | 0.78813 | 1.6174
| E214 | 18230627 | SF Existing Weatherization {E} | 13874 | Duct Sealing and Insulation - EH - SF or DX | 20 |  | SF Space Heat | 315 | 1252.43 |  | 1000 | 1000 | 394515.45 | 315000 | 315000 |  |  | 20 | 4.0323 | 0 | 20.16% | 94451.3689 | 0 | 1039600.8136 | 409451.3689 | 973409.0015 | 383381.4316 | 0 | 0 | 2.0629 | 813854.9596 | 2.0629 | 0 | 813854.9596 | 0 | 813854.9596 | 813854.9596 | 895240.4556 | 0.83609 | 2.3351
| E214 | 18230627 | SF Existing Weatherization {E} | 13882 | Sealing - Duct - E FAF - SF or DX | 20 |  | SF Space Heat | 15 | 436 |  | 550 | 526.95 | 6540 | 8250 | 7904.25 |  |  | 20 | 0.066844 | -23.05 | 0.3342% | 1565.7484 | -345.75 | 17233.772 | 9469.9984 | 16136.4906 | 8867.0397 | 0 | 0 | 2.0629 | 13491.5158 | 2.0629 | 0 | 13491.5158 | 0 | 13491.5158 | 13491.5158 | 14840.6674 | 0.83609 | 1.6737
| E214 | 18230627 | SF Existing Weatherization {E} | 13883 | Sealing - Duct - GH - SF or DX | 20 |  | SF Space Heat | 244 | 5.8111 |  | 0 | 0 | 1417.9084 | 0 |  |  |  | 20 | 0.014492 | 0 | 0.07246% | 339.463 | 0 | 3736.3777 | 339.463 | 3498.481 | 317.8492 | 0 | 0 | 2.0629 | 2925.0357 | 2.0629 | 0 | 2925.0357 | 0 | 2925.0357 | 2925.0357 | 3217.5393 | 0.83609 | 10.1228
| E214 | 18230627 | SF Existing Weatherization {E} | 12549 | Insulation - Attic - R0 to R22 - ER - MH - Pre HUD | 25 |  | SF Space Heat | 3713 | 0.6833 |  | 1.75 | 1.36 | 2537.0929 | 6497.75 | 5049.68 |  |  | 25 | 0.032414 | -0.39 | 0.1297% | 607.4081 | -1448.07 | 6685.5781 | 5657.0881 | 6259.9046 | 5296.899 | 0 | 0 | 2.3312 | 5914.5155 | 2.3312 | 0 | 5914.5155 | 0 | 5914.5155 | 5914.5155 | 6505.967 | 0.94483 | 1.2283
| E214 | 18230627 | SF Existing Weatherization {E} | 12550 | Insulation - Attic - R0 to R22 - HP - MH - Pre HUD | 25 |  | SF Space Heat | 2025 | 0.4491 |  | 1.75 | 1.36 | 909.4275 | 3543.75 | 2754 |  |  | 25 | 0.011619 | -0.39 | 0.04648% | 217.727 | -789.75 | 2396.4627 | 2971.727 | 2243.879 | 2782.5159 | 0 | 0 | 2.3312 | 2120.0733 | 2.3312 | 0 | 2120.0733 | 0 | 2120.0733 | 2120.0733 | 2332.0807 | 0.94483 | 0.83812
| E214 | 18230627 | SF Existing Weatherization {E} | 12551 | Insulation - Attic - R0 to R22 - NG - MH - Pre HUD | 25 |  | SF Space Heat | 1013 | 0.0208 |  | 0 | 0 | 21.0704 | 0 |  |  |  | 25 | 0.00026919 | 0 | 0.001077% | 5.0445 | 0 | 55.5233 | 5.0445 | 51.9881 | 4.7233 | 0 | 0 | 2.3312 | 49.1197 | 2.3312 | 0 | 49.1197 | 0 | 49.1197 | 49.1197 | 54.0317 | 0.94483 | 11.4394
| E214 | 18230627 | SF Existing Weatherization {E} | 12552 | Insulation - Attic - R0 to R30 - ER - MH - HUD | 25 |  | SF Space Heat | 2025 | 0.9252 |  | 1.75 | 1.84 | 1873.53 | 3543.75 | 3726 |  |  | 25 | 0.023936 | 0.09 | 0.09574% | 448.5438 | 182.25 | 4937.0014 | 4174.5438 | 4622.6604 | 3908.7489 | 0 | 0 | 2.3312 | 4367.606 | 2.3312 | 0 | 4367.606 | 0 | 4367.606 | 4367.606 | 4804.3666 | 0.94483 | 1.2291
| E214 | 18230627 | SF Existing Weatherization {E} | 12553 | Insulation - Attic - R0 to R30 - HP - MH - HUD | 25 |  | SF Space Heat | 2700 | 0.6094 |  | 1.75 | 1.84 | 1645.38 | 4725 | 4968 |  |  | 25 | 0.021021 | 0.09 | 0.08409% | 393.9222 | 243 | 4335.7957 | 5361.9222 | 4059.7338 | 5020.5264 | 0 | 0 | 2.3312 | 3835.7387 | 2.3312 | 0 | 3835.7387 | 0 | 3835.7387 | 3835.7387 | 4219.3126 | 0.94483 | 0.84041
| E214 | 18230627 | SF Existing Weatherization {E} | 13887 | Insulation - Attic - R0 to R49 - E FAF - SF or DX | 45 |  | SF Space Heat | 40000 | 1.8602 |  | 1.75 | 2 | 74408 | 70000 | 80000 |  |  | 45 | 1.7111 | 0.25 | 3.803% | 17814.0994 | 10000 | 196075.0012 | 97814.0994 | 183590.8251 | 91586.2354 | 0 | 0 | 3.7417 | 278409.5637 | 3.7417 | 0 | 278409.5637 | 0 | 278409.5637 | 278409.5637 | 306250.5201 | 1.5165 | 3.3438
| E214 | 18230627 | SF Existing Weatherization {E} | 13888 | Insulation - Attic - R0 to R49 - GH - SF or DX | 45 |  | SF Space Heat | 447646 | 0.0794 |  | 0 | 0 | 35543.0924 | 0 |  |  |  | 45 | 0.81738 | 0 | 1.816% | 8509.41 | 0 | 93660.7876 | 8509.41 | 87697.3667 | 7967.6124 | 0 | 0 | 3.7417 | 132990.2275 | 3.7417 | 0 | 132990.2275 | 0 | 132990.2275 | 132990.2275 | 146289.2502 | 1.5165 | 18.3605
| E214 | 18230627 | SF Existing Weatherization {E} | 13889 | Insulation - Attic - R0 to R49 - HP - SF or DX | 45 |  | SF Space Heat | 35000 | 1.3011 |  | 1.75 | 2 | 45538.5 | 61250 | 70000 |  |  | 45 | 1.0472 | 0.25 | 2.327% | 10902.4213 | 8750 | 120000.0194 | 80902.4213 | 112359.5687 | 75751.3309 | 0 | 0 | 3.7417 | 170389.6613 | 3.7417 | 0 | 170389.6613 | 0 | 170389.6613 | 170389.6613 | 187428.6274 | 1.5165 | 2.4743
| E214 | 18230627 | SF Existing Weatherization {E} | 13890 | Insulation - Attic - R0 to R49 - Zonal - SF or DX | 45 |  | SF Space Heat | 55000 | 1.2033 |  | 1.75 | 2 | 66181.5 | 96250 | 110000 |  |  | 45 | 1.522 | 0.25 | 3.382% | 15844.5842 | 13750 | 174397.0768 | 125844.5842 | 163293.1431 | 117832.0077 | 0 | 0 | 3.7417 | 247628.7837 | 3.7417 | 0 | 247628.7837 | 0 | 247628.7837 | 247628.7837 | 272391.6621 | 1.5165 | 2.3117
| E214 | 18230627 | SF Existing Weatherization {E} | 13893 | Insulation - Attic - R11 to R49 - E FAF - SF or DX | 45 |  | SF Space Heat | 105000 | 0.4423 |  | 1.75 | 1.65 | 46441.5 | 183750 | 173250 |  |  | 45 | 1.068 | -0.1 | 2.373% | 11118.6096 | -10500 | 122379.5448 | 184368.6096 | 114587.5888 | 172629.7842 | 0 | 0 | 3.7417 | 173768.3818 | 3.7417 | 0 | 173768.3818 | 0 | 173768.3818 | 173768.3818 | 191145.22 | 1.5165 | 1.1073
| E214 | 18230627 | SF Existing Weatherization {E} | 13894 | Insulation - Attic - R11 to R49 - GH - SF or DX | 45 |  | SF Space Heat | 700640 | 0.0287 |  | 0 | 0 | 20108.368 | 0 |  |  |  | 45 | 0.46243 | 0 | 1.028% | 4814.166 | 0 | 52988.2308 | 4814.166 | 49614.4483 | 4507.6461 | 0 | 0 | 3.7417 | 75238.7104 | 3.7417 | 0 | 75238.7104 | 0 | 75238.7104 | 75238.7104 | 82762.5814 | 1.5165 | 18.3605
| E214 | 18230627 | SF Existing Weatherization {E} | 13895 | Insulation - Attic - R11 to R49 - HP - SF or DX | 45 |  | SF Space Heat | 85000 | 0.3311 |  | 1.75 | 1.65 | 28143.5 | 148750 | 140250 |  |  | 45 | 0.64721 | -0.1 | 1.438% | 6737.8657 | -8500 | 74161.875 | 146987.8657 | 69439.9579 | 137629.0877 | 0 | 0 | 3.7417 | 105303.456 | 3.7417 | 0 | 105303.456 | 0 | 105303.456 | 105303.456 | 115833.8016 | 1.5165 | 0.84164
| E214 | 18230627 | SF Existing Weatherization {E} | 13896 | Insulation - Attic - R11 to R49 - Zonal - SF or DX | 45 |  | SF Space Heat | 50000 | 0.4339 |  | 1.75 | 1.65 | 21695 | 87500 | 82500 |  |  | 45 | 0.49891 | -0.1 | 1.109% | 5194.0233 | -5000 | 57169.2177 | 87694.0233 | 53529.2301 | 82110.5087 | 0 | 0 | 3.7417 | 81175.3506 | 3.7417 | 0 | 81175.3506 | 0 | 81175.3506 | 81175.3506 | 89292.8856 | 1.5165 | 1.0875
| E214 | 18230627 | SF Existing Weatherization {E} | 13897 | Insulation - Floor - R0 to R22 - GH - MH | 25 |  | SF Space Heat | 3160 | 0.0272 |  | 0 | 0 | 85.952 | 0 |  |  |  | 25 | 0.0010981 | 0 | 0.004392% | 20.5779 | 0 | 226.495 | 20.5779 | 212.074 | 19.2677 | 0 | 0 | 2.3312 | 200.3728 | 2.3312 | 0 | 200.3728 | 0 | 200.3728 | 200.3728 | 220.4101 | 0.94483 | 11.4394
| E214 | 18230627 | SF Existing Weatherization {E} | 13898 | Insulation - Floor - R0 to R22 - HP - MH | 25 |  | SF Space Heat | 15000 | 0.3138 |  | 2.5 | 2.23 | 4707 | 37500 | 33450 |  |  | 25 | 0.060136 | -0.27 | 0.2405% | 1126.9079 | -4050 | 12403.5726 | 34576.9079 | 11613.832 | 32375.382 | 0 | 0 | 2.3312 | 10973.041 | 2.3312 | 0 | 10973.041 | 0 | 10973.041 | 10973.041 | 12070.3451 | 0.94483 | 0.37282
| E214 | 18230627 | SF Existing Weatherization {E} | 13899 | Insulation - Floor - R0 to R22 - Zonal - MH | 25 |  | SF Space Heat | 80000 | 0.8035 |  | 2.5 | 2.23 | 64280 | 200000 | 178400 |  |  | 25 | 0.82124 | -0.27 | 3.285% | 15389.3441 | -21600 | 169386.3708 | 193789.3441 | 158601.4708 | 181450.6967 | 0 | 0 | 2.3312 | 149850.664 | 2.3312 | 0 | 149850.664 | 0 | 149850.664 | 149850.664 | 164835.7304 | 0.94483 | 0.90843
| E214 | 18230627 | SF Existing Weatherization {E} | 13900 | Insulation - Floor - R0 to R30 - E FAF - SF or DX | 45 |  | SF Space Heat | 275000 | 0.3401 |  | 2.5 | 3.17 | 93527.5 | 687500 | 871750 |  |  | 45 | 2.1508 | 0.67 | 4.78% | 22391.5195 | 184250 | 246457.433 | 894141.5195 | 230765.3867 | 837211.1606 | 0 | 0 | 3.7417 | 349948.2645 | 3.7417 | 0 | 349948.2645 | 0 | 349948.2645 | 349948.2645 | 384943.091 | 1.5165 | 0.45979
| E214 | 18230627 | SF Existing Weatherization {E} | 13903 | Insulation - Floor - R0 to R30 - GH - SF or DX | 45 |  | SF Space Heat | 1967206 | 0.0336 |  | 0 | 0 | 66098.1216 | 0 |  |  |  | 45 | 1.52 | 0 | 3.378% | 15824.6225 | 0 | 174177.3636 | 15824.6225 | 163087.4191 | 14817.0623 | 0 | 0 | 3.7417 | 247316.81 | 3.7417 | 0 | 247316.81 | 0 | 247316.81 | 247316.81 | 272048.491 | 1.5165 | 18.3605
| E214 | 18230627 | SF Existing Weatherization {E} | 13904 | Insulation - Floor - R0 to R30 - HP - SF or DX | 45 |  | SF Space Heat | 350000 | 0.1836 |  | 2.5 | 3.17 | 64260 | 875000 | 1109500 |  |  | 45 | 1.4778 | 0.67 | 3.284% | 15384.5558 | 234500 | 169333.6681 | 1124884.5558 | 158552.1237 | 1053262.6927 | 0 | 0 | 3.7417 | 240439.1808 | 3.7417 | 0 | 240439.1808 | 0 | 240439.1808 | 240439.1808 | 264483.0988 | 1.5165 | 0.25111
| E214 | 18230627 | SF Existing Weatherization {E} | 13905 | Insulation - Floor - R0 to R30 - Zonal - SF or DX | 45 |  | SF Space Heat | 275000 | 0.6231 |  | 2.5 | 3.17 | 171352.5 | 687500 | 871750 |  |  | 45 | 3.9405 | 0.67 | 8.757% | 41023.6866 | 184250 | 451536.6848 | 912773.6866 | 422787.1581 | 854657.01 | 0 | 0 | 3.7417 | 641143.0863 | 3.7417 | 0 | 641143.0863 | 0 | 641143.0863 | 641143.0863 | 705257.3949 | 1.5165 | 0.82519
| E214 | 18230627 | SF Existing Weatherization {E} | 13909 | Insulation - Wall - R0 to R13 - E FAF - SF or DX | 45 |  | SF Space Heat | 35000 | 1.0429 |  | 2.5 | 3.01 | 36501.5 | 87500 | 105350 |  |  | 45 | 0.83942 | 0.51 | 1.865% | 8738.8634 | 17850 | 96186.3194 | 114088.8634 | 90062.0969 | 106824.7785 | 0 | 0 | 3.7417 | 136576.2645 | 3.7417 | 0 | 136576.2645 | 0 | 136576.2645 | 136576.2645 | 150233.891 | 1.5165 | 1.4064
| E214 | 18230627 | SF Existing Weatherization {E} | 13910 | Insulation - Wall - R0 to R13 - GH - SF or DX | 45 |  | SF Space Heat | 279682 | 0.0627 |  | 0 | 0 | 17536.0614 | 0 |  |  |  | 45 | 0.40327 | 0 | 0.8962% | 4198.3274 | 0 | 46209.86 | 4198.3274 | 43267.6591 | 3931.0181 | 0 | 0 | 3.7417 | 65614.0093 | 3.7417 | 0 | 65614.0093 | 0 | 65614.0093 | 65614.0093 | 72175.4102 | 1.5165 | 18.3605
| E214 | 18230627 | SF Existing Weatherization {E} | 13911 | Insulation - Wall - R0 to R13 - HP - SF or DX | 45 |  | SF Space Heat | 30000 | 0.5949 |  | 2.5 | 3.01 | 17847 | 75000 | 90300 |  |  | 45 | 0.41042 | 0.51 | 0.9121% | 4272.7695 | 15300 | 47029.2246 | 94572.7695 | 44034.8545 | 88551.2823 | 0 | 0 | 3.7417 | 66777.4363 | 3.7417 | 0 | 66777.4363 | 0 | 66777.4363 | 66777.4363 | 73455.18 | 1.5165 | 0.82952
| E214 | 18230627 | SF Existing Weatherization {E} | 13912 | Insulation - Wall - R0 to R13 - Zonal - SF or DX | 45 |  | SF Space Heat | 25000 | 0.8426 |  | 2.5 | 3.01 | 21065 | 62500 | 75250 |  |  | 45 | 0.48443 | 0.51 | 1.077% | 5043.1943 | 12750 | 55509.0837 | 80293.1943 | 51974.7975 | 75180.8936 | 0 | 0 | 3.7417 | 78818.1037 | 3.7417 | 0 | 78818.1037 | 0 | 78818.1037 | 78818.1037 | 86699.9141 | 1.5165 | 1.1532
| E214 | 18230627 | SF Existing Weatherization {E} | 12554 | Insulation - Attic - R0 to R30 - NG - MH - HUD | 25 |  | SF Space Heat | 1350 | 0.028 |  | 0 | 0 | 37.8 | 0 |  |  |  | 25 | 0.00048293 | 0 | 0.001932% | 9.0497 | 0 | 99.608 | 9.0497 | 93.266 | 8.4735 | 0 | 0 | 2.3312 | 88.12 | 2.3312 | 0 | 88.12 | 0 | 88.12 | 88.12 | 96.932 | 0.94483 | 11.4394
| E214 | 18230627 | SF Existing Weatherization {E} | 12603 | Fan - Ventilation - Energy Star - Res | 19 |  | Res Plug Load | 12 | 127 |  | 50 | 62.88 | 1524 | 600 | 754.56 |  |  | 19 | 0.014798 | 12.88 | 0.07788% | 364.8625 | 154.56 | 4015.9432 | 1119.4225 | 3760.2464 | 1048.1484 | 0 | 0 | 1.5763 | 2402.2702 | 1.5763 | 0 | 2402.2702 | 0 | 2402.2702 | 2402.2702 | 2642.4973 | 0.63886 | 2.5211
| E214 | 18230627 | SF Existing Weatherization {E} | NEW | Insulation - Attic - R19 to R49 - E FAF - SF or DX | 45 |  | SF Space Heat | 67500 | 0.2471 |  | 0.75 | 1.26 | 16679.25 | 50625 | 85050 |  |  | 45 | 0.38357 | 0.51 | 0.8524% | 3993.1972 | 34425 | 43952.0477 | 89043.1972 | 41153.6027 | 83373.7802 | 0 | 0 | 3.7417 | 62408.1109 | 3.7417 | 0 | 62408.1109 | 0 | 62408.1109 | 62408.1109 | 68648.922 | 1.5165 | 0.82339
| E214 | 18230627 | SF Existing Weatherization {E} | NEW | Insulation - Attic - R19 to R49 - GH - SF or DX | 45 |  | SF Space Heat | 625000 | 0.0114 |  | 0 | 0 | 7125 | 0 |  |  |  | 45 | 0.16385 | 0 | 0.3641% | 1705.8039 | 0 | 18775.325 | 1705.8039 | 17579.8923 | 1597.1947 | 0 | 0 | 3.7417 | 26659.3396 | 3.7417 | 0 | 26659.3396 | 0 | 26659.3396 | 26659.3396 | 29325.2736 | 1.5165 | 18.3605
| E214 | 18230627 | SF Existing Weatherization {E} | NEW | Insulation - Attic - R19 to R49 - HP - SF or DX | 45 |  | SF Space Heat | 58500 | 0.1774 |  | 0.75 | 1.26 | 10377.9 | 43875 | 73710 |  |  | 45 | 0.23866 | 0.51 | 0.5304% | 2484.5842 | 29835 | 27347.1502 | 76194.5842 | 25605.9459 | 71343.2437 | 0 | 0 | 3.7417 | 38830.5909 | 3.7417 | 0 | 38830.5909 | 0 | 38830.5909 | 38830.5909 | 42713.65 | 1.5165 | 0.59871
| E214 | 18230627 | SF Existing Weatherization {E} | NEW | Insulation - Attic - R19 to R49 - Zonal - SF or DX | 45 |  | SF Space Heat | 43250 | 0.1803 |  | 0.75 | 1.26 | 7797.975 | 32437.5 | 54495 |  |  | 45 | 0.17933 | 0.51 | 0.3985% | 1866.9216 | 22057.5 | 20548.7039 | 56361.9216 | 19240.3594 | 52773.3348 | 0 | 0 | 3.7417 | 29177.3844 | 3.7417 | 0 | 29177.3844 | 0 | 29177.3844 | 29177.3844 | 32095.1228 | 1.5165 | 0.60817
| E214 | 18230627 | SF Existing Weatherization {E} | [15 empty] | 0 | 0 | 0 | 0% | 0 | 0 | 0 | 0 | 0 | 0 | 0 | 0 | #N/A | #N/A | #N/A | #N/A | #N/A | #N/A | #N/A | 0 | 0 | 0 | #DIV/0!
| E214 | 18230627 | SF Existing Weatherization {E} | [15 empty] | 0 | 0 | 0 | 0% | 0 | 0 | 0 | 0 | 0 | 0 | 0 | 0 | #N/A | #N/A | #N/A | #N/A | #N/A | #N/A | #N/A | 0 | 0 | 0 | #DIV/0!
| E214 | 18230627 | SF Existing Weatherization {E} | [15 empty] | 0 | 0 | 0 | 0% | 0 | 0 | 0 | 0 | 0 | 0 | 0 | 0 | #N/A | #N/A | #N/A | #N/A | #N/A | #N/A | #N/A | 0 | 0 | 0 | #DIV/0!
| E214 | 18230627 | SF Existing Weatherization {E} | [15 empty] | 0 | 0 | 0 | 0% | 0 | 0 | 0 | 0 | 0 | 0 | 0 | 0 | #N/A | #N/A | #N/A | #N/A | #N/A | #N/A | #N/A | 0 | 0 | 0 | #DIV/0!
| E214 | 18230627 | SF Existing Weatherization {E} | [15 empty] | 0 | 0 | 0 | 0% | 0 | 0 | 0 | 0 | 0 | 0 | 0 | 0 | #N/A | #N/A | #N/A | #N/A | #N/A | #N/A | #N/A | 0 | 0 | 0 | #DIV/0!
| E214 | 18230627 | SF Existing Weatherization {E} | [15 empty] | 0 | 0 | 0 | 0% | 0 | 0 | 0 | 0 | 0 | 0 | 0 | 0 | #N/A | #N/A | #N/A | #N/A | #N/A | #N/A | #N/A | 0 | 0 | 0 | #DIV/0!
| E214 | 18230627 | SF Existing Weatherization {E} | [15 empty] | 0 | 0 | 0 | 0% | 0 | 0 | 0 | 0 | 0 | 0 | 0 | 0 | #N/A | #N/A | #N/A | #N/A | #N/A | #N/A | #N/A | 0 | 0 | 0 | #DIV/0!
| E214 | 18230627 | SF Existing Weatherization {E} | [15 empty] | 0 | 0 | 0 | 0% | 0 | 0 | 0 | 0 | 0 | 0 | 0 | 0 | #N/A | #N/A | #N/A | #N/A | #N/A | #N/A | #N/A | 0 | 0 | 0 | #DIV/0!
| E214 | 18230627 | SF Existing Weatherization {E} | [15 empty] | 0 | 0 | 0 | 0% | 0 | 0 | 0 | 0 | 0 | 0 | 0 | 0 | #N/A | #N/A | #N/A | #N/A | #N/A | #N/A | #N/A | 0 | 0 | 0 | #DIV/0!
| E214 | 18230627 | SF Existing Weatherization {E} | [15 empty] | 0 | 0 | 0 | 0% | 0 | 0 | 0 | 0 | 0 | 0 | 0 | 0 | #N/A | #N/A | #N/A | #N/A | #N/A | #N/A | #N/A | 0 | 0 | 0 | #DIV/0!
| E214 | 18230627 | SF Existing Weatherization {E} | [15 empty] | 0 | 0 | 0 | 0% | 0 | 0 | 0 | 0 | 0 | 0 | 0 | 0 | #N/A | #N/A | #N/A | #N/A | #N/A | #N/A | #N/A | 0 | 0 | 0 | #DIV/0!
| E214 | 18230627 | SF Existing Weatherization {E} | [15 empty] | 0 | 0 | 0 | 0% | 0 | 0 | 0 | 0 | 0 | 0 | 0 | 0 | #N/A | #N/A | #N/A | #N/A | #N/A | #N/A | #N/A | 0 | 0 | 0 | #DIV/0!
| E214 | 18230627 | SF Existing Weatherization {E} | [15 empty] | 0 | 0 | 0 | 0% | 0 | 0 | 0 | 0 | 0 | 0 | 0 | 0 | #N/A | #N/A | #N/A | #N/A | #N/A | #N/A | #N/A | 0 | 0 | 0 | #DIV/0!
| E214 | 18230627 | SF Existing Weatherization {E} | [15 empty] | 0 | 0 | 0 | 0% | 0 | 0 | 0 | 0 | 0 | 0 | 0 | 0 | #N/A | #N/A | #N/A | #N/A | #N/A | #N/A | #N/A | 0 | 0 | 0 | #DIV/0!
| E214 | 18230627 | SF Existing Weatherization {E} | [15 empty] | 0 | 0 | 0 | 0% | 0 | 0 | 0 | 0 | 0 | 0 | 0 | 0 | #N/A | #N/A | #N/A | #N/A | #N/A | #N/A | #N/A | 0 | 0 | 0 | #DIV/0!
| E214 | 18230627 | SF Existing Weatherization {E} | [15 empty] | 0 | 0 | 0 | 0% | 0 | 0 | 0 | 0 | 0 | 0 | 0 | 0 | #N/A | #N/A | #N/A | #N/A | #N/A | #N/A | #N/A | 0 | 0 | 0 | #DIV/0!
| E214 | 18230627 | SF Existing Weatherization {E} | [15 empty] | 0 | 0 | 0 | 0% | 0 | 0 | 0 | 0 | 0 | 0 | 0 | 0 | #N/A | #N/A | #N/A | #N/A | #N/A | #N/A | #N/A | 0 | 0 | 0 | #DIV/0!
| E214 | 18230627 | SF Existing Weatherization {E} | [15 empty] | 0 | 0 | 0 | 0% | 0 | 0 | 0 | 0 | 0 | 0 | 0 | 0 | #N/A | #N/A | #N/A | #N/A | #N/A | #N/A | #N/A | 0 | 0 | 0 | #DIV/0!
| E214 | 18230627 | SF Existing Weatherization {E} | [15 empty] | 0 | 0 | 0 | 0% | 0 | 0 | 0 | 0 | 0 | 0 | 0 | 0 | #N/A | #N/A | #N/A | #N/A | #N/A | #N/A | #N/A | 0 | 0 | 0 | #DIV/0!
| E214 | 18230627 | SF Existing Weatherization {E} | [15 empty] | 0 | 0 | 0 | 0% | 0 | 0 | 0 | 0 | 0 | 0 | 0 | 0 | #N/A | #N/A | #N/A | #N/A | #N/A | #N/A | #N/A | 0 | 0 | 0 | #DIV/0!
| E214 | 18230627 | SF Existing Weatherization {E} | [15 empty] | 0 | 0 | 0 | 0% | 0 | 0 | 0 | 0 | 0 | 0 | 0 | 0 | #N/A | #N/A | #N/A | #N/A | #N/A | #N/A | #N/A | 0 | 0 | 0 | #DIV/0!
| E214 | 18230627 | SF Existing Weatherization {E} | [15 empty] | 0 | 0 | 0 | 0% | 0 | 0 | 0 | 0 | 0 | 0 | 0 | 0 | #N/A | #N/A | #N/A | #N/A | #N/A | #N/A | #N/A | 0 | 0 | 0 | #DIV/0!
| E214 | 18230627 | SF Existing Weatherization {E} | [15 empty] | 0 | 0 | 0 | 0% | 0 | 0 | 0 | 0 | 0 | 0 | 0 | 0 | #N/A | #N/A | #N/A | #N/A | #N/A | #N/A | #N/A | 0 | 0 | 0 | #DIV/0!
| E214 | 18230627 | SF Existing Weatherization {E} | [15 empty] | 0 | 0 | 0 | 0% | 0 | 0 | 0 | 0 | 0 | 0 | 0 | 0 | #N/A | #N/A | #N/A | #N/A | #N/A | #N/A | #N/A | 0 | 0 | 0 | #DIV/0!
| E214 | 18230627 | SF Existing Weatherization {E} | [15 empty] | 0 | 0 | 0 | 0% | 0 | 0 | 0 | 0 | 0 | 0 | 0 | 0 | #N/A | #N/A | #N/A | #N/A | #N/A | #N/A | #N/A | 0 | 0 | 0 | #DIV/0!
| E214 | 18230627 | SF Existing Weatherization {E} | [15 empty] | 0 | 0 | 0 | 0% | 0 | 0 | 0 | 0 | 0 | 0 | 0 | 0 | #N/A | #N/A | #N/A | #N/A | #N/A | #N/A | #N/A | 0 | 0 | 0 | #DIV/0!
| E214 | 18230627 | SF Existing Weatherization {E} | [15 empty] | 0 | 0 | 0 | 0% | 0 | 0 | 0 | 0 | 0 | 0 | 0 | 0 | #N/A | #N/A | #N/A | #N/A | #N/A | #N/A | #N/A | 0 | 0 | 0 | #DIV/0!
| E214 | 18230627 | SF Existing Weatherization {E} | [15 empty] | 0 | 0 | 0 | 0% | 0 | 0 | 0 | 0 | 0 | 0 | 0 | 0 | #N/A | #N/A | #N/A | #N/A | #N/A | #N/A | #N/A | 0 | 0 | 0 | #DIV/0!
| E214 | 18230627 | SF Existing Weatherization {E} | [15 empty] | 0 | 0 | 0 | 0% | 0 | 0 | 0 | 0 | 0 | 0 | 0 | 0 | #N/A | #N/A | #N/A | #N/A | #N/A | #N/A | #N/A | 0 | 0 | 0 | #DIV/0!
| E214 | 18230627 | SF Existing Weatherization {E} | [15 empty] | 0 | 0 | 0 | 0% | 0 | 0 | 0 | 0 | 0 | 0 | 0 | 0 | #N/A | #N/A | #N/A | #N/A | #N/A | #N/A | #N/A | 0 | 0 | 0 | #DIV/0!
| E214 | 18230627 | SF Existing Weatherization {E} | [15 empty] | 0 | 0 | 0 | 0% | 0 | 0 | 0 | 0 | 0 | 0 | 0 | 0 | #N/A | #N/A | #N/A | #N/A | #N/A | #N/A | #N/A | 0 | 0 | 0 | #DIV/0!
[19 empty] | 0 | 0 | 0 | 0% | 0 | 0 | 0 | 0 | 0 | 0 | 0 | 0 | #N/A | #N/A | #N/A | #N/A | #N/A | #N/A | #N/A | 0 | 0 | 0 | #DIV/0!
[19 empty] | 0 | 0 | 0 | 0% | 0 | 0 | 0 | 0 | 0 | 0 | 0 | 0 | #N/A | #N/A | #N/A | #N/A | #N/A | #N/A | #N/A | 0 | 0 | 0 | #DIV/0!
[19 empty] | 0 | 0 | 0 | 0% | 0 | 0 | 0 | 0 | 0 | 0 | 0 | 0 | #N/A | #N/A | #N/A | #N/A | #N/A | #N/A | #N/A | 0 | 0 | 0 | #DIV/0!
[19 empty] | 0 | 0 | 0 | 0% | 0 | 0 | 0 | 0 | 0 | 0 | 0 | 0 | #N/A | #N/A | #N/A | #N/A | #N/A | #N/A | #N/A | 0 | 0 | 0 | #DIV/0!
[19 empty] | 0 | 0 | 0 | 0% | 0 | 0 | 0 | 0 | 0 | 0 | 0 | 0 | #N/A | #N/A | #N/A | #N/A | #N/A | #N/A | #N/A | 0 | 0 | 0 | #DIV/0!
[19 empty] | 0 | 0 | 0 | 0% | 0 | 0 | 0 | 0 | 0 | 0 | 0 | 0 | #N/A | #N/A | #N/A | #N/A | #N/A | #N/A | #N/A | 0 | 0 | 0 | #DIV/0!
[19 empty] | 0 | 0 | 0 | 0% | 0 | 0 | 0 | 0 | 0 | 0 | 0 | 0 | #N/A | #N/A | #N/A | #N/A | #N/A | #N/A | #N/A | 0 | 0 | 0 | #DIV/0!
[19 empty] | 0 | 0 | 0 | 0% | 0 | 0 | 0 | 0 | 0 | 0 | 0 | 0 | #N/A | #N/A | #N/A | #N/A | #N/A | #N/A | #N/A | 0 | 0 | 0 | #DIV/0!
[19 empty] | 0 | 0 | 0 | 0% | 0 | 0 | 0 | 0 | 0 | 0 | 0 | 0 | #N/A | #N/A | #N/A | #N/A | #N/A | #N/A | #N/A | 0 | 0 | 0 | #DIV/0!
[19 empty] | 0 | 0 | 0 | 0% | 0 | 0 | 0 | 0 | 0 | 0 | 0 | 0 | #N/A | #N/A | #N/A | #N/A | #N/A | #N/A | #N/A | 0 | 0 | 0 | #DIV/0!
[19 empty] | 0 | 0 | 0 | 0% | 0 | 0 | 0 | 0 | 0 | 0 | 0 | 0 | #N/A | #N/A | #N/A | #N/A | #N/A | #N/A | #N/A | 0 | 0 | 0 | #DIV/0!
[19 empty] | 0 | 0 | 0 | 0% | 0 | 0 | 0 | 0 | 0 | 0 | 0 | 0 | #N/A | #N/A | #N/A | #N/A | #N/A | #N/A | #N/A | 0 | 0 | 0 | #DIV/0!
[19 empty] | 0 | 0 | 0 | 0% | 0 | 0 | 0 | 0 | 0 | 0 | 0 | 0 | #N/A | #N/A | #N/A | #N/A | #N/A | #N/A | #N/A | 0 | 0 | 0 | #DIV/0!
[19 empty] | 0 | 0 | 0 | 0% | 0 | 0 | 0 | 0 | 0 | 0 | 0 | 0 | #N/A | #N/A | #N/A | #N/A | #N/A | #N/A | #N/A | 0 | 0 | 0 | #DIV/0!
[19 empty] | 0 | 0 | 0 | 0% | 0 | 0 | 0 | 0 | 0 | 0 | 0 | 0 | #N/A | #N/A | #N/A | #N/A | #N/A | #N/A | #N/A | 0 | 0 | 0 | #DIV/0!
[19 empty] | 0 | 0 | 0 | 0% | 0 | 0 | 0 | 0 | 0 | 0 | 0 | 0 | #N/A | #N/A | #N/A | #N/A | #N/A | #N/A | #N/A | 0 | 0 | 0 | #DIV/0!
[19 empty] | 0 | 0 | 0 | 0% | 0 | 0 | 0 | 0 | 0 | 0 | 0 | 0 | #N/A | #N/A | #N/A | #N/A | #N/A | #N/A | #N/A | 0 | 0 | 0 | #DIV/0!
[19 empty] | 0 | 0 | 0 | 0% | 0 | 0 | 0 | 0 | 0 | 0 | 0 | 0 | #N/A | #N/A | #N/A | #N/A | #N/A | #N/A | #N/A | 0 | 0 | 0 | #DIV/0!
[19 empty] | 0 | 0 | 0 | 0% | 0 | 0 | 0 | 0 | 0 | 0 | 0 | 0 | #N/A | #N/A | #N/A | #N/A | #N/A | #N/A | #N/A | 0 | 0 | 0 | #DIV/0!
[19 empty] | 0 | 0 | 0 | 0% | 0 | 0 | 0 | 0 | 0 | 0 | 0 | 0 | #N/A | #N/A | #N/A | #N/A | #N/A | #N/A | #N/A | 0 | 0 | 0 | #DIV/0!
[19 empty] | 0 | 0 | 0 | 0% | 0 | 0 | 0 | 0 | 0 | 0 | 0 | 0 | #N/A | #N/A | #N/A | #N/A | #N/A | #N/A | #N/A | 0 | 0 | 0 | #DIV/0!
[19 empty] | 0 | 0 | 0 | 0% | 0 | 0 | 0 | 0 | 0 | 0 | 0 | 0 | #N/A | #N/A | #N/A | #N/A | #N/A | #N/A | #N/A | 0 | 0 | 0 | #DIV/0!
[19 empty] | 0 | 0 | 0 | 0% | 0 | 0 | 0 | 0 | 0 | 0 | 0 | 0 | #N/A | #N/A | #N/A | #N/A | #N/A | #N/A | #N/A | 0 | 0 | 0 | #DIV/0!
[19 empty] | 0 | 0 | 0 | 0% | 0 | 0 | 0 | 0 | 0 | 0 | 0 | 0 | #N/A | #N/A | #N/A | #N/A | #N/A | #N/A | #N/A | 0 | 0 | 0 | #DIV/0!
[19 empty] | 0 | 0 | 0 | 0% | 0 | 0 | 0 | 0 | 0 | 0 | 0 | 0 | #N/A | #N/A | #N/A | #N/A | #N/A | #N/A | #N/A | 0 | 0 | 0 | #DIV/0!
[19 empty] | 0 | 0 | 0 | 0% | 0 | 0 | 0 | 0 | 0 | 0 | 0 | 0 | #N/A | #N/A | #N/A | #N/A | #N/A | #N/A | #N/A | 0 | 0 | 0 | #DIV/0!
[19 empty] | 0 | 0 | 0 | 0% | 0 | 0 | 0 | 0 | 0 | 0 | 0 | 0 | #N/A | #N/A | #N/A | #N/A | #N/A | #N/A | #N/A | 0 | 0 | 0 | #DIV/0!
[19 empty] | 0 | 0 | 0 | 0% | 0 | 0 | 0 | 0 | 0 | 0 | 0 | 0 | #N/A | #N/A | #N/A | #N/A | #N/A | #N/A | #N/A | 0 | 0 | 0 | #DIV/0!
[19 empty] | 0 | 0 | 0 | 0% | 0 | 0 | 0 | 0 | 0 | 0 | 0 | 0 | #N/A | #N/A | #N/A | #N/A | #N/A | #N/A | #N/A | 0 | 0 | 0 | #DIV/0!
[19 empty] | 0 | 0 | 0 | 0% | 0 | 0 | 0 | 0 | 0 | 0 | 0 | 0 | #N/A | #N/A | #N/A | #N/A | #N/A | #N/A | #N/A | 0 | 0 | 0 | #DIV/0!
[19 empty] | 0 | 0 | 0 | 0% | 0 | 0 | 0 | 0 | 0 | 0 | 0 | 0 | #N/A | #N/A | #N/A | #N/A | #N/A | #N/A | #N/A | 0 | 0 | 0 | #DIV/0!
[19 empty] | 0 | 0 | 0 | 0% | 0 | 0 | 0 | 0 | 0 | 0 | 0 | 0 | #N/A | #N/A | #N/A | #N/A | #N/A | #N/A | #N/A | 0 | 0 | 0 | #DIV/0!
[19 empty] | 0 | 0 | 0 | 0% | 0 | 0 | 0 | 0 | 0 | 0 | 0 | 0 | #N/A | #N/A | #N/A | #N/A | #N/A | #N/A | #N/A | 0 | 0 | 0 | #DIV/0!
[19 empty] | 0 | 0 | 0 | 0% | 0 | 0 | 0 | 0 | 0 | 0 | 0 | 0 | #N/A | #N/A | #N/A | #N/A | #N/A | #N/A | #N/A | 0 | 0 | 0 | #DIV/0!
[19 empty] | 0 | 0 | 0 | 0% | 0 | 0 | 0 | 0 | 0 | 0 | 0 | 0 | #N/A | #N/A | #N/A | #N/A | #N/A | #N/A | #N/A | 0 | 0 | 0 | #DIV/0!
[19 empty] | 0 | 0 | 0 | 0% | 0 | 0 | 0 | 0 | 0 | 0 | 0 | 0 | #N/A | #N/A | #N/A | #N/A | #N/A | #N/A | #N/A | 0 | 0 | 0 | #DIV/0!
[19 empty] | 0 | 0 | 0 | 0% | 0 | 0 | 0 | 0 | 0 | 0 | 0 | 0 | #N/A | #N/A | #N/A | #N/A | #N/A | #N/A | #N/A | 0 | 0 | 0 | #DIV/0!
[19 empty] | 0 | 0 | 0 | 0% | 0 | 0 | 0 | 0 | 0 | 0 | 0 | 0 | #N/A | #N/A | #N/A | #N/A | #N/A | #N/A | #N/A | 0 | 0 | 0 | #DIV/0!
[19 empty] | 0 | 0 | 0 | 0% | 0 | 0 | 0 | 0 | 0 | 0 | 0 | 0 | #N/A | #N/A | #N/A | #N/A | #N/A | #N/A | #N/A | 0 | 0 | 0 | #DIV/0!
[19 empty] | 0 | 0 | 0 | 0% | 0 | 0 | 0 | 0 | 0 | 0 | 0 | 0 | #N/A | #N/A | #N/A | #N/A | #N/A | #N/A | #N/A | 0 | 0 | 0 | #DIV/0!
[19 empty] | 0 | 0 | 0 | 0% | 0 | 0 | 0 | 0 | 0 | 0 | 0 | 0 | #N/A | #N/A | #N/A | #N/A | #N/A | #N/A | #N/A | 0 | 0 | 0 | #DIV/0!
[19 empty] | 0 | 0 | 0 | 0% | 0 | 0 | 0 | 0 | 0 | 0 | 0 | 0 | #N/A | #N/A | #N/A | #N/A | #N/A | #N/A | #N/A | 0 | 0 | 0 | #DIV/0!
[19 empty] | 0 | 0 | 0 | 0% | 0 | 0 | 0 | 0 | 0 | 0 | 0 | 0 | #N/A | #N/A | #N/A | #N/A | #N/A | #N/A | #N/A | 0 | 0 | 0 | #DIV/0!
[19 empty] | 0 | 0 | 0 | 0% | 0 | 0 | 0 | 0 | 0 | 0 | 0 | 0 | #N/A | #N/A | #N/A | #N/A | #N/A | #N/A | #N/A | 0 | 0 | 0 | #DIV/0!
[19 empty] | 0 | 0 | 0 | 0% | 0 | 0 | 0 | 0 | 0 | 0 | 0 | 0 | #N/A | #N/A | #N/A | #N/A | #N/A | #N/A | #N/A | 0 | 0 | 0 | #DIV/0!
[19 empty] | 0 | 0 | 0 | 0% | 0 | 0 | 0 | 0 | 0 | 0 | 0 | 0 | #N/A | #N/A | #N/A | #N/A | #N/A | #N/A | #N/A | 0 | 0 | 0 | #DIV/0!
[19 empty] | 0 | 0 | 0 | 0% | 0 | 0 | 0 | 0 | 0 | 0 | 0 | 0 | #N/A | #N/A | #N/A | #N/A | #N/A | #N/A | #N/A | 0 | 0 | 0 | #DIV/0!
[19 empty] | 0 | 0 | 0 | 0% | 0 | 0 | 0 | 0 | 0 | 0 | 0 | 0 | #N/A | #N/A | #N/A | #N/A | #N/A | #N/A | #N/A | 0 | 0 | 0 | #DIV/0!
[19 empty] | 0 | 0 | 0 | 0% | 0 | 0 | 0 | 0 | 0 | 0 | 0 | 0 | #N/A | #N/A | #N/A | #N/A | #N/A | #N/A | #N/A | 0 | 0 | 0 | #DIV/0!
[19 empty] | 0 | 0 | 0 | 0% | 0 | 0 | 0 | 0 | 0 | 0 | 0 | 0 | #N/A | #N/A | #N/A | #N/A | #N/A | #N/A | #N/A | 0 | 0 | 0 | #DIV/0!
[19 empty] | 0 | 0 | 0 | 0% | 0 | 0 | 0 | 0 | 0 | 0 | 0 | 0 | #N/A | #N/A | #N/A | #N/A | #N/A | #N/A | #N/A | 0 | 0 | 0 | #DIV/0!
[19 empty] | 0 | 0 | 0 | 0% | 0 | 0 | 0 | 0 | 0 | 0 | 0 | 0 | #N/A | #N/A | #N/A | #N/A | #N/A | #N/A | #N/A | 0 | 0 | 0 | #DIV/0!
[19 empty] | 0 | 0 | 0 | 0% | 0 | 0 | 0 | 0 | 0 | 0 | 0 | 0 | #N/A | #N/A | #N/A | #N/A | #N/A | #N/A | #N/A | 0 | 0 | 0 | #DIV/0!
[19 empty] | 0 | 0 | 0 | 0% | 0 | 0 | 0 | 0 | 0 | 0 | 0 | 0 | #N/A | #N/A | #N/A | #N/A | #N/A | #N/A | #N/A | 0 | 0 | 0 | #DIV/0!
[19 empty] | 0 | 0 | 0 | 0% | 0 | 0 | 0 | 0 | 0 | 0 | 0 | 0 | #N/A | #N/A | #N/A | #N/A | #N/A | #N/A | #N/A | 0 | 0 | 0 | #DIV/0!
[19 empty] | 0 | 0 | 0 | 0% | 0 | 0 | 0 | 0 | 0 | 0 | 0 | 0 | #N/A | #N/A | #N/A | #N/A | #N/A | #N/A | #N/A | 0 | 0 | 0 | #DIV/0!
[19 empty] | 0 | 0 | 0 | 0% | 0 | 0 | 0 | 0 | 0 | 0 | 0 | 0 | #N/A | #N/A | #N/A | #N/A | #N/A | #N/A | #N/A | 0 | 0 | 0 | #DIV/0!
[19 empty] | 0 | 0 | 0 | 0% | 0 | 0 | 0 | 0 | 0 | 0 | 0 | 0 | #N/A | #N/A | #N/A | #N/A | #N/A | #N/A | #N/A | 0 | 0 | 0 | #DIV/0!
[19 empty] | 0 | 0 | 0 | 0% | 0 | 0 | 0 | 0 | 0 | 0 | 0 | 0 | #N/A | #N/A | #N/A | #N/A | #N/A | #N/A | #N/A | 0 | 0 | 0 | #DIV/0!
[19 empty] | 0 | 0 | 0 | 0% | 0 | 0 | 0 | 0 | 0 | 0 | 0 | 0 | #N/A | #N/A | #N/A | #N/A | #N/A | #N/A | #N/A | 0 | 0 | 0 | #DIV/0!
[19 empty] | 0 | 0 | 0 | 0% | 0 | 0 | 0 | 0 | 0 | 0 | 0 | 0 | #N/A | #N/A | #N/A | #N/A | #N/A | #N/A | #N/A | 0 | 0 | 0 | #DIV/0!
[19 empty] | 0 | 0 | 0 | 0% | 0 | 0 | 0 | 0 | 0 | 0 | 0 | 0 | #N/A | #N/A | #N/A | #N/A | #N/A | #N/A | #N/A | 0 | 0 | 0 | #DIV/0!
[19 empty] | 0 | 0 | 0 | 0% | 0 | 0 | 0 | 0 | 0 | 0 | 0 | 0 | #N/A | #N/A | #N/A | #N/A | #N/A | #N/A | #N/A | 0 | 0 | 0 | #DIV/0!
[19 empty] | 0 | 0 | 0 | 0% | 0 | 0 | 0 | 0 | 0 | 0 | 0 | 0 | #N/A | #N/A | #N/A | #N/A | #N/A | #N/A | #N/A | 0 | 0 | 0 | #DIV/0!
[19 empty] | 0 | 0 | 0 | 0% | 0 | 0 | 0 | 0 | 0 | 0 | 0 | 0 | #N/A | #N/A | #N/A | #N/A | #N/A | #N/A | #N/A | 0 | 0 | 0 | #DIV/0!
[19 empty] | 0 | 0 | 0 | 0% | 0 | 0 | 0 | 0 | 0 | 0 | 0 | 0 | #N/A | #N/A | #N/A | #N/A | #N/A | #N/A | #N/A | 0 | 0 | 0 | #DIV/0!
[19 empty] | 0 | 0 | 0 | 0% | 0 | 0 | 0 | 0 | 0 | 0 | 0 | 0 | #N/A | #N/A | #N/A | #N/A | #N/A | #N/A | #N/A | 0 | 0 | 0 | #DIV/0!
[19 empty] | 0 | 0 | 0 | 0% | 0 | 0 | 0 | 0 | 0 | 0 | 0 | 0 | #N/A | #N/A | #N/A | #N/A | #N/A | #N/A | #N/A | 0 | 0 | 0 | #DIV/0!
[19 empty] | 0 | 0 | 0 | 0% | 0 | 0 | 0 | 0 | 0 | 0 | 0 | 0 | #N/A | #N/A | #N/A | #N/A | #N/A | #N/A | #N/A | 0 | 0 | 0 | #DIV/0!
[19 empty] | 0 | 0 | 0 | 0% | 0 | 0 | 0 | 0 | 0 | 0 | 0 | 0 | #N/A | #N/A | #N/A | #N/A | #N/A | #N/A | #N/A | 0 | 0 | 0 | #DIV/0!
[19 empty] | 0 | 0 | 0 | 0% | 0 | 0 | 0 | 0 | 0 | 0 | 0 | 0 | #N/A | #N/A | #N/A | #N/A | #N/A | #N/A | #N/A | 0 | 0 | 0 | #DIV/0!
[19 empty] | 0 | 0 | 0 | 0% | 0 | 0 | 0 | 0 | 0 | 0 | 0 | 0 | #N/A | #N/A | #N/A | #N/A | #N/A | #N/A | #N/A | 0 | 0 | 0 | #DIV/0!
[19 empty] | 0 | 0 | 0 | 0% | 0 | 0 | 0 | 0 | 0 | 0 | 0 | 0 | #N/A | #N/A | #N/A | #N/A | #N/A | #N/A | #N/A | 0 | 0 | 0 | #DIV/0!
[19 empty] | 0 | 0 | 0 | 0% | 0 | 0 | 0 | 0 | 0 | 0 | 0 | 0 | #N/A | #N/A | #N/A | #N/A | #N/A | #N/A | #N/A | 0 | 0 | 0 | #DIV/0!
[19 empty] | 0 | 0 | 0 | 0% | 0 | 0 | 0 | 0 | 0 | 0 | 0 | 0 | #N/A | #N/A | #N/A | #N/A | #N/A | #N/A | #N/A | 0 | 0 | 0 | #DIV/0!
[19 empty] | 0 | 0 | 0 | 0% | 0 | 0 | 0 | 0 | 0 | 0 | 0 | 0 | #N/A | #N/A | #N/A | #N/A | #N/A | #N/A | #N/A | 0 | 0 | 0 | #DIV/0!
[19 empty] | 0 | 0 | 0 | 0% | 0 | 0 | 0 | 0 | 0 | 0 | 0 | 0 | #N/A | #N/A | #N/A | #N/A | #N/A | #N/A | #N/A | 0 | 0 | 0 | #DIV/0!
[19 empty] | 0 | 0 | 0 | 0% | 0 | 0 | 0 | 0 | 0 | 0 | 0 | 0 | #N/A | #N/A | #N/A | #N/A | #N/A | #N/A | #N/A | 0 | 0 | 0 | #DIV/0!
[19 empty] | 0 | 0 | 0 | 0% | 0 | 0 | 0 | 0 | 0 | 0 | 0 | 0 | #N/A | #N/A | #N/A | #N/A | #N/A | #N/A | #N/A | 0 | 0 | 0 | #DIV/0!
[19 empty] | 0 | 0 | 0 | 0% | 0 | 0 | 0 | 0 | 0 | 0 | 0 | 0 | #N/A | #N/A | #N/A | #N/A | #N/A | #N/A | #N/A | 0 | 0 | 0 | #DIV/0!
[19 empty] | 0 | 0 | 0 | 0% | 0 | 0 | 0 | 0 | 0 | 0 | 0 | 0 | #N/A | #N/A | #N/A | #N/A | #N/A | #N/A | #N/A | 0 | 0 | 0 | #DIV/0!
[19 empty] | 0 | 0 | 0 | 0% | 0 | 0 | 0 | 0 | 0 | 0 | 0 | 0 | #N/A | #N/A | #N/A | #N/A | #N/A | #N/A | #N/A | 0 | 0 | 0 | #DIV/0!
[19 empty] | 0 | 0 | 0 | 0% | 0 | 0 | 0 | 0 | 0 | 0 | 0 | 0 | #N/A | #N/A | #N/A | #N/A | #N/A | #N/A | #N/A | 0 | 0 | 0 | #DIV/0!
[19 empty] | 0 | 0 | 0 | 0% | 0 | 0 | 0 | 0 | 0 | 0 | 0 | 0 | #N/A | #N/A | #N/A | #N/A | #N/A | #N/A | #N/A | 0 | 0 | 0 | #DIV/0!
[19 empty] | 0 | 0 | 0 | 0% | 0 | 0 | 0 | 0 | 0 | 0 | 0 | 0 | #N/A | #N/A | #N/A | #N/A | #N/A | #N/A | #N/A | 0 | 0 | 0 | #DIV/0!
[19 empty] | 0 | 0 | 0 | 0% | 0 | 0 | 0 | 0 | 0 | 0 | 0 | 0 | #N/A | #N/A | #N/A | #N/A | #N/A | #N/A | #N/A | 0 | 0 | 0 | #DIV/0!
[19 empty] | 0 | 0 | 0 | 0% | 0 | 0 | 0 | 0 | 0 | 0 | 0 | 0 | #N/A | #N/A | #N/A | #N/A | #N/A | #N/A | #N/A | 0 | 0 | 0 | #DIV/0!
[19 empty] | 0 | 0 | 0 | 0% | 0 | 0 | 0 | 0 | 0 | 0 | 0 | 0 | #N/A | #N/A | #N/A | #N/A | #N/A | #N/A | #N/A | 0 | 0 | 0 | #DIV/0!
[19 empty] | 0 | 0 | 0 | 0% | 0 | 0 | 0 | 0 | 0 | 0 | 0 | 0 | #N/A | #N/A | #N/A | #N/A | #N/A | #N/A | #N/A | 0 | 0 | 0 | #DIV/0!
[19 empty] | 0 | 0 | 0 | 0% | 0 | 0 | 0 | 0 | 0 | 0 | 0 | 0 | #N/A | #N/A | #N/A | #N/A | #N/A | #N/A | #N/A | 0 | 0 | 0 | #DIV/0!
[19 empty] | 0 | 0 | 0 | 0% | 0 | 0 | 0 | 0 | 0 | 0 | 0 | 0 | #N/A | #N/A | #N/A | #N/A | #N/A | #N/A | #N/A | 0 | 0 | 0 | #DIV/0!
[19 empty] | 0 | 0 | 0 | 0% | 0 | 0 | 0 | 0 | 0 | 0 | 0 | 0 | #N/A | #N/A | #N/A | #N/A | #N/A | #N/A | #N/A | 0 | 0 | 0 | #DIV/0!
[19 empty] | 0 | 0 | 0 | 0% | 0 | 0 | 0 | 0 | 0 | 0 | 0 | 0 | #N/A | #N/A | #N/A | #N/A | #N/A | #N/A | #N/A | 0 | 0 | 0 | #DIV/0!
[19 empty] | 0 | 0 | 0 | 0% | 0 | 0 | 0 | 0 | 0 | 0 | 0 | 0 | #N/A | #N/A | #N/A | #N/A | #N/A | #N/A | #N/A | 0 | 0 | 0 | #DIV/0!
[19 empty] | 0 | 0 | 0 | 0% | 0 | 0 | 0 | 0 | 0 | 0 | 0 | 0 | #N/A | #N/A | #N/A | #N/A | #N/A | #N/A | #N/A | 0 | 0 | 0 | #DIV/0!
[19 empty] | 0 | 0 | 0 | 0% | 0 | 0 | 0 | 0 | 0 | 0 | 0 | 0 | #N/A | #N/A | #N/A | #N/A | #N/A | #N/A | #N/A | 0 | 0 | 0 | #DIV/0!
[19 empty] | 0 | 0 | 0 | 0% | 0 | 0 | 0 | 0 | 0 | 0 | 0 | 0 | #N/A | #N/A | #N/A | #N/A | #N/A | #N/A | #N/A | 0 | 0 | 0 | #DIV/0!
[19 empty] | 0 | 0 | 0 | 0% | 0 | 0 | 0 | 0 | 0 | 0 | 0 | 0 | #N/A | #N/A | #N/A | #N/A | #N/A | #N/A | #N/A | 0 | 0 | 0 | #DIV/0!
[19 empty] | 0 | 0 | 0 | 0% | 0 | 0 | 0 | 0 | 0 | 0 | 0 | 0 | #N/A | #N/A | #N/A | #N/A | #N/A | #N/A | #N/A | 0 | 0 | 0 | #DIV/0!
[19 empty] | 0 | 0 | 0 | 0% | 0 | 0 | 0 | 0 | 0 | 0 | 0 | 0 | #N/A | #N/A | #N/A | #N/A | #N/A | #N/A | #N/A | 0 | 0 | 0 | #DIV/0!
[19 empty] | 0 | 0 | 0 | 0% | 0 | 0 | 0 | 0 | 0 | 0 | 0 | 0 | #N/A | #N/A | #N/A | #N/A | #N/A | #N/A | #N/A | 0 | 0 | 0 | #DIV/0!
[19 empty] | 0 | 0 | 0 | 0% | 0 | 0 | 0 | 0 | 0 | 0 | 0 | 0 | #N/A | #N/A | #N/A | #N/A | #N/A | #N/A | #N/A | 0 | 0 | 0 | #DIV/0!
[19 empty] | 0 | 0 | 0 | 0% | 0 | 0 | 0 | 0 | 0 | 0 | 0 | 0 | #N/A | #N/A | #N/A | #N/A | #N/A | #N/A | #N/A | 0 | 0 | 0 | #DIV/0!
[19 empty] | 0 | 0 | 0 | 0% | 0 | 0 | 0 | 0 | 0 | 0 | 0 | 0 | #N/A | #N/A | #N/A | #N/A | #N/A | #N/A | #N/A | 0 | 0 | 0 | #DIV/0!
[19 empty] | 0 | 0 | 0 | 0% | 0 | 0 | 0 | 0 | 0 | 0 | 0 | 0 | #N/A | #N/A | #N/A | #N/A | #N/A | #N/A | #N/A | 0 | 0 | 0 | #DIV/0!
[19 empty] | 0 | 0 | 0 | 0% | 0 | 0 | 0 | 0 | 0 | 0 | 0 | 0 | #N/A | #N/A | #N/A | #N/A | #N/A | #N/A | #N/A | 0 | 0 | 0 | #DIV/0!
[19 empty] | 0 | 0 | 0 | 0% | 0 | 0 | 0 | 0 | 0 | 0 | 0 | 0 | #N/A | #N/A | #N/A | #N/A | #N/A | #N/A | #N/A | 0 | 0 | 0 | #DIV/0!
[19 empty] | 0 | 0 | 0 | 0% | 0 | 0 | 0 | 0 | 0 | 0 | 0 | 0 | #N/A | #N/A | #N/A | #N/A | #N/A | #N/A | #N/A | 0 | 0 | 0 | #DIV/0!
[19 empty] | 0 | 0 | 0 | 0% | 0 | 0 | 0 | 0 | 0 | 0 | 0 | 0 | #N/A | #N/A | #N/A | #N/A | #N/A | #N/A | #N/A | 0 | 0 | 0 | #DIV/0!
[19 empty] | 0 | 0 | 0 | 0% | 0 | 0 | 0 | 0 | 0 | 0 | 0 | 0 | #N/A | #N/A | #N/A | #N/A | #N/A | #N/A | #N/A | 0 | 0 | 0 | #DIV/0!
[19 empty] | 0 | 0 | 0 | 0% | 0 | 0 | 0 | 0 | 0 | 0 | 0 | 0 | #N/A | #N/A | #N/A | #N/A | #N/A | #N/A | #N/A | 0 | 0 | 0 | #DIV/0!
[19 empty] | 0 | 0 | 0 | 0% | 0 | 0 | 0 | 0 | 0 | 0 | 0 | 0 | #N/A | #N/A | #N/A | #N/A | #N/A | #N/A | #N/A | 0 | 0 | 0 | #DIV/0!
[19 empty] | 0 | 0 | 0 | 0% | 0 | 0 | 0 | 0 | 0 | 0 | 0 | 0 | #N/A | #N/A | #N/A | #N/A | #N/A | #N/A | #N/A | 0 | 0 | 0 | #DIV/0!
[19 empty] | 0 | 0 | 0 | 0% | 0 | 0 | 0 | 0 | 0 | 0 | 0 | 0 | #N/A | #N/A | #N/A | #N/A | #N/A | #N/A | #N/A | 0 | 0 | 0 | #DIV/0!
[19 empty] | 0 | 0 | 0 | 0% | 0 | 0 | 0 | 0 | 0 | 0 | 0 | 0 | #N/A | #N/A | #N/A | #N/A | #N/A | #N/A | #N/A | 0 | 0 | 0 | #DIV/0!
[19 empty] | 0 | 0 | 0 | 0% | 0 | 0 | 0 | 0 | 0 | 0 | 0 | 0 | #N/A | #N/A | #N/A | #N/A | #N/A | #N/A | #N/A | 0 | 0 | 0 | #DIV/0!
[19 empty] | 0 | 0 | 0 | 0% | 0 | 0 | 0 | 0 | 0 | 0 | 0 | 0 | #N/A | #N/A | #N/A | #N/A | #N/A | #N/A | #N/A | 0 | 0 | 0 | #DIV/0!
[19 empty] | 0 | 0 | 0 | 0% | 0 | 0 | 0 | 0 | 0 | 0 | 0 | 0 | #N/A | #N/A | #N/A | #N/A | #N/A | #N/A | #N/A | 0 | 0 | 0 | #DIV/0!
[19 empty] | 0 | 0 | 0 | 0% | 0 | 0 | 0 | 0 | 0 | 0 | 0 | 0 | #N/A | #N/A | #N/A | #N/A | #N/A | #N/A | #N/A | 0 | 0 | 0 | #DIV/0!
[19 empty] | 0 | 0 | 0 | 0% | 0 | 0 | 0 | 0 | 0 | 0 | 0 | 0 | #N/A | #N/A | #N/A | #N/A | #N/A | #N/A | #N/A | 0 | 0 | 0 | #DIV/0!
[19 empty] | 0 | 0 | 0 | 0% | 0 | 0 | 0 | 0 | 0 | 0 | 0 | 0 | #N/A | #N/A | #N/A | #N/A | #N/A | #N/A | #N/A | 0 | 0 | 0 | #DIV/0!
[19 empty] | 0 | 0 | 0 | 0% | 0 | 0 | 0 | 0 | 0 | 0 | 0 | 0 | #N/A | #N/A | #N/A | #N/A | #N/A | #N/A | #N/A | 0 | 0 | 0 | #DIV/0!
[19 empty] | 0 | 0 | 0 | 0% | 0 | 0 | 0 | 0 | 0 | 0 | 0 | 0 | #N/A | #N/A | #N/A | #N/A | #N/A | #N/A | #N/A | 0 | 0 | 0 | #DIV/0!
[19 empty] | 0 | 0 | 0 | 0% | 0 | 0 | 0 | 0 | 0 | 0 | 0 | 0 | #N/A | #N/A | #N/A | #N/A | #N/A | #N/A | #N/A | 0 | 0 | 0 | #DIV/0!
[19 empty] | 0 | 0 | 0 | 0% | 0 | 0 | 0 | 0 | 0 | 0 | 0 | 0 | #N/A | #N/A | #N/A | #N/A | #N/A | #N/A | #N/A | 0 | 0 | 0 | #DIV/0!
[19 empty] | 0 | 0 | 0 | 0% | 0 | 0 | 0 | 0 | 0 | 0 | 0 | 0 | #N/A | #N/A | #N/A | #N/A | #N/A | #N/A | #N/A | 0 | 0 | 0 | #DIV/0!
[19 empty] | 0 | 0 | 0 | 0% | 0 | 0 | 0 | 0 | 0 | 0 | 0 | 0 | #N/A | #N/A | #N/A | #N/A | #N/A | #N/A | #N/A | 0 | 0 | 0 | #DIV/0!
[19 empty] | 0 | 0 | 0 | 0% | 0 | 0 | 0 | 0 | 0 | 0 | 0 | 0 | #N/A | #N/A | #N/A | #N/A | #N/A | #N/A | #N/A | 0 | 0 | 0 | #DIV/0!
[19 empty] | 0 | 0 | 0 | 0% | 0 | 0 | 0 | 0 | 0 | 0 | 0 | 0 | #N/A | #N/A | #N/A | #N/A | #N/A | #N/A | #N/A | 0 | 0 | 0 | #DIV/0!
[19 empty] | 0 | 0 | 0 | 0% | 0 | 0 | 0 | 0 | 0 | 0 | 0 | 0 | #N/A | #N/A | #N/A | #N/A | #N/A | #N/A | #N/A | 0 | 0 | 0 | #DIV/0!
[19 empty] | 0 | 0 | 0 | 0% | 0 | 0 | 0 | 0 | 0 | 0 | 0 | 0 | #N/A | #N/A | #N/A | #N/A | #N/A | #N/A | #N/A | 0 | 0 | 0 | #DIV/0!
[19 empty] | 0 | 0 | 0 | 0% | 0 | 0 | 0 | 0 | 0 | 0 | 0 | 0 | #N/A | #N/A | #N/A | #N/A | #N/A | #N/A | #N/A | 0 | 0 | 0 | #DIV/0!
[19 empty] | 0 | 0 | 0 | 0% | 0 | 0 | 0 | 0 | 0 | 0 | 0 | 0 | #N/A | #N/A | #N/A | #N/A | #N/A | #N/A | #N/A | 0 | 0 | 0 | #DIV/0!
[19 empty] | 0 | 0 | 0 | 0% | 0 | 0 | 0 | 0 | 0 | 0 | 0 | 0 | #N/A | #N/A | #N/A | #N/A | #N/A | #N/A | #N/A | 0 | 0 | 0 | #DIV/0!
[19 empty] | 0 | 0 | 0 | 0% | 0 | 0 | 0 | 0 | 0 | 0 | 0 | 0 | #N/A | #N/A | #N/A | #N/A | #N/A | #N/A | #N/A | 0 | 0 | 0 | #DIV/0!
[19 empty] | 0 | 0 | 0 | 0% | 0 | 0 | 0 | 0 | 0 | 0 | 0 | 0 | #N/A | #N/A | #N/A | #N/A | #N/A | #N/A | #N/A | 0 | 0 | 0 | #DIV/0!
[19 empty] | 0 | 0 | 0 | 0% | 0 | 0 | 0 | 0 | 0 | 0 | 0 | 0 | #N/A | #N/A | #N/A | #N/A | #N/A | #N/A | #N/A | 0 | 0 | 0 | #DIV/0!
[19 empty] | 0 | 0 | 0 | 0% | 0 | 0 | 0 | 0 | 0 | 0 | 0 | 0 | #N/A | #N/A | #N/A | #N/A | #N/A | #N/A | #N/A | 0 | 0 | 0 | #DIV/0!
[19 empty] | 0 | 0 | 0 | 0% | 0 | 0 | 0 | 0 | 0 | 0 | 0 | 0 | #N/A | #N/A | #N/A | #N/A | #N/A | #N/A | #N/A | 0 | 0 | 0 | #DIV/0!
[19 empty] | 0 | 0 | 0 | 0% | 0 | 0 | 0 | 0 | 0 | 0 | 0 | 0 | #N/A | #N/A | #N/A | #N/A | #N/A | #N/A | #N/A | 0 | 0 | 0 | #DIV/0!
[19 empty] | 0 | 0 | 0 | 0% | 0 | 0 | 0 | 0 | 0 | 0 | 0 | 0 | #N/A | #N/A | #N/A | #N/A | #N/A | #N/A | #N/A | 0 | 0 | 0 | #DIV/0!
[19 empty] | 0 | 0 | 0 | 0% | 0 | 0 | 0 | 0 | 0 | 0 | 0 | 0 | #N/A | #N/A | #N/A | #N/A | #N/A | #N/A | #N/A | 0 | 0 | 0 | #DIV/0!
[19 empty] | 0 | 0 | 0 | 0% | 0 | 0 | 0 | 0 | 0 | 0 | 0 | 0 | #N/A | #N/A | #N/A | #N/A | #N/A | #N/A | #N/A | 0 | 0 | 0 | #DIV/0!
[19 empty] | 0 | 0 | 0 | 0% | 0 | 0 | 0 | 0 | 0 | 0 | 0 | 0 | #N/A | #N/A | #N/A | #N/A | #N/A | #N/A | #N/A | 0 | 0 | 0 | #DIV/0!
[19 empty] | 0 | 0 | 0 | 0% | 0 | 0 | 0 | 0 | 0 | 0 | 0 | 0 | #N/A | #N/A | #N/A | #N/A | #N/A | #N/A | #N/A | 0 | 0 | 0 | #DIV/0!
[19 empty] | 0 | 0 | 0 | 0% | 0 | 0 | 0 | 0 | 0 | 0 | 0 | 0 | #N/A | #N/A | #N/A | #N/A | #N/A | #N/A | #N/A | 0 | 0 | 0 | #DIV/0!
[19 empty] | 0 | 0 | 0 | 0% | 0 | 0 | 0 | 0 | 0 | 0 | 0 | 0 | #N/A | #N/A | #N/A | #N/A | #N/A | #N/A | #N/A | 0 | 0 | 0 | #DIV/0!
[19 empty] | 0 | 0 | 0 | 0% | 0 | 0 | 0 | 0 | 0 | 0 | 0 | 0 | #N/A | #N/A | #N/A | #N/A | #N/A | #N/A | #N/A | 0 | 0 | 0 | #DIV/0!
[19 empty] | 0 | 0 | 0 | 0% | 0 | 0 | 0 | 0 | 0 | 0 | 0 | 0 | #N/A | #N/A | #N/A | #N/A | #N/A | #N/A | #N/A | 0 | 0 | 0 | #DIV/0!
[19 empty] | 0 | 0 | 0 | 0% | 0 | 0 | 0 | 0 | 0 | 0 | 0 | 0 | #N/A | #N/A | #N/A | #N/A | #N/A | #N/A | #N/A | 0 | 0 | 0 | #DIV/0!
[19 empty] | 0 | 0 | 0 | 0% | 0 | 0 | 0 | 0 | 0 | 0 | 0 | 0 | #N/A | #N/A | #N/A | #N/A | #N/A | #N/A | #N/A | 0 | 0 | 0 | #DIV/0!
[19 empty] | 0 | 0 | 0 | 0% | 0 | 0 | 0 | 0 | 0 | 0 | 0 | 0 | #N/A | #N/A | #N/A | #N/A | #N/A | #N/A | #N/A | 0 | 0 | 0 | #DIV/0!
[19 empty] | 0 | 0 | 0 | 0% | 0 | 0 | 0 | 0 | 0 | 0 | 0 | 0 | #N/A | #N/A | #N/A | #N/A | #N/A | #N/A | #N/A | 0 | 0 | 0 | #DIV/0!
[19 empty] | 0 | 0 | 0 | 0% | 0 | 0 | 0 | 0 | 0 | 0 | 0 | 0 | #N/A | #N/A | #N/A | #N/A | #N/A | #N/A | #N/A | 0 | 0 | 0 | #DIV/0!
[19 empty] | 0 | 0 | 0 | 0% | 0 | 0 | 0 | 0 | 0 | 0 | 0 | 0 | #N/A | #N/A | #N/A | #N/A | #N/A | #N/A | #N/A | 0 | 0 | 0 | #DIV/0!
[19 empty] | 0 | 0 | 0 | 0% | 0 | 0 | 0 | 0 | 0 | 0 | 0 | 0 | #N/A | #N/A | #N/A | #N/A | #N/A | #N/A | #N/A | 0 | 0 | 0 | #DIV/0!
[19 empty] | 0 | 0 | 0 | 0% | 0 | 0 | 0 | 0 | 0 | 0 | 0 | 0 | #N/A | #N/A | #N/A | #N/A | #N/A | #N/A | #N/A | 0 | 0 | 0 | #DIV/0!
[19 empty] | 0 | 0 | 0 | 0% | 0 | 0 | 0 | 0 | 0 | 0 | 0 | 0 | #N/A | #N/A | #N/A | #N/A | #N/A | #N/A | #N/A | 0 | 0 | 0 | #DIV/0!
[19 empty] | 0 | 0 | 0 | 0% | 0 | 0 | 0 | 0 | 0 | 0 | 0 | 0 | #N/A | #N/A | #N/A | #N/A | #N/A | #N/A | #N/A | 0 | 0 | 0 | #DIV/0!
[19 empty] | 0 | 0 | 0 | 0% | 0 | 0 | 0 | 0 | 0 | 0 | 0 | 0 | #N/A | #N/A | #N/A | #N/A | #N/A | #N/A | #N/A | 0 | 0 | 0 | #DIV/0!
[19 empty] | 0 | 0 | 0 | 0% | 0 | 0 | 0 | 0 | 0 | 0 | 0 | 0 | #N/A | #N/A | #N/A | #N/A | #N/A | #N/A | #N/A | 0 | 0 | 0 | #DIV/0!
[19 empty] | 0 | 0 | 0 | 0% | 0 | 0 | 0 | 0 | 0 | 0 | 0 | 0 | #N/A | #N/A | #N/A | #N/A | #N/A | #N/A | #N/A | 0 | 0 | 0 | #DIV/0!
[19 empty] | 0 | 0 | 0 | 0% | 0 | 0 | 0 | 0 | 0 | 0 | 0 | 0 | #N/A | #N/A | #N/A | #N/A | #N/A | #N/A | #N/A | 0 | 0 | 0 | #DIV/0!
[19 empty] | 0 | 0 | 0 | 0% | 0 | 0 | 0 | 0 | 0 | 0 | 0 | 0 | #N/A | #N/A | #N/A | #N/A | #N/A | #N/A | #N/A | 0 | 0 | 0 | #DIV/0!
[19 empty] | 0 | 0 | 0 | 0% | 0 | 0 | 0 | 0 | 0 | 0 | 0 | 0 | #N/A | #N/A | #N/A | #N/A | #N/A | #N/A | #N/A | 0 | 0 | 0 | #DIV/0!
[19 empty] | 0 | 0 | 0 | 0% | 0 | 0 | 0 | 0 | 0 | 0 | 0 | 0 | #N/A | #N/A | #N/A | #N/A | #N/A | #N/A | #N/A | 0 | 0 | 0 | #DIV/0!
[19 empty] | 0 | 0 | 0 | 0% | 0 | 0 | 0 | 0 | 0 | 0 | 0 | 0 | #N/A | #N/A | #N/A | #N/A | #N/A | #N/A | #N/A | 0 | 0 | 0 | #DIV/0!
[19 empty] | 0 | 0 | 0 | 0% | 0 | 0 | 0 | 0 | 0 | 0 | 0 | 0 | #N/A | #N/A | #N/A | #N/A | #N/A | #N/A | #N/A | 0 | 0 | 0 | #DIV/0!
[19 empty] | 0 | 0 | 0 | 0% | 0 | 0 | 0 | 0 | 0 | 0 | 0 | 0 | #N/A | #N/A | #N/A | #N/A | #N/A | #N/A | #N/A | 0 | 0 | 0 | #DIV/0!
[19 empty] | 0 | 0 | 0 | 0% | 0 | 0 | 0 | 0 | 0 | 0 | 0 | 0 | #N/A | #N/A | #N/A | #N/A | #N/A | #N/A | #N/A | 0 | 0 | 0 | #DIV/0!
[19 empty] | 0 | 0 | 0 | 0% | 0 | 0 | 0 | 0 | 0 | 0 | 0 | 0 | #N/A | #N/A | #N/A | #N/A | #N/A | #N/A | #N/A | 0 | 0 | 0 | #DIV/0!
[19 empty] | 0 | 0 | 0 | 0% | 0 | 0 | 0 | 0 | 0 | 0 | 0 | 0 | #N/A | #N/A | #N/A | #N/A | #N/A | #N/A | #N/A | 0 | 0 | 0 | #DIV/0!
[19 empty] | 0 | 0 | 0 | 0% | 0 | 0 | 0 | 0 | 0 | 0 | 0 | 0 | #N/A | #N/A | #N/A | #N/A | #N/A | #N/A | #N/A | 0 | 0 | 0 | #DIV/0!
[19 empty] | 0 | 0 | 0 | 0% | 0 | 0 | 0 | 0 | 0 | 0 | 0 | 0 | #N/A | #N/A | #N/A | #N/A | #N/A | #N/A | #N/A | 0 | 0 | 0 | #DIV/0!
[19 empty] | 0 | 0 | 0 | 0% | 0 | 0 | 0 | 0 | 0 | 0 | 0 | 0 | #N/A | #N/A | #N/A | #N/A | #N/A | #N/A | #N/A | 0 | 0 | 0 | #DIV/0!
[19 empty] | 0 | 0 | 0 | 0% | 0 | 0 | 0 | 0 | 0 | 0 | 0 | 0 | #N/A | #N/A | #N/A | #N/A | #N/A | #N/A | #N/A | 0 | 0 | 0 | #DIV/0!
[19 empty] | 0 | 0 | 0 | 0% | 0 | 0 | 0 | 0 | 0 | 0 | 0 | 0 | #N/A | #N/A | #N/A | #N/A | #N/A | #N/A | #N/A | 0 | 0 | 0 | #DIV/0!
[19 empty] | 0 | 0 | 0 | 0% | 0 | 0 | 0 | 0 | 0 | 0 | 0 | 0 | #N/A | #N/A | #N/A | #N/A | #N/A | #N/A | #N/A | 0 | 0 | 0 | #DIV/0!
[19 empty] | 0 | 0 | 0 | 0% | 0 | 0 | 0 | 0 | 0 | 0 | 0 | 0 | #N/A | #N/A | #N/A | #N/A | #N/A | #N/A | #N/A | 0 | 0 | 0 | #DIV/0!
[19 empty] | 0 | 0 | 0 | 0% | 0 | 0 | 0 | 0 | 0 | 0 | 0 | 0 | #N/A | #N/A | #N/A | #N/A | #N/A | #N/A | #N/A | 0 | 0 | 0 | #DIV/0!
[19 empty] | 0 | 0 | 0 | 0% | 0 | 0 | 0 | 0 | 0 | 0 | 0 | 0 | #N/A | #N/A | #N/A | #N/A | #N/A | #N/A | #N/A | 0 | 0 | 0 | #DIV/0!
[19 empty] | 0 | 0 | 0 | 0% | 0 | 0 | 0 | 0 | 0 | 0 | 0 | 0 | #N/A | #N/A | #N/A | #N/A | #N/A | #N/A | #N/A | 0 | 0 | 0 | #DIV/0!
[19 empty] | 0 | 0 | 0 | 0% | 0 | 0 | 0 | 0 | 0 | 0 | 0 | 0 | #N/A | #N/A | #N/A | #N/A | #N/A | #N/A | #N/A | 0 | 0 | 0 | #DIV/0!
[19 empty] | 0 | 0 | 0 | 0% | 0 | 0 | 0 | 0 | 0 | 0 | 0 | 0 | #N/A | #N/A | #N/A | #N/A | #N/A | #N/A | #N/A | 0 | 0 | 0 | #DIV/0!
[19 empty] | 0 | 0 | 0 | 0% | 0 | 0 | 0 | 0 | 0 | 0 | 0 | 0 | #N/A | #N/A | #N/A | #N/A | #N/A | #N/A | #N/A | 0 | 0 | 0 | #DIV/0!
[19 empty] | 0 | 0 | 0 | 0% | 0 | 0 | 0 | 0 | 0 | 0 | 0 | 0 | #N/A | #N/A | #N/A | #N/A | #N/A | #N/A | #N/A | 0 | 0 | 0 | #DIV/0!
[19 empty] | 0 | 0 | 0 | 0% | 0 | 0 | 0 | 0 | 0 | 0 | 0 | 0 | #N/A | #N/A | #N/A | #N/A | #N/A | #N/A | #N/A | 0 | 0 | 0 | #DIV/0!
[19 empty] | 0 | 0 | 0 | 0% | 0 | 0 | 0 | 0 | 0 | 0 | 0 | 0 | #N/A | #N/A | #N/A | #N/A | #N/A | #N/A | #N/A | 0 | 0 | 0 | #DIV/0!
[19 empty] | 0 | 0 | 0 | 0% | 0 | 0 | 0 | 0 | 0 | 0 | 0 | 0 | #N/A | #N/A | #N/A | #N/A | #N/A | #N/A | #N/A | 0 | 0 | 0 | #DIV/0!
[19 empty] | 0 | 0 | 0 | 0% | 0 | 0 | 0 | 0 | 0 | 0 | 0 | 0 | #N/A | #N/A | #N/A | #N/A | #N/A | #N/A | #N/A | 0 | 0 | 0 | #DIV/0!
[19 empty] | 0 | 0 | 0 | 0% | 0 | 0 | 0 | 0 | 0 | 0 | 0 | 0 | #N/A | #N/A | #N/A | #N/A | #N/A | #N/A | #N/A | 0 | 0 | 0 | #DIV/0!
[19 empty] | 0 | 0 | 0 | 0% | 0 | 0 | 0 | 0 | 0 | 0 | 0 | 0 | #N/A | #N/A | #N/A | #N/A | #N/A | #N/A | #N/A | 0 | 0 | 0 | #DIV/0!
[19 empty] | 0 | 0 | 0 | 0% | 0 | 0 | 0 | 0 | 0 | 0 | 0 | 0 | #N/A | #N/A | #N/A | #N/A | #N/A | #N/A | #N/A | 0 | 0 | 0 | #DIV/0!
[19 empty] | 0 | 0 | 0 | 0% | 0 | 0 | 0 | 0 | 0 | 0 | 0 | 0 | #N/A | #N/A | #N/A | #N/A | #N/A | #N/A | #N/A | 0 | 0 | 0 | #DIV/0!
[19 empty] | 0 | 0 | 0 | 0% | 0 | 0 | 0 | 0 | 0 | 0 | 0 | 0 | #N/A | #N/A | #N/A | #N/A | #N/A | #N/A | #N/A | 0 | 0 | 0 | #DIV/0!
[19 empty] | 0 | 0 | 0 | 0% | 0 | 0 | 0 | 0 | 0 | 0 | 0 | 0 | #N/A | #N/A | #N/A | #N/A | #N/A | #N/A | #N/A | 0 | 0 | 0 | #DIV/0!
[19 empty] | 0 | 0 | 0 | 0% | 0 | 0 | 0 | 0 | 0 | 0 | 0 | 0 | #N/A | #N/A | #N/A | #N/A | #N/A | #N/A | #N/A | 0 | 0 | 0 | #DIV/0!
[19 empty] | 0 | 0 | 0 | 0% | 0 | 0 | 0 | 0 | 0 | 0 | 0 | 0 | #N/A | #N/A | #N/A | #N/A | #N/A | #N/A | #N/A | 0 | 0 | 0 | #DIV/0!
[19 empty] | 0 | 0 | 0 | 0% | 0 | 0 | 0 | 0 | 0 | 0 | 0 | 0 | #N/A | #N/A | #N/A | #N/A | #N/A | #N/A | #N/A | 0 | 0 | 0 | #DIV/0!
[19 empty] | 0 | 0 | 0 | 0% | 0 | 0 | 0 | 0 | 0 | 0 | 0 | 0 | #N/A | #N/A | #N/A | #N/A | #N/A | #N/A | #N/A | 0 | 0 | 0 | #DIV/0!
[19 empty] | 0 | 0 | 0 | 0% | 0 | 0 | 0 | 0 | 0 | 0 | 0 | 0 | #N/A | #N/A | #N/A | #N/A | #N/A | #N/A | #N/A | 0 | 0 | 0 | #DIV/0!
[19 empty] | 0 | 0 | 0 | 0% | 0 | 0 | 0 | 0 | 0 | 0 | 0 | 0 | #N/A | #N/A | #N/A | #N/A | #N/A | #N/A | #N/A | 0 | 0 | 0 | #DIV/0!
[19 empty] | 0 | 0 | 0 | 0% | 0 | 0 | 0 | 0 | 0 | 0 | 0 | 0 | #N/A | #N/A | #N/A | #N/A | #N/A | #N/A | #N/A | 0 | 0 | 0 | #DIV/0!
[19 empty] | 0 | 0 | 0 | 0% | 0 | 0 | 0 | 0 | 0 | 0 | 0 | 0 | #N/A | #N/A | #N/A | #N/A | #N/A | #N/A | #N/A | 0 | 0 | 0 | #DIV/0!
[19 empty] | 0 | 0 | 0 | 0% | 0 | 0 | 0 | 0 | 0 | 0 | 0 | 0 | #N/A | #N/A | #N/A | #N/A | #N/A | #N/A | #N/A | 0 | 0 | 0 | #DIV/0!
[19 empty] | 0 | 0 | 0 | 0% | 0 | 0 | 0 | 0 | 0 | 0 | 0 | 0 | #N/A | #N/A | #N/A | #N/A | #N/A | #N/A | #N/A | 0 | 0 | 0 | #DIV/0!
[19 empty] | 0 | 0 | 0 | 0% | 0 | 0 | 0 | 0 | 0 | 0 | 0 | 0 | #N/A | #N/A | #N/A | #N/A | #N/A | #N/A | #N/A | 0 | 0 | 0 | #DIV/0!
[19 empty] | 0 | 0 | 0 | 0% | 0 | 0 | 0 | 0 | 0 | 0 | 0 | 0 | #N/A | #N/A | #N/A | #N/A | #N/A | #N/A | #N/A | 0 | 0 | 0 | #DIV/0!
[19 empty] | 0 | 0 | 0 | 0% | 0 | 0 | 0 | 0 | 0 | 0 | 0 | 0 | #N/A | #N/A | #N/A | #N/A | #N/A | #N/A | #N/A | 0 | 0 | 0 | #DIV/0!
[19 empty] | 0 | 0 | 0 | 0% | 0 | 0 | 0 | 0 | 0 | 0 | 0 | 0 | #N/A | #N/A | #N/A | #N/A | #N/A | #N/A | #N/A | 0 | 0 | 0 | #DIV/0!
[19 empty] | 0 | 0 | 0 | 0% | 0 | 0 | 0 | 0 | 0 | 0 | 0 | 0 | #N/A | #N/A | #N/A | #N/A | #N/A | #N/A | #N/A | 0 | 0 | 0 | #DIV/0!
[19 empty] | 0 | 0 | 0 | 0% | 0 | 0 | 0 | 0 | 0 | 0 | 0 | 0 | #N/A | #N/A | #N/A | #N/A | #N/A | #N/A | #N/A | 0 | 0 | 0 | #DIV/0!
[19 empty] | 0 | 0 | 0 | 0% | 0 | 0 | 0 | 0 | 0 | 0 | 0 | 0 | #N/A | #N/A | #N/A | #N/A | #N/A | #N/A | #N/A | 0 | 0 | 0 | #DIV/0!
[19 empty] | 0 | 0 | 0 | 0% | 0 | 0 | 0 | 0 | 0 | 0 | 0 | 0 | #N/A | #N/A | #N/A | #N/A | #N/A | #N/A | #N/A | 0 | 0 | 0 | #DIV/0!
[19 empty] | 0 | 0 | 0 | 0% | 0 | 0 | 0 | 0 | 0 | 0 | 0 | 0 | #N/A | #N/A | #N/A | #N/A | #N/A | #N/A | #N/A | 0 | 0 | 0 | #DIV/0!
[19 empty] | 0 | 0 | 0 | 0% | 0 | 0 | 0 | 0 | 0 | 0 | 0 | 0 | #N/A | #N/A | #N/A | #N/A | #N/A | #N/A | #N/A | 0 | 0 | 0 | #DIV/0!
[19 empty] | 0 | 0 | 0 | 0% | 0 | 0 | 0 | 0 | 0 | 0 | 0 | 0 | #N/A | #N/A | #N/A | #N/A | #N/A | #N/A | #N/A | 0 | 0 | 0 | #DIV/0!
[19 empty] | 0 | 0 | 0 | 0% | 0 | 0 | 0 | 0 | 0 | 0 | 0 | 0 | #N/A | #N/A | #N/A | #N/A | #N/A | #N/A | #N/A | 0 | 0 | 0 | #DIV/0!
[19 empty] | 0 | 0 | 0 | 0% | 0 | 0 | 0 | 0 | 0 | 0 | 0 | 0 | #N/A | #N/A | #N/A | #N/A | #N/A | #N/A | #N/A | 0 | 0 | 0 | #DIV/0!
[19 empty] | 0 | 0 | 0 | 0% | 0 | 0 | 0 | 0 | 0 | 0 | 0 | 0 | #N/A | #N/A | #N/A | #N/A | #N/A | #N/A | #N/A | 0 | 0 | 0 | #DIV/0!
[19 empty] | 0 | 0 | 0 | 0% | 0 | 0 | 0 | 0 | 0 | 0 | 0 | 0 | #N/A | #N/A | #N/A | #N/A | #N/A | #N/A | #N/A | 0 | 0 | 0 | #DIV/0!
[19 empty] | 0 | 0 | 0 | 0% | 0 | 0 | 0 | 0 | 0 | 0 | 0 | 0 | #N/A | #N/A | #N/A | #N/A | #N/A | #N/A | #N/A | 0 | 0 | 0 | #DIV/0!
[19 empty] | 0 | 0 | 0 | 0% | 0 | 0 | 0 | 0 | 0 | 0 | 0 | 0 | #N/A | #N/A | #N/A | #N/A | #N/A | #N/A | #N/A | 0 | 0 | 0 | #DIV/0!
[19 empty] | 0 | 0 | 0 | 0% | 0 | 0 | 0 | 0 | 0 | 0 | 0 | 0 | #N/A | #N/A | #N/A | #N/A | #N/A | #N/A | #N/A | 0 | 0 | 0 | #DIV/0!
[19 empty] | 0 | 0 | 0 | 0% | 0 | 0 | 0 | 0 | 0 | 0 | 0 | 0 | #N/A | #N/A | #N/A | #N/A | #N/A | #N/A | #N/A | 0 | 0 | 0 | #DIV/0!
[19 empty] | 0 | 0 | 0 | 0% | 0 | 0 | 0 | 0 | 0 | 0 | 0 | 0 | #N/A | #N/A | #N/A | #N/A | #N/A | #N/A | #N/A | 0 | 0 | 0 | #DIV/0!
[19 empty] | 0 | 0 | 0 | 0% | 0 | 0 | 0 | 0 | 0 | 0 | 0 | 0 | #N/A | #N/A | #N/A | #N/A | #N/A | #N/A | #N/A | 0 | 0 | 0 | #DIV/0!
[19 empty] | 0 | 0 | 0 | 0% | 0 | 0 | 0 | 0 | 0 | 0 | 0 | 0 | #N/A | #N/A | #N/A | #N/A | #N/A | #N/A | #N/A | 0 | 0 | 0 | #DIV/0!
[19 empty] | 0 | 0 | 0 | 0% | 0 | 0 | 0 | 0 | 0 | 0 | 0 | 0 | #N/A | #N/A | #N/A | #N/A | #N/A | #N/A | #N/A | 0 | 0 | 0 | #DIV/0!
[19 empty] | 0 | 0 | 0 | 0% | 0 | 0 | 0 | 0 | 0 | 0 | 0 | 0 | #N/A | #N/A | #N/A | #N/A | #N/A | #N/A | #N/A | 0 | 0 | 0 | #DIV/0!
[19 empty] | 0 | 0 | 0 | 0% | 0 | 0 | 0 | 0 | 0 | 0 | 0 | 0 | #N/A | #N/A | #N/A | #N/A | #N/A | #N/A | #N/A | 0 | 0 | 0 | #DIV/0!
[19 empty] | 0 | 0 | 0 | 0% | 0 | 0 | 0 | 0 | 0 | 0 | 0 | 0 | #N/A | #N/A | #N/A | #N/A | #N/A | #N/A | #N/A | 0 | 0 | 0 | #DIV/0!
[19 empty] | 0 | 0 | 0 | 0% | 0 | 0 | 0 | 0 | 0 | 0 | 0 | 0 | #N/A | #N/A | #N/A | #N/A | #N/A | #N/A | #N/A | 0 | 0 | 0 | #DIV/0!
[19 empty] | 0 | 0 | 0 | 0% | 0 | 0 | 0 | 0 | 0 | 0 | 0 | 0 | #N/A | #N/A | #N/A | #N/A | #N/A | #N/A | #N/A | 0 | 0 | 0 | #DIV/0!
[19 empty] | 0 | 0 | 0 | 0% | 0 | 0 | 0 | 0 | 0 | 0 | 0 | 0 | #N/A | #N/A | #N/A | #N/A | #N/A | #N/A | #N/A | 0 | 0 | 0 | #DIV/0!
[19 empty] | 0 | 0 | 0 | 0% | 0 | 0 | 0 | 0 | 0 | 0 | 0 | 0 | #N/A | #N/A | #N/A | #N/A | #N/A | #N/A | #N/A | 0 | 0 | 0 | #DIV/0!
[19 empty] | 0 | 0 | 0 | 0% | 0 | 0 | 0 | 0 | 0 | 0 | 0 | 0 | #N/A | #N/A | #N/A | #N/A | #N/A | #N/A | #N/A | 0 | 0 | 0 | #DIV/0!
[19 empty] | 0 | 0 | 0 | 0% | 0 | 0 | 0 | 0 | 0 | 0 | 0 | 0 | #N/A | #N/A | #N/A | #N/A | #N/A | #N/A | #N/A | 0 | 0 | 0 | #DIV/0!
[19 empty] | 0 | 0 | 0 | 0% | 0 | 0 | 0 | 0 | 0 | 0 | 0 | 0 | #N/A | #N/A | #N/A | #N/A | #N/A | #N/A | #N/A | 0 | 0 | 0 | #DIV/0!
[19 empty] | 0 | 0 | 0 | 0% | 0 | 0 | 0 | 0 | 0 | 0 | 0 | 0 | #N/A | #N/A | #N/A | #N/A | #N/A | #N/A | #N/A | 0 | 0 | 0 | #DIV/0!
[19 empty] | 0 | 0 | 0 | 0% | 0 | 0 | 0 | 0 | 0 | 0 | 0 | 0 | #N/A | #N/A | #N/A | #N/A | #N/A | #N/A | #N/A | 0 | 0 | 0 | #DIV/0!
[19 empty] | 0 | 0 | 0 | 0% | 0 | 0 | 0 | 0 | 0 | 0 | 0 | 0 | #N/A | #N/A | #N/A | #N/A | #N/A | #N/A | #N/A | 0 | 0 | 0 | #DIV/0!
[19 empty] | 0 | 0 | 0 | 0% | 0 | 0 | 0 | 0 | 0 | 0 | 0 | 0 | #N/A | #N/A | #N/A | #N/A | #N/A | #N/A | #N/A | 0 | 0 | 0 | #DIV/0!
[19 empty] | 0 | 0 | 0 | 0% | 0 | 0 | 0 | 0 | 0 | 0 | 0 | 0 | #N/A | #N/A | #N/A | #N/A | #N/A | #N/A | #N/A | 0 | 0 | 0 | #DIV/0!
[19 empty] | 0 | 0 | 0 | 0% | 0 | 0 | 0 | 0 | 0 | 0 | 0 | 0 | #N/A | #N/A | #N/A | #N/A | #N/A | #N/A | #N/A | 0 | 0 | 0 | #DIV/0!
[19 empty] | 0 | 0 | 0 | 0% | 0 | 0 | 0 | 0 | 0 | 0 | 0 | 0 | #N/A | #N/A | #N/A | #N/A | #N/A | #N/A | #N/A | 0 | 0 | 0 | #DIV/0!
[19 empty] | 0 | 0 | 0 | 0% | 0 | 0 | 0 | 0 | 0 | 0 | 0 | 0 | #N/A | #N/A | #N/A | #N/A | #N/A | #N/A | #N/A | 0 | 0 | 0 | #DIV/0!
[19 empty] | 0 | 0 | 0 | 0% | 0 | 0 | 0 | 0 | 0 | 0 | 0 | 0 | #N/A | #N/A | #N/A | #N/A | #N/A | #N/A | #N/A | 0 | 0 | 0 | #DIV/0!
[19 empty] | 0 | 0 | 0 | 0% | 0 | 0 | 0 | 0 | 0 | 0 | 0 | 0 | #N/A | #N/A | #N/A | #N/A | #N/A | #N/A | #N/A | 0 | 0 | 0 | #DIV/0!
[19 empty] | 0 | 0 | 0 | 0% | 0 | 0 | 0 | 0 | 0 | 0 | 0 | 0 | #N/A | #N/A | #N/A | #N/A | #N/A | #N/A | #N/A | 0 | 0 | 0 | #DIV/0!
[19 empty] | 0 | 0 | 0 | 0% | 0 | 0 | 0 | 0 | 0 | 0 | 0 | 0 | #N/A | #N/A | #N/A | #N/A | #N/A | #N/A | #N/A | 0 | 0 | 0 | #DIV/0!
[19 empty] | 0 | 0 | 0 | 0% | 0 | 0 | 0 | 0 | 0 | 0 | 0 | 0 | #N/A | #N/A | #N/A | #N/A | #N/A | #N/A | #N/A | 0 | 0 | 0 | #DIV/0!
[19 empty] | 0 | 0 | 0 | 0% | 0 | 0 | 0 | 0 | 0 | 0 | 0 | 0 | #N/A | #N/A | #N/A | #N/A | #N/A | #N/A | #N/A | 0 | 0 | 0 | #DIV/0!
[19 empty] | 0 | 0 | 0 | 0% | 0 | 0 | 0 | 0 | 0 | 0 | 0 | 0 | #N/A | #N/A | #N/A | #N/A | #N/A | #N/A | #N/A | 0 | 0 | 0 | #DIV/0!
[19 empty] | 0 | 0 | 0 | 0% | 0 | 0 | 0 | 0 | 0 | 0 | 0 | 0 | #N/A | #N/A | #N/A | #N/A | #N/A | #N/A | #N/A | 0 | 0 | 0 | #DIV/0!
[19 empty] | 0 | 0 | 0 | 0% | 0 | 0 | 0 | 0 | 0 | 0 | 0 | 0 | #N/A | #N/A | #N/A | #N/A | #N/A | #N/A | #N/A | 0 | 0 | 0 | #DIV/0!
[19 empty] | 0 | 0 | 0 | 0% | 0 | 0 | 0 | 0 | 0 | 0 | 0 | 0 | #N/A | #N/A | #N/A | #N/A | #N/A | #N/A | #N/A | 0 | 0 | 0 | #DIV/0!
[19 empty] | 0 | 0 | 0 | 0% | 0 | 0 | 0 | 0 | 0 | 0 | 0 | 0 | #N/A | #N/A | #N/A | #N/A | #N/A | #N/A | #N/A | 0 | 0 | 0 | #DIV/0!
[19 empty] | 0 | 0 | 0 | 0% | 0 | 0 | 0 | 0 | 0 | 0 | 0 | 0 | #N/A | #N/A | #N/A | #N/A | #N/A | #N/A | #N/A | 0 | 0 | 0 | #DIV/0!
[19 empty] | 0 | 0 | 0 | 0% | 0 | 0 | 0 | 0 | 0 | 0 | 0 | 0 | #N/A | #N/A | #N/A | #N/A | #N/A | #N/A | #N/A | 0 | 0 | 0 | #DIV/0!
[19 empty] | 0 | 0 | 0 | 0% | 0 | 0 | 0 | 0 | 0 | 0 | 0 | 0 | #N/A | #N/A | #N/A | #N/A | #N/A | #N/A | #N/A | 0 | 0 | 0 | #DIV/0!
[19 empty] | 0 | 0 | 0 | 0% | 0 | 0 | 0 | 0 | 0 | 0 | 0 | 0 | #N/A | #N/A | #N/A | #N/A | #N/A | #N/A | #N/A | 0 | 0 | 0 | #DIV/0!
[19 empty] | 0 | 0 | 0 | 0% | 0 | 0 | 0 | 0 | 0 | 0 | 0 | 0 | #N/A | #N/A | #N/A | #N/A | #N/A | #N/A | #N/A | 0 | 0 | 0 | #DIV/0!
[19 empty] | 0 | 0 | 0 | 0% | 0 | 0 | 0 | 0 | 0 | 0 | 0 | 0 | #N/A | #N/A | #N/A | #N/A | #N/A | #N/A | #N/A | 0 | 0 | 0 | #DIV/0!
[19 empty] | 0 | 0 | 0 | 0% | 0 | 0 | 0 | 0 | 0 | 0 | 0 | 0 | #N/A | #N/A | #N/A | #N/A | #N/A | #N/A | #N/A | 0 | 0 | 0 | #DIV/0!
[19 empty] | 0 | 0 | 0 | 0% | 0 | 0 | 0 | 0 | 0 | 0 | 0 | 0 | #N/A | #N/A | #N/A | #N/A | #N/A | #N/A | #N/A | 0 | 0 | 0 | #DIV/0!
[19 empty] | 0 | 0 | 0 | 0% | 0 | 0 | 0 | 0 | 0 | 0 | 0 | 0 | #N/A | #N/A | #N/A | #N/A | #N/A | #N/A | #N/A | 0 | 0 | 0 | #DIV/0!
[19 empty] | 0 | 0 | 0 | 0% | 0 | 0 | 0 | 0 | 0 | 0 | 0 | 0 | #N/A | #N/A | #N/A | #N/A | #N/A | #N/A | #N/A | 0 | 0 | 0 | #DIV/0!
[19 empty] | 0 | 0 | 0 | 0% | 0 | 0 | 0 | 0 | 0 | 0 | 0 | 0 | #N/A | #N/A | #N/A | #N/A | #N/A | #N/A | #N/A | 0 | 0 | 0 | #DIV/0!
[19 empty] | 0 | 0 | 0 | 0% | 0 | 0 | 0 | 0 | 0 | 0 | 0 | 0 | #N/A | #N/A | #N/A | #N/A | #N/A | #N/A | #N/A | 0 | 0 | 0 | #DIV/0!
[19 empty] | 0 | 0 | 0 | 0% | 0 | 0 | 0 | 0 | 0 | 0 | 0 | 0 | #N/A | #N/A | #N/A | #N/A | #N/A | #N/A | #N/A | 0 | 0 | 0 | #DIV/0!
[19 empty] | 0 | 0 | 0 | 0% | 0 | 0 | 0 | 0 | 0 | 0 | 0 | 0 | #N/A | #N/A | #N/A | #N/A | #N/A | #N/A | #N/A | 0 | 0 | 0 | #DIV/0!
[19 empty] | 0 | 0 | 0 | 0% | 0 | 0 | 0 | 0 | 0 | 0 | 0 | 0 | #N/A | #N/A | #N/A | #N/A | #N/A | #N/A | #N/A | 0 | 0 | 0 | #DIV/0!
[19 empty] | 0 | 0 | 0 | 0% | 0 | 0 | 0 | 0 | 0 | 0 | 0 | 0 | #N/A | #N/A | #N/A | #N/A | #N/A | #N/A | #N/A | 0 | 0 | 0 | #DIV/0!
[19 empty] | 0 | 0 | 0 | 0% | 0 | 0 | 0 | 0 | 0 | 0 | 0 | 0 | #N/A | #N/A | #N/A | #N/A | #N/A | #N/A | #N/A | 0 | 0 | 0 | #DIV/0!
[19 empty] | 0 | 0 | 0 | 0% | 0 | 0 | 0 | 0 | 0 | 0 | 0 | 0 | #N/A | #N/A | #N/A | #N/A | #N/A | #N/A | #N/A | 0 | 0 | 0 | #DIV/0!
[19 empty] | 0 | 0 | 0 | 0% | 0 | 0 | 0 | 0 | 0 | 0 | 0 | 0 | #N/A | #N/A | #N/A | #N/A | #N/A | #N/A | #N/A | 0 | 0 | 0 | #DIV/0!
[19 empty] | 0 | 0 | 0 | 0% | 0 | 0 | 0 | 0 | 0 | 0 | 0 | 0 | #N/A | #N/A | #N/A | #N/A | #N/A | #N/A | #N/A | 0 | 0 | 0 | #DIV/0!
[19 empty] | 0 | 0 | 0 | 0% | 0 | 0 | 0 | 0 | 0 | 0 | 0 | 0 | #N/A | #N/A | #N/A | #N/A | #N/A | #N/A | #N/A | 0 | 0 | 0 | #DIV/0!
[19 empty] | 0 | 0 | 0 | 0% | 0 | 0 | 0 | 0 | 0 | 0 | 0 | 0 | #N/A | #N/A | #N/A | #N/A | #N/A | #N/A | #N/A | 0 | 0 | 0 | #DIV/0!
[19 empty] | 0 | 0 | 0 | 0% | 0 | 0 | 0 | 0 | 0 | 0 | 0 | 0 | #N/A | #N/A | #N/A | #N/A | #N/A | #N/A | #N/A | 0 | 0 | 0 | #DIV/0!
[19 empty] | 0 | 0 | 0 | 0% | 0 | 0 | 0 | 0 | 0 | 0 | 0 | 0 | #N/A | #N/A | #N/A | #N/A | #N/A | #N/A | #N/A | 0 | 0 | 0 | #DIV/0!
[19 empty] | 0 | 0 | 0 | 0% | 0 | 0 | 0 | 0 | 0 | 0 | 0 | 0 | #N/A | #N/A | #N/A | #N/A | #N/A | #N/A | #N/A | 0 | 0 | 0 | #DIV/0!
[19 empty] | 0 | 0 | 0 | 0% | 0 | 0 | 0 | 0 | 0 | 0 | 0 | 0 | #N/A | #N/A | #N/A | #N/A | #N/A | #N/A | #N/A | 0 | 0 | 0 | #DIV/0!
[19 empty] | 0 | 0 | 0 | 0% | 0 | 0 | 0 | 0 | 0 | 0 | 0 | 0 | #N/A | #N/A | #N/A | #N/A | #N/A | #N/A | #N/A | 0 | 0 | 0 | #DIV/0!
[19 empty] | 0 | 0 | 0 | 0% | 0 | 0 | 0 | 0 | 0 | 0 | 0 | 0 | #N/A | #N/A | #N/A | #N/A | #N/A | #N/A | #N/A | 0 | 0 | 0 | #DIV/0!
[19 empty] | 0 | 0 | 0 | 0% | 0 | 0 | 0 | 0 | 0 | 0 | 0 | 0 | #N/A | #N/A | #N/A | #N/A | #N/A | #N/A | #N/A | 0 | 0 | 0 | #DIV/0!
[19 empty] | 0 | 0 | 0 | 0% | 0 | 0 | 0 | 0 | 0 | 0 | 0 | 0 | #N/A | #N/A | #N/A | #N/A | #N/A | #N/A | #N/A | 0 | 0 | 0 | #DIV/0!
[19 empty] | 0 | 0 | 0 | 0% | 0 | 0 | 0 | 0 | 0 | 0 | 0 | 0 | #N/A | #N/A | #N/A | #N/A | #N/A | #N/A | #N/A | 0 | 0 | 0 | #DIV/0!
[19 empty] | 0 | 0 | 0 | 0% | 0 | 0 | 0 | 0 | 0 | 0 | 0 | 0 | #N/A | #N/A | #N/A | #N/A | #N/A | #N/A | #N/A | 0 | 0 | 0 | #DIV/0!
[19 empty] | 0 | 0 | 0 | 0% | 0 | 0 | 0 | 0 | 0 | 0 | 0 | 0 | #N/A | #N/A | #N/A | #N/A | #N/A | #N/A | #N/A | 0 | 0 | 0 | #DIV/0!
[19 empty] | 0 | 0 | 0 | 0% | 0 | 0 | 0 | 0 | 0 | 0 | 0 | 0 | #N/A | #N/A | #N/A | #N/A | #N/A | #N/A | #N/A | 0 | 0 | 0 | #DIV/0!
[19 empty] | 0 | 0 | 0 | 0% | 0 | 0 | 0 | 0 | 0 | 0 | 0 | 0 | #N/A | #N/A | #N/A | #N/A | #N/A | #N/A | #N/A | 0 | 0 | 0 | #DIV/0!
[19 empty] | 0 | 0 | 0 | 0% | 0 | 0 | 0 | 0 | 0 | 0 | 0 | 0 | #N/A | #N/A | #N/A | #N/A | #N/A | #N/A | #N/A | 0 | 0 | 0 | #DIV/0!
[19 empty] | 0 | 0 | 0 | 0% | 0 | 0 | 0 | 0 | 0 | 0 | 0 | 0 | #N/A | #N/A | #N/A | #N/A | #N/A | #N/A | #N/A | 0 | 0 | 0 | #DIV/0!
[19 empty] | 0 | 0 | 0 | 0% | 0 | 0 | 0 | 0 | 0 | 0 | 0 | 0 | #N/A | #N/A | #N/A | #N/A | #N/A | #N/A | #N/A | 0 | 0 | 0 | #DIV/0!
[19 empty] | 0 | 0 | 0 | 0% | 0 | 0 | 0 | 0 | 0 | 0 | 0 | 0 | #N/A | #N/A | #N/A | #N/A | #N/A | #N/A | #N/A | 0 | 0 | 0 | #DIV/0!
[19 empty] | 0 | 0 | 0 | 0% | 0 | 0 | 0 | 0 | 0 | 0 | 0 | 0 | #N/A | #N/A | #N/A | #N/A | #N/A | #N/A | #N/A | 0 | 0 | 0 | #DIV/0!
[19 empty] | 0 | 0 | 0 | 0% | 0 | 0 | 0 | 0 | 0 | 0 | 0 | 0 | #N/A | #N/A | #N/A | #N/A | #N/A | #N/A | #N/A | 0 | 0 | 0 | #DIV/0!
[19 empty] | 0 | 0 | 0 | 0% | 0 | 0 | 0 | 0 | 0 | 0 | 0 | 0 | #N/A | #N/A | #N/A | #N/A | #N/A | #N/A | #N/A | 0 | 0 | 0 | #DIV/0!
[19 empty] | 0 | 0 | 0 | 0% | 0 | 0 | 0 | 0 | 0 | 0 | 0 | 0 | #N/A | #N/A | #N/A | #N/A | #N/A | #N/A | #N/A | 0 | 0 | 0 | #DIV/0!
[19 empty] | 0 | 0 | 0 | 0% | 0 | 0 | 0 | 0 | 0 | 0 | 0 | 0 | #N/A | #N/A | #N/A | #N/A | #N/A | #N/A | #N/A | 0 | 0 | 0 | #DIV/0!
[19 empty] | 0 | 0 | 0 | 0% | 0 | 0 | 0 | 0 | 0 | 0 | 0 | 0 | #N/A | #N/A | #N/A | #N/A | #N/A | #N/A | #N/A | 0 | 0 | 0 | #DIV/0!
[19 empty] | 0 | 0 | 0 | 0% | 0 | 0 | 0 | 0 | 0 | 0 | 0 | 0 | #N/A | #N/A | #N/A | #N/A | #N/A | #N/A | #N/A | 0 | 0 | 0 | #DIV/0!
[19 empty] | 0 | 0 | 0 | 0% | 0 | 0 | 0 | 0 | 0 | 0 | 0 | 0 | #N/A | #N/A | #N/A | #N/A | #N/A | #N/A | #N/A | 0 | 0 | 0 | #DIV/0!
[19 empty] | 0 | 0 | 0 | 0% | 0 | 0 | 0 | 0 | 0 | 0 | 0 | 0 | #N/A | #N/A | #N/A | #N/A | #N/A | #N/A | #N/A | 0 | 0 | 0 | #DIV/0!
[19 empty] | 0 | 0 | 0 | 0% | 0 | 0 | 0 | 0 | 0 | 0 | 0 | 0 | #N/A | #N/A | #N/A | #N/A | #N/A | #N/A | #N/A | 0 | 0 | 0 | #DIV/0!
[19 empty] | 0 | 0 | 0 | 0% | 0 | 0 | 0 | 0 | 0 | 0 | 0 | 0 | #N/A | #N/A | #N/A | #N/A | #N/A | #N/A | #N/A | 0 | 0 | 0 | #DIV/0!
[19 empty] | 0 | 0 | 0 | 0% | 0 | 0 | 0 | 0 | 0 | 0 | 0 | 0 | #N/A | #N/A | #N/A | #N/A | #N/A | #N/A | #N/A | 0 | 0 | 0 | #DIV/0!
[19 empty] | 0 | 0 | 0 | 0% | 0 | 0 | 0 | 0 | 0 | 0 | 0 | 0 | #N/A | #N/A | #N/A | #N/A | #N/A | #N/A | #N/A | 0 | 0 | 0 | #DIV/0!
[19 empty] | 0 | 0 | 0 | 0% | 0 | 0 | 0 | 0 | 0 | 0 | 0 | 0 | #N/A | #N/A | #N/A | #N/A | #N/A | #N/A | #N/A | 0 | 0 | 0 | #DIV/0!
[19 empty] | 0 | 0 | 0 | 0% | 0 | 0 | 0 | 0 | 0 | 0 | 0 | 0 | #N/A | #N/A | #N/A | #N/A | #N/A | #N/A | #N/A | 0 | 0 | 0 | #DIV/0!
[19 empty] | 0 | 0 | 0 | 0% | 0 | 0 | 0 | 0 | 0 | 0 | 0 | 0 | #N/A | #N/A | #N/A | #N/A | #N/A | #N/A | #N/A | 0 | 0 | 0 | #DIV/0!
[19 empty] | 0 | 0 | 0 | 0% | 0 | 0 | 0 | 0 | 0 | 0 | 0 | 0 | #N/A | #N/A | #N/A | #N/A | #N/A | #N/A | #N/A | 0 | 0 | 0 | #DIV/0!
[19 empty] | 0 | 0 | 0 | 0% | 0 | 0 | 0 | 0 | 0 | 0 | 0 | 0 | #N/A | #N/A | #N/A | #N/A | #N/A | #N/A | #N/A | 0 | 0 | 0 | #DIV/0!
[19 empty] | 0 | 0 | 0 | 0% | 0 | 0 | 0 | 0 | 0 | 0 | 0 | 0 | #N/A | #N/A | #N/A | #N/A | #N/A | #N/A | #N/A | 0 | 0 | 0 | #DIV/0!
[19 empty] | 0 | 0 | 0 | 0% | 0 | 0 | 0 | 0 | 0 | 0 | 0 | 0 | #N/A | #N/A | #N/A | #N/A | #N/A | #N/A | #N/A | 0 | 0 | 0 | #DIV/0!
[19 empty] | 0 | 0 | 0 | 0% | 0 | 0 | 0 | 0 | 0 | 0 | 0 | 0 | #N/A | #N/A | #N/A | #N/A | #N/A | #N/A | #N/A | 0 | 0 | 0 | #DIV/0!
[19 empty] | 0 | 0 | 0 | 0% | 0 | 0 | 0 | 0 | 0 | 0 | 0 | 0 | #N/A | #N/A | #N/A | #N/A | #N/A | #N/A | #N/A | 0 | 0 | 0 | #DIV/0!
[19 empty] | 0 | 0 | 0 | 0% | 0 | 0 | 0 | 0 | 0 | 0 | 0 | 0 | #N/A | #N/A | #N/A | #N/A | #N/A | #N/A | #N/A | 0 | 0 | 0 | #DIV/0!
[19 empty] | 0 | 0 | 0 | 0% | 0 | 0 | 0 | 0 | 0 | 0 | 0 | 0 | #N/A | #N/A | #N/A | #N/A | #N/A | #N/A | #N/A | 0 | 0 | 0 | #DIV/0!
[19 empty] | 0 | 0 | 0 | 0% | 0 | 0 | 0 | 0 | 0 | 0 | 0 | 0 | #N/A | #N/A | #N/A | #N/A | #N/A | #N/A | #N/A | 0 | 0 | 0 | #DIV/0!
[19 empty] | 0 | 0 | 0 | 0% | 0 | 0 | 0 | 0 | 0 | 0 | 0 | 0 | #N/A | #N/A | #N/A | #N/A | #N/A | #N/A | #N/A | 0 | 0 | 0 | #DIV/0!
[19 empty] | 0 | 0 | 0 | 0% | 0 | 0 | 0 | 0 | 0 | 0 | 0 | 0 | #N/A | #N/A | #N/A | #N/A | #N/A | #N/A | #N/A | 0 | 0 | 0 | #DIV/0!
[19 empty] | 0 | 0 | 0 | 0% | 0 | 0 | 0 | 0 | 0 | 0 | 0 | 0 | #N/A | #N/A | #N/A | #N/A | #N/A | #N/A | #N/A | 0 | 0 | 0 | #DIV/0!
[19 empty] | 0 | 0 | 0 | 0% | 0 | 0 | 0 | 0 | 0 | 0 | 0 | 0 | #N/A | #N/A | #N/A | #N/A | #N/A | #N/A | #N/A | 0 | 0 | 0 | #DIV/0!
[19 empty] | 0 | 0 | 0 | 0% | 0 | 0 | 0 | 0 | 0 | 0 | 0 | 0 | #N/A | #N/A | #N/A | #N/A | #N/A | #N/A | #N/A | 0 | 0 | 0 | #DIV/0!
[19 empty] | 0 | 0 | 0 | 0% | 0 | 0 | 0 | 0 | 0 | 0 | 0 | 0 | #N/A | #N/A | #N/A | #N/A | #N/A | #N/A | #N/A | 0 | 0 | 0 | #DIV/0!
[19 empty] | 0 | 0 | 0 | 0% | 0 | 0 | 0 | 0 | 0 | 0 | 0 | 0 | #N/A | #N/A | #N/A | #N/A | #N/A | #N/A | #N/A | 0 | 0 | 0 | #DIV/0!
[19 empty] | 0 | 0 | 0 | 0% | 0 | 0 | 0 | 0 | 0 | 0 | 0 | 0 | #N/A | #N/A | #N/A | #N/A | #N/A | #N/A | #N/A | 0 | 0 | 0 | #DIV/0!
[19 empty] | 0 | 0 | 0 | 0% | 0 | 0 | 0 | 0 | 0 | 0 | 0 | 0 | #N/A | #N/A | #N/A | #N/A | #N/A | #N/A | #N/A | 0 | 0 | 0 | #DIV/0!
[19 empty] | 0 | 0 | 0 | 0% | 0 | 0 | 0 | 0 | 0 | 0 | 0 | 0 | #N/A | #N/A | #N/A | #N/A | #N/A | #N/A | #N/A | 0 | 0 | 0 | #DIV/0!
[19 empty] | 0 | 0 | 0 | 0% | 0 | 0 | 0 | 0 | 0 | 0 | 0 | 0 | #N/A | #N/A | #N/A | #N/A | #N/A | #N/A | #N/A | 0 | 0 | 0 | #DIV/0!
[19 empty] | 0 | 0 | 0 | 0% | 0 | 0 | 0 | 0 | 0 | 0 | 0 | 0 | #N/A | #N/A | #N/A | #N/A | #N/A | #N/A | #N/A | 0 | 0 | 0 | #DIV/0!
[19 empty] | 0 | 0 | 0 | 0% | 0 | 0 | 0 | 0 | 0 | 0 | 0 | 0 | #N/A | #N/A | #N/A | #N/A | #N/A | #N/A | #N/A | 0 | 0 | 0 | #DIV/0!
[19 empty] | 0 | 0 | 0 | 0% | 0 | 0 | 0 | 0 | 0 | 0 | 0 | 0 | #N/A | #N/A | #N/A | #N/A | #N/A | #N/A | #N/A | 0 | 0 | 0 | #DIV/0!
[19 empty] | 0 | 0 | 0 | 0% | 0 | 0 | 0 | 0 | 0 | 0 | 0 | 0 | #N/A | #N/A | #N/A | #N/A | #N/A | #N/A | #N/A | 0 | 0 | 0 | #DIV/0!
[19 empty] | 0 | 0 | 0 | 0% | 0 | 0 | 0 | 0 | 0 | 0 | 0 | 0 | #N/A | #N/A | #N/A | #N/A | #N/A | #N/A | #N/A | 0 | 0 | 0 | #DIV/0!
[19 empty] | 0 | 0 | 0 | 0% | 0 | 0 | 0 | 0 | 0 | 0 | 0 | 0 | #N/A | #N/A | #N/A | #N/A | #N/A | #N/A | #N/A | 0 | 0 | 0 | #DIV/0!
[19 empty] | 0 | 0 | 0 | 0% | 0 | 0 | 0 | 0 | 0 | 0 | 0 | 0 | #N/A | #N/A | #N/A | #N/A | #N/A | #N/A | #N/A | 0 | 0 | 0 | #DIV/0!
[19 empty] | 0 | 0 | 0 | 0% | 0 | 0 | 0 | 0 | 0 | 0 | 0 | 0 | #N/A | #N/A | #N/A | #N/A | #N/A | #N/A | #N/A | 0 | 0 | 0 | #DIV/0!
[19 empty] | 0 | 0 | 0 | 0% | 0 | 0 | 0 | 0 | 0 | 0 | 0 | 0 | #N/A | #N/A | #N/A | #N/A | #N/A | #N/A | #N/A | 0 | 0 | 0 | #DIV/0!
[19 empty] | 0 | 0 | 0 | 0% | 0 | 0 | 0 | 0 | 0 | 0 | 0 | 0 | #N/A | #N/A | #N/A | #N/A | #N/A | #N/A | #N/A | 0 | 0 | 0 | #DIV/0!
[19 empty] | 0 | 0 | 0 | 0% | 0 | 0 | 0 | 0 | 0 | 0 | 0 | 0 | #N/A | #N/A | #N/A | #N/A | #N/A | #N/A | #N/A | 0 | 0 | 0 | #DIV/0!
[19 empty] | 0 | 0 | 0 | 0% | 0 | 0 | 0 | 0 | 0 | 0 | 0 | 0 | #N/A | #N/A | #N/A | #N/A | #N/A | #N/A | #N/A | 0 | 0 | 0 | #DIV/0!
[19 empty] | 0 | 0 | 0 | 0% | 0 | 0 | 0 | 0 | 0 | 0 | 0 | 0 | #N/A | #N/A | #N/A | #N/A | #N/A | #N/A | #N/A | 0 | 0 | 0 | #DIV/0!
[19 empty] | 0 | 0 | 0 | 0% | 0 | 0 | 0 | 0 | 0 | 0 | 0 | 0 | #N/A | #N/A | #N/A | #N/A | #N/A | #N/A | #N/A | 0 | 0 | 0 | #DIV/0!
[19 empty] | 0 | 0 | 0 | 0% | 0 | 0 | 0 | 0 | 0 | 0 | 0 | 0 | #N/A | #N/A | #N/A | #N/A | #N/A | #N/A | #N/A | 0 | 0 | 0 | #DIV/0!
[19 empty] | 0 | 0 | 0 | 0% | 0 | 0 | 0 | 0 | 0 | 0 | 0 | 0 | #N/A | #N/A | #N/A | #N/A | #N/A | #N/A | #N/A | 0 | 0 | 0 | #DIV/0!
[19 empty] | 0 | 0 | 0 | 0% | 0 | 0 | 0 | 0 | 0 | 0 | 0 | 0 | #N/A | #N/A | #N/A | #N/A | #N/A | #N/A | #N/A | 0 | 0 | 0 | #DIV/0!
[19 empty] | 0 | 0 | 0 | 0% | 0 | 0 | 0 | 0 | 0 | 0 | 0 | 0 | #N/A | #N/A | #N/A | #N/A | #N/A | #N/A | #N/A | 0 | 0 | 0 | #DIV/0!
[19 empty] | 0 | 0 | 0 | 0% | 0 | 0 | 0 | 0 | 0 | 0 | 0 | 0 | #N/A | #N/A | #N/A | #N/A | #N/A | #N/A | #N/A | 0 | 0 | 0 | #DIV/0!
[19 empty] | 0 | 0 | 0 | 0% | 0 | 0 | 0 | 0 | 0 | 0 | 0 | 0 | #N/A | #N/A | #N/A | #N/A | #N/A | #N/A | #N/A | 0 | 0 | 0 | #DIV/0!
[19 empty] | 0 | 0 | 0 | 0% | 0 | 0 | 0 | 0 | 0 | 0 | 0 | 0 | #N/A | #N/A | #N/A | #N/A | #N/A | #N/A | #N/A | 0 | 0 | 0 | #DIV/0!
[19 empty] | 0 | 0 | 0 | 0% | 0 | 0 | 0 | 0 | 0 | 0 | 0 | 0 | #N/A | #N/A | #N/A | #N/A | #N/A | #N/A | #N/A | 0 | 0 | 0 | #DIV/0!
[19 empty] | 0 | 0 | 0 | 0% | 0 | 0 | 0 | 0 | 0 | 0 | 0 | 0 | #N/A | #N/A | #N/A | #N/A | #N/A | #N/A | #N/A | 0 | 0 | 0 | #DIV/0!
[19 empty] | 0 | 0 | 0 | 0% | 0 | 0 | 0 | 0 | 0 | 0 | 0 | 0 | #N/A | #N/A | #N/A | #N/A | #N/A | #N/A | #N/A | 0 | 0 | 0 | #DIV/0!
[19 empty] | 0 | 0 | 0 | 0% | 0 | 0 | 0 | 0 | 0 | 0 | 0 | 0 | #N/A | #N/A | #N/A | #N/A | #N/A | #N/A | #N/A | 0 | 0 | 0 | #DIV/0!
[19 empty] | 0 | 0 | 0 | 0% | 0 | 0 | 0 | 0 | 0 | 0 | 0 | 0 | #N/A | #N/A | #N/A | #N/A | #N/A | #N/A | #N/A | 0 | 0 | 0 | #DIV/0!
[19 empty] | 0 | 0 | 0 | 0% | 0 | 0 | 0 | 0 | 0 | 0 | 0 | 0 | #N/A | #N/A | #N/A | #N/A | #N/A | #N/A | #N/A | 0 | 0 | 0 | #DIV/0!
[19 empty] | 0 | 0 | 0 | 0% | 0 | 0 | 0 | 0 | 0 | 0 | 0 | 0 | #N/A | #N/A | #N/A | #N/A | #N/A | #N/A | #N/A | 0 | 0 | 0 | #DIV/0!
[19 empty] | 0 | 0 | 0 | 0% | 0 | 0 | 0 | 0 | 0 | 0 | 0 | 0 | #N/A | #N/A | #N/A | #N/A | #N/A | #N/A | #N/A | 0 | 0 | 0 | #DIV/0!
[19 empty] | 0 | 0 | 0 | 0% | 0 | 0 | 0 | 0 | 0 | 0 | 0 | 0 | #N/A | #N/A | #N/A | #N/A | #N/A | #N/A | #N/A | 0 | 0 | 0 | #DIV/0!
[19 empty] | 0 | 0 | 0 | 0% | 0 | 0 | 0 | 0 | 0 | 0 | 0 | 0 | #N/A | #N/A | #N/A | #N/A | #N/A | #N/A | #N/A | 0 | 0 | 0 | #DIV/0!
[19 empty] | 0 | 0 | 0 | 0% | 0 | 0 | 0 | 0 | 0 | 0 | 0 | 0 | #N/A | #N/A | #N/A | #N/A | #N/A | #N/A | #N/A | 0 | 0 | 0 | #DIV/0!
[19 empty] | 0 | 0 | 0 | 0% | 0 | 0 | 0 | 0 | 0 | 0 | 0 | 0 | #N/A | #N/A | #N/A | #N/A | #N/A | #N/A | #N/A | 0 | 0 | 0 | #DIV/0!
[19 empty] | 0 | 0 | 0 | 0% | 0 | 0 | 0 | 0 | 0 | 0 | 0 | 0 | #N/A | #N/A | #N/A | #N/A | #N/A | #N/A | #N/A | 0 | 0 | 0 | #DIV/0!
[19 empty] | 0 | 0 | 0 | 0% | 0 | 0 | 0 | 0 | 0 | 0 | 0 | 0 | #N/A | #N/A | #N/A | #N/A | #N/A | #N/A | #N/A | 0 | 0 | 0 | #DIV/0!
[19 empty] | 0 | 0 | 0 | 0% | 0 | 0 | 0 | 0 | 0 | 0 | 0 | 0 | #N/A | #N/A | #N/A | #N/A | #N/A | #N/A | #N/A | 0 | 0 | 0 | #DIV/0!
[19 empty] | 0 | 0 | 0 | 0% | 0 | 0 | 0 | 0 | 0 | 0 | 0 | 0 | #N/A | #N/A | #N/A | #N/A | #N/A | #N/A | #N/A | 0 | 0 | 0 | #DIV/0!
[19 empty] | 0 | 0 | 0 | 0% | 0 | 0 | 0 | 0 | 0 | 0 | 0 | 0 | #N/A | #N/A | #N/A | #N/A | #N/A | #N/A | #N/A | 0 | 0 | 0 | #DIV/0!
[19 empty] | 0 | 0 | 0 | 0% | 0 | 0 | 0 | 0 | 0 | 0 | 0 | 0 | #N/A | #N/A | #N/A | #N/A | #N/A | #N/A | #N/A | 0 | 0 | 0 | #DIV/0!
[19 empty] | 0 | 0 | 0 | 0% | 0 | 0 | 0 | 0 | 0 | 0 | 0 | 0 | #N/A | #N/A | #N/A | #N/A | #N/A | #N/A | #N/A | 0 | 0 | 0 | #DIV/0!
[19 empty] | 0 | 0 | 0 | 0% | 0 | 0 | 0 | 0 | 0 | 0 | 0 | 0 | #N/A | #N/A | #N/A | #N/A | #N/A | #N/A | #N/A | 0 | 0 | 0 | #DIV/0!
[19 empty] | 0 | 0 | 0 | 0% | 0 | 0 | 0 | 0 | 0 | 0 | 0 | 0 | #N/A | #N/A | #N/A | #N/A | #N/A | #N/A | #N/A | 0 | 0 | 0 | #DIV/0!
[19 empty] | 0 | 0 | 0 | 0% | 0 | 0 | 0 | 0 | 0 | 0 | 0 | 0 | #N/A | #N/A | #N/A | #N/A | #N/A | #N/A | #N/A | 0 | 0 | 0 | #DIV/0!
[19 empty] | 0 | 0 | 0 | 0% | 0 | 0 | 0 | 0 | 0 | 0 | 0 | 0 | #N/A | #N/A | #N/A | #N/A | #N/A | #N/A | #N/A | 0 | 0 | 0 | #DIV/0!
[19 empty] | 0 | 0 | 0 | 0% | 0 | 0 | 0 | 0 | 0 | 0 | 0 | 0 | #N/A | #N/A | #N/A | #N/A | #N/A | #N/A | #N/A | 0 | 0 | 0 | #DIV/0!
[19 empty] | 0 | 0 | 0 | 0% | 0 | 0 | 0 | 0 | 0 | 0 | 0 | 0 | #N/A | #N/A | #N/A | #N/A | #N/A | #N/A | #N/A | 0 | 0 | 0 | #DIV/0!
[19 empty] | 0 | 0 | 0 | 0% | 0 | 0 | 0 | 0 | 0 | 0 | 0 | 0 | #N/A | #N/A | #N/A | #N/A | #N/A | #N/A | #N/A | 0 | 0 | 0 | #DIV/0!
[19 empty] | 0 | 0 | 0 | 0% | 0 | 0 | 0 | 0 | 0 | 0 | 0 | 0 | #N/A | #N/A | #N/A | #N/A | #N/A | #N/A | #N/A | 0 | 0 | 0 | #DIV/0!
[19 empty] | 0 | 0 | 0 | 0% | 0 | 0 | 0 | 0 | 0 | 0 | 0 | 0 | #N/A | #N/A | #N/A | #N/A | #N/A | #N/A | #N/A | 0 | 0 | 0 | #DIV/0!
[19 empty] | 0 | 0 | 0 | 0% | 0 | 0 | 0 | 0 | 0 | 0 | 0 | 0 | #N/A | #N/A | #N/A | #N/A | #N/A | #N/A | #N/A | 0 | 0 | 0 | #DIV/0!
[19 empty] | 0 | 0 | 0 | 0% | 0 | 0 | 0 | 0 | 0 | 0 | 0 | 0 | #N/A | #N/A | #N/A | #N/A | #N/A | #N/A | #N/A | 0 | 0 | 0 | #DIV/0!
[19 empty] | 0 | 0 | 0 | 0% | 0 | 0 | 0 | 0 | 0 | 0 | 0 | 0 | #N/A | #N/A | #N/A | #N/A | #N/A | #N/A | #N/A | 0 | 0 | 0 | #DIV/0!
[19 empty] | 0 | 0 | 0 | 0% | 0 | 0 | 0 | 0 | 0 | 0 | 0 | 0 | #N/A | #N/A | #N/A | #N/A | #N/A | #N/A | #N/A | 0 | 0 | 0 | #DIV/0!
[19 empty] | 0 | 0 | 0 | 0% | 0 | 0 | 0 | 0 | 0 | 0 | 0 | 0 | #N/A | #N/A | #N/A | #N/A | #N/A | #N/A | #N/A | 0 | 0 | 0 | #DIV/0!
[19 empty] | 0 | 0 | 0 | 0% | 0 | 0 | 0 | 0 | 0 | 0 | 0 | 0 | #N/A | #N/A | #N/A | #N/A | #N/A | #N/A | #N/A | 0 | 0 | 0 | #DIV/0!
[19 empty] | 0 | 0 | 0 | 0% | 0 | 0 | 0 | 0 | 0 | 0 | 0 | 0 | #N/A | #N/A | #N/A | #N/A | #N/A | #N/A | #N/A | 0 | 0 | 0 | #DIV/0!
[19 empty] | 0 | 0 | 0 | 0% | 0 | 0 | 0 | 0 | 0 | 0 | 0 | 0 | #N/A | #N/A | #N/A | #N/A | #N/A | #N/A | #N/A | 0 | 0 | 0 | #DIV/0!
[19 empty] | 0 | 0 | 0 | 0% | 0 | 0 | 0 | 0 | 0 | 0 | 0 | 0 | #N/A | #N/A | #N/A | #N/A | #N/A | #N/A | #N/A | 0 | 0 | 0 | #DIV/0!
[19 empty] | 0 | 0 | 0 | 0% | 0 | 0 | 0 | 0 | 0 | 0 | 0 | 0 | #N/A | #N/A | #N/A | #N/A | #N/A | #N/A | #N/A | 0 | 0 | 0 | #DIV/0!
[19 empty] | 0 | 0 | 0 | 0% | 0 | 0 | 0 | 0 | 0 | 0 | 0 | 0 | #N/A | #N/A | #N/A | #N/A | #N/A | #N/A | #N/A | 0 | 0 | 0 | #DIV/0!
[19 empty] | 0 | 0 | 0 | 0% | 0 | 0 | 0 | 0 | 0 | 0 | 0 | 0 | #N/A | #N/A | #N/A | #N/A | #N/A | #N/A | #N/A | 0 | 0 | 0 | #DIV/0!
[19 empty] | 0 | 0 | 0 | 0% | 0 | 0 | 0 | 0 | 0 | 0 | 0 | 0 | #N/A | #N/A | #N/A | #N/A | #N/A | #N/A | #N/A | 0 | 0 | 0 | #DIV/0!
[19 empty] | 0 | 0 | 0 | 0% | 0 | 0 | 0 | 0 | 0 | 0 | 0 | 0 | #N/A | #N/A | #N/A | #N/A | #N/A | #N/A | #N/A | 0 | 0 | 0 | #DIV/0!
[19 empty] | 0 | 0 | 0 | 0% | 0 | 0 | 0 | 0 | 0 | 0 | 0 | 0 | #N/A | #N/A | #N/A | #N/A | #N/A | #N/A | #N/A | 0 | 0 | 0 | #DIV/0!
[19 empty] | 0 | 0 | 0 | 0% | 0 | 0 | 0 | 0 | 0 | 0 | 0 | 0 | #N/A | #N/A | #N/A | #N/A | #N/A | #N/A | #N/A | 0 | 0 | 0 | #DIV/0!
[19 empty] | 0 | 0 | 0 | 0% | 0 | 0 | 0 | 0 | 0 | 0 | 0 | 0 | #N/A | #N/A | #N/A | #N/A | #N/A | #N/A | #N/A | 0 | 0 | 0 | #DIV/0!
[19 empty] | 0 | 0 | 0 | 0% | 0 | 0 | 0 | 0 | 0 | 0 | 0 | 0 | #N/A | #N/A | #N/A | #N/A | #N/A | #N/A | #N/A | 0 | 0 | 0 | #DIV/0!
[19 empty] | 0 | 0 | 0 | 0% | 0 | 0 | 0 | 0 | 0 | 0 | 0 | 0 | #N/A | #N/A | #N/A | #N/A | #N/A | #N/A | #N/A | 0 | 0 | 0 | #DIV/0!
[19 empty] | 0 | 0 | 0 | 0% | 0 | 0 | 0 | 0 | 0 | 0 | 0 | 0 | #N/A | #N/A | #N/A | #N/A | #N/A | #N/A | #N/A | 0 | 0 | 0 | #DIV/0!
[19 empty] | 0 | 0 | 0 | 0% | 0 | 0 | 0 | 0 | 0 | 0 | 0 | 0 | #N/A | #N/A | #N/A | #N/A | #N/A | #N/A | #N/A | 0 | 0 | 0 | #DIV/0!
[19 empty] | 0 | 0 | 0 | 0% | 0 | 0 | 0 | 0 | 0 | 0 | 0 | 0 | #N/A | #N/A | #N/A | #N/A | #N/A | #N/A | #N/A | 0 | 0 | 0 | #DIV/0!
[19 empty] | 0 | 0 | 0 | 0% | 0 | 0 | 0 | 0 | 0 | 0 | 0 | 0 | #N/A | #N/A | #N/A | #N/A | #N/A | #N/A | #N/A | 0 | 0 | 0 | #DIV/0!
[19 empty] | 0 | 0 | 0 | 0% | 0 | 0 | 0 | 0 | 0 | 0 | 0 | 0 | #N/A | #N/A | #N/A | #N/A | #N/A | #N/A | #N/A | 0 | 0 | 0 | #DIV/0!
[19 empty] | 0 | 0 | 0 | 0% | 0 | 0 | 0 | 0 | 0 | 0 | 0 | 0 | #N/A | #N/A | #N/A | #N/A | #N/A | #N/A | #N/A | 0 | 0 | 0 | #DIV/0!
[19 empty] | 0 | 0 | 0 | 0% | 0 | 0 | 0 | 0 | 0 | 0 | 0 | 0 | #N/A | #N/A | #N/A | #N/A | #N/A | #N/A | #N/A | 0 | 0 | 0 | #DIV/0!
[19 empty] | 0 | 0 | 0 | 0% | 0 | 0 | 0 | 0 | 0 | 0 | 0 | 0 | #N/A | #N/A | #N/A | #N/A | #N/A | #N/A | #N/A | 0 | 0 | 0 | #DIV/0!
[19 empty] | 0 | 0 | 0 | 0% | 0 | 0 | 0 | 0 | 0 | 0 | 0 | 0 | #N/A | #N/A | #N/A | #N/A | #N/A | #N/A | #N/A | 0 | 0 | 0 | #DIV/0!
[19 empty] | 0 | 0 | 0 | 0% | 0 | 0 | 0 | 0 | 0 | 0 | 0 | 0 | #N/A | #N/A | #N/A | #N/A | #N/A | #N/A | #N/A | 0 | 0 | 0 | #DIV/0!
[19 empty] | 0 | 0 | 0 | 0% | 0 | 0 | 0 | 0 | 0 | 0 | 0 | 0 | #N/A | #N/A | #N/A | #N/A | #N/A | #N/A | #N/A | 0 | 0 | 0 | #DIV/0!

## Home Energy Reports {E}
Rtn to Summary |  | Order Number | Program Name | Discount Rate: | 6.8% | [9 empty] | Paste in incentives but use DBtC for Total
| Program: | 18230461 | Home Energy Reports {E}
| paste |  |  | paste | paste | paste | paste | paste | paste | paste | paste | paste | paste | Paste | paste | paste | paste | paste | Formula: G + H | Formula: (O/A10)*T | Formula: N - M | Formula: O/A10 | Formula: W*A8 | Formula: Q - P | Formula: X + DBtC | Formula: Q + X | Formula: Z/(1+ElecDiscountRate)^1 | Formula: AA/(1+ElecDiscountRate)^1 | Formula: -PV (ElecDiscount Rate,T,R)*J | Formula: - PV (ElecDiscount Rate, T, S)*J |  | AF*J*K |  | AH*J*L | AG + AI |  | AG +AI -AK | formula: Logic to lookup from AC tables and adjust by savings and quantity | Formula: Utility Savings (AM)*1.1+AD+AE | formula: AM/AB | formula: AN/AC
| Sch. No. | Order Number | Program Name | Measure Version | Measure Name | First Period Measure Life | Second period Measure Life | Electric End-Use Type | Number of units offered | Savings per Unit Period 1 | Savngs per Unit Period 2 | Incentives Per Unit | Incremental Measure Cost per Unit | Total First Year Savings | Total Incentive | Total Incremental Measure Cost | Unit First Year Non-Energy Benefits | Unit Annual Net Equipment O&M | Total Measure Life | Weighted Life | Agency or Customer Cost per Unit | Percent Unit overhead | Program Overhead Cost | Total Customer Cost | Total Utility Program Costs | Total Resource Cost | PV Total Utility Program Costs | PV Total Resource Costs | PV Total Non-Energy Benefits | PV Total Net Equipment O&M | Unit PV First period Savings for 1 kWh | Total First Period Savings | Unit PV Savings for Second Period for 1 kWh | Total Second period Savings | Unadjusted Total | Decrement | Final UC Total Savings | PV Total Savings UC | PV Total Savings TRC | UC B/C Ratio | TRC B/C Ratio
DBTC: | E214 | 18230461 | Home Energy Reports {E} | 13353 - 4 | Energy Reports - E - Res | 1 | 0 | Res Lighting | 360000 | 120 | 0 | 1.83 | 1.83 | 43200000 | 658800 | 658800 | 0 |  | 1 | 1 | 0 | 100% | 770273.82 | 0 | 1429073.82 | 1429073.82 | 1338084.1011 | 1338084.1011 | 0 | 0 | 0.13492 | 5828341.106 | 0.13492 | 0 | 5828341.106 | 0 | 5828341.106 | 5828341.106 | 6411175.2166 | 4.3557 | 4.7913
658800 | E214 | 18230461 | Home Energy Reports {E} | [15 empty] | 0 | 0 | 0 | 0% | 0 | 0 | 0 | 0 | 0 | 0 | 0 | 0 | #N/A | #N/A | #N/A | #N/A | #N/A | #N/A | #N/A | 0 | 0 | 0 | #DIV/0!
Program Costs: | [18 empty] | 0 | 0 | 0 | 0% | 0 | 0 | 0 | 0 | 0 | 0 | 0 | 0 | #N/A | #N/A | #N/A | #N/A | #N/A | #N/A | #N/A | 0 | 0 | 0 | #DIV/0!
770273.82 | [18 empty] | 0 | 0 | 0 | 0% | 0 | 0 | 0 | 0 | 0 | 0 | 0 | 0 | #N/A | #N/A | #N/A | #N/A | #N/A | #N/A | #N/A | 0 | 0 | 0 | #DIV/0!
Total Savings (kWh): | [18 empty] | 0 | 0 | 0 | 0% | 0 | 0 | 0 | 0 | 0 | 0 | 0 | 0 | #N/A | #N/A | #N/A | #N/A | #N/A | #N/A | #N/A | 0 | 0 | 0 | #DIV/0!
43200000 | [18 empty] | 0 | 0 | 0 | 0% | 0 | 0 | 0 | 0 | 0 | 0 | 0 | 0 | #N/A | #N/A | #N/A | #N/A | #N/A | #N/A | #N/A | 0 | 0 | 0 | #DIV/0!
Total Incentives: | [18 empty] | 0 | 0 | 0 | 0% | 0 | 0 | 0 | 0 | 0 | 0 | 0 | 0 | #N/A | #N/A | #N/A | #N/A | #N/A | #N/A | #N/A | 0 | 0 | 0 | #DIV/0!
658800 | [18 empty] | 0 | 0 | 0 | 0% | 0 | 0 | 0 | 0 | 0 | 0 | 0 | 0 | #N/A | #N/A | #N/A | #N/A | #N/A | #N/A | #N/A | 0 | 0 | 0 | #DIV/0!
Total Customer Costs: | [18 empty] | 0 | 0 | 0 | 0% | 0 | 0 | 0 | 0 | 0 | 0 | 0 | 0 | #N/A | #N/A | #N/A | #N/A | #N/A | #N/A | #N/A | 0 | 0 | 0 | #DIV/0!
0 | [18 empty] | 0 | 0 | 0 | 0% | 0 | 0 | 0 | 0 | 0 | 0 | 0 | 0 | #N/A | #N/A | #N/A | #N/A | #N/A | #N/A | #N/A | 0 | 0 | 0 | #DIV/0!
Weighted Avg Life | [18 empty] | 0 | 0 | 0 | 0% | 0 | 0 | 0 | 0 | 0 | 0 | 0 | 0 | #N/A | #N/A | #N/A | #N/A | #N/A | #N/A | #N/A | 0 | 0 | 0 | #DIV/0!
1 | [18 empty] | 0 | 0 | 0 | 0% | 0 | 0 | 0 | 0 | 0 | 0 | 0 | 0 | #N/A | #N/A | #N/A | #N/A | #N/A | #N/A | #N/A | 0 | 0 | 0 | #DIV/0!
Total Utility Cost | [18 empty] | 0 | 0 | 0 | 0% | 0 | 0 | 0 | 0 | 0 | 0 | 0 | 0 | #N/A | #N/A | #N/A | #N/A | #N/A | #N/A | #N/A | 0 | 0 | 0 | #DIV/0!
1429073.82 | [18 empty] | 0 | 0 | 0 | 0% | 0 | 0 | 0 | 0 | 0 | 0 | 0 | 0 | #N/A | #N/A | #N/A | #N/A | #N/A | #N/A | #N/A | 0 | 0 | 0 | #DIV/0!
Total Resource Cost | [18 empty] | 0 | 0 | 0 | 0% | 0 | 0 | 0 | 0 | 0 | 0 | 0 | 0 | #N/A | #N/A | #N/A | #N/A | #N/A | #N/A | #N/A | 0 | 0 | 0 | #DIV/0!
1429073.82 | [18 empty] | 0 | 0 | 0 | 0% | 0 | 0 | 0 | 0 | 0 | 0 | 0 | 0 | #N/A | #N/A | #N/A | #N/A | #N/A | #N/A | #N/A | 0 | 0 | 0 | #DIV/0!
UC B/C Ratio | [18 empty] | 0 | 0 | 0 | 0% | 0 | 0 | 0 | 0 | 0 | 0 | 0 | 0 | #N/A | #N/A | #N/A | #N/A | #N/A | #N/A | #N/A | 0 | 0 | 0 | #DIV/0!
4.3557 | [18 empty] | 0 | 0 | 0 | 0% | 0 | 0 | 0 | 0 | 0 | 0 | 0 | 0 | #N/A | #N/A | #N/A | #N/A | #N/A | #N/A | #N/A | 0 | 0 | 0 | #DIV/0!
TRC B/C Ratio | [18 empty] | 0 | 0 | 0 | 0% | 0 | 0 | 0 | 0 | 0 | 0 | 0 | 0 | #N/A | #N/A | #N/A | #N/A | #N/A | #N/A | #N/A | 0 | 0 | 0 | #DIV/0!
4.7913 | [18 empty] | 0 | 0 | 0 | 0% | 0 | 0 | 0 | 0 | 0 | 0 | 0 | 0 | #N/A | #N/A | #N/A | #N/A | #N/A | #N/A | #N/A | 0 | 0 | 0 | #DIV/0!

## Efficiency Boost {E}
Rtn to Summary |  | Order Number | Program Name | Discount Rate: | 6.8% | [9 empty] | Paste in incentives but use DBtC for Total
| Program: | 18230751 | Efficiency Boost {E}
| paste |  |  | paste | paste | paste | paste | paste | paste | paste | paste | paste | paste | Paste | paste | paste | paste | paste | Formula: G + H | Formula: (O/A10)*T | Formula: N - M | Formula: O/A10 | Formula: W*A8 | Formula: Q - P | Formula: X + DBtC | Formula: Q + X | Formula: Z/(1+ElecDiscountRate)^1 | Formula: AA/(1+ElecDiscountRate)^1 | Formula: -PV (ElecDiscount Rate,T,R)*J | Formula: - PV (ElecDiscount Rate, T, S)*J |  | AF*J*K |  | AH*J*L | AG + AI |  | AG +AI -AK | formula: Logic to lookup from AC tables and adjust by savings and quantity | Formula: Utility Savings (AM)*1.1+AD+AE | formula: AM/AB | formula: AN/AC
| Sch. No. | Order Number | Program Name | Measure Version | Measure Name | First Period Measure Life | Second period Measure Life | Electric End-Use Type | Number of units offered | Savings per Unit Period 1 | Savngs per Unit Period 2 | Incentives Per Unit | Incremental Measure Cost per Unit | Total First Year Savings | Total Incentive | Total Incremental Measure Cost | Unit First Year Non-Energy Benefits | Unit Annual Net Equipment O&M | Total Measure Life | Weighted Life | Agency or Customer Cost per Unit | Percent Unit overhead | Program Overhead Cost | Total Customer Cost | Total Utility Program Costs | Total Resource Cost | PV Total Utility Program Costs | PV Total Resource Costs | PV Total Non-Energy Benefits | PV Total Net Equipment O&M | Unit PV First period Savings for 1 kWh | Total First Period Savings | Unit PV Savings for Second Period for 1 kWh | Total Second period Savings | Unadjusted Total | Decrement | Final UC Total Savings | PV Total Savings UC | PV Total Savings TRC | UC B/C Ratio | TRC B/C Ratio
DBTC: | E214 | 18230751 | Efficiency Boost {E} | [15 empty] | 0 | #DIV/0! | 0 | #DIV/0! | #DIV/0! | 0 | #DIV/0! | #DIV/0! | #DIV/0! | #DIV/0! | 0 | 0 | #N/A | #N/A | #N/A | #N/A | #N/A | #N/A | #N/A | 0 | 0 | 0 | #DIV/0!
0 | [18 empty] | 0 | #DIV/0! | 0 | #DIV/0! | #DIV/0! | 0 | #DIV/0! | #DIV/0! | #DIV/0! | #DIV/0! | 0 | 0 | #N/A | #N/A | #N/A | #N/A | #N/A | #N/A | #N/A | 0 | 0 | 0 | #DIV/0!
Program Costs: | [18 empty] | 0 | #DIV/0! | 0 | #DIV/0! | #DIV/0! | 0 | #DIV/0! | #DIV/0! | #DIV/0! | #DIV/0! | 0 | 0 | #N/A | #N/A | #N/A | #N/A | #N/A | #N/A | #N/A | 0 | 0 | 0 | #DIV/0!
77997.44 | [18 empty] | 0 | #DIV/0! | 0 | #DIV/0! | #DIV/0! | 0 | #DIV/0! | #DIV/0! | #DIV/0! | #DIV/0! | 0 | 0 | #N/A | #N/A | #N/A | #N/A | #N/A | #N/A | #N/A | 0 | 0 | 0 | #DIV/0!
Total Savings (kWh): | [18 empty] | 0 | #DIV/0! | 0 | #DIV/0! | #DIV/0! | 0 | #DIV/0! | #DIV/0! | #DIV/0! | #DIV/0! | 0 | 0 | #N/A | #N/A | #N/A | #N/A | #N/A | #N/A | #N/A | 0 | 0 | 0 | #DIV/0!
0 | [18 empty] | 0 | #DIV/0! | 0 | #DIV/0! | #DIV/0! | 0 | #DIV/0! | #DIV/0! | #DIV/0! | #DIV/0! | 0 | 0 | #N/A | #N/A | #N/A | #N/A | #N/A | #N/A | #N/A | 0 | 0 | 0 | #DIV/0!
Total Incentives: | [18 empty] | 0 | #DIV/0! | 0 | #DIV/0! | #DIV/0! | 0 | #DIV/0! | #DIV/0! | #DIV/0! | #DIV/0! | 0 | 0 | #N/A | #N/A | #N/A | #N/A | #N/A | #N/A | #N/A | 0 | 0 | 0 | #DIV/0!
0 | [18 empty] | 0 | #DIV/0! | 0 | #DIV/0! | #DIV/0! | 0 | #DIV/0! | #DIV/0! | #DIV/0! | #DIV/0! | 0 | 0 | #N/A | #N/A | #N/A | #N/A | #N/A | #N/A | #N/A | 0 | 0 | 0 | #DIV/0!
Total Customer Costs: | [18 empty] | 0 | #DIV/0! | 0 | #DIV/0! | #DIV/0! | 0 | #DIV/0! | #DIV/0! | #DIV/0! | #DIV/0! | 0 | 0 | #N/A | #N/A | #N/A | #N/A | #N/A | #N/A | #N/A | 0 | 0 | 0 | #DIV/0!
0 | [18 empty] | 0 | #DIV/0! | 0 | #DIV/0! | #DIV/0! | 0 | #DIV/0! | #DIV/0! | #DIV/0! | #DIV/0! | 0 | 0 | #N/A | #N/A | #N/A | #N/A | #N/A | #N/A | #N/A | 0 | 0 | 0 | #DIV/0!
Weighted Avg Life | [18 empty] | 0 | #DIV/0! | 0 | #DIV/0! | #DIV/0! | 0 | #DIV/0! | #DIV/0! | #DIV/0! | #DIV/0! | 0 | 0 | #N/A | #N/A | #N/A | #N/A | #N/A | #N/A | #N/A | 0 | 0 | 0 | #DIV/0!
#DIV/0! | [18 empty] | 0 | #DIV/0! | 0 | #DIV/0! | #DIV/0! | 0 | #DIV/0! | #DIV/0! | #DIV/0! | #DIV/0! | 0 | 0 | #N/A | #N/A | #N/A | #N/A | #N/A | #N/A | #N/A | 0 | 0 | 0 | #DIV/0!
Total Utility Cost | [18 empty] | 0 | #DIV/0! | 0 | #DIV/0! | #DIV/0! | 0 | #DIV/0! | #DIV/0! | #DIV/0! | #DIV/0! | 0 | 0 | #N/A | #N/A | #N/A | #N/A | #N/A | #N/A | #N/A | 0 | 0 | 0 | #DIV/0!
77997.44 | [18 empty] | 0 | #DIV/0! | 0 | #DIV/0! | #DIV/0! | 0 | #DIV/0! | #DIV/0! | #DIV/0! | #DIV/0! | 0 | 0 | #N/A | #N/A | #N/A | #N/A | #N/A | #N/A | #N/A | 0 | 0 | 0 | #DIV/0!
Total Resource Cost | [18 empty] | 0 | #DIV/0! | 0 | #DIV/0! | #DIV/0! | 0 | #DIV/0! | #DIV/0! | #DIV/0! | #DIV/0! | 0 | 0 | #N/A | #N/A | #N/A | #N/A | #N/A | #N/A | #N/A | 0 | 0 | 0 | #DIV/0!
77997.44 | [18 empty] | 0 | #DIV/0! | 0 | #DIV/0! | #DIV/0! | 0 | #DIV/0! | #DIV/0! | #DIV/0! | #DIV/0! | 0 | 0 | #N/A | #N/A | #N/A | #N/A | #N/A | #N/A | #N/A | 0 | 0 | 0 | #DIV/0!
UC B/C Ratio | [18 empty] | 0 | #DIV/0! | 0 | #DIV/0! | #DIV/0! | 0 | #DIV/0! | #DIV/0! | #DIV/0! | #DIV/0! | 0 | 0 | #N/A | #N/A | #N/A | #N/A | #N/A | #N/A | #N/A | 0 | 0 | 0 | #DIV/0!
#DIV/0! | [18 empty] | 0 | #DIV/0! | 0 | #DIV/0! | #DIV/0! | 0 | #DIV/0! | #DIV/0! | #DIV/0! | #DIV/0! | 0 | 0 | #N/A | #N/A | #N/A | #N/A | #N/A | #N/A | #N/A | 0 | 0 | 0 | #DIV/0!
TRC B/C Ratio | [18 empty] | 0 | #DIV/0! | 0 | #DIV/0! | #DIV/0! | 0 | #DIV/0! | #DIV/0! | #DIV/0! | #DIV/0! | 0 | 0 | #N/A | #N/A | #N/A | #N/A | #N/A | #N/A | #N/A | 0 | 0 | 0 | #DIV/0!
#DIV/0! | [18 empty] | 0 | #DIV/0! | 0 | #DIV/0! | #DIV/0! | 0 | #DIV/0! | #DIV/0! | #DIV/0! | #DIV/0! | 0 | 0 | #N/A | #N/A | #N/A | #N/A | #N/A | #N/A | #N/A | 0 | 0 | 0 | #DIV/0!

## Res Midstream HVAC & WH {E}
Rtn to Summary |  | Order Number | Program Name | Discount Rate: | 6.8% | [9 empty] | Paste in incentives but use DBtC for Total
| Program: | 18230162 | Residential Midstream HVAC and Water Heat {E}
| paste |  |  | paste | paste | paste | paste | paste | paste | paste | paste | paste | paste | Paste | paste | paste | paste | paste | Formula: G + H | Formula: (O/A10)*T | Formula: N - M | Formula: O/A10 | Formula: W*A8 | Formula: Q - P | Formula: X + DBtC | Formula: Q + X | Formula: Z/(1+ElecDiscountRate)^1 | Formula: AA/(1+ElecDiscountRate)^1 | Formula: -PV (ElecDiscount Rate,T,R)*J | Formula: - PV (ElecDiscount Rate, T, S)*J |  | AF*J*K |  | AH*J*L | AG + AI |  | AG +AI -AK | formula: Logic to lookup from AC tables and adjust by savings and quantity | Formula: Utility Savings (AM)*1.1+AD+AE | formula: AM/AB | formula: AN/AC
| Sch. No. | Order Number | Program Name | Measure Version | Measure Name | First Period Measure Life | Second period Measure Life | Electric End-Use Type | Number of units offered | Savings per Unit Period 1 | Savngs per Unit Period 2 | Incentives Per Unit | Incremental Measure Cost per Unit | Total First Year Savings | Total Incentive | Total Incremental Measure Cost | Unit First Year Non-Energy Benefits | Unit Annual Net Equipment O&M | Total Measure Life | Weighted Life | Agency or Customer Cost per Unit | Percent Unit overhead | Program Overhead Cost | Total Customer Cost | Total Utility Program Costs | Total Resource Cost | PV Total Utility Program Costs | PV Total Resource Costs | PV Total Non-Energy Benefits | PV Total Net Equipment O&M | Unit PV First period Savings for 1 kWh | Total First Period Savings | Unit PV Savings for Second Period for 1 kWh | Total Second period Savings | Unadjusted Total | Decrement | Final UC Total Savings | PV Total Savings UC | PV Total Savings TRC | UC B/C Ratio | TRC B/C Ratio
DBTC: | E214 | 18230162 | Residential Midstream HVAC and Water Heat {E} | 0 - 1 | 2025 - Midstream Program Planning Line - Incentives | 15 | 0 | SF Heat Pump | 1 | 14604340 | 0 | 4391515 | 6587272 | 14604340 | 4391515 | 6587272 | 0 |  | 15 | 15 | 2195757 | 100% | 1534338.01 | 2195757 | 5925853.01 | 8121610.01 | 5548551.5075 | 7604503.7547 | 0 | 0 | 1.7654 | 25782765.6492 | 1.7654 | 0 | 25782765.6492 | 0 | 25782765.6492 | 25782765.6492 | 28361042.2141 | 4.6468 | 3.7295
4391515 | E214 | 18230162 | Residential Midstream HVAC and Water Heat {E} | [15 empty] | 0 | 0 | 0 | 0% | 0 | 0 | 0 | 0 | 0 | 0 | 0 | 0 | #N/A | #N/A | #N/A | #N/A | #N/A | #N/A | #N/A | 0 | 0 | 0 | #DIV/0!
Program Costs: | E214 | [17 empty] | 0 | 0 | 0 | 0% | 0 | 0 | 0 | 0 | 0 | 0 | 0 | 0 | #N/A | #N/A | #N/A | #N/A | #N/A | #N/A | #N/A | 0 | 0 | 0 | #DIV/0!
1534338.01 | E214 | [17 empty] | 0 | 0 | 0 | 0% | 0 | 0 | 0 | 0 | 0 | 0 | 0 | 0 | #N/A | #N/A | #N/A | #N/A | #N/A | #N/A | #N/A | 0 | 0 | 0 | #DIV/0!
Total Savings (kWh): | E214 | [17 empty] | 0 | 0 | 0 | 0% | 0 | 0 | 0 | 0 | 0 | 0 | 0 | 0 | #N/A | #N/A | #N/A | #N/A | #N/A | #N/A | #N/A | 0 | 0 | 0 | #DIV/0!
14604340 | E214 | [17 empty] | 0 | 0 | 0 | 0% | 0 | 0 | 0 | 0 | 0 | 0 | 0 | 0 | #N/A | #N/A | #N/A | #N/A | #N/A | #N/A | #N/A | 0 | 0 | 0 | #DIV/0!
Total Incentives: | E214 | [17 empty] | 0 | 0 | 0 | 0% | 0 | 0 | 0 | 0 | 0 | 0 | 0 | 0 | #N/A | #N/A | #N/A | #N/A | #N/A | #N/A | #N/A | 0 | 0 | 0 | #DIV/0!
4391515 | E214 | [17 empty] | 0 | 0 | 0 | 0% | 0 | 0 | 0 | 0 | 0 | 0 | 0 | 0 | #N/A | #N/A | #N/A | #N/A | #N/A | #N/A | #N/A | 0 | 0 | 0 | #DIV/0!
Total Customer Costs: | E214 | [17 empty] | 0 | 0 | 0 | 0% | 0 | 0 | 0 | 0 | 0 | 0 | 0 | 0 | #N/A | #N/A | #N/A | #N/A | #N/A | #N/A | #N/A | 0 | 0 | 0 | #DIV/0!
2195757 | E214 | [17 empty] | 0 | 0 | 0 | 0% | 0 | 0 | 0 | 0 | 0 | 0 | 0 | 0 | #N/A | #N/A | #N/A | #N/A | #N/A | #N/A | #N/A | 0 | 0 | 0 | #DIV/0!
Weighted Avg Life | E214 | [17 empty] | 0 | 0 | 0 | 0% | 0 | 0 | 0 | 0 | 0 | 0 | 0 | 0 | #N/A | #N/A | #N/A | #N/A | #N/A | #N/A | #N/A | 0 | 0 | 0 | #DIV/0!
15 | E214 | [17 empty] | 0 | 0 | 0 | 0% | 0 | 0 | 0 | 0 | 0 | 0 | 0 | 0 | #N/A | #N/A | #N/A | #N/A | #N/A | #N/A | #N/A | 0 | 0 | 0 | #DIV/0!
Total Utility Cost | E214 | [17 empty] | 0 | 0 | 0 | 0% | 0 | 0 | 0 | 0 | 0 | 0 | 0 | 0 | #N/A | #N/A | #N/A | #N/A | #N/A | #N/A | #N/A | 0 | 0 | 0 | #DIV/0!
5925853.01 | E214 | [17 empty] | 0 | 0 | 0 | 0% | 0 | 0 | 0 | 0 | 0 | 0 | 0 | 0 | #N/A | #N/A | #N/A | #N/A | #N/A | #N/A | #N/A | 0 | 0 | 0 | #DIV/0!
Total Resource Cost | E214 | [17 empty] | 0 | 0 | 0 | 0% | 0 | 0 | 0 | 0 | 0 | 0 | 0 | 0 | #N/A | #N/A | #N/A | #N/A | #N/A | #N/A | #N/A | 0 | 0 | 0 | #DIV/0!
8121610.01 | E214 | [17 empty] | 0 | 0 | 0 | 0% | 0 | 0 | 0 | 0 | 0 | 0 | 0 | 0 | #N/A | #N/A | #N/A | #N/A | #N/A | #N/A | #N/A | 0 | 0 | 0 | #DIV/0!
UC B/C Ratio | E214 | [17 empty] | 0 | 0 | 0 | 0% | 0 | 0 | 0 | 0 | 0 | 0 | 0 | 0 | #N/A | #N/A | #N/A | #N/A | #N/A | #N/A | #N/A | 0 | 0 | 0 | #DIV/0!
4.6468 | E214 | [17 empty] | 0 | 0 | 0 | 0% | 0 | 0 | 0 | 0 | 0 | 0 | 0 | 0 | #N/A | #N/A | #N/A | #N/A | #N/A | #N/A | #N/A | 0 | 0 | 0 | #DIV/0!
TRC B/C Ratio | E214 | [17 empty] | 0 | 0 | 0 | 0% | 0 | 0 | 0 | 0 | 0 | 0 | 0 | 0 | #N/A | #N/A | #N/A | #N/A | #N/A | #N/A | #N/A | 0 | 0 | 0 | #DIV/0!
3.7295 | E214 | [17 empty] | 0 | 0 | 0 | 0% | 0 | 0 | 0 | 0 | 0 | 0 | 0 | 0 | #N/A | #N/A | #N/A | #N/A | #N/A | #N/A | #N/A | 0 | 0 | 0 | #DIV/0!
| E214 | [17 empty] | 0 | 0 | 0 | 0% | 0 | 0 | 0 | 0 | 0 | 0 | 0 | 0 | #N/A | #N/A | #N/A | #N/A | #N/A | #N/A | #N/A | 0 | 0 | 0 | #DIV/0!
| E214 | [17 empty] | 0 | 0 | 0 | 0% | 0 | 0 | 0 | 0 | 0 | 0 | 0 | 0 | #N/A | #N/A | #N/A | #N/A | #N/A | #N/A | #N/A | 0 | 0 | 0 | #DIV/0!
[19 empty] | 0 | 0 | 0 | 0% | 0 | 0 | 0 | 0 | 0 | 0 | 0 | 0 | #N/A | #N/A | #N/A | #N/A | #N/A | #N/A | #N/A | 0 | 0 | 0 | #DIV/0!
[19 empty] | 0 | 0 | 0 | 0% | 0 | 0 | 0 | 0 | 0 | 0 | 0 | 0 | #N/A | #N/A | #N/A | #N/A | #N/A | #N/A | #N/A | 0 | 0 | 0 | #DIV/0!
[19 empty] | 0 | 0 | 0 | 0% | 0 | 0 | 0 | 0 | 0 | 0 | 0 | 0 | #N/A | #N/A | #N/A | #N/A | #N/A | #N/A | #N/A | 0 | 0 | 0 | #DIV/0!
[19 empty] | 0 | 0 | 0 | 0% | 0 | 0 | 0 | 0 | 0 | 0 | 0 | 0 | #N/A | #N/A | #N/A | #N/A | #N/A | #N/A | #N/A | 0 | 0 | 0 | #DIV/0!
[19 empty] | 0 | 0 | 0 | 0% | 0 | 0 | 0 | 0 | 0 | 0 | 0 | 0 | #N/A | #N/A | #N/A | #N/A | #N/A | #N/A | #N/A | 0 | 0 | 0 | #DIV/0!
[19 empty] | 0 | 0 | 0 | 0% | 0 | 0 | 0 | 0 | 0 | 0 | 0 | 0 | #N/A | #N/A | #N/A | #N/A | #N/A | #N/A | #N/A | 0 | 0 | 0 | #DIV/0!
[19 empty] | 0 | 0 | 0 | 0% | 0 | 0 | 0 | 0 | 0 | 0 | 0 | 0 | #N/A | #N/A | #N/A | #N/A | #N/A | #N/A | #N/A | 0 | 0 | 0 | #DIV/0!
[19 empty] | 0 | 0 | 0 | 0% | 0 | 0 | 0 | 0 | 0 | 0 | 0 | 0 | #N/A | #N/A | #N/A | #N/A | #N/A | #N/A | #N/A | 0 | 0 | 0 | #DIV/0!
[19 empty] | 0 | 0 | 0 | 0% | 0 | 0 | 0 | 0 | 0 | 0 | 0 | 0 | #N/A | #N/A | #N/A | #N/A | #N/A | #N/A | #N/A | 0 | 0 | 0 | #DIV/0!
[19 empty] | 0 | 0 | 0 | 0% | 0 | 0 | 0 | 0 | 0 | 0 | 0 | 0 | #N/A | #N/A | #N/A | #N/A | #N/A | #N/A | #N/A | 0 | 0 | 0 | #DIV/0!
[19 empty] | 0 | 0 | 0 | 0% | 0 | 0 | 0 | 0 | 0 | 0 | 0 | 0 | #N/A | #N/A | #N/A | #N/A | #N/A | #N/A | #N/A | 0 | 0 | 0 | #DIV/0!
[19 empty] | 0 | 0 | 0 | 0% | 0 | 0 | 0 | 0 | 0 | 0 | 0 | 0 | #N/A | #N/A | #N/A | #N/A | #N/A | #N/A | #N/A | 0 | 0 | 0 | #DIV/0!
[19 empty] | 0 | 0 | 0 | 0% | 0 | 0 | 0 | 0 | 0 | 0 | 0 | 0 | #N/A | #N/A | #N/A | #N/A | #N/A | #N/A | #N/A | 0 | 0 | 0 | #DIV/0!
[19 empty] | 0 | 0 | 0 | 0% | 0 | 0 | 0 | 0 | 0 | 0 | 0 | 0 | #N/A | #N/A | #N/A | #N/A | #N/A | #N/A | #N/A | 0 | 0 | 0 | #DIV/0!
[19 empty] | 0 | 0 | 0 | 0% | 0 | 0 | 0 | 0 | 0 | 0 | 0 | 0 | #N/A | #N/A | #N/A | #N/A | #N/A | #N/A | #N/A | 0 | 0 | 0 | #DIV/0!
[19 empty] | 0 | 0 | 0 | 0% | 0 | 0 | 0 | 0 | 0 | 0 | 0 | 0 | #N/A | #N/A | #N/A | #N/A | #N/A | #N/A | #N/A | 0 | 0 | 0 | #DIV/0!
[19 empty] | 0 | 0 | 0 | 0% | 0 | 0 | 0 | 0 | 0 | 0 | 0 | 0 | #N/A | #N/A | #N/A | #N/A | #N/A | #N/A | #N/A | 0 | 0 | 0 | #DIV/0!
[19 empty] | 0 | 0 | 0 | 0% | 0 | 0 | 0 | 0 | 0 | 0 | 0 | 0 | #N/A | #N/A | #N/A | #N/A | #N/A | #N/A | #N/A | 0 | 0 | 0 | #DIV/0!
[19 empty] | 0 | 0 | 0 | 0% | 0 | 0 | 0 | 0 | 0 | 0 | 0 | 0 | #N/A | #N/A | #N/A | #N/A | #N/A | #N/A | #N/A | 0 | 0 | 0 | #DIV/0!
[19 empty] | 0 | 0 | 0 | 0% | 0 | 0 | 0 | 0 | 0 | 0 | 0 | 0 | #N/A | #N/A | #N/A | #N/A | #N/A | #N/A | #N/A | 0 | 0 | 0 | #DIV/0!
[19 empty] | 0 | 0 | 0 | 0% | 0 | 0 | 0 | 0 | 0 | 0 | 0 | 0 | #N/A | #N/A | #N/A | #N/A | #N/A | #N/A | #N/A | 0 | 0 | 0 | #DIV/0!
[19 empty] | 0 | 0 | 0 | 0% | 0 | 0 | 0 | 0 | 0 | 0 | 0 | 0 | #N/A | #N/A | #N/A | #N/A | #N/A | #N/A | #N/A | 0 | 0 | 0 | #DIV/0!
[19 empty] | 0 | 0 | 0 | 0% | 0 | 0 | 0 | 0 | 0 | 0 | 0 | 0 | #N/A | #N/A | #N/A | #N/A | #N/A | #N/A | #N/A | 0 | 0 | 0 | #DIV/0!
[19 empty] | 0 | 0 | 0 | 0% | 0 | 0 | 0 | 0 | 0 | 0 | 0 | 0 | #N/A | #N/A | #N/A | #N/A | #N/A | #N/A | #N/A | 0 | 0 | 0 | #DIV/0!
[19 empty] | 0 | 0 | 0 | 0% | 0 | 0 | 0 | 0 | 0 | 0 | 0 | 0 | #N/A | #N/A | #N/A | #N/A | #N/A | #N/A | #N/A | 0 | 0 | 0 | #DIV/0!
[19 empty] | 0 | 0 | 0 | 0% | 0 | 0 | 0 | 0 | 0 | 0 | 0 | 0 | #N/A | #N/A | #N/A | #N/A | #N/A | #N/A | #N/A | 0 | 0 | 0 | #DIV/0!

## SF New Construction {E}
Rtn to Summary |  | Order Number | Program Name | Discount Rate: | 6.8% | [9 empty] | Paste in incentives but use DBtC for Total
| Program: | 18230405 | Single Family New Construction {E}
| paste |  |  | paste | paste | paste | paste | paste | paste | paste | paste | paste | paste | Paste | paste | paste | paste | paste | Formula: G + H | Formula: (O/A10)*T | Formula: N - M | Formula: O/A10 | Formula: W*A8 | Formula: Q - P | Formula: X + DBtC | Formula: Q + X | Formula: Z/(1+ElecDiscountRate)^1 | Formula: AA/(1+ElecDiscountRate)^1 | Formula: -PV (ElecDiscount Rate,T,R)*J | Formula: - PV (ElecDiscount Rate, T, S)*J |  | AF*J*K |  | AH*J*L | AG + AI |  | AG +AI -AK | formula: Logic to lookup from AC tables and adjust by savings and quantity | Formula: Utility Savings (AM)*1.1+AD+AE | formula: AM/AB | formula: AN/AC
| Sch. No. | Order Number | Program Name | Measure Version | Measure Name | First Period Measure Life | Second period Measure Life | Electric End-Use Type | Number of units offered | Savings per Unit Period 1 | Savngs per Unit Period 2 | Incentives Per Unit | Incremental Measure Cost per Unit | Total First Year Savings | Total Incentive | Total Incremental Measure Cost | Unit First Year Non-Energy Benefits | Unit Annual Net Equipment O&M | Total Measure Life | Weighted Life | Agency or Customer Cost per Unit | Percent Unit overhead | Program Overhead Cost | Total Customer Cost | Total Utility Program Costs | Total Resource Cost | PV Total Utility Program Costs | PV Total Resource Costs | PV Total Non-Energy Benefits | PV Total Net Equipment O&M | Unit PV First period Savings for 1 kWh | Total First Period Savings | Unit PV Savings for Second Period for 1 kWh | Total Second period Savings | Unadjusted Total | Decrement | Final UC Total Savings | PV Total Savings UC | PV Total Savings TRC | UC B/C Ratio | TRC B/C Ratio
DBTC: | E215 | 18230405 | Single Family New Construction {E} | 0 - 1 | Single Family New Construction | 28 | 0 | SF Heat Pump | 0 | 600 | 0 | 500 | 500 | 0 | 0 |  | 0 |  | 28 | 0 | 0 | 0% | 0 | 0 | 0 | 0 | 0 | 0 | 0 | 0 | 2.4006 | 0 | 2.4006 | 0 | 0 | 0 | 0 | 0 | 0 | 0 | #DIV/0!
1710000 | E215 | 18230405 | Single Family New Construction {E} | 13328 - 2 | Single Family New Construction | 31 | 0 | SF Heat Pump | 3800 | 537 | 0 | 450 | 442.58 | 2040600 | 1710000 | 1681804 | 6 |  | 31 | 31 | -7.42 | 100% | 695211.31 | -28196 | 2405211.31 | 2377015.31 | 2252070.515 | 2225669.7659 | 291670.9598 | 0 | 2.516 | 5134224.7294 | 2.516 | 0 | 5134224.7294 | 0 | 5134224.7294 | 5134224.7294 | 5939318.1621 | 2.2798 | 2.6686
Program Costs: | E215 | 18230405 | Single Family New Construction {E} | [15 empty] | 0 | 0 | 0 | 0% | 0 | 0 | 0 | 0 | 0 | 0 | 0 | 0 | #N/A | #N/A | #N/A | #N/A | #N/A | #N/A | #N/A | 0 | 0 | 0 | #DIV/0!
695211.31 | E215 | 18230405 | Single Family New Construction {E} | [15 empty] | 0 | 0 | 0 | 0% | 0 | 0 | 0 | 0 | 0 | 0 | 0 | 0 | #N/A | #N/A | #N/A | #N/A | #N/A | #N/A | #N/A | 0 | 0 | 0 | #DIV/0!
Total Savings (kWh): | E215 | 18230405 | Single Family New Construction {E} | [15 empty] | 0 | 0 | 0 | 0% | 0 | 0 | 0 | 0 | 0 | 0 | 0 | 0 | #N/A | #N/A | #N/A | #N/A | #N/A | #N/A | #N/A | 0 | 0 | 0 | #DIV/0!
2040600 | E215 | 18230405 | Single Family New Construction {E} | [15 empty] | 0 | 0 | 0 | 0% | 0 | 0 | 0 | 0 | 0 | 0 | 0 | 0 | #N/A | #N/A | #N/A | #N/A | #N/A | #N/A | #N/A | 0 | 0 | 0 | #DIV/0!
Total Incentives: | E215 | 18230405 | Single Family New Construction {E} | [15 empty] | 0 | 0 | 0 | 0% | 0 | 0 | 0 | 0 | 0 | 0 | 0 | 0 | #N/A | #N/A | #N/A | #N/A | #N/A | #N/A | #N/A | 0 | 0 | 0 | #DIV/0!
1710000 | [18 empty] | 0 | 0 | 0 | 0% | 0 | 0 | 0 | 0 | 0 | 0 | 0 | 0 | #N/A | #N/A | #N/A | #N/A | #N/A | #N/A | #N/A | 0 | 0 | 0 | #DIV/0!
Total Customer Costs: | [18 empty] | 0 | 0 | 0 | 0% | 0 | 0 | 0 | 0 | 0 | 0 | 0 | 0 | #N/A | #N/A | #N/A | #N/A | #N/A | #N/A | #N/A | 0 | 0 | 0 | #DIV/0!
-28196 | [18 empty] | 0 | 0 | 0 | 0% | 0 | 0 | 0 | 0 | 0 | 0 | 0 | 0 | #N/A | #N/A | #N/A | #N/A | #N/A | #N/A | #N/A | 0 | 0 | 0 | #DIV/0!
Weighted Avg Life | [18 empty] | 0 | 0 | 0 | 0% | 0 | 0 | 0 | 0 | 0 | 0 | 0 | 0 | #N/A | #N/A | #N/A | #N/A | #N/A | #N/A | #N/A | 0 | 0 | 0 | #DIV/0!
31 | [18 empty] | 0 | 0 | 0 | 0% | 0 | 0 | 0 | 0 | 0 | 0 | 0 | 0 | #N/A | #N/A | #N/A | #N/A | #N/A | #N/A | #N/A | 0 | 0 | 0 | #DIV/0!
Total Utility Cost | [18 empty] | 0 | 0 | 0 | 0% | 0 | 0 | 0 | 0 | 0 | 0 | 0 | 0 | #N/A | #N/A | #N/A | #N/A | #N/A | #N/A | #N/A | 0 | 0 | 0 | #DIV/0!
2405211.31 | [18 empty] | 0 | 0 | 0 | 0% | 0 | 0 | 0 | 0 | 0 | 0 | 0 | 0 | #N/A | #N/A | #N/A | #N/A | #N/A | #N/A | #N/A | 0 | 0 | 0 | #DIV/0!
Total Resource Cost | [18 empty] | 0 | 0 | 0 | 0% | 0 | 0 | 0 | 0 | 0 | 0 | 0 | 0 | #N/A | #N/A | #N/A | #N/A | #N/A | #N/A | #N/A | 0 | 0 | 0 | #DIV/0!
2377015.31 | [18 empty] | 0 | 0 | 0 | 0% | 0 | 0 | 0 | 0 | 0 | 0 | 0 | 0 | #N/A | #N/A | #N/A | #N/A | #N/A | #N/A | #N/A | 0 | 0 | 0 | #DIV/0!
UC B/C Ratio | [18 empty] | 0 | 0 | 0 | 0% | 0 | 0 | 0 | 0 | 0 | 0 | 0 | 0 | #N/A | #N/A | #N/A | #N/A | #N/A | #N/A | #N/A | 0 | 0 | 0 | #DIV/0!
2.2798 | [18 empty] | 0 | 0 | 0 | 0% | 0 | 0 | 0 | 0 | 0 | 0 | 0 | 0 | #N/A | #N/A | #N/A | #N/A | #N/A | #N/A | #N/A | 0 | 0 | 0 | #DIV/0!
TRC B/C Ratio | [18 empty] | 0 | 0 | 0 | 0% | 0 | 0 | 0 | 0 | 0 | 0 | 0 | 0 | #N/A | #N/A | #N/A | #N/A | #N/A | #N/A | #N/A | 0 | 0 | 0 | #DIV/0!
2.6686 | [18 empty] | 0 | 0 | 0 | 0% | 0 | 0 | 0 | 0 | 0 | 0 | 0 | 0 | #N/A | #N/A | #N/A | #N/A | #N/A | #N/A | #N/A | 0 | 0 | 0 | #DIV/0!

## MH New Construction {E}
Rtn to Summary |  | Order Number | Program Name | Discount Rate: | 6.8% | [9 empty] | Paste in incentives but use DBtC for Total
| Program: | 18230071 | Manufactured Home New Construction {E}
| paste |  |  | paste | paste | paste | paste | paste | paste | paste | paste | paste | paste | Paste | paste | paste | paste | paste | Formula: G + H | Formula: (O/A10)*T | Formula: N - M | Formula: O/A10 | Formula: W*A8 | Formula: Q - P | Formula: X + DBtC | Formula: Q + X | Formula: Z/(1+ElecDiscountRate)^1 | Formula: AA/(1+ElecDiscountRate)^1 | Formula: -PV (ElecDiscount Rate,T,R)*J | Formula: - PV (ElecDiscount Rate, T, S)*J |  | AF*J*K |  | AH*J*L | AG + AI |  | AG +AI -AK | formula: Logic to lookup from AC tables and adjust by savings and quantity | Formula: Utility Savings (AM)*1.1+AD+AE | formula: AM/AB | formula: AN/AC
| Sch. No. | Order Number | Program Name | Measure Version | Measure Name | First Period Measure Life | Second period Measure Life | Electric End-Use Type | Number of units offered | Savings per Unit Period 1 | Savngs per Unit Period 2 | Incentives Per Unit | Incremental Measure Cost per Unit | Total First Year Savings | Total Incentive | Total Incremental Measure Cost | Unit First Year Non-Energy Benefits | Unit Annual Net Equipment O&M | Total Measure Life | Weighted Life | Agency or Customer Cost per Unit | Percent Unit overhead | Program Overhead Cost | Total Customer Cost | Total Utility Program Costs | Total Resource Cost | PV Total Utility Program Costs | PV Total Resource Costs | PV Total Non-Energy Benefits | PV Total Net Equipment O&M | Unit PV First period Savings for 1 kWh | Total First Period Savings | Unit PV Savings for Second Period for 1 kWh | Total Second period Savings | Unadjusted Total | Decrement | Final UC Total Savings | PV Total Savings UC | PV Total Savings TRC | UC B/C Ratio | TRC B/C Ratio
DBTC: | E215 | 18230071 | Manufactured Home New Construction {E} | 13324 - 2 | NEEM 1.1 - Energy Star Rated - EH | 45 | 0 | SF Space Heat | 80 | 2066 | 0 | 2200 | 2675.93 | 165280 | 176000 | 214074.4 | 72.558 |  | 45 | 39.9596 | 475.93 | 88.8% | 83765.2534 | 38074.4 | 291199.965 | 297839.6534 | 272659.1432 | 278876.08 | 80940.9509 | 0 | 3.7417 | 618421.8456 | 3.7417 | 0 | 618421.8456 | 0 | 618421.8456 | 618421.8456 | 761204.9811 | 2.2681 | 2.7295
233600 | E215 | 18230071 | Manufactured Home New Construction {E} | 13326 - 2 | NEEM 2.0 - Energy Star with NEEM Plus Rated - EH | 43 | 0 | SF Space Heat | 8 | 2606 | 0 | 4400 | 4428.42 | 20848 | 35200 | 35427.36 | 77.716 |  | 43 | 4.8164 | 28.42 | 11.2% | 10565.9366 | 227.36 | 36731.225 | 45993.2966 | 34392.5328 | 43064.8845 | 8602.8923 | 0 | 3.5614 | 74247.389 | 3.5614 | 0 | 74247.389 | 0 | 74247.389 | 74247.389 | 90275.0203 | 2.1588 | 2.0963
Program Costs: | E215 | 18230071 | Manufactured Home New Construction {E} | 12891 - 3 | Incentive - Sales - NEEM 1.1 | 1 | 0 | SF Space Heat | 48 | 0 | 0 | 400 | 0 | 0 | 19200 | 0 | 0 |  | 1 | 0 | -400 | 0% | 0 | -19200 | 0 | 0 | 0 | 0 | 0 | 0 | 0.16733 | 0 | 0.16733 | 0 | 0 | 0 | 0 | 0 | 0 | 0 | #DIV/0!
94331.19 | E215 | 18230071 | Manufactured Home New Construction {E} | 12892 - 4 | Incentive - Sales - NEEM 2.0 | 1 | 0 | SF Space Heat | 4 | 0 | 0 | 800 | 0 | 0 | 3200 | 0 | 0 |  | 1 | 0 | -800 | 0% | 0 | -3200 | 0 | 0 | 0 | 0 | 0 | 0 | 0.16733 | 0 | 0.16733 | 0 | 0 | 0 | 0 | 0 | 0 | 0 | #DIV/0!
Total Savings (kWh): | E215 | 18230071 | Manufactured Home New Construction {E} | [15 empty] | 0 | 0 | 0 | 0% | 0 | 0 | 0 | 0 | 0 | 0 | 0 | 0 | #N/A | #N/A | #N/A | #N/A | #N/A | #N/A | #N/A | 0 | 0 | 0 | #DIV/0!
186128 | E215 | 18230071 | Manufactured Home New Construction {E} | [15 empty] | 0 | 0 | 0 | 0% | 0 | 0 | 0 | 0 | 0 | 0 | 0 | 0 | #N/A | #N/A | #N/A | #N/A | #N/A | #N/A | #N/A | 0 | 0 | 0 | #DIV/0!
Total Incentives: | E215 | 18230071 | Manufactured Home New Construction {E} | [15 empty] | 0 | 0 | 0 | 0% | 0 | 0 | 0 | 0 | 0 | 0 | 0 | 0 | #N/A | #N/A | #N/A | #N/A | #N/A | #N/A | #N/A | 0 | 0 | 0 | #DIV/0!
233600 | E215 | 18230071 | Manufactured Home New Construction {E} | [15 empty] | 0 | 0 | 0 | 0% | 0 | 0 | 0 | 0 | 0 | 0 | 0 | 0 | #N/A | #N/A | #N/A | #N/A | #N/A | #N/A | #N/A | 0 | 0 | 0 | #DIV/0!
Total Customer Costs: | E215 | 18230071 | Manufactured Home New Construction {E} | [15 empty] | 0 | 0 | 0 | 0% | 0 | 0 | 0 | 0 | 0 | 0 | 0 | 0 | #N/A | #N/A | #N/A | #N/A | #N/A | #N/A | #N/A | 0 | 0 | 0 | #DIV/0!
15901.76 | E215 | 18230071 | Manufactured Home New Construction {E} | [15 empty] | 0 | 0 | 0 | 0% | 0 | 0 | 0 | 0 | 0 | 0 | 0 | 0 | #N/A | #N/A | #N/A | #N/A | #N/A | #N/A | #N/A | 0 | 0 | 0 | #DIV/0!
Weighted Avg Life | [18 empty] | 0 | 0 | 0 | 0% | 0 | 0 | 0 | 0 | 0 | 0 | 0 | 0 | #N/A | #N/A | #N/A | #N/A | #N/A | #N/A | #N/A | 0 | 0 | 0 | #DIV/0!
44.776 | [18 empty] | 0 | 0 | 0 | 0% | 0 | 0 | 0 | 0 | 0 | 0 | 0 | 0 | #N/A | #N/A | #N/A | #N/A | #N/A | #N/A | #N/A | 0 | 0 | 0 | #DIV/0!
Total Utility Cost | [18 empty] | 0 | 0 | 0 | 0% | 0 | 0 | 0 | 0 | 0 | 0 | 0 | 0 | #N/A | #N/A | #N/A | #N/A | #N/A | #N/A | #N/A | 0 | 0 | 0 | #DIV/0!
327931.19 | [18 empty] | 0 | 0 | 0 | 0% | 0 | 0 | 0 | 0 | 0 | 0 | 0 | 0 | #N/A | #N/A | #N/A | #N/A | #N/A | #N/A | #N/A | 0 | 0 | 0 | #DIV/0!
Total Resource Cost | [18 empty] | 0 | 0 | 0 | 0% | 0 | 0 | 0 | 0 | 0 | 0 | 0 | 0 | #N/A | #N/A | #N/A | #N/A | #N/A | #N/A | #N/A | 0 | 0 | 0 | #DIV/0!
343832.95 | [18 empty] | 0 | 0 | 0 | 0% | 0 | 0 | 0 | 0 | 0 | 0 | 0 | 0 | #N/A | #N/A | #N/A | #N/A | #N/A | #N/A | #N/A | 0 | 0 | 0 | #DIV/0!
UC B/C Ratio | [18 empty] | 0 | 0 | 0 | 0% | 0 | 0 | 0 | 0 | 0 | 0 | 0 | 0 | #N/A | #N/A | #N/A | #N/A | #N/A | #N/A | #N/A | 0 | 0 | 0 | #DIV/0!
2.2559 | [18 empty] | 0 | 0 | 0 | 0% | 0 | 0 | 0 | 0 | 0 | 0 | 0 | 0 | #N/A | #N/A | #N/A | #N/A | #N/A | #N/A | #N/A | 0 | 0 | 0 | #DIV/0!
TRC B/C Ratio | [18 empty] | 0 | 0 | 0 | 0% | 0 | 0 | 0 | 0 | 0 | 0 | 0 | 0 | #N/A | #N/A | #N/A | #N/A | #N/A | #N/A | #N/A | 0 | 0 | 0 | #DIV/0!
2.6448 | [18 empty] | 0 | 0 | 0 | 0% | 0 | 0 | 0 | 0 | 0 | 0 | 0 | 0 | #N/A | #N/A | #N/A | #N/A | #N/A | #N/A | #N/A | 0 | 0 | 0 | #DIV/0!

## Multi Family Retrofit {E}
Rtn to Summary |  | Order Number | Program Name | Discount Rate: | 6.8% | [9 empty] | Paste in incentives but use DBtC for Total
| Program: | 18230407 | Multi Family Retrofit {E}
| paste |  |  | paste | paste | paste | paste | paste | paste | paste | paste | paste | paste | Paste | paste | paste | paste | paste | Formula: G + H | Formula: (O/A10)*T | Formula: N - M | Formula: O/A10 | Formula: W*A8 | Formula: Q - P | Formula: X + DBtC | Formula: Q + X | Formula: Z/(1+ElecDiscountRate)^1 | Formula: AA/(1+ElecDiscountRate)^1 | Formula: -PV (ElecDiscount Rate,T,R)*J | Formula: - PV (ElecDiscount Rate, T, S)*J |  | AF*J*K |  | AH*J*L | AG + AI |  | AG +AI -AK | formula: Logic to lookup from AC tables and adjust by savings and quantity | Formula: Utility Savings (AM)*1.1+AD+AE | formula: AM/AB | formula: AN/AC
| Sch. No. | Order Number | Program Name | Measure Version | Measure Name | First Period Measure Life | Second period Measure Life | Electric End-Use Type | Number of units offered | Savings per Unit Period 1 | Savngs per Unit Period 2 | Incentives Per Unit | Incremental Measure Cost per Unit | Total First Year Savings | Total Incentive | Total Incremental Measure Cost | Unit First Year Non-Energy Benefits | Unit Annual Net Equipment O&M | Total Measure Life | Weighted Life | Agency or Customer Cost per Unit | Percent Unit overhead | Program Overhead Cost | Total Customer Cost | Total Utility Program Costs | Total Resource Cost | PV Total Utility Program Costs | PV Total Resource Costs | PV Total Non-Energy Benefits | PV Total Net Equipment O&M | Unit PV First period Savings for 1 kWh | Total First Period Savings | Unit PV Savings for Second Period for 1 kWh | Total Second period Savings | Unadjusted Total | Decrement | Final UC Total Savings | PV Total Savings UC | PV Total Savings TRC | UC B/C Ratio | TRC B/C Ratio
DBTC: | E217 | 18230407 | Multi Family Retrofit {E} | 11248 | MFRFT: Insulation - Attic - R0 to R38 - E | 45 |  | MF Space Heat | 1000 | 0.9 |  | 1 | 0.98 | 900 | 1000 | 980 | 0 |  | 45 | 0.0059954 | -0.02 | 0.01332% | 175.7536 | -20 | 1403.6818 | 1155.7536 | 1314.3088 | 1082.1663 | 0 | 0 | 3.5408 | 3186.7326 | 3.5408 | 0 | 3186.7326 | 0 | 3186.7326 | 3186.7326 | 3505.4058 | 2.4246 | 3.2392
9216543.83 | E217 | 18230407 | Multi Family Retrofit {E} | 11250 | MFRFT: Insulation - Attic - R11 to R38 - E | 45 |  | MF Space Heat | 5000 | 0.6 |  | 1 | 0.7 | 3000 | 5000 | 3500 | 0 |  | 45 | 0.019985 | -0.3 | 0.04441% | 585.8453 | -1500 | 4678.9393 | 4085.8453 | 4381.0293 | 3825.6978 | 0 | 0 | 3.5408 | 10622.4419 | 3.5408 | 0 | 10622.4419 | 0 | 10622.4419 | 10622.4419 | 11684.6861 | 2.4246 | 3.0543
Program Costs: | E217 | 18230407 | Multi Family Retrofit {E} | 11263 | MFRFT: Insulation - Floor - R0 to R30 - E | 45 |  | MF Space Heat | 2000 | 1.4 |  | 1 | 1.28 | 2800 | 2000 | 2560 | 0 |  | 45 | 0.018652 | 0.28 | 0.04145% | 546.7889 | 560 | 4367.01 | 3106.7889 | 4088.9606 | 2908.9784 | 0 | 0 | 3.5408 | 9914.2791 | 3.5408 | 0 | 9914.2791 | 0 | 9914.2791 | 9914.2791 | 10905.707 | 2.4246 | 3.749
1319165.62 | E217 | 18230407 | Multi Family Retrofit {E} | 12989 | Insulation - Attic - R0 to R49 - EH - MF | 45 |  | MF Space Heat | 1000 | 1 |  | 1 | 1.26 | 1000 | 1000 | 1260 | 0 |  | 45 | 0.0066615 | 0.26 | 0.0148% | 195.2818 | 260 | 1559.6464 | 1455.2818 | 1460.3431 | 1362.6234 | 0 | 0 | 3.5408 | 3540.814 | 3.5408 | 0 | 3540.814 | 0 | 3540.814 | 3540.814 | 3894.8954 | 2.4246 | 2.8584
Total Savings (kWh): | E217 | 18230407 | Multi Family Retrofit {E} | New | Insulation - Attic - R19 to R49 - EH - MF | 45 |  | MF Space Heat | 20000 | 0.3 |  | 0.5 | 0.8 | 6000 | 10000 | 16000 | 0 |  | 45 | 0.039969 | 0.3 | 0.08882% | 1171.6906 | 6000 | 9357.8785 | 17171.6906 | 8762.0585 | 16078.362 | 0 | 0 | 3.5408 | 21244.8838 | 3.5408 | 0 | 21244.8838 | 0 | 21244.8838 | 21244.8838 | 23369.3722 | 2.4246 | 1.4535
6755191 | E217 | 18230407 | Multi Family Retrofit {E} | 12649 | Windows - Double Pane - from U60 to U30 - EH - MF | 45 |  | MF Space Heat | 5000 | 13 |  | 5 | 23.3 | 65000 | 25000 | 116500 | 0 |  | 45 | 0.433 | 18.3 | 0.9622% | 12693.3147 | 91500 | 101377.0172 | 129193.3147 | 94922.3008 | 120967.5231 | 0 | 0 | 3.5408 | 230152.9079 | 3.5408 | 0 | 230152.9079 | 0 | 230152.9079 | 230152.9079 | 253168.1986 | 2.4246 | 2.0929
Total Incentives: | E217 | 18230407 | Multi Family Retrofit {E} | 12650 | Windows - Double Pane - U30 - from SP U120 - EH - MF | 45 |  | MF Space Heat | 1000 | 24 |  | 7 | 23.3 | 24000 | 7000 | 23300 | 0 |  | 45 | 0.15988 | 16.3 | 0.3553% | 4686.7624 | 16300 | 37431.514 | 27986.7624 | 35048.2341 | 26204.8337 | 0 | 0 | 3.5408 | 84979.5352 | 3.5408 | 0 | 84979.5352 | 0 | 84979.5352 | 84979.5352 | 93477.4887 | 2.4246 | 3.5672
9206543.83 | E217 | 18230407 | Multi Family Retrofit {E} | 12657 | Windows - Triple Pane - U22 - from DP U60 - EH - MF | 45 |  | MF Space Heat | 500 | 15 |  | 7 | 26.98 | 7500 | 3500 | 13490 | 0 |  | 45 | 0.049962 | 19.98 | 0.111% | 1464.6132 | 9990 | 11697.3481 | 14954.6132 | 10952.5732 | 14002.4469 | 0 | 0 | 3.5408 | 26556.1048 | 3.5408 | 0 | 26556.1048 | 0 | 26556.1048 | 26556.1048 | 29211.7152 | 2.4246 | 2.0862
Total Customer Costs: | E217 | 18230407 | Multi Family Retrofit {E} | 12658 | Windows - Triple Pane - U22 - from SP U120 - EH - MF | 45 |  | MF Space Heat | 300 | 27 |  | 9 | 26.98 | 8100 | 2700 | 8094 | 0 |  | 45 | 0.053959 | 17.98 | 0.1199% | 1581.7823 | 5394 | 12633.136 | 9675.7823 | 11828.779 | 9059.7212 | 0 | 0 | 3.5408 | 28680.5931 | 3.5408 | 0 | 28680.5931 | 0 | 28680.5931 | 28680.5931 | 31548.6524 | 2.4246 | 3.4823
990698.645 | E217 | 18230407 | Multi Family Retrofit {E} | 12997 | Windows - Triple Pane - U22 - from DP U30 - EH - MF | 45 |  | MF Space Heat | 5000 | 3 |  | 3 | 3.68 | 15000 | 15000 | 18400 | 0 |  | 45 | 0.099923 | 0.68 | 0.2221% | 2929.2265 | 3400 | 23394.6963 | 21329.2265 | 21905.1463 | 19971.1858 | 0 | 0 | 3.5408 | 53112.2095 | 3.5408 | 0 | 53112.2095 | 0 | 53112.2095 | 53112.2095 | 58423.4305 | 2.4246 | 2.9254
Weighted Avg Life | E217 | 18230407 | Multi Family Retrofit {E} | NEW | Windows - Double Pane - from U60 to U30 - EH - MF - MI | 45 |  | MF Space Heat | 5000 | 13 |  | 10 | 23.3 | 65000 | 50000 | 116500 | 0 |  | 45 | 0.433 | 13.3 | 0.9622% | 12693.3147 | 66500 | 101377.0172 | 129193.3147 | 94922.3008 | 120967.5231 | 0 | 0 | 3.5408 | 230152.9079 | 3.5408 | 0 | 230152.9079 | 0 | 230152.9079 | 230152.9079 | 253168.1986 | 2.4246 | 2.0929
25.4776 | E217 | 18230407 | Multi Family Retrofit {E} | NEW | Windows - Double Pane - U30 - from SP U120 - EH - MF - MI | 45 |  | MF Space Heat | 10000 | 24 |  | 14 | 23.3 | 240000 | 140000 | 233000 | 0 |  | 45 | 1.5988 | 9.3 | 3.553% | 46867.6236 | 93000 | 374315.1405 | 279867.6236 | 350482.3413 | 262048.3367 | 0 | 0 | 3.5408 | 849795.3521 | 3.5408 | 0 | 849795.3521 | 0 | 849795.3521 | 849795.3521 | 934774.8873 | 2.4246 | 3.5672
Total Utility Cost | E217 | 18230407 | Multi Family Retrofit {E} | NEW | Windows - Triple Pane - U22 - from DP U60 - EH - MF - MI | 45 |  | MF Space Heat | 7500 | 15 |  | 14 | 26.98 | 112500 | 105000 | 202350 | 0 |  | 45 | 0.74942 | 12.98 | 1.665% | 21969.1985 | 97350 | 175460.2221 | 224319.1985 | 164288.5975 | 210036.7028 | 0 | 0 | 3.5408 | 398341.5713 | 3.5408 | 0 | 398341.5713 | 0 | 398341.5713 | 398341.5713 | 438175.7284 | 2.4246 | 2.0862
10535709.45 | E217 | 18230407 | Multi Family Retrofit {E} | NEW | Windows - Triple Pane - U22 - from SP U120 - EH - MF - MI | 45 |  | MF Space Heat | 300 | 27 |  | 18 | 26.98 | 8100 | 5400 | 8094 | 0 |  | 45 | 0.053959 | 8.98 | 0.1199% | 1581.7823 | 2694 | 12633.136 | 9675.7823 | 11828.779 | 9059.7212 | 0 | 0 | 3.5408 | 28680.5931 | 3.5408 | 0 | 28680.5931 | 0 | 28680.5931 | 28680.5931 | 31548.6524 | 2.4246 | 3.4823
Total Resource Cost | E217 | 18230407 | Multi Family Retrofit {E} | NEW | Windows - Triple Pane - U22 - from DP U30 - EH - MF - MI | 45 |  | MF Space Heat | 150000 | 3 |  | 6 | 3.68 | 450000 | 900000 | 552000 | 0 |  | 45 | 2.9977 | -2.32 | 6.662% | 87876.7942 | -348000 | 701840.8884 | 639876.7942 | 657154.3899 | 599135.5751 | 0 | 0 | 3.5408 | 1593366.2851 | 3.5408 | 0 | 1593366.2851 | 0 | 1593366.2851 | 1593366.2851 | 1752702.9137 | 2.4246 | 2.9254
11516408.095 | E217 | 18230407 | Multi Family Retrofit {E} | 11307 | MFRFT: Lighting - Common Area | 15 |  | Comm Lighting | 500 |  |  | 0.19 | 0.27 | 500 | 95 | 135 | 0 |  | 15 | 0.0011103 | 0.08 | 0.007402% | 97.6409 | 40 | 779.8232 | 232.6409 | 730.1715 | 217.8285 | 0 | 0 | 1.3607 | 0 | 1.3607 | 0 | 0 | 0 | 0 | 0 | 0 | 0 | 0
UC B/C Ratio | E217 | 18230407 | Multi Family Retrofit {E} | New | MFRFT: Lighting - Common Area - MI | 15 |  | Comm Lighting | 2000 |  |  | 0.3 | 0.89 | 2000 | 600 | 1780 | 0 |  | 15 | 0.004441 | 0.59 | 0.02961% | 390.5635 | 1180 | 3119.2928 | 2170.5635 | 2920.6862 | 2032.3629 | 0 | 0 | 1.3607 | 0 | 1.3607 | 0 | 0 | 0 | 0 | 0 | 0 | 0 | 0
1.5334 | E217 | 18230407 | Multi Family Retrofit {E} | 13190 | Fixture - LED - 30w or less - from T8 59w - MFIU | 15 |  | Res Lighting | 1000 | 59 |  | 70 | 80 | 59000 | 70000 | 80000 | 1.44 |  | 15 | 0.13101 | 10 | 0.8734% | 11521.6241 | 10000 | 92019.1387 | 91521.6241 | 86160.2422 | 85694.4046 | 13282.6948 | 0 | 1.4225 | 83928.1205 | 1.4225 | 0 | 83928.1205 | 0 | 83928.1205 | 83928.1205 | 105603.6273 | 0.97409 | 1.2323
TRC B/C Ratio | E217 | 18230407 | Multi Family Retrofit {E} | 13191 | Fixture - LED - 30w or less - from T12 75w - MFIU | 15 |  | Res Lighting | 1000 | 91 |  | 70 | 80 | 91000 | 70000 | 80000 | 3.25 |  | 15 | 0.20207 | 10 | 1.347% | 17770.6406 | 10000 | 141927.8241 | 97770.6406 | 132891.2211 | 91545.5436 | 29978.3041 | 0 | 1.4225 | 129448.457 | 1.4225 | 0 | 129448.457 | 0 | 129448.457 | 129448.457 | 172371.6068 | 0.97409 | 1.8829
1.6296 | E217 | 18230407 | Multi Family Retrofit {E} | 13180 | Lamp - TLED - 4 ft - 1x - w Ext Driver - from 4 ft T12 37w 1x - MFIU | 12 |  | Res Lighting | 10 | 49 |  | 30 | 30 | 490 | 300 | 300 | 1.62 |  | 12 | 0.00087044 | 0 | 0.007254% | 95.6881 | 0 | 764.2267 | 395.6881 | 715.5681 | 370.4944 | 130.0543 | 0 | 1.2241 | 599.8188 | 1.2241 | 0 | 599.8188 | 0 | 599.8188 | 599.8188 | 789.8549 | 0.83824 | 2.1319
| E217 | 18230407 | Multi Family Retrofit {E} | 13181 | Lamp - TLED - 4 ft - 1x - w Ext Driver - from 4 ft T8 31w 1x - MFIU | 12 |  | Res Lighting | 400 | 36 |  | 30 | 30 | 14400 | 12000 | 12000 | 0.72 |  | 12 | 0.02558 | 0 | 0.2132% | 2812.0574 | 0 | 22458.9084 | 14812.0574 | 21028.9405 | 13868.9676 | 2312.076 | 0 | 1.2241 | 17627.327 | 1.2241 | 0 | 17627.327 | 0 | 17627.327 | 17627.327 | 21702.1357 | 0.83824 | 1.5648
| E217 | 18230407 | Multi Family Retrofit {E} | 13182 | Lamp - TLED - 4 ft - 2x - w Ext Driver - from 4 ft T12 75w 2x - MFIU | 12 |  | Res Lighting | 200 | 99 |  | 60 | 60 | 19800 | 12000 | 12000 | 3.24 |  | 12 | 0.035173 | 0 | 0.2931% | 3866.5789 | 0 | 30880.9991 | 15866.5789 | 28914.7932 | 14856.3473 | 5202.171 | 0 | 1.2241 | 24237.5746 | 1.2241 | 0 | 24237.5746 | 0 | 24237.5746 | 24237.5746 | 31863.5031 | 0.83824 | 2.1448
| E217 | 18230407 | Multi Family Retrofit {E} | 13183 | Lamp - TLED - 4 ft - 2x - w Ext Driver - from 4 ft T8 59w 2x - MFIU | 12 |  | Res Lighting | 100 | 67 |  | 60 | 60 | 6700 | 6000 | 6000 | 1.44 |  | 12 | 0.011902 | 0 | 0.09918% | 1308.3878 | 0 | 10449.631 | 7308.3878 | 9784.2987 | 6843.0598 | 1156.038 | 0 | 1.2241 | 8201.6035 | 1.2241 | 0 | 8201.6035 | 0 | 8201.6035 | 8201.6035 | 10177.8019 | 0.83824 | 1.4873
| E217 | 18230407 | Multi Family Retrofit {E} | 13184 | Lamp - TLED - 4 ft - 3x - w Ext Driver - from 4 ft T12 112w 3x - MFIU | 12 |  | Res Lighting | 10 | 147 |  | 90 | 90 | 1470 | 900 | 900 | 4.86 |  | 12 | 0.0026113 | 0 | 0.02176% | 287.0642 | 0 | 2292.6802 | 1187.0642 | 2146.7043 | 1111.4833 | 390.1628 | 0 | 1.2241 | 1799.4563 | 1.2241 | 0 | 1799.4563 | 0 | 1799.4563 | 1799.4563 | 2369.5648 | 0.83824 | 2.1319
| E217 | 18230407 | Multi Family Retrofit {E} | 13185 | Lamp - TLED - 4 ft - 3x - w Ext Driver - from 4 ft T8 90w 3x - MFIU | 12 |  | Res Lighting | 10 | 102 |  | 90 | 90 | 1020 | 900 | 900 | 2.16 |  | 12 | 0.0018119 | 0 | 0.0151% | 199.1874 | 0 | 1590.8393 | 1099.1874 | 1489.55 | 1029.2017 | 173.4057 | 0 | 1.2241 | 1248.6023 | 1.2241 | 0 | 1248.6023 | 0 | 1248.6023 | 1248.6023 | 1546.8683 | 0.83824 | 1.503
| E217 | 18230407 | Multi Family Retrofit {E} | 13186 | Lamp - TLED - 4 ft - 4x - w Ext Driver - from 4 ft T12 150w 4x - MFIU | 12 |  | Res Lighting | 5 | 197 |  | 120 | 120 | 985 | 600 | 600 | 6.48 |  | 12 | 0.0017498 | 0 | 0.01458% | 192.3525 | 0 | 1536.2517 | 792.3525 | 1438.4379 | 741.9031 | 260.1085 | 0 | 1.2241 | 1205.7581 | 1.2241 | 0 | 1205.7581 | 0 | 1205.7581 | 1205.7581 | 1586.4425 | 0.83824 | 2.1383
| E217 | 18230407 | Multi Family Retrofit {E} | 13187 | Lamp - TLED - 4 ft - 4x - w Ext Driver - from 4 ft T8 114w 4x - MFIU | 12 |  | Res Lighting | 5 | 125 |  | 120 | 120 | 625 | 600 | 600 | 2.88 |  | 12 | 0.0011103 | 0 | 0.009252% | 122.0511 | 0 | 974.779 | 722.0511 | 912.7144 | 676.0778 | 115.6038 | 0 | 1.2241 | 765.075 | 1.2241 | 0 | 765.075 | 0 | 765.075 | 765.075 | 957.1863 | 0.83824 | 1.4158
| E217 | 18230407 | Multi Family Retrofit {E} | 12801 | Lamp - TLED - 4 ft - 2x - from 4 ft T12 2x - DI - MF | 15 |  | Res Lighting | 100 | 90 |  | 70 | 70 | 9000 | 7000 | 7000 | 1.48 |  | 15 | 0.019985 | 0 | 0.1332% | 1757.5359 | 0 | 14036.8178 | 8757.5359 | 13143.0878 | 8199.94 | 1365.1659 | 0 | 1.4225 | 12802.5946 | 1.4225 | 0 | 12802.5946 | 0 | 12802.5946 | 12802.5946 | 15448.02 | 0.97409 | 1.8839
| E217 | 18230407 | Multi Family Retrofit {E} | 12802 | Lamp - TLED - 4 ft - 2x - from 4 ft T8 32w 2x - DI - MF | 15 |  | Res Lighting | 1900 | 61 |  | 70 | 70 | 115900 | 133000 | 133000 | 1.48 |  | 15 | 0.25736 | 0 | 1.716% | 22633.1565 | 0 | 180763.0199 | 155633.1565 | 169253.764 | 145723.9293 | 25938.1512 | 0 | 1.4225 | 164868.9688 | 1.4225 | 0 | 164868.9688 | 0 | 164868.9688 | 164868.9688 | 207294.0169 | 0.97409 | 1.4225
| E217 | 18230407 | Multi Family Retrofit {E} | 11969 | MFRFT: Thermostat - Electronic Line Voltage - kWh | 15 |  | MF Space Heat | 3000 | 59 |  | 35 | 57.99 | 177000 | 105000 | 173970 | 0 |  | 15 | 0.39303 | 22.99 | 2.62% | 34564.8724 | 68970 | 276057.4161 | 208534.8724 | 258480.7267 | 195257.3711 | 0 | 0 | 1.7463 | 309087.4281 | 1.7463 | 0 | 309087.4281 | 0 | 309087.4281 | 309087.4281 | 339996.1709 | 1.1958 | 1.7413
| E217 | 18230407 | Multi Family Retrofit {E} | 12733 | Thermostat - ELV - Smart - Zonal - MF | 15 |  | MF Space Heat | 2000 | 71 |  | 75 | 100 | 142000 | 150000 | 200000 | 0 |  | 15 | 0.31531 | 25 | 2.102% | 27730.0106 | 50000 | 221469.7914 | 227730.0106 | 207368.7186 | 213230.347 | 0 | 0 | 1.7463 | 247968.4452 | 1.7463 | 0 | 247968.4452 | 0 | 247968.4452 | 247968.4452 | 272765.2897 | 1.1958 | 1.2792
| E217 | 18230407 | Multi Family Retrofit {E} | 12735 | Thermostat - ELV - Smart - Zonal and DHP - MF | 15 |  | MF Space Heat | 5 | 49 |  | 50 | 100 | 245 | 250 | 500 | 0 |  | 15 | 0.00054403 | 50 | 0.003627% | 47.844 | 250 | 382.1134 | 547.844 | 357.7841 | 512.9626 | 0 | 0 | 1.7463 | 427.8329 | 1.7463 | 0 | 427.8329 | 0 | 427.8329 | 427.8329 | 470.6162 | 1.1958 | 0.91745
| E217 | 18230407 | Multi Family Retrofit {E} | 12737 | Thermostat - Smart - EH - Res - MI | 11 |  | SF Space Heat | 50 | 508 |  | 150 | 189 | 25400 | 7500 | 9450 | 0 |  | 11 | 0.041361 | 39 | 0.376% | 4960.1568 | 1950 | 39615.019 | 14410.1568 | 37092.7144 | 13492.6562 | 0 | 0 | 1.4141 | 35918.3343 | 1.4141 | 0 | 35918.3343 | 0 | 35918.3343 | 35918.3343 | 39510.1677 | 0.96834 | 2.9283
| E217 | 18230407 | Multi Family Retrofit {E} | 12974 | Thermostat - ELV - Smart - Zonal - MF - LTO | 15 |  | MF Space Heat | 600 | 71 |  | 100 | 100 | 42600 | 60000 | 60000 | 0 |  | 15 | 0.094594 | 0 | 0.6306% | 8319.0032 | 0 | 66440.9374 | 68319.0032 | 62210.6156 | 63969.1041 | 0 | 0 | 1.7463 | 74390.5335 | 1.7463 | 0 | 74390.5335 | 0 | 74390.5335 | 74390.5335 | 81829.5869 | 1.1958 | 1.2792
| E217 | 18230407 | Multi Family Retrofit {E} | 13020 | Thermostat - Smart - EH - Res - LTO | 11 |  | SF Space Heat | 600 | 508 |  | 150 | 189 | 304800 | 90000 | 113400 | 0 |  | 11 | 0.49633 | 39 | 4.512% | 59521.8819 | 23400 | 475380.2284 | 172921.8819 | 445112.5734 | 161911.8744 | 0 | 0 | 1.4141 | 431020.0113 | 1.4141 | 0 | 431020.0113 | 0 | 431020.0113 | 431020.0113 | 474122.0124 | 0.96834 | 2.9283
| E217 | 18230407 | Multi Family Retrofit {E} | 11302 | MFRFT: Sealing - Air | 45 |  | MF Space Heat | 12000 |  |  | 1.13 | 1.29 | 12000 | 13560 | 15480 | 0 |  | 45 | 0.079939 | 0.16 | 0.1776% | 2343.3812 | 1920 | 18715.757 | 17823.3812 | 17524.1171 | 16688.5592 | 0 | 0 | 3.5408 | 0 | 3.5408 | 0 | 0 | 0 | 0 | 0 | 0 | 0 | 0
| E217 | 18230407 | Multi Family Retrofit {E} | 12291 | MFRFT: HVAC - Central - Upgrade | 15 |  | Comm Space Heat | 1 |  |  | 0.35 | 0.5 | 1 | 0.35 | 0.5 | 0 |  | 15 | 2.2205e-06 | 0.15 | 1.48e-05% | 0.19528 | 0.15 | 1.5596 | 0.69528 | 1.4603 | 0.65101 | 0 | 0 | 1.7173 | 0 | 1.7173 | 0 | 0 | 0 | 0 | 0 | 0 | 0 | 0
| E217 | 18230407 | Multi Family Retrofit {E} | 11309 | MFRFT: Ventilator - Heat Recovery | 15 |  | MF Space Heat | 1 |  |  | 0.35 | 0.5 | 1 | 0.35 | 0.5 | 0 |  | 15 | 2.2205e-06 | 0.15 | 1.48e-05% | 0.19528 | 0.15 | 1.5596 | 0.69528 | 1.4603 | 0.65101 | 0 | 0 | 1.7463 | 0 | 1.7463 | 0 | 0 | 0 | 0 | 0 | 0 | 0 | 0
| E217 | 18230407 | Multi Family Retrofit {E} | 12603 | Fan - Ventilation - Energy Star - Res | 10 |  | Res Plug Load | 50 | 129 |  | 50 | 50 | 6450 | 2500 | 2500 | 0 |  | 10 | 0.0095482 | 0 | 0.09548% | 1259.5674 | 0 | 10059.7194 | 3759.5674 | 9419.2129 | 3520.1942 | 0 | 0 | 1.0301 | 6644.3795 | 1.0301 | 0 | 6644.3795 | 0 | 6644.3795 | 6644.3795 | 7308.8175 | 0.70541 | 2.0763
| E217 | 18230407 | Multi Family Retrofit {E} | 12604 | Fan - Ventilation - Energy Star - with AS - Res | 10 |  | Res Plug Load | 500 | 129 |  | 200 | 250 | 64500 | 100000 | 125000 | 0 |  | 10 | 0.095482 | 50 | 0.9548% | 12595.6738 | 25000 | 100597.194 | 137595.6738 | 94192.1292 | 128834.9006 | 0 | 0 | 1.0301 | 66443.7951 | 1.0301 | 0 | 66443.7951 | 0 | 66443.7951 | 66443.7951 | 73088.1746 | 0.70541 | 0.5673
| E217 | 18230407 | Multi Family Retrofit {E} | NEW | Water Heater - Storage - Energy Star - 0.67 EF - GH - MF | 13 |  | Res Water Heat | 10 | 3.19 |  | 0 | 0 | 31.9 | 0 | 0 | 0 |  | 13 | 6.139e-05 | 0 | 0.0004722% | 6.2295 | 0 | 49.7527 | 6.2295 | 46.5849 | 5.8329 | 0 | 0 | 1.2623 | 40.2664 | 1.2623 | 0 | 40.2664 | 0 | 40.2664 | 40.2664 | 44.293 | 0.86436 | 7.5937
| E217 | 18230407 | Multi Family Retrofit {E} | 12685 | Water Heater - Storage - Energy Star - 0.67 EF - GH - Res - MI | 13 |  | Res Water Heat | 10 | 3.19 |  | 0 | 0 | 31.9 | 0 | 0 | 6.8743 |  | 13 | 6.139e-05 | 0 | 0.0004722% | 6.2295 | 0 | 49.7527 | 6.2295 | 46.5849 | 5.8329 | 581.0999 | 0 | 1.2623 | 40.2664 | 1.2623 | 0 | 40.2664 | 0 | 40.2664 | 40.2664 | 625.3929 | 0.86436 | 107.219
| E217 | 18230407 | Multi Family Retrofit {E} | 12618 | Clothes Washer - non GWH - E Dryer - MFCA | 11 |  | Comm Flat | 10 | 540.29 |  | 175 | 316.92 | 5402.9 | 1750 | 3169.2 | 308.56 |  | 11 | 0.008798 | 141.92 | 0.07998% | 1055.0878 | 1419.2 | 8426.6136 | 4224.2878 | 7890.0877 | 3955.3257 | 23370.1754 | 0 | 1.0715 | 5789.1656 | 1.0715 | 0 | 5789.1656 | 0 | 5789.1656 | 5789.1656 | 29738.2576 | 0.73373 | 7.5185
| E217 | 18230407 | Multi Family Retrofit {E} | 12619 | Clothes Washer - EWH - non G Dryer - MFCA | 11 |  | Comm Flat | 10 | 332.83 |  | 225 | 252.92 | 3328.3 | 2250 | 2529.2 | 246.24 |  | 11 | 0.0054197 | 27.92 | 0.04927% | 649.9563 | 279.2 | 5190.9712 | 3179.1563 | 4860.4599 | 2976.7381 | 18650.0907 | 0 | 1.0715 | 3566.2478 | 1.0715 | 0 | 3566.2478 | 0 | 3566.2478 | 3566.2478 | 22572.9633 | 0.73373 | 7.5831
| E217 | 18230407 | Multi Family Retrofit {E} | 12620 | Clothes Washer - EWH - E Dryer - MFCA | 11 |  | Comm Flat | 10 | 869.48 |  | 400 | 399.62 | 8694.8 | 4000 | 3996.2 | 389.08 |  | 11 | 0.014158 | -0.38 | 0.1287% | 1697.9359 | -3.8 | 13560.8137 | 5694.1359 | 12697.3911 | 5331.5879 | 29468.7188 | 0 | 1.0715 | 9316.4111 | 1.0715 | 0 | 9316.4111 | 0 | 9316.4111 | 9316.4111 | 39716.7709 | 0.73373 | 7.4493
| E217 | 18230407 | Multi Family Retrofit {E} | 12621 | Clothes Washer - EWH - G Dryer - MFCA | 11 |  | Comm Flat | 10 | 332.83 |  | 225 | 252.92 | 3328.3 | 2250 | 2529.2 | 389.08 |  | 11 | 0.0054197 | 27.92 | 0.04927% | 649.9563 | 279.2 | 5190.9712 | 3179.1563 | 4860.4599 | 2976.7381 | 29468.7188 | 0 | 1.0715 | 3566.2478 | 1.0715 | 0 | 3566.2478 | 0 | 3566.2478 | 3566.2478 | 33391.5913 | 0.73373 | 11.2175
| E217 | 18230407 | Multi Family Retrofit {E} | 12624 | Clothes Washer - GWH - E Dryer - MFCA | 11 |  | Comm Flat | 10 | 540.29 |  | 175 | 311.64 | 5402.9 | 1750 | 3116.4 | 389.08 |  | 11 | 0.008798 | 136.64 | 0.07998% | 1055.0878 | 1366.4 | 8426.6136 | 4171.4878 | 7890.0877 | 3905.8875 | 29468.7188 | 0 | 1.0715 | 5789.1656 | 1.0715 | 0 | 5789.1656 | 0 | 5789.1656 | 5789.1656 | 35836.801 | 0.73373 | 9.1751
| E217 | 18230407 | Multi Family Retrofit {E} | 12962 | Clothes Washer - Top Load - Energy Star - Any WH - Any Dryer - Res - C | 14 |  | Res Water Heat | 10 | 26 |  | 25 | 0.01 | 260 | 250 | 0.1 | 7.49 |  | 14 | 0.00053884 | -24.99 | 0.003849% | 50.7733 | -249.9 | 405.5081 | 50.8733 | 379.6892 | 47.6341 | 662.9648 | 0 | 1.3264 | 344.8645 | 1.3264 | 0 | 344.8645 | 0 | 344.8645 | 344.8645 | 1042.3157 | 0.90828 | 21.8817
| E217 | 18230407 | Multi Family Retrofit {E} | 12963 | Clothes Washer - Top Load - Energy Star - Any WH - Any Dryer - Res - EO | 14 |  | Res Water Heat | 10 | 26 |  | 25 | 0.01 | 260 | 250 | 0.1 | 7.49 |  | 14 | 0.00053884 | -24.99 | 0.003849% | 50.7733 | -249.9 | 405.5081 | 50.8733 | 379.6892 | 47.6341 | 662.9648 | 0 | 1.3264 | 344.8645 | 1.3264 | 0 | 344.8645 | 0 | 344.8645 | 344.8645 | 1042.3157 | 0.90828 | 21.8817
| E217 | 18230407 | Multi Family Retrofit {E} | 12993 | Clothes Washer - Front Load - Energy Star - Any WH - Any Dryer - Res - C | 14 |  | Res Water Heat | 10 | 142 |  | 100 | 65.56 | 1420 | 1000 | 655.6 | 17.06 |  | 14 | 0.0029429 | -34.44 | 0.02102% | 277.3001 | -344.4 | 2214.6979 | 932.9001 | 2073.6872 | 873.502 | 1510.0372 | 0 | 1.3264 | 1883.4906 | 1.3264 | 0 | 1883.4906 | 0 | 1883.4906 | 1883.4906 | 3581.8769 | 0.90828 | 4.1006
| E217 | 18230407 | Multi Family Retrofit {E} | 12994 | Clothes Washer - Front Load - Energy Star - Any WH - Any Dryer - Res - C - LTO | 14 |  | Res Water Heat | 10 | 142 |  | 150 | 65.56 | 1420 | 1500 | 655.6 | 17.06 |  | 14 | 0.0029429 | -84.44 | 0.02102% | 277.3001 | -844.4 | 2214.6979 | 932.9001 | 2073.6872 | 873.502 | 1510.0372 | 0 | 1.3264 | 1883.4906 | 1.3264 | 0 | 1883.4906 | 0 | 1883.4906 | 1883.4906 | 3581.8769 | 0.90828 | 4.1006
| E217 | 18230407 | Multi Family Retrofit {E} | 12995 | Clothes Washer - Front Load - Energy Star - Any WH - Any Dryer - Res - EO | 14 |  | Res Water Heat | 10 | 142 |  | 100 | 65.56 | 1420 | 1000 | 655.6 | 17.06 |  | 14 | 0.0029429 | -34.44 | 0.02102% | 277.3001 | -344.4 | 2214.6979 | 932.9001 | 2073.6872 | 873.502 | 1510.0372 | 0 | 1.3264 | 1883.4906 | 1.3264 | 0 | 1883.4906 | 0 | 1883.4906 | 1883.4906 | 3581.8769 | 0.90828 | 4.1006
| E217 | 18230407 | Multi Family Retrofit {E} | 12996 | Clothes Washer - Front Load - Energy Star - Any WH - Any Dryer - Res - EO - LTO | 14 |  | Res Water Heat | 10 | 142 |  | 150 | 65.56 | 1420 | 1500 | 655.6 | 17.06 |  | 14 | 0.0029429 | -84.44 | 0.02102% | 277.3001 | -844.4 | 2214.6979 | 932.9001 | 2073.6872 | 873.502 | 1510.0372 | 0 | 1.3264 | 1883.4906 | 1.3264 | 0 | 1883.4906 | 0 | 1883.4906 | 1883.4906 | 3581.8769 | 0.90828 | 4.1006
|  |  |  | 12595 | Clothes Dryer - HP - Vented - EH - Res | 12 |  | Res Plug Load | 10 | 192 |  | 100 | 386.45 | 1920 | 1000 | 3864.5 | -0.24 |  | 12 | 0.0034107 | 286.45 | 0.02842% | 374.941 | 2864.5 | 2994.5211 | 4239.441 | 2803.8587 | 3969.514 | -19.2673 | 0 | 1.1812 | 2267.868 | 1.1812 | 0 | 2267.868 | 0 | 2267.868 | 2267.868 | 2475.3875 | 0.80884 | 0.6236
|  |  |  | 12596 | Clothes Dryer - HP - Ventless - EH - Res | 12 |  | Res Plug Load | 10 | 238 |  | 100 | 386.45 | 2380 | 1000 | 3864.5 | 3.91 |  | 12 | 0.0042279 | 286.45 | 0.03523% | 464.7706 | 2864.5 | 3711.9585 | 4329.2706 | 3475.6166 | 4053.6242 | 313.8964 | 0 | 1.1812 | 2811.2113 | 1.1812 | 0 | 2811.2113 | 0 | 2811.2113 | 2811.2113 | 3406.2289 | 0.80884 | 0.84029
|  |  |  | 12601 | Clothes Dryer - Vented - Energy Star - EH - Res | 12 |  | Res Plug Load | 10 | 68 |  | 50 | 100 | 680 | 500 | 1000 | -0.08 |  | 12 | 0.001208 | 50 | 0.01007% | 132.7916 | 500 | 1060.5596 | 1132.7916 | 993.0333 | 1060.6663 | -6.4224 | 0 | 1.1812 | 803.2032 | 1.1812 | 0 | 803.2032 | 0 | 803.2032 | 803.2032 | 877.1011 | 0.80884 | 0.82693
|  |  |  | 12602 | Clothes Dryer - Ventless - Energy Star - EH - Res | 12 |  | Res Plug Load | 10 | 118 |  | 50 | 184.88 | 1180 | 500 | 1848.8 | 4.46 |  | 12 | 0.0020962 | 134.88 | 0.01747% | 230.4325 | 1348.8 | 1840.3828 | 2079.2325 | 1723.2048 | 1946.8469 | 358.0507 | 0 | 1.1812 | 1393.7939 | 1.1812 | 0 | 1393.7939 | 0 | 1393.7939 | 1393.7939 | 1891.2239 | 0.80884 | 0.97143
|  |  |  | 13067 | Clothes Dryer - Vented - Energy Star - EH - Res - LTO | 12 |  | Res Plug Load | 10 | 68 |  | 75 | 100 | 680 | 750 | 1000 | -0.08 |  | 12 | 0.001208 | 25 | 0.01007% | 132.7916 | 250 | 1060.5596 | 1132.7916 | 993.0333 | 1060.6663 | -6.4224 | 0 | 1.1812 | 803.2032 | 1.1812 | 0 | 803.2032 | 0 | 803.2032 | 803.2032 | 877.1011 | 0.80884 | 0.82693
|  |  |  | 13069 | Clothes Dryer - Ventless - Energy Star - EH - Res - LTO | 12 |  | Res Plug Load | 10 | 118 |  | 75 | 184.88 | 1180 | 750 | 1848.8 | 4.46 |  | 12 | 0.0020962 | 109.88 | 0.01747% | 230.4325 | 1098.8 | 1840.3828 | 2079.2325 | 1723.2048 | 1946.8469 | 358.0507 | 0 | 1.1812 | 1393.7939 | 1.1812 | 0 | 1393.7939 | 0 | 1393.7939 | 1393.7939 | 1891.2239 | 0.80884 | 0.97143
|  |  |  | 12066 | MFRFT: Tub Spout - DI | 10 |  | Res Water Heat | 1000 | 170 |  | 95 | 95 | 170000 | 95000 | 95000 | 15.3 |  | 10 | 0.25166 | 0 | 2.517% | 33197.9 | 0 | 265139.8912 | 128197.9 | 248258.3251 | 120035.4869 | 108461.3478 | 0 | 1.0412 | 177001.6983 | 1.0412 | 0 | 177001.6983 | 0 | 177001.6983 | 177001.6983 | 303163.2159 | 0.71297 | 2.5256
|  |  |  | 12692 | Adapter - Thermostatic Restrictor Valve - DI - EWH - MF | 10 |  | Res Water Heat | 1000 | 50 |  | 33 | 33 | 50000 | 33000 | 33000 | 4.13 |  | 10 | 0.074017 | 0 | 0.7402% | 9764.0882 | 0 | 77982.3209 | 42764.0882 | 73017.1544 | 40041.2811 | 29277.4749 | 0 | 1.0412 | 52059.323 | 1.0412 | 0 | 52059.323 | 0 | 52059.323 | 52059.323 | 86542.7302 | 0.71297 | 2.1613
|  |  |  | 12530 | Heat Pump - Ductless - from Zonal - 9.0 or greater HSPF - HZ1CZ1 - MF | 15 |  | MF Space Heat | 20 | 1300 |  | 800 | 3758.92 | 26000 | 16000 | 75178.4 | 0 |  | 15 | 0.057733 | 2958.92 | 0.3849% | 5077.3259 | 59178.4 | 40550.8069 | 80255.7259 | 37968.9203 | 75145.8108 | 0 | 0 | 1.7463 | 45402.6731 | 1.7463 | 0 | 45402.6731 | 0 | 45402.6731 | 45402.6731 | 49942.9404 | 1.1958 | 0.66461
|  |  |  | 12071 | MFRFT: Strategic Energy Management | 3 | 0 | MF Space Heat | 700000 | 1 | 0 | 0.05 | 0.05 | 700000 | 35000 | 35000 | 0 |  | 3 | 0.31087 | 0 | 10.36% | 136697.2354 | 0 | 1091752.493 | 171697.2354 | 1022240.162 | 160765.2016 | 0 | 0 | 0.47442 | 332095.421 | 0.47442 | 0 | 332095.421 | 0 | 332095.421 | 332095.421 | 365304.9631 | 0.32487 | 2.2723
|  |  |  | 11248 | MFRFT: Insulation - Attic - R0 to R38 - E | 45 |  | MF Space Heat | 500 | 0.9 |  | 1 | 1.04 | 450 | 500 | 520 | 0 |  | 45 | 0.0029977 | 0.04 | 0.006662% | 87.8768 | 20 | 701.8409 | 607.8768 | 657.1544 | 569.173 | 0 | 0 | 3.5408 | 1593.3663 | 3.5408 | 0 | 1593.3663 | 0 | 1593.3663 | 1593.3663 | 1752.7029 | 2.4246 | 3.0794
|  |  |  | 11263 | MFRFT: Insulation - Floor - R0 to R30 - E | 45 |  | MF Space Heat | 10000 | 1.4 |  | 1 | 1.35 | 14000 | 10000 | 13500 | 0 |  | 45 | 0.093262 | 0.35 | 0.2072% | 2733.9447 | 3500 | 21835.0499 | 16233.9447 | 20444.8032 | 15200.3228 | 0 | 0 | 3.5408 | 49571.3955 | 3.5408 | 0 | 49571.3955 | 0 | 49571.3955 | 49571.3955 | 54528.5351 | 2.4246 | 3.5873
|  |  |  | 12989 | Insulation - Attic - R0 to R49 - EH - MF | 45 |  | MF Space Heat | 1000 | 1 |  | 1 | 1.34 | 1000 | 1000 | 1340 | 0 |  | 45 | 0.0066615 | 0.34 | 0.0148% | 195.2818 | 340 | 1559.6464 | 1535.2818 | 1460.3431 | 1437.5297 | 0 | 0 | 3.5408 | 3540.814 | 3.5408 | 0 | 3540.814 | 0 | 3540.814 | 3540.814 | 3894.8954 | 2.4246 | 2.7094
|  |  |  | New | Insulation - Attic - R19 to R49 - EH - MF | 45 |  | MF Space Heat | 10000 | 0.3 |  | 0.5 | 0.83 | 3000 | 5000 | 8300 | 0 |  | 45 | 0.019985 | 0.33 | 0.04441% | 585.8453 | 3300 | 4678.9393 | 8885.8453 | 4381.0293 | 8320.0799 | 0 | 0 | 3.5408 | 10622.4419 | 3.5408 | 0 | 10622.4419 | 0 | 10622.4419 | 10622.4419 | 11684.6861 | 2.4246 | 1.4044
|  |  |  | 12649 | Windows - Double Pane - from U60 to U30 - EH - MF | 45 |  | MF Space Heat | 200 | 13 |  | 10 | 24.7 | 2600 | 2000 | 4940 | 0.0026 |  | 45 | 0.01732 | 14.7 | 0.03849% | 507.7326 | 2940 | 4055.0807 | 5447.7326 | 3796.892 | 5100.8732 | 7.251 | 0 | 3.5408 | 9206.1163 | 3.5408 | 0 | 9206.1163 | 0 | 9206.1163 | 9206.1163 | 10133.9789 | 2.4246 | 1.9867
|  |  |  | 12650 | Windows - Double Pane - U30 - from SP U120 - EH - MF | 45 |  | MF Space Heat | 200 | 24 |  | 20 | 24.7 | 4800 | 4000 | 4940 | 0.0049 |  | 45 | 0.031975 | 4.7 | 0.07106% | 937.3525 | 940 | 7486.3028 | 5877.3525 | 7009.6468 | 5503.139 | 13.6653 | 0 | 3.5408 | 16995.907 | 3.5408 | 0 | 16995.907 | 0 | 16995.907 | 16995.907 | 18709.163 | 2.4246 | 3.3997
|  |  |  | 12657 | Windows - Triple Pane - U22 - from DP U60 - EH - MF | 45 |  | MF Space Heat | 200 | 15 |  | 15 | 28.6 | 3000 | 3000 | 5720 | 0.003 |  | 45 | 0.019985 | 13.6 | 0.04441% | 585.8453 | 2720 | 4678.9393 | 6305.8453 | 4381.0293 | 5904.3495 | 8.3665 | 0 | 3.5408 | 10622.4419 | 3.5408 | 0 | 10622.4419 | 0 | 10622.4419 | 10622.4419 | 11693.0526 | 2.4246 | 1.9804
|  |  |  | 12658 | Windows - Triple Pane - U22 - from SP U120 - EH - MF | 45 |  | MF Space Heat | 200 | 27 |  | 30 | 28.6 | 5400 | 6000 | 5720 | 0.0055 |  | 45 | 0.035972 | -1.4 | 0.07994% | 1054.5215 | -280 | 8422.0907 | 6774.5215 | 7885.8527 | 6343.185 | 15.3386 | 0 | 3.5408 | 19120.3954 | 3.5408 | 0 | 19120.3954 | 0 | 19120.3954 | 19120.3954 | 21047.7736 | 2.4246 | 3.3182
|  |  |  | 12997 | Windows - Triple Pane - U22 - from DP U30 - EH - MF | 45 |  | MF Space Heat | 1000 | 3 |  | 3 | 3.9 | 3000 | 3000 | 3900 | 0.0006 |  | 45 | 0.019985 | 0.9 | 0.04441% | 585.8453 | 900 | 4678.9393 | 4485.8453 | 4381.0293 | 4200.2297 | 8.3665 | 0 | 3.5408 | 10622.4419 | 3.5408 | 0 | 10622.4419 | 0 | 10622.4419 | 10622.4419 | 11693.0526 | 2.4246 | 2.7839
|  |  |  | 13234 | Windows - Double Pane - from U60 to U30 - EH - MF - MI | 45 |  | MF Space Heat | 1000 | 13 |  | 15 | 24.7 | 13000 | 15000 | 24700 | 0.0026 |  | 45 | 0.0866 | 9.7 | 0.1924% | 2538.6629 | 9700 | 20275.4034 | 27238.6629 | 18984.4602 | 25504.3661 | 36.2549 | 0 | 3.5408 | 46030.5816 | 3.5408 | 0 | 46030.5816 | 0 | 46030.5816 | 46030.5816 | 50669.8946 | 2.4246 | 1.9867
|  |  |  | 13244 | Windows - Double Pane - U30 - from SP U120 - EH - MF - MI | 45 |  | MF Space Heat | 1000 | 24 |  | 25 | 24.7 | 24000 | 25000 | 24700 | 0.0049 |  | 45 | 0.15988 | -0.3 | 0.3553% | 4686.7624 | -300 | 37431.514 | 29386.7624 | 35048.2341 | 27515.6951 | 68.3265 | 0 | 3.5408 | 84979.5352 | 3.5408 | 0 | 84979.5352 | 0 | 84979.5352 | 84979.5352 | 93545.8152 | 2.4246 | 3.3997
|  |  |  | 13256 | Windows - Triple Pane - U22 - from DP U60 - EH - MF - MI | 45 |  | MF Space Heat | 1000 | 15 |  | 20 | 28.6 | 15000 | 20000 | 28600 | 0.003 |  | 45 | 0.099923 | 8.6 | 0.2221% | 2929.2265 | 8600 | 23394.6963 | 31529.2265 | 21905.1463 | 29521.7476 | 41.8325 | 0 | 3.5408 | 53112.2095 | 3.5408 | 0 | 53112.2095 | 0 | 53112.2095 | 53112.2095 | 58465.263 | 2.4246 | 1.9804
|  |  |  | 13258 | Windows - Triple Pane - U22 - from SP U120 - EH - MF - MI | 45 |  | MF Space Heat | 1000 | 27 |  | 35 | 28.6 | 27000 | 35000 | 28600 | 0.0055 |  | 45 | 0.17986 | -6.4 | 0.3997% | 5272.6076 | -6400 | 42110.4533 | 33872.6076 | 39429.2634 | 31715.9248 | 76.693 | 0 | 3.5408 | 95601.9771 | 3.5408 | 0 | 95601.9771 | 0 | 95601.9771 | 95601.9771 | 105238.8678 | 2.4246 | 3.3182
|  |  |  | 13254 | Windows - Triple Pane - U22 - from DP U30 - EH - MF - MI | 45 |  | MF Space Heat | 10000 | 3 |  | 6 | 3.9 | 30000 | 60000 | 39000 | 0.0006 |  | 45 | 0.19985 | -2.1 | 0.4441% | 5858.4529 | -21000 | 46789.3926 | 44858.4529 | 43810.2927 | 42002.2968 | 83.6651 | 0 | 3.5408 | 106224.419 | 3.5408 | 0 | 106224.419 | 0 | 106224.419 | 106224.419 | 116930.526 | 2.4246 | 2.7839
|  |  |  | 12071 | MFRFT: Strategic Energy Management | 3 | 0 | MF Space Heat | 500 | 1 |  | 0.09625 | 0.09625 | 500 | 48.13 | 48.125 | 0 |  | 3 | 0.00022205 | 0 | 0.007402% | 97.6409 | -0.005 | 779.8232 | 145.7659 | 730.1715 | 136.4849 | 0 | 0 | 0.47442 | 237.211 | 0.47442 | 0 | 237.211 | 0 | 237.211 | 237.211 | 260.9321 | 0.32487 | 1.9118
|  |  |  | New | Air Sealing - Door Kit - EH - MF | 5 |  | MF Space Heat | 500 | 26 |  | 100 | 16.74 | 13000 | 50000 | 8370 | 0 |  | 5 | 0.0096222 | -83.26 | 0.1924% | 2538.6629 | -41630 | 20275.4034 | 10908.6629 | 18984.4602 | 10214.1039 | 0 | 0 | 0.74608 | 9699.0578 | 0.74608 | 0 | 9699.0578 | 0 | 9699.0578 | 9699.0578 | 10668.9636 | 0.51089 | 1.0445
|  |  |  | New | Heat Pump - Package Terminal - MF | 15 |  | MF Heat Pump | 2 | 879 |  | 2400 | 827 | 1758 | 4800 | 1654 | 17.7218 |  | 15 | 0.0039037 | -1573 | 0.02602% | 343.3053 | -3146 | 2741.8584 | 1997.3053 | 2567.2831 | 1870.1361 | 326.9351 | 0 | 1.7654 | 3103.605 | 1.7654 | 0 | 3103.605 | 0 | 3103.605 | 3103.605 | 3740.9005 | 1.2089 | 2.0003
|  |  |  | New | Heat Pump - Ductless - from Zonal - 9.0 or greater HSPF - MF - MI | 15 |  | MF Heat Pump | 300 | 1300 |  | 2400 | 4000 | 390000 | 720000 | 1200000 | 26.2098 |  | 15 | 0.866 | 1600 | 5.773% | 76159.8883 | 480000 | 608262.1032 | 1276159.8883 | 569533.8045 | 1194906.2624 | 72528.4944 | 0 | 1.7654 | 688513.045 | 1.7654 | 0 | 688513.045 | 0 | 688513.045 | 688513.045 | 829892.8439 | 1.2089 | 0.69453
|  |  |  | 12530 | Heat Pump - Ductless - from Zonal - 9.0 or greater HSPF - HZ1CZ1 - MF | 15 |  | MF Heat Pump | 25 | 1300 |  | 800 | 4000 | 32500 | 20000 | 100000 | 26.2098 |  | 15 | 0.072167 | 3200 | 0.4811% | 6346.6574 | 80000 | 50688.5086 | 106346.6574 | 47461.1504 | 99575.5219 | 6044.0412 | 0 | 1.7654 | 57376.0871 | 1.7654 | 0 | 57376.0871 | 0 | 57376.0871 | 57376.0871 | 69157.737 | 1.2089 | 0.69453
|  |  |  | 11302 | MFRFT: Sealing - Air | 45 |  | MF Space Heat | 10000 |  |  | 1.7 | 1.7 | 10000 | 17000 | 17000 | 0 |  | 45 | 0.066615 | 0 | 0.148% | 1952.8176 | 0 | 15596.4642 | 18952.8176 | 14603.4309 | 17746.0839 | 0 | 0 | 3.5408 | 0 | 3.5408 | 0 | 0 | 0 | 0 | 0 | 0 | 0 | 0
|  |  |  | 12291 | MFRFT: HVAC - Central - Upgrade | 15 |  | Comm Space Heat | 100 |  |  | 0.35 | 0.5 | 100 | 35 | 50 | 0 |  | 15 | 0.00022205 | 0.15 | 0.00148% | 19.5282 | 15 | 155.9646 | 69.5282 | 146.0343 | 65.1013 | 0 | 0 | 1.7173 | 0 | 1.7173 | 0 | 0 | 0 | 0 | 0 | 0 | 0 | 0
|  |  |  | 13264 | Thermostat - ELV - Zonal - MF | 5 | 10 | MF Space Heat | 1000 | 66 | 59 | 50 | 60.4 | 66000 | 50000 | 60400 | 2.8631 |  | 15 | 0.14655 | 10.4 | 0.977% | 12888.5965 | 10400 | 102936.6636 | 73288.5965 | 96382.6438 | 68622.2813 | 26409.5023 | 0 | 0.74608 | 49241.3702 | 1.7463 | 103029.1427 | 152270.5129 | 44018.8007 | 108251.7123 | 108251.7123 | 145486.3858 | 1.1231 | 2.1201
|  |  |  | 13265 | Thermostat - ELV - Zonal - MF - MI | 5 | 10 | MF Space Heat | 8000 | 66 | 59 | 70 | 70 | 528000 | 560000 | 560000 | 2.8631 |  | 15 | 1.1724 | 0 | 7.816% | 103108.7718 | 0 | 823493.309 | 663108.7718 | 771061.1508 | 620888.3631 | 211276.0187 | 0 | 0.74608 | 393930.9619 | 1.7463 | 824233.1417 | 1218164.1036 | 352150.4054 | 866013.6982 | 866013.6982 | 1163891.0867 | 1.1231 | 1.8746
|  |  |  | New | Thermostat - ELV - Any | 15 |  | Comm Space Heat | 100 | 58 |  | 50 | 60.4 | 5800 | 5000 | 6040 | 0 |  | 15 | 0.012879 | 10.4 | 0.08586% | 1132.6342 | 1040 | 9045.9492 | 7172.6342 | 8469.9899 | 6715.9497 | 0 | 0 | 1.7173 | 9960.1416 | 1.7173 | 0 | 9960.1416 | 0 | 9960.1416 | 9960.1416 | 10956.1557 | 1.1759 | 1.6314
|  |  |  | 12734 | Thermostat - ELV - Smart - Zonal - MF - MI | 5 | 10 | MF Space Heat | 1000 | 66 | 59 | 140 | 140 | 66000 | 140000 | 140000 | 0 |  | 15 | 0.14655 | 0 | 0.977% | 12888.5965 | 0 | 102936.6636 | 152888.5965 | 96382.6438 | 143154.1166 | 0 | 0 | 0.74608 | 49241.3702 | 1.7463 | 103029.1427 | 152270.5129 | 44018.8007 | 108251.7123 | 108251.7123 | 119076.8835 | 1.1231 | 0.83181
|  |  |  | 12735 | Thermostat - ELV - Smart - Zonal and DHP - MF | 5 | 10 | MF Heat Pump | 50 | 45 | 41 | 75 | 91.85 | 2250 | 3750 | 4592.5 | 0 |  | 15 | 0.0049962 | 16.85 | 0.03331% | 439.384 | 842.5 | 3509.2044 | 5031.884 | 3285.7719 | 4711.5018 | 0 | 0 | 0.75194 | 1691.8626 | 1.7654 | 3619.107 | 5310.9697 | 1541.4748 | 3769.4948 | 3769.4948 | 4146.4443 | 1.1472 | 0.88007
|  |  |  | New | Thermostat - Smart - HP optimized - MF | 7 |  | MF Heat Pump | 50 | 416 |  | 300 | 165.03 | 20800 | 15000 | 8251.5 | 0 |  | 7 | 0.021554 | -134.97 | 0.3079% | 4061.8607 | -6748.5 | 32440.6455 | 12313.3607 | 30375.1362 | 11529.364 | 0 | 0 | 0.98998 | 20591.5646 | 0.98998 | 0 | 20591.5646 | 0 | 20591.5646 | 20591.5646 | 22650.7211 | 0.67791 | 1.9646
|  |  |  | New | Thermostat - Smart - HP or eFAF - MF | 7 |  | MF Space Heat | 150 | 95 |  | 75 | 165.03 | 14250 | 11250 | 24754.5 | 0 |  | 7 | 0.014766 | 90.03 | 0.2109% | 2782.7651 | 13504.5 | 22224.9615 | 27537.2651 | 20809.889 | 25783.9561 | 0 | 0 | 0.98146 | 13985.8699 | 0.98146 | 0 | 13985.8699 | 0 | 13985.8699 | 13985.8699 | 15384.4569 | 0.67208 | 0.59667
|  |  |  | New | Thermostat - Smart - HP or eFAF - MF - MI | 7 |  | MF Space Heat | 500 | 95 |  | 175 | 152 | 47500 | 87500 | 76000 | 0 |  | 7 | 0.049221 | -23 | 0.7032% | 9275.8838 | -11500 | 74083.2049 | 85275.8838 | 69366.2967 | 79846.3332 | 0 | 0 | 0.98146 | 46619.5662 | 0.98146 | 0 | 46619.5662 | 0 | 46619.5662 | 46619.5662 | 51281.5229 | 0.67208 | 0.64225
|  |  |  | New | Thermostat - Smart - HP or eFAF - MF - LTO | 7 |  | MF Space Heat | 100 | 95 |  | 150 | 165.03 | 9500 | 15000 | 16503 | 0 |  | 7 | 0.0098443 | 15.03 | 0.1406% | 1855.1768 | 1503 | 14816.641 | 18358.1768 | 13873.2593 | 17189.3041 | 0 | 0 | 0.98146 | 9323.9132 | 0.98146 | 0 | 9323.9132 | 0 | 9323.9132 | 9323.9132 | 10256.3046 | 0.67208 | 0.59667
|  |  |  | NEW | Insulation - Attic - R38 to R49 - EH - MF | 45 | 0 | MF Space Heat | 100 | 0.05 | 0 | 0.05 | 0.25 | 5 | 5 | 25 | 0.0005 |  | 45 | 3.3308e-05 | 0.2 | 7.402e-05% | 0.97641 | 20 | 7.7982 | 25.9764 | 7.3017 | 24.3225 | 0.69721 | 0 | 3.5408 | 17.7041 | 3.5408 | 0 | 17.7041 | 0 | 17.7041 | 17.7041 | 20.1717 | 2.4246 | 0.82934
|  |  |  | 12733 | Thermostat - ELV - Smart - Zonal - MF | 5 | 10 | MF Space Heat | 1000 | 59 | 53 | 150 | 150 | 59000 | 150000 | 150000 | 2.8631 |  | 15 | 0.13101 | 0 | 0.8734% | 11521.6241 | 0 | 92019.1387 | 161521.6241 | 86160.2422 | 151237.4758 | 26409.5023 | 0 | 0.74608 | 44018.8007 | 1.7463 | 92551.6028 | 136570.4034 | 39542.3125 | 97028.091 | 97028.091 | 133140.4024 | 1.1261 | 0.88034
|  |  |  | 0 | SEALING + Insulation - Floor - R11 to R30 - EH - MF | 45 |  | MF Space Heat | 300000 | 0.7 |  | 3.25 | 3.25 | 210000 | 975000 | 975000 | 0.007 |  | 45 | 1.3989 | 0 | 3.109% | 41009.1706 | 0 | 327525.7479 | 1016009.1706 | 306672.0486 | 951319.4481 | 29282.7801 | 0 | 3.5408 | 743570.9331 | 3.5408 | 0 | 743570.9331 | 0 | 743570.9331 | 743570.9331 | 847210.8065 | 2.4246 | 0.89056
|  |  |  | 13901 | Insulation - Floor - R0 to R30 - EH - MF | 45 |  | MF Space Heat | 50000 | 1.4 |  | 2.5 | 3.11 | 70000 | 125000 | 155500 | 0.014 |  | 45 | 0.46631 | 0.61 | 1.036% | 13669.7235 | 30500 | 109175.2493 | 169169.7235 | 102224.0162 | 158398.6175 | 9760.9267 | 0 | 3.5408 | 247856.9777 | 3.5408 | 0 | 247856.9777 | 0 | 247856.9777 | 247856.9777 | 282403.6022 | 2.4246 | 1.7829
|  |  |  | 13668 | Heat Pump - Ductless - from Zonal - 9.0 or greater HSPF - HZ1CZ1 - MF - TDSM - Bainbridge | 15 |  | MF Heat Pump | 10 | 1300 |  | 3900 | 4000 | 13000 | 39000 | 40000 | 26.2098 |  | 15 | 0.028867 | 100 | 0.1924% | 2538.6629 | 1000 | 20275.4034 | 42538.6629 | 18984.4602 | 39830.2087 | 2417.6165 | 0 | 1.7654 | 22950.4348 | 1.7654 | 0 | 22950.4348 | 0 | 22950.4348 | 22950.4348 | 27663.0948 | 1.2089 | 0.69453
|  |  |  | 13804 | Heat Pump - Ductless - from E FAF - HZ1 - MF - MI | 15 |  | MF Heat Pump | 5 | 1250 |  | 2400 | 4452.41 | 6250 | 12000 | 22262.05 | 25.2017 |  | 15 | 0.013878 | 2052.41 | 0.09252% | 1220.511 | 10262.05 | 9747.7901 | 23482.561 | 9127.1443 | 21987.4167 | 1162.3142 | 0 | 1.7654 | 11033.8629 | 1.7654 | 0 | 11033.8629 | 0 | 11033.8629 | 11033.8629 | 13299.5634 | 1.2089 | 0.60487
|  |  |  | 14103 | Insulation - Wall - Dense Pack - EH - MF | 45 |  | MF Space Heat | 80000 | 2.1 |  | 4 | 4 | 168000 | 320000 | 320000 | 0.0211 |  | 45 | 1.1191 | 0 | 2.487% | 32807.3365 | 0 | 262020.5983 | 352807.3365 | 245337.6389 | 330343.948 | 23537.7776 | 0 | 3.5408 | 594856.7465 | 3.5408 | 0 | 594856.7465 | 0 | 594856.7465 | 594856.7465 | 677880.1987 | 2.4246 | 2.052
|  |  |  | 13914 | Insulation - Wall - Rigid - Exterior - GH - MF | 45 |  | MF Space Heat | 5000 |  |  | 0.45 | 0.64 | 5000 | 2250 | 3200 | 0 |  | 45 | 0.033308 | 0.19 | 0.07402% | 976.4088 | 950 | 7798.2321 | 4176.4088 | 7301.7154 | 3910.4952 | 0 | 0 | 3.5408 | 0 | 3.5408 | 0 | 0 | 0 | 0 | 0 | 0 | 0 | 0
|  |  |  | 14536 | Fan - Ventilation - Energy Star - with Whole Building AS - Res | 19 |  | Res Plug Load | 1000 | 127 |  | 550 | 550 | 127000 | 550000 | 550000 | 10.2753 |  | 19 | 0.35721 | 0 | 1.88% | 24800.7841 | 0 | 198075.0952 | 574800.7841 | 185463.5722 | 538202.9814 | 107812.9458 | 0 | 1.5763 | 200189.1865 | 1.5763 | 0 | 200189.1865 | 0 | 200189.1865 | 200189.1865 | 328021.051 | 1.0794 | 0.60947
|  |  |  | 13876 | Sealing - Air - EH - MF | 45 |  | MF Space Heat | 1500 | 327 |  | 0 | 0 | 490500 | 0 | 0 | 0 |  | 45 | 3.2675 | 0 | 7.261% | 95785.7056 | 0 | 765006.5683 | 95785.7056 | 716298.2849 | 89686.9903 | 0 | 0 | 3.5408 | 1736769.2508 | 3.5408 | 0 | 1736769.2508 | 0 | 1736769.2508 | 1736769.2508 | 1910446.1759 | 2.4246 | 21.3013
|  |  |  | 0 | SEALING + Insulation - Attic - R11 to R49 - EH - MF | 45 |  | MF Space Heat | 900000 | 0.6 |  | 2.5 | 2.5 | 540000 | 2250000 | 2250000 | 0 |  | 45 | 3.5972 | 0 | 7.994% | 105452.153 | 0 | 842209.066 | 2355452.153 | 788585.2678 | 2205479.544 | 0 | 0 | 3.5408 | 1912039.5422 | 3.5408 | 0 | 1912039.5422 | 0 | 1912039.5422 | 1912039.5422 | 2103243.4964 | 2.4246 | 0.95364
|  |  |  | 9991 | Low E Storm Window_Single Pane Wood Frame_HZ1_Zonal | 20 |  | MF Space Heat | 10000 | 18.9 |  | 10 | 13.8 | 189000 | 100000 | 138000 | 0 |  | 20 | 0.55957 | 3.8 | 2.798% | 36908.2535 | 38000 | 294773.1731 | 174908.2535 | 276004.8437 | 163771.773 | 0 | 0 | 2.0563 | 388643.2838 | 2.0563 | 0 | 388643.2838 | 0 | 388643.2838 | 388643.2838 | 427507.6122 | 1.4081 | 2.6104
|  |  |  | 9992 | Low E Storm Window_Single Pane Metal Frame_HZ1_Zonal | 20 |  | MF Space Heat | 10000 | 24.2 |  | 10 | 13.8 | 242000 | 100000 | 138000 | 0 |  | 20 | 0.71649 | 3.8 | 3.582% | 47258.1871 | 38000 | 377434.4333 | 185258.1871 | 353403.0274 | 173462.722 | 0 | 0 | 2.0563 | 497627.9084 | 2.0563 | 0 | 497627.9084 | 0 | 497627.9084 | 497627.9084 | 547390.6992 | 1.4081 | 3.1557
|  |  |  | 9993 | Low E Storm Window_Double Pane Metal Frame_HZ1_Zonal | 20 |  | MF Space Heat | 10000 | 12.3 |  | 10 | 13.8 | 123000 | 100000 | 138000 | 0 |  | 20 | 0.36416 | 3.8 | 1.821% | 24019.6571 | 38000 | 191836.5095 | 162019.6571 | 179622.1999 | 151703.7988 | 0 | 0 | 2.0563 | 252926.5815 | 2.0563 | 0 | 252926.5815 | 0 | 252926.5815 | 252926.5815 | 278219.2397 | 1.4081 | 1.834
|  |  |  | 0 | Heat Pump - Ductless - EH - MF - LI Qualified | 15 |  | MF Heat Pump | 50 | 1300 |  | 5560 | 5560 | 65000 | 278000 | 278000 | 125.1316 |  | 15 | 0.14433 | 0 | 0.9622% | 12693.3147 | 0 | 101377.0172 | 290693.3147 | 94922.3008 | 272184.7516 | 57711.2794 | 0 | 1.7654 | 114752.1742 | 1.7654 | 0 | 114752.1742 | 0 | 114752.1742 | 114752.1742 | 183938.671 | 1.2089 | 0.67579
[19 empty] | 0 | 0 | 0 | 0% | 0 | 0 | 0 | 0 | 0 | 0 | 0 | 0 | #N/A | #N/A | #N/A | #N/A | #N/A | #N/A | #N/A | 0 | 0 | 0 | #DIV/0!
[19 empty] | 0 | 0 | 0 | 0% | 0 | 0 | 0 | 0 | 0 | 0 | 0 | 0 | #N/A | #N/A | #N/A | #N/A | #N/A | #N/A | #N/A | 0 | 0 | 0 | #DIV/0!
[19 empty] | 0 | 0 | 0 | 0% | 0 | 0 | 0 | 0 | 0 | 0 | 0 | 0 | #N/A | #N/A | #N/A | #N/A | #N/A | #N/A | #N/A | 0 | 0 | 0 | #DIV/0!
[19 empty] | 0 | 0 | 0 | 0% | 0 | 0 | 0 | 0 | 0 | 0 | 0 | 0 | #N/A | #N/A | #N/A | #N/A | #N/A | #N/A | #N/A | 0 | 0 | 0 | #DIV/0!
[19 empty] | 0 | 0 | 0 | 0% | 0 | 0 | 0 | 0 | 0 | 0 | 0 | 0 | #N/A | #N/A | #N/A | #N/A | #N/A | #N/A | #N/A | 0 | 0 | 0 | #DIV/0!
[19 empty] | 0 | 0 | 0 | 0% | 0 | 0 | 0 | 0 | 0 | 0 | 0 | 0 | #N/A | #N/A | #N/A | #N/A | #N/A | #N/A | #N/A | 0 | 0 | 0 | #DIV/0!
[19 empty] | 0 | 0 | 0 | 0% | 0 | 0 | 0 | 0 | 0 | 0 | 0 | 0 | #N/A | #N/A | #N/A | #N/A | #N/A | #N/A | #N/A | 0 | 0 | 0 | #DIV/0!
[19 empty] | 0 | 0 | 0 | 0% | 0 | 0 | 0 | 0 | 0 | 0 | 0 | 0 | #N/A | #N/A | #N/A | #N/A | #N/A | #N/A | #N/A | 0 | 0 | 0 | #DIV/0!
[19 empty] | 0 | 0 | 0 | 0% | 0 | 0 | 0 | 0 | 0 | 0 | 0 | 0 | #N/A | #N/A | #N/A | #N/A | #N/A | #N/A | #N/A | 0 | 0 | 0 | #DIV/0!
[19 empty] | 0 | 0 | 0 | 0% | 0 | 0 | 0 | 0 | 0 | 0 | 0 | 0 | #N/A | #N/A | #N/A | #N/A | #N/A | #N/A | #N/A | 0 | 0 | 0 | #DIV/0!
[19 empty] | 0 | 0 | 0 | 0% | 0 | 0 | 0 | 0 | 0 | 0 | 0 | 0 | #N/A | #N/A | #N/A | #N/A | #N/A | #N/A | #N/A | 0 | 0 | 0 | #DIV/0!
[19 empty] | 0 | 0 | 0 | 0% | 0 | 0 | 0 | 0 | 0 | 0 | 0 | 0 | #N/A | #N/A | #N/A | #N/A | #N/A | #N/A | #N/A | 0 | 0 | 0 | #DIV/0!
[19 empty] | 0 | 0 | 0 | 0% | 0 | 0 | 0 | 0 | 0 | 0 | 0 | 0 | #N/A | #N/A | #N/A | #N/A | #N/A | #N/A | #N/A | 0 | 0 | 0 | #DIV/0!
[19 empty] | 0 | 0 | 0 | 0% | 0 | 0 | 0 | 0 | 0 | 0 | 0 | 0 | #N/A | #N/A | #N/A | #N/A | #N/A | #N/A | #N/A | 0 | 0 | 0 | #DIV/0!
[19 empty] | 0 | 0 | 0 | 0% | 0 | 0 | 0 | 0 | 0 | 0 | 0 | 0 | #N/A | #N/A | #N/A | #N/A | #N/A | #N/A | #N/A | 0 | 0 | 0 | #DIV/0!
[19 empty] | 0 | 0 | 0 | 0% | 0 | 0 | 0 | 0 | 0 | 0 | 0 | 0 | #N/A | #N/A | #N/A | #N/A | #N/A | #N/A | #N/A | 0 | 0 | 0 | #DIV/0!
[19 empty] | 0 | 0 | 0 | 0% | 0 | 0 | 0 | 0 | 0 | 0 | 0 | 0 | #N/A | #N/A | #N/A | #N/A | #N/A | #N/A | #N/A | 0 | 0 | 0 | #DIV/0!
[19 empty] | 0 | 0 | 0 | 0% | 0 | 0 | 0 | 0 | 0 | 0 | 0 | 0 | #N/A | #N/A | #N/A | #N/A | #N/A | #N/A | #N/A | 0 | 0 | 0 | #DIV/0!
[19 empty] | 0 | 0 | 0 | 0% | 0 | 0 | 0 | 0 | 0 | 0 | 0 | 0 | #N/A | #N/A | #N/A | #N/A | #N/A | #N/A | #N/A | 0 | 0 | 0 | #DIV/0!
[19 empty] | 0 | 0 | 0 | 0% | 0 | 0 | 0 | 0 | 0 | 0 | 0 | 0 | #N/A | #N/A | #N/A | #N/A | #N/A | #N/A | #N/A | 0 | 0 | 0 | #DIV/0!
[19 empty] | 0 | 0 | 0 | 0% | 0 | 0 | 0 | 0 | 0 | 0 | 0 | 0 | #N/A | #N/A | #N/A | #N/A | #N/A | #N/A | #N/A | 0 | 0 | 0 | #DIV/0!
[19 empty] | 0 | 0 | 0 | 0% | 0 | 0 | 0 | 0 | 0 | 0 | 0 | 0 | #N/A | #N/A | #N/A | #N/A | #N/A | #N/A | #N/A | 0 | 0 | 0 | #DIV/0!
[19 empty] | 0 | 0 | 0 | 0% | 0 | 0 | 0 | 0 | 0 | 0 | 0 | 0 | #N/A | #N/A | #N/A | #N/A | #N/A | #N/A | #N/A | 0 | 0 | 0 | #DIV/0!
[19 empty] | 0 | 0 | 0 | 0% | 0 | 0 | 0 | 0 | 0 | 0 | 0 | 0 | #N/A | #N/A | #N/A | #N/A | #N/A | #N/A | #N/A | 0 | 0 | 0 | #DIV/0!
[19 empty] | 0 | 0 | 0 | 0% | 0 | 0 | 0 | 0 | 0 | 0 | 0 | 0 | #N/A | #N/A | #N/A | #N/A | #N/A | #N/A | #N/A | 0 | 0 | 0 | #DIV/0!
[19 empty] | 0 | 0 | 0 | 0% | 0 | 0 | 0 | 0 | 0 | 0 | 0 | 0 | #N/A | #N/A | #N/A | #N/A | #N/A | #N/A | #N/A | 0 | 0 | 0 | #DIV/0!
[19 empty] | 0 | 0 | 0 | 0% | 0 | 0 | 0 | 0 | 0 | 0 | 0 | 0 | #N/A | #N/A | #N/A | #N/A | #N/A | #N/A | #N/A | 0 | 0 | 0 | #DIV/0!
[19 empty] | 0 | 0 | 0 | 0% | 0 | 0 | 0 | 0 | 0 | 0 | 0 | 0 | #N/A | #N/A | #N/A | #N/A | #N/A | #N/A | #N/A | 0 | 0 | 0 | #DIV/0!
[19 empty] | 0 | 0 | 0 | 0% | 0 | 0 | 0 | 0 | 0 | 0 | 0 | 0 | #N/A | #N/A | #N/A | #N/A | #N/A | #N/A | #N/A | 0 | 0 | 0 | #DIV/0!
[19 empty] | 0 | 0 | 0 | 0% | 0 | 0 | 0 | 0 | 0 | 0 | 0 | 0 | #N/A | #N/A | #N/A | #N/A | #N/A | #N/A | #N/A | 0 | 0 | 0 | #DIV/0!
[19 empty] | 0 | 0 | 0 | 0% | 0 | 0 | 0 | 0 | 0 | 0 | 0 | 0 | #N/A | #N/A | #N/A | #N/A | #N/A | #N/A | #N/A | 0 | 0 | 0 | #DIV/0!
[19 empty] | 0 | 0 | 0 | 0% | 0 | 0 | 0 | 0 | 0 | 0 | 0 | 0 | #N/A | #N/A | #N/A | #N/A | #N/A | #N/A | #N/A | 0 | 0 | 0 | #DIV/0!
[19 empty] | 0 | 0 | 0 | 0% | 0 | 0 | 0 | 0 | 0 | 0 | 0 | 0 | #N/A | #N/A | #N/A | #N/A | #N/A | #N/A | #N/A | 0 | 0 | 0 | #DIV/0!
[19 empty] | 0 | 0 | 0 | 0% | 0 | 0 | 0 | 0 | 0 | 0 | 0 | 0 | #N/A | #N/A | #N/A | #N/A | #N/A | #N/A | #N/A | 0 | 0 | 0 | #DIV/0!
[19 empty] | 0 | 0 | 0 | 0% | 0 | 0 | 0 | 0 | 0 | 0 | 0 | 0 | #N/A | #N/A | #N/A | #N/A | #N/A | #N/A | #N/A | 0 | 0 | 0 | #DIV/0!
[19 empty] | 0 | 0 | 0 | 0% | 0 | 0 | 0 | 0 | 0 | 0 | 0 | 0 | #N/A | #N/A | #N/A | #N/A | #N/A | #N/A | #N/A | 0 | 0 | 0 | #DIV/0!
[19 empty] | 0 | 0 | 0 | 0% | 0 | 0 | 0 | 0 | 0 | 0 | 0 | 0 | #N/A | #N/A | #N/A | #N/A | #N/A | #N/A | #N/A | 0 | 0 | 0 | #DIV/0!
[19 empty] | 0 | 0 | 0 | 0% | 0 | 0 | 0 | 0 | 0 | 0 | 0 | 0 | #N/A | #N/A | #N/A | #N/A | #N/A | #N/A | #N/A | 0 | 0 | 0 | #DIV/0!
[19 empty] | 0 | 0 | 0 | 0% | 0 | 0 | 0 | 0 | 0 | 0 | 0 | 0 | #N/A | #N/A | #N/A | #N/A | #N/A | #N/A | #N/A | 0 | 0 | 0 | #DIV/0!
[19 empty] | 0 | 0 | 0 | 0% | 0 | 0 | 0 | 0 | 0 | 0 | 0 | 0 | #N/A | #N/A | #N/A | #N/A | #N/A | #N/A | #N/A | 0 | 0 | 0 | #DIV/0!
[19 empty] | 0 | 0 | 0 | 0% | 0 | 0 | 0 | 0 | 0 | 0 | 0 | 0 | #N/A | #N/A | #N/A | #N/A | #N/A | #N/A | #N/A | 0 | 0 | 0 | #DIV/0!
[19 empty] | 0 | 0 | 0 | 0% | 0 | 0 | 0 | 0 | 0 | 0 | 0 | 0 | #N/A | #N/A | #N/A | #N/A | #N/A | #N/A | #N/A | 0 | 0 | 0 | #DIV/0!
[19 empty] | 0 | 0 | 0 | 0% | 0 | 0 | 0 | 0 | 0 | 0 | 0 | 0 | #N/A | #N/A | #N/A | #N/A | #N/A | #N/A | #N/A | 0 | 0 | 0 | #DIV/0!
[19 empty] | 0 | 0 | 0 | 0% | 0 | 0 | 0 | 0 | 0 | 0 | 0 | 0 | #N/A | #N/A | #N/A | #N/A | #N/A | #N/A | #N/A | 0 | 0 | 0 | #DIV/0!
[19 empty] | 0 | 0 | 0 | 0% | 0 | 0 | 0 | 0 | 0 | 0 | 0 | 0 | #N/A | #N/A | #N/A | #N/A | #N/A | #N/A | #N/A | 0 | 0 | 0 | #DIV/0!
[19 empty] | 0 | 0 | 0 | 0% | 0 | 0 | 0 | 0 | 0 | 0 | 0 | 0 | #N/A | #N/A | #N/A | #N/A | #N/A | #N/A | #N/A | 0 | 0 | 0 | #DIV/0!
[19 empty] | 0 | 0 | 0 | 0% | 0 | 0 | 0 | 0 | 0 | 0 | 0 | 0 | #N/A | #N/A | #N/A | #N/A | #N/A | #N/A | #N/A | 0 | 0 | 0 | #DIV/0!
[19 empty] | 0 | 0 | 0 | 0% | 0 | 0 | 0 | 0 | 0 | 0 | 0 | 0 | #N/A | #N/A | #N/A | #N/A | #N/A | #N/A | #N/A | 0 | 0 | 0 | #DIV/0!
[19 empty] | 0 | 0 | 0 | 0% | 0 | 0 | 0 | 0 | 0 | 0 | 0 | 0 | #N/A | #N/A | #N/A | #N/A | #N/A | #N/A | #N/A | 0 | 0 | 0 | #DIV/0!
[19 empty] | 0 | 0 | 0 | 0% | 0 | 0 | 0 | 0 | 0 | 0 | 0 | 0 | #N/A | #N/A | #N/A | #N/A | #N/A | #N/A | #N/A | 0 | 0 | 0 | #DIV/0!
[19 empty] | 0 | 0 | 0 | 0% | 0 | 0 | 0 | 0 | 0 | 0 | 0 | 0 | #N/A | #N/A | #N/A | #N/A | #N/A | #N/A | #N/A | 0 | 0 | 0 | #DIV/0!
[19 empty] | 0 | 0 | 0 | 0% | 0 | 0 | 0 | 0 | 0 | 0 | 0 | 0 | #N/A | #N/A | #N/A | #N/A | #N/A | #N/A | #N/A | 0 | 0 | 0 | #DIV/0!
[19 empty] | 0 | 0 | 0 | 0% | 0 | 0 | 0 | 0 | 0 | 0 | 0 | 0 | #N/A | #N/A | #N/A | #N/A | #N/A | #N/A | #N/A | 0 | 0 | 0 | #DIV/0!
[19 empty] | 0 | 0 | 0 | 0% | 0 | 0 | 0 | 0 | 0 | 0 | 0 | 0 | #N/A | #N/A | #N/A | #N/A | #N/A | #N/A | #N/A | 0 | 0 | 0 | #DIV/0!
[19 empty] | 0 | 0 | 0 | 0% | 0 | 0 | 0 | 0 | 0 | 0 | 0 | 0 | #N/A | #N/A | #N/A | #N/A | #N/A | #N/A | #N/A | 0 | 0 | 0 | #DIV/0!
[19 empty] | 0 | 0 | 0 | 0% | 0 | 0 | 0 | 0 | 0 | 0 | 0 | 0 | #N/A | #N/A | #N/A | #N/A | #N/A | #N/A | #N/A | 0 | 0 | 0 | #DIV/0!
[19 empty] | 0 | 0 | 0 | 0% | 0 | 0 | 0 | 0 | 0 | 0 | 0 | 0 | #N/A | #N/A | #N/A | #N/A | #N/A | #N/A | #N/A | 0 | 0 | 0 | #DIV/0!
[19 empty] | 0 | 0 | 0 | 0% | 0 | 0 | 0 | 0 | 0 | 0 | 0 | 0 | #N/A | #N/A | #N/A | #N/A | #N/A | #N/A | #N/A | 0 | 0 | 0 | #DIV/0!
[19 empty] | 0 | 0 | 0 | 0% | 0 | 0 | 0 | 0 | 0 | 0 | 0 | 0 | #N/A | #N/A | #N/A | #N/A | #N/A | #N/A | #N/A | 0 | 0 | 0 | #DIV/0!
[19 empty] | 0 | 0 | 0 | 0% | 0 | 0 | 0 | 0 | 0 | 0 | 0 | 0 | #N/A | #N/A | #N/A | #N/A | #N/A | #N/A | #N/A | 0 | 0 | 0 | #DIV/0!
[19 empty] | 0 | 0 | 0 | 0% | 0 | 0 | 0 | 0 | 0 | 0 | 0 | 0 | #N/A | #N/A | #N/A | #N/A | #N/A | #N/A | #N/A | 0 | 0 | 0 | #DIV/0!
[19 empty] | 0 | 0 | 0 | 0% | 0 | 0 | 0 | 0 | 0 | 0 | 0 | 0 | #N/A | #N/A | #N/A | #N/A | #N/A | #N/A | #N/A | 0 | 0 | 0 | #DIV/0!
[19 empty] | 0 | 0 | 0 | 0% | 0 | 0 | 0 | 0 | 0 | 0 | 0 | 0 | #N/A | #N/A | #N/A | #N/A | #N/A | #N/A | #N/A | 0 | 0 | 0 | #DIV/0!
[19 empty] | 0 | 0 | 0 | 0% | 0 | 0 | 0 | 0 | 0 | 0 | 0 | 0 | #N/A | #N/A | #N/A | #N/A | #N/A | #N/A | #N/A | 0 | 0 | 0 | #DIV/0!
[19 empty] | 0 | 0 | 0 | 0% | 0 | 0 | 0 | 0 | 0 | 0 | 0 | 0 | #N/A | #N/A | #N/A | #N/A | #N/A | #N/A | #N/A | 0 | 0 | 0 | #DIV/0!
[19 empty] | 0 | 0 | 0 | 0% | 0 | 0 | 0 | 0 | 0 | 0 | 0 | 0 | #N/A | #N/A | #N/A | #N/A | #N/A | #N/A | #N/A | 0 | 0 | 0 | #DIV/0!
[19 empty] | 0 | 0 | 0 | 0% | 0 | 0 | 0 | 0 | 0 | 0 | 0 | 0 | #N/A | #N/A | #N/A | #N/A | #N/A | #N/A | #N/A | 0 | 0 | 0 | #DIV/0!
[19 empty] | 0 | 0 | 0 | 0% | 0 | 0 | 0 | 0 | 0 | 0 | 0 | 0 | #N/A | #N/A | #N/A | #N/A | #N/A | #N/A | #N/A | 0 | 0 | 0 | #DIV/0!
[19 empty] | 0 | 0 | 0 | 0% | 0 | 0 | 0 | 0 | 0 | 0 | 0 | 0 | #N/A | #N/A | #N/A | #N/A | #N/A | #N/A | #N/A | 0 | 0 | 0 | #DIV/0!
[19 empty] | 0 | 0 | 0 | 0% | 0 | 0 | 0 | 0 | 0 | 0 | 0 | 0 | #N/A | #N/A | #N/A | #N/A | #N/A | #N/A | #N/A | 0 | 0 | 0 | #DIV/0!
[19 empty] | 0 | 0 | 0 | 0% | 0 | 0 | 0 | 0 | 0 | 0 | 0 | 0 | #N/A | #N/A | #N/A | #N/A | #N/A | #N/A | #N/A | 0 | 0 | 0 | #DIV/0!
[19 empty] | 0 | 0 | 0 | 0% | 0 | 0 | 0 | 0 | 0 | 0 | 0 | 0 | #N/A | #N/A | #N/A | #N/A | #N/A | #N/A | #N/A | 0 | 0 | 0 | #DIV/0!
[19 empty] | 0 | 0 | 0 | 0% | 0 | 0 | 0 | 0 | 0 | 0 | 0 | 0 | #N/A | #N/A | #N/A | #N/A | #N/A | #N/A | #N/A | 0 | 0 | 0 | #DIV/0!
[19 empty] | 0 | 0 | 0 | 0% | 0 | 0 | 0 | 0 | 0 | 0 | 0 | 0 | #N/A | #N/A | #N/A | #N/A | #N/A | #N/A | #N/A | 0 | 0 | 0 | #DIV/0!
[19 empty] | 0 | 0 | 0 | 0% | 0 | 0 | 0 | 0 | 0 | 0 | 0 | 0 | #N/A | #N/A | #N/A | #N/A | #N/A | #N/A | #N/A | 0 | 0 | 0 | #DIV/0!
[19 empty] | 0 | 0 | 0 | 0% | 0 | 0 | 0 | 0 | 0 | 0 | 0 | 0 | #N/A | #N/A | #N/A | #N/A | #N/A | #N/A | #N/A | 0 | 0 | 0 | #DIV/0!
[19 empty] | 0 | 0 | 0 | 0% | 0 | 0 | 0 | 0 | 0 | 0 | 0 | 0 | #N/A | #N/A | #N/A | #N/A | #N/A | #N/A | #N/A | 0 | 0 | 0 | #DIV/0!
[19 empty] | 0 | 0 | 0 | 0% | 0 | 0 | 0 | 0 | 0 | 0 | 0 | 0 | #N/A | #N/A | #N/A | #N/A | #N/A | #N/A | #N/A | 0 | 0 | 0 | #DIV/0!
[19 empty] | 0 | 0 | 0 | 0% | 0 | 0 | 0 | 0 | 0 | 0 | 0 | 0 | #N/A | #N/A | #N/A | #N/A | #N/A | #N/A | #N/A | 0 | 0 | 0 | #DIV/0!
[19 empty] | 0 | 0 | 0 | 0% | 0 | 0 | 0 | 0 | 0 | 0 | 0 | 0 | #N/A | #N/A | #N/A | #N/A | #N/A | #N/A | #N/A | 0 | 0 | 0 | #DIV/0!
[19 empty] | 0 | 0 | 0 | 0% | 0 | 0 | 0 | 0 | 0 | 0 | 0 | 0 | #N/A | #N/A | #N/A | #N/A | #N/A | #N/A | #N/A | 0 | 0 | 0 | #DIV/0!
[19 empty] | 0 | 0 | 0 | 0% | 0 | 0 | 0 | 0 | 0 | 0 | 0 | 0 | #N/A | #N/A | #N/A | #N/A | #N/A | #N/A | #N/A | 0 | 0 | 0 | #DIV/0!
[19 empty] | 0 | 0 | 0 | 0% | 0 | 0 | 0 | 0 | 0 | 0 | 0 | 0 | #N/A | #N/A | #N/A | #N/A | #N/A | #N/A | #N/A | 0 | 0 | 0 | #DIV/0!
[19 empty] | 0 | 0 | 0 | 0% | 0 | 0 | 0 | 0 | 0 | 0 | 0 | 0 | #N/A | #N/A | #N/A | #N/A | #N/A | #N/A | #N/A | 0 | 0 | 0 | #DIV/0!
[19 empty] | 0 | 0 | 0 | 0% | 0 | 0 | 0 | 0 | 0 | 0 | 0 | 0 | #N/A | #N/A | #N/A | #N/A | #N/A | #N/A | #N/A | 0 | 0 | 0 | #DIV/0!
[19 empty] | 0 | 0 | 0 | 0% | 0 | 0 | 0 | 0 | 0 | 0 | 0 | 0 | #N/A | #N/A | #N/A | #N/A | #N/A | #N/A | #N/A | 0 | 0 | 0 | #DIV/0!
[19 empty] | 0 | 0 | 0 | 0% | 0 | 0 | 0 | 0 | 0 | 0 | 0 | 0 | #N/A | #N/A | #N/A | #N/A | #N/A | #N/A | #N/A | 0 | 0 | 0 | #DIV/0!
[19 empty] | 0 | 0 | 0 | 0% | 0 | 0 | 0 | 0 | 0 | 0 | 0 | 0 | #N/A | #N/A | #N/A | #N/A | #N/A | #N/A | #N/A | 0 | 0 | 0 | #DIV/0!
[19 empty] | 0 | 0 | 0 | 0% | 0 | 0 | 0 | 0 | 0 | 0 | 0 | 0 | #N/A | #N/A | #N/A | #N/A | #N/A | #N/A | #N/A | 0 | 0 | 0 | #DIV/0!
[19 empty] | 0 | 0 | 0 | 0% | 0 | 0 | 0 | 0 | 0 | 0 | 0 | 0 | #N/A | #N/A | #N/A | #N/A | #N/A | #N/A | #N/A | 0 | 0 | 0 | #DIV/0!
[19 empty] | 0 | 0 | 0 | 0% | 0 | 0 | 0 | 0 | 0 | 0 | 0 | 0 | #N/A | #N/A | #N/A | #N/A | #N/A | #N/A | #N/A | 0 | 0 | 0 | #DIV/0!
[19 empty] | 0 | 0 | 0 | 0% | 0 | 0 | 0 | 0 | 0 | 0 | 0 | 0 | #N/A | #N/A | #N/A | #N/A | #N/A | #N/A | #N/A | 0 | 0 | 0 | #DIV/0!
[19 empty] | 0 | 0 | 0 | 0% | 0 | 0 | 0 | 0 | 0 | 0 | 0 | 0 | #N/A | #N/A | #N/A | #N/A | #N/A | #N/A | #N/A | 0 | 0 | 0 | #DIV/0!
[19 empty] | 0 | 0 | 0 | 0% | 0 | 0 | 0 | 0 | 0 | 0 | 0 | 0 | #N/A | #N/A | #N/A | #N/A | #N/A | #N/A | #N/A | 0 | 0 | 0 | #DIV/0!
[19 empty] | 0 | 0 | 0 | 0% | 0 | 0 | 0 | 0 | 0 | 0 | 0 | 0 | #N/A | #N/A | #N/A | #N/A | #N/A | #N/A | #N/A | 0 | 0 | 0 | #DIV/0!
[19 empty] | 0 | 0 | 0 | 0% | 0 | 0 | 0 | 0 | 0 | 0 | 0 | 0 | #N/A | #N/A | #N/A | #N/A | #N/A | #N/A | #N/A | 0 | 0 | 0 | #DIV/0!
[19 empty] | 0 | 0 | 0 | 0% | 0 | 0 | 0 | 0 | 0 | 0 | 0 | 0 | #N/A | #N/A | #N/A | #N/A | #N/A | #N/A | #N/A | 0 | 0 | 0 | #DIV/0!
[19 empty] | 0 | 0 | 0 | 0% | 0 | 0 | 0 | 0 | 0 | 0 | 0 | 0 | #N/A | #N/A | #N/A | #N/A | #N/A | #N/A | #N/A | 0 | 0 | 0 | #DIV/0!
[19 empty] | 0 | 0 | 0 | 0% | 0 | 0 | 0 | 0 | 0 | 0 | 0 | 0 | #N/A | #N/A | #N/A | #N/A | #N/A | #N/A | #N/A | 0 | 0 | 0 | #DIV/0!
[19 empty] | 0 | 0 | 0 | 0% | 0 | 0 | 0 | 0 | 0 | 0 | 0 | 0 | #N/A | #N/A | #N/A | #N/A | #N/A | #N/A | #N/A | 0 | 0 | 0 | #DIV/0!
[19 empty] | 0 | 0 | 0 | 0% | 0 | 0 | 0 | 0 | 0 | 0 | 0 | 0 | #N/A | #N/A | #N/A | #N/A | #N/A | #N/A | #N/A | 0 | 0 | 0 | #DIV/0!
[19 empty] | 0 | 0 | 0 | 0% | 0 | 0 | 0 | 0 | 0 | 0 | 0 | 0 | #N/A | #N/A | #N/A | #N/A | #N/A | #N/A | #N/A | 0 | 0 | 0 | #DIV/0!
[19 empty] | 0 | 0 | 0 | 0% | 0 | 0 | 0 | 0 | 0 | 0 | 0 | 0 | #N/A | #N/A | #N/A | #N/A | #N/A | #N/A | #N/A | 0 | 0 | 0 | #DIV/0!
[19 empty] | 0 | 0 | 0 | 0% | 0 | 0 | 0 | 0 | 0 | 0 | 0 | 0 | #N/A | #N/A | #N/A | #N/A | #N/A | #N/A | #N/A | 0 | 0 | 0 | #DIV/0!
[19 empty] | 0 | 0 | 0 | 0% | 0 | 0 | 0 | 0 | 0 | 0 | 0 | 0 | #N/A | #N/A | #N/A | #N/A | #N/A | #N/A | #N/A | 0 | 0 | 0 | #DIV/0!
[19 empty] | 0 | 0 | 0 | 0% | 0 | 0 | 0 | 0 | 0 | 0 | 0 | 0 | #N/A | #N/A | #N/A | #N/A | #N/A | #N/A | #N/A | 0 | 0 | 0 | #DIV/0!
[19 empty] | 0 | 0 | 0 | 0% | 0 | 0 | 0 | 0 | 0 | 0 | 0 | 0 | #N/A | #N/A | #N/A | #N/A | #N/A | #N/A | #N/A | 0 | 0 | 0 | #DIV/0!
[19 empty] | 0 | 0 | 0 | 0% | 0 | 0 | 0 | 0 | 0 | 0 | 0 | 0 | #N/A | #N/A | #N/A | #N/A | #N/A | #N/A | #N/A | 0 | 0 | 0 | #DIV/0!
[19 empty] | 0 | 0 | 0 | 0% | 0 | 0 | 0 | 0 | 0 | 0 | 0 | 0 | #N/A | #N/A | #N/A | #N/A | #N/A | #N/A | #N/A | 0 | 0 | 0 | #DIV/0!
[19 empty] | 0 | 0 | 0 | 0% | 0 | 0 | 0 | 0 | 0 | 0 | 0 | 0 | #N/A | #N/A | #N/A | #N/A | #N/A | #N/A | #N/A | 0 | 0 | 0 | #DIV/0!
[19 empty] | 0 | 0 | 0 | 0% | 0 | 0 | 0 | 0 | 0 | 0 | 0 | 0 | #N/A | #N/A | #N/A | #N/A | #N/A | #N/A | #N/A | 0 | 0 | 0 | #DIV/0!
[19 empty] | 0 | 0 | 0 | 0% | 0 | 0 | 0 | 0 | 0 | 0 | 0 | 0 | #N/A | #N/A | #N/A | #N/A | #N/A | #N/A | #N/A | 0 | 0 | 0 | #DIV/0!
[19 empty] | 0 | 0 | 0 | 0% | 0 | 0 | 0 | 0 | 0 | 0 | 0 | 0 | #N/A | #N/A | #N/A | #N/A | #N/A | #N/A | #N/A | 0 | 0 | 0 | #DIV/0!
[19 empty] | 0 | 0 | 0 | 0% | 0 | 0 | 0 | 0 | 0 | 0 | 0 | 0 | #N/A | #N/A | #N/A | #N/A | #N/A | #N/A | #N/A | 0 | 0 | 0 | #DIV/0!
[19 empty] | 0 | 0 | 0 | 0% | 0 | 0 | 0 | 0 | 0 | 0 | 0 | 0 | #N/A | #N/A | #N/A | #N/A | #N/A | #N/A | #N/A | 0 | 0 | 0 | #DIV/0!
[19 empty] | 0 | 0 | 0 | 0% | 0 | 0 | 0 | 0 | 0 | 0 | 0 | 0 | #N/A | #N/A | #N/A | #N/A | #N/A | #N/A | #N/A | 0 | 0 | 0 | #DIV/0!
[19 empty] | 0 | 0 | 0 | 0% | 0 | 0 | 0 | 0 | 0 | 0 | 0 | 0 | #N/A | #N/A | #N/A | #N/A | #N/A | #N/A | #N/A | 0 | 0 | 0 | #DIV/0!
[19 empty] | 0 | 0 | 0 | 0% | 0 | 0 | 0 | 0 | 0 | 0 | 0 | 0 | #N/A | #N/A | #N/A | #N/A | #N/A | #N/A | #N/A | 0 | 0 | 0 | #DIV/0!
[19 empty] | 0 | 0 | 0 | 0% | 0 | 0 | 0 | 0 | 0 | 0 | 0 | 0 | #N/A | #N/A | #N/A | #N/A | #N/A | #N/A | #N/A | 0 | 0 | 0 | #DIV/0!
[19 empty] | 0 | 0 | 0 | 0% | 0 | 0 | 0 | 0 | 0 | 0 | 0 | 0 | #N/A | #N/A | #N/A | #N/A | #N/A | #N/A | #N/A | 0 | 0 | 0 | #DIV/0!
[19 empty] | 0 | 0 | 0 | 0% | 0 | 0 | 0 | 0 | 0 | 0 | 0 | 0 | #N/A | #N/A | #N/A | #N/A | #N/A | #N/A | #N/A | 0 | 0 | 0 | #DIV/0!
[19 empty] | 0 | 0 | 0 | 0% | 0 | 0 | 0 | 0 | 0 | 0 | 0 | 0 | #N/A | #N/A | #N/A | #N/A | #N/A | #N/A | #N/A | 0 | 0 | 0 | #DIV/0!
[19 empty] | 0 | 0 | 0 | 0% | 0 | 0 | 0 | 0 | 0 | 0 | 0 | 0 | #N/A | #N/A | #N/A | #N/A | #N/A | #N/A | #N/A | 0 | 0 | 0 | #DIV/0!
[19 empty] | 0 | 0 | 0 | 0% | 0 | 0 | 0 | 0 | 0 | 0 | 0 | 0 | #N/A | #N/A | #N/A | #N/A | #N/A | #N/A | #N/A | 0 | 0 | 0 | #DIV/0!
[19 empty] | 0 | 0 | 0 | 0% | 0 | 0 | 0 | 0 | 0 | 0 | 0 | 0 | #N/A | #N/A | #N/A | #N/A | #N/A | #N/A | #N/A | 0 | 0 | 0 | #DIV/0!
[19 empty] | 0 | 0 | 0 | 0% | 0 | 0 | 0 | 0 | 0 | 0 | 0 | 0 | #N/A | #N/A | #N/A | #N/A | #N/A | #N/A | #N/A | 0 | 0 | 0 | #DIV/0!
[19 empty] | 0 | 0 | 0 | 0% | 0 | 0 | 0 | 0 | 0 | 0 | 0 | 0 | #N/A | #N/A | #N/A | #N/A | #N/A | #N/A | #N/A | 0 | 0 | 0 | #DIV/0!
[19 empty] | 0 | 0 | 0 | 0% | 0 | 0 | 0 | 0 | 0 | 0 | 0 | 0 | #N/A | #N/A | #N/A | #N/A | #N/A | #N/A | #N/A | 0 | 0 | 0 | #DIV/0!
[19 empty] | 0 | 0 | 0 | 0% | 0 | 0 | 0 | 0 | 0 | 0 | 0 | 0 | #N/A | #N/A | #N/A | #N/A | #N/A | #N/A | #N/A | 0 | 0 | 0 | #DIV/0!
[19 empty] | 0 | 0 | 0 | 0% | 0 | 0 | 0 | 0 | 0 | 0 | 0 | 0 | #N/A | #N/A | #N/A | #N/A | #N/A | #N/A | #N/A | 0 | 0 | 0 | #DIV/0!
[19 empty] | 0 | 0 | 0 | 0% | 0 | 0 | 0 | 0 | 0 | 0 | 0 | 0 | #N/A | #N/A | #N/A | #N/A | #N/A | #N/A | #N/A | 0 | 0 | 0 | #DIV/0!
[19 empty] | 0 | 0 | 0 | 0% | 0 | 0 | 0 | 0 | 0 | 0 | 0 | 0 | #N/A | #N/A | #N/A | #N/A | #N/A | #N/A | #N/A | 0 | 0 | 0 | #DIV/0!
[19 empty] | 0 | 0 | 0 | 0% | 0 | 0 | 0 | 0 | 0 | 0 | 0 | 0 | #N/A | #N/A | #N/A | #N/A | #N/A | #N/A | #N/A | 0 | 0 | 0 | #DIV/0!
[19 empty] | 0 | 0 | 0 | 0% | 0 | 0 | 0 | 0 | 0 | 0 | 0 | 0 | #N/A | #N/A | #N/A | #N/A | #N/A | #N/A | #N/A | 0 | 0 | 0 | #DIV/0!
[19 empty] | 0 | 0 | 0 | 0% | 0 | 0 | 0 | 0 | 0 | 0 | 0 | 0 | #N/A | #N/A | #N/A | #N/A | #N/A | #N/A | #N/A | 0 | 0 | 0 | #DIV/0!
[19 empty] | 0 | 0 | 0 | 0% | 0 | 0 | 0 | 0 | 0 | 0 | 0 | 0 | #N/A | #N/A | #N/A | #N/A | #N/A | #N/A | #N/A | 0 | 0 | 0 | #DIV/0!
[19 empty] | 0 | 0 | 0 | 0% | 0 | 0 | 0 | 0 | 0 | 0 | 0 | 0 | #N/A | #N/A | #N/A | #N/A | #N/A | #N/A | #N/A | 0 | 0 | 0 | #DIV/0!
[19 empty] | 0 | 0 | 0 | 0% | 0 | 0 | 0 | 0 | 0 | 0 | 0 | 0 | #N/A | #N/A | #N/A | #N/A | #N/A | #N/A | #N/A | 0 | 0 | 0 | #DIV/0!
[19 empty] | 0 | 0 | 0 | 0% | 0 | 0 | 0 | 0 | 0 | 0 | 0 | 0 | #N/A | #N/A | #N/A | #N/A | #N/A | #N/A | #N/A | 0 | 0 | 0 | #DIV/0!
[19 empty] | 0 | 0 | 0 | 0% | 0 | 0 | 0 | 0 | 0 | 0 | 0 | 0 | #N/A | #N/A | #N/A | #N/A | #N/A | #N/A | #N/A | 0 | 0 | 0 | #DIV/0!
[19 empty] | 0 | 0 | 0 | 0% | 0 | 0 | 0 | 0 | 0 | 0 | 0 | 0 | #N/A | #N/A | #N/A | #N/A | #N/A | #N/A | #N/A | 0 | 0 | 0 | #DIV/0!
[19 empty] | 0 | 0 | 0 | 0% | 0 | 0 | 0 | 0 | 0 | 0 | 0 | 0 | #N/A | #N/A | #N/A | #N/A | #N/A | #N/A | #N/A | 0 | 0 | 0 | #DIV/0!
[19 empty] | 0 | 0 | 0 | 0% | 0 | 0 | 0 | 0 | 0 | 0 | 0 | 0 | #N/A | #N/A | #N/A | #N/A | #N/A | #N/A | #N/A | 0 | 0 | 0 | #DIV/0!
[19 empty] | 0 | 0 | 0 | 0% | 0 | 0 | 0 | 0 | 0 | 0 | 0 | 0 | #N/A | #N/A | #N/A | #N/A | #N/A | #N/A | #N/A | 0 | 0 | 0 | #DIV/0!
[19 empty] | 0 | 0 | 0 | 0% | 0 | 0 | 0 | 0 | 0 | 0 | 0 | 0 | #N/A | #N/A | #N/A | #N/A | #N/A | #N/A | #N/A | 0 | 0 | 0 | #DIV/0!
[19 empty] | 0 | 0 | 0 | 0% | 0 | 0 | 0 | 0 | 0 | 0 | 0 | 0 | #N/A | #N/A | #N/A | #N/A | #N/A | #N/A | #N/A | 0 | 0 | 0 | #DIV/0!
[19 empty] | 0 | 0 | 0 | 0% | 0 | 0 | 0 | 0 | 0 | 0 | 0 | 0 | #N/A | #N/A | #N/A | #N/A | #N/A | #N/A | #N/A | 0 | 0 | 0 | #DIV/0!
[19 empty] | 0 | 0 | 0 | 0% | 0 | 0 | 0 | 0 | 0 | 0 | 0 | 0 | #N/A | #N/A | #N/A | #N/A | #N/A | #N/A | #N/A | 0 | 0 | 0 | #DIV/0!
[19 empty] | 0 | 0 | 0 | 0% | 0 | 0 | 0 | 0 | 0 | 0 | 0 | 0 | #N/A | #N/A | #N/A | #N/A | #N/A | #N/A | #N/A | 0 | 0 | 0 | #DIV/0!
[19 empty] | 0 | 0 | 0 | 0% | 0 | 0 | 0 | 0 | 0 | 0 | 0 | 0 | #N/A | #N/A | #N/A | #N/A | #N/A | #N/A | #N/A | 0 | 0 | 0 | #DIV/0!
[19 empty] | 0 | 0 | 0 | 0% | 0 | 0 | 0 | 0 | 0 | 0 | 0 | 0 | #N/A | #N/A | #N/A | #N/A | #N/A | #N/A | #N/A | 0 | 0 | 0 | #DIV/0!
[19 empty] | 0 | 0 | 0 | 0% | 0 | 0 | 0 | 0 | 0 | 0 | 0 | 0 | #N/A | #N/A | #N/A | #N/A | #N/A | #N/A | #N/A | 0 | 0 | 0 | #DIV/0!
[19 empty] | 0 | 0 | 0 | 0% | 0 | 0 | 0 | 0 | 0 | 0 | 0 | 0 | #N/A | #N/A | #N/A | #N/A | #N/A | #N/A | #N/A | 0 | 0 | 0 | #DIV/0!
[19 empty] | 0 | 0 | 0 | 0% | 0 | 0 | 0 | 0 | 0 | 0 | 0 | 0 | #N/A | #N/A | #N/A | #N/A | #N/A | #N/A | #N/A | 0 | 0 | 0 | #DIV/0!
[19 empty] | 0 | 0 | 0 | 0% | 0 | 0 | 0 | 0 | 0 | 0 | 0 | 0 | #N/A | #N/A | #N/A | #N/A | #N/A | #N/A | #N/A | 0 | 0 | 0 | #DIV/0!
[19 empty] | 0 | 0 | 0 | 0% | 0 | 0 | 0 | 0 | 0 | 0 | 0 | 0 | #N/A | #N/A | #N/A | #N/A | #N/A | #N/A | #N/A | 0 | 0 | 0 | #DIV/0!
[19 empty] | 0 | 0 | 0 | 0% | 0 | 0 | 0 | 0 | 0 | 0 | 0 | 0 | #N/A | #N/A | #N/A | #N/A | #N/A | #N/A | #N/A | 0 | 0 | 0 | #DIV/0!
[19 empty] | 0 | 0 | 0 | 0% | 0 | 0 | 0 | 0 | 0 | 0 | 0 | 0 | #N/A | #N/A | #N/A | #N/A | #N/A | #N/A | #N/A | 0 | 0 | 0 | #DIV/0!
[19 empty] | 0 | 0 | 0 | 0% | 0 | 0 | 0 | 0 | 0 | 0 | 0 | 0 | #N/A | #N/A | #N/A | #N/A | #N/A | #N/A | #N/A | 0 | 0 | 0 | #DIV/0!
[19 empty] | 0 | 0 | 0 | 0% | 0 | 0 | 0 | 0 | 0 | 0 | 0 | 0 | #N/A | #N/A | #N/A | #N/A | #N/A | #N/A | #N/A | 0 | 0 | 0 | #DIV/0!
[19 empty] | 0 | 0 | 0 | 0% | 0 | 0 | 0 | 0 | 0 | 0 | 0 | 0 | #N/A | #N/A | #N/A | #N/A | #N/A | #N/A | #N/A | 0 | 0 | 0 | #DIV/0!
[19 empty] | 0 | 0 | 0 | 0% | 0 | 0 | 0 | 0 | 0 | 0 | 0 | 0 | #N/A | #N/A | #N/A | #N/A | #N/A | #N/A | #N/A | 0 | 0 | 0 | #DIV/0!
[19 empty] | 0 | 0 | 0 | 0% | 0 | 0 | 0 | 0 | 0 | 0 | 0 | 0 | #N/A | #N/A | #N/A | #N/A | #N/A | #N/A | #N/A | 0 | 0 | 0 | #DIV/0!
[19 empty] | 0 | 0 | 0 | 0% | 0 | 0 | 0 | 0 | 0 | 0 | 0 | 0 | #N/A | #N/A | #N/A | #N/A | #N/A | #N/A | #N/A | 0 | 0 | 0 | #DIV/0!
[19 empty] | 0 | 0 | 0 | 0% | 0 | 0 | 0 | 0 | 0 | 0 | 0 | 0 | #N/A | #N/A | #N/A | #N/A | #N/A | #N/A | #N/A | 0 | 0 | 0 | #DIV/0!
[19 empty] | 0 | 0 | 0 | 0% | 0 | 0 | 0 | 0 | 0 | 0 | 0 | 0 | #N/A | #N/A | #N/A | #N/A | #N/A | #N/A | #N/A | 0 | 0 | 0 | #DIV/0!
[19 empty] | 0 | 0 | 0 | 0% | 0 | 0 | 0 | 0 | 0 | 0 | 0 | 0 | #N/A | #N/A | #N/A | #N/A | #N/A | #N/A | #N/A | 0 | 0 | 0 | #DIV/0!
[19 empty] | 0 | 0 | 0 | 0% | 0 | 0 | 0 | 0 | 0 | 0 | 0 | 0 | #N/A | #N/A | #N/A | #N/A | #N/A | #N/A | #N/A | 0 | 0 | 0 | #DIV/0!
[19 empty] | 0 | 0 | 0 | 0% | 0 | 0 | 0 | 0 | 0 | 0 | 0 | 0 | #N/A | #N/A | #N/A | #N/A | #N/A | #N/A | #N/A | 0 | 0 | 0 | #DIV/0!
[19 empty] | 0 | 0 | 0 | 0% | 0 | 0 | 0 | 0 | 0 | 0 | 0 | 0 | #N/A | #N/A | #N/A | #N/A | #N/A | #N/A | #N/A | 0 | 0 | 0 | #DIV/0!
[19 empty] | 0 | 0 | 0 | 0% | 0 | 0 | 0 | 0 | 0 | 0 | 0 | 0 | #N/A | #N/A | #N/A | #N/A | #N/A | #N/A | #N/A | 0 | 0 | 0 | #DIV/0!
[19 empty] | 0 | 0 | 0 | 0% | 0 | 0 | 0 | 0 | 0 | 0 | 0 | 0 | #N/A | #N/A | #N/A | #N/A | #N/A | #N/A | #N/A | 0 | 0 | 0 | #DIV/0!
[19 empty] | 0 | 0 | 0 | 0% | 0 | 0 | 0 | 0 | 0 | 0 | 0 | 0 | #N/A | #N/A | #N/A | #N/A | #N/A | #N/A | #N/A | 0 | 0 | 0 | #DIV/0!
[19 empty] | 0 | 0 | 0 | 0% | 0 | 0 | 0 | 0 | 0 | 0 | 0 | 0 | #N/A | #N/A | #N/A | #N/A | #N/A | #N/A | #N/A | 0 | 0 | 0 | #DIV/0!
[19 empty] | 0 | 0 | 0 | 0% | 0 | 0 | 0 | 0 | 0 | 0 | 0 | 0 | #N/A | #N/A | #N/A | #N/A | #N/A | #N/A | #N/A | 0 | 0 | 0 | #DIV/0!
[19 empty] | 0 | 0 | 0 | 0% | 0 | 0 | 0 | 0 | 0 | 0 | 0 | 0 | #N/A | #N/A | #N/A | #N/A | #N/A | #N/A | #N/A | 0 | 0 | 0 | #DIV/0!
[19 empty] | 0 | 0 | 0 | 0% | 0 | 0 | 0 | 0 | 0 | 0 | 0 | 0 | #N/A | #N/A | #N/A | #N/A | #N/A | #N/A | #N/A | 0 | 0 | 0 | #DIV/0!
[19 empty] | 0 | 0 | 0 | 0% | 0 | 0 | 0 | 0 | 0 | 0 | 0 | 0 | #N/A | #N/A | #N/A | #N/A | #N/A | #N/A | #N/A | 0 | 0 | 0 | #DIV/0!
[19 empty] | 0 | 0 | 0 | 0% | 0 | 0 | 0 | 0 | 0 | 0 | 0 | 0 | #N/A | #N/A | #N/A | #N/A | #N/A | #N/A | #N/A | 0 | 0 | 0 | #DIV/0!
[19 empty] | 0 | 0 | 0 | 0% | 0 | 0 | 0 | 0 | 0 | 0 | 0 | 0 | #N/A | #N/A | #N/A | #N/A | #N/A | #N/A | #N/A | 0 | 0 | 0 | #DIV/0!
[19 empty] | 0 | 0 | 0 | 0% | 0 | 0 | 0 | 0 | 0 | 0 | 0 | 0 | #N/A | #N/A | #N/A | #N/A | #N/A | #N/A | #N/A | 0 | 0 | 0 | #DIV/0!
[19 empty] | 0 | 0 | 0 | 0% | 0 | 0 | 0 | 0 | 0 | 0 | 0 | 0 | #N/A | #N/A | #N/A | #N/A | #N/A | #N/A | #N/A | 0 | 0 | 0 | #DIV/0!
[19 empty] | 0 | 0 | 0 | 0% | 0 | 0 | 0 | 0 | 0 | 0 | 0 | 0 | #N/A | #N/A | #N/A | #N/A | #N/A | #N/A | #N/A | 0 | 0 | 0 | #DIV/0!
[19 empty] | 0 | 0 | 0 | 0% | 0 | 0 | 0 | 0 | 0 | 0 | 0 | 0 | #N/A | #N/A | #N/A | #N/A | #N/A | #N/A | #N/A | 0 | 0 | 0 | #DIV/0!
[19 empty] | 0 | 0 | 0 | 0% | 0 | 0 | 0 | 0 | 0 | 0 | 0 | 0 | #N/A | #N/A | #N/A | #N/A | #N/A | #N/A | #N/A | 0 | 0 | 0 | #DIV/0!
[19 empty] | 0 | 0 | 0 | 0% | 0 | 0 | 0 | 0 | 0 | 0 | 0 | 0 | #N/A | #N/A | #N/A | #N/A | #N/A | #N/A | #N/A | 0 | 0 | 0 | #DIV/0!
[19 empty] | 0 | 0 | 0 | 0% | 0 | 0 | 0 | 0 | 0 | 0 | 0 | 0 | #N/A | #N/A | #N/A | #N/A | #N/A | #N/A | #N/A | 0 | 0 | 0 | #DIV/0!
[19 empty] | 0 | 0 | 0 | 0% | 0 | 0 | 0 | 0 | 0 | 0 | 0 | 0 | #N/A | #N/A | #N/A | #N/A | #N/A | #N/A | #N/A | 0 | 0 | 0 | #DIV/0!
[19 empty] | 0 | 0 | 0 | 0% | 0 | 0 | 0 | 0 | 0 | 0 | 0 | 0 | #N/A | #N/A | #N/A | #N/A | #N/A | #N/A | #N/A | 0 | 0 | 0 | #DIV/0!
[19 empty] | 0 | 0 | 0 | 0% | 0 | 0 | 0 | 0 | 0 | 0 | 0 | 0 | #N/A | #N/A | #N/A | #N/A | #N/A | #N/A | #N/A | 0 | 0 | 0 | #DIV/0!
[19 empty] | 0 | 0 | 0 | 0% | 0 | 0 | 0 | 0 | 0 | 0 | 0 | 0 | #N/A | #N/A | #N/A | #N/A | #N/A | #N/A | #N/A | 0 | 0 | 0 | #DIV/0!
[19 empty] | 0 | 0 | 0 | 0% | 0 | 0 | 0 | 0 | 0 | 0 | 0 | 0 | #N/A | #N/A | #N/A | #N/A | #N/A | #N/A | #N/A | 0 | 0 | 0 | #DIV/0!
[19 empty] | 0 | 0 | 0 | 0% | 0 | 0 | 0 | 0 | 0 | 0 | 0 | 0 | #N/A | #N/A | #N/A | #N/A | #N/A | #N/A | #N/A | 0 | 0 | 0 | #DIV/0!
[19 empty] | 0 | 0 | 0 | 0% | 0 | 0 | 0 | 0 | 0 | 0 | 0 | 0 | #N/A | #N/A | #N/A | #N/A | #N/A | #N/A | #N/A | 0 | 0 | 0 | #DIV/0!
[19 empty] | 0 | 0 | 0 | 0% | 0 | 0 | 0 | 0 | 0 | 0 | 0 | 0 | #N/A | #N/A | #N/A | #N/A | #N/A | #N/A | #N/A | 0 | 0 | 0 | #DIV/0!
[19 empty] | 0 | 0 | 0 | 0% | 0 | 0 | 0 | 0 | 0 | 0 | 0 | 0 | #N/A | #N/A | #N/A | #N/A | #N/A | #N/A | #N/A | 0 | 0 | 0 | #DIV/0!
[19 empty] | 0 | 0 | 0 | 0% | 0 | 0 | 0 | 0 | 0 | 0 | 0 | 0 | #N/A | #N/A | #N/A | #N/A | #N/A | #N/A | #N/A | 0 | 0 | 0 | #DIV/0!
[19 empty] | 0 | 0 | 0 | 0% | 0 | 0 | 0 | 0 | 0 | 0 | 0 | 0 | #N/A | #N/A | #N/A | #N/A | #N/A | #N/A | #N/A | 0 | 0 | 0 | #DIV/0!
[19 empty] | 0 | 0 | 0 | 0% | 0 | 0 | 0 | 0 | 0 | 0 | 0 | 0 | #N/A | #N/A | #N/A | #N/A | #N/A | #N/A | #N/A | 0 | 0 | 0 | #DIV/0!
[19 empty] | 0 | 0 | 0 | 0% | 0 | 0 | 0 | 0 | 0 | 0 | 0 | 0 | #N/A | #N/A | #N/A | #N/A | #N/A | #N/A | #N/A | 0 | 0 | 0 | #DIV/0!
[19 empty] | 0 | 0 | 0 | 0% | 0 | 0 | 0 | 0 | 0 | 0 | 0 | 0 | #N/A | #N/A | #N/A | #N/A | #N/A | #N/A | #N/A | 0 | 0 | 0 | #DIV/0!
[19 empty] | 0 | 0 | 0 | 0% | 0 | 0 | 0 | 0 | 0 | 0 | 0 | 0 | #N/A | #N/A | #N/A | #N/A | #N/A | #N/A | #N/A | 0 | 0 | 0 | #DIV/0!
[19 empty] | 0 | 0 | 0 | 0% | 0 | 0 | 0 | 0 | 0 | 0 | 0 | 0 | #N/A | #N/A | #N/A | #N/A | #N/A | #N/A | #N/A | 0 | 0 | 0 | #DIV/0!
[19 empty] | 0 | 0 | 0 | 0% | 0 | 0 | 0 | 0 | 0 | 0 | 0 | 0 | #N/A | #N/A | #N/A | #N/A | #N/A | #N/A | #N/A | 0 | 0 | 0 | #DIV/0!
[19 empty] | 0 | 0 | 0 | 0% | 0 | 0 | 0 | 0 | 0 | 0 | 0 | 0 | #N/A | #N/A | #N/A | #N/A | #N/A | #N/A | #N/A | 0 | 0 | 0 | #DIV/0!
[19 empty] | 0 | 0 | 0 | 0% | 0 | 0 | 0 | 0 | 0 | 0 | 0 | 0 | #N/A | #N/A | #N/A | #N/A | #N/A | #N/A | #N/A | 0 | 0 | 0 | #DIV/0!
[19 empty] | 0 | 0 | 0 | 0% | 0 | 0 | 0 | 0 | 0 | 0 | 0 | 0 | #N/A | #N/A | #N/A | #N/A | #N/A | #N/A | #N/A | 0 | 0 | 0 | #DIV/0!
[19 empty] | 0 | 0 | 0 | 0% | 0 | 0 | 0 | 0 | 0 | 0 | 0 | 0 | #N/A | #N/A | #N/A | #N/A | #N/A | #N/A | #N/A | 0 | 0 | 0 | #DIV/0!
[19 empty] | 0 | 0 | 0 | 0% | 0 | 0 | 0 | 0 | 0 | 0 | 0 | 0 | #N/A | #N/A | #N/A | #N/A | #N/A | #N/A | #N/A | 0 | 0 | 0 | #DIV/0!
[19 empty] | 0 | 0 | 0 | 0% | 0 | 0 | 0 | 0 | 0 | 0 | 0 | 0 | #N/A | #N/A | #N/A | #N/A | #N/A | #N/A | #N/A | 0 | 0 | 0 | #DIV/0!
[19 empty] | 0 | 0 | 0 | 0% | 0 | 0 | 0 | 0 | 0 | 0 | 0 | 0 | #N/A | #N/A | #N/A | #N/A | #N/A | #N/A | #N/A | 0 | 0 | 0 | #DIV/0!
[19 empty] | 0 | 0 | 0 | 0% | 0 | 0 | 0 | 0 | 0 | 0 | 0 | 0 | #N/A | #N/A | #N/A | #N/A | #N/A | #N/A | #N/A | 0 | 0 | 0 | #DIV/0!
[19 empty] | 0 | 0 | 0 | 0% | 0 | 0 | 0 | 0 | 0 | 0 | 0 | 0 | #N/A | #N/A | #N/A | #N/A | #N/A | #N/A | #N/A | 0 | 0 | 0 | #DIV/0!
[19 empty] | 0 | 0 | 0 | 0% | 0 | 0 | 0 | 0 | 0 | 0 | 0 | 0 | #N/A | #N/A | #N/A | #N/A | #N/A | #N/A | #N/A | 0 | 0 | 0 | #DIV/0!
[19 empty] | 0 | 0 | 0 | 0% | 0 | 0 | 0 | 0 | 0 | 0 | 0 | 0 | #N/A | #N/A | #N/A | #N/A | #N/A | #N/A | #N/A | 0 | 0 | 0 | #DIV/0!
[19 empty] | 0 | 0 | 0 | 0% | 0 | 0 | 0 | 0 | 0 | 0 | 0 | 0 | #N/A | #N/A | #N/A | #N/A | #N/A | #N/A | #N/A | 0 | 0 | 0 | #DIV/0!
[19 empty] | 0 | 0 | 0 | 0% | 0 | 0 | 0 | 0 | 0 | 0 | 0 | 0 | #N/A | #N/A | #N/A | #N/A | #N/A | #N/A | #N/A | 0 | 0 | 0 | #DIV/0!
[19 empty] | 0 | 0 | 0 | 0% | 0 | 0 | 0 | 0 | 0 | 0 | 0 | 0 | #N/A | #N/A | #N/A | #N/A | #N/A | #N/A | #N/A | 0 | 0 | 0 | #DIV/0!
[19 empty] | 0 | 0 | 0 | 0% | 0 | 0 | 0 | 0 | 0 | 0 | 0 | 0 | #N/A | #N/A | #N/A | #N/A | #N/A | #N/A | #N/A | 0 | 0 | 0 | #DIV/0!
[19 empty] | 0 | 0 | 0 | 0% | 0 | 0 | 0 | 0 | 0 | 0 | 0 | 0 | #N/A | #N/A | #N/A | #N/A | #N/A | #N/A | #N/A | 0 | 0 | 0 | #DIV/0!
[19 empty] | 0 | 0 | 0 | 0% | 0 | 0 | 0 | 0 | 0 | 0 | 0 | 0 | #N/A | #N/A | #N/A | #N/A | #N/A | #N/A | #N/A | 0 | 0 | 0 | #DIV/0!
[19 empty] | 0 | 0 | 0 | 0% | 0 | 0 | 0 | 0 | 0 | 0 | 0 | 0 | #N/A | #N/A | #N/A | #N/A | #N/A | #N/A | #N/A | 0 | 0 | 0 | #DIV/0!
[19 empty] | 0 | 0 | 0 | 0% | 0 | 0 | 0 | 0 | 0 | 0 | 0 | 0 | #N/A | #N/A | #N/A | #N/A | #N/A | #N/A | #N/A | 0 | 0 | 0 | #DIV/0!
[19 empty] | 0 | 0 | 0 | 0% | 0 | 0 | 0 | 0 | 0 | 0 | 0 | 0 | #N/A | #N/A | #N/A | #N/A | #N/A | #N/A | #N/A | 0 | 0 | 0 | #DIV/0!
[19 empty] | 0 | 0 | 0 | 0% | 0 | 0 | 0 | 0 | 0 | 0 | 0 | 0 | #N/A | #N/A | #N/A | #N/A | #N/A | #N/A | #N/A | 0 | 0 | 0 | #DIV/0!
[19 empty] | 0 | 0 | 0 | 0% | 0 | 0 | 0 | 0 | 0 | 0 | 0 | 0 | #N/A | #N/A | #N/A | #N/A | #N/A | #N/A | #N/A | 0 | 0 | 0 | #DIV/0!
[19 empty] | 0 | 0 | 0 | 0% | 0 | 0 | 0 | 0 | 0 | 0 | 0 | 0 | #N/A | #N/A | #N/A | #N/A | #N/A | #N/A | #N/A | 0 | 0 | 0 | #DIV/0!
[19 empty] | 0 | 0 | 0 | 0% | 0 | 0 | 0 | 0 | 0 | 0 | 0 | 0 | #N/A | #N/A | #N/A | #N/A | #N/A | #N/A | #N/A | 0 | 0 | 0 | #DIV/0!
[19 empty] | 0 | 0 | 0 | 0% | 0 | 0 | 0 | 0 | 0 | 0 | 0 | 0 | #N/A | #N/A | #N/A | #N/A | #N/A | #N/A | #N/A | 0 | 0 | 0 | #DIV/0!
[19 empty] | 0 | 0 | 0 | 0% | 0 | 0 | 0 | 0 | 0 | 0 | 0 | 0 | #N/A | #N/A | #N/A | #N/A | #N/A | #N/A | #N/A | 0 | 0 | 0 | #DIV/0!
[19 empty] | 0 | 0 | 0 | 0% | 0 | 0 | 0 | 0 | 0 | 0 | 0 | 0 | #N/A | #N/A | #N/A | #N/A | #N/A | #N/A | #N/A | 0 | 0 | 0 | #DIV/0!
[19 empty] | 0 | 0 | 0 | 0% | 0 | 0 | 0 | 0 | 0 | 0 | 0 | 0 | #N/A | #N/A | #N/A | #N/A | #N/A | #N/A | #N/A | 0 | 0 | 0 | #DIV/0!
[19 empty] | 0 | 0 | 0 | 0% | 0 | 0 | 0 | 0 | 0 | 0 | 0 | 0 | #N/A | #N/A | #N/A | #N/A | #N/A | #N/A | #N/A | 0 | 0 | 0 | #DIV/0!
[19 empty] | 0 | 0 | 0 | 0% | 0 | 0 | 0 | 0 | 0 | 0 | 0 | 0 | #N/A | #N/A | #N/A | #N/A | #N/A | #N/A | #N/A | 0 | 0 | 0 | #DIV/0!
[19 empty] | 0 | 0 | 0 | 0% | 0 | 0 | 0 | 0 | 0 | 0 | 0 | 0 | #N/A | #N/A | #N/A | #N/A | #N/A | #N/A | #N/A | 0 | 0 | 0 | #DIV/0!
[19 empty] | 0 | 0 | 0 | 0% | 0 | 0 | 0 | 0 | 0 | 0 | 0 | 0 | #N/A | #N/A | #N/A | #N/A | #N/A | #N/A | #N/A | 0 | 0 | 0 | #DIV/0!
[19 empty] | 0 | 0 | 0 | 0% | 0 | 0 | 0 | 0 | 0 | 0 | 0 | 0 | #N/A | #N/A | #N/A | #N/A | #N/A | #N/A | #N/A | 0 | 0 | 0 | #DIV/0!
[19 empty] | 0 | 0 | 0 | 0% | 0 | 0 | 0 | 0 | 0 | 0 | 0 | 0 | #N/A | #N/A | #N/A | #N/A | #N/A | #N/A | #N/A | 0 | 0 | 0 | #DIV/0!
[19 empty] | 0 | 0 | 0 | 0% | 0 | 0 | 0 | 0 | 0 | 0 | 0 | 0 | #N/A | #N/A | #N/A | #N/A | #N/A | #N/A | #N/A | 0 | 0 | 0 | #DIV/0!
[19 empty] | 0 | 0 | 0 | 0% | 0 | 0 | 0 | 0 | 0 | 0 | 0 | 0 | #N/A | #N/A | #N/A | #N/A | #N/A | #N/A | #N/A | 0 | 0 | 0 | #DIV/0!
[19 empty] | 0 | 0 | 0 | 0% | 0 | 0 | 0 | 0 | 0 | 0 | 0 | 0 | #N/A | #N/A | #N/A | #N/A | #N/A | #N/A | #N/A | 0 | 0 | 0 | #DIV/0!
[19 empty] | 0 | 0 | 0 | 0% | 0 | 0 | 0 | 0 | 0 | 0 | 0 | 0 | #N/A | #N/A | #N/A | #N/A | #N/A | #N/A | #N/A | 0 | 0 | 0 | #DIV/0!
[19 empty] | 0 | 0 | 0 | 0% | 0 | 0 | 0 | 0 | 0 | 0 | 0 | 0 | #N/A | #N/A | #N/A | #N/A | #N/A | #N/A | #N/A | 0 | 0 | 0 | #DIV/0!
[19 empty] | 0 | 0 | 0 | 0% | 0 | 0 | 0 | 0 | 0 | 0 | 0 | 0 | #N/A | #N/A | #N/A | #N/A | #N/A | #N/A | #N/A | 0 | 0 | 0 | #DIV/0!
[19 empty] | 0 | 0 | 0 | 0% | 0 | 0 | 0 | 0 | 0 | 0 | 0 | 0 | #N/A | #N/A | #N/A | #N/A | #N/A | #N/A | #N/A | 0 | 0 | 0 | #DIV/0!
[19 empty] | 0 | 0 | 0 | 0% | 0 | 0 | 0 | 0 | 0 | 0 | 0 | 0 | #N/A | #N/A | #N/A | #N/A | #N/A | #N/A | #N/A | 0 | 0 | 0 | #DIV/0!
[19 empty] | 0 | 0 | 0 | 0% | 0 | 0 | 0 | 0 | 0 | 0 | 0 | 0 | #N/A | #N/A | #N/A | #N/A | #N/A | #N/A | #N/A | 0 | 0 | 0 | #DIV/0!
[19 empty] | 0 | 0 | 0 | 0% | 0 | 0 | 0 | 0 | 0 | 0 | 0 | 0 | #N/A | #N/A | #N/A | #N/A | #N/A | #N/A | #N/A | 0 | 0 | 0 | #DIV/0!
[19 empty] | 0 | 0 | 0 | 0% | 0 | 0 | 0 | 0 | 0 | 0 | 0 | 0 | #N/A | #N/A | #N/A | #N/A | #N/A | #N/A | #N/A | 0 | 0 | 0 | #DIV/0!
[19 empty] | 0 | 0 | 0 | 0% | 0 | 0 | 0 | 0 | 0 | 0 | 0 | 0 | #N/A | #N/A | #N/A | #N/A | #N/A | #N/A | #N/A | 0 | 0 | 0 | #DIV/0!
[19 empty] | 0 | 0 | 0 | 0% | 0 | 0 | 0 | 0 | 0 | 0 | 0 | 0 | #N/A | #N/A | #N/A | #N/A | #N/A | #N/A | #N/A | 0 | 0 | 0 | #DIV/0!
[19 empty] | 0 | 0 | 0 | 0% | 0 | 0 | 0 | 0 | 0 | 0 | 0 | 0 | #N/A | #N/A | #N/A | #N/A | #N/A | #N/A | #N/A | 0 | 0 | 0 | #DIV/0!
[19 empty] | 0 | 0 | 0 | 0% | 0 | 0 | 0 | 0 | 0 | 0 | 0 | 0 | #N/A | #N/A | #N/A | #N/A | #N/A | #N/A | #N/A | 0 | 0 | 0 | #DIV/0!
[19 empty] | 0 | 0 | 0 | 0% | 0 | 0 | 0 | 0 | 0 | 0 | 0 | 0 | #N/A | #N/A | #N/A | #N/A | #N/A | #N/A | #N/A | 0 | 0 | 0 | #DIV/0!
[19 empty] | 0 | 0 | 0 | 0% | 0 | 0 | 0 | 0 | 0 | 0 | 0 | 0 | #N/A | #N/A | #N/A | #N/A | #N/A | #N/A | #N/A | 0 | 0 | 0 | #DIV/0!
[19 empty] | 0 | 0 | 0 | 0% | 0 | 0 | 0 | 0 | 0 | 0 | 0 | 0 | #N/A | #N/A | #N/A | #N/A | #N/A | #N/A | #N/A | 0 | 0 | 0 | #DIV/0!
[19 empty] | 0 | 0 | 0 | 0% | 0 | 0 | 0 | 0 | 0 | 0 | 0 | 0 | #N/A | #N/A | #N/A | #N/A | #N/A | #N/A | #N/A | 0 | 0 | 0 | #DIV/0!
[19 empty] | 0 | 0 | 0 | 0% | 0 | 0 | 0 | 0 | 0 | 0 | 0 | 0 | #N/A | #N/A | #N/A | #N/A | #N/A | #N/A | #N/A | 0 | 0 | 0 | #DIV/0!
[19 empty] | 0 | 0 | 0 | 0% | 0 | 0 | 0 | 0 | 0 | 0 | 0 | 0 | #N/A | #N/A | #N/A | #N/A | #N/A | #N/A | #N/A | 0 | 0 | 0 | #DIV/0!
[19 empty] | 0 | 0 | 0 | 0% | 0 | 0 | 0 | 0 | 0 | 0 | 0 | 0 | #N/A | #N/A | #N/A | #N/A | #N/A | #N/A | #N/A | 0 | 0 | 0 | #DIV/0!
[19 empty] | 0 | 0 | 0 | 0% | 0 | 0 | 0 | 0 | 0 | 0 | 0 | 0 | #N/A | #N/A | #N/A | #N/A | #N/A | #N/A | #N/A | 0 | 0 | 0 | #DIV/0!
[19 empty] | 0 | 0 | 0 | 0% | 0 | 0 | 0 | 0 | 0 | 0 | 0 | 0 | #N/A | #N/A | #N/A | #N/A | #N/A | #N/A | #N/A | 0 | 0 | 0 | #DIV/0!
[19 empty] | 0 | 0 | 0 | 0% | 0 | 0 | 0 | 0 | 0 | 0 | 0 | 0 | #N/A | #N/A | #N/A | #N/A | #N/A | #N/A | #N/A | 0 | 0 | 0 | #DIV/0!
[19 empty] | 0 | 0 | 0 | 0% | 0 | 0 | 0 | 0 | 0 | 0 | 0 | 0 | #N/A | #N/A | #N/A | #N/A | #N/A | #N/A | #N/A | 0 | 0 | 0 | #DIV/0!
[19 empty] | 0 | 0 | 0 | 0% | 0 | 0 | 0 | 0 | 0 | 0 | 0 | 0 | #N/A | #N/A | #N/A | #N/A | #N/A | #N/A | #N/A | 0 | 0 | 0 | #DIV/0!
[19 empty] | 0 | 0 | 0 | 0% | 0 | 0 | 0 | 0 | 0 | 0 | 0 | 0 | #N/A | #N/A | #N/A | #N/A | #N/A | #N/A | #N/A | 0 | 0 | 0 | #DIV/0!
[19 empty] | 0 | 0 | 0 | 0% | 0 | 0 | 0 | 0 | 0 | 0 | 0 | 0 | #N/A | #N/A | #N/A | #N/A | #N/A | #N/A | #N/A | 0 | 0 | 0 | #DIV/0!
[19 empty] | 0 | 0 | 0 | 0% | 0 | 0 | 0 | 0 | 0 | 0 | 0 | 0 | #N/A | #N/A | #N/A | #N/A | #N/A | #N/A | #N/A | 0 | 0 | 0 | #DIV/0!
[19 empty] | 0 | 0 | 0 | 0% | 0 | 0 | 0 | 0 | 0 | 0 | 0 | 0 | #N/A | #N/A | #N/A | #N/A | #N/A | #N/A | #N/A | 0 | 0 | 0 | #DIV/0!
[19 empty] | 0 | 0 | 0 | 0% | 0 | 0 | 0 | 0 | 0 | 0 | 0 | 0 | #N/A | #N/A | #N/A | #N/A | #N/A | #N/A | #N/A | 0 | 0 | 0 | #DIV/0!
[19 empty] | 0 | 0 | 0 | 0% | 0 | 0 | 0 | 0 | 0 | 0 | 0 | 0 | #N/A | #N/A | #N/A | #N/A | #N/A | #N/A | #N/A | 0 | 0 | 0 | #DIV/0!
[19 empty] | 0 | 0 | 0 | 0% | 0 | 0 | 0 | 0 | 0 | 0 | 0 | 0 | #N/A | #N/A | #N/A | #N/A | #N/A | #N/A | #N/A | 0 | 0 | 0 | #DIV/0!
[19 empty] | 0 | 0 | 0 | 0% | 0 | 0 | 0 | 0 | 0 | 0 | 0 | 0 | #N/A | #N/A | #N/A | #N/A | #N/A | #N/A | #N/A | 0 | 0 | 0 | #DIV/0!
[19 empty] | 0 | 0 | 0 | 0% | 0 | 0 | 0 | 0 | 0 | 0 | 0 | 0 | #N/A | #N/A | #N/A | #N/A | #N/A | #N/A | #N/A | 0 | 0 | 0 | #DIV/0!
[19 empty] | 0 | 0 | 0 | 0% | 0 | 0 | 0 | 0 | 0 | 0 | 0 | 0 | #N/A | #N/A | #N/A | #N/A | #N/A | #N/A | #N/A | 0 | 0 | 0 | #DIV/0!
[19 empty] | 0 | 0 | 0 | 0% | 0 | 0 | 0 | 0 | 0 | 0 | 0 | 0 | #N/A | #N/A | #N/A | #N/A | #N/A | #N/A | #N/A | 0 | 0 | 0 | #DIV/0!
[19 empty] | 0 | 0 | 0 | 0% | 0 | 0 | 0 | 0 | 0 | 0 | 0 | 0 | #N/A | #N/A | #N/A | #N/A | #N/A | #N/A | #N/A | 0 | 0 | 0 | #DIV/0!
[19 empty] | 0 | 0 | 0 | 0% | 0 | 0 | 0 | 0 | 0 | 0 | 0 | 0 | #N/A | #N/A | #N/A | #N/A | #N/A | #N/A | #N/A | 0 | 0 | 0 | #DIV/0!
[19 empty] | 0 | 0 | 0 | 0% | 0 | 0 | 0 | 0 | 0 | 0 | 0 | 0 | #N/A | #N/A | #N/A | #N/A | #N/A | #N/A | #N/A | 0 | 0 | 0 | #DIV/0!
[19 empty] | 0 | 0 | 0 | 0% | 0 | 0 | 0 | 0 | 0 | 0 | 0 | 0 | #N/A | #N/A | #N/A | #N/A | #N/A | #N/A | #N/A | 0 | 0 | 0 | #DIV/0!
[19 empty] | 0 | 0 | 0 | 0% | 0 | 0 | 0 | 0 | 0 | 0 | 0 | 0 | #N/A | #N/A | #N/A | #N/A | #N/A | #N/A | #N/A | 0 | 0 | 0 | #DIV/0!
[19 empty] | 0 | 0 | 0 | 0% | 0 | 0 | 0 | 0 | 0 | 0 | 0 | 0 | #N/A | #N/A | #N/A | #N/A | #N/A | #N/A | #N/A | 0 | 0 | 0 | #DIV/0!
[19 empty] | 0 | 0 | 0 | 0% | 0 | 0 | 0 | 0 | 0 | 0 | 0 | 0 | #N/A | #N/A | #N/A | #N/A | #N/A | #N/A | #N/A | 0 | 0 | 0 | #DIV/0!
[19 empty] | 0 | 0 | 0 | 0% | 0 | 0 | 0 | 0 | 0 | 0 | 0 | 0 | #N/A | #N/A | #N/A | #N/A | #N/A | #N/A | #N/A | 0 | 0 | 0 | #DIV/0!
[19 empty] | 0 | 0 | 0 | 0% | 0 | 0 | 0 | 0 | 0 | 0 | 0 | 0 | #N/A | #N/A | #N/A | #N/A | #N/A | #N/A | #N/A | 0 | 0 | 0 | #DIV/0!
[19 empty] | 0 | 0 | 0 | 0% | 0 | 0 | 0 | 0 | 0 | 0 | 0 | 0 | #N/A | #N/A | #N/A | #N/A | #N/A | #N/A | #N/A | 0 | 0 | 0 | #DIV/0!
[19 empty] | 0 | 0 | 0 | 0% | 0 | 0 | 0 | 0 | 0 | 0 | 0 | 0 | #N/A | #N/A | #N/A | #N/A | #N/A | #N/A | #N/A | 0 | 0 | 0 | #DIV/0!
[19 empty] | 0 | 0 | 0 | 0% | 0 | 0 | 0 | 0 | 0 | 0 | 0 | 0 | #N/A | #N/A | #N/A | #N/A | #N/A | #N/A | #N/A | 0 | 0 | 0 | #DIV/0!
[19 empty] | 0 | 0 | 0 | 0% | 0 | 0 | 0 | 0 | 0 | 0 | 0 | 0 | #N/A | #N/A | #N/A | #N/A | #N/A | #N/A | #N/A | 0 | 0 | 0 | #DIV/0!
[19 empty] | 0 | 0 | 0 | 0% | 0 | 0 | 0 | 0 | 0 | 0 | 0 | 0 | #N/A | #N/A | #N/A | #N/A | #N/A | #N/A | #N/A | 0 | 0 | 0 | #DIV/0!
[19 empty] | 0 | 0 | 0 | 0% | 0 | 0 | 0 | 0 | 0 | 0 | 0 | 0 | #N/A | #N/A | #N/A | #N/A | #N/A | #N/A | #N/A | 0 | 0 | 0 | #DIV/0!
[19 empty] | 0 | 0 | 0 | 0% | 0 | 0 | 0 | 0 | 0 | 0 | 0 | 0 | #N/A | #N/A | #N/A | #N/A | #N/A | #N/A | #N/A | 0 | 0 | 0 | #DIV/0!
[19 empty] | 0 | 0 | 0 | 0% | 0 | 0 | 0 | 0 | 0 | 0 | 0 | 0 | #N/A | #N/A | #N/A | #N/A | #N/A | #N/A | #N/A | 0 | 0 | 0 | #DIV/0!
[19 empty] | 0 | 0 | 0 | 0% | 0 | 0 | 0 | 0 | 0 | 0 | 0 | 0 | #N/A | #N/A | #N/A | #N/A | #N/A | #N/A | #N/A | 0 | 0 | 0 | #DIV/0!
[19 empty] | 0 | 0 | 0 | 0% | 0 | 0 | 0 | 0 | 0 | 0 | 0 | 0 | #N/A | #N/A | #N/A | #N/A | #N/A | #N/A | #N/A | 0 | 0 | 0 | #DIV/0!
[19 empty] | 0 | 0 | 0 | 0% | 0 | 0 | 0 | 0 | 0 | 0 | 0 | 0 | #N/A | #N/A | #N/A | #N/A | #N/A | #N/A | #N/A | 0 | 0 | 0 | #DIV/0!
[19 empty] | 0 | 0 | 0 | 0% | 0 | 0 | 0 | 0 | 0 | 0 | 0 | 0 | #N/A | #N/A | #N/A | #N/A | #N/A | #N/A | #N/A | 0 | 0 | 0 | #DIV/0!
[19 empty] | 0 | 0 | 0 | 0% | 0 | 0 | 0 | 0 | 0 | 0 | 0 | 0 | #N/A | #N/A | #N/A | #N/A | #N/A | #N/A | #N/A | 0 | 0 | 0 | #DIV/0!
[19 empty] | 0 | 0 | 0 | 0% | 0 | 0 | 0 | 0 | 0 | 0 | 0 | 0 | #N/A | #N/A | #N/A | #N/A | #N/A | #N/A | #N/A | 0 | 0 | 0 | #DIV/0!
[19 empty] | 0 | 0 | 0 | 0% | 0 | 0 | 0 | 0 | 0 | 0 | 0 | 0 | #N/A | #N/A | #N/A | #N/A | #N/A | #N/A | #N/A | 0 | 0 | 0 | #DIV/0!
[19 empty] | 0 | 0 | 0 | 0% | 0 | 0 | 0 | 0 | 0 | 0 | 0 | 0 | #N/A | #N/A | #N/A | #N/A | #N/A | #N/A | #N/A | 0 | 0 | 0 | #DIV/0!
[19 empty] | 0 | 0 | 0 | 0% | 0 | 0 | 0 | 0 | 0 | 0 | 0 | 0 | #N/A | #N/A | #N/A | #N/A | #N/A | #N/A | #N/A | 0 | 0 | 0 | #DIV/0!
[19 empty] | 0 | 0 | 0 | 0% | 0 | 0 | 0 | 0 | 0 | 0 | 0 | 0 | #N/A | #N/A | #N/A | #N/A | #N/A | #N/A | #N/A | 0 | 0 | 0 | #DIV/0!
[19 empty] | 0 | 0 | 0 | 0% | 0 | 0 | 0 | 0 | 0 | 0 | 0 | 0 | #N/A | #N/A | #N/A | #N/A | #N/A | #N/A | #N/A | 0 | 0 | 0 | #DIV/0!
[19 empty] | 0 | 0 | 0 | 0% | 0 | 0 | 0 | 0 | 0 | 0 | 0 | 0 | #N/A | #N/A | #N/A | #N/A | #N/A | #N/A | #N/A | 0 | 0 | 0 | #DIV/0!
[19 empty] | 0 | 0 | 0 | 0% | 0 | 0 | 0 | 0 | 0 | 0 | 0 | 0 | #N/A | #N/A | #N/A | #N/A | #N/A | #N/A | #N/A | 0 | 0 | 0 | #DIV/0!
[19 empty] | 0 | 0 | 0 | 0% | 0 | 0 | 0 | 0 | 0 | 0 | 0 | 0 | #N/A | #N/A | #N/A | #N/A | #N/A | #N/A | #N/A | 0 | 0 | 0 | #DIV/0!
[19 empty] | 0 | 0 | 0 | 0% | 0 | 0 | 0 | 0 | 0 | 0 | 0 | 0 | #N/A | #N/A | #N/A | #N/A | #N/A | #N/A | #N/A | 0 | 0 | 0 | #DIV/0!
[19 empty] | 0 | 0 | 0 | 0% | 0 | 0 | 0 | 0 | 0 | 0 | 0 | 0 | #N/A | #N/A | #N/A | #N/A | #N/A | #N/A | #N/A | 0 | 0 | 0 | #DIV/0!
[19 empty] | 0 | 0 | 0 | 0% | 0 | 0 | 0 | 0 | 0 | 0 | 0 | 0 | #N/A | #N/A | #N/A | #N/A | #N/A | #N/A | #N/A | 0 | 0 | 0 | #DIV/0!
[19 empty] | 0 | 0 | 0 | 0% | 0 | 0 | 0 | 0 | 0 | 0 | 0 | 0 | #N/A | #N/A | #N/A | #N/A | #N/A | #N/A | #N/A | 0 | 0 | 0 | #DIV/0!
[19 empty] | 0 | 0 | 0 | 0% | 0 | 0 | 0 | 0 | 0 | 0 | 0 | 0 | #N/A | #N/A | #N/A | #N/A | #N/A | #N/A | #N/A | 0 | 0 | 0 | #DIV/0!
[19 empty] | 0 | 0 | 0 | 0% | 0 | 0 | 0 | 0 | 0 | 0 | 0 | 0 | #N/A | #N/A | #N/A | #N/A | #N/A | #N/A | #N/A | 0 | 0 | 0 | #DIV/0!
[19 empty] | 0 | 0 | 0 | 0% | 0 | 0 | 0 | 0 | 0 | 0 | 0 | 0 | #N/A | #N/A | #N/A | #N/A | #N/A | #N/A | #N/A | 0 | 0 | 0 | #DIV/0!
[19 empty] | 0 | 0 | 0 | 0% | 0 | 0 | 0 | 0 | 0 | 0 | 0 | 0 | #N/A | #N/A | #N/A | #N/A | #N/A | #N/A | #N/A | 0 | 0 | 0 | #DIV/0!
[19 empty] | 0 | 0 | 0 | 0% | 0 | 0 | 0 | 0 | 0 | 0 | 0 | 0 | #N/A | #N/A | #N/A | #N/A | #N/A | #N/A | #N/A | 0 | 0 | 0 | #DIV/0!
[19 empty] | 0 | 0 | 0 | 0% | 0 | 0 | 0 | 0 | 0 | 0 | 0 | 0 | #N/A | #N/A | #N/A | #N/A | #N/A | #N/A | #N/A | 0 | 0 | 0 | #DIV/0!
[19 empty] | 0 | 0 | 0 | 0% | 0 | 0 | 0 | 0 | 0 | 0 | 0 | 0 | #N/A | #N/A | #N/A | #N/A | #N/A | #N/A | #N/A | 0 | 0 | 0 | #DIV/0!
[19 empty] | 0 | 0 | 0 | 0% | 0 | 0 | 0 | 0 | 0 | 0 | 0 | 0 | #N/A | #N/A | #N/A | #N/A | #N/A | #N/A | #N/A | 0 | 0 | 0 | #DIV/0!
[19 empty] | 0 | 0 | 0 | 0% | 0 | 0 | 0 | 0 | 0 | 0 | 0 | 0 | #N/A | #N/A | #N/A | #N/A | #N/A | #N/A | #N/A | 0 | 0 | 0 | #DIV/0!
[19 empty] | 0 | 0 | 0 | 0% | 0 | 0 | 0 | 0 | 0 | 0 | 0 | 0 | #N/A | #N/A | #N/A | #N/A | #N/A | #N/A | #N/A | 0 | 0 | 0 | #DIV/0!
[19 empty] | 0 | 0 | 0 | 0% | 0 | 0 | 0 | 0 | 0 | 0 | 0 | 0 | #N/A | #N/A | #N/A | #N/A | #N/A | #N/A | #N/A | 0 | 0 | 0 | #DIV/0!
[19 empty] | 0 | 0 | 0 | 0% | 0 | 0 | 0 | 0 | 0 | 0 | 0 | 0 | #N/A | #N/A | #N/A | #N/A | #N/A | #N/A | #N/A | 0 | 0 | 0 | #DIV/0!
[19 empty] | 0 | 0 | 0 | 0% | 0 | 0 | 0 | 0 | 0 | 0 | 0 | 0 | #N/A | #N/A | #N/A | #N/A | #N/A | #N/A | #N/A | 0 | 0 | 0 | #DIV/0!
[19 empty] | 0 | 0 | 0 | 0% | 0 | 0 | 0 | 0 | 0 | 0 | 0 | 0 | #N/A | #N/A | #N/A | #N/A | #N/A | #N/A | #N/A | 0 | 0 | 0 | #DIV/0!
[19 empty] | 0 | 0 | 0 | 0% | 0 | 0 | 0 | 0 | 0 | 0 | 0 | 0 | #N/A | #N/A | #N/A | #N/A | #N/A | #N/A | #N/A | 0 | 0 | 0 | #DIV/0!
[19 empty] | 0 | 0 | 0 | 0% | 0 | 0 | 0 | 0 | 0 | 0 | 0 | 0 | #N/A | #N/A | #N/A | #N/A | #N/A | #N/A | #N/A | 0 | 0 | 0 | #DIV/0!
[19 empty] | 0 | 0 | 0 | 0% | 0 | 0 | 0 | 0 | 0 | 0 | 0 | 0 | #N/A | #N/A | #N/A | #N/A | #N/A | #N/A | #N/A | 0 | 0 | 0 | #DIV/0!
[19 empty] | 0 | 0 | 0 | 0% | 0 | 0 | 0 | 0 | 0 | 0 | 0 | 0 | #N/A | #N/A | #N/A | #N/A | #N/A | #N/A | #N/A | 0 | 0 | 0 | #DIV/0!
[19 empty] | 0 | 0 | 0 | 0% | 0 | 0 | 0 | 0 | 0 | 0 | 0 | 0 | #N/A | #N/A | #N/A | #N/A | #N/A | #N/A | #N/A | 0 | 0 | 0 | #DIV/0!
[19 empty] | 0 | 0 | 0 | 0% | 0 | 0 | 0 | 0 | 0 | 0 | 0 | 0 | #N/A | #N/A | #N/A | #N/A | #N/A | #N/A | #N/A | 0 | 0 | 0 | #DIV/0!
[19 empty] | 0 | 0 | 0 | 0% | 0 | 0 | 0 | 0 | 0 | 0 | 0 | 0 | #N/A | #N/A | #N/A | #N/A | #N/A | #N/A | #N/A | 0 | 0 | 0 | #DIV/0!
[19 empty] | 0 | 0 | 0 | 0% | 0 | 0 | 0 | 0 | 0 | 0 | 0 | 0 | #N/A | #N/A | #N/A | #N/A | #N/A | #N/A | #N/A | 0 | 0 | 0 | #DIV/0!
[19 empty] | 0 | 0 | 0 | 0% | 0 | 0 | 0 | 0 | 0 | 0 | 0 | 0 | #N/A | #N/A | #N/A | #N/A | #N/A | #N/A | #N/A | 0 | 0 | 0 | #DIV/0!
[19 empty] | 0 | 0 | 0 | 0% | 0 | 0 | 0 | 0 | 0 | 0 | 0 | 0 | #N/A | #N/A | #N/A | #N/A | #N/A | #N/A | #N/A | 0 | 0 | 0 | #DIV/0!
[19 empty] | 0 | 0 | 0 | 0% | 0 | 0 | 0 | 0 | 0 | 0 | 0 | 0 | #N/A | #N/A | #N/A | #N/A | #N/A | #N/A | #N/A | 0 | 0 | 0 | #DIV/0!
[19 empty] | 0 | 0 | 0 | 0% | 0 | 0 | 0 | 0 | 0 | 0 | 0 | 0 | #N/A | #N/A | #N/A | #N/A | #N/A | #N/A | #N/A | 0 | 0 | 0 | #DIV/0!
[19 empty] | 0 | 0 | 0 | 0% | 0 | 0 | 0 | 0 | 0 | 0 | 0 | 0 | #N/A | #N/A | #N/A | #N/A | #N/A | #N/A | #N/A | 0 | 0 | 0 | #DIV/0!
[19 empty] | 0 | 0 | 0 | 0% | 0 | 0 | 0 | 0 | 0 | 0 | 0 | 0 | #N/A | #N/A | #N/A | #N/A | #N/A | #N/A | #N/A | 0 | 0 | 0 | #DIV/0!
[19 empty] | 0 | 0 | 0 | 0% | 0 | 0 | 0 | 0 | 0 | 0 | 0 | 0 | #N/A | #N/A | #N/A | #N/A | #N/A | #N/A | #N/A | 0 | 0 | 0 | #DIV/0!
[19 empty] | 0 | 0 | 0 | 0% | 0 | 0 | 0 | 0 | 0 | 0 | 0 | 0 | #N/A | #N/A | #N/A | #N/A | #N/A | #N/A | #N/A | 0 | 0 | 0 | #DIV/0!
[19 empty] | 0 | 0 | 0 | 0% | 0 | 0 | 0 | 0 | 0 | 0 | 0 | 0 | #N/A | #N/A | #N/A | #N/A | #N/A | #N/A | #N/A | 0 | 0 | 0 | #DIV/0!
[19 empty] | 0 | 0 | 0 | 0% | 0 | 0 | 0 | 0 | 0 | 0 | 0 | 0 | #N/A | #N/A | #N/A | #N/A | #N/A | #N/A | #N/A | 0 | 0 | 0 | #DIV/0!
[19 empty] | 0 | 0 | 0 | 0% | 0 | 0 | 0 | 0 | 0 | 0 | 0 | 0 | #N/A | #N/A | #N/A | #N/A | #N/A | #N/A | #N/A | 0 | 0 | 0 | #DIV/0!
[19 empty] | 0 | 0 | 0 | 0% | 0 | 0 | 0 | 0 | 0 | 0 | 0 | 0 | #N/A | #N/A | #N/A | #N/A | #N/A | #N/A | #N/A | 0 | 0 | 0 | #DIV/0!
[19 empty] | 0 | 0 | 0 | 0% | 0 | 0 | 0 | 0 | 0 | 0 | 0 | 0 | #N/A | #N/A | #N/A | #N/A | #N/A | #N/A | #N/A | 0 | 0 | 0 | #DIV/0!
[19 empty] | 0 | 0 | 0 | 0% | 0 | 0 | 0 | 0 | 0 | 0 | 0 | 0 | #N/A | #N/A | #N/A | #N/A | #N/A | #N/A | #N/A | 0 | 0 | 0 | #DIV/0!
[19 empty] | 0 | 0 | 0 | 0% | 0 | 0 | 0 | 0 | 0 | 0 | 0 | 0 | #N/A | #N/A | #N/A | #N/A | #N/A | #N/A | #N/A | 0 | 0 | 0 | #DIV/0!
[19 empty] | 0 | 0 | 0 | 0% | 0 | 0 | 0 | 0 | 0 | 0 | 0 | 0 | #N/A | #N/A | #N/A | #N/A | #N/A | #N/A | #N/A | 0 | 0 | 0 | #DIV/0!
[19 empty] | 0 | 0 | 0 | 0% | 0 | 0 | 0 | 0 | 0 | 0 | 0 | 0 | #N/A | #N/A | #N/A | #N/A | #N/A | #N/A | #N/A | 0 | 0 | 0 | #DIV/0!
[19 empty] | 0 | 0 | 0 | 0% | 0 | 0 | 0 | 0 | 0 | 0 | 0 | 0 | #N/A | #N/A | #N/A | #N/A | #N/A | #N/A | #N/A | 0 | 0 | 0 | #DIV/0!
[19 empty] | 0 | 0 | 0 | 0% | 0 | 0 | 0 | 0 | 0 | 0 | 0 | 0 | #N/A | #N/A | #N/A | #N/A | #N/A | #N/A | #N/A | 0 | 0 | 0 | #DIV/0!
[19 empty] | 0 | 0 | 0 | 0% | 0 | 0 | 0 | 0 | 0 | 0 | 0 | 0 | #N/A | #N/A | #N/A | #N/A | #N/A | #N/A | #N/A | 0 | 0 | 0 | #DIV/0!
[19 empty] | 0 | 0 | 0 | 0% | 0 | 0 | 0 | 0 | 0 | 0 | 0 | 0 | #N/A | #N/A | #N/A | #N/A | #N/A | #N/A | #N/A | 0 | 0 | 0 | #DIV/0!
[19 empty] | 0 | 0 | 0 | 0% | 0 | 0 | 0 | 0 | 0 | 0 | 0 | 0 | #N/A | #N/A | #N/A | #N/A | #N/A | #N/A | #N/A | 0 | 0 | 0 | #DIV/0!
[19 empty] | 0 | 0 | 0 | 0% | 0 | 0 | 0 | 0 | 0 | 0 | 0 | 0 | #N/A | #N/A | #N/A | #N/A | #N/A | #N/A | #N/A | 0 | 0 | 0 | #DIV/0!
[19 empty] | 0 | 0 | 0 | 0% | 0 | 0 | 0 | 0 | 0 | 0 | 0 | 0 | #N/A | #N/A | #N/A | #N/A | #N/A | #N/A | #N/A | 0 | 0 | 0 | #DIV/0!
[19 empty] | 0 | 0 | 0 | 0% | 0 | 0 | 0 | 0 | 0 | 0 | 0 | 0 | #N/A | #N/A | #N/A | #N/A | #N/A | #N/A | #N/A | 0 | 0 | 0 | #DIV/0!
[19 empty] | 0 | 0 | 0 | 0% | 0 | 0 | 0 | 0 | 0 | 0 | 0 | 0 | #N/A | #N/A | #N/A | #N/A | #N/A | #N/A | #N/A | 0 | 0 | 0 | #DIV/0!
[19 empty] | 0 | 0 | 0 | 0% | 0 | 0 | 0 | 0 | 0 | 0 | 0 | 0 | #N/A | #N/A | #N/A | #N/A | #N/A | #N/A | #N/A | 0 | 0 | 0 | #DIV/0!
[19 empty] | 0 | 0 | 0 | 0% | 0 | 0 | 0 | 0 | 0 | 0 | 0 | 0 | #N/A | #N/A | #N/A | #N/A | #N/A | #N/A | #N/A | 0 | 0 | 0 | #DIV/0!
[19 empty] | 0 | 0 | 0 | 0% | 0 | 0 | 0 | 0 | 0 | 0 | 0 | 0 | #N/A | #N/A | #N/A | #N/A | #N/A | #N/A | #N/A | 0 | 0 | 0 | #DIV/0!
[19 empty] | 0 | 0 | 0 | 0% | 0 | 0 | 0 | 0 | 0 | 0 | 0 | 0 | #N/A | #N/A | #N/A | #N/A | #N/A | #N/A | #N/A | 0 | 0 | 0 | #DIV/0!
[19 empty] | 0 | 0 | 0 | 0% | 0 | 0 | 0 | 0 | 0 | 0 | 0 | 0 | #N/A | #N/A | #N/A | #N/A | #N/A | #N/A | #N/A | 0 | 0 | 0 | #DIV/0!
[19 empty] | 0 | 0 | 0 | 0% | 0 | 0 | 0 | 0 | 0 | 0 | 0 | 0 | #N/A | #N/A | #N/A | #N/A | #N/A | #N/A | #N/A | 0 | 0 | 0 | #DIV/0!
[19 empty] | 0 | 0 | 0 | 0% | 0 | 0 | 0 | 0 | 0 | 0 | 0 | 0 | #N/A | #N/A | #N/A | #N/A | #N/A | #N/A | #N/A | 0 | 0 | 0 | #DIV/0!
[19 empty] | 0 | 0 | 0 | 0% | 0 | 0 | 0 | 0 | 0 | 0 | 0 | 0 | #N/A | #N/A | #N/A | #N/A | #N/A | #N/A | #N/A | 0 | 0 | 0 | #DIV/0!
[19 empty] | 0 | 0 | 0 | 0% | 0 | 0 | 0 | 0 | 0 | 0 | 0 | 0 | #N/A | #N/A | #N/A | #N/A | #N/A | #N/A | #N/A | 0 | 0 | 0 | #DIV/0!
[19 empty] | 0 | 0 | 0 | 0% | 0 | 0 | 0 | 0 | 0 | 0 | 0 | 0 | #N/A | #N/A | #N/A | #N/A | #N/A | #N/A | #N/A | 0 | 0 | 0 | #DIV/0!
[19 empty] | 0 | 0 | 0 | 0% | 0 | 0 | 0 | 0 | 0 | 0 | 0 | 0 | #N/A | #N/A | #N/A | #N/A | #N/A | #N/A | #N/A | 0 | 0 | 0 | #DIV/0!
[19 empty] | 0 | 0 | 0 | 0% | 0 | 0 | 0 | 0 | 0 | 0 | 0 | 0 | #N/A | #N/A | #N/A | #N/A | #N/A | #N/A | #N/A | 0 | 0 | 0 | #DIV/0!
[19 empty] | 0 | 0 | 0 | 0% | 0 | 0 | 0 | 0 | 0 | 0 | 0 | 0 | #N/A | #N/A | #N/A | #N/A | #N/A | #N/A | #N/A | 0 | 0 | 0 | #DIV/0!
[19 empty] | 0 | 0 | 0 | 0% | 0 | 0 | 0 | 0 | 0 | 0 | 0 | 0 | #N/A | #N/A | #N/A | #N/A | #N/A | #N/A | #N/A | 0 | 0 | 0 | #DIV/0!
[19 empty] | 0 | 0 | 0 | 0% | 0 | 0 | 0 | 0 | 0 | 0 | 0 | 0 | #N/A | #N/A | #N/A | #N/A | #N/A | #N/A | #N/A | 0 | 0 | 0 | #DIV/0!
[19 empty] | 0 | 0 | 0 | 0% | 0 | 0 | 0 | 0 | 0 | 0 | 0 | 0 | #N/A | #N/A | #N/A | #N/A | #N/A | #N/A | #N/A | 0 | 0 | 0 | #DIV/0!
[19 empty] | 0 | 0 | 0 | 0% | 0 | 0 | 0 | 0 | 0 | 0 | 0 | 0 | #N/A | #N/A | #N/A | #N/A | #N/A | #N/A | #N/A | 0 | 0 | 0 | #DIV/0!
[19 empty] | 0 | 0 | 0 | 0% | 0 | 0 | 0 | 0 | 0 | 0 | 0 | 0 | #N/A | #N/A | #N/A | #N/A | #N/A | #N/A | #N/A | 0 | 0 | 0 | #DIV/0!
[19 empty] | 0 | 0 | 0 | 0% | 0 | 0 | 0 | 0 | 0 | 0 | 0 | 0 | #N/A | #N/A | #N/A | #N/A | #N/A | #N/A | #N/A | 0 | 0 | 0 | #DIV/0!
[19 empty] | 0 | 0 | 0 | 0% | 0 | 0 | 0 | 0 | 0 | 0 | 0 | 0 | #N/A | #N/A | #N/A | #N/A | #N/A | #N/A | #N/A | 0 | 0 | 0 | #DIV/0!
[19 empty] | 0 | 0 | 0 | 0% | 0 | 0 | 0 | 0 | 0 | 0 | 0 | 0 | #N/A | #N/A | #N/A | #N/A | #N/A | #N/A | #N/A | 0 | 0 | 0 | #DIV/0!
[19 empty] | 0 | 0 | 0 | 0% | 0 | 0 | 0 | 0 | 0 | 0 | 0 | 0 | #N/A | #N/A | #N/A | #N/A | #N/A | #N/A | #N/A | 0 | 0 | 0 | #DIV/0!
[19 empty] | 0 | 0 | 0 | 0% | 0 | 0 | 0 | 0 | 0 | 0 | 0 | 0 | #N/A | #N/A | #N/A | #N/A | #N/A | #N/A | #N/A | 0 | 0 | 0 | #DIV/0!
[19 empty] | 0 | 0 | 0 | 0% | 0 | 0 | 0 | 0 | 0 | 0 | 0 | 0 | #N/A | #N/A | #N/A | #N/A | #N/A | #N/A | #N/A | 0 | 0 | 0 | #DIV/0!
[19 empty] | 0 | 0 | 0 | 0% | 0 | 0 | 0 | 0 | 0 | 0 | 0 | 0 | #N/A | #N/A | #N/A | #N/A | #N/A | #N/A | #N/A | 0 | 0 | 0 | #DIV/0!
[19 empty] | 0 | 0 | 0 | 0% | 0 | 0 | 0 | 0 | 0 | 0 | 0 | 0 | #N/A | #N/A | #N/A | #N/A | #N/A | #N/A | #N/A | 0 | 0 | 0 | #DIV/0!
[19 empty] | 0 | 0 | 0 | 0% | 0 | 0 | 0 | 0 | 0 | 0 | 0 | 0 | #N/A | #N/A | #N/A | #N/A | #N/A | #N/A | #N/A | 0 | 0 | 0 | #DIV/0!
[19 empty] | 0 | 0 | 0 | 0% | 0 | 0 | 0 | 0 | 0 | 0 | 0 | 0 | #N/A | #N/A | #N/A | #N/A | #N/A | #N/A | #N/A | 0 | 0 | 0 | #DIV/0!
[19 empty] | 0 | 0 | 0 | 0% | 0 | 0 | 0 | 0 | 0 | 0 | 0 | 0 | #N/A | #N/A | #N/A | #N/A | #N/A | #N/A | #N/A | 0 | 0 | 0 | #DIV/0!
[19 empty] | 0 | 0 | 0 | 0% | 0 | 0 | 0 | 0 | 0 | 0 | 0 | 0 | #N/A | #N/A | #N/A | #N/A | #N/A | #N/A | #N/A | 0 | 0 | 0 | #DIV/0!
[19 empty] | 0 | 0 | 0 | 0% | 0 | 0 | 0 | 0 | 0 | 0 | 0 | 0 | #N/A | #N/A | #N/A | #N/A | #N/A | #N/A | #N/A | 0 | 0 | 0 | #DIV/0!
[19 empty] | 0 | 0 | 0 | 0% | 0 | 0 | 0 | 0 | 0 | 0 | 0 | 0 | #N/A | #N/A | #N/A | #N/A | #N/A | #N/A | #N/A | 0 | 0 | 0 | #DIV/0!
[19 empty] | 0 | 0 | 0 | 0% | 0 | 0 | 0 | 0 | 0 | 0 | 0 | 0 | #N/A | #N/A | #N/A | #N/A | #N/A | #N/A | #N/A | 0 | 0 | 0 | #DIV/0!
[19 empty] | 0 | 0 | 0 | 0% | 0 | 0 | 0 | 0 | 0 | 0 | 0 | 0 | #N/A | #N/A | #N/A | #N/A | #N/A | #N/A | #N/A | 0 | 0 | 0 | #DIV/0!
[19 empty] | 0 | 0 | 0 | 0% | 0 | 0 | 0 | 0 | 0 | 0 | 0 | 0 | #N/A | #N/A | #N/A | #N/A | #N/A | #N/A | #N/A | 0 | 0 | 0 | #DIV/0!
[19 empty] | 0 | 0 | 0 | 0% | 0 | 0 | 0 | 0 | 0 | 0 | 0 | 0 | #N/A | #N/A | #N/A | #N/A | #N/A | #N/A | #N/A | 0 | 0 | 0 | #DIV/0!
[19 empty] | 0 | 0 | 0 | 0% | 0 | 0 | 0 | 0 | 0 | 0 | 0 | 0 | #N/A | #N/A | #N/A | #N/A | #N/A | #N/A | #N/A | 0 | 0 | 0 | #DIV/0!
[19 empty] | 0 | 0 | 0 | 0% | 0 | 0 | 0 | 0 | 0 | 0 | 0 | 0 | #N/A | #N/A | #N/A | #N/A | #N/A | #N/A | #N/A | 0 | 0 | 0 | #DIV/0!
[19 empty] | 0 | 0 | 0 | 0% | 0 | 0 | 0 | 0 | 0 | 0 | 0 | 0 | #N/A | #N/A | #N/A | #N/A | #N/A | #N/A | #N/A | 0 | 0 | 0 | #DIV/0!
[19 empty] | 0 | 0 | 0 | 0% | 0 | 0 | 0 | 0 | 0 | 0 | 0 | 0 | #N/A | #N/A | #N/A | #N/A | #N/A | #N/A | #N/A | 0 | 0 | 0 | #DIV/0!
[19 empty] | 0 | 0 | 0 | 0% | 0 | 0 | 0 | 0 | 0 | 0 | 0 | 0 | #N/A | #N/A | #N/A | #N/A | #N/A | #N/A | #N/A | 0 | 0 | 0 | #DIV/0!
[19 empty] | 0 | 0 | 0 | 0% | 0 | 0 | 0 | 0 | 0 | 0 | 0 | 0 | #N/A | #N/A | #N/A | #N/A | #N/A | #N/A | #N/A | 0 | 0 | 0 | #DIV/0!
[19 empty] | 0 | 0 | 0 | 0% | 0 | 0 | 0 | 0 | 0 | 0 | 0 | 0 | #N/A | #N/A | #N/A | #N/A | #N/A | #N/A | #N/A | 0 | 0 | 0 | #DIV/0!
[19 empty] | 0 | 0 | 0 | 0% | 0 | 0 | 0 | 0 | 0 | 0 | 0 | 0 | #N/A | #N/A | #N/A | #N/A | #N/A | #N/A | #N/A | 0 | 0 | 0 | #DIV/0!
[19 empty] | 0 | 0 | 0 | 0% | 0 | 0 | 0 | 0 | 0 | 0 | 0 | 0 | #N/A | #N/A | #N/A | #N/A | #N/A | #N/A | #N/A | 0 | 0 | 0 | #DIV/0!
[19 empty] | 0 | 0 | 0 | 0% | 0 | 0 | 0 | 0 | 0 | 0 | 0 | 0 | #N/A | #N/A | #N/A | #N/A | #N/A | #N/A | #N/A | 0 | 0 | 0 | #DIV/0!
[19 empty] | 0 | 0 | 0 | 0% | 0 | 0 | 0 | 0 | 0 | 0 | 0 | 0 | #N/A | #N/A | #N/A | #N/A | #N/A | #N/A | #N/A | 0 | 0 | 0 | #DIV/0!
[19 empty] | 0 | 0 | 0 | 0% | 0 | 0 | 0 | 0 | 0 | 0 | 0 | 0 | #N/A | #N/A | #N/A | #N/A | #N/A | #N/A | #N/A | 0 | 0 | 0 | #DIV/0!
[19 empty] | 0 | 0 | 0 | 0% | 0 | 0 | 0 | 0 | 0 | 0 | 0 | 0 | #N/A | #N/A | #N/A | #N/A | #N/A | #N/A | #N/A | 0 | 0 | 0 | #DIV/0!
[19 empty] | 0 | 0 | 0 | 0% | 0 | 0 | 0 | 0 | 0 | 0 | 0 | 0 | #N/A | #N/A | #N/A | #N/A | #N/A | #N/A | #N/A | 0 | 0 | 0 | #DIV/0!
[19 empty] | 0 | 0 | 0 | 0% | 0 | 0 | 0 | 0 | 0 | 0 | 0 | 0 | #N/A | #N/A | #N/A | #N/A | #N/A | #N/A | #N/A | 0 | 0 | 0 | #DIV/0!
[19 empty] | 0 | 0 | 0 | 0% | 0 | 0 | 0 | 0 | 0 | 0 | 0 | 0 | #N/A | #N/A | #N/A | #N/A | #N/A | #N/A | #N/A | 0 | 0 | 0 | #DIV/0!
[19 empty] | 0 | 0 | 0 | 0% | 0 | 0 | 0 | 0 | 0 | 0 | 0 | 0 | #N/A | #N/A | #N/A | #N/A | #N/A | #N/A | #N/A | 0 | 0 | 0 | #DIV/0!
[19 empty] | 0 | 0 | 0 | 0% | 0 | 0 | 0 | 0 | 0 | 0 | 0 | 0 | #N/A | #N/A | #N/A | #N/A | #N/A | #N/A | #N/A | 0 | 0 | 0 | #DIV/0!
[19 empty] | 0 | 0 | 0 | 0% | 0 | 0 | 0 | 0 | 0 | 0 | 0 | 0 | #N/A | #N/A | #N/A | #N/A | #N/A | #N/A | #N/A | 0 | 0 | 0 | #DIV/0!
[19 empty] | 0 | 0 | 0 | 0% | 0 | 0 | 0 | 0 | 0 | 0 | 0 | 0 | #N/A | #N/A | #N/A | #N/A | #N/A | #N/A | #N/A | 0 | 0 | 0 | #DIV/0!
[19 empty] | 0 | 0 | 0 | 0% | 0 | 0 | 0 | 0 | 0 | 0 | 0 | 0 | #N/A | #N/A | #N/A | #N/A | #N/A | #N/A | #N/A | 0 | 0 | 0 | #DIV/0!
[19 empty] | 0 | 0 | 0 | 0% | 0 | 0 | 0 | 0 | 0 | 0 | 0 | 0 | #N/A | #N/A | #N/A | #N/A | #N/A | #N/A | #N/A | 0 | 0 | 0 | #DIV/0!
[19 empty] | 0 | 0 | 0 | 0% | 0 | 0 | 0 | 0 | 0 | 0 | 0 | 0 | #N/A | #N/A | #N/A | #N/A | #N/A | #N/A | #N/A | 0 | 0 | 0 | #DIV/0!
[19 empty] | 0 | 0 | 0 | 0% | 0 | 0 | 0 | 0 | 0 | 0 | 0 | 0 | #N/A | #N/A | #N/A | #N/A | #N/A | #N/A | #N/A | 0 | 0 | 0 | #DIV/0!
[19 empty] | 0 | 0 | 0 | 0% | 0 | 0 | 0 | 0 | 0 | 0 | 0 | 0 | #N/A | #N/A | #N/A | #N/A | #N/A | #N/A | #N/A | 0 | 0 | 0 | #DIV/0!
[19 empty] | 0 | 0 | 0 | 0% | 0 | 0 | 0 | 0 | 0 | 0 | 0 | 0 | #N/A | #N/A | #N/A | #N/A | #N/A | #N/A | #N/A | 0 | 0 | 0 | #DIV/0!
[19 empty] | 0 | 0 | 0 | 0% | 0 | 0 | 0 | 0 | 0 | 0 | 0 | 0 | #N/A | #N/A | #N/A | #N/A | #N/A | #N/A | #N/A | 0 | 0 | 0 | #DIV/0!
[19 empty] | 0 | 0 | 0 | 0% | 0 | 0 | 0 | 0 | 0 | 0 | 0 | 0 | #N/A | #N/A | #N/A | #N/A | #N/A | #N/A | #N/A | 0 | 0 | 0 | #DIV/0!
[19 empty] | 0 | 0 | 0 | 0% | 0 | 0 | 0 | 0 | 0 | 0 | 0 | 0 | #N/A | #N/A | #N/A | #N/A | #N/A | #N/A | #N/A | 0 | 0 | 0 | #DIV/0!
[19 empty] | 0 | 0 | 0 | 0% | 0 | 0 | 0 | 0 | 0 | 0 | 0 | 0 | #N/A | #N/A | #N/A | #N/A | #N/A | #N/A | #N/A | 0 | 0 | 0 | #DIV/0!
[19 empty] | 0 | 0 | 0 | 0% | 0 | 0 | 0 | 0 | 0 | 0 | 0 | 0 | #N/A | #N/A | #N/A | #N/A | #N/A | #N/A | #N/A | 0 | 0 | 0 | #DIV/0!
[19 empty] | 0 | 0 | 0 | 0% | 0 | 0 | 0 | 0 | 0 | 0 | 0 | 0 | #N/A | #N/A | #N/A | #N/A | #N/A | #N/A | #N/A | 0 | 0 | 0 | #DIV/0!
[19 empty] | 0 | 0 | 0 | 0% | 0 | 0 | 0 | 0 | 0 | 0 | 0 | 0 | #N/A | #N/A | #N/A | #N/A | #N/A | #N/A | #N/A | 0 | 0 | 0 | #DIV/0!
[19 empty] | 0 | 0 | 0 | 0% | 0 | 0 | 0 | 0 | 0 | 0 | 0 | 0 | #N/A | #N/A | #N/A | #N/A | #N/A | #N/A | #N/A | 0 | 0 | 0 | #DIV/0!
[19 empty] | 0 | 0 | 0 | 0% | 0 | 0 | 0 | 0 | 0 | 0 | 0 | 0 | #N/A | #N/A | #N/A | #N/A | #N/A | #N/A | #N/A | 0 | 0 | 0 | #DIV/0!
[19 empty] | 0 | 0 | 0 | 0% | 0 | 0 | 0 | 0 | 0 | 0 | 0 | 0 | #N/A | #N/A | #N/A | #N/A | #N/A | #N/A | #N/A | 0 | 0 | 0 | #DIV/0!
[19 empty] | 0 | 0 | 0 | 0% | 0 | 0 | 0 | 0 | 0 | 0 | 0 | 0 | #N/A | #N/A | #N/A | #N/A | #N/A | #N/A | #N/A | 0 | 0 | 0 | #DIV/0!
[19 empty] | 0 | 0 | 0 | 0% | 0 | 0 | 0 | 0 | 0 | 0 | 0 | 0 | #N/A | #N/A | #N/A | #N/A | #N/A | #N/A | #N/A | 0 | 0 | 0 | #DIV/0!
[19 empty] | 0 | 0 | 0 | 0% | 0 | 0 | 0 | 0 | 0 | 0 | 0 | 0 | #N/A | #N/A | #N/A | #N/A | #N/A | #N/A | #N/A | 0 | 0 | 0 | #DIV/0!
[19 empty] | 0 | 0 | 0 | 0% | 0 | 0 | 0 | 0 | 0 | 0 | 0 | 0 | #N/A | #N/A | #N/A | #N/A | #N/A | #N/A | #N/A | 0 | 0 | 0 | #DIV/0!
[19 empty] | 0 | 0 | 0 | 0% | 0 | 0 | 0 | 0 | 0 | 0 | 0 | 0 | #N/A | #N/A | #N/A | #N/A | #N/A | #N/A | #N/A | 0 | 0 | 0 | #DIV/0!
[19 empty] | 0 | 0 | 0 | 0% | 0 | 0 | 0 | 0 | 0 | 0 | 0 | 0 | #N/A | #N/A | #N/A | #N/A | #N/A | #N/A | #N/A | 0 | 0 | 0 | #DIV/0!
[19 empty] | 0 | 0 | 0 | 0% | 0 | 0 | 0 | 0 | 0 | 0 | 0 | 0 | #N/A | #N/A | #N/A | #N/A | #N/A | #N/A | #N/A | 0 | 0 | 0 | #DIV/0!
[19 empty] | 0 | 0 | 0 | 0% | 0 | 0 | 0 | 0 | 0 | 0 | 0 | 0 | #N/A | #N/A | #N/A | #N/A | #N/A | #N/A | #N/A | 0 | 0 | 0 | #DIV/0!
[19 empty] | 0 | 0 | 0 | 0% | 0 | 0 | 0 | 0 | 0 | 0 | 0 | 0 | #N/A | #N/A | #N/A | #N/A | #N/A | #N/A | #N/A | 0 | 0 | 0 | #DIV/0!
[19 empty] | 0 | 0 | 0 | 0% | 0 | 0 | 0 | 0 | 0 | 0 | 0 | 0 | #N/A | #N/A | #N/A | #N/A | #N/A | #N/A | #N/A | 0 | 0 | 0 | #DIV/0!
[19 empty] | 0 | 0 | 0 | 0% | 0 | 0 | 0 | 0 | 0 | 0 | 0 | 0 | #N/A | #N/A | #N/A | #N/A | #N/A | #N/A | #N/A | 0 | 0 | 0 | #DIV/0!
[19 empty] | 0 | 0 | 0 | 0% | 0 | 0 | 0 | 0 | 0 | 0 | 0 | 0 | #N/A | #N/A | #N/A | #N/A | #N/A | #N/A | #N/A | 0 | 0 | 0 | #DIV/0!
[19 empty] | 0 | 0 | 0 | 0% | 0 | 0 | 0 | 0 | 0 | 0 | 0 | 0 | #N/A | #N/A | #N/A | #N/A | #N/A | #N/A | #N/A | 0 | 0 | 0 | #DIV/0!
[19 empty] | 0 | 0 | 0 | 0% | 0 | 0 | 0 | 0 | 0 | 0 | 0 | 0 | #N/A | #N/A | #N/A | #N/A | #N/A | #N/A | #N/A | 0 | 0 | 0 | #DIV/0!
[19 empty] | 0 | 0 | 0 | 0% | 0 | 0 | 0 | 0 | 0 | 0 | 0 | 0 | #N/A | #N/A | #N/A | #N/A | #N/A | #N/A | #N/A | 0 | 0 | 0 | #DIV/0!
[19 empty] | 0 | 0 | 0 | 0% | 0 | 0 | 0 | 0 | 0 | 0 | 0 | 0 | #N/A | #N/A | #N/A | #N/A | #N/A | #N/A | #N/A | 0 | 0 | 0 | #DIV/0!
[19 empty] | 0 | 0 | 0 | 0% | 0 | 0 | 0 | 0 | 0 | 0 | 0 | 0 | #N/A | #N/A | #N/A | #N/A | #N/A | #N/A | #N/A | 0 | 0 | 0 | #DIV/0!
[19 empty] | 0 | 0 | 0 | 0% | 0 | 0 | 0 | 0 | 0 | 0 | 0 | 0 | #N/A | #N/A | #N/A | #N/A | #N/A | #N/A | #N/A | 0 | 0 | 0 | #DIV/0!
[19 empty] | 0 | 0 | 0 | 0% | 0 | 0 | 0 | 0 | 0 | 0 | 0 | 0 | #N/A | #N/A | #N/A | #N/A | #N/A | #N/A | #N/A | 0 | 0 | 0 | #DIV/0!
[19 empty] | 0 | 0 | 0 | 0% | 0 | 0 | 0 | 0 | 0 | 0 | 0 | 0 | #N/A | #N/A | #N/A | #N/A | #N/A | #N/A | #N/A | 0 | 0 | 0 | #DIV/0!
[19 empty] | 0 | 0 | 0 | 0% | 0 | 0 | 0 | 0 | 0 | 0 | 0 | 0 | #N/A | #N/A | #N/A | #N/A | #N/A | #N/A | #N/A | 0 | 0 | 0 | #DIV/0!
[19 empty] | 0 | 0 | 0 | 0% | 0 | 0 | 0 | 0 | 0 | 0 | 0 | 0 | #N/A | #N/A | #N/A | #N/A | #N/A | #N/A | #N/A | 0 | 0 | 0 | #DIV/0!
[19 empty] | 0 | 0 | 0 | 0% | 0 | 0 | 0 | 0 | 0 | 0 | 0 | 0 | #N/A | #N/A | #N/A | #N/A | #N/A | #N/A | #N/A | 0 | 0 | 0 | #DIV/0!
[19 empty] | 0 | 0 | 0 | 0% | 0 | 0 | 0 | 0 | 0 | 0 | 0 | 0 | #N/A | #N/A | #N/A | #N/A | #N/A | #N/A | #N/A | 0 | 0 | 0 | #DIV/0!

## MF New Construction {E}
Rtn to Summary |  | Order Number | Program Name | Discount Rate: | 6.8% | [9 empty] | Paste in incentives but use DBtC for Total
| Program: | 18230486 | Multi Family New Construction {E}
| paste |  |  | paste | paste | paste | paste | paste | paste | paste | paste | paste | paste | Paste | paste | paste | paste | paste | Formula: G + H | Formula: (O/A10)*T | Formula: N - M | Formula: O/A10 | Formula: W*A8 | Formula: Q - P | Formula: X + DBtC | Formula: Q + X | Formula: Z/(1+ElecDiscountRate)^1 | Formula: AA/(1+ElecDiscountRate)^1 | Formula: -PV (ElecDiscount Rate,T,R)*J | Formula: - PV (ElecDiscount Rate, T, S)*J |  | AF*J*K |  | AH*J*L | AG + AI |  | AG +AI -AK | formula: Logic to lookup from AC tables and adjust by savings and quantity | Formula: Utility Savings (AM)*1.1+AD+AE | formula: AM/AB | formula: AN/AC
| Sch. No. | Order Number | Program Name | Measure Version | Measure Name | First Period Measure Life | Second period Measure Life | Electric End-Use Type | Number of units offered | Savings per Unit Period 1 | Savngs per Unit Period 2 | Incentives Per Unit | Incremental Measure Cost per Unit | Total First Year Savings | Total Incentive | Total Incremental Measure Cost | Unit First Year Non-Energy Benefits | Unit Annual Net Equipment O&M | Total Measure Life | Weighted Life | Agency or Customer Cost per Unit | Percent Unit overhead | Program Overhead Cost | Total Customer Cost | Total Utility Program Costs | Total Resource Cost | PV Total Utility Program Costs | PV Total Resource Costs | PV Total Non-Energy Benefits | PV Total Net Equipment O&M | Unit PV First period Savings for 1 kWh | Total First Period Savings | Unit PV Savings for Second Period for 1 kWh | Total Second period Savings | Unadjusted Total | Decrement | Final UC Total Savings | PV Total Savings UC | PV Total Savings TRC | UC B/C Ratio | TRC B/C Ratio
DBTC: | E218 | 18230486 | Multi Family New Construction {E} | n/a | 2025 Planning Measure | 15 |  | Comm Flat | 1 | 4000000 |  | 1869000 |  | 4000000 | 1869000 | 1869000 |  |  | 15 | 15 | -1869000 | 100% | 751384.81 | 0 | 2620384.81 | 2620384.81 | 2453543.8296 | 2453543.8296 | 0 | 0 | 1.3272 | 5308709.5059 | 1.3272 | 0 | 5308709.5059 | 0 | 5308709.5059 | 5308709.5059 | 5839580.4565 | 2.1637 | 2.3801
1869000 | E218 | 18230486 | Multi Family New Construction {E} | [15 empty] | 0 | 0 | 0 | 0% | 0 | 0 | 0 | 0 | 0 | 0 | 0 | 0 | #N/A | #N/A | #N/A | #N/A | #N/A | #N/A | #N/A | 0 | 0 | 0 | #DIV/0!
Program Costs: | E218 | 18230486 | Multi Family New Construction {E} | [15 empty] | 0 | 0 | 0 | 0% | 0 | 0 | 0 | 0 | 0 | 0 | 0 | 0 | #N/A | #N/A | #N/A | #N/A | #N/A | #N/A | #N/A | 0 | 0 | 0 | #DIV/0!
751384.81 | E218 | 18230486 | Multi Family New Construction {E} | [15 empty] | 0 | 0 | 0 | 0% | 0 | 0 | 0 | 0 | 0 | 0 | 0 | 0 | #N/A | #N/A | #N/A | #N/A | #N/A | #N/A | #N/A | 0 | 0 | 0 | #DIV/0!
Total Savings (kWh): | E218 | 18230486 | Multi Family New Construction {E} | [15 empty] | 0 | 0 | 0 | 0% | 0 | 0 | 0 | 0 | 0 | 0 | 0 | 0 | #N/A | #N/A | #N/A | #N/A | #N/A | #N/A | #N/A | 0 | 0 | 0 | #DIV/0!
4000000 | E218 | 18230486 | Multi Family New Construction {E} | [15 empty] | 0 | 0 | 0 | 0% | 0 | 0 | 0 | 0 | 0 | 0 | 0 | 0 | #N/A | #N/A | #N/A | #N/A | #N/A | #N/A | #N/A | 0 | 0 | 0 | #DIV/0!
Total Incentives: | [18 empty] | 0 | 0 | 0 | 0% | 0 | 0 | 0 | 0 | 0 | 0 | 0 | 0 | #N/A | #N/A | #N/A | #N/A | #N/A | #N/A | #N/A | 0 | 0 | 0 | #DIV/0!
1869000 | [18 empty] | 0 | 0 | 0 | 0% | 0 | 0 | 0 | 0 | 0 | 0 | 0 | 0 | #N/A | #N/A | #N/A | #N/A | #N/A | #N/A | #N/A | 0 | 0 | 0 | #DIV/0!
Total Customer Costs: | [18 empty] | 0 | 0 | 0 | 0% | 0 | 0 | 0 | 0 | 0 | 0 | 0 | 0 | #N/A | #N/A | #N/A | #N/A | #N/A | #N/A | #N/A | 0 | 0 | 0 | #DIV/0!
0 | [18 empty] | 0 | 0 | 0 | 0% | 0 | 0 | 0 | 0 | 0 | 0 | 0 | 0 | #N/A | #N/A | #N/A | #N/A | #N/A | #N/A | #N/A | 0 | 0 | 0 | #DIV/0!
Weighted Avg Life | [18 empty] | 0 | 0 | 0 | 0% | 0 | 0 | 0 | 0 | 0 | 0 | 0 | 0 | #N/A | #N/A | #N/A | #N/A | #N/A | #N/A | #N/A | 0 | 0 | 0 | #DIV/0!
15 | [18 empty] | 0 | 0 | 0 | 0% | 0 | 0 | 0 | 0 | 0 | 0 | 0 | 0 | #N/A | #N/A | #N/A | #N/A | #N/A | #N/A | #N/A | 0 | 0 | 0 | #DIV/0!
Total Utility Cost | [18 empty] | 0 | 0 | 0 | 0% | 0 | 0 | 0 | 0 | 0 | 0 | 0 | 0 | #N/A | #N/A | #N/A | #N/A | #N/A | #N/A | #N/A | 0 | 0 | 0 | #DIV/0!
2620384.81 | [18 empty] | 0 | 0 | 0 | 0% | 0 | 0 | 0 | 0 | 0 | 0 | 0 | 0 | #N/A | #N/A | #N/A | #N/A | #N/A | #N/A | #N/A | 0 | 0 | 0 | #DIV/0!
Total Resource Cost | [18 empty] | 0 | 0 | 0 | 0% | 0 | 0 | 0 | 0 | 0 | 0 | 0 | 0 | #N/A | #N/A | #N/A | #N/A | #N/A | #N/A | #N/A | 0 | 0 | 0 | #DIV/0!
2620384.81 | [18 empty] | 0 | 0 | 0 | 0% | 0 | 0 | 0 | 0 | 0 | 0 | 0 | 0 | #N/A | #N/A | #N/A | #N/A | #N/A | #N/A | #N/A | 0 | 0 | 0 | #DIV/0!
UC B/C Ratio | [18 empty] | 0 | 0 | 0 | 0% | 0 | 0 | 0 | 0 | 0 | 0 | 0 | 0 | #N/A | #N/A | #N/A | #N/A | #N/A | #N/A | #N/A | 0 | 0 | 0 | #DIV/0!
2.1637 | [18 empty] | 0 | 0 | 0 | 0% | 0 | 0 | 0 | 0 | 0 | 0 | 0 | 0 | #N/A | #N/A | #N/A | #N/A | #N/A | #N/A | #N/A | 0 | 0 | 0 | #DIV/0!
TRC B/C Ratio | [18 empty] | 0 | 0 | 0 | 0% | 0 | 0 | 0 | 0 | 0 | 0 | 0 | 0 | #N/A | #N/A | #N/A | #N/A | #N/A | #N/A | #N/A | 0 | 0 | 0 | #DIV/0!
2.3801 | [18 empty] | 0 | 0 | 0 | 0% | 0 | 0 | 0 | 0 | 0 | 0 | 0 | 0 | #N/A | #N/A | #N/A | #N/A | #N/A | #N/A | #N/A | 0 | 0 | 0 | #DIV/0!

## CI Retrofit {E}
Rtn to Summary |  | Order Number | Program Name | Discount Rate: | 6.8% | [9 empty] | Paste in incentives but use DBtC for Total
| Program: | 18230711 | Commercial Industrial Retrofit {E}
| paste |  |  | paste | paste | paste | paste | paste | paste | paste | paste | paste | paste | Paste | paste | paste | paste | paste | Formula: G + H | Formula: (O/A10)*T | Formula: N - M | Formula: O/A10 | Formula: W*A8 | Formula: Q - P | Formula: X + DBtC | Formula: Q + X | Formula: Z/(1+ElecDiscountRate)^1 | Formula: AA/(1+ElecDiscountRate)^1 | Formula: -PV (ElecDiscount Rate,T,R)*J | Formula: - PV (ElecDiscount Rate, T, S)*J |  | AF*J*K |  | AH*J*L | AG + AI |  | AG +AI -AK | formula: Logic to lookup from AC tables and adjust by savings and quantity | Formula: Utility Savings (AM)*1.1+AD+AE | formula: AM/AB | formula: AN/AC
| Sch. No. | Order Number | Program Name | Measure Version | Measure Name | First Period Measure Life | Second period Measure Life | Electric End-Use Type | Number of units offered | Savings per Unit Period 1 | Savngs per Unit Period 2 | Incentives Per Unit | Incremental Measure Cost per Unit | Total First Year Savings | Total Incentive | Total Incremental Measure Cost | Unit First Year Non-Energy Benefits | Unit Annual Net Equipment O&M | Total Measure Life | Weighted Life | Agency or Customer Cost per Unit | Percent Unit overhead | Program Overhead Cost | Total Customer Cost | Total Utility Program Costs | Total Resource Cost | PV Total Utility Program Costs | PV Total Resource Costs | PV Total Non-Energy Benefits | PV Total Net Equipment O&M | Unit PV First period Savings for 1 kWh | Total First Period Savings | Unit PV Savings for Second Period for 1 kWh | Total Second period Savings | Unadjusted Total | Decrement | Final UC Total Savings | PV Total Savings UC | PV Total Savings TRC | UC B/C Ratio | TRC B/C Ratio
DBTC: | E250 | 18230711 | Commercial Industrial Retrofit {E} | n/a | 2025 Planning Measure | 11.3 |  | Comm Flat | 1 | 8000000 |  | 3400000 | 8840000 | 8000000 | 3400000 | 8840000 |  |  | 11.3 | 11.3 | 5440000 | 100% | 2106652.46 | 5440000 | 5506652.46 | 10946652.46 | 5156041.6292 | 10249674.588 | 0 | 0 | 1.0715 | 8571938.2391 | 1.0715 | 0 | 8571938.2391 | 0 | 8571938.2391 | 8571938.2391 | 9429132.063 | 1.6625 | 0.91994
3400000 | E250 | 18230711 | Commercial Industrial Retrofit {E} | [15 empty] | 0 | 0 | 0 | 0% | 0 | 0 | 0 | 0 | 0 | 0 | 0 | 0 | #N/A | #N/A | #N/A | #N/A | #N/A | #N/A | #N/A | 0 | 0 | 0 | #DIV/0!
Program Costs: | E250 | 18230711 | Commercial Industrial Retrofit {E} | [15 empty] | 0 | 0 | 0 | 0% | 0 | 0 | 0 | 0 | 0 | 0 | 0 | 0 | #N/A | #N/A | #N/A | #N/A | #N/A | #N/A | #N/A | 0 | 0 | 0 | #DIV/0!
2106652.46 | E250 | 18230711 | Commercial Industrial Retrofit {E} | [15 empty] | 0 | 0 | 0 | 0% | 0 | 0 | 0 | 0 | 0 | 0 | 0 | 0 | #N/A | #N/A | #N/A | #N/A | #N/A | #N/A | #N/A | 0 | 0 | 0 | #DIV/0!
Total Savings (kWh): | E250 | 18230711 | Commercial Industrial Retrofit {E} | [15 empty] | 0 | 0 | 0 | 0% | 0 | 0 | 0 | 0 | 0 | 0 | 0 | 0 | #N/A | #N/A | #N/A | #N/A | #N/A | #N/A | #N/A | 0 | 0 | 0 | #DIV/0!
8000000 | E250 | 18230711 | Commercial Industrial Retrofit {E} | [15 empty] | 0 | 0 | 0 | 0% | 0 | 0 | 0 | 0 | 0 | 0 | 0 | 0 | #N/A | #N/A | #N/A | #N/A | #N/A | #N/A | #N/A | 0 | 0 | 0 | #DIV/0!
Total Incentives: | E250 | 18230711 | Commercial Industrial Retrofit {E} | [15 empty] | 0 | 0 | 0 | 0% | 0 | 0 | 0 | 0 | 0 | 0 | 0 | 0 | #N/A | #N/A | #N/A | #N/A | #N/A | #N/A | #N/A | 0 | 0 | 0 | #DIV/0!
3400000 | E250 | 18230711 | Commercial Industrial Retrofit {E} | [15 empty] | 0 | 0 | 0 | 0% | 0 | 0 | 0 | 0 | 0 | 0 | 0 | 0 | #N/A | #N/A | #N/A | #N/A | #N/A | #N/A | #N/A | 0 | 0 | 0 | #DIV/0!
Total Customer Costs: | E250 | 18230711 | Commercial Industrial Retrofit {E} | [15 empty] | 0 | 0 | 0 | 0% | 0 | 0 | 0 | 0 | 0 | 0 | 0 | 0 | #N/A | #N/A | #N/A | #N/A | #N/A | #N/A | #N/A | 0 | 0 | 0 | #DIV/0!
5440000 | E250 | 18230711 | Commercial Industrial Retrofit {E} | [15 empty] | 0 | 0 | 0 | 0% | 0 | 0 | 0 | 0 | 0 | 0 | 0 | 0 | #N/A | #N/A | #N/A | #N/A | #N/A | #N/A | #N/A | 0 | 0 | 0 | #DIV/0!
Weighted Avg Life | E250 | 18230711 | Commercial Industrial Retrofit {E} | [15 empty] | 0 | 0 | 0 | 0% | 0 | 0 | 0 | 0 | 0 | 0 | 0 | 0 | #N/A | #N/A | #N/A | #N/A | #N/A | #N/A | #N/A | 0 | 0 | 0 | #DIV/0!
11.3 | E250 | 18230711 | Commercial Industrial Retrofit {E} | [15 empty] | 0 | 0 | 0 | 0% | 0 | 0 | 0 | 0 | 0 | 0 | 0 | 0 | #N/A | #N/A | #N/A | #N/A | #N/A | #N/A | #N/A | 0 | 0 | 0 | #DIV/0!
Total Utility Cost | E250 | 18230711 | Commercial Industrial Retrofit {E} | [15 empty] | 0 | 0 | 0 | 0% | 0 | 0 | 0 | 0 | 0 | 0 | 0 | 0 | #N/A | #N/A | #N/A | #N/A | #N/A | #N/A | #N/A | 0 | 0 | 0 | #DIV/0!
5506652.46 | E250 | 18230711 | Commercial Industrial Retrofit {E} | [15 empty] | 0 | 0 | 0 | 0% | 0 | 0 | 0 | 0 | 0 | 0 | 0 | 0 | #N/A | #N/A | #N/A | #N/A | #N/A | #N/A | #N/A | 0 | 0 | 0 | #DIV/0!
Total Resource Cost | E250 | 18230711 | Commercial Industrial Retrofit {E} | [15 empty] | 0 | 0 | 0 | 0% | 0 | 0 | 0 | 0 | 0 | 0 | 0 | 0 | #N/A | #N/A | #N/A | #N/A | #N/A | #N/A | #N/A | 0 | 0 | 0 | #DIV/0!
10946652.46 | E250 | 18230711 | Commercial Industrial Retrofit {E} | [15 empty] | 0 | 0 | 0 | 0% | 0 | 0 | 0 | 0 | 0 | 0 | 0 | 0 | #N/A | #N/A | #N/A | #N/A | #N/A | #N/A | #N/A | 0 | 0 | 0 | #DIV/0!
UC B/C Ratio | E250 | 18230711 | Commercial Industrial Retrofit {E} | [15 empty] | 0 | 0 | 0 | 0% | 0 | 0 | 0 | 0 | 0 | 0 | 0 | 0 | #N/A | #N/A | #N/A | #N/A | #N/A | #N/A | #N/A | 0 | 0 | 0 | #DIV/0!
1.6625 | E250 | 18230711 | Commercial Industrial Retrofit {E} | [15 empty] | 0 | 0 | 0 | 0% | 0 | 0 | 0 | 0 | 0 | 0 | 0 | 0 | #N/A | #N/A | #N/A | #N/A | #N/A | #N/A | #N/A | 0 | 0 | 0 | #DIV/0!
TRC B/C Ratio | E250 | 18230711 | Commercial Industrial Retrofit {E} | [15 empty] | 0 | 0 | 0 | 0% | 0 | 0 | 0 | 0 | 0 | 0 | 0 | 0 | #N/A | #N/A | #N/A | #N/A | #N/A | #N/A | #N/A | 0 | 0 | 0 | #DIV/0!
0.91994 | E250 | 18230711 | Commercial Industrial Retrofit {E} | [15 empty] | 0 | 0 | 0 | 0% | 0 | 0 | 0 | 0 | 0 | 0 | 0 | 0 | #N/A | #N/A | #N/A | #N/A | #N/A | #N/A | #N/A | 0 | 0 | 0 | #DIV/0!
| E250 | 18230711 | Commercial Industrial Retrofit {E} | [15 empty] | 0 | 0 | 0 | 0% | 0 | 0 | 0 | 0 | 0 | 0 | 0 | 0 | #N/A | #N/A | #N/A | #N/A | #N/A | #N/A | #N/A | 0 | 0 | 0 | #DIV/0!
| E250 | 18230711 | Commercial Industrial Retrofit {E} | [15 empty] | 0 | 0 | 0 | 0% | 0 | 0 | 0 | 0 | 0 | 0 | 0 | 0 | #N/A | #N/A | #N/A | #N/A | #N/A | #N/A | #N/A | 0 | 0 | 0 | #DIV/0!
| E250 | 18230711 | Commercial Industrial Retrofit {E} | [15 empty] | 0 | 0 | 0 | 0% | 0 | 0 | 0 | 0 | 0 | 0 | 0 | 0 | #N/A | #N/A | #N/A | #N/A | #N/A | #N/A | #N/A | 0 | 0 | 0 | #DIV/0!
| E250 | 18230711 | Commercial Industrial Retrofit {E} | [15 empty] | 0 | 0 | 0 | 0% | 0 | 0 | 0 | 0 | 0 | 0 | 0 | 0 | #N/A | #N/A | #N/A | #N/A | #N/A | #N/A | #N/A | 0 | 0 | 0 | #DIV/0!
| E250 | 18230711 | Commercial Industrial Retrofit {E} | [15 empty] | 0 | 0 | 0 | 0% | 0 | 0 | 0 | 0 | 0 | 0 | 0 | 0 | #N/A | #N/A | #N/A | #N/A | #N/A | #N/A | #N/A | 0 | 0 | 0 | #DIV/0!
| E250 | 18230711 | Commercial Industrial Retrofit {E} | [15 empty] | 0 | 0 | 0 | 0% | 0 | 0 | 0 | 0 | 0 | 0 | 0 | 0 | #N/A | #N/A | #N/A | #N/A | #N/A | #N/A | #N/A | 0 | 0 | 0 | #DIV/0!
| E250 | 18230711 | Commercial Industrial Retrofit {E} | [15 empty] | 0 | 0 | 0 | 0% | 0 | 0 | 0 | 0 | 0 | 0 | 0 | 0 | #N/A | #N/A | #N/A | #N/A | #N/A | #N/A | #N/A | 0 | 0 | 0 | #DIV/0!
| E250 | 18230711 | Commercial Industrial Retrofit {E} | [15 empty] | 0 | 0 | 0 | 0% | 0 | 0 | 0 | 0 | 0 | 0 | 0 | 0 | #N/A | #N/A | #N/A | #N/A | #N/A | #N/A | #N/A | 0 | 0 | 0 | #DIV/0!
| E250 | 18230711 | Commercial Industrial Retrofit {E} | [15 empty] | 0 | 0 | 0 | 0% | 0 | 0 | 0 | 0 | 0 | 0 | 0 | 0 | #N/A | #N/A | #N/A | #N/A | #N/A | #N/A | #N/A | 0 | 0 | 0 | #DIV/0!
| E250 | 18230711 | Commercial Industrial Retrofit {E} | [15 empty] | 0 | 0 | 0 | 0% | 0 | 0 | 0 | 0 | 0 | 0 | 0 | 0 | #N/A | #N/A | #N/A | #N/A | #N/A | #N/A | #N/A | 0 | 0 | 0 | #DIV/0!
| E250 | 18230711 | Commercial Industrial Retrofit {E} | [15 empty] | 0 | 0 | 0 | 0% | 0 | 0 | 0 | 0 | 0 | 0 | 0 | 0 | #N/A | #N/A | #N/A | #N/A | #N/A | #N/A | #N/A | 0 | 0 | 0 | #DIV/0!
| E250 | 18230711 | Commercial Industrial Retrofit {E} | [15 empty] | 0 | 0 | 0 | 0% | 0 | 0 | 0 | 0 | 0 | 0 | 0 | 0 | #N/A | #N/A | #N/A | #N/A | #N/A | #N/A | #N/A | 0 | 0 | 0 | #DIV/0!
| E250 | 18230711 | Commercial Industrial Retrofit {E} | [15 empty] | 0 | 0 | 0 | 0% | 0 | 0 | 0 | 0 | 0 | 0 | 0 | 0 | #N/A | #N/A | #N/A | #N/A | #N/A | #N/A | #N/A | 0 | 0 | 0 | #DIV/0!
| E250 | 18230711 | Commercial Industrial Retrofit {E} | [15 empty] | 0 | 0 | 0 | 0% | 0 | 0 | 0 | 0 | 0 | 0 | 0 | 0 | #N/A | #N/A | #N/A | #N/A | #N/A | #N/A | #N/A | 0 | 0 | 0 | #DIV/0!
| E250 | 18230711 | Commercial Industrial Retrofit {E} | [15 empty] | 0 | 0 | 0 | 0% | 0 | 0 | 0 | 0 | 0 | 0 | 0 | 0 | #N/A | #N/A | #N/A | #N/A | #N/A | #N/A | #N/A | 0 | 0 | 0 | #DIV/0!
| E250 | 18230711 | Commercial Industrial Retrofit {E} | [15 empty] | 0 | 0 | 0 | 0% | 0 | 0 | 0 | 0 | 0 | 0 | 0 | 0 | #N/A | #N/A | #N/A | #N/A | #N/A | #N/A | #N/A | 0 | 0 | 0 | #DIV/0!
| E250 | 18230711 | Commercial Industrial Retrofit {E} | [15 empty] | 0 | 0 | 0 | 0% | 0 | 0 | 0 | 0 | 0 | 0 | 0 | 0 | #N/A | #N/A | #N/A | #N/A | #N/A | #N/A | #N/A | 0 | 0 | 0 | #DIV/0!
| E250 | 18230711 | Commercial Industrial Retrofit {E} | [15 empty] | 0 | 0 | 0 | 0% | 0 | 0 | 0 | 0 | 0 | 0 | 0 | 0 | #N/A | #N/A | #N/A | #N/A | #N/A | #N/A | #N/A | 0 | 0 | 0 | #DIV/0!
| E250 | 18230711 | Commercial Industrial Retrofit {E} | [15 empty] | 0 | 0 | 0 | 0% | 0 | 0 | 0 | 0 | 0 | 0 | 0 | 0 | #N/A | #N/A | #N/A | #N/A | #N/A | #N/A | #N/A | 0 | 0 | 0 | #DIV/0!
| E250 | 18230711 | Commercial Industrial Retrofit {E} | [15 empty] | 0 | 0 | 0 | 0% | 0 | 0 | 0 | 0 | 0 | 0 | 0 | 0 | #N/A | #N/A | #N/A | #N/A | #N/A | #N/A | #N/A | 0 | 0 | 0 | #DIV/0!
| E250 | 18230711 | Commercial Industrial Retrofit {E} | [15 empty] | 0 | 0 | 0 | 0% | 0 | 0 | 0 | 0 | 0 | 0 | 0 | 0 | #N/A | #N/A | #N/A | #N/A | #N/A | #N/A | #N/A | 0 | 0 | 0 | #DIV/0!
| E250 | 18230711 | Commercial Industrial Retrofit {E} | [15 empty] | 0 | 0 | 0 | 0% | 0 | 0 | 0 | 0 | 0 | 0 | 0 | 0 | #N/A | #N/A | #N/A | #N/A | #N/A | #N/A | #N/A | 0 | 0 | 0 | #DIV/0!
| E250 | 18230711 | Commercial Industrial Retrofit {E} | [15 empty] | 0 | 0 | 0 | 0% | 0 | 0 | 0 | 0 | 0 | 0 | 0 | 0 | #N/A | #N/A | #N/A | #N/A | #N/A | #N/A | #N/A | 0 | 0 | 0 | #DIV/0!
| E250 | 18230711 | Commercial Industrial Retrofit {E} | [15 empty] | 0 | 0 | 0 | 0% | 0 | 0 | 0 | 0 | 0 | 0 | 0 | 0 | #N/A | #N/A | #N/A | #N/A | #N/A | #N/A | #N/A | 0 | 0 | 0 | #DIV/0!
| E250 | 18230711 | Commercial Industrial Retrofit {E} | [15 empty] | 0 | 0 | 0 | 0% | 0 | 0 | 0 | 0 | 0 | 0 | 0 | 0 | #N/A | #N/A | #N/A | #N/A | #N/A | #N/A | #N/A | 0 | 0 | 0 | #DIV/0!
| E250 | 18230711 | Commercial Industrial Retrofit {E} | [15 empty] | 0 | 0 | 0 | 0% | 0 | 0 | 0 | 0 | 0 | 0 | 0 | 0 | #N/A | #N/A | #N/A | #N/A | #N/A | #N/A | #N/A | 0 | 0 | 0 | #DIV/0!
| E250 | 18230711 | Commercial Industrial Retrofit {E} | [15 empty] | 0 | 0 | 0 | 0% | 0 | 0 | 0 | 0 | 0 | 0 | 0 | 0 | #N/A | #N/A | #N/A | #N/A | #N/A | #N/A | #N/A | 0 | 0 | 0 | #DIV/0!
| E250 | 18230711 | Commercial Industrial Retrofit {E} | [15 empty] | 0 | 0 | 0 | 0% | 0 | 0 | 0 | 0 | 0 | 0 | 0 | 0 | #N/A | #N/A | #N/A | #N/A | #N/A | #N/A | #N/A | 0 | 0 | 0 | #DIV/0!
| E250 | 18230711 | Commercial Industrial Retrofit {E} | [15 empty] | 0 | 0 | 0 | 0% | 0 | 0 | 0 | 0 | 0 | 0 | 0 | 0 | #N/A | #N/A | #N/A | #N/A | #N/A | #N/A | #N/A | 0 | 0 | 0 | #DIV/0!
[19 empty] | 0 | 0 | 0 | 0% | 0 | 0 | 0 | 0 | 0 | 0 | 0 | 0 | #N/A | #N/A | #N/A | #N/A | #N/A | #N/A | #N/A | 0 | 0 | 0 | #DIV/0!
[19 empty] | 0 | 0 | 0 | 0% | 0 | 0 | 0 | 0 | 0 | 0 | 0 | 0 | #N/A | #N/A | #N/A | #N/A | #N/A | #N/A | #N/A | 0 | 0 | 0 | #DIV/0!
[19 empty] | 0 | 0 | 0 | 0% | 0 | 0 | 0 | 0 | 0 | 0 | 0 | 0 | #N/A | #N/A | #N/A | #N/A | #N/A | #N/A | #N/A | 0 | 0 | 0 | #DIV/0!
[19 empty] | 0 | 0 | 0 | 0% | 0 | 0 | 0 | 0 | 0 | 0 | 0 | 0 | #N/A | #N/A | #N/A | #N/A | #N/A | #N/A | #N/A | 0 | 0 | 0 | #DIV/0!
[19 empty] | 0 | 0 | 0 | 0% | 0 | 0 | 0 | 0 | 0 | 0 | 0 | 0 | #N/A | #N/A | #N/A | #N/A | #N/A | #N/A | #N/A | 0 | 0 | 0 | #DIV/0!
[19 empty] | 0 | 0 | 0 | 0% | 0 | 0 | 0 | 0 | 0 | 0 | 0 | 0 | #N/A | #N/A | #N/A | #N/A | #N/A | #N/A | #N/A | 0 | 0 | 0 | #DIV/0!
[19 empty] | 0 | 0 | 0 | 0% | 0 | 0 | 0 | 0 | 0 | 0 | 0 | 0 | #N/A | #N/A | #N/A | #N/A | #N/A | #N/A | #N/A | 0 | 0 | 0 | #DIV/0!
[19 empty] | 0 | 0 | 0 | 0% | 0 | 0 | 0 | 0 | 0 | 0 | 0 | 0 | #N/A | #N/A | #N/A | #N/A | #N/A | #N/A | #N/A | 0 | 0 | 0 | #DIV/0!
[19 empty] | 0 | 0 | 0 | 0% | 0 | 0 | 0 | 0 | 0 | 0 | 0 | 0 | #N/A | #N/A | #N/A | #N/A | #N/A | #N/A | #N/A | 0 | 0 | 0 | #DIV/0!
[19 empty] | 0 | 0 | 0 | 0% | 0 | 0 | 0 | 0 | 0 | 0 | 0 | 0 | #N/A | #N/A | #N/A | #N/A | #N/A | #N/A | #N/A | 0 | 0 | 0 | #DIV/0!
[19 empty] | 0 | 0 | 0 | 0% | 0 | 0 | 0 | 0 | 0 | 0 | 0 | 0 | #N/A | #N/A | #N/A | #N/A | #N/A | #N/A | #N/A | 0 | 0 | 0 | #DIV/0!
[19 empty] | 0 | 0 | 0 | 0% | 0 | 0 | 0 | 0 | 0 | 0 | 0 | 0 | #N/A | #N/A | #N/A | #N/A | #N/A | #N/A | #N/A | 0 | 0 | 0 | #DIV/0!
[19 empty] | 0 | 0 | 0 | 0% | 0 | 0 | 0 | 0 | 0 | 0 | 0 | 0 | #N/A | #N/A | #N/A | #N/A | #N/A | #N/A | #N/A | 0 | 0 | 0 | #DIV/0!
[19 empty] | 0 | 0 | 0 | 0% | 0 | 0 | 0 | 0 | 0 | 0 | 0 | 0 | #N/A | #N/A | #N/A | #N/A | #N/A | #N/A | #N/A | 0 | 0 | 0 | #DIV/0!
[19 empty] | 0 | 0 | 0 | 0% | 0 | 0 | 0 | 0 | 0 | 0 | 0 | 0 | #N/A | #N/A | #N/A | #N/A | #N/A | #N/A | #N/A | 0 | 0 | 0 | #DIV/0!
[19 empty] | 0 | 0 | 0 | 0% | 0 | 0 | 0 | 0 | 0 | 0 | 0 | 0 | #N/A | #N/A | #N/A | #N/A | #N/A | #N/A | #N/A | 0 | 0 | 0 | #DIV/0!
[19 empty] | 0 | 0 | 0 | 0% | 0 | 0 | 0 | 0 | 0 | 0 | 0 | 0 | #N/A | #N/A | #N/A | #N/A | #N/A | #N/A | #N/A | 0 | 0 | 0 | #DIV/0!
[19 empty] | 0 | 0 | 0 | 0% | 0 | 0 | 0 | 0 | 0 | 0 | 0 | 0 | #N/A | #N/A | #N/A | #N/A | #N/A | #N/A | #N/A | 0 | 0 | 0 | #DIV/0!
[19 empty] | 0 | 0 | 0 | 0% | 0 | 0 | 0 | 0 | 0 | 0 | 0 | 0 | #N/A | #N/A | #N/A | #N/A | #N/A | #N/A | #N/A | 0 | 0 | 0 | #DIV/0!
[19 empty] | 0 | 0 | 0 | 0% | 0 | 0 | 0 | 0 | 0 | 0 | 0 | 0 | #N/A | #N/A | #N/A | #N/A | #N/A | #N/A | #N/A | 0 | 0 | 0 | #DIV/0!
[19 empty] | 0 | 0 | 0 | 0% | 0 | 0 | 0 | 0 | 0 | 0 | 0 | 0 | #N/A | #N/A | #N/A | #N/A | #N/A | #N/A | #N/A | 0 | 0 | 0 | #DIV/0!
[19 empty] | 0 | 0 | 0 | 0% | 0 | 0 | 0 | 0 | 0 | 0 | 0 | 0 | #N/A | #N/A | #N/A | #N/A | #N/A | #N/A | #N/A | 0 | 0 | 0 | #DIV/0!
[19 empty] | 0 | 0 | 0 | 0% | 0 | 0 | 0 | 0 | 0 | 0 | 0 | 0 | #N/A | #N/A | #N/A | #N/A | #N/A | #N/A | #N/A | 0 | 0 | 0 | #DIV/0!
[19 empty] | 0 | 0 | 0 | 0% | 0 | 0 | 0 | 0 | 0 | 0 | 0 | 0 | #N/A | #N/A | #N/A | #N/A | #N/A | #N/A | #N/A | 0 | 0 | 0 | #DIV/0!
[19 empty] | 0 | 0 | 0 | 0% | 0 | 0 | 0 | 0 | 0 | 0 | 0 | 0 | #N/A | #N/A | #N/A | #N/A | #N/A | #N/A | #N/A | 0 | 0 | 0 | #DIV/0!
[19 empty] | 0 | 0 | 0 | 0% | 0 | 0 | 0 | 0 | 0 | 0 | 0 | 0 | #N/A | #N/A | #N/A | #N/A | #N/A | #N/A | #N/A | 0 | 0 | 0 | #DIV/0!
[19 empty] | 0 | 0 | 0 | 0% | 0 | 0 | 0 | 0 | 0 | 0 | 0 | 0 | #N/A | #N/A | #N/A | #N/A | #N/A | #N/A | #N/A | 0 | 0 | 0 | #DIV/0!
[19 empty] | 0 | 0 | 0 | 0% | 0 | 0 | 0 | 0 | 0 | 0 | 0 | 0 | #N/A | #N/A | #N/A | #N/A | #N/A | #N/A | #N/A | 0 | 0 | 0 | #DIV/0!
[19 empty] | 0 | 0 | 0 | 0% | 0 | 0 | 0 | 0 | 0 | 0 | 0 | 0 | #N/A | #N/A | #N/A | #N/A | #N/A | #N/A | #N/A | 0 | 0 | 0 | #DIV/0!
[19 empty] | 0 | 0 | 0 | 0% | 0 | 0 | 0 | 0 | 0 | 0 | 0 | 0 | #N/A | #N/A | #N/A | #N/A | #N/A | #N/A | #N/A | 0 | 0 | 0 | #DIV/0!
[19 empty] | 0 | 0 | 0 | 0% | 0 | 0 | 0 | 0 | 0 | 0 | 0 | 0 | #N/A | #N/A | #N/A | #N/A | #N/A | #N/A | #N/A | 0 | 0 | 0 | #DIV/0!
[19 empty] | 0 | 0 | 0 | 0% | 0 | 0 | 0 | 0 | 0 | 0 | 0 | 0 | #N/A | #N/A | #N/A | #N/A | #N/A | #N/A | #N/A | 0 | 0 | 0 | #DIV/0!
[19 empty] | 0 | 0 | 0 | 0% | 0 | 0 | 0 | 0 | 0 | 0 | 0 | 0 | #N/A | #N/A | #N/A | #N/A | #N/A | #N/A | #N/A | 0 | 0 | 0 | #DIV/0!
[19 empty] | 0 | 0 | 0 | 0% | 0 | 0 | 0 | 0 | 0 | 0 | 0 | 0 | #N/A | #N/A | #N/A | #N/A | #N/A | #N/A | #N/A | 0 | 0 | 0 | #DIV/0!
[19 empty] | 0 | 0 | 0 | 0% | 0 | 0 | 0 | 0 | 0 | 0 | 0 | 0 | #N/A | #N/A | #N/A | #N/A | #N/A | #N/A | #N/A | 0 | 0 | 0 | #DIV/0!
[19 empty] | 0 | 0 | 0 | 0% | 0 | 0 | 0 | 0 | 0 | 0 | 0 | 0 | #N/A | #N/A | #N/A | #N/A | #N/A | #N/A | #N/A | 0 | 0 | 0 | #DIV/0!
[19 empty] | 0 | 0 | 0 | 0% | 0 | 0 | 0 | 0 | 0 | 0 | 0 | 0 | #N/A | #N/A | #N/A | #N/A | #N/A | #N/A | #N/A | 0 | 0 | 0 | #DIV/0!
[19 empty] | 0 | 0 | 0 | 0% | 0 | 0 | 0 | 0 | 0 | 0 | 0 | 0 | #N/A | #N/A | #N/A | #N/A | #N/A | #N/A | #N/A | 0 | 0 | 0 | #DIV/0!

## Bus Lighting Grants {E}
Rtn to Summary |  | Order Number | Program Name | Discount Rate: | 6.8% | [9 empty] | Paste in incentives but use DBtC for Total
| Program: | 18230724 | Business Lighting - Grants {E}
| paste |  |  | paste | paste | paste | paste | paste | paste | paste | paste | paste | paste | Paste | paste | paste | paste | paste | Formula: G + H | Formula: (O/A10)*T | Formula: N - M | Formula: O/A10 | Formula: W*A8 | Formula: Q - P | Formula: X + DBtC | Formula: Q + X | Formula: Z/(1+ElecDiscountRate)^1 | Formula: AA/(1+ElecDiscountRate)^1 | Formula: -PV (ElecDiscount Rate,T,R)*J | Formula: - PV (ElecDiscount Rate, T, S)*J |  | AF*J*K |  | AH*J*L | AG + AI |  | AG +AI -AK | formula: Logic to lookup from AC tables and adjust by savings and quantity | Formula: Utility Savings (AM)*1.1+AD+AE | formula: AM/AB | formula: AN/AC
| Sch. No. | Order Number | Program Name | Measure Version | Measure Name | First Period Measure Life | Second period Measure Life | Electric End-Use Type | Number of units offered | Savings per Unit Period 1 | Savngs per Unit Period 2 | Incentives Per Unit | Incremental Measure Cost per Unit | Total First Year Savings | Total Incentive | Total Incremental Measure Cost | Unit First Year Non-Energy Benefits | Unit Annual Net Equipment O&M | Total Measure Life | Weighted Life | Agency or Customer Cost per Unit | Percent Unit overhead | Program Overhead Cost | Total Customer Cost | Total Utility Program Costs | Total Resource Cost | PV Total Utility Program Costs | PV Total Resource Costs | PV Total Non-Energy Benefits | PV Total Net Equipment O&M | Unit PV First period Savings for 1 kWh | Total First Period Savings | Unit PV Savings for Second Period for 1 kWh | Total Second period Savings | Unadjusted Total | Decrement | Final UC Total Savings | PV Total Savings UC | PV Total Savings TRC | UC B/C Ratio | TRC B/C Ratio
DBTC: | E250 | 18230724 | Business Lighting - Grants {E} |  | Planning Measure- Custom Incentives | 15 |  | Comm Lighting | 1 | 15600000 |  |  |  | 15600000 | 5460000 | 12994800 |  |  | 15 | 15 | 0 | 100% | 1713393.14 | 7534800 | 7173393.14 | 14708193.14 | 6716660.2434 | 13771716.4232 | 0 | 0 | 1.3607 | 21226195.1853 | 1.3607 | 0 | 21226195.1853 | 0 | 21226195.1853 | 21226195.1853 | 23348814.7039 | 3.1602 | 1.6954
5460000 | E250 | 18230724 | Business Lighting - Grants {E} | [15 empty] | 0 | 0 | 0 | 0% | 0 | 0 | 0 | 0 | 0 | 0 | 0 | 0 | #N/A | #N/A | #N/A | #N/A | #N/A | #N/A | #N/A | 0 | 0 | 0 | #DIV/0!
Program Costs: | E250 | 18230724 | Business Lighting - Grants {E} | [15 empty] | 0 | 0 | 0 | 0% | 0 | 0 | 0 | 0 | 0 | 0 | 0 | 0 | #N/A | #N/A | #N/A | #N/A | #N/A | #N/A | #N/A | 0 | 0 | 0 | #DIV/0!
1713393.14 | E250 | 18230724 | Business Lighting - Grants {E} | [15 empty] | 0 | 0 | 0 | 0% | 0 | 0 | 0 | 0 | 0 | 0 | 0 | 0 | #N/A | #N/A | #N/A | #N/A | #N/A | #N/A | #N/A | 0 | 0 | 0 | #DIV/0!
Total Savings (kWh): | E250 | 18230724 | Business Lighting - Grants {E} | [15 empty] | 0 | 0 | 0 | 0% | 0 | 0 | 0 | 0 | 0 | 0 | 0 | 0 | #N/A | #N/A | #N/A | #N/A | #N/A | #N/A | #N/A | 0 | 0 | 0 | #DIV/0!
15600000 | E250 | 18230724 | Business Lighting - Grants {E} | [15 empty] | 0 | 0 | 0 | 0% | 0 | 0 | 0 | 0 | 0 | 0 | 0 | 0 | #N/A | #N/A | #N/A | #N/A | #N/A | #N/A | #N/A | 0 | 0 | 0 | #DIV/0!
Total Incentives: | E250 | 18230724 | Business Lighting - Grants {E} | [15 empty] | 0 | 0 | 0 | 0% | 0 | 0 | 0 | 0 | 0 | 0 | 0 | 0 | #N/A | #N/A | #N/A | #N/A | #N/A | #N/A | #N/A | 0 | 0 | 0 | #DIV/0!
5460000 | E250 | 18230724 | Business Lighting - Grants {E} | [15 empty] | 0 | 0 | 0 | 0% | 0 | 0 | 0 | 0 | 0 | 0 | 0 | 0 | #N/A | #N/A | #N/A | #N/A | #N/A | #N/A | #N/A | 0 | 0 | 0 | #DIV/0!
Total Customer Costs: | E250 | 18230724 | Business Lighting - Grants {E} | [15 empty] | 0 | 0 | 0 | 0% | 0 | 0 | 0 | 0 | 0 | 0 | 0 | 0 | #N/A | #N/A | #N/A | #N/A | #N/A | #N/A | #N/A | 0 | 0 | 0 | #DIV/0!
7534800 | E250 | 18230724 | Business Lighting - Grants {E} | [15 empty] | 0 | 0 | 0 | 0% | 0 | 0 | 0 | 0 | 0 | 0 | 0 | 0 | #N/A | #N/A | #N/A | #N/A | #N/A | #N/A | #N/A | 0 | 0 | 0 | #DIV/0!
Weighted Avg Life | E250 | 18230724 | Business Lighting - Grants {E} | [15 empty] | 0 | 0 | 0 | 0% | 0 | 0 | 0 | 0 | 0 | 0 | 0 | 0 | #N/A | #N/A | #N/A | #N/A | #N/A | #N/A | #N/A | 0 | 0 | 0 | #DIV/0!
15 | E250 | 18230724 | Business Lighting - Grants {E} | [15 empty] | 0 | 0 | 0 | 0% | 0 | 0 | 0 | 0 | 0 | 0 | 0 | 0 | #N/A | #N/A | #N/A | #N/A | #N/A | #N/A | #N/A | 0 | 0 | 0 | #DIV/0!
Total Utility Cost | E250 | 18230724 | Business Lighting - Grants {E} | [15 empty] | 0 | 0 | 0 | 0% | 0 | 0 | 0 | 0 | 0 | 0 | 0 | 0 | #N/A | #N/A | #N/A | #N/A | #N/A | #N/A | #N/A | 0 | 0 | 0 | #DIV/0!
7173393.14 | E250 | 18230724 | Business Lighting - Grants {E} | [15 empty] | 0 | 0 | 0 | 0% | 0 | 0 | 0 | 0 | 0 | 0 | 0 | 0 | #N/A | #N/A | #N/A | #N/A | #N/A | #N/A | #N/A | 0 | 0 | 0 | #DIV/0!
Total Resource Cost | E250 | 18230724 | Business Lighting - Grants {E} | [15 empty] | 0 | 0 | 0 | 0% | 0 | 0 | 0 | 0 | 0 | 0 | 0 | 0 | #N/A | #N/A | #N/A | #N/A | #N/A | #N/A | #N/A | 0 | 0 | 0 | #DIV/0!
14708193.14 | E250 | 18230724 | Business Lighting - Grants {E} | [15 empty] | 0 | 0 | 0 | 0% | 0 | 0 | 0 | 0 | 0 | 0 | 0 | 0 | #N/A | #N/A | #N/A | #N/A | #N/A | #N/A | #N/A | 0 | 0 | 0 | #DIV/0!
UC B/C Ratio | E250 | 18230724 | Business Lighting - Grants {E} | [15 empty] | 0 | 0 | 0 | 0% | 0 | 0 | 0 | 0 | 0 | 0 | 0 | 0 | #N/A | #N/A | #N/A | #N/A | #N/A | #N/A | #N/A | 0 | 0 | 0 | #DIV/0!
3.1602 | E250 | 18230724 | Business Lighting - Grants {E} | [15 empty] | 0 | 0 | 0 | 0% | 0 | 0 | 0 | 0 | 0 | 0 | 0 | 0 | #N/A | #N/A | #N/A | #N/A | #N/A | #N/A | #N/A | 0 | 0 | 0 | #DIV/0!
TRC B/C Ratio | E250 | 18230724 | Business Lighting - Grants {E} | [15 empty] | 0 | 0 | 0 | 0% | 0 | 0 | 0 | 0 | 0 | 0 | 0 | 0 | #N/A | #N/A | #N/A | #N/A | #N/A | #N/A | #N/A | 0 | 0 | 0 | #DIV/0!
1.6954 | E250 | 18230724 | Business Lighting - Grants {E} | [15 empty] | 0 | 0 | 0 | 0% | 0 | 0 | 0 | 0 | 0 | 0 | 0 | 0 | #N/A | #N/A | #N/A | #N/A | #N/A | #N/A | #N/A | 0 | 0 | 0 | #DIV/0!
| E250 | 18230724 | Business Lighting - Grants {E} | [15 empty] | 0 | 0 | 0 | 0% | 0 | 0 | 0 | 0 | 0 | 0 | 0 | 0 | #N/A | #N/A | #N/A | #N/A | #N/A | #N/A | #N/A | 0 | 0 | 0 | #DIV/0!
| E250 | 18230724 | Business Lighting - Grants {E} | [15 empty] | 0 | 0 | 0 | 0% | 0 | 0 | 0 | 0 | 0 | 0 | 0 | 0 | #N/A | #N/A | #N/A | #N/A | #N/A | #N/A | #N/A | 0 | 0 | 0 | #DIV/0!
| E250 | 18230724 | Business Lighting - Grants {E} | [15 empty] | 0 | 0 | 0 | 0% | 0 | 0 | 0 | 0 | 0 | 0 | 0 | 0 | #N/A | #N/A | #N/A | #N/A | #N/A | #N/A | #N/A | 0 | 0 | 0 | #DIV/0!
| E250 | 18230724 | Business Lighting - Grants {E} | [15 empty] | 0 | 0 | 0 | 0% | 0 | 0 | 0 | 0 | 0 | 0 | 0 | 0 | #N/A | #N/A | #N/A | #N/A | #N/A | #N/A | #N/A | 0 | 0 | 0 | #DIV/0!
| E250 | 18230724 | Business Lighting - Grants {E} | [15 empty] | 0 | 0 | 0 | 0% | 0 | 0 | 0 | 0 | 0 | 0 | 0 | 0 | #N/A | #N/A | #N/A | #N/A | #N/A | #N/A | #N/A | 0 | 0 | 0 | #DIV/0!
| E250 | 18230724 | Business Lighting - Grants {E} | [15 empty] | 0 | 0 | 0 | 0% | 0 | 0 | 0 | 0 | 0 | 0 | 0 | 0 | #N/A | #N/A | #N/A | #N/A | #N/A | #N/A | #N/A | 0 | 0 | 0 | #DIV/0!
| E250 | 18230724 | Business Lighting - Grants {E} | [15 empty] | 0 | 0 | 0 | 0% | 0 | 0 | 0 | 0 | 0 | 0 | 0 | 0 | #N/A | #N/A | #N/A | #N/A | #N/A | #N/A | #N/A | 0 | 0 | 0 | #DIV/0!
| E250 | 18230724 | Business Lighting - Grants {E} | [15 empty] | 0 | 0 | 0 | 0% | 0 | 0 | 0 | 0 | 0 | 0 | 0 | 0 | #N/A | #N/A | #N/A | #N/A | #N/A | #N/A | #N/A | 0 | 0 | 0 | #DIV/0!
| E250 | 18230724 | Business Lighting - Grants {E} | [15 empty] | 0 | 0 | 0 | 0% | 0 | 0 | 0 | 0 | 0 | 0 | 0 | 0 | #N/A | #N/A | #N/A | #N/A | #N/A | #N/A | #N/A | 0 | 0 | 0 | #DIV/0!
| E250 | 18230724 | Business Lighting - Grants {E} | [15 empty] | 0 | 0 | 0 | 0% | 0 | 0 | 0 | 0 | 0 | 0 | 0 | 0 | #N/A | #N/A | #N/A | #N/A | #N/A | #N/A | #N/A | 0 | 0 | 0 | #DIV/0!
| E250 | 18230724 | Business Lighting - Grants {E} | [15 empty] | 0 | 0 | 0 | 0% | 0 | 0 | 0 | 0 | 0 | 0 | 0 | 0 | #N/A | #N/A | #N/A | #N/A | #N/A | #N/A | #N/A | 0 | 0 | 0 | #DIV/0!
| E250 | 18230724 | Business Lighting - Grants {E} | [15 empty] | 0 | 0 | 0 | 0% | 0 | 0 | 0 | 0 | 0 | 0 | 0 | 0 | #N/A | #N/A | #N/A | #N/A | #N/A | #N/A | #N/A | 0 | 0 | 0 | #DIV/0!
[19 empty] | 0 | 0 | 0 | 0% | 0 | 0 | 0 | 0 | 0 | 0 | 0 | 0 | #N/A | #N/A | #N/A | #N/A | #N/A | #N/A | #N/A | 0 | 0 | 0 | #DIV/0!
[19 empty] | 0 | 0 | 0 | 0% | 0 | 0 | 0 | 0 | 0 | 0 | 0 | 0 | #N/A | #N/A | #N/A | #N/A | #N/A | #N/A | #N/A | 0 | 0 | 0 | #DIV/0!
[19 empty] | 0 | 0 | 0 | 0% | 0 | 0 | 0 | 0 | 0 | 0 | 0 | 0 | #N/A | #N/A | #N/A | #N/A | #N/A | #N/A | #N/A | 0 | 0 | 0 | #DIV/0!
[19 empty] | 0 | 0 | 0 | 0% | 0 | 0 | 0 | 0 | 0 | 0 | 0 | 0 | #N/A | #N/A | #N/A | #N/A | #N/A | #N/A | #N/A | 0 | 0 | 0 | #DIV/0!
[19 empty] | 0 | 0 | 0 | 0% | 0 | 0 | 0 | 0 | 0 | 0 | 0 | 0 | #N/A | #N/A | #N/A | #N/A | #N/A | #N/A | #N/A | 0 | 0 | 0 | #DIV/0!
[19 empty] | 0 | 0 | 0 | 0% | 0 | 0 | 0 | 0 | 0 | 0 | 0 | 0 | #N/A | #N/A | #N/A | #N/A | #N/A | #N/A | #N/A | 0 | 0 | 0 | #DIV/0!
[19 empty] | 0 | 0 | 0 | 0% | 0 | 0 | 0 | 0 | 0 | 0 | 0 | 0 | #N/A | #N/A | #N/A | #N/A | #N/A | #N/A | #N/A | 0 | 0 | 0 | #DIV/0!
[19 empty] | 0 | 0 | 0 | 0% | 0 | 0 | 0 | 0 | 0 | 0 | 0 | 0 | #N/A | #N/A | #N/A | #N/A | #N/A | #N/A | #N/A | 0 | 0 | 0 | #DIV/0!
[19 empty] | 0 | 0 | 0 | 0% | 0 | 0 | 0 | 0 | 0 | 0 | 0 | 0 | #N/A | #N/A | #N/A | #N/A | #N/A | #N/A | #N/A | 0 | 0 | 0 | #DIV/0!
[19 empty] | 0 | 0 | 0 | 0% | 0 | 0 | 0 | 0 | 0 | 0 | 0 | 0 | #N/A | #N/A | #N/A | #N/A | #N/A | #N/A | #N/A | 0 | 0 | 0 | #DIV/0!
[19 empty] | 0 | 0 | 0 | 0% | 0 | 0 | 0 | 0 | 0 | 0 | 0 | 0 | #N/A | #N/A | #N/A | #N/A | #N/A | #N/A | #N/A | 0 | 0 | 0 | #DIV/0!
[19 empty] | 0 | 0 | 0 | 0% | 0 | 0 | 0 | 0 | 0 | 0 | 0 | 0 | #N/A | #N/A | #N/A | #N/A | #N/A | #N/A | #N/A | 0 | 0 | 0 | #DIV/0!
[19 empty] | 0 | 0 | 0 | 0% | 0 | 0 | 0 | 0 | 0 | 0 | 0 | 0 | #N/A | #N/A | #N/A | #N/A | #N/A | #N/A | #N/A | 0 | 0 | 0 | #DIV/0!
[19 empty] | 0 | 0 | 0 | 0% | 0 | 0 | 0 | 0 | 0 | 0 | 0 | 0 | #N/A | #N/A | #N/A | #N/A | #N/A | #N/A | #N/A | 0 | 0 | 0 | #DIV/0!
[19 empty] | 0 | 0 | 0 | 0% | 0 | 0 | 0 | 0 | 0 | 0 | 0 | 0 | #N/A | #N/A | #N/A | #N/A | #N/A | #N/A | #N/A | 0 | 0 | 0 | #DIV/0!
[19 empty] | 0 | 0 | 0 | 0% | 0 | 0 | 0 | 0 | 0 | 0 | 0 | 0 | #N/A | #N/A | #N/A | #N/A | #N/A | #N/A | #N/A | 0 | 0 | 0 | #DIV/0!
[19 empty] | 0 | 0 | 0 | 0% | 0 | 0 | 0 | 0 | 0 | 0 | 0 | 0 | #N/A | #N/A | #N/A | #N/A | #N/A | #N/A | #N/A | 0 | 0 | 0 | #DIV/0!
[19 empty] | 0 | 0 | 0 | 0% | 0 | 0 | 0 | 0 | 0 | 0 | 0 | 0 | #N/A | #N/A | #N/A | #N/A | #N/A | #N/A | #N/A | 0 | 0 | 0 | #DIV/0!
[19 empty] | 0 | 0 | 0 | 0% | 0 | 0 | 0 | 0 | 0 | 0 | 0 | 0 | #N/A | #N/A | #N/A | #N/A | #N/A | #N/A | #N/A | 0 | 0 | 0 | #DIV/0!
[19 empty] | 0 | 0 | 0 | 0% | 0 | 0 | 0 | 0 | 0 | 0 | 0 | 0 | #N/A | #N/A | #N/A | #N/A | #N/A | #N/A | #N/A | 0 | 0 | 0 | #DIV/0!
[19 empty] | 0 | 0 | 0 | 0% | 0 | 0 | 0 | 0 | 0 | 0 | 0 | 0 | #N/A | #N/A | #N/A | #N/A | #N/A | #N/A | #N/A | 0 | 0 | 0 | #DIV/0!
[19 empty] | 0 | 0 | 0 | 0% | 0 | 0 | 0 | 0 | 0 | 0 | 0 | 0 | #N/A | #N/A | #N/A | #N/A | #N/A | #N/A | #N/A | 0 | 0 | 0 | #DIV/0!
[19 empty] | 0 | 0 | 0 | 0% | 0 | 0 | 0 | 0 | 0 | 0 | 0 | 0 | #N/A | #N/A | #N/A | #N/A | #N/A | #N/A | #N/A | 0 | 0 | 0 | #DIV/0!
[19 empty] | 0 | 0 | 0 | 0% | 0 | 0 | 0 | 0 | 0 | 0 | 0 | 0 | #N/A | #N/A | #N/A | #N/A | #N/A | #N/A | #N/A | 0 | 0 | 0 | #DIV/0!
[19 empty] | 0 | 0 | 0 | 0% | 0 | 0 | 0 | 0 | 0 | 0 | 0 | 0 | #N/A | #N/A | #N/A | #N/A | #N/A | #N/A | #N/A | 0 | 0 | 0 | #DIV/0!
[19 empty] | 0 | 0 | 0 | 0% | 0 | 0 | 0 | 0 | 0 | 0 | 0 | 0 | #N/A | #N/A | #N/A | #N/A | #N/A | #N/A | #N/A | 0 | 0 | 0 | #DIV/0!
[19 empty] | 0 | 0 | 0 | 0% | 0 | 0 | 0 | 0 | 0 | 0 | 0 | 0 | #N/A | #N/A | #N/A | #N/A | #N/A | #N/A | #N/A | 0 | 0 | 0 | #DIV/0!
[19 empty] | 0 | 0 | 0 | 0% | 0 | 0 | 0 | 0 | 0 | 0 | 0 | 0 | #N/A | #N/A | #N/A | #N/A | #N/A | #N/A | #N/A | 0 | 0 | 0 | #DIV/0!
[19 empty] | 0 | 0 | 0 | 0% | 0 | 0 | 0 | 0 | 0 | 0 | 0 | 0 | #N/A | #N/A | #N/A | #N/A | #N/A | #N/A | #N/A | 0 | 0 | 0 | #DIV/0!
[19 empty] | 0 | 0 | 0 | 0% | 0 | 0 | 0 | 0 | 0 | 0 | 0 | 0 | #N/A | #N/A | #N/A | #N/A | #N/A | #N/A | #N/A | 0 | 0 | 0 | #DIV/0!
[19 empty] | 0 | 0 | 0 | 0% | 0 | 0 | 0 | 0 | 0 | 0 | 0 | 0 | #N/A | #N/A | #N/A | #N/A | #N/A | #N/A | #N/A | 0 | 0 | 0 | #DIV/0!

## Industrial EM {E}
Rtn to Summary |  | Order Number | Program Name | Discount Rate: | 6.8% | [9 empty] | Paste in incentives but use DBtC for Total
| Program: | 18231137 | Industrial Energy Management {E}
| paste |  |  | paste | paste | paste | paste | paste | paste | paste | paste | paste | paste | Paste | paste | paste | paste | paste | Formula: G + H | Formula: (O/A10)*T | Formula: N - M | Formula: O/A10 | Formula: W*A8 | Formula: Q - P | Formula: X + DBtC | Formula: Q + X | Formula: Z/(1+ElecDiscountRate)^1 | Formula: AA/(1+ElecDiscountRate)^1 | Formula: -PV (ElecDiscount Rate,T,R)*J | Formula: - PV (ElecDiscount Rate, T, S)*J |  | AF*J*K |  | AH*J*L | AG + AI |  | AG +AI -AK | formula: Logic to lookup from AC tables and adjust by savings and quantity | Formula: Utility Savings (AM)*1.1+AD+AE | formula: AM/AB | formula: AN/AC
| Sch. No. | Order Number | Program Name | Measure Version | Measure Name | First Period Measure Life | Second period Measure Life | Electric End-Use Type | Number of units offered | Savings per Unit Period 1 | Savngs per Unit Period 2 | Incentives Per Unit | Incremental Measure Cost per Unit | Total First Year Savings | Total Incentive | Total Incremental Measure Cost | Unit First Year Non-Energy Benefits | Unit Annual Net Equipment O&M | Total Measure Life | Weighted Life | Agency or Customer Cost per Unit | Percent Unit overhead | Program Overhead Cost | Total Customer Cost | Total Utility Program Costs | Total Resource Cost | PV Total Utility Program Costs | PV Total Resource Costs | PV Total Non-Energy Benefits | PV Total Net Equipment O&M | Unit PV First period Savings for 1 kWh | Total First Period Savings | Unit PV Savings for Second Period for 1 kWh | Total Second period Savings | Unadjusted Total | Decrement | Final UC Total Savings | PV Total Savings UC | PV Total Savings TRC | UC B/C Ratio | TRC B/C Ratio
DBTC: | E250 | 18231137 | Industrial Energy Management {E} |  | 2025 Planning Measure - ISEM | 5.8 |  | Comm Flat | 1 | 4200000 |  | 2335000 | 2100000 | 4200000 | 2335000 | 3750000 |  |  | 5.8 | 3.248 | -235000 | 56% | 715573.4936 | 1415000 | 2023173.4936 | 4465573.4936 | 1894357.2037 | 4181248.5895 | 0 | 0 | 0.5618 | 2359544.8393 | 0.5618 | 0 | 2359544.8393 | 0 | 2359544.8393 | 2359544.8393 | 2595499.3233 | 1.2456 | 0.62075
2335000 | E250 | 18231137 | Industrial Energy Management {E} |  | 2025 Planning Measure - ISOP | 5.8 |  | Comm Flat | 1 | 2000000 |  |  |  | 2000000 |  |  |  |  | 5.8 | 1.5467 | 0 | 26.67% | 340749.2827 | 0 | 963415.9493 | 340749.2827 | 902074.8589 | 319053.6355 | 0 | 0 | 0.5618 | 1123592.7806 | 0.5618 | 0 | 1123592.7806 | 0 | 1123592.7806 | 1123592.7806 | 1235952.0587 | 1.2456 | 3.8738
Program Costs: | E250 | 18231137 | Industrial Energy Management {E} |  | 2025 Planning Measure - CAP | 5.8 |  | Comm Flat | 1 | 1000000 |  |  |  | 1000000 |  |  |  |  | 5.8 | 0.77333 | 0 | 13.33% | 170374.6413 | 0 | 481707.9747 | 170374.6413 | 451037.4295 | 159526.8177 | 0 | 0 | 0.5618 | 561796.3903 | 0.5618 | 0 | 561796.3903 | 0 | 561796.3903 | 561796.3903 | 617976.0293 | 1.2456 | 3.8738
1277809.81 | E250 | 18231137 | Industrial Energy Management {E} |  | 2025 Planning Measure - CSI | 5.8 |  | Comm Flat | 1 | 300000 |  |  |  | 300000 |  |  |  |  | 5.8 | 0.232 | 0 | 4% | 51112.3924 | 0 | 144512.3924 | 51112.3924 | 135311.2288 | 47858.0453 | 0 | 0 | 0.5618 | 168538.9171 | 0.5618 | 0 | 168538.9171 | 0 | 168538.9171 | 168538.9171 | 185392.8088 | 1.2456 | 3.8738
Total Savings (kWh): | E250 | 18231137 | Industrial Energy Management {E} | [15 empty] | 0 | 0 | 0 | 0% | 0 | 0 | 0 | 0 | 0 | 0 | 0 | 0 | #N/A | #N/A | #N/A | #N/A | #N/A | #N/A | #N/A | 0 | 0 | 0 | #DIV/0!
7500000 | E250 | 18231137 | Industrial Energy Management {E} | [15 empty] | 0 | 0 | 0 | 0% | 0 | 0 | 0 | 0 | 0 | 0 | 0 | 0 | #N/A | #N/A | #N/A | #N/A | #N/A | #N/A | #N/A | 0 | 0 | 0 | #DIV/0!
Total Incentives: | E250 | 18231137 | Industrial Energy Management {E} | [15 empty] | 0 | 0 | 0 | 0% | 0 | 0 | 0 | 0 | 0 | 0 | 0 | 0 | #N/A | #N/A | #N/A | #N/A | #N/A | #N/A | #N/A | 0 | 0 | 0 | #DIV/0!
2335000 | E250 | 18231137 | Industrial Energy Management {E} | [15 empty] | 0 | 0 | 0 | 0% | 0 | 0 | 0 | 0 | 0 | 0 | 0 | 0 | #N/A | #N/A | #N/A | #N/A | #N/A | #N/A | #N/A | 0 | 0 | 0 | #DIV/0!
Total Customer Costs: | E250 | 18231137 | Industrial Energy Management {E} | [15 empty] | 0 | 0 | 0 | 0% | 0 | 0 | 0 | 0 | 0 | 0 | 0 | 0 | #N/A | #N/A | #N/A | #N/A | #N/A | #N/A | #N/A | 0 | 0 | 0 | #DIV/0!
1415000 | E250 | 18231137 | Industrial Energy Management {E} | [15 empty] | 0 | 0 | 0 | 0% | 0 | 0 | 0 | 0 | 0 | 0 | 0 | 0 | #N/A | #N/A | #N/A | #N/A | #N/A | #N/A | #N/A | 0 | 0 | 0 | #DIV/0!
Weighted Avg Life | [18 empty] | 0 | 0 | 0 | 0% | 0 | 0 | 0 | 0 | 0 | 0 | 0 | 0 | #N/A | #N/A | #N/A | #N/A | #N/A | #N/A | #N/A | 0 | 0 | 0 | #DIV/0!
5.8 | [18 empty] | 0 | 0 | 0 | 0% | 0 | 0 | 0 | 0 | 0 | 0 | 0 | 0 | #N/A | #N/A | #N/A | #N/A | #N/A | #N/A | #N/A | 0 | 0 | 0 | #DIV/0!
Total Utility Cost | [18 empty] | 0 | 0 | 0 | 0% | 0 | 0 | 0 | 0 | 0 | 0 | 0 | 0 | #N/A | #N/A | #N/A | #N/A | #N/A | #N/A | #N/A | 0 | 0 | 0 | #DIV/0!
3612809.81 | [18 empty] | 0 | 0 | 0 | 0% | 0 | 0 | 0 | 0 | 0 | 0 | 0 | 0 | #N/A | #N/A | #N/A | #N/A | #N/A | #N/A | #N/A | 0 | 0 | 0 | #DIV/0!
Total Resource Cost | [18 empty] | 0 | 0 | 0 | 0% | 0 | 0 | 0 | 0 | 0 | 0 | 0 | 0 | #N/A | #N/A | #N/A | #N/A | #N/A | #N/A | #N/A | 0 | 0 | 0 | #DIV/0!
5027809.81 | [18 empty] | 0 | 0 | 0 | 0% | 0 | 0 | 0 | 0 | 0 | 0 | 0 | 0 | #N/A | #N/A | #N/A | #N/A | #N/A | #N/A | #N/A | 0 | 0 | 0 | #DIV/0!
UC B/C Ratio | [18 empty] | 0 | 0 | 0 | 0% | 0 | 0 | 0 | 0 | 0 | 0 | 0 | 0 | #N/A | #N/A | #N/A | #N/A | #N/A | #N/A | #N/A | 0 | 0 | 0 | #DIV/0!
1.2456 | [18 empty] | 0 | 0 | 0 | 0% | 0 | 0 | 0 | 0 | 0 | 0 | 0 | 0 | #N/A | #N/A | #N/A | #N/A | #N/A | #N/A | #N/A | 0 | 0 | 0 | #DIV/0!
TRC B/C Ratio | [18 empty] | 0 | 0 | 0 | 0% | 0 | 0 | 0 | 0 | 0 | 0 | 0 | 0 | #N/A | #N/A | #N/A | #N/A | #N/A | #N/A | #N/A | 0 | 0 | 0 | #DIV/0!
0.98452 | [18 empty] | 0 | 0 | 0 | 0% | 0 | 0 | 0 | 0 | 0 | 0 | 0 | 0 | #N/A | #N/A | #N/A | #N/A | #N/A | #N/A | #N/A | 0 | 0 | 0 | #DIV/0!

## Indust Opt {E}
Rtn to Summary |  | Order Number | Program Name | Discount Rate: | 6.8% | [9 empty] | Paste in incentives but use DBtC for Total
| Program: | 18231133 | Industrial System Optimization {E}
| paste |  |  | paste | paste | paste | paste | paste | paste | paste | paste | paste | paste | Paste | paste | paste | paste | paste | Formula: G + H | Formula: (O/A10)*T | Formula: N - M | Formula: O/A10 | Formula: W*A8 | Formula: Q - P | Formula: X + DBtC | Formula: Q + X | Formula: Z/(1+ElecDiscountRate)^1 | Formula: AA/(1+ElecDiscountRate)^1 | Formula: -PV (ElecDiscount Rate,T,R)*J | Formula: - PV (ElecDiscount Rate, T, S)*J |  | AF*J*K |  | AH*J*L | AG + AI |  | AG +AI -AK | formula: Logic to lookup from AC tables and adjust by savings and quantity | Formula: Utility Savings (AM)*1.1+AD+AE | formula: AM/AB | formula: AN/AC
| Sch. No. | Order Number | Program Name | Measure Version | Measure Name | First Period Measure Life | Second period Measure Life | Electric End-Use Type | Number of units offered | Savings per Unit Period 1 | Savngs per Unit Period 2 | Incentives Per Unit | Incremental Measure Cost per Unit | Total First Year Savings | Total Incentive | Total Incremental Measure Cost | Unit First Year Non-Energy Benefits | Unit Annual Net Equipment O&M | Total Measure Life | Weighted Life | Agency or Customer Cost per Unit | Percent Unit overhead | Program Overhead Cost | Total Customer Cost | Total Utility Program Costs | Total Resource Cost | PV Total Utility Program Costs | PV Total Resource Costs | PV Total Non-Energy Benefits | PV Total Net Equipment O&M | Unit PV First period Savings for 1 kWh | Total First Period Savings | Unit PV Savings for Second Period for 1 kWh | Total Second period Savings | Unadjusted Total | Decrement | Final UC Total Savings | PV Total Savings UC | PV Total Savings TRC | UC B/C Ratio | TRC B/C Ratio
DBTC: | E250 | 18231133 | Industrial System Optimization {E} | [15 empty] | 0 | #DIV/0! | 0 | #DIV/0! | #DIV/0! | 0 | #DIV/0! | #DIV/0! | #DIV/0! | #DIV/0! | 0 | 0 | #N/A | #N/A | #N/A | #N/A | #N/A | #N/A | #N/A | 0 | 0 | 0 | #DIV/0!
0 | [18 empty] | 0 | #DIV/0! | 0 | #DIV/0! | #DIV/0! | 0 | #DIV/0! | #DIV/0! | #DIV/0! | #DIV/0! | 0 | 0 | #N/A | #N/A | #N/A | #N/A | #N/A | #N/A | #N/A | 0 | 0 | 0 | #DIV/0!
Program Costs: | [18 empty] | 0 | #DIV/0! | 0 | #DIV/0! | #DIV/0! | 0 | #DIV/0! | #DIV/0! | #DIV/0! | #DIV/0! | 0 | 0 | #N/A | #N/A | #N/A | #N/A | #N/A | #N/A | #N/A | 0 | 0 | 0 | #DIV/0!
0 | [18 empty] | 0 | #DIV/0! | 0 | #DIV/0! | #DIV/0! | 0 | #DIV/0! | #DIV/0! | #DIV/0! | #DIV/0! | 0 | 0 | #N/A | #N/A | #N/A | #N/A | #N/A | #N/A | #N/A | 0 | 0 | 0 | #DIV/0!
Total Savings (kWh): | [18 empty] | 0 | #DIV/0! | 0 | #DIV/0! | #DIV/0! | 0 | #DIV/0! | #DIV/0! | #DIV/0! | #DIV/0! | 0 | 0 | #N/A | #N/A | #N/A | #N/A | #N/A | #N/A | #N/A | 0 | 0 | 0 | #DIV/0!
0 | [18 empty] | 0 | #DIV/0! | 0 | #DIV/0! | #DIV/0! | 0 | #DIV/0! | #DIV/0! | #DIV/0! | #DIV/0! | 0 | 0 | #N/A | #N/A | #N/A | #N/A | #N/A | #N/A | #N/A | 0 | 0 | 0 | #DIV/0!
Total Incentives: | [18 empty] | 0 | #DIV/0! | 0 | #DIV/0! | #DIV/0! | 0 | #DIV/0! | #DIV/0! | #DIV/0! | #DIV/0! | 0 | 0 | #N/A | #N/A | #N/A | #N/A | #N/A | #N/A | #N/A | 0 | 0 | 0 | #DIV/0!
0 | [18 empty] | 0 | #DIV/0! | 0 | #DIV/0! | #DIV/0! | 0 | #DIV/0! | #DIV/0! | #DIV/0! | #DIV/0! | 0 | 0 | #N/A | #N/A | #N/A | #N/A | #N/A | #N/A | #N/A | 0 | 0 | 0 | #DIV/0!
Total Customer Costs: | [18 empty] | 0 | #DIV/0! | 0 | #DIV/0! | #DIV/0! | 0 | #DIV/0! | #DIV/0! | #DIV/0! | #DIV/0! | 0 | 0 | #N/A | #N/A | #N/A | #N/A | #N/A | #N/A | #N/A | 0 | 0 | 0 | #DIV/0!
0 | [18 empty] | 0 | #DIV/0! | 0 | #DIV/0! | #DIV/0! | 0 | #DIV/0! | #DIV/0! | #DIV/0! | #DIV/0! | 0 | 0 | #N/A | #N/A | #N/A | #N/A | #N/A | #N/A | #N/A | 0 | 0 | 0 | #DIV/0!
Weighted Avg Life | [18 empty] | 0 | #DIV/0! | 0 | #DIV/0! | #DIV/0! | 0 | #DIV/0! | #DIV/0! | #DIV/0! | #DIV/0! | 0 | 0 | #N/A | #N/A | #N/A | #N/A | #N/A | #N/A | #N/A | 0 | 0 | 0 | #DIV/0!
#DIV/0! | [18 empty] | 0 | #DIV/0! | 0 | #DIV/0! | #DIV/0! | 0 | #DIV/0! | #DIV/0! | #DIV/0! | #DIV/0! | 0 | 0 | #N/A | #N/A | #N/A | #N/A | #N/A | #N/A | #N/A | 0 | 0 | 0 | #DIV/0!
Total Utility Cost | [18 empty] | 0 | #DIV/0! | 0 | #DIV/0! | #DIV/0! | 0 | #DIV/0! | #DIV/0! | #DIV/0! | #DIV/0! | 0 | 0 | #N/A | #N/A | #N/A | #N/A | #N/A | #N/A | #N/A | 0 | 0 | 0 | #DIV/0!
0 | [18 empty] | 0 | #DIV/0! | 0 | #DIV/0! | #DIV/0! | 0 | #DIV/0! | #DIV/0! | #DIV/0! | #DIV/0! | 0 | 0 | #N/A | #N/A | #N/A | #N/A | #N/A | #N/A | #N/A | 0 | 0 | 0 | #DIV/0!
Total Resource Cost | [18 empty] | 0 | #DIV/0! | 0 | #DIV/0! | #DIV/0! | 0 | #DIV/0! | #DIV/0! | #DIV/0! | #DIV/0! | 0 | 0 | #N/A | #N/A | #N/A | #N/A | #N/A | #N/A | #N/A | 0 | 0 | 0 | #DIV/0!
0 | [18 empty] | 0 | #DIV/0! | 0 | #DIV/0! | #DIV/0! | 0 | #DIV/0! | #DIV/0! | #DIV/0! | #DIV/0! | 0 | 0 | #N/A | #N/A | #N/A | #N/A | #N/A | #N/A | #N/A | 0 | 0 | 0 | #DIV/0!
UC B/C Ratio | [18 empty] | 0 | #DIV/0! | 0 | #DIV/0! | #DIV/0! | 0 | #DIV/0! | #DIV/0! | #DIV/0! | #DIV/0! | 0 | 0 | #N/A | #N/A | #N/A | #N/A | #N/A | #N/A | #N/A | 0 | 0 | 0 | #DIV/0!
#DIV/0! | [18 empty] | 0 | #DIV/0! | 0 | #DIV/0! | #DIV/0! | 0 | #DIV/0! | #DIV/0! | #DIV/0! | #DIV/0! | 0 | 0 | #N/A | #N/A | #N/A | #N/A | #N/A | #N/A | #N/A | 0 | 0 | 0 | #DIV/0!
TRC B/C Ratio | [18 empty] | 0 | #DIV/0! | 0 | #DIV/0! | #DIV/0! | 0 | #DIV/0! | #DIV/0! | #DIV/0! | #DIV/0! | 0 | 0 | #N/A | #N/A | #N/A | #N/A | #N/A | #N/A | #N/A | 0 | 0 | 0 | #DIV/0!
#DIV/0! | [18 empty] | 0 | #DIV/0! | 0 | #DIV/0! | #DIV/0! | 0 | #DIV/0! | #DIV/0! | #DIV/0! | #DIV/0! | 0 | 0 | #N/A | #N/A | #N/A | #N/A | #N/A | #N/A | #N/A | 0 | 0 | 0 | #DIV/0!

## CBA {E}
Rtn to Summary |  | Order Number | Program Name | Discount Rate: | 6.8% | [9 empty] | Paste in incentives but use DBtC for Total
| Program: | 18230013 | Clean Buildings Accelerator {E}
| paste |  |  | paste | paste | paste | paste | paste | paste | paste | paste | paste | paste | Paste | paste | paste | paste | paste | Formula: G + H | Formula: (O/A10)*T | Formula: N - M | Formula: O/A10 | Formula: W*A8 | Formula: Q - P | Formula: X + DBtC | Formula: Q + X | Formula: Z/(1+ElecDiscountRate)^1 | Formula: AA/(1+ElecDiscountRate)^1 | Formula: -PV (ElecDiscount Rate,T,R)*J | Formula: - PV (ElecDiscount Rate, T, S)*J |  | AF*J*K |  | AH*J*L | AG + AI |  | AG +AI -AK | formula: Logic to lookup from AC tables and adjust by savings and quantity | Formula: Utility Savings (AM)*1.1+AD+AE | formula: AM/AB | formula: AN/AC
| Sch. No. | Order Number | Program Name | Measure Version | Measure Name | First Period Measure Life | Second period Measure Life | Electric End-Use Type | Number of units offered | Savings per Unit Period 1 | Savngs per Unit Period 2 | Incentives Per Unit | Incremental Measure Cost per Unit | Total First Year Savings | Total Incentive | Total Incremental Measure Cost | Unit First Year Non-Energy Benefits | Unit Annual Net Equipment O&M | Total Measure Life | Weighted Life | Agency or Customer Cost per Unit | Percent Unit overhead | Program Overhead Cost | Total Customer Cost | Total Utility Program Costs | Total Resource Cost | PV Total Utility Program Costs | PV Total Resource Costs | PV Total Non-Energy Benefits | PV Total Net Equipment O&M | Unit PV First period Savings for 1 kWh | Total First Period Savings | Unit PV Savings for Second Period for 1 kWh | Total Second period Savings | Unadjusted Total | Decrement | Final UC Total Savings | PV Total Savings UC | PV Total Savings TRC | UC B/C Ratio | TRC B/C Ratio
DBTC: | E250 | 18230013 | Clean Buildings Accelerator {E} |  | CBA 2025 Planning Measure | 5 |  | Comm Space Heat | 1 | 1300000 |  |  |  | 1300000 |  |  |  |  | 5 | 5 | 0 | 100% | 652922.1 | 0 | 652922.1 | 652922.1 | 611350.2809 | 611350.2809 | 0 | 0 | 0.7359 | 956673.4767 | 0.7359 | 0 | 956673.4767 | 0 | 956673.4767 | 956673.4767 | 1052340.8244 | 1.5649 | 1.7213
0 | E250 | [17 empty] | 0 | 0 | 0 | 0% | 0 | 0 | 0 | 0 | 0 | 0 | 0 | 0 | #N/A | #N/A | #N/A | #N/A | #N/A | #N/A | #N/A | 0 | 0 | 0 | #DIV/0!
Program Costs: | E250 | [17 empty] | 0 | 0 | 0 | 0% | 0 | 0 | 0 | 0 | 0 | 0 | 0 | 0 | #N/A | #N/A | #N/A | #N/A | #N/A | #N/A | #N/A | 0 | 0 | 0 | #DIV/0!
652922.1 | E250 | [17 empty] | 0 | 0 | 0 | 0% | 0 | 0 | 0 | 0 | 0 | 0 | 0 | 0 | #N/A | #N/A | #N/A | #N/A | #N/A | #N/A | #N/A | 0 | 0 | 0 | #DIV/0!
Total Savings (kWh): | E250 | [17 empty] | 0 | 0 | 0 | 0% | 0 | 0 | 0 | 0 | 0 | 0 | 0 | 0 | #N/A | #N/A | #N/A | #N/A | #N/A | #N/A | #N/A | 0 | 0 | 0 | #DIV/0!
1300000 | E250 | [17 empty] | 0 | 0 | 0 | 0% | 0 | 0 | 0 | 0 | 0 | 0 | 0 | 0 | #N/A | #N/A | #N/A | #N/A | #N/A | #N/A | #N/A | 0 | 0 | 0 | #DIV/0!
Total Incentives: | E250 | [17 empty] | 0 | 0 | 0 | 0% | 0 | 0 | 0 | 0 | 0 | 0 | 0 | 0 | #N/A | #N/A | #N/A | #N/A | #N/A | #N/A | #N/A | 0 | 0 | 0 | #DIV/0!
0 | E250 | [17 empty] | 0 | 0 | 0 | 0% | 0 | 0 | 0 | 0 | 0 | 0 | 0 | 0 | #N/A | #N/A | #N/A | #N/A | #N/A | #N/A | #N/A | 0 | 0 | 0 | #DIV/0!
Total Customer Costs: | E250 | [17 empty] | 0 | 0 | 0 | 0% | 0 | 0 | 0 | 0 | 0 | 0 | 0 | 0 | #N/A | #N/A | #N/A | #N/A | #N/A | #N/A | #N/A | 0 | 0 | 0 | #DIV/0!
0 | E250 | [17 empty] | 0 | 0 | 0 | 0% | 0 | 0 | 0 | 0 | 0 | 0 | 0 | 0 | #N/A | #N/A | #N/A | #N/A | #N/A | #N/A | #N/A | 0 | 0 | 0 | #DIV/0!
Weighted Avg Life | [18 empty] | 0 | 0 | 0 | 0% | 0 | 0 | 0 | 0 | 0 | 0 | 0 | 0 | #N/A | #N/A | #N/A | #N/A | #N/A | #N/A | #N/A | 0 | 0 | 0 | #DIV/0!
5 | [18 empty] | 0 | 0 | 0 | 0% | 0 | 0 | 0 | 0 | 0 | 0 | 0 | 0 | #N/A | #N/A | #N/A | #N/A | #N/A | #N/A | #N/A | 0 | 0 | 0 | #DIV/0!
Total Utility Cost | [18 empty] | 0 | 0 | 0 | 0% | 0 | 0 | 0 | 0 | 0 | 0 | 0 | 0 | #N/A | #N/A | #N/A | #N/A | #N/A | #N/A | #N/A | 0 | 0 | 0 | #DIV/0!
652922.1 | [18 empty] | 0 | 0 | 0 | 0% | 0 | 0 | 0 | 0 | 0 | 0 | 0 | 0 | #N/A | #N/A | #N/A | #N/A | #N/A | #N/A | #N/A | 0 | 0 | 0 | #DIV/0!
Total Resource Cost | [18 empty] | 0 | 0 | 0 | 0% | 0 | 0 | 0 | 0 | 0 | 0 | 0 | 0 | #N/A | #N/A | #N/A | #N/A | #N/A | #N/A | #N/A | 0 | 0 | 0 | #DIV/0!
652922.1 | [18 empty] | 0 | 0 | 0 | 0% | 0 | 0 | 0 | 0 | 0 | 0 | 0 | 0 | #N/A | #N/A | #N/A | #N/A | #N/A | #N/A | #N/A | 0 | 0 | 0 | #DIV/0!
UC B/C Ratio | [18 empty] | 0 | 0 | 0 | 0% | 0 | 0 | 0 | 0 | 0 | 0 | 0 | 0 | #N/A | #N/A | #N/A | #N/A | #N/A | #N/A | #N/A | 0 | 0 | 0 | #DIV/0!
1.5649 | [18 empty] | 0 | 0 | 0 | 0% | 0 | 0 | 0 | 0 | 0 | 0 | 0 | 0 | #N/A | #N/A | #N/A | #N/A | #N/A | #N/A | #N/A | 0 | 0 | 0 | #DIV/0!
TRC B/C Ratio | [18 empty] | 0 | 0 | 0 | 0% | 0 | 0 | 0 | 0 | 0 | 0 | 0 | 0 | #N/A | #N/A | #N/A | #N/A | #N/A | #N/A | #N/A | 0 | 0 | 0 | #DIV/0!
1.7213 | [18 empty] | 0 | 0 | 0 | 0% | 0 | 0 | 0 | 0 | 0 | 0 | 0 | 0 | #N/A | #N/A | #N/A | #N/A | #N/A | #N/A | #N/A | 0 | 0 | 0 | #DIV/0!

## SMB Virtual Cx {E}
Rtn to Summary |  | Order Number | Program Name | Discount Rate: | 6.8% | [9 empty] | Paste in incentives but use DBtC for Total
| Program: | 18230015 | SMB Virtual Commissioning {E}
| paste |  |  | paste | paste | paste | paste | paste | paste | paste | paste | paste | paste | Paste | paste | paste | paste | paste | Formula: G + H | Formula: (O/A10)*T | Formula: N - M | Formula: O/A10 | Formula: W*A8 | Formula: Q - P | Formula: X + DBtC | Formula: Q + X | Formula: Z/(1+ElecDiscountRate)^1 | Formula: AA/(1+ElecDiscountRate)^1 | Formula: -PV (ElecDiscount Rate,T,R)*J | Formula: - PV (ElecDiscount Rate, T, S)*J |  | AF*J*K |  | AH*J*L | AG + AI |  | AG +AI -AK | formula: Logic to lookup from AC tables and adjust by savings and quantity | Formula: Utility Savings (AM)*1.1+AD+AE | formula: AM/AB | formula: AN/AC
| Sch. No. | Order Number | Program Name | Measure Version | Measure Name | First Period Measure Life | Second period Measure Life | Electric End-Use Type | Number of units offered | Savings per Unit Period 1 | Savngs per Unit Period 2 | Incentives Per Unit | Incremental Measure Cost per Unit | Total First Year Savings | Total Incentive | Total Incremental Measure Cost | Unit First Year Non-Energy Benefits | Unit Annual Net Equipment O&M | Total Measure Life | Weighted Life | Agency or Customer Cost per Unit | Percent Unit overhead | Program Overhead Cost | Total Customer Cost | Total Utility Program Costs | Total Resource Cost | PV Total Utility Program Costs | PV Total Resource Costs | PV Total Non-Energy Benefits | PV Total Net Equipment O&M | Unit PV First period Savings for 1 kWh | Total First Period Savings | Unit PV Savings for Second Period for 1 kWh | Total Second period Savings | Unadjusted Total | Decrement | Final UC Total Savings | PV Total Savings UC | PV Total Savings TRC | UC B/C Ratio | TRC B/C Ratio
DBTC: | E250 | 18230015 | SMB Virtual Commissioning {E} |  | 2025 Planning Measure | 7 |  | Comm Flat | 1 | 3000000 |  |  |  | 3000000 |  |  |  |  | 7 | 7 | 0 | 100% | 933768.19 | 0 | 933768.19 | 933768.19 | 874314.7846 | 874314.7846 | 0 | 0 | 0.7377 | 2213085.4493 | 0.7377 | 0 | 2213085.4493 | 0 | 2213085.4493 | 2213085.4493 | 2434393.9942 | 2.5312 | 2.7843
0 | [18 empty] | 0 | 0 | 0 | 0% | 0 | 0 | 0 | 0 | 0 | 0 | 0 | 0 | #N/A | #N/A | #N/A | #N/A | #N/A | #N/A | #N/A | 0 | 0 | 0 | #DIV/0!
Program Costs: | [18 empty] | 0 | 0 | 0 | 0% | 0 | 0 | 0 | 0 | 0 | 0 | 0 | 0 | #N/A | #N/A | #N/A | #N/A | #N/A | #N/A | #N/A | 0 | 0 | 0 | #DIV/0!
933768.19 | [18 empty] | 0 | 0 | 0 | 0% | 0 | 0 | 0 | 0 | 0 | 0 | 0 | 0 | #N/A | #N/A | #N/A | #N/A | #N/A | #N/A | #N/A | 0 | 0 | 0 | #DIV/0!
Total Savings (kWh): | [18 empty] | 0 | 0 | 0 | 0% | 0 | 0 | 0 | 0 | 0 | 0 | 0 | 0 | #N/A | #N/A | #N/A | #N/A | #N/A | #N/A | #N/A | 0 | 0 | 0 | #DIV/0!
3000000 | [18 empty] | 0 | 0 | 0 | 0% | 0 | 0 | 0 | 0 | 0 | 0 | 0 | 0 | #N/A | #N/A | #N/A | #N/A | #N/A | #N/A | #N/A | 0 | 0 | 0 | #DIV/0!
Total Incentives: | [18 empty] | 0 | 0 | 0 | 0% | 0 | 0 | 0 | 0 | 0 | 0 | 0 | 0 | #N/A | #N/A | #N/A | #N/A | #N/A | #N/A | #N/A | 0 | 0 | 0 | #DIV/0!
0 | [18 empty] | 0 | 0 | 0 | 0% | 0 | 0 | 0 | 0 | 0 | 0 | 0 | 0 | #N/A | #N/A | #N/A | #N/A | #N/A | #N/A | #N/A | 0 | 0 | 0 | #DIV/0!
Total Customer Costs: | [18 empty] | 0 | 0 | 0 | 0% | 0 | 0 | 0 | 0 | 0 | 0 | 0 | 0 | #N/A | #N/A | #N/A | #N/A | #N/A | #N/A | #N/A | 0 | 0 | 0 | #DIV/0!
0 | [18 empty] | 0 | 0 | 0 | 0% | 0 | 0 | 0 | 0 | 0 | 0 | 0 | 0 | #N/A | #N/A | #N/A | #N/A | #N/A | #N/A | #N/A | 0 | 0 | 0 | #DIV/0!
Weighted Avg Life | [18 empty] | 0 | 0 | 0 | 0% | 0 | 0 | 0 | 0 | 0 | 0 | 0 | 0 | #N/A | #N/A | #N/A | #N/A | #N/A | #N/A | #N/A | 0 | 0 | 0 | #DIV/0!
7 | [18 empty] | 0 | 0 | 0 | 0% | 0 | 0 | 0 | 0 | 0 | 0 | 0 | 0 | #N/A | #N/A | #N/A | #N/A | #N/A | #N/A | #N/A | 0 | 0 | 0 | #DIV/0!
Total Utility Cost | [18 empty] | 0 | 0 | 0 | 0% | 0 | 0 | 0 | 0 | 0 | 0 | 0 | 0 | #N/A | #N/A | #N/A | #N/A | #N/A | #N/A | #N/A | 0 | 0 | 0 | #DIV/0!
933768.19 | [18 empty] | 0 | 0 | 0 | 0% | 0 | 0 | 0 | 0 | 0 | 0 | 0 | 0 | #N/A | #N/A | #N/A | #N/A | #N/A | #N/A | #N/A | 0 | 0 | 0 | #DIV/0!
Total Resource Cost | [18 empty] | 0 | 0 | 0 | 0% | 0 | 0 | 0 | 0 | 0 | 0 | 0 | 0 | #N/A | #N/A | #N/A | #N/A | #N/A | #N/A | #N/A | 0 | 0 | 0 | #DIV/0!
933768.19 | [18 empty] | 0 | 0 | 0 | 0% | 0 | 0 | 0 | 0 | 0 | 0 | 0 | 0 | #N/A | #N/A | #N/A | #N/A | #N/A | #N/A | #N/A | 0 | 0 | 0 | #DIV/0!
UC B/C Ratio | [18 empty] | 0 | 0 | 0 | 0% | 0 | 0 | 0 | 0 | 0 | 0 | 0 | 0 | #N/A | #N/A | #N/A | #N/A | #N/A | #N/A | #N/A | 0 | 0 | 0 | #DIV/0!
2.5312 | [18 empty] | 0 | 0 | 0 | 0% | 0 | 0 | 0 | 0 | 0 | 0 | 0 | 0 | #N/A | #N/A | #N/A | #N/A | #N/A | #N/A | #N/A | 0 | 0 | 0 | #DIV/0!
TRC B/C Ratio | [18 empty] | 0 | 0 | 0 | 0% | 0 | 0 | 0 | 0 | 0 | 0 | 0 | 0 | #N/A | #N/A | #N/A | #N/A | #N/A | #N/A | #N/A | 0 | 0 | 0 | #DIV/0!
2.7843 | [18 empty] | 0 | 0 | 0 | 0% | 0 | 0 | 0 | 0 | 0 | 0 | 0 | 0 | #N/A | #N/A | #N/A | #N/A | #N/A | #N/A | #N/A | 0 | 0 | 0 | #DIV/0!
[19 empty] | 0 | 0 | 0 | 0% | 0 | 0 | 0 | 0 | 0 | 0 | 0 | 0 | #N/A | #N/A | #N/A | #N/A | #N/A | #N/A | #N/A | 0 | 0 | 0 | #DIV/0!
[19 empty] | 0 | 0 | 0 | 0% | 0 | 0 | 0 | 0 | 0 | 0 | 0 | 0 | #N/A | #N/A | #N/A | #N/A | #N/A | #N/A | #N/A | 0 | 0 | 0 | #DIV/0!
[19 empty] | 0 | 0 | 0 | 0% | 0 | 0 | 0 | 0 | 0 | 0 | 0 | 0 | #N/A | #N/A | #N/A | #N/A | #N/A | #N/A | #N/A | 0 | 0 | 0 | #DIV/0!
[19 empty] | 0 | 0 | 0 | 0% | 0 | 0 | 0 | 0 | 0 | 0 | 0 | 0 | #N/A | #N/A | #N/A | #N/A | #N/A | #N/A | #N/A | 0 | 0 | 0 | #DIV/0!
[19 empty] | 0 | 0 | 0 | 0% | 0 | 0 | 0 | 0 | 0 | 0 | 0 | 0 | #N/A | #N/A | #N/A | #N/A | #N/A | #N/A | #N/A | 0 | 0 | 0 | #DIV/0!
[19 empty] | 0 | 0 | 0 | 0% | 0 | 0 | 0 | 0 | 0 | 0 | 0 | 0 | #N/A | #N/A | #N/A | #N/A | #N/A | #N/A | #N/A | 0 | 0 | 0 | #DIV/0!
[19 empty] | 0 | 0 | 0 | 0% | 0 | 0 | 0 | 0 | 0 | 0 | 0 | 0 | #N/A | #N/A | #N/A | #N/A | #N/A | #N/A | #N/A | 0 | 0 | 0 | #DIV/0!
[19 empty] | 0 | 0 | 0 | 0% | 0 | 0 | 0 | 0 | 0 | 0 | 0 | 0 | #N/A | #N/A | #N/A | #N/A | #N/A | #N/A | #N/A | 0 | 0 | 0 | #DIV/0!
[19 empty] | 0 | 0 | 0 | 0% | 0 | 0 | 0 | 0 | 0 | 0 | 0 | 0 | #N/A | #N/A | #N/A | #N/A | #N/A | #N/A | #N/A | 0 | 0 | 0 | #DIV/0!
[19 empty] | 0 | 0 | 0 | 0% | 0 | 0 | 0 | 0 | 0 | 0 | 0 | 0 | #N/A | #N/A | #N/A | #N/A | #N/A | #N/A | #N/A | 0 | 0 | 0 | #DIV/0!
[19 empty] | 0 | 0 | 0 | 0% | 0 | 0 | 0 | 0 | 0 | 0 | 0 | 0 | #N/A | #N/A | #N/A | #N/A | #N/A | #N/A | #N/A | 0 | 0 | 0 | #DIV/0!
[19 empty] | 0 | 0 | 0 | 0% | 0 | 0 | 0 | 0 | 0 | 0 | 0 | 0 | #N/A | #N/A | #N/A | #N/A | #N/A | #N/A | #N/A | 0 | 0 | 0 | #DIV/0!
[19 empty] | 0 | 0 | 0 | 0% | 0 | 0 | 0 | 0 | 0 | 0 | 0 | 0 | #N/A | #N/A | #N/A | #N/A | #N/A | #N/A | #N/A | 0 | 0 | 0 | #DIV/0!
[19 empty] | 0 | 0 | 0 | 0% | 0 | 0 | 0 | 0 | 0 | 0 | 0 | 0 | #N/A | #N/A | #N/A | #N/A | #N/A | #N/A | #N/A | 0 | 0 | 0 | #DIV/0!
[19 empty] | 0 | 0 | 0 | 0% | 0 | 0 | 0 | 0 | 0 | 0 | 0 | 0 | #N/A | #N/A | #N/A | #N/A | #N/A | #N/A | #N/A | 0 | 0 | 0 | #DIV/0!
[19 empty] | 0 | 0 | 0 | 0% | 0 | 0 | 0 | 0 | 0 | 0 | 0 | 0 | #N/A | #N/A | #N/A | #N/A | #N/A | #N/A | #N/A | 0 | 0 | 0 | #DIV/0!
[19 empty] | 0 | 0 | 0 | 0% | 0 | 0 | 0 | 0 | 0 | 0 | 0 | 0 | #N/A | #N/A | #N/A | #N/A | #N/A | #N/A | #N/A | 0 | 0 | 0 | #DIV/0!
[19 empty] | 0 | 0 | 0 | 0% | 0 | 0 | 0 | 0 | 0 | 0 | 0 | 0 | #N/A | #N/A | #N/A | #N/A | #N/A | #N/A | #N/A | 0 | 0 | 0 | #DIV/0!
[19 empty] | 0 | 0 | 0 | 0% | 0 | 0 | 0 | 0 | 0 | 0 | 0 | 0 | #N/A | #N/A | #N/A | #N/A | #N/A | #N/A | #N/A | 0 | 0 | 0 | #DIV/0!
[19 empty] | 0 | 0 | 0 | 0% | 0 | 0 | 0 | 0 | 0 | 0 | 0 | 0 | #N/A | #N/A | #N/A | #N/A | #N/A | #N/A | #N/A | 0 | 0 | 0 | #DIV/0!
[19 empty] | 0 | 0 | 0 | 0% | 0 | 0 | 0 | 0 | 0 | 0 | 0 | 0 | #N/A | #N/A | #N/A | #N/A | #N/A | #N/A | #N/A | 0 | 0 | 0 | #DIV/0!
[19 empty] | 0 | 0 | 0 | 0% | 0 | 0 | 0 | 0 | 0 | 0 | 0 | 0 | #N/A | #N/A | #N/A | #N/A | #N/A | #N/A | #N/A | 0 | 0 | 0 | #DIV/0!
[19 empty] | 0 | 0 | 0 | 0% | 0 | 0 | 0 | 0 | 0 | 0 | 0 | 0 | #N/A | #N/A | #N/A | #N/A | #N/A | #N/A | #N/A | 0 | 0 | 0 | #DIV/0!
[19 empty] | 0 | 0 | 0 | 0% | 0 | 0 | 0 | 0 | 0 | 0 | 0 | 0 | #N/A | #N/A | #N/A | #N/A | #N/A | #N/A | #N/A | 0 | 0 | 0 | #DIV/0!
[19 empty] | 0 | 0 | 0 | 0% | 0 | 0 | 0 | 0 | 0 | 0 | 0 | 0 | #N/A | #N/A | #N/A | #N/A | #N/A | #N/A | #N/A | 0 | 0 | 0 | #DIV/0!
[19 empty] | 0 | 0 | 0 | 0% | 0 | 0 | 0 | 0 | 0 | 0 | 0 | 0 | #N/A | #N/A | #N/A | #N/A | #N/A | #N/A | #N/A | 0 | 0 | 0 | #DIV/0!
[19 empty] | 0 | 0 | 0 | 0% | 0 | 0 | 0 | 0 | 0 | 0 | 0 | 0 | #N/A | #N/A | #N/A | #N/A | #N/A | #N/A | #N/A | 0 | 0 | 0 | #DIV/0!
[19 empty] | 0 | 0 | 0 | 0% | 0 | 0 | 0 | 0 | 0 | 0 | 0 | 0 | #N/A | #N/A | #N/A | #N/A | #N/A | #N/A | #N/A | 0 | 0 | 0 | #DIV/0!
[19 empty] | 0 | 0 | 0 | 0% | 0 | 0 | 0 | 0 | 0 | 0 | 0 | 0 | #N/A | #N/A | #N/A | #N/A | #N/A | #N/A | #N/A | 0 | 0 | 0 | #DIV/0!
[19 empty] | 0 | 0 | 0 | 0% | 0 | 0 | 0 | 0 | 0 | 0 | 0 | 0 | #N/A | #N/A | #N/A | #N/A | #N/A | #N/A | #N/A | 0 | 0 | 0 | #DIV/0!
[19 empty] | 0 | 0 | 0 | 0% | 0 | 0 | 0 | 0 | 0 | 0 | 0 | 0 | #N/A | #N/A | #N/A | #N/A | #N/A | #N/A | #N/A | 0 | 0 | 0 | #DIV/0!
[19 empty] | 0 | 0 | 0 | 0% | 0 | 0 | 0 | 0 | 0 | 0 | 0 | 0 | #N/A | #N/A | #N/A | #N/A | #N/A | #N/A | #N/A | 0 | 0 | 0 | #DIV/0!
[19 empty] | 0 | 0 | 0 | 0% | 0 | 0 | 0 | 0 | 0 | 0 | 0 | 0 | #N/A | #N/A | #N/A | #N/A | #N/A | #N/A | #N/A | 0 | 0 | 0 | #DIV/0!
[19 empty] | 0 | 0 | 0 | 0% | 0 | 0 | 0 | 0 | 0 | 0 | 0 | 0 | #N/A | #N/A | #N/A | #N/A | #N/A | #N/A | #N/A | 0 | 0 | 0 | #DIV/0!
[19 empty] | 0 | 0 | 0 | 0% | 0 | 0 | 0 | 0 | 0 | 0 | 0 | 0 | #N/A | #N/A | #N/A | #N/A | #N/A | #N/A | #N/A | 0 | 0 | 0 | #DIV/0!
[19 empty] | 0 | 0 | 0 | 0% | 0 | 0 | 0 | 0 | 0 | 0 | 0 | 0 | #N/A | #N/A | #N/A | #N/A | #N/A | #N/A | #N/A | 0 | 0 | 0 | #DIV/0!
[19 empty] | 0 | 0 | 0 | 0% | 0 | 0 | 0 | 0 | 0 | 0 | 0 | 0 | #N/A | #N/A | #N/A | #N/A | #N/A | #N/A | #N/A | 0 | 0 | 0 | #DIV/0!
[19 empty] | 0 | 0 | 0 | 0% | 0 | 0 | 0 | 0 | 0 | 0 | 0 | 0 | #N/A | #N/A | #N/A | #N/A | #N/A | #N/A | #N/A | 0 | 0 | 0 | #DIV/0!
[19 empty] | 0 | 0 | 0 | 0% | 0 | 0 | 0 | 0 | 0 | 0 | 0 | 0 | #N/A | #N/A | #N/A | #N/A | #N/A | #N/A | #N/A | 0 | 0 | 0 | #DIV/0!
[19 empty] | 0 | 0 | 0 | 0% | 0 | 0 | 0 | 0 | 0 | 0 | 0 | 0 | #N/A | #N/A | #N/A | #N/A | #N/A | #N/A | #N/A | 0 | 0 | 0 | #DIV/0!
[19 empty] | 0 | 0 | 0 | 0% | 0 | 0 | 0 | 0 | 0 | 0 | 0 | 0 | #N/A | #N/A | #N/A | #N/A | #N/A | #N/A | #N/A | 0 | 0 | 0 | #DIV/0!
[19 empty] | 0 | 0 | 0 | 0% | 0 | 0 | 0 | 0 | 0 | 0 | 0 | 0 | #N/A | #N/A | #N/A | #N/A | #N/A | #N/A | #N/A | 0 | 0 | 0 | #DIV/0!
[19 empty] | 0 | 0 | 0 | 0% | 0 | 0 | 0 | 0 | 0 | 0 | 0 | 0 | #N/A | #N/A | #N/A | #N/A | #N/A | #N/A | #N/A | 0 | 0 | 0 | #DIV/0!
[19 empty] | 0 | 0 | 0 | 0% | 0 | 0 | 0 | 0 | 0 | 0 | 0 | 0 | #N/A | #N/A | #N/A | #N/A | #N/A | #N/A | #N/A | 0 | 0 | 0 | #DIV/0!
[19 empty] | 0 | 0 | 0 | 0% | 0 | 0 | 0 | 0 | 0 | 0 | 0 | 0 | #N/A | #N/A | #N/A | #N/A | #N/A | #N/A | #N/A | 0 | 0 | 0 | #DIV/0!
[19 empty] | 0 | 0 | 0 | 0% | 0 | 0 | 0 | 0 | 0 | 0 | 0 | 0 | #N/A | #N/A | #N/A | #N/A | #N/A | #N/A | #N/A | 0 | 0 | 0 | #DIV/0!
[19 empty] | 0 | 0 | 0 | 0% | 0 | 0 | 0 | 0 | 0 | 0 | 0 | 0 | #N/A | #N/A | #N/A | #N/A | #N/A | #N/A | #N/A | 0 | 0 | 0 | #DIV/0!
[19 empty] | 0 | 0 | 0 | 0% | 0 | 0 | 0 | 0 | 0 | 0 | 0 | 0 | #N/A | #N/A | #N/A | #N/A | #N/A | #N/A | #N/A | 0 | 0 | 0 | #DIV/0!
[19 empty] | 0 | 0 | 0 | 0% | 0 | 0 | 0 | 0 | 0 | 0 | 0 | 0 | #N/A | #N/A | #N/A | #N/A | #N/A | #N/A | #N/A | 0 | 0 | 0 | #DIV/0!
[19 empty] | 0 | 0 | 0 | 0% | 0 | 0 | 0 | 0 | 0 | 0 | 0 | 0 | #N/A | #N/A | #N/A | #N/A | #N/A | #N/A | #N/A | 0 | 0 | 0 | #DIV/0!
[19 empty] | 0 | 0 | 0 | 0% | 0 | 0 | 0 | 0 | 0 | 0 | 0 | 0 | #N/A | #N/A | #N/A | #N/A | #N/A | #N/A | #N/A | 0 | 0 | 0 | #DIV/0!
[19 empty] | 0 | 0 | 0 | 0% | 0 | 0 | 0 | 0 | 0 | 0 | 0 | 0 | #N/A | #N/A | #N/A | #N/A | #N/A | #N/A | #N/A | 0 | 0 | 0 | #DIV/0!
[19 empty] | 0 | 0 | 0 | 0% | 0 | 0 | 0 | 0 | 0 | 0 | 0 | 0 | #N/A | #N/A | #N/A | #N/A | #N/A | #N/A | #N/A | 0 | 0 | 0 | #DIV/0!
[19 empty] | 0 | 0 | 0 | 0% | 0 | 0 | 0 | 0 | 0 | 0 | 0 | 0 | #N/A | #N/A | #N/A | #N/A | #N/A | #N/A | #N/A | 0 | 0 | 0 | #DIV/0!
[19 empty] | 0 | 0 | 0 | 0% | 0 | 0 | 0 | 0 | 0 | 0 | 0 | 0 | #N/A | #N/A | #N/A | #N/A | #N/A | #N/A | #N/A | 0 | 0 | 0 | #DIV/0!
[19 empty] | 0 | 0 | 0 | 0% | 0 | 0 | 0 | 0 | 0 | 0 | 0 | 0 | #N/A | #N/A | #N/A | #N/A | #N/A | #N/A | #N/A | 0 | 0 | 0 | #DIV/0!
[19 empty] | 0 | 0 | 0 | 0% | 0 | 0 | 0 | 0 | 0 | 0 | 0 | 0 | #N/A | #N/A | #N/A | #N/A | #N/A | #N/A | #N/A | 0 | 0 | 0 | #DIV/0!
[19 empty] | 0 | 0 | 0 | 0% | 0 | 0 | 0 | 0 | 0 | 0 | 0 | 0 | #N/A | #N/A | #N/A | #N/A | #N/A | #N/A | #N/A | 0 | 0 | 0 | #DIV/0!
[19 empty] | 0 | 0 | 0 | 0% | 0 | 0 | 0 | 0 | 0 | 0 | 0 | 0 | #N/A | #N/A | #N/A | #N/A | #N/A | #N/A | #N/A | 0 | 0 | 0 | #DIV/0!
[19 empty] | 0 | 0 | 0 | 0% | 0 | 0 | 0 | 0 | 0 | 0 | 0 | 0 | #N/A | #N/A | #N/A | #N/A | #N/A | #N/A | #N/A | 0 | 0 | 0 | #DIV/0!
[19 empty] | 0 | 0 | 0 | 0% | 0 | 0 | 0 | 0 | 0 | 0 | 0 | 0 | #N/A | #N/A | #N/A | #N/A | #N/A | #N/A | #N/A | 0 | 0 | 0 | #DIV/0!
[19 empty] | 0 | 0 | 0 | 0% | 0 | 0 | 0 | 0 | 0 | 0 | 0 | 0 | #N/A | #N/A | #N/A | #N/A | #N/A | #N/A | #N/A | 0 | 0 | 0 | #DIV/0!
[19 empty] | 0 | 0 | 0 | 0% | 0 | 0 | 0 | 0 | 0 | 0 | 0 | 0 | #N/A | #N/A | #N/A | #N/A | #N/A | #N/A | #N/A | 0 | 0 | 0 | #DIV/0!
[19 empty] | 0 | 0 | 0 | 0% | 0 | 0 | 0 | 0 | 0 | 0 | 0 | 0 | #N/A | #N/A | #N/A | #N/A | #N/A | #N/A | #N/A | 0 | 0 | 0 | #DIV/0!
[19 empty] | 0 | 0 | 0 | 0% | 0 | 0 | 0 | 0 | 0 | 0 | 0 | 0 | #N/A | #N/A | #N/A | #N/A | #N/A | #N/A | #N/A | 0 | 0 | 0 | #DIV/0!
[19 empty] | 0 | 0 | 0 | 0% | 0 | 0 | 0 | 0 | 0 | 0 | 0 | 0 | #N/A | #N/A | #N/A | #N/A | #N/A | #N/A | #N/A | 0 | 0 | 0 | #DIV/0!
[19 empty] | 0 | 0 | 0 | 0% | 0 | 0 | 0 | 0 | 0 | 0 | 0 | 0 | #N/A | #N/A | #N/A | #N/A | #N/A | #N/A | #N/A | 0 | 0 | 0 | #DIV/0!

## Telecom Efficiency {E}
Rtn to Summary |  | Order Number | Program Name | Discount Rate: | 6.8% | [9 empty] | Paste in incentives but use DBtC for Total
| Program: | 18239043 | Telecommunications Efficiency {E}
| paste |  |  | paste | paste | paste | paste | paste | paste | paste | paste | paste | paste | Paste | paste | paste | paste | paste | Formula: G + H | Formula: (O/A10)*T | Formula: N - M | Formula: O/A10 | Formula: W*A8 | Formula: Q - P | Formula: X + DBtC | Formula: Q + X | Formula: Z/(1+ElecDiscountRate)^1 | Formula: AA/(1+ElecDiscountRate)^1 | Formula: -PV (ElecDiscount Rate,T,R)*J | Formula: - PV (ElecDiscount Rate, T, S)*J |  | AF*J*K |  | AH*J*L | AG + AI |  | AG +AI -AK | formula: Logic to lookup from AC tables and adjust by savings and quantity | Formula: Utility Savings (AM)*1.1+AD+AE | formula: AM/AB | formula: AN/AC
| Sch. No. | Order Number | Program Name | Measure Version | Measure Name | First Period Measure Life | Second period Measure Life | Electric End-Use Type | Number of units offered | Savings per Unit Period 1 | Savngs per Unit Period 2 | Incentives Per Unit | Incremental Measure Cost per Unit | Total First Year Savings | Total Incentive | Total Incremental Measure Cost | Unit First Year Non-Energy Benefits | Unit Annual Net Equipment O&M | Total Measure Life | Weighted Life | Agency or Customer Cost per Unit | Percent Unit overhead | Program Overhead Cost | Total Customer Cost | Total Utility Program Costs | Total Resource Cost | PV Total Utility Program Costs | PV Total Resource Costs | PV Total Non-Energy Benefits | PV Total Net Equipment O&M | Unit PV First period Savings for 1 kWh | Total First Period Savings | Unit PV Savings for Second Period for 1 kWh | Total Second period Savings | Unadjusted Total | Decrement | Final UC Total Savings | PV Total Savings UC | PV Total Savings TRC | UC B/C Ratio | TRC B/C Ratio
DBTC: | E250 | 18239043 | Telecommunications Efficiency {E} |  | 2025 Planning Measure | 11.3 |  | Comm Refrigeration | 1 | 7100000 |  | 3195000 | 8307000 | 7100000 | 3195000 | 8307000 |  |  | 11.3 | 11.3 | 5112000 | 100% | 414446.05 | 5112000 | 3609446.05 | 8721446.05 | 3379631.133 | 8166147.9869 | 0 | 0 | 1.0512 | 7463653.033 | 1.0512 | 0 | 7463653.033 | 0 | 7463653.033 | 7463653.033 | 8210018.3363 | 2.2084 | 1.0054
3195000 | [18 empty] | 0 | 0 | 0 | 0% | 0 | 0 | 0 | 0 | 0 | 0 | 0 | 0 | #N/A | #N/A | #N/A | #N/A | #N/A | #N/A | #N/A | 0 | 0 | 0 | #DIV/0!
Program Costs: | [18 empty] | 0 | 0 | 0 | 0% | 0 | 0 | 0 | 0 | 0 | 0 | 0 | 0 | #N/A | #N/A | #N/A | #N/A | #N/A | #N/A | #N/A | 0 | 0 | 0 | #DIV/0!
414446.05 | [18 empty] | 0 | 0 | 0 | 0% | 0 | 0 | 0 | 0 | 0 | 0 | 0 | 0 | #N/A | #N/A | #N/A | #N/A | #N/A | #N/A | #N/A | 0 | 0 | 0 | #DIV/0!
Total Savings (kWh): | [18 empty] | 0 | 0 | 0 | 0% | 0 | 0 | 0 | 0 | 0 | 0 | 0 | 0 | #N/A | #N/A | #N/A | #N/A | #N/A | #N/A | #N/A | 0 | 0 | 0 | #DIV/0!
7100000 | [18 empty] | 0 | 0 | 0 | 0% | 0 | 0 | 0 | 0 | 0 | 0 | 0 | 0 | #N/A | #N/A | #N/A | #N/A | #N/A | #N/A | #N/A | 0 | 0 | 0 | #DIV/0!
Total Incentives: | [18 empty] | 0 | 0 | 0 | 0% | 0 | 0 | 0 | 0 | 0 | 0 | 0 | 0 | #N/A | #N/A | #N/A | #N/A | #N/A | #N/A | #N/A | 0 | 0 | 0 | #DIV/0!
3195000 | [18 empty] | 0 | 0 | 0 | 0% | 0 | 0 | 0 | 0 | 0 | 0 | 0 | 0 | #N/A | #N/A | #N/A | #N/A | #N/A | #N/A | #N/A | 0 | 0 | 0 | #DIV/0!
Total Customer Costs: | [18 empty] | 0 | 0 | 0 | 0% | 0 | 0 | 0 | 0 | 0 | 0 | 0 | 0 | #N/A | #N/A | #N/A | #N/A | #N/A | #N/A | #N/A | 0 | 0 | 0 | #DIV/0!
5112000 | [18 empty] | 0 | 0 | 0 | 0% | 0 | 0 | 0 | 0 | 0 | 0 | 0 | 0 | #N/A | #N/A | #N/A | #N/A | #N/A | #N/A | #N/A | 0 | 0 | 0 | #DIV/0!
Weighted Avg Life | [18 empty] | 0 | 0 | 0 | 0% | 0 | 0 | 0 | 0 | 0 | 0 | 0 | 0 | #N/A | #N/A | #N/A | #N/A | #N/A | #N/A | #N/A | 0 | 0 | 0 | #DIV/0!
11.3 | [18 empty] | 0 | 0 | 0 | 0% | 0 | 0 | 0 | 0 | 0 | 0 | 0 | 0 | #N/A | #N/A | #N/A | #N/A | #N/A | #N/A | #N/A | 0 | 0 | 0 | #DIV/0!
Total Utility Cost | [18 empty] | 0 | 0 | 0 | 0% | 0 | 0 | 0 | 0 | 0 | 0 | 0 | 0 | #N/A | #N/A | #N/A | #N/A | #N/A | #N/A | #N/A | 0 | 0 | 0 | #DIV/0!
3609446.05 | [18 empty] | 0 | 0 | 0 | 0% | 0 | 0 | 0 | 0 | 0 | 0 | 0 | 0 | #N/A | #N/A | #N/A | #N/A | #N/A | #N/A | #N/A | 0 | 0 | 0 | #DIV/0!
Total Resource Cost | [18 empty] | 0 | 0 | 0 | 0% | 0 | 0 | 0 | 0 | 0 | 0 | 0 | 0 | #N/A | #N/A | #N/A | #N/A | #N/A | #N/A | #N/A | 0 | 0 | 0 | #DIV/0!
8721446.05 | [18 empty] | 0 | 0 | 0 | 0% | 0 | 0 | 0 | 0 | 0 | 0 | 0 | 0 | #N/A | #N/A | #N/A | #N/A | #N/A | #N/A | #N/A | 0 | 0 | 0 | #DIV/0!
UC B/C Ratio | [18 empty] | 0 | 0 | 0 | 0% | 0 | 0 | 0 | 0 | 0 | 0 | 0 | 0 | #N/A | #N/A | #N/A | #N/A | #N/A | #N/A | #N/A | 0 | 0 | 0 | #DIV/0!
2.2084 | [18 empty] | 0 | 0 | 0 | 0% | 0 | 0 | 0 | 0 | 0 | 0 | 0 | 0 | #N/A | #N/A | #N/A | #N/A | #N/A | #N/A | #N/A | 0 | 0 | 0 | #DIV/0!
TRC B/C Ratio | [18 empty] | 0 | 0 | 0 | 0% | 0 | 0 | 0 | 0 | 0 | 0 | 0 | 0 | #N/A | #N/A | #N/A | #N/A | #N/A | #N/A | #N/A | 0 | 0 | 0 | #DIV/0!
1.0054 | [18 empty] | 0 | 0 | 0 | 0% | 0 | 0 | 0 | 0 | 0 | 0 | 0 | 0 | #N/A | #N/A | #N/A | #N/A | #N/A | #N/A | #N/A | 0 | 0 | 0 | #DIV/0!
[19 empty] | 0 | 0 | 0 | 0% | 0 | 0 | 0 | 0 | 0 | 0 | 0 | 0 | #N/A | #N/A | #N/A | #N/A | #N/A | #N/A | #N/A | 0 | 0 | 0 | #DIV/0!
[19 empty] | 0 | 0 | 0 | 0% | 0 | 0 | 0 | 0 | 0 | 0 | 0 | 0 | #N/A | #N/A | #N/A | #N/A | #N/A | #N/A | #N/A | 0 | 0 | 0 | #DIV/0!
[19 empty] | 0 | 0 | 0 | 0% | 0 | 0 | 0 | 0 | 0 | 0 | 0 | 0 | #N/A | #N/A | #N/A | #N/A | #N/A | #N/A | #N/A | 0 | 0 | 0 | #DIV/0!
[19 empty] | 0 | 0 | 0 | 0% | 0 | 0 | 0 | 0 | 0 | 0 | 0 | 0 | #N/A | #N/A | #N/A | #N/A | #N/A | #N/A | #N/A | 0 | 0 | 0 | #DIV/0!
[19 empty] | 0 | 0 | 0 | 0% | 0 | 0 | 0 | 0 | 0 | 0 | 0 | 0 | #N/A | #N/A | #N/A | #N/A | #N/A | #N/A | #N/A | 0 | 0 | 0 | #DIV/0!
[19 empty] | 0 | 0 | 0 | 0% | 0 | 0 | 0 | 0 | 0 | 0 | 0 | 0 | #N/A | #N/A | #N/A | #N/A | #N/A | #N/A | #N/A | 0 | 0 | 0 | #DIV/0!
[19 empty] | 0 | 0 | 0 | 0% | 0 | 0 | 0 | 0 | 0 | 0 | 0 | 0 | #N/A | #N/A | #N/A | #N/A | #N/A | #N/A | #N/A | 0 | 0 | 0 | #DIV/0!
[19 empty] | 0 | 0 | 0 | 0% | 0 | 0 | 0 | 0 | 0 | 0 | 0 | 0 | #N/A | #N/A | #N/A | #N/A | #N/A | #N/A | #N/A | 0 | 0 | 0 | #DIV/0!
[19 empty] | 0 | 0 | 0 | 0% | 0 | 0 | 0 | 0 | 0 | 0 | 0 | 0 | #N/A | #N/A | #N/A | #N/A | #N/A | #N/A | #N/A | 0 | 0 | 0 | #DIV/0!
[19 empty] | 0 | 0 | 0 | 0% | 0 | 0 | 0 | 0 | 0 | 0 | 0 | 0 | #N/A | #N/A | #N/A | #N/A | #N/A | #N/A | #N/A | 0 | 0 | 0 | #DIV/0!
[19 empty] | 0 | 0 | 0 | 0% | 0 | 0 | 0 | 0 | 0 | 0 | 0 | 0 | #N/A | #N/A | #N/A | #N/A | #N/A | #N/A | #N/A | 0 | 0 | 0 | #DIV/0!
[19 empty] | 0 | 0 | 0 | 0% | 0 | 0 | 0 | 0 | 0 | 0 | 0 | 0 | #N/A | #N/A | #N/A | #N/A | #N/A | #N/A | #N/A | 0 | 0 | 0 | #DIV/0!
[19 empty] | 0 | 0 | 0 | 0% | 0 | 0 | 0 | 0 | 0 | 0 | 0 | 0 | #N/A | #N/A | #N/A | #N/A | #N/A | #N/A | #N/A | 0 | 0 | 0 | #DIV/0!
[19 empty] | 0 | 0 | 0 | 0% | 0 | 0 | 0 | 0 | 0 | 0 | 0 | 0 | #N/A | #N/A | #N/A | #N/A | #N/A | #N/A | #N/A | 0 | 0 | 0 | #DIV/0!
[19 empty] | 0 | 0 | 0 | 0% | 0 | 0 | 0 | 0 | 0 | 0 | 0 | 0 | #N/A | #N/A | #N/A | #N/A | #N/A | #N/A | #N/A | 0 | 0 | 0 | #DIV/0!
[19 empty] | 0 | 0 | 0 | 0% | 0 | 0 | 0 | 0 | 0 | 0 | 0 | 0 | #N/A | #N/A | #N/A | #N/A | #N/A | #N/A | #N/A | 0 | 0 | 0 | #DIV/0!
[19 empty] | 0 | 0 | 0 | 0% | 0 | 0 | 0 | 0 | 0 | 0 | 0 | 0 | #N/A | #N/A | #N/A | #N/A | #N/A | #N/A | #N/A | 0 | 0 | 0 | #DIV/0!
[19 empty] | 0 | 0 | 0 | 0% | 0 | 0 | 0 | 0 | 0 | 0 | 0 | 0 | #N/A | #N/A | #N/A | #N/A | #N/A | #N/A | #N/A | 0 | 0 | 0 | #DIV/0!
[19 empty] | 0 | 0 | 0 | 0% | 0 | 0 | 0 | 0 | 0 | 0 | 0 | 0 | #N/A | #N/A | #N/A | #N/A | #N/A | #N/A | #N/A | 0 | 0 | 0 | #DIV/0!
[19 empty] | 0 | 0 | 0 | 0% | 0 | 0 | 0 | 0 | 0 | 0 | 0 | 0 | #N/A | #N/A | #N/A | #N/A | #N/A | #N/A | #N/A | 0 | 0 | 0 | #DIV/0!
[19 empty] | 0 | 0 | 0 | 0% | 0 | 0 | 0 | 0 | 0 | 0 | 0 | 0 | #N/A | #N/A | #N/A | #N/A | #N/A | #N/A | #N/A | 0 | 0 | 0 | #DIV/0!
[19 empty] | 0 | 0 | 0 | 0% | 0 | 0 | 0 | 0 | 0 | 0 | 0 | 0 | #N/A | #N/A | #N/A | #N/A | #N/A | #N/A | #N/A | 0 | 0 | 0 | #DIV/0!
[19 empty] | 0 | 0 | 0 | 0% | 0 | 0 | 0 | 0 | 0 | 0 | 0 | 0 | #N/A | #N/A | #N/A | #N/A | #N/A | #N/A | #N/A | 0 | 0 | 0 | #DIV/0!
[19 empty] | 0 | 0 | 0 | 0% | 0 | 0 | 0 | 0 | 0 | 0 | 0 | 0 | #N/A | #N/A | #N/A | #N/A | #N/A | #N/A | #N/A | 0 | 0 | 0 | #DIV/0!
[19 empty] | 0 | 0 | 0 | 0% | 0 | 0 | 0 | 0 | 0 | 0 | 0 | 0 | #N/A | #N/A | #N/A | #N/A | #N/A | #N/A | #N/A | 0 | 0 | 0 | #DIV/0!
[19 empty] | 0 | 0 | 0 | 0% | 0 | 0 | 0 | 0 | 0 | 0 | 0 | 0 | #N/A | #N/A | #N/A | #N/A | #N/A | #N/A | #N/A | 0 | 0 | 0 | #DIV/0!
[19 empty] | 0 | 0 | 0 | 0% | 0 | 0 | 0 | 0 | 0 | 0 | 0 | 0 | #N/A | #N/A | #N/A | #N/A | #N/A | #N/A | #N/A | 0 | 0 | 0 | #DIV/0!
[19 empty] | 0 | 0 | 0 | 0% | 0 | 0 | 0 | 0 | 0 | 0 | 0 | 0 | #N/A | #N/A | #N/A | #N/A | #N/A | #N/A | #N/A | 0 | 0 | 0 | #DIV/0!
[19 empty] | 0 | 0 | 0 | 0% | 0 | 0 | 0 | 0 | 0 | 0 | 0 | 0 | #N/A | #N/A | #N/A | #N/A | #N/A | #N/A | #N/A | 0 | 0 | 0 | #DIV/0!
[19 empty] | 0 | 0 | 0 | 0% | 0 | 0 | 0 | 0 | 0 | 0 | 0 | 0 | #N/A | #N/A | #N/A | #N/A | #N/A | #N/A | #N/A | 0 | 0 | 0 | #DIV/0!
[19 empty] | 0 | 0 | 0 | 0% | 0 | 0 | 0 | 0 | 0 | 0 | 0 | 0 | #N/A | #N/A | #N/A | #N/A | #N/A | #N/A | #N/A | 0 | 0 | 0 | #DIV/0!
[19 empty] | 0 | 0 | 0 | 0% | 0 | 0 | 0 | 0 | 0 | 0 | 0 | 0 | #N/A | #N/A | #N/A | #N/A | #N/A | #N/A | #N/A | 0 | 0 | 0 | #DIV/0!
[19 empty] | 0 | 0 | 0 | 0% | 0 | 0 | 0 | 0 | 0 | 0 | 0 | 0 | #N/A | #N/A | #N/A | #N/A | #N/A | #N/A | #N/A | 0 | 0 | 0 | #DIV/0!
[19 empty] | 0 | 0 | 0 | 0% | 0 | 0 | 0 | 0 | 0 | 0 | 0 | 0 | #N/A | #N/A | #N/A | #N/A | #N/A | #N/A | #N/A | 0 | 0 | 0 | #DIV/0!
[19 empty] | 0 | 0 | 0 | 0% | 0 | 0 | 0 | 0 | 0 | 0 | 0 | 0 | #N/A | #N/A | #N/A | #N/A | #N/A | #N/A | #N/A | 0 | 0 | 0 | #DIV/0!
[19 empty] | 0 | 0 | 0 | 0% | 0 | 0 | 0 | 0 | 0 | 0 | 0 | 0 | #N/A | #N/A | #N/A | #N/A | #N/A | #N/A | #N/A | 0 | 0 | 0 | #DIV/0!
[19 empty] | 0 | 0 | 0 | 0% | 0 | 0 | 0 | 0 | 0 | 0 | 0 | 0 | #N/A | #N/A | #N/A | #N/A | #N/A | #N/A | #N/A | 0 | 0 | 0 | #DIV/0!
[19 empty] | 0 | 0 | 0 | 0% | 0 | 0 | 0 | 0 | 0 | 0 | 0 | 0 | #N/A | #N/A | #N/A | #N/A | #N/A | #N/A | #N/A | 0 | 0 | 0 | #DIV/0!
[19 empty] | 0 | 0 | 0 | 0% | 0 | 0 | 0 | 0 | 0 | 0 | 0 | 0 | #N/A | #N/A | #N/A | #N/A | #N/A | #N/A | #N/A | 0 | 0 | 0 | #DIV/0!
[19 empty] | 0 | 0 | 0 | 0% | 0 | 0 | 0 | 0 | 0 | 0 | 0 | 0 | #N/A | #N/A | #N/A | #N/A | #N/A | #N/A | #N/A | 0 | 0 | 0 | #DIV/0!
[19 empty] | 0 | 0 | 0 | 0% | 0 | 0 | 0 | 0 | 0 | 0 | 0 | 0 | #N/A | #N/A | #N/A | #N/A | #N/A | #N/A | #N/A | 0 | 0 | 0 | #DIV/0!
[19 empty] | 0 | 0 | 0 | 0% | 0 | 0 | 0 | 0 | 0 | 0 | 0 | 0 | #N/A | #N/A | #N/A | #N/A | #N/A | #N/A | #N/A | 0 | 0 | 0 | #DIV/0!
[19 empty] | 0 | 0 | 0 | 0% | 0 | 0 | 0 | 0 | 0 | 0 | 0 | 0 | #N/A | #N/A | #N/A | #N/A | #N/A | #N/A | #N/A | 0 | 0 | 0 | #DIV/0!
[19 empty] | 0 | 0 | 0 | 0% | 0 | 0 | 0 | 0 | 0 | 0 | 0 | 0 | #N/A | #N/A | #N/A | #N/A | #N/A | #N/A | #N/A | 0 | 0 | 0 | #DIV/0!
[19 empty] | 0 | 0 | 0 | 0% | 0 | 0 | 0 | 0 | 0 | 0 | 0 | 0 | #N/A | #N/A | #N/A | #N/A | #N/A | #N/A | #N/A | 0 | 0 | 0 | #DIV/0!
[19 empty] | 0 | 0 | 0 | 0% | 0 | 0 | 0 | 0 | 0 | 0 | 0 | 0 | #N/A | #N/A | #N/A | #N/A | #N/A | #N/A | #N/A | 0 | 0 | 0 | #DIV/0!
[19 empty] | 0 | 0 | 0 | 0% | 0 | 0 | 0 | 0 | 0 | 0 | 0 | 0 | #N/A | #N/A | #N/A | #N/A | #N/A | #N/A | #N/A | 0 | 0 | 0 | #DIV/0!
[19 empty] | 0 | 0 | 0 | 0% | 0 | 0 | 0 | 0 | 0 | 0 | 0 | 0 | #N/A | #N/A | #N/A | #N/A | #N/A | #N/A | #N/A | 0 | 0 | 0 | #DIV/0!
[19 empty] | 0 | 0 | 0 | 0% | 0 | 0 | 0 | 0 | 0 | 0 | 0 | 0 | #N/A | #N/A | #N/A | #N/A | #N/A | #N/A | #N/A | 0 | 0 | 0 | #DIV/0!
[19 empty] | 0 | 0 | 0 | 0% | 0 | 0 | 0 | 0 | 0 | 0 | 0 | 0 | #N/A | #N/A | #N/A | #N/A | #N/A | #N/A | #N/A | 0 | 0 | 0 | #DIV/0!
[19 empty] | 0 | 0 | 0 | 0% | 0 | 0 | 0 | 0 | 0 | 0 | 0 | 0 | #N/A | #N/A | #N/A | #N/A | #N/A | #N/A | #N/A | 0 | 0 | 0 | #DIV/0!
[19 empty] | 0 | 0 | 0 | 0% | 0 | 0 | 0 | 0 | 0 | 0 | 0 | 0 | #N/A | #N/A | #N/A | #N/A | #N/A | #N/A | #N/A | 0 | 0 | 0 | #DIV/0!
[19 empty] | 0 | 0 | 0 | 0% | 0 | 0 | 0 | 0 | 0 | 0 | 0 | 0 | #N/A | #N/A | #N/A | #N/A | #N/A | #N/A | #N/A | 0 | 0 | 0 | #DIV/0!
[19 empty] | 0 | 0 | 0 | 0% | 0 | 0 | 0 | 0 | 0 | 0 | 0 | 0 | #N/A | #N/A | #N/A | #N/A | #N/A | #N/A | #N/A | 0 | 0 | 0 | #DIV/0!
[19 empty] | 0 | 0 | 0 | 0% | 0 | 0 | 0 | 0 | 0 | 0 | 0 | 0 | #N/A | #N/A | #N/A | #N/A | #N/A | #N/A | #N/A | 0 | 0 | 0 | #DIV/0!
[19 empty] | 0 | 0 | 0 | 0% | 0 | 0 | 0 | 0 | 0 | 0 | 0 | 0 | #N/A | #N/A | #N/A | #N/A | #N/A | #N/A | #N/A | 0 | 0 | 0 | #DIV/0!
[19 empty] | 0 | 0 | 0 | 0% | 0 | 0 | 0 | 0 | 0 | 0 | 0 | 0 | #N/A | #N/A | #N/A | #N/A | #N/A | #N/A | #N/A | 0 | 0 | 0 | #DIV/0!
[19 empty] | 0 | 0 | 0 | 0% | 0 | 0 | 0 | 0 | 0 | 0 | 0 | 0 | #N/A | #N/A | #N/A | #N/A | #N/A | #N/A | #N/A | 0 | 0 | 0 | #DIV/0!
[19 empty] | 0 | 0 | 0 | 0% | 0 | 0 | 0 | 0 | 0 | 0 | 0 | 0 | #N/A | #N/A | #N/A | #N/A | #N/A | #N/A | #N/A | 0 | 0 | 0 | #DIV/0!
[19 empty] | 0 | 0 | 0 | 0% | 0 | 0 | 0 | 0 | 0 | 0 | 0 | 0 | #N/A | #N/A | #N/A | #N/A | #N/A | #N/A | #N/A | 0 | 0 | 0 | #DIV/0!
[19 empty] | 0 | 0 | 0 | 0% | 0 | 0 | 0 | 0 | 0 | 0 | 0 | 0 | #N/A | #N/A | #N/A | #N/A | #N/A | #N/A | #N/A | 0 | 0 | 0 | #DIV/0!
[19 empty] | 0 | 0 | 0 | 0% | 0 | 0 | 0 | 0 | 0 | 0 | 0 | 0 | #N/A | #N/A | #N/A | #N/A | #N/A | #N/A | #N/A | 0 | 0 | 0 | #DIV/0!
[19 empty] | 0 | 0 | 0 | 0% | 0 | 0 | 0 | 0 | 0 | 0 | 0 | 0 | #N/A | #N/A | #N/A | #N/A | #N/A | #N/A | #N/A | 0 | 0 | 0 | #DIV/0!
[19 empty] | 0 | 0 | 0 | 0% | 0 | 0 | 0 | 0 | 0 | 0 | 0 | 0 | #N/A | #N/A | #N/A | #N/A | #N/A | #N/A | #N/A | 0 | 0 | 0 | #DIV/0!
[19 empty] | 0 | 0 | 0 | 0% | 0 | 0 | 0 | 0 | 0 | 0 | 0 | 0 | #N/A | #N/A | #N/A | #N/A | #N/A | #N/A | #N/A | 0 | 0 | 0 | #DIV/0!
[19 empty] | 0 | 0 | 0 | 0% | 0 | 0 | 0 | 0 | 0 | 0 | 0 | 0 | #N/A | #N/A | #N/A | #N/A | #N/A | #N/A | #N/A | 0 | 0 | 0 | #DIV/0!
[19 empty] | 0 | 0 | 0 | 0% | 0 | 0 | 0 | 0 | 0 | 0 | 0 | 0 | #N/A | #N/A | #N/A | #N/A | #N/A | #N/A | #N/A | 0 | 0 | 0 | #DIV/0!

## CI New Construction {E}
Rtn to Summary |  | Order Number | Program Name | Discount Rate: | 6.8% | [9 empty] | Paste in incentives but use DBtC for Total
| Program: | 18230715 | Commercial Industrial New Construction {E}
| paste |  |  | paste | paste | paste | paste | paste | paste | paste | paste | paste | paste | Paste | paste | paste | paste | paste | Formula: G + H | Formula: (O/A10)*T | Formula: N - M | Formula: O/A10 | Formula: W*A8 | Formula: Q - P | Formula: X + DBtC | Formula: Q + X | Formula: Z/(1+ElecDiscountRate)^1 | Formula: AA/(1+ElecDiscountRate)^1 | Formula: -PV (ElecDiscount Rate,T,R)*J | Formula: - PV (ElecDiscount Rate, T, S)*J |  | AF*J*K |  | AH*J*L | AG + AI |  | AG +AI -AK | formula: Logic to lookup from AC tables and adjust by savings and quantity | Formula: Utility Savings (AM)*1.1+AD+AE | formula: AM/AB | formula: AN/AC
| Sch. No. | Order Number | Program Name | Measure Version | Measure Name | First Period Measure Life | Second period Measure Life | Electric End-Use Type | Number of units offered | Savings per Unit Period 1 | Savngs per Unit Period 2 | Incentives Per Unit | Incremental Measure Cost per Unit | Total First Year Savings | Total Incentive | Total Incremental Measure Cost | Unit First Year Non-Energy Benefits | Unit Annual Net Equipment O&M | Total Measure Life | Weighted Life | Agency or Customer Cost per Unit | Percent Unit overhead | Program Overhead Cost | Total Customer Cost | Total Utility Program Costs | Total Resource Cost | PV Total Utility Program Costs | PV Total Resource Costs | PV Total Non-Energy Benefits | PV Total Net Equipment O&M | Unit PV First period Savings for 1 kWh | Total First Period Savings | Unit PV Savings for Second Period for 1 kWh | Total Second period Savings | Unadjusted Total | Decrement | Final UC Total Savings | PV Total Savings UC | PV Total Savings TRC | UC B/C Ratio | TRC B/C Ratio
DBTC: | E251 | 18230715 | Commercial Industrial New Construction {E} |  | CNC 2025 Planning Measures | 11.3 |  | Comm Space Heat | 1 | 3000000 |  | 3400000 |  | 3000000 | 1395000 | 3027150 |  |  | 11.3 | 11.3 | -3400000 | 100% | 552448.37 | 1632150 | 1947448.37 | 3579598.37 | 1823453.53 | 3351683.867 | 0 | 0 | 1.392 | 4176069.6289 | 1.392 | 0 | 4176069.6289 | 0 | 4176069.6289 | 4176069.6289 | 4593676.5918 | 2.2902 | 1.3706
1395000 | E251 | 18230715 | Commercial Industrial New Construction {E} | [15 empty] | 0 | 0 | 0 | 0% | 0 | 0 | 0 | 0 | 0 | 0 | 0 | 0 | #N/A | #N/A | #N/A | #N/A | #N/A | #N/A | #N/A | 0 | 0 | 0 | #DIV/0!
Program Costs: | E251 | 18230715 | Commercial Industrial New Construction {E} | [15 empty] | 0 | 0 | 0 | 0% | 0 | 0 | 0 | 0 | 0 | 0 | 0 | 0 | #N/A | #N/A | #N/A | #N/A | #N/A | #N/A | #N/A | 0 | 0 | 0 | #DIV/0!
552448.37 | E251 | 18230715 | Commercial Industrial New Construction {E} | [15 empty] | 0 | 0 | 0 | 0% | 0 | 0 | 0 | 0 | 0 | 0 | 0 | 0 | #N/A | #N/A | #N/A | #N/A | #N/A | #N/A | #N/A | 0 | 0 | 0 | #DIV/0!
Total Savings (kWh): | E251 | 18230715 | Commercial Industrial New Construction {E} | [15 empty] | 0 | 0 | 0 | 0% | 0 | 0 | 0 | 0 | 0 | 0 | 0 | 0 | #N/A | #N/A | #N/A | #N/A | #N/A | #N/A | #N/A | 0 | 0 | 0 | #DIV/0!
3000000 | E251 | 18230715 | Commercial Industrial New Construction {E} | [15 empty] | 0 | 0 | 0 | 0% | 0 | 0 | 0 | 0 | 0 | 0 | 0 | 0 | #N/A | #N/A | #N/A | #N/A | #N/A | #N/A | #N/A | 0 | 0 | 0 | #DIV/0!
Total Incentives: | E251 | 18230715 | Commercial Industrial New Construction {E} | [15 empty] | 0 | 0 | 0 | 0% | 0 | 0 | 0 | 0 | 0 | 0 | 0 | 0 | #N/A | #N/A | #N/A | #N/A | #N/A | #N/A | #N/A | 0 | 0 | 0 | #DIV/0!
1395000 | E251 | 18230715 | Commercial Industrial New Construction {E} | [15 empty] | 0 | 0 | 0 | 0% | 0 | 0 | 0 | 0 | 0 | 0 | 0 | 0 | #N/A | #N/A | #N/A | #N/A | #N/A | #N/A | #N/A | 0 | 0 | 0 | #DIV/0!
Total Customer Costs: | E251 | 18230715 | Commercial Industrial New Construction {E} | [15 empty] | 0 | 0 | 0 | 0% | 0 | 0 | 0 | 0 | 0 | 0 | 0 | 0 | #N/A | #N/A | #N/A | #N/A | #N/A | #N/A | #N/A | 0 | 0 | 0 | #DIV/0!
1632150 | E251 | 18230715 | Commercial Industrial New Construction {E} | [15 empty] | 0 | 0 | 0 | 0% | 0 | 0 | 0 | 0 | 0 | 0 | 0 | 0 | #N/A | #N/A | #N/A | #N/A | #N/A | #N/A | #N/A | 0 | 0 | 0 | #DIV/0!
Weighted Avg Life | E251 | 18230715 | Commercial Industrial New Construction {E} | [15 empty] | 0 | 0 | 0 | 0% | 0 | 0 | 0 | 0 | 0 | 0 | 0 | 0 | #N/A | #N/A | #N/A | #N/A | #N/A | #N/A | #N/A | 0 | 0 | 0 | #DIV/0!
11.3 | E251 | 18230715 | Commercial Industrial New Construction {E} | [15 empty] | 0 | 0 | 0 | 0% | 0 | 0 | 0 | 0 | 0 | 0 | 0 | 0 | #N/A | #N/A | #N/A | #N/A | #N/A | #N/A | #N/A | 0 | 0 | 0 | #DIV/0!
Total Utility Cost | E251 | 18230715 | Commercial Industrial New Construction {E} | [15 empty] | 0 | 0 | 0 | 0% | 0 | 0 | 0 | 0 | 0 | 0 | 0 | 0 | #N/A | #N/A | #N/A | #N/A | #N/A | #N/A | #N/A | 0 | 0 | 0 | #DIV/0!
1947448.37 | E251 | 18230715 | Commercial Industrial New Construction {E} | [15 empty] | 0 | 0 | 0 | 0% | 0 | 0 | 0 | 0 | 0 | 0 | 0 | 0 | #N/A | #N/A | #N/A | #N/A | #N/A | #N/A | #N/A | 0 | 0 | 0 | #DIV/0!
Total Resource Cost | E251 | 18230715 | Commercial Industrial New Construction {E} | [15 empty] | 0 | 0 | 0 | 0% | 0 | 0 | 0 | 0 | 0 | 0 | 0 | 0 | #N/A | #N/A | #N/A | #N/A | #N/A | #N/A | #N/A | 0 | 0 | 0 | #DIV/0!
3579598.37 | E251 | 18230715 | Commercial Industrial New Construction {E} | [15 empty] | 0 | 0 | 0 | 0% | 0 | 0 | 0 | 0 | 0 | 0 | 0 | 0 | #N/A | #N/A | #N/A | #N/A | #N/A | #N/A | #N/A | 0 | 0 | 0 | #DIV/0!
UC B/C Ratio | E251 | 18230715 | Commercial Industrial New Construction {E} | [15 empty] | 0 | 0 | 0 | 0% | 0 | 0 | 0 | 0 | 0 | 0 | 0 | 0 | #N/A | #N/A | #N/A | #N/A | #N/A | #N/A | #N/A | 0 | 0 | 0 | #DIV/0!
2.2902 | E251 | 18230715 | Commercial Industrial New Construction {E} | [15 empty] | 0 | 0 | 0 | 0% | 0 | 0 | 0 | 0 | 0 | 0 | 0 | 0 | #N/A | #N/A | #N/A | #N/A | #N/A | #N/A | #N/A | 0 | 0 | 0 | #DIV/0!
TRC B/C Ratio | E251 | 18230715 | Commercial Industrial New Construction {E} | [15 empty] | 0 | 0 | 0 | 0% | 0 | 0 | 0 | 0 | 0 | 0 | 0 | 0 | #N/A | #N/A | #N/A | #N/A | #N/A | #N/A | #N/A | 0 | 0 | 0 | #DIV/0!
1.3706 | E251 | 18230715 | Commercial Industrial New Construction {E} | [15 empty] | 0 | 0 | 0 | 0% | 0 | 0 | 0 | 0 | 0 | 0 | 0 | 0 | #N/A | #N/A | #N/A | #N/A | #N/A | #N/A | #N/A | 0 | 0 | 0 | #DIV/0!
| E251 | 18230715 | Commercial Industrial New Construction {E} | [15 empty] | 0 | 0 | 0 | 0% | 0 | 0 | 0 | 0 | 0 | 0 | 0 | 0 | #N/A | #N/A | #N/A | #N/A | #N/A | #N/A | #N/A | 0 | 0 | 0 | #DIV/0!
[19 empty] | 0 | 0 | 0 | 0% | 0 | 0 | 0 | 0 | 0 | 0 | 0 | 0 | #N/A | #N/A | #N/A | #N/A | #N/A | #N/A | #N/A | 0 | 0 | 0 | #DIV/0!
[19 empty] | 0 | 0 | 0 | 0% | 0 | 0 | 0 | 0 | 0 | 0 | 0 | 0 | #N/A | #N/A | #N/A | #N/A | #N/A | #N/A | #N/A | 0 | 0 | 0 | #DIV/0!

## Com SEM {E}
Rtn to Summary |  | Order Number | Program Name | Discount Rate: | 6.8% | [9 empty] | Paste in incentives but use DBtC for Total
| Program: | 18230723 | Commercial Strategic Energy Management {E}
| paste |  |  | paste | paste | paste | paste | paste | paste | paste | paste | paste | paste | Paste | paste | paste | paste | paste | Formula: G + H | Formula: (O/A10)*T | Formula: N - M | Formula: O/A10 | Formula: W*A8 | Formula: Q - P | Formula: X + DBtC | Formula: Q + X | Formula: Z/(1+ElecDiscountRate)^1 | Formula: AA/(1+ElecDiscountRate)^1 | Formula: -PV (ElecDiscount Rate,T,R)*J | Formula: - PV (ElecDiscount Rate, T, S)*J |  | AF*J*K |  | AH*J*L | AG + AI |  | AG +AI -AK | formula: Logic to lookup from AC tables and adjust by savings and quantity | Formula: Utility Savings (AM)*1.1+AD+AE | formula: AM/AB | formula: AN/AC
| Sch. No. | Order Number | Program Name | Measure Version | Measure Name | First Period Measure Life | Second period Measure Life | Electric End-Use Type | Number of units offered | Savings per Unit Period 1 | Savngs per Unit Period 2 | Incentives Per Unit | Incremental Measure Cost per Unit | Total First Year Savings | Total Incentive | Total Incremental Measure Cost | Unit First Year Non-Energy Benefits | Unit Annual Net Equipment O&M | Total Measure Life | Weighted Life | Agency or Customer Cost per Unit | Percent Unit overhead | Program Overhead Cost | Total Customer Cost | Total Utility Program Costs | Total Resource Cost | PV Total Utility Program Costs | PV Total Resource Costs | PV Total Non-Energy Benefits | PV Total Net Equipment O&M | Unit PV First period Savings for 1 kWh | Total First Period Savings | Unit PV Savings for Second Period for 1 kWh | Total Second period Savings | Unadjusted Total | Decrement | Final UC Total Savings | PV Total Savings UC | PV Total Savings TRC | UC B/C Ratio | TRC B/C Ratio
DBTC: | E253 | 18230723 | Commercial Strategic Energy Management {E} |  | 2025 Planning Measure - CSEM Savings | 3 |  | Comm Flat | 1 | 12000000 |  | 640000 | 870400 | 12000000 | 640000 | 870400 |  |  | 3 | 2.6192 | 230400 | 87.31% | 1277902.2416 | 230400 | 1836671.2038 | 2148302.2416 | 1719729.5915 | 2011518.9528 | 0 | 0 | 0.35724 | 4286863.5019 | 0.35724 | 0 | 4286863.5019 | 0 | 4286863.5019 | 4286863.5019 | 4715549.8521 | 2.4928 | 2.3443
640000 | E253 | 18230723 | Commercial Strategic Energy Management {E} |  | 2025 Planning Measure - HSEM Savings | 3 |  | Comm Flat | 1 | 1744500 |  |  |  | 1744500 |  | 0 |  |  | 3 | 0.38077 | 0 | 12.69% | 185775.0384 | 0 | 267006.0762 | 185775.0384 | 250005.6894 | 173946.6651 | 0 | 0 | 0.35724 | 623202.7816 | 0.35724 | 0 | 623202.7816 | 0 | 623202.7816 | 623202.7816 | 685523.0597 | 2.4928 | 3.941
Program Costs: | E253 | 18230723 | Commercial Strategic Energy Management {E} | [15 empty] | 0 | 0 | 0 | 0% | 0 | 0 | 0 | 0 | 0 | 0 | 0 | 0 | #N/A | #N/A | #N/A | #N/A | #N/A | #N/A | #N/A | 0 | 0 | 0 | #DIV/0!
1463677.28 | E253 | 18230723 | Commercial Strategic Energy Management {E} | [15 empty] | 0 | 0 | 0 | 0% | 0 | 0 | 0 | 0 | 0 | 0 | 0 | 0 | #N/A | #N/A | #N/A | #N/A | #N/A | #N/A | #N/A | 0 | 0 | 0 | #DIV/0!
Total Savings (kWh): | E253 | 18230723 | Commercial Strategic Energy Management {E} | [15 empty] | 0 | 0 | 0 | 0% | 0 | 0 | 0 | 0 | 0 | 0 | 0 | 0 | #N/A | #N/A | #N/A | #N/A | #N/A | #N/A | #N/A | 0 | 0 | 0 | #DIV/0!
13744500 | E253 | 18230723 | Commercial Strategic Energy Management {E} | [15 empty] | 0 | 0 | 0 | 0% | 0 | 0 | 0 | 0 | 0 | 0 | 0 | 0 | #N/A | #N/A | #N/A | #N/A | #N/A | #N/A | #N/A | 0 | 0 | 0 | #DIV/0!
Total Incentives: | E253 | 18230723 | Commercial Strategic Energy Management {E} | [15 empty] | 0 | 0 | 0 | 0% | 0 | 0 | 0 | 0 | 0 | 0 | 0 | 0 | #N/A | #N/A | #N/A | #N/A | #N/A | #N/A | #N/A | 0 | 0 | 0 | #DIV/0!
640000 | E253 | 18230723 | Commercial Strategic Energy Management {E} | [15 empty] | 0 | 0 | 0 | 0% | 0 | 0 | 0 | 0 | 0 | 0 | 0 | 0 | #N/A | #N/A | #N/A | #N/A | #N/A | #N/A | #N/A | 0 | 0 | 0 | #DIV/0!
Total Customer Costs: | E253 | 18230723 | Commercial Strategic Energy Management {E} | [15 empty] | 0 | 0 | 0 | 0% | 0 | 0 | 0 | 0 | 0 | 0 | 0 | 0 | #N/A | #N/A | #N/A | #N/A | #N/A | #N/A | #N/A | 0 | 0 | 0 | #DIV/0!
230400 | E253 | 18230723 | Commercial Strategic Energy Management {E} | [15 empty] | 0 | 0 | 0 | 0% | 0 | 0 | 0 | 0 | 0 | 0 | 0 | 0 | #N/A | #N/A | #N/A | #N/A | #N/A | #N/A | #N/A | 0 | 0 | 0 | #DIV/0!
Weighted Avg Life | E253 | 18230723 | Commercial Strategic Energy Management {E} | [15 empty] | 0 | 0 | 0 | 0% | 0 | 0 | 0 | 0 | 0 | 0 | 0 | 0 | #N/A | #N/A | #N/A | #N/A | #N/A | #N/A | #N/A | 0 | 0 | 0 | #DIV/0!
3 | E253 | 18230723 | Commercial Strategic Energy Management {E} | [15 empty] | 0 | 0 | 0 | 0% | 0 | 0 | 0 | 0 | 0 | 0 | 0 | 0 | #N/A | #N/A | #N/A | #N/A | #N/A | #N/A | #N/A | 0 | 0 | 0 | #DIV/0!
Total Utility Cost | [18 empty] | 0 | 0 | 0 | 0% | 0 | 0 | 0 | 0 | 0 | 0 | 0 | 0 | #N/A | #N/A | #N/A | #N/A | #N/A | #N/A | #N/A | 0 | 0 | 0 | #DIV/0!
2103677.28 | [18 empty] | 0 | 0 | 0 | 0% | 0 | 0 | 0 | 0 | 0 | 0 | 0 | 0 | #N/A | #N/A | #N/A | #N/A | #N/A | #N/A | #N/A | 0 | 0 | 0 | #DIV/0!
Total Resource Cost | [18 empty] | 0 | 0 | 0 | 0% | 0 | 0 | 0 | 0 | 0 | 0 | 0 | 0 | #N/A | #N/A | #N/A | #N/A | #N/A | #N/A | #N/A | 0 | 0 | 0 | #DIV/0!
2334077.28 | [18 empty] | 0 | 0 | 0 | 0% | 0 | 0 | 0 | 0 | 0 | 0 | 0 | 0 | #N/A | #N/A | #N/A | #N/A | #N/A | #N/A | #N/A | 0 | 0 | 0 | #DIV/0!
UC B/C Ratio | [18 empty] | 0 | 0 | 0 | 0% | 0 | 0 | 0 | 0 | 0 | 0 | 0 | 0 | #N/A | #N/A | #N/A | #N/A | #N/A | #N/A | #N/A | 0 | 0 | 0 | #DIV/0!
2.4928 | [18 empty] | 0 | 0 | 0 | 0% | 0 | 0 | 0 | 0 | 0 | 0 | 0 | 0 | #N/A | #N/A | #N/A | #N/A | #N/A | #N/A | #N/A | 0 | 0 | 0 | #DIV/0!
TRC B/C Ratio | [18 empty] | 0 | 0 | 0 | 0% | 0 | 0 | 0 | 0 | 0 | 0 | 0 | 0 | #N/A | #N/A | #N/A | #N/A | #N/A | #N/A | #N/A | 0 | 0 | 0 | #DIV/0!
2.4714 | [18 empty] | 0 | 0 | 0 | 0% | 0 | 0 | 0 | 0 | 0 | 0 | 0 | 0 | #N/A | #N/A | #N/A | #N/A | #N/A | #N/A | #N/A | 0 | 0 | 0 | #DIV/0!
[19 empty] | 0 | 0 | 0 | 0% | 0 | 0 | 0 | 0 | 0 | 0 | 0 | 0 | #N/A | #N/A | #N/A | #N/A | #N/A | #N/A | #N/A | 0 | 0 | 0 | #DIV/0!
[19 empty] | 0 | 0 | 0 | 0% | 0 | 0 | 0 | 0 | 0 | 0 | 0 | 0 | #N/A | #N/A | #N/A | #N/A | #N/A | #N/A | #N/A | 0 | 0 | 0 | #DIV/0!
[19 empty] | 0 | 0 | 0 | 0% | 0 | 0 | 0 | 0 | 0 | 0 | 0 | 0 | #N/A | #N/A | #N/A | #N/A | #N/A | #N/A | #N/A | 0 | 0 | 0 | #DIV/0!
[19 empty] | 0 | 0 | 0 | 0% | 0 | 0 | 0 | 0 | 0 | 0 | 0 | 0 | #N/A | #N/A | #N/A | #N/A | #N/A | #N/A | #N/A | 0 | 0 | 0 | #DIV/0!

## P4P {E}
Rtn to Summary |  | Order Number | Program Name | Discount Rate: | 6.8% | [9 empty] | Paste in incentives but use DBtC for Total
| Program: | 18236102 | Pay for Performance {E}
| paste |  |  | paste | paste | paste | paste | paste | paste | paste | paste | paste | paste | Paste | paste | paste | paste | paste | Formula: G + H | Formula: (O/A10)*T | Formula: N - M | Formula: O/A10 | Formula: W*A8 | Formula: Q - P | Formula: X + DBtC | Formula: Q + X | Formula: Z/(1+ElecDiscountRate)^1 | Formula: AA/(1+ElecDiscountRate)^1 | Formula: -PV (ElecDiscount Rate,T,R)*J | Formula: - PV (ElecDiscount Rate, T, S)*J |  | AF*J*K |  | AH*J*L | AG + AI |  | AG +AI -AK | formula: Logic to lookup from AC tables and adjust by savings and quantity | Formula: Utility Savings (AM)*1.1+AD+AE | formula: AM/AB | formula: AN/AC
| Sch. No. | Order Number | Program Name | Measure Version | Measure Name | First Period Measure Life | Second period Measure Life | Electric End-Use Type | Number of units offered | Savings per Unit Period 1 | Savngs per Unit Period 2 | Incentives Per Unit | Incremental Measure Cost per Unit | Total First Year Savings | Total Incentive | Total Incremental Measure Cost | Unit First Year Non-Energy Benefits | Unit Annual Net Equipment O&M | Total Measure Life | Weighted Life | Agency or Customer Cost per Unit | Percent Unit overhead | Program Overhead Cost | Total Customer Cost | Total Utility Program Costs | Total Resource Cost | PV Total Utility Program Costs | PV Total Resource Costs | PV Total Non-Energy Benefits | PV Total Net Equipment O&M | Unit PV First period Savings for 1 kWh | Total First Period Savings | Unit PV Savings for Second Period for 1 kWh | Total Second period Savings | Unadjusted Total | Decrement | Final UC Total Savings | PV Total Savings UC | PV Total Savings TRC | UC B/C Ratio | TRC B/C Ratio
DBTC: |  | 18236102 | Pay for Performance {E} |  | 2025 Planning Measure | 13.5 |  | Comm Flat | 1 | 1000000 |  | 475000 |  | 1000000 | 475000 | 950000 |  |  | 13.5 | 13.5 | -475000 | 100% | 95196.79 | 475000 | 570196.79 | 1045196.79 | 533892.1255 | 978648.6798 | 0 | 0 | 1.208 | 1207971.3541 | 1.208 | 0 | 1207971.3541 | 0 | 1207971.3541 | 1207971.3541 | 1328768.4896 | 2.2626 | 1.3578
475000 |  | 18236102 | Pay for Performance {E} | [15 empty] | 0 | 0 | 0 | 0% | 0 | 0 | 0 | 0 | 0 | 0 | 0 | 0 | #N/A | #N/A | #N/A | #N/A | #N/A | #N/A | #N/A | 0 | 0 | 0 | #DIV/0!
Program Costs: |  | 18236102 | Pay for Performance {E} | [15 empty] | 0 | 0 | 0 | 0% | 0 | 0 | 0 | 0 | 0 | 0 | 0 | 0 | #N/A | #N/A | #N/A | #N/A | #N/A | #N/A | #N/A | 0 | 0 | 0 | #DIV/0!
95196.79 |  | 18236102 | Pay for Performance {E} | [15 empty] | 0 | 0 | 0 | 0% | 0 | 0 | 0 | 0 | 0 | 0 | 0 | 0 | #N/A | #N/A | #N/A | #N/A | #N/A | #N/A | #N/A | 0 | 0 | 0 | #DIV/0!
Total Savings (kWh): |  | 18236102 | Pay for Performance {E} | [15 empty] | 0 | 0 | 0 | 0% | 0 | 0 | 0 | 0 | 0 | 0 | 0 | 0 | #N/A | #N/A | #N/A | #N/A | #N/A | #N/A | #N/A | 0 | 0 | 0 | #DIV/0!
1000000 |  | 18236102 | Pay for Performance {E} | [15 empty] | 0 | 0 | 0 | 0% | 0 | 0 | 0 | 0 | 0 | 0 | 0 | 0 | #N/A | #N/A | #N/A | #N/A | #N/A | #N/A | #N/A | 0 | 0 | 0 | #DIV/0!
Total Incentives: |  | 18236102 | Pay for Performance {E} | [15 empty] | 0 | 0 | 0 | 0% | 0 | 0 | 0 | 0 | 0 | 0 | 0 | 0 | #N/A | #N/A | #N/A | #N/A | #N/A | #N/A | #N/A | 0 | 0 | 0 | #DIV/0!
475000 |  | 18236102 | Pay for Performance {E} | [15 empty] | 0 | 0 | 0 | 0% | 0 | 0 | 0 | 0 | 0 | 0 | 0 | 0 | #N/A | #N/A | #N/A | #N/A | #N/A | #N/A | #N/A | 0 | 0 | 0 | #DIV/0!
Total Customer Costs: |  | 18236102 | Pay for Performance {E} | [15 empty] | 0 | 0 | 0 | 0% | 0 | 0 | 0 | 0 | 0 | 0 | 0 | 0 | #N/A | #N/A | #N/A | #N/A | #N/A | #N/A | #N/A | 0 | 0 | 0 | #DIV/0!
475000 | [18 empty] | 0 | 0 | 0 | 0% | 0 | 0 | 0 | 0 | 0 | 0 | 0 | 0 | #N/A | #N/A | #N/A | #N/A | #N/A | #N/A | #N/A | 0 | 0 | 0 | #DIV/0!
Weighted Avg Life | [18 empty] | 0 | 0 | 0 | 0% | 0 | 0 | 0 | 0 | 0 | 0 | 0 | 0 | #N/A | #N/A | #N/A | #N/A | #N/A | #N/A | #N/A | 0 | 0 | 0 | #DIV/0!
13.5 | [18 empty] | 0 | 0 | 0 | 0% | 0 | 0 | 0 | 0 | 0 | 0 | 0 | 0 | #N/A | #N/A | #N/A | #N/A | #N/A | #N/A | #N/A | 0 | 0 | 0 | #DIV/0!
Total Utility Cost | [18 empty] | 0 | 0 | 0 | 0% | 0 | 0 | 0 | 0 | 0 | 0 | 0 | 0 | #N/A | #N/A | #N/A | #N/A | #N/A | #N/A | #N/A | 0 | 0 | 0 | #DIV/0!
570196.79 | [18 empty] | 0 | 0 | 0 | 0% | 0 | 0 | 0 | 0 | 0 | 0 | 0 | 0 | #N/A | #N/A | #N/A | #N/A | #N/A | #N/A | #N/A | 0 | 0 | 0 | #DIV/0!
Total Resource Cost | [18 empty] | 0 | 0 | 0 | 0% | 0 | 0 | 0 | 0 | 0 | 0 | 0 | 0 | #N/A | #N/A | #N/A | #N/A | #N/A | #N/A | #N/A | 0 | 0 | 0 | #DIV/0!
1045196.79 | [18 empty] | 0 | 0 | 0 | 0% | 0 | 0 | 0 | 0 | 0 | 0 | 0 | 0 | #N/A | #N/A | #N/A | #N/A | #N/A | #N/A | #N/A | 0 | 0 | 0 | #DIV/0!
UC B/C Ratio | [18 empty] | 0 | 0 | 0 | 0% | 0 | 0 | 0 | 0 | 0 | 0 | 0 | 0 | #N/A | #N/A | #N/A | #N/A | #N/A | #N/A | #N/A | 0 | 0 | 0 | #DIV/0!
2.2626 | [18 empty] | 0 | 0 | 0 | 0% | 0 | 0 | 0 | 0 | 0 | 0 | 0 | 0 | #N/A | #N/A | #N/A | #N/A | #N/A | #N/A | #N/A | 0 | 0 | 0 | #DIV/0!
TRC B/C Ratio | [18 empty] | 0 | 0 | 0 | 0% | 0 | 0 | 0 | 0 | 0 | 0 | 0 | 0 | #N/A | #N/A | #N/A | #N/A | #N/A | #N/A | #N/A | 0 | 0 | 0 | #DIV/0!
1.3578 | [18 empty] | 0 | 0 | 0 | 0% | 0 | 0 | 0 | 0 | 0 | 0 | 0 | 0 | #N/A | #N/A | #N/A | #N/A | #N/A | #N/A | #N/A | 0 | 0 | 0 | #DIV/0!

## LPU 449 {E}
Rtn to Summary |  | Order Number | Program Name | Discount Rate: | 6.8% | [9 empty] | Paste in incentives but use DBtC for Total
| Program: | 18230720 | High Voltage Program 449 {E}
| paste |  |  | paste | paste | paste | paste | paste | paste | paste | paste | paste | paste | Paste | paste | paste | paste | paste | Formula: G + H | Formula: (O/A10)*T | Formula: N - M | Formula: O/A10 | Formula: W*A8 | Formula: Q - P | Formula: X + DBtC | Formula: Q + X | Formula: Z/(1+ElecDiscountRate)^1 | Formula: AA/(1+ElecDiscountRate)^1 | Formula: -PV (ElecDiscount Rate,T,R)*J | Formula: - PV (ElecDiscount Rate, T, S)*J |  | AF*J*K |  | AH*J*L | AG + AI |  | AG +AI -AK | formula: Logic to lookup from AC tables and adjust by savings and quantity | Formula: Utility Savings (AM)*1.1+AD+AE | formula: AM/AB | formula: AN/AC
| Sch. No. | Order Number | Program Name | Measure Version | Measure Name | First Period Measure Life | Second period Measure Life | Electric End-Use Type | Number of units offered | Savings per Unit Period 1 | Savngs per Unit Period 2 | Incentives Per Unit | Incremental Measure Cost per Unit | Total First Year Savings | Total Incentive | Total Incremental Measure Cost | Unit First Year Non-Energy Benefits | Unit Annual Net Equipment O&M | Total Measure Life | Weighted Life | Agency or Customer Cost per Unit | Percent Unit overhead | Program Overhead Cost | Total Customer Cost | Total Utility Program Costs | Total Resource Cost | PV Total Utility Program Costs | PV Total Resource Costs | PV Total Non-Energy Benefits | PV Total Net Equipment O&M | Unit PV First period Savings for 1 kWh | Total First Period Savings | Unit PV Savings for Second Period for 1 kWh | Total Second period Savings | Unadjusted Total | Decrement | Final UC Total Savings | PV Total Savings UC | PV Total Savings TRC | UC B/C Ratio | TRC B/C Ratio
DBTC: | E258 | 18230720 | High Voltage Program 449 {E} |  | 2025 Planning Measure | 17.2 |  | Comm Flat | 1 | 6000000 |  | 4152496 |  | 6000000 | 4152496 | 6436368.8 |  |  | 17.2 | 17.2 | -4152496 | 100% | 229019.89 | 2283872.8 | 4381515.89 | 6665388.69 | 4102542.9682 | 6241000.6461 | 0 | 0 | 1.4316 | 8589523.9552 | 1.4316 | 0 | 8589523.9552 | 0 | 8589523.9552 | 8589523.9552 | 9448476.3507 | 2.0937 | 1.5139
4152496 | E258 | 18230720 | High Voltage Program 449 {E} | [15 empty] | 0 | 0 | 0 | 0% | 0 | 0 | 0 | 0 | 0 | 0 | 0 | 0 | #N/A | #N/A | #N/A | #N/A | #N/A | #N/A | #N/A | 0 | 0 | 0 | #DIV/0!
Program Costs: | E258 | 18230720 | High Voltage Program 449 {E} | [15 empty] | 0 | 0 | 0 | 0% | 0 | 0 | 0 | 0 | 0 | 0 | 0 | 0 | #N/A | #N/A | #N/A | #N/A | #N/A | #N/A | #N/A | 0 | 0 | 0 | #DIV/0!
229019.89 | E258 | 18230720 | High Voltage Program 449 {E} | [15 empty] | 0 | 0 | 0 | 0% | 0 | 0 | 0 | 0 | 0 | 0 | 0 | 0 | #N/A | #N/A | #N/A | #N/A | #N/A | #N/A | #N/A | 0 | 0 | 0 | #DIV/0!
Total Savings (kWh): | E258 | 18230720 | High Voltage Program 449 {E} | [15 empty] | 0 | 0 | 0 | 0% | 0 | 0 | 0 | 0 | 0 | 0 | 0 | 0 | #N/A | #N/A | #N/A | #N/A | #N/A | #N/A | #N/A | 0 | 0 | 0 | #DIV/0!
6000000 | E258 | 18230720 | High Voltage Program 449 {E} | [15 empty] | 0 | 0 | 0 | 0% | 0 | 0 | 0 | 0 | 0 | 0 | 0 | 0 | #N/A | #N/A | #N/A | #N/A | #N/A | #N/A | #N/A | 0 | 0 | 0 | #DIV/0!
Total Incentives: | E258 | 18230720 | High Voltage Program 449 {E} | [15 empty] | 0 | 0 | 0 | 0% | 0 | 0 | 0 | 0 | 0 | 0 | 0 | 0 | #N/A | #N/A | #N/A | #N/A | #N/A | #N/A | #N/A | 0 | 0 | 0 | #DIV/0!
4152496 | E258 | 18230720 | High Voltage Program 449 {E} | [15 empty] | 0 | 0 | 0 | 0% | 0 | 0 | 0 | 0 | 0 | 0 | 0 | 0 | #N/A | #N/A | #N/A | #N/A | #N/A | #N/A | #N/A | 0 | 0 | 0 | #DIV/0!
Total Customer Costs: | E258 | 18230720 | High Voltage Program 449 {E} | [15 empty] | 0 | 0 | 0 | 0% | 0 | 0 | 0 | 0 | 0 | 0 | 0 | 0 | #N/A | #N/A | #N/A | #N/A | #N/A | #N/A | #N/A | 0 | 0 | 0 | #DIV/0!
2283872.8 | [18 empty] | 0 | 0 | 0 | 0% | 0 | 0 | 0 | 0 | 0 | 0 | 0 | 0 | #N/A | #N/A | #N/A | #N/A | #N/A | #N/A | #N/A | 0 | 0 | 0 | #DIV/0!
Weighted Avg Life | [18 empty] | 0 | 0 | 0 | 0% | 0 | 0 | 0 | 0 | 0 | 0 | 0 | 0 | #N/A | #N/A | #N/A | #N/A | #N/A | #N/A | #N/A | 0 | 0 | 0 | #DIV/0!
17.2 | [18 empty] | 0 | 0 | 0 | 0% | 0 | 0 | 0 | 0 | 0 | 0 | 0 | 0 | #N/A | #N/A | #N/A | #N/A | #N/A | #N/A | #N/A | 0 | 0 | 0 | #DIV/0!
Total Utility Cost | [18 empty] | 0 | 0 | 0 | 0% | 0 | 0 | 0 | 0 | 0 | 0 | 0 | 0 | #N/A | #N/A | #N/A | #N/A | #N/A | #N/A | #N/A | 0 | 0 | 0 | #DIV/0!
4381515.89 | [18 empty] | 0 | 0 | 0 | 0% | 0 | 0 | 0 | 0 | 0 | 0 | 0 | 0 | #N/A | #N/A | #N/A | #N/A | #N/A | #N/A | #N/A | 0 | 0 | 0 | #DIV/0!
Total Resource Cost | [18 empty] | 0 | 0 | 0 | 0% | 0 | 0 | 0 | 0 | 0 | 0 | 0 | 0 | #N/A | #N/A | #N/A | #N/A | #N/A | #N/A | #N/A | 0 | 0 | 0 | #DIV/0!
6665388.69 | [18 empty] | 0 | 0 | 0 | 0% | 0 | 0 | 0 | 0 | 0 | 0 | 0 | 0 | #N/A | #N/A | #N/A | #N/A | #N/A | #N/A | #N/A | 0 | 0 | 0 | #DIV/0!
UC B/C Ratio | [18 empty] | 0 | 0 | 0 | 0% | 0 | 0 | 0 | 0 | 0 | 0 | 0 | 0 | #N/A | #N/A | #N/A | #N/A | #N/A | #N/A | #N/A | 0 | 0 | 0 | #DIV/0!
2.0937 | [18 empty] | 0 | 0 | 0 | 0% | 0 | 0 | 0 | 0 | 0 | 0 | 0 | 0 | #N/A | #N/A | #N/A | #N/A | #N/A | #N/A | #N/A | 0 | 0 | 0 | #DIV/0!
TRC B/C Ratio | [18 empty] | 0 | 0 | 0 | 0% | 0 | 0 | 0 | 0 | 0 | 0 | 0 | 0 | #N/A | #N/A | #N/A | #N/A | #N/A | #N/A | #N/A | 0 | 0 | 0 | #DIV/0!
1.5139 | [18 empty] | 0 | 0 | 0 | 0% | 0 | 0 | 0 | 0 | 0 | 0 | 0 | 0 | #N/A | #N/A | #N/A | #N/A | #N/A | #N/A | #N/A | 0 | 0 | 0 | #DIV/0!

## LPU Non-449 {E}
Rtn to Summary |  | Order Number | Program Name | Discount Rate: | 6.8% | [9 empty] | Paste in incentives but use DBtC for Total
| Program: | 18230721 | High Voltage Program 40 46 49 {E}
| paste |  |  | paste | paste | paste | paste | paste | paste | paste | paste | paste | paste | Paste | paste | paste | paste | paste | Formula: G + H | Formula: (O/A10)*T | Formula: N - M | Formula: O/A10 | Formula: W*A8 | Formula: Q - P | Formula: X + DBtC | Formula: Q + X | Formula: Z/(1+ElecDiscountRate)^1 | Formula: AA/(1+ElecDiscountRate)^1 | Formula: -PV (ElecDiscount Rate,T,R)*J | Formula: - PV (ElecDiscount Rate, T, S)*J |  | AF*J*K |  | AH*J*L | AG + AI |  | AG +AI -AK | formula: Logic to lookup from AC tables and adjust by savings and quantity | Formula: Utility Savings (AM)*1.1+AD+AE | formula: AM/AB | formula: AN/AC
| Sch. No. | Order Number | Program Name | Measure Version | Measure Name | First Period Measure Life | Second period Measure Life | Electric End-Use Type | Number of units offered | Savings per Unit Period 1 | Savngs per Unit Period 2 | Incentives Per Unit | Incremental Measure Cost per Unit | Total First Year Savings | Total Incentive | Total Incremental Measure Cost | Unit First Year Non-Energy Benefits | Unit Annual Net Equipment O&M | Total Measure Life | Weighted Life | Agency or Customer Cost per Unit | Percent Unit overhead | Program Overhead Cost | Total Customer Cost | Total Utility Program Costs | Total Resource Cost | PV Total Utility Program Costs | PV Total Resource Costs | PV Total Non-Energy Benefits | PV Total Net Equipment O&M | Unit PV First period Savings for 1 kWh | Total First Period Savings | Unit PV Savings for Second Period for 1 kWh | Total Second period Savings | Unadjusted Total | Decrement | Final UC Total Savings | PV Total Savings UC | PV Total Savings TRC | UC B/C Ratio | TRC B/C Ratio
DBTC: | E258 | 18230721 | High Voltage Program 40 46 49 {E} |  | 2025 Planning Measure | 14.18 |  | Comm Flat | 1 | 800000 |  | 1086700 | 1684385 | 800000 | 1086700 | 1684385 |  |  | 14.18 | 14.18 | 597685 | 100% | 168583.24 | 597685 | 1255283.24 | 1852968.24 | 1175358.839 | 1734988.9888 | 0 | 0 | 1.2696 | 1015641.8616 | 1.2696 | 0 | 1015641.8616 | 0 | 1015641.8616 | 1015641.8616 | 1117206.0478 | 0.86411 | 0.64393
1086700 | E258 | 18230721 | High Voltage Program 40 46 49 {E} | [15 empty] | 0 | 0 | 0 | 0% | 0 | 0 | 0 | 0 | 0 | 0 | 0 | 0 | #N/A | #N/A | #N/A | #N/A | #N/A | #N/A | #N/A | 0 | 0 | 0 | #DIV/0!
Program Costs: | E258 | 18230721 | High Voltage Program 40 46 49 {E} | [15 empty] | 0 | 0 | 0 | 0% | 0 | 0 | 0 | 0 | 0 | 0 | 0 | 0 | #N/A | #N/A | #N/A | #N/A | #N/A | #N/A | #N/A | 0 | 0 | 0 | #DIV/0!
168583.24 | E258 | 18230721 | High Voltage Program 40 46 49 {E} | [15 empty] | 0 | 0 | 0 | 0% | 0 | 0 | 0 | 0 | 0 | 0 | 0 | 0 | #N/A | #N/A | #N/A | #N/A | #N/A | #N/A | #N/A | 0 | 0 | 0 | #DIV/0!
Total Savings (kWh): | E258 | 18230721 | High Voltage Program 40 46 49 {E} | [15 empty] | 0 | 0 | 0 | 0% | 0 | 0 | 0 | 0 | 0 | 0 | 0 | 0 | #N/A | #N/A | #N/A | #N/A | #N/A | #N/A | #N/A | 0 | 0 | 0 | #DIV/0!
800000 | E258 | 18230721 | High Voltage Program 40 46 49 {E} | [15 empty] | 0 | 0 | 0 | 0% | 0 | 0 | 0 | 0 | 0 | 0 | 0 | 0 | #N/A | #N/A | #N/A | #N/A | #N/A | #N/A | #N/A | 0 | 0 | 0 | #DIV/0!
Total Incentives: | E258 | 18230721 | High Voltage Program 40 46 49 {E} | [15 empty] | 0 | 0 | 0 | 0% | 0 | 0 | 0 | 0 | 0 | 0 | 0 | 0 | #N/A | #N/A | #N/A | #N/A | #N/A | #N/A | #N/A | 0 | 0 | 0 | #DIV/0!
1086700 | E258 | 18230721 | High Voltage Program 40 46 49 {E} | [15 empty] | 0 | 0 | 0 | 0% | 0 | 0 | 0 | 0 | 0 | 0 | 0 | 0 | #N/A | #N/A | #N/A | #N/A | #N/A | #N/A | #N/A | 0 | 0 | 0 | #DIV/0!
Total Customer Costs: | E258 | 18230721 | High Voltage Program 40 46 49 {E} | [15 empty] | 0 | 0 | 0 | 0% | 0 | 0 | 0 | 0 | 0 | 0 | 0 | 0 | #N/A | #N/A | #N/A | #N/A | #N/A | #N/A | #N/A | 0 | 0 | 0 | #DIV/0!
597685 | [18 empty] | 0 | 0 | 0 | 0% | 0 | 0 | 0 | 0 | 0 | 0 | 0 | 0 | #N/A | #N/A | #N/A | #N/A | #N/A | #N/A | #N/A | 0 | 0 | 0 | #DIV/0!
Weighted Avg Life | [18 empty] | 0 | 0 | 0 | 0% | 0 | 0 | 0 | 0 | 0 | 0 | 0 | 0 | #N/A | #N/A | #N/A | #N/A | #N/A | #N/A | #N/A | 0 | 0 | 0 | #DIV/0!
14.18 | [18 empty] | 0 | 0 | 0 | 0% | 0 | 0 | 0 | 0 | 0 | 0 | 0 | 0 | #N/A | #N/A | #N/A | #N/A | #N/A | #N/A | #N/A | 0 | 0 | 0 | #DIV/0!
Total Utility Cost | [18 empty] | 0 | 0 | 0 | 0% | 0 | 0 | 0 | 0 | 0 | 0 | 0 | 0 | #N/A | #N/A | #N/A | #N/A | #N/A | #N/A | #N/A | 0 | 0 | 0 | #DIV/0!
1255283.24 | [18 empty] | 0 | 0 | 0 | 0% | 0 | 0 | 0 | 0 | 0 | 0 | 0 | 0 | #N/A | #N/A | #N/A | #N/A | #N/A | #N/A | #N/A | 0 | 0 | 0 | #DIV/0!
Total Resource Cost | [18 empty] | 0 | 0 | 0 | 0% | 0 | 0 | 0 | 0 | 0 | 0 | 0 | 0 | #N/A | #N/A | #N/A | #N/A | #N/A | #N/A | #N/A | 0 | 0 | 0 | #DIV/0!
1852968.24 | [18 empty] | 0 | 0 | 0 | 0% | 0 | 0 | 0 | 0 | 0 | 0 | 0 | 0 | #N/A | #N/A | #N/A | #N/A | #N/A | #N/A | #N/A | 0 | 0 | 0 | #DIV/0!
UC B/C Ratio | [18 empty] | 0 | 0 | 0 | 0% | 0 | 0 | 0 | 0 | 0 | 0 | 0 | 0 | #N/A | #N/A | #N/A | #N/A | #N/A | #N/A | #N/A | 0 | 0 | 0 | #DIV/0!
0.86411 | [18 empty] | 0 | 0 | 0 | 0% | 0 | 0 | 0 | 0 | 0 | 0 | 0 | 0 | #N/A | #N/A | #N/A | #N/A | #N/A | #N/A | #N/A | 0 | 0 | 0 | #DIV/0!
TRC B/C Ratio | [18 empty] | 0 | 0 | 0 | 0% | 0 | 0 | 0 | 0 | 0 | 0 | 0 | 0 | #N/A | #N/A | #N/A | #N/A | #N/A | #N/A | #N/A | 0 | 0 | 0 | #DIV/0!
0.64393 | [18 empty] | 0 | 0 | 0 | 0% | 0 | 0 | 0 | 0 | 0 | 0 | 0 | 0 | #N/A | #N/A | #N/A | #N/A | #N/A | #N/A | #N/A | 0 | 0 | 0 | #DIV/0!

## Lighting to Go {E}
Rtn to Summary |  | Order Number | Program Name | Discount Rate: | 6.8% | [9 empty] | Paste in incentives but use DBtC for Total
| Program: | 18230714 | Lighting to Go {E}
| paste |  |  | paste | paste | paste | paste | paste | paste | paste | paste | paste | paste | Paste | paste | paste | paste | paste | Formula: G + H | Formula: (O/A10)*T | Formula: N - M | Formula: O/A10 | Formula: W*A8 | Formula: Q - P | Formula: X + DBtC | Formula: Q + X | Formula: Z/(1+ElecDiscountRate)^1 | Formula: AA/(1+ElecDiscountRate)^1 | Formula: -PV (ElecDiscount Rate,T,R)*J | Formula: - PV (ElecDiscount Rate, T, S)*J |  | AF*J*K |  | AH*J*L | AG + AI |  | AG +AI -AK | formula: Logic to lookup from AC tables and adjust by savings and quantity | Formula: Utility Savings (AM)*1.1+AD+AE | formula: AM/AB | formula: AN/AC
| Sch. No. | Order Number | Program Name | Measure Version | Measure Name | First Period Measure Life | Second period Measure Life | Electric End-Use Type | Number of units offered | Savings per Unit Period 1 | Savngs per Unit Period 2 | Incentives Per Unit | Incremental Measure Cost per Unit | Total First Year Savings | Total Incentive | Total Incremental Measure Cost | Unit First Year Non-Energy Benefits | Unit Annual Net Equipment O&M | Total Measure Life | Weighted Life | Agency or Customer Cost per Unit | Percent Unit overhead | Program Overhead Cost | Total Customer Cost | Total Utility Program Costs | Total Resource Cost | PV Total Utility Program Costs | PV Total Resource Costs | PV Total Non-Energy Benefits | PV Total Net Equipment O&M | Unit PV First period Savings for 1 kWh | Total First Period Savings | Unit PV Savings for Second Period for 1 kWh | Total Second period Savings | Unadjusted Total | Decrement | Final UC Total Savings | PV Total Savings UC | PV Total Savings TRC | UC B/C Ratio | TRC B/C Ratio
DBTC: | E262 | 18230714 | Lighting to Go {E} | N/A - 1 | L2G Planning Measures 2025 | 15 | 0 | Comm Lighting | 1 | 13500000 | 0 | 2031735.42 | 2031735.42 | 13500000 | 2031735.42 | 2031735.42 | 0 |  | 15 | 15 | 0 | 100% | 527776.34 | 0 | 2559511.76 | 2559511.76 | 2396546.5918 | 2396546.5918 | 0 | 0 | 1.3607 | 18368822.7565 | 1.3607 | 0 | 18368822.7565 | 0 | 18368822.7565 | 18368822.7565 | 20205705.0322 | 7.6647 | 8.4312
2031735.42 | E262 | 18230714 | Lighting to Go {E} | [15 empty] | 0 | 0 | 0 | 0% | 0 | 0 | 0 | 0 | 0 | 0 | 0 | 0 | #N/A | #N/A | #N/A | #N/A | #N/A | #N/A | #N/A | 0 | 0 | 0 | #DIV/0!
Program Costs: | E262 | 18230714 | Lighting to Go {E} | [15 empty] | 0 | 0 | 0 | 0% | 0 | 0 | 0 | 0 | 0 | 0 | 0 | 0 | #N/A | #N/A | #N/A | #N/A | #N/A | #N/A | #N/A | 0 | 0 | 0 | #DIV/0!
527776.34 | E262 | 18230714 | Lighting to Go {E} | [15 empty] | 0 | 0 | 0 | 0% | 0 | 0 | 0 | 0 | 0 | 0 | 0 | 0 | #N/A | #N/A | #N/A | #N/A | #N/A | #N/A | #N/A | 0 | 0 | 0 | #DIV/0!
Total Savings (kWh): | E262 | 18230714 | Lighting to Go {E} | [15 empty] | 0 | 0 | 0 | 0% | 0 | 0 | 0 | 0 | 0 | 0 | 0 | 0 | #N/A | #N/A | #N/A | #N/A | #N/A | #N/A | #N/A | 0 | 0 | 0 | #DIV/0!
13500000 | E262 | 18230714 | Lighting to Go {E} | [15 empty] | 0 | 0 | 0 | 0% | 0 | 0 | 0 | 0 | 0 | 0 | 0 | 0 | #N/A | #N/A | #N/A | #N/A | #N/A | #N/A | #N/A | 0 | 0 | 0 | #DIV/0!
Total Incentives: | E262 | 18230714 | Lighting to Go {E} | [15 empty] | 0 | 0 | 0 | 0% | 0 | 0 | 0 | 0 | 0 | 0 | 0 | 0 | #N/A | #N/A | #N/A | #N/A | #N/A | #N/A | #N/A | 0 | 0 | 0 | #DIV/0!
2031735.42 | E262 | 18230714 | Lighting to Go {E} | [15 empty] | 0 | 0 | 0 | 0% | 0 | 0 | 0 | 0 | 0 | 0 | 0 | 0 | #N/A | #N/A | #N/A | #N/A | #N/A | #N/A | #N/A | 0 | 0 | 0 | #DIV/0!
Total Customer Costs: | E262 | 18230714 | Lighting to Go {E} | [15 empty] | 0 | 0 | 0 | 0% | 0 | 0 | 0 | 0 | 0 | 0 | 0 | 0 | #N/A | #N/A | #N/A | #N/A | #N/A | #N/A | #N/A | 0 | 0 | 0 | #DIV/0!
0 | E262 | 18230714 | Lighting to Go {E} | [15 empty] | 0 | 0 | 0 | 0% | 0 | 0 | 0 | 0 | 0 | 0 | 0 | 0 | #N/A | #N/A | #N/A | #N/A | #N/A | #N/A | #N/A | 0 | 0 | 0 | #DIV/0!
Weighted Avg Life | E262 | 18230714 | Lighting to Go {E} | [15 empty] | 0 | 0 | 0 | 0% | 0 | 0 | 0 | 0 | 0 | 0 | 0 | 0 | #N/A | #N/A | #N/A | #N/A | #N/A | #N/A | #N/A | 0 | 0 | 0 | #DIV/0!
15 | E262 | 18230714 | Lighting to Go {E} | [15 empty] | 0 | 0 | 0 | 0% | 0 | 0 | 0 | 0 | 0 | 0 | 0 | 0 | #N/A | #N/A | #N/A | #N/A | #N/A | #N/A | #N/A | 0 | 0 | 0 | #DIV/0!
Total Utility Cost | E262 | 18230714 | Lighting to Go {E} | [15 empty] | 0 | 0 | 0 | 0% | 0 | 0 | 0 | 0 | 0 | 0 | 0 | 0 | #N/A | #N/A | #N/A | #N/A | #N/A | #N/A | #N/A | 0 | 0 | 0 | #DIV/0!
2559511.76 | E262 | 18230714 | Lighting to Go {E} | [15 empty] | 0 | 0 | 0 | 0% | 0 | 0 | 0 | 0 | 0 | 0 | 0 | 0 | #N/A | #N/A | #N/A | #N/A | #N/A | #N/A | #N/A | 0 | 0 | 0 | #DIV/0!
Total Resource Cost | E262 | 18230714 | Lighting to Go {E} | [15 empty] | 0 | 0 | 0 | 0% | 0 | 0 | 0 | 0 | 0 | 0 | 0 | 0 | #N/A | #N/A | #N/A | #N/A | #N/A | #N/A | #N/A | 0 | 0 | 0 | #DIV/0!
2559511.76 | E262 | 18230714 | Lighting to Go {E} | [15 empty] | 0 | 0 | 0 | 0% | 0 | 0 | 0 | 0 | 0 | 0 | 0 | 0 | #N/A | #N/A | #N/A | #N/A | #N/A | #N/A | #N/A | 0 | 0 | 0 | #DIV/0!
UC B/C Ratio | E262 | 18230714 | Lighting to Go {E} | [15 empty] | 0 | 0 | 0 | 0% | 0 | 0 | 0 | 0 | 0 | 0 | 0 | 0 | #N/A | #N/A | #N/A | #N/A | #N/A | #N/A | #N/A | 0 | 0 | 0 | #DIV/0!
7.6647 | E262 | 18230714 | Lighting to Go {E} | [15 empty] | 0 | 0 | 0 | 0% | 0 | 0 | 0 | 0 | 0 | 0 | 0 | 0 | #N/A | #N/A | #N/A | #N/A | #N/A | #N/A | #N/A | 0 | 0 | 0 | #DIV/0!
TRC B/C Ratio | E262 | 18230714 | Lighting to Go {E} | [15 empty] | 0 | 0 | 0 | 0% | 0 | 0 | 0 | 0 | 0 | 0 | 0 | 0 | #N/A | #N/A | #N/A | #N/A | #N/A | #N/A | #N/A | 0 | 0 | 0 | #DIV/0!
8.4312 | E262 | 18230714 | Lighting to Go {E} | [15 empty] | 0 | 0 | 0 | 0% | 0 | 0 | 0 | 0 | 0 | 0 | 0 | 0 | #N/A | #N/A | #N/A | #N/A | #N/A | #N/A | #N/A | 0 | 0 | 0 | #DIV/0!
| E262 | 18230714 | Lighting to Go {E} | [15 empty] | 0 | 0 | 0 | 0% | 0 | 0 | 0 | 0 | 0 | 0 | 0 | 0 | #N/A | #N/A | #N/A | #N/A | #N/A | #N/A | #N/A | 0 | 0 | 0 | #DIV/0!
| E262 | 18230714 | Lighting to Go {E} | [15 empty] | 0 | 0 | 0 | 0% | 0 | 0 | 0 | 0 | 0 | 0 | 0 | 0 | #N/A | #N/A | #N/A | #N/A | #N/A | #N/A | #N/A | 0 | 0 | 0 | #DIV/0!
| E262 | 18230714 | Lighting to Go {E} | [15 empty] | 0 | 0 | 0 | 0% | 0 | 0 | 0 | 0 | 0 | 0 | 0 | 0 | #N/A | #N/A | #N/A | #N/A | #N/A | #N/A | #N/A | 0 | 0 | 0 | #DIV/0!
| E262 | 18230714 | Lighting to Go {E} | [15 empty] | 0 | 0 | 0 | 0% | 0 | 0 | 0 | 0 | 0 | 0 | 0 | 0 | #N/A | #N/A | #N/A | #N/A | #N/A | #N/A | #N/A | 0 | 0 | 0 | #DIV/0!
| E262 | 18230714 | Lighting to Go {E} | [15 empty] | 0 | 0 | 0 | 0% | 0 | 0 | 0 | 0 | 0 | 0 | 0 | 0 | #N/A | #N/A | #N/A | #N/A | #N/A | #N/A | #N/A | 0 | 0 | 0 | #DIV/0!
| E262 | 18230714 | Lighting to Go {E} | [15 empty] | 0 | 0 | 0 | 0% | 0 | 0 | 0 | 0 | 0 | 0 | 0 | 0 | #N/A | #N/A | #N/A | #N/A | #N/A | #N/A | #N/A | 0 | 0 | 0 | #DIV/0!
| E262 | 18230714 | Lighting to Go {E} | [15 empty] | 0 | 0 | 0 | 0% | 0 | 0 | 0 | 0 | 0 | 0 | 0 | 0 | #N/A | #N/A | #N/A | #N/A | #N/A | #N/A | #N/A | 0 | 0 | 0 | #DIV/0!
| E262 | 18230714 | Lighting to Go {E} | [15 empty] | 0 | 0 | 0 | 0% | 0 | 0 | 0 | 0 | 0 | 0 | 0 | 0 | #N/A | #N/A | #N/A | #N/A | #N/A | #N/A | #N/A | 0 | 0 | 0 | #DIV/0!
| E262 | 18230714 | Lighting to Go {E} | [15 empty] | 0 | 0 | 0 | 0% | 0 | 0 | 0 | 0 | 0 | 0 | 0 | 0 | #N/A | #N/A | #N/A | #N/A | #N/A | #N/A | #N/A | 0 | 0 | 0 | #DIV/0!
| E262 | 18230714 | Lighting to Go {E} | [15 empty] | 0 | 0 | 0 | 0% | 0 | 0 | 0 | 0 | 0 | 0 | 0 | 0 | #N/A | #N/A | #N/A | #N/A | #N/A | #N/A | #N/A | 0 | 0 | 0 | #DIV/0!
[19 empty] | 0 | 0 | 0 | 0% | 0 | 0 | 0 | 0 | 0 | 0 | 0 | 0 | #N/A | #N/A | #N/A | #N/A | #N/A | #N/A | #N/A | 0 | 0 | 0 | #DIV/0!
[19 empty] | 0 | 0 | 0 | 0% | 0 | 0 | 0 | 0 | 0 | 0 | 0 | 0 | #N/A | #N/A | #N/A | #N/A | #N/A | #N/A | #N/A | 0 | 0 | 0 | #DIV/0!
[19 empty] | 0 | 0 | 0 | 0% | 0 | 0 | 0 | 0 | 0 | 0 | 0 | 0 | #N/A | #N/A | #N/A | #N/A | #N/A | #N/A | #N/A | 0 | 0 | 0 | #DIV/0!
[19 empty] | 0 | 0 | 0 | 0% | 0 | 0 | 0 | 0 | 0 | 0 | 0 | 0 | #N/A | #N/A | #N/A | #N/A | #N/A | #N/A | #N/A | 0 | 0 | 0 | #DIV/0!
[19 empty] | 0 | 0 | 0 | 0% | 0 | 0 | 0 | 0 | 0 | 0 | 0 | 0 | #N/A | #N/A | #N/A | #N/A | #N/A | #N/A | #N/A | 0 | 0 | 0 | #DIV/0!
[19 empty] | 0 | 0 | 0 | 0% | 0 | 0 | 0 | 0 | 0 | 0 | 0 | 0 | #N/A | #N/A | #N/A | #N/A | #N/A | #N/A | #N/A | 0 | 0 | 0 | #DIV/0!
[19 empty] | 0 | 0 | 0 | 0% | 0 | 0 | 0 | 0 | 0 | 0 | 0 | 0 | #N/A | #N/A | #N/A | #N/A | #N/A | #N/A | #N/A | 0 | 0 | 0 | #DIV/0!
[19 empty] | 0 | 0 | 0 | 0% | 0 | 0 | 0 | 0 | 0 | 0 | 0 | 0 | #N/A | #N/A | #N/A | #N/A | #N/A | #N/A | #N/A | 0 | 0 | 0 | #DIV/0!
[19 empty] | 0 | 0 | 0 | 0% | 0 | 0 | 0 | 0 | 0 | 0 | 0 | 0 | #N/A | #N/A | #N/A | #N/A | #N/A | #N/A | #N/A | 0 | 0 | 0 | #DIV/0!
[19 empty] | 0 | 0 | 0 | 0% | 0 | 0 | 0 | 0 | 0 | 0 | 0 | 0 | #N/A | #N/A | #N/A | #N/A | #N/A | #N/A | #N/A | 0 | 0 | 0 | #DIV/0!
[19 empty] | 0 | 0 | 0 | 0% | 0 | 0 | 0 | 0 | 0 | 0 | 0 | 0 | #N/A | #N/A | #N/A | #N/A | #N/A | #N/A | #N/A | 0 | 0 | 0 | #DIV/0!
[19 empty] | 0 | 0 | 0 | 0% | 0 | 0 | 0 | 0 | 0 | 0 | 0 | 0 | #N/A | #N/A | #N/A | #N/A | #N/A | #N/A | #N/A | 0 | 0 | 0 | #DIV/0!
[19 empty] | 0 | 0 | 0 | 0% | 0 | 0 | 0 | 0 | 0 | 0 | 0 | 0 | #N/A | #N/A | #N/A | #N/A | #N/A | #N/A | #N/A | 0 | 0 | 0 | #DIV/0!
[19 empty] | 0 | 0 | 0 | 0% | 0 | 0 | 0 | 0 | 0 | 0 | 0 | 0 | #N/A | #N/A | #N/A | #N/A | #N/A | #N/A | #N/A | 0 | 0 | 0 | #DIV/0!

## Commercial Foodservice {E}
Rtn to Summary |  | Order Number | Program Name | Discount Rate: | 6.8% | [9 empty] | Paste in incentives but use DBtC for Total
| Program: | 18230716 | Commercial Foodservice {E}
| paste |  |  | paste | paste | paste | paste | paste | paste | paste | paste | paste | paste | Paste | paste | paste | paste | paste | Formula: G + H | Formula: (O/A10)*T | Formula: N - M | Formula: O/A10 | Formula: W*A8 | Formula: Q - P | Formula: X + DBtC | Formula: Q + X | Formula: Z/(1+ElecDiscountRate)^1 | Formula: AA/(1+ElecDiscountRate)^1 | Formula: -PV (ElecDiscount Rate,T,R)*J | Formula: - PV (ElecDiscount Rate, T, S)*J |  | AF*J*K |  | AH*J*L | AG + AI |  | AG +AI -AK | formula: Logic to lookup from AC tables and adjust by savings and quantity | Formula: Utility Savings (AM)*1.1+AD+AE | formula: AM/AB | formula: AN/AC
| Sch. No. | Order Number | Program Name | Measure Version | Measure Name | First Period Measure Life | Second period Measure Life | Electric End-Use Type | Number of units offered | Savings per Unit Period 1 | Savngs per Unit Period 2 | Incentives Per Unit | Incremental Measure Cost per Unit | Total First Year Savings | Total Incentive | Total Incremental Measure Cost | Unit First Year Non-Energy Benefits | Unit Annual Net Equipment O&M | Total Measure Life | Weighted Life | Agency or Customer Cost per Unit | Percent Unit overhead | Program Overhead Cost | Total Customer Cost | Total Utility Program Costs | Total Resource Cost | PV Total Utility Program Costs | PV Total Resource Costs | PV Total Non-Energy Benefits | PV Total Net Equipment O&M | Unit PV First period Savings for 1 kWh | Total First Period Savings | Unit PV Savings for Second Period for 1 kWh | Total Second period Savings | Unadjusted Total | Decrement | Final UC Total Savings | PV Total Savings UC | PV Total Savings TRC | UC B/C Ratio | TRC B/C Ratio
DBTC: | E262 | 18230716 | Commercial Foodservice {E} | 0 | 2025 - Midstream Program Planning Line - Incentives | 12 |  | Comm Cooking | 1 | 1111661 |  | 606896 | 845636 | 1111661 | 606896 | 845636 | 116942 |  | 12 | 11.4736 | 238740 | 95.61% | 378034.1363 | 238740 | 1002833.0519 | 1223670.1363 | 938982.2583 | 1145758.5546 | 938815.2465 | 0 | 1.1266 | 1252447.7329 | 1.1266 | 0 | 1252447.7329 | 0 | 1252447.7329 | 1252447.7329 | 2316507.7527 | 1.3338 | 2.0218
653463 | E262 | 18230716 | Commercial Foodservice {E} | 0 | 2025 - Midstream Program Planning Line - SPIFFS ONLY | 1 |  | Comm Cooking | 1 | 0 |  | 24567 | 0 | 0 | 24567 | 0 | 0 |  | 1 | 0 | -24567 | 0% | 0 | -24567 | 0 | 0 | 0 | 0 | 0 | 0 | 0.12376 | 0 | 0.12376 | 0 | 0 | 0 | 0 | 0 | 0 | 0 | #DIV/0!
Program Costs: | E262 | 18230716 | Commercial Foodservice {E} | 0 | 2025 - Downstream Program Planning Line | 12 |  | Comm Cooking | 1 | 51000 |  | 22000 | 24200 | 51000 | 22000 | 24200 | 1000 |  | 12 | 0.52638 | 2200 | 4.386% | 17343.1837 | 2200 | 46007.2681 | 41543.1837 | 43077.9664 | 38898.1121 | 8028.0416 | 0 | 1.1266 | 57458.9145 | 1.1266 | 0 | 57458.9145 | 0 | 57458.9145 | 57458.9145 | 71232.8476 | 1.3338 | 1.8313
395377.32 | E262 | 18230716 | Commercial Foodservice {E} | [15 empty] | 0 | 0 | 0 | 0% | 0 | 0 | 0 | 0 | 0 | 0 | 0 | 0 | #N/A | #N/A | #N/A | #N/A | #N/A | #N/A | #N/A | 0 | 0 | 0 | #DIV/0!
Total Savings (kWh): | E262 | 18230716 | Commercial Foodservice {E} | [15 empty] | 0 | 0 | 0 | 0% | 0 | 0 | 0 | 0 | 0 | 0 | 0 | 0 | #N/A | #N/A | #N/A | #N/A | #N/A | #N/A | #N/A | 0 | 0 | 0 | #DIV/0!
1162661 | E262 | 18230716 | Commercial Foodservice {E} | [15 empty] | 0 | 0 | 0 | 0% | 0 | 0 | 0 | 0 | 0 | 0 | 0 | 0 | #N/A | #N/A | #N/A | #N/A | #N/A | #N/A | #N/A | 0 | 0 | 0 | #DIV/0!
Total Incentives: | E262 | 18230716 | Commercial Foodservice {E} | [15 empty] | 0 | 0 | 0 | 0% | 0 | 0 | 0 | 0 | 0 | 0 | 0 | 0 | #N/A | #N/A | #N/A | #N/A | #N/A | #N/A | #N/A | 0 | 0 | 0 | #DIV/0!
653463 | E262 | 18230716 | Commercial Foodservice {E} | [15 empty] | 0 | 0 | 0 | 0% | 0 | 0 | 0 | 0 | 0 | 0 | 0 | 0 | #N/A | #N/A | #N/A | #N/A | #N/A | #N/A | #N/A | 0 | 0 | 0 | #DIV/0!
Total Customer Costs: | E262 | 18230716 | Commercial Foodservice {E} | [15 empty] | 0 | 0 | 0 | 0% | 0 | 0 | 0 | 0 | 0 | 0 | 0 | 0 | #N/A | #N/A | #N/A | #N/A | #N/A | #N/A | #N/A | 0 | 0 | 0 | #DIV/0!
216373 | E262 | 18230716 | Commercial Foodservice {E} | [15 empty] | 0 | 0 | 0 | 0% | 0 | 0 | 0 | 0 | 0 | 0 | 0 | 0 | #N/A | #N/A | #N/A | #N/A | #N/A | #N/A | #N/A | 0 | 0 | 0 | #DIV/0!
Weighted Avg Life | E262 | 18230716 | Commercial Foodservice {E} | [15 empty] | 0 | 0 | 0 | 0% | 0 | 0 | 0 | 0 | 0 | 0 | 0 | 0 | #N/A | #N/A | #N/A | #N/A | #N/A | #N/A | #N/A | 0 | 0 | 0 | #DIV/0!
12 | E262 | 18230716 | Commercial Foodservice {E} | [15 empty] | 0 | 0 | 0 | 0% | 0 | 0 | 0 | 0 | 0 | 0 | 0 | 0 | #N/A | #N/A | #N/A | #N/A | #N/A | #N/A | #N/A | 0 | 0 | 0 | #DIV/0!
Total Utility Cost | E262 | 18230716 | Commercial Foodservice {E} | [15 empty] | 0 | 0 | 0 | 0% | 0 | 0 | 0 | 0 | 0 | 0 | 0 | 0 | #N/A | #N/A | #N/A | #N/A | #N/A | #N/A | #N/A | 0 | 0 | 0 | #DIV/0!
1048840.32 | E262 | 18230716 | Commercial Foodservice {E} | [15 empty] | 0 | 0 | 0 | 0% | 0 | 0 | 0 | 0 | 0 | 0 | 0 | 0 | #N/A | #N/A | #N/A | #N/A | #N/A | #N/A | #N/A | 0 | 0 | 0 | #DIV/0!
Total Resource Cost | E262 | 18230716 | Commercial Foodservice {E} | [15 empty] | 0 | 0 | 0 | 0% | 0 | 0 | 0 | 0 | 0 | 0 | 0 | 0 | #N/A | #N/A | #N/A | #N/A | #N/A | #N/A | #N/A | 0 | 0 | 0 | #DIV/0!
1265213.32 | E262 | 18230716 | Commercial Foodservice {E} | [15 empty] | 0 | 0 | 0 | 0% | 0 | 0 | 0 | 0 | 0 | 0 | 0 | 0 | #N/A | #N/A | #N/A | #N/A | #N/A | #N/A | #N/A | 0 | 0 | 0 | #DIV/0!
UC B/C Ratio | E262 | 18230716 | Commercial Foodservice {E} | [15 empty] | 0 | 0 | 0 | 0% | 0 | 0 | 0 | 0 | 0 | 0 | 0 | 0 | #N/A | #N/A | #N/A | #N/A | #N/A | #N/A | #N/A | 0 | 0 | 0 | #DIV/0!
1.3338 | E262 | 18230716 | Commercial Foodservice {E} | [15 empty] | 0 | 0 | 0 | 0% | 0 | 0 | 0 | 0 | 0 | 0 | 0 | 0 | #N/A | #N/A | #N/A | #N/A | #N/A | #N/A | #N/A | 0 | 0 | 0 | #DIV/0!
TRC B/C Ratio | E262 | 18230716 | Commercial Foodservice {E} | [15 empty] | 0 | 0 | 0 | 0% | 0 | 0 | 0 | 0 | 0 | 0 | 0 | 0 | #N/A | #N/A | #N/A | #N/A | #N/A | #N/A | #N/A | 0 | 0 | 0 | #DIV/0!
2.0156 | E262 | 18230716 | Commercial Foodservice {E} | [15 empty] | 0 | 0 | 0 | 0% | 0 | 0 | 0 | 0 | 0 | 0 | 0 | 0 | #N/A | #N/A | #N/A | #N/A | #N/A | #N/A | #N/A | 0 | 0 | 0 | #DIV/0!
| E262 | 18230716 | Commercial Foodservice {E} | [15 empty] | 0 | 0 | 0 | 0% | 0 | 0 | 0 | 0 | 0 | 0 | 0 | 0 | #N/A | #N/A | #N/A | #N/A | #N/A | #N/A | #N/A | 0 | 0 | 0 | #DIV/0!
| E262 | 18230716 | Commercial Foodservice {E} | [15 empty] | 0 | 0 | 0 | 0% | 0 | 0 | 0 | 0 | 0 | 0 | 0 | 0 | #N/A | #N/A | #N/A | #N/A | #N/A | #N/A | #N/A | 0 | 0 | 0 | #DIV/0!
| E262 | 18230716 | Commercial Foodservice {E} | [15 empty] | 0 | 0 | 0 | 0% | 0 | 0 | 0 | 0 | 0 | 0 | 0 | 0 | #N/A | #N/A | #N/A | #N/A | #N/A | #N/A | #N/A | 0 | 0 | 0 | #DIV/0!
| E262 | 18230716 | Commercial Foodservice {E} | [15 empty] | 0 | 0 | 0 | 0% | 0 | 0 | 0 | 0 | 0 | 0 | 0 | 0 | #N/A | #N/A | #N/A | #N/A | #N/A | #N/A | #N/A | 0 | 0 | 0 | #DIV/0!
| E262 | 18230716 | Commercial Foodservice {E} | [15 empty] | 0 | 0 | 0 | 0% | 0 | 0 | 0 | 0 | 0 | 0 | 0 | 0 | #N/A | #N/A | #N/A | #N/A | #N/A | #N/A | #N/A | 0 | 0 | 0 | #DIV/0!
| E262 | 18230716 | Commercial Foodservice {E} | [15 empty] | 0 | 0 | 0 | 0% | 0 | 0 | 0 | 0 | 0 | 0 | 0 | 0 | #N/A | #N/A | #N/A | #N/A | #N/A | #N/A | #N/A | 0 | 0 | 0 | #DIV/0!
| E262 | 18230716 | Commercial Foodservice {E} | [15 empty] | 0 | 0 | 0 | 0% | 0 | 0 | 0 | 0 | 0 | 0 | 0 | 0 | #N/A | #N/A | #N/A | #N/A | #N/A | #N/A | #N/A | 0 | 0 | 0 | #DIV/0!
| E262 | 18230716 | Commercial Foodservice {E} | [15 empty] | 0 | 0 | 0 | 0% | 0 | 0 | 0 | 0 | 0 | 0 | 0 | 0 | #N/A | #N/A | #N/A | #N/A | #N/A | #N/A | #N/A | 0 | 0 | 0 | #DIV/0!
| E262 | 18230716 | Commercial Foodservice {E} | [15 empty] | 0 | 0 | 0 | 0% | 0 | 0 | 0 | 0 | 0 | 0 | 0 | 0 | #N/A | #N/A | #N/A | #N/A | #N/A | #N/A | #N/A | 0 | 0 | 0 | #DIV/0!
| E262 | 18230716 | Commercial Foodservice {E} | [15 empty] | 0 | 0 | 0 | 0% | 0 | 0 | 0 | 0 | 0 | 0 | 0 | 0 | #N/A | #N/A | #N/A | #N/A | #N/A | #N/A | #N/A | 0 | 0 | 0 | #DIV/0!
| E262 | 18230716 | Commercial Foodservice {E} | [15 empty] | 0 | 0 | 0 | 0% | 0 | 0 | 0 | 0 | 0 | 0 | 0 | 0 | #N/A | #N/A | #N/A | #N/A | #N/A | #N/A | #N/A | 0 | 0 | 0 | #DIV/0!
| E262 | 18230716 | Commercial Foodservice {E} | [15 empty] | 0 | 0 | 0 | 0% | 0 | 0 | 0 | 0 | 0 | 0 | 0 | 0 | #N/A | #N/A | #N/A | #N/A | #N/A | #N/A | #N/A | 0 | 0 | 0 | #DIV/0!
| E262 | 18230716 | Commercial Foodservice {E} | [15 empty] | 0 | 0 | 0 | 0% | 0 | 0 | 0 | 0 | 0 | 0 | 0 | 0 | #N/A | #N/A | #N/A | #N/A | #N/A | #N/A | #N/A | 0 | 0 | 0 | #DIV/0!
| E262 | 18230716 | Commercial Foodservice {E} | [15 empty] | 0 | 0 | 0 | 0% | 0 | 0 | 0 | 0 | 0 | 0 | 0 | 0 | #N/A | #N/A | #N/A | #N/A | #N/A | #N/A | #N/A | 0 | 0 | 0 | #DIV/0!
| E262 | 18230716 | Commercial Foodservice {E} | [15 empty] | 0 | 0 | 0 | 0% | 0 | 0 | 0 | 0 | 0 | 0 | 0 | 0 | #N/A | #N/A | #N/A | #N/A | #N/A | #N/A | #N/A | 0 | 0 | 0 | #DIV/0!
| E262 | 18230716 | Commercial Foodservice {E} | [15 empty] | 0 | 0 | 0 | 0% | 0 | 0 | 0 | 0 | 0 | 0 | 0 | 0 | #N/A | #N/A | #N/A | #N/A | #N/A | #N/A | #N/A | 0 | 0 | 0 | #DIV/0!
| E262 | 18230716 | Commercial Foodservice {E} | [15 empty] | 0 | 0 | 0 | 0% | 0 | 0 | 0 | 0 | 0 | 0 | 0 | 0 | #N/A | #N/A | #N/A | #N/A | #N/A | #N/A | #N/A | 0 | 0 | 0 | #DIV/0!
| E262 | 18230716 | Commercial Foodservice {E} | [15 empty] | 0 | 0 | 0 | 0% | 0 | 0 | 0 | 0 | 0 | 0 | 0 | 0 | #N/A | #N/A | #N/A | #N/A | #N/A | #N/A | #N/A | 0 | 0 | 0 | #DIV/0!
| E262 | 18230716 | Commercial Foodservice {E} | [15 empty] | 0 | 0 | 0 | 0% | 0 | 0 | 0 | 0 | 0 | 0 | 0 | 0 | #N/A | #N/A | #N/A | #N/A | #N/A | #N/A | #N/A | 0 | 0 | 0 | #DIV/0!
| E262 | 18230716 | Commercial Foodservice {E} | [15 empty] | 0 | 0 | 0 | 0% | 0 | 0 | 0 | 0 | 0 | 0 | 0 | 0 | #N/A | #N/A | #N/A | #N/A | #N/A | #N/A | #N/A | 0 | 0 | 0 | #DIV/0!
| E262 | 18230716 | Commercial Foodservice {E} | [15 empty] | 0 | 0 | 0 | 0% | 0 | 0 | 0 | 0 | 0 | 0 | 0 | 0 | #N/A | #N/A | #N/A | #N/A | #N/A | #N/A | #N/A | 0 | 0 | 0 | #DIV/0!
| E262 | 18230716 | Commercial Foodservice {E} | [15 empty] | 0 | 0 | 0 | 0% | 0 | 0 | 0 | 0 | 0 | 0 | 0 | 0 | #N/A | #N/A | #N/A | #N/A | #N/A | #N/A | #N/A | 0 | 0 | 0 | #DIV/0!
| E262 | 18230716 | Commercial Foodservice {E} | [15 empty] | 0 | 0 | 0 | 0% | 0 | 0 | 0 | 0 | 0 | 0 | 0 | 0 | #N/A | #N/A | #N/A | #N/A | #N/A | #N/A | #N/A | 0 | 0 | 0 | #DIV/0!
| E262 | 18230716 | Commercial Foodservice {E} | [15 empty] | 0 | 0 | 0 | 0% | 0 | 0 | 0 | 0 | 0 | 0 | 0 | 0 | #N/A | #N/A | #N/A | #N/A | #N/A | #N/A | #N/A | 0 | 0 | 0 | #DIV/0!
| E262 | 18230716 | Commercial Foodservice {E} | [15 empty] | 0 | 0 | 0 | 0% | 0 | 0 | 0 | 0 | 0 | 0 | 0 | 0 | #N/A | #N/A | #N/A | #N/A | #N/A | #N/A | #N/A | 0 | 0 | 0 | #DIV/0!
| E262 | 18230716 | Commercial Foodservice {E} | [15 empty] | 0 | 0 | 0 | 0% | 0 | 0 | 0 | 0 | 0 | 0 | 0 | 0 | #N/A | #N/A | #N/A | #N/A | #N/A | #N/A | #N/A | 0 | 0 | 0 | #DIV/0!
| E262 | 18230716 | Commercial Foodservice {E} | [15 empty] | 0 | 0 | 0 | 0% | 0 | 0 | 0 | 0 | 0 | 0 | 0 | 0 | #N/A | #N/A | #N/A | #N/A | #N/A | #N/A | #N/A | 0 | 0 | 0 | #DIV/0!
| E262 | 18230716 | Commercial Foodservice {E} | [15 empty] | 0 | 0 | 0 | 0% | 0 | 0 | 0 | 0 | 0 | 0 | 0 | 0 | #N/A | #N/A | #N/A | #N/A | #N/A | #N/A | #N/A | 0 | 0 | 0 | #DIV/0!
| E262 | 18230716 | Commercial Foodservice {E} | [15 empty] | 0 | 0 | 0 | 0% | 0 | 0 | 0 | 0 | 0 | 0 | 0 | 0 | #N/A | #N/A | #N/A | #N/A | #N/A | #N/A | #N/A | 0 | 0 | 0 | #DIV/0!
| E262 | 18230716 | Commercial Foodservice {E} | [15 empty] | 0 | 0 | 0 | 0% | 0 | 0 | 0 | 0 | 0 | 0 | 0 | 0 | #N/A | #N/A | #N/A | #N/A | #N/A | #N/A | #N/A | 0 | 0 | 0 | #DIV/0!
| E262 | 18230716 | Commercial Foodservice {E} | [15 empty] | 0 | 0 | 0 | 0% | 0 | 0 | 0 | 0 | 0 | 0 | 0 | 0 | #N/A | #N/A | #N/A | #N/A | #N/A | #N/A | #N/A | 0 | 0 | 0 | #DIV/0!
| E262 | 18230716 | Commercial Foodservice {E} | [15 empty] | 0 | 0 | 0 | 0% | 0 | 0 | 0 | 0 | 0 | 0 | 0 | 0 | #N/A | #N/A | #N/A | #N/A | #N/A | #N/A | #N/A | 0 | 0 | 0 | #DIV/0!
| E262 | 18230716 | Commercial Foodservice {E} | [15 empty] | 0 | 0 | 0 | 0% | 0 | 0 | 0 | 0 | 0 | 0 | 0 | 0 | #N/A | #N/A | #N/A | #N/A | #N/A | #N/A | #N/A | 0 | 0 | 0 | #DIV/0!
| E262 | 18230716 | Commercial Foodservice {E} | [15 empty] | 0 | 0 | 0 | 0% | 0 | 0 | 0 | 0 | 0 | 0 | 0 | 0 | #N/A | #N/A | #N/A | #N/A | #N/A | #N/A | #N/A | 0 | 0 | 0 | #DIV/0!
[19 empty] | 0 | 0 | 0 | 0% | 0 | 0 | 0 | 0 | 0 | 0 | 0 | 0 | #N/A | #N/A | #N/A | #N/A | #N/A | #N/A | #N/A | 0 | 0 | 0 | #DIV/0!
[19 empty] | 0 | 0 | 0 | 0% | 0 | 0 | 0 | 0 | 0 | 0 | 0 | 0 | #N/A | #N/A | #N/A | #N/A | #N/A | #N/A | #N/A | 0 | 0 | 0 | #DIV/0!
[19 empty] | 0 | 0 | 0 | 0% | 0 | 0 | 0 | 0 | 0 | 0 | 0 | 0 | #N/A | #N/A | #N/A | #N/A | #N/A | #N/A | #N/A | 0 | 0 | 0 | #DIV/0!
[19 empty] | 0 | 0 | 0 | 0% | 0 | 0 | 0 | 0 | 0 | 0 | 0 | 0 | #N/A | #N/A | #N/A | #N/A | #N/A | #N/A | #N/A | 0 | 0 | 0 | #DIV/0!
[19 empty] | 0 | 0 | 0 | 0% | 0 | 0 | 0 | 0 | 0 | 0 | 0 | 0 | #N/A | #N/A | #N/A | #N/A | #N/A | #N/A | #N/A | 0 | 0 | 0 | #DIV/0!
[19 empty] | 0 | 0 | 0 | 0% | 0 | 0 | 0 | 0 | 0 | 0 | 0 | 0 | #N/A | #N/A | #N/A | #N/A | #N/A | #N/A | #N/A | 0 | 0 | 0 | #DIV/0!
[19 empty] | 0 | 0 | 0 | 0% | 0 | 0 | 0 | 0 | 0 | 0 | 0 | 0 | #N/A | #N/A | #N/A | #N/A | #N/A | #N/A | #N/A | 0 | 0 | 0 | #DIV/0!
[19 empty] | 0 | 0 | 0 | 0% | 0 | 0 | 0 | 0 | 0 | 0 | 0 | 0 | #N/A | #N/A | #N/A | #N/A | #N/A | #N/A | #N/A | 0 | 0 | 0 | #DIV/0!
[19 empty] | 0 | 0 | 0 | 0% | 0 | 0 | 0 | 0 | 0 | 0 | 0 | 0 | #N/A | #N/A | #N/A | #N/A | #N/A | #N/A | #N/A | 0 | 0 | 0 | #DIV/0!
[19 empty] | 0 | 0 | 0 | 0% | 0 | 0 | 0 | 0 | 0 | 0 | 0 | 0 | #N/A | #N/A | #N/A | #N/A | #N/A | #N/A | #N/A | 0 | 0 | 0 | #DIV/0!
[19 empty] | 0 | 0 | 0 | 0% | 0 | 0 | 0 | 0 | 0 | 0 | 0 | 0 | #N/A | #N/A | #N/A | #N/A | #N/A | #N/A | #N/A | 0 | 0 | 0 | #DIV/0!
[19 empty] | 0 | 0 | 0 | 0% | 0 | 0 | 0 | 0 | 0 | 0 | 0 | 0 | #N/A | #N/A | #N/A | #N/A | #N/A | #N/A | #N/A | 0 | 0 | 0 | #DIV/0!
[19 empty] | 0 | 0 | 0 | 0% | 0 | 0 | 0 | 0 | 0 | 0 | 0 | 0 | #N/A | #N/A | #N/A | #N/A | #N/A | #N/A | #N/A | 0 | 0 | 0 | #DIV/0!
[19 empty] | 0 | 0 | 0 | 0% | 0 | 0 | 0 | 0 | 0 | 0 | 0 | 0 | #N/A | #N/A | #N/A | #N/A | #N/A | #N/A | #N/A | 0 | 0 | 0 | #DIV/0!
[19 empty] | 0 | 0 | 0 | 0% | 0 | 0 | 0 | 0 | 0 | 0 | 0 | 0 | #N/A | #N/A | #N/A | #N/A | #N/A | #N/A | #N/A | 0 | 0 | 0 | #DIV/0!
[19 empty] | 0 | 0 | 0 | 0% | 0 | 0 | 0 | 0 | 0 | 0 | 0 | 0 | #N/A | #N/A | #N/A | #N/A | #N/A | #N/A | #N/A | 0 | 0 | 0 | #DIV/0!
[19 empty] | 0 | 0 | 0 | 0% | 0 | 0 | 0 | 0 | 0 | 0 | 0 | 0 | #N/A | #N/A | #N/A | #N/A | #N/A | #N/A | #N/A | 0 | 0 | 0 | #DIV/0!
[19 empty] | 0 | 0 | 0 | 0% | 0 | 0 | 0 | 0 | 0 | 0 | 0 | 0 | #N/A | #N/A | #N/A | #N/A | #N/A | #N/A | #N/A | 0 | 0 | 0 | #DIV/0!
[19 empty] | 0 | 0 | 0 | 0% | 0 | 0 | 0 | 0 | 0 | 0 | 0 | 0 | #N/A | #N/A | #N/A | #N/A | #N/A | #N/A | #N/A | 0 | 0 | 0 | #DIV/0!
[19 empty] | 0 | 0 | 0 | 0% | 0 | 0 | 0 | 0 | 0 | 0 | 0 | 0 | #N/A | #N/A | #N/A | #N/A | #N/A | #N/A | #N/A | 0 | 0 | 0 | #DIV/0!
[19 empty] | 0 | 0 | 0 | 0% | 0 | 0 | 0 | 0 | 0 | 0 | 0 | 0 | #N/A | #N/A | #N/A | #N/A | #N/A | #N/A | #N/A | 0 | 0 | 0 | #DIV/0!
[19 empty] | 0 | 0 | 0 | 0% | 0 | 0 | 0 | 0 | 0 | 0 | 0 | 0 | #N/A | #N/A | #N/A | #N/A | #N/A | #N/A | #N/A | 0 | 0 | 0 | #DIV/0!
[19 empty] | 0 | 0 | 0 | 0% | 0 | 0 | 0 | 0 | 0 | 0 | 0 | 0 | #N/A | #N/A | #N/A | #N/A | #N/A | #N/A | #N/A | 0 | 0 | 0 | #DIV/0!
[19 empty] | 0 | 0 | 0 | 0% | 0 | 0 | 0 | 0 | 0 | 0 | 0 | 0 | #N/A | #N/A | #N/A | #N/A | #N/A | #N/A | #N/A | 0 | 0 | 0 | #DIV/0!
[19 empty] | 0 | 0 | 0 | 0% | 0 | 0 | 0 | 0 | 0 | 0 | 0 | 0 | #N/A | #N/A | #N/A | #N/A | #N/A | #N/A | #N/A | 0 | 0 | 0 | #DIV/0!
[19 empty] | 0 | 0 | 0 | 0% | 0 | 0 | 0 | 0 | 0 | 0 | 0 | 0 | #N/A | #N/A | #N/A | #N/A | #N/A | #N/A | #N/A | 0 | 0 | 0 | #DIV/0!
[19 empty] | 0 | 0 | 0 | 0% | 0 | 0 | 0 | 0 | 0 | 0 | 0 | 0 | #N/A | #N/A | #N/A | #N/A | #N/A | #N/A | #N/A | 0 | 0 | 0 | #DIV/0!
[19 empty] | 0 | 0 | 0 | 0% | 0 | 0 | 0 | 0 | 0 | 0 | 0 | 0 | #N/A | #N/A | #N/A | #N/A | #N/A | #N/A | #N/A | 0 | 0 | 0 | #DIV/0!
[19 empty] | 0 | 0 | 0 | 0% | 0 | 0 | 0 | 0 | 0 | 0 | 0 | 0 | #N/A | #N/A | #N/A | #N/A | #N/A | #N/A | #N/A | 0 | 0 | 0 | #DIV/0!
[19 empty] | 0 | 0 | 0 | 0% | 0 | 0 | 0 | 0 | 0 | 0 | 0 | 0 | #N/A | #N/A | #N/A | #N/A | #N/A | #N/A | #N/A | 0 | 0 | 0 | #DIV/0!
[19 empty] | 0 | 0 | 0 | 0% | 0 | 0 | 0 | 0 | 0 | 0 | 0 | 0 | #N/A | #N/A | #N/A | #N/A | #N/A | #N/A | #N/A | 0 | 0 | 0 | #DIV/0!
[19 empty] | 0 | 0 | 0 | 0% | 0 | 0 | 0 | 0 | 0 | 0 | 0 | 0 | #N/A | #N/A | #N/A | #N/A | #N/A | #N/A | #N/A | 0 | 0 | 0 | #DIV/0!
[19 empty] | 0 | 0 | 0 | 0% | 0 | 0 | 0 | 0 | 0 | 0 | 0 | 0 | #N/A | #N/A | #N/A | #N/A | #N/A | #N/A | #N/A | 0 | 0 | 0 | #DIV/0!
[19 empty] | 0 | 0 | 0 | 0% | 0 | 0 | 0 | 0 | 0 | 0 | 0 | 0 | #N/A | #N/A | #N/A | #N/A | #N/A | #N/A | #N/A | 0 | 0 | 0 | #DIV/0!
[19 empty] | 0 | 0 | 0 | 0% | 0 | 0 | 0 | 0 | 0 | 0 | 0 | 0 | #N/A | #N/A | #N/A | #N/A | #N/A | #N/A | #N/A | 0 | 0 | 0 | #DIV/0!
[19 empty] | 0 | 0 | 0 | 0% | 0 | 0 | 0 | 0 | 0 | 0 | 0 | 0 | #N/A | #N/A | #N/A | #N/A | #N/A | #N/A | #N/A | 0 | 0 | 0 | #DIV/0!
[19 empty] | 0 | 0 | 0 | 0% | 0 | 0 | 0 | 0 | 0 | 0 | 0 | 0 | #N/A | #N/A | #N/A | #N/A | #N/A | #N/A | #N/A | 0 | 0 | 0 | #DIV/0!
[19 empty] | 0 | 0 | 0 | 0% | 0 | 0 | 0 | 0 | 0 | 0 | 0 | 0 | #N/A | #N/A | #N/A | #N/A | #N/A | #N/A | #N/A | 0 | 0 | 0 | #DIV/0!
[19 empty] | 0 | 0 | 0 | 0% | 0 | 0 | 0 | 0 | 0 | 0 | 0 | 0 | #N/A | #N/A | #N/A | #N/A | #N/A | #N/A | #N/A | 0 | 0 | 0 | #DIV/0!
[19 empty] | 0 | 0 | 0 | 0% | 0 | 0 | 0 | 0 | 0 | 0 | 0 | 0 | #N/A | #N/A | #N/A | #N/A | #N/A | #N/A | #N/A | 0 | 0 | 0 | #DIV/0!
[19 empty] | 0 | 0 | 0 | 0% | 0 | 0 | 0 | 0 | 0 | 0 | 0 | 0 | #N/A | #N/A | #N/A | #N/A | #N/A | #N/A | #N/A | 0 | 0 | 0 | #DIV/0!
[19 empty] | 0 | 0 | 0 | 0% | 0 | 0 | 0 | 0 | 0 | 0 | 0 | 0 | #N/A | #N/A | #N/A | #N/A | #N/A | #N/A | #N/A | 0 | 0 | 0 | #DIV/0!
[19 empty] | 0 | 0 | 0 | 0% | 0 | 0 | 0 | 0 | 0 | 0 | 0 | 0 | #N/A | #N/A | #N/A | #N/A | #N/A | #N/A | #N/A | 0 | 0 | 0 | #DIV/0!
[19 empty] | 0 | 0 | 0 | 0% | 0 | 0 | 0 | 0 | 0 | 0 | 0 | 0 | #N/A | #N/A | #N/A | #N/A | #N/A | #N/A | #N/A | 0 | 0 | 0 | #DIV/0!
[19 empty] | 0 | 0 | 0 | 0% | 0 | 0 | 0 | 0 | 0 | 0 | 0 | 0 | #N/A | #N/A | #N/A | #N/A | #N/A | #N/A | #N/A | 0 | 0 | 0 | #DIV/0!
[19 empty] | 0 | 0 | 0 | 0% | 0 | 0 | 0 | 0 | 0 | 0 | 0 | 0 | #N/A | #N/A | #N/A | #N/A | #N/A | #N/A | #N/A | 0 | 0 | 0 | #DIV/0!
[19 empty] | 0 | 0 | 0 | 0% | 0 | 0 | 0 | 0 | 0 | 0 | 0 | 0 | #N/A | #N/A | #N/A | #N/A | #N/A | #N/A | #N/A | 0 | 0 | 0 | #DIV/0!
[19 empty] | 0 | 0 | 0 | 0% | 0 | 0 | 0 | 0 | 0 | 0 | 0 | 0 | #N/A | #N/A | #N/A | #N/A | #N/A | #N/A | #N/A | 0 | 0 | 0 | #DIV/0!
[19 empty] | 0 | 0 | 0 | 0% | 0 | 0 | 0 | 0 | 0 | 0 | 0 | 0 | #N/A | #N/A | #N/A | #N/A | #N/A | #N/A | #N/A | 0 | 0 | 0 | #DIV/0!
[19 empty] | 0 | 0 | 0 | 0% | 0 | 0 | 0 | 0 | 0 | 0 | 0 | 0 | #N/A | #N/A | #N/A | #N/A | #N/A | #N/A | #N/A | 0 | 0 | 0 | #DIV/0!
[19 empty] | 0 | 0 | 0 | 0% | 0 | 0 | 0 | 0 | 0 | 0 | 0 | 0 | #N/A | #N/A | #N/A | #N/A | #N/A | #N/A | #N/A | 0 | 0 | 0 | #DIV/0!
[19 empty] | 0 | 0 | 0 | 0% | 0 | 0 | 0 | 0 | 0 | 0 | 0 | 0 | #N/A | #N/A | #N/A | #N/A | #N/A | #N/A | #N/A | 0 | 0 | 0 | #DIV/0!
[19 empty] | 0 | 0 | 0 | 0% | 0 | 0 | 0 | 0 | 0 | 0 | 0 | 0 | #N/A | #N/A | #N/A | #N/A | #N/A | #N/A | #N/A | 0 | 0 | 0 | #DIV/0!
[19 empty] | 0 | 0 | 0 | 0% | 0 | 0 | 0 | 0 | 0 | 0 | 0 | 0 | #N/A | #N/A | #N/A | #N/A | #N/A | #N/A | #N/A | 0 | 0 | 0 | #DIV/0!
[19 empty] | 0 | 0 | 0 | 0% | 0 | 0 | 0 | 0 | 0 | 0 | 0 | 0 | #N/A | #N/A | #N/A | #N/A | #N/A | #N/A | #N/A | 0 | 0 | 0 | #DIV/0!
[19 empty] | 0 | 0 | 0 | 0% | 0 | 0 | 0 | 0 | 0 | 0 | 0 | 0 | #N/A | #N/A | #N/A | #N/A | #N/A | #N/A | #N/A | 0 | 0 | 0 | #DIV/0!
[19 empty] | 0 | 0 | 0 | 0% | 0 | 0 | 0 | 0 | 0 | 0 | 0 | 0 | #N/A | #N/A | #N/A | #N/A | #N/A | #N/A | #N/A | 0 | 0 | 0 | #DIV/0!
[19 empty] | 0 | 0 | 0 | 0% | 0 | 0 | 0 | 0 | 0 | 0 | 0 | 0 | #N/A | #N/A | #N/A | #N/A | #N/A | #N/A | #N/A | 0 | 0 | 0 | #DIV/0!
[19 empty] | 0 | 0 | 0 | 0% | 0 | 0 | 0 | 0 | 0 | 0 | 0 | 0 | #N/A | #N/A | #N/A | #N/A | #N/A | #N/A | #N/A | 0 | 0 | 0 | #DIV/0!
[19 empty] | 0 | 0 | 0 | 0% | 0 | 0 | 0 | 0 | 0 | 0 | 0 | 0 | #N/A | #N/A | #N/A | #N/A | #N/A | #N/A | #N/A | 0 | 0 | 0 | #DIV/0!
[19 empty] | 0 | 0 | 0 | 0% | 0 | 0 | 0 | 0 | 0 | 0 | 0 | 0 | #N/A | #N/A | #N/A | #N/A | #N/A | #N/A | #N/A | 0 | 0 | 0 | #DIV/0!
[19 empty] | 0 | 0 | 0 | 0% | 0 | 0 | 0 | 0 | 0 | 0 | 0 | 0 | #N/A | #N/A | #N/A | #N/A | #N/A | #N/A | #N/A | 0 | 0 | 0 | #DIV/0!
[19 empty] | 0 | 0 | 0 | 0% | 0 | 0 | 0 | 0 | 0 | 0 | 0 | 0 | #N/A | #N/A | #N/A | #N/A | #N/A | #N/A | #N/A | 0 | 0 | 0 | #DIV/0!
[19 empty] | 0 | 0 | 0 | 0% | 0 | 0 | 0 | 0 | 0 | 0 | 0 | 0 | #N/A | #N/A | #N/A | #N/A | #N/A | #N/A | #N/A | 0 | 0 | 0 | #DIV/0!
[19 empty] | 0 | 0 | 0 | 0% | 0 | 0 | 0 | 0 | 0 | 0 | 0 | 0 | #N/A | #N/A | #N/A | #N/A | #N/A | #N/A | #N/A | 0 | 0 | 0 | #DIV/0!
[19 empty] | 0 | 0 | 0 | 0% | 0 | 0 | 0 | 0 | 0 | 0 | 0 | 0 | #N/A | #N/A | #N/A | #N/A | #N/A | #N/A | #N/A | 0 | 0 | 0 | #DIV/0!
[19 empty] | 0 | 0 | 0 | 0% | 0 | 0 | 0 | 0 | 0 | 0 | 0 | 0 | #N/A | #N/A | #N/A | #N/A | #N/A | #N/A | #N/A | 0 | 0 | 0 | #DIV/0!
[19 empty] | 0 | 0 | 0 | 0% | 0 | 0 | 0 | 0 | 0 | 0 | 0 | 0 | #N/A | #N/A | #N/A | #N/A | #N/A | #N/A | #N/A | 0 | 0 | 0 | #DIV/0!
[19 empty] | 0 | 0 | 0 | 0% | 0 | 0 | 0 | 0 | 0 | 0 | 0 | 0 | #N/A | #N/A | #N/A | #N/A | #N/A | #N/A | #N/A | 0 | 0 | 0 | #DIV/0!
[19 empty] | 0 | 0 | 0 | 0% | 0 | 0 | 0 | 0 | 0 | 0 | 0 | 0 | #N/A | #N/A | #N/A | #N/A | #N/A | #N/A | #N/A | 0 | 0 | 0 | #DIV/0!
[19 empty] | 0 | 0 | 0 | 0% | 0 | 0 | 0 | 0 | 0 | 0 | 0 | 0 | #N/A | #N/A | #N/A | #N/A | #N/A | #N/A | #N/A | 0 | 0 | 0 | #DIV/0!
[19 empty] | 0 | 0 | 0 | 0% | 0 | 0 | 0 | 0 | 0 | 0 | 0 | 0 | #N/A | #N/A | #N/A | #N/A | #N/A | #N/A | #N/A | 0 | 0 | 0 | #DIV/0!

## Commercial HVAC {E}
Rtn to Summary |  | Order Number | Program Name | Discount Rate: | 6.8% | [9 empty] | Paste in incentives but use DBtC for Total
| Program: | 18230718 | Commercial HVAC {E}
| paste |  |  | paste | paste | paste | paste | paste | paste | paste | paste | paste | paste | Paste | paste | paste | paste | paste | Formula: G + H | Formula: (O/A10)*T | Formula: N - M | Formula: O/A10 | Formula: W*A8 | Formula: Q - P | Formula: X + DBtC | Formula: Q + X | Formula: Z/(1+ElecDiscountRate)^1 | Formula: AA/(1+ElecDiscountRate)^1 | Formula: -PV (ElecDiscount Rate,T,R)*J | Formula: - PV (ElecDiscount Rate, T, S)*J |  | AF*J*K |  | AH*J*L | AG + AI |  | AG +AI -AK | formula: Logic to lookup from AC tables and adjust by savings and quantity | Formula: Utility Savings (AM)*1.1+AD+AE | formula: AM/AB | formula: AN/AC
| Sch. No. | Order Number | Program Name | Measure Version | Measure Name | First Period Measure Life | Second period Measure Life | Electric End-Use Type | Number of units offered | Savings per Unit Period 1 | Savngs per Unit Period 2 | Incentives Per Unit | Incremental Measure Cost per Unit | Total First Year Savings | Total Incentive | Total Incremental Measure Cost | Unit First Year Non-Energy Benefits | Unit Annual Net Equipment O&M | Total Measure Life | Weighted Life | Agency or Customer Cost per Unit | Percent Unit overhead | Program Overhead Cost | Total Customer Cost | Total Utility Program Costs | Total Resource Cost | PV Total Utility Program Costs | PV Total Resource Costs | PV Total Non-Energy Benefits | PV Total Net Equipment O&M | Unit PV First period Savings for 1 kWh | Total First Period Savings | Unit PV Savings for Second Period for 1 kWh | Total Second period Savings | Unadjusted Total | Decrement | Final UC Total Savings | PV Total Savings UC | PV Total Savings TRC | UC B/C Ratio | TRC B/C Ratio
DBTC: | E262 | 18230718 | Commercial HVAC {E} | 13025 | Supply Fan VFD and Controller - RTU - 10 to 20 Tons - Gas Pack - Comm | 15 |  | Comm Flat | 1 | 522 |  | 1000 | 225.2 | 10440 | 1000 | 225.2 | 6.73 |  | 15 | 0.2287 | -774.8 | 1.525% | 3827.4342 | -774.8 | 9317.7731 | 4052.6342 | 8724.5066 | 3794.6013 | 62.0781 | 0 | 1.3272 | 692.7866 | 1.3272 | 0 | 692.7866 | 0 | 692.7866 | 692.7866 | 824.1434 | 0.079407 | 0.21719
360100 | E262 | 18230718 | Commercial HVAC {E} | 13026 | Supply Fan VFD and Controller - RTU - 10 to 20 Tons - Heat Pump - Comm | 15 |  | Comm Flat | 1 | 440 |  | 1000 | 225.2 | 11000 | 1000 | 225.2 | 5.67 |  | 15 | 0.24097 | -774.8 | 1.606% | 4032.7371 | -774.8 | 9817.577 | 4257.9371 | 9192.4878 | 3986.8325 | 52.3006 | 0 | 1.3272 | 583.958 | 1.3272 | 0 | 583.958 | 0 | 583.958 | 583.958 | 694.6545 | 0.063526 | 0.17424
Program Costs: | E262 | 18230718 | Commercial HVAC {E} | 13027 | Supply Fan VFD and Controller - RTU - 5 to under 10 Tons - Gas Pack - Comm | 15 |  | Comm Flat | 2 | 522 |  | 800 | 225.2 | 10440 | 1600 | 450.4 | 6.73 |  | 15 | 0.2287 | -574.8 | 1.525% | 3827.4342 | -1149.6 | 9317.7731 | 4277.8342 | 8724.5066 | 4005.4627 | 124.1563 | 0 | 1.3272 | 1385.5732 | 1.3272 | 0 | 1385.5732 | 0 | 1385.5732 | 1385.5732 | 1648.2868 | 0.15881 | 0.41151
251033.51 | E262 | 18230718 | Commercial HVAC {E} | 13028 | Supply Fan VFD and Controller - RTU - 5 to under 10 Tons - Heat Pump - Comm | 15 |  | Comm Flat | 2 | 440 |  | 800 | 225.2 | 8800 | 1600 | 450.4 | 5.67 |  | 15 | 0.19277 | -574.8 | 1.285% | 3226.1897 | -1149.6 | 7854.0616 | 3676.5897 | 7353.9902 | 3442.4997 | 104.6012 | 0 | 1.3272 | 1167.9161 | 1.3272 | 0 | 1167.9161 | 0 | 1167.9161 | 1167.9161 | 1389.3089 | 0.15881 | 0.40358
Total Savings (kWh): | E262 | 18230718 | Commercial HVAC {E} | 13029 | Supply Fan VFD and Controller - RTU - Less than 5 Tons - Gas Pack - Comm | 15 |  | Comm Flat | 2 | 522 |  | 500 | 275 | 5220 | 1000 | 550 | 6.73 |  | 15 | 0.11435 | -225 | 0.7623% | 1913.7171 | -450 | 4658.8865 | 2463.7171 | 4362.2533 | 2306.8512 | 124.1563 | 0 | 1.3272 | 1385.5732 | 1.3272 | 0 | 1385.5732 | 0 | 1385.5732 | 1385.5732 | 1648.2868 | 0.31763 | 0.71452
684738.06 | E262 | 18230718 | Commercial HVAC {E} | 13030 | Supply Fan VFD and Controller - RTU - Less than 5 Tons - Heat Pump - Comm | 15 |  | Comm Flat | 2 | 440 |  | 500 | 275 | 4400 | 1000 | 550 | 5.67 |  | 15 | 0.096387 | -225 | 0.6426% | 1613.0949 | -450 | 3927.0308 | 2163.0949 | 3676.9951 | 2025.3697 | 104.6012 | 0 | 1.3272 | 1167.9161 | 1.3272 | 0 | 1167.9161 | 0 | 1167.9161 | 1167.9161 | 1389.3089 | 0.31763 | 0.68595
Total Incentives: | E262 | 18230718 | Commercial HVAC {E} | 13031 | Supply Fan VFD and Controller - RTU - More than 20 Tons - Gas Pack - Comm | 15 |  | Comm Flat | 1 | 522 |  | 2000 | 225.2 | 7830 | 2000 | 225.2 | 6.73 |  | 15 | 0.17153 | -1774.8 | 1.144% | 2870.5756 | -1774.8 | 6988.3298 | 3095.7756 | 6543.38 | 2898.6663 | 62.0781 | 0 | 1.3272 | 692.7866 | 1.3272 | 0 | 692.7866 | 0 | 692.7866 | 692.7866 | 824.1434 | 0.10588 | 0.28432
360100 | E262 | 18230718 | Commercial HVAC {E} | 13032 | Supply Fan VFD and Controller - RTU - More than 20 Tons - Heat Pump - Comm | 15 |  | Comm Flat | 2 | 440 |  | 2000 | 225.2 | 4400 | 4000 | 450.4 | 5.67 |  | 15 | 0.096387 | -1774.8 | 0.6426% | 1613.0949 | -3549.6 | 3927.0308 | 2063.4949 | 3676.9951 | 1932.1113 | 104.6012 | 0 | 1.3272 | 1167.9161 | 1.3272 | 0 | 1167.9161 | 0 | 1167.9161 | 1167.9161 | 1389.3089 | 0.31763 | 0.71906
Total Customer Costs: | E262 | 18230718 | Commercial HVAC {E} | 13033 | Supply Fan VFD and Controller - with DCV - RTU - 10 to 20 Tons - Gas Pack - Comm - C | 15 |  | Comm Flat | 10 | 803 |  | 2500 | 312.91 | 60225 | 25000 | 3129.1 | 10.36 |  | 15 | 1.3193 | -2187.09 | 8.795% | 22079.2359 | -21870.9 | 53751.2339 | 25208.3359 | 50328.8707 | 23603.3107 | 955.6161 | 0 | 1.3272 | 10657.2343 | 1.3272 | 0 | 10657.2343 | 0 | 10657.2343 | 10657.2343 | 12678.5739 | 0.21175 | 0.53715
240399.49 | E262 | 18230718 | Commercial HVAC {E} | 13034 | Supply Fan VFD and Controller - with DCV - RTU - 10 to 20 Tons - Heat Pump - Comm - EO | 15 |  | Comm Flat | 1 | 955 |  | 2500 | 312.91 | 9550 | 2500 | 312.91 | 12.32 |  | 15 | 0.2092 | -2187.09 | 1.395% | 3501.1491 | -2187.09 | 8523.4418 | 3814.0591 | 7980.7508 | 3571.2164 | 113.6408 | 0 | 1.3272 | 1267.4544 | 1.3272 | 0 | 1267.4544 | 0 | 1267.4544 | 1267.4544 | 1507.8407 | 0.15881 | 0.42222
Weighted Avg Life | E262 | 18230718 | Commercial HVAC {E} | 13035 | Supply Fan VFD and Controller - with DCV - RTU - 5 to under 10 Tons - Gas Pack - Comm - C | 15 |  | Comm Flat | 10 | 803 |  | 1500 | 312.91 | 92345 | 15000 | 3129.1 | 10.36 |  | 15 | 2.0229 | -1187.09 | 13.49% | 33854.8283 | -11870.9 | 82418.5587 | 36983.9283 | 77170.9351 | 34629.1464 | 955.6161 | 0 | 1.3272 | 10657.2343 | 1.3272 | 0 | 10657.2343 | 0 | 10657.2343 | 10657.2343 | 12678.5739 | 0.1381 | 0.36612
20.3069 | E262 | 18230718 | Commercial HVAC {E} | 13036 | Supply Fan VFD and Controller - with DCV - RTU - 5 to under 10 Tons - Heat Pump - Comm - EO | 15 |  | Comm Flat | 1 | 955 |  | 1500 | 312.91 | 9550 | 1500 | 312.91 | 12.32 |  | 15 | 0.2092 | -1187.09 | 1.395% | 3501.1491 | -1187.09 | 8523.4418 | 3814.0591 | 7980.7508 | 3571.2164 | 113.6408 | 0 | 1.3272 | 1267.4544 | 1.3272 | 0 | 1267.4544 | 0 | 1267.4544 | 1267.4544 | 1507.8407 | 0.15881 | 0.42222
Total Utility Cost | E262 | 18230718 | Commercial HVAC {E} | 13037 | Supply Fan VFD and Controller - with DCV - RTU - More than 20 Tons - Gas Pack - Comm - C | 15 |  | Comm Flat | 4 | 803 |  | 4500 | 312.91 | 120450 | 18000 | 1251.64 | 10.36 |  | 15 | 2.6386 | -4187.09 | 17.59% | 44158.4718 | -16748.36 | 107502.4678 | 45410.1118 | 100657.7414 | 42518.8312 | 382.2464 | 0 | 1.3272 | 4262.8937 | 1.3272 | 0 | 4262.8937 | 0 | 4262.8937 | 4262.8937 | 5071.4295 | 0.04235 | 0.11927
611133.51 | E262 | 18230718 | Commercial HVAC {E} | 13038 | Supply Fan VFD and Controller - with DCV - RTU - More than 20 Tons - Heat Pump - Comm - EO | 15 |  | Comm Flat | 1 | 955 |  | 4500 | 312.91 | 9550 | 4500 | 312.91 | 12.32 |  | 15 | 0.2092 | -4187.09 | 1.395% | 3501.1491 | -4187.09 | 8523.4418 | 3814.0591 | 7980.7508 | 3571.2164 | 113.6408 | 0 | 1.3272 | 1267.4544 | 1.3272 | 0 | 1267.4544 | 0 | 1267.4544 | 1267.4544 | 1507.8407 | 0.15881 | 0.42222
Total Resource Cost | E262 | 18230718 | Commercial HVAC {E} | 13815 | Heat Pump - Ductless - from Zonal - Comm | 15 |  | Comm Space Heat | 90 | 1589 |  | 1000 | 2115.35 | 143010 | 90000 | 190381.5 | 0 |  | 15 | 3.1328 | 1115.35 | 20.89% | 52429.249 | 100381.5 | 127637.4257 | 242810.749 | 119510.6982 | 227350.8886 | 0 | 0 | 1.7173 | 245586.18 | 1.7173 | 0 | 245586.18 | 0 | 245586.18 | 245586.18 | 270144.798 | 2.0549 | 1.1882
851533 | E262 | 18230718 | Commercial HVAC {E} | 12350 | Thermostat - Web Enabled - ER Heating - Comm - Grocery | 10 |  | Comm Space Heat | 1 | 501 |  | 200 | 74.22 | 2004 | 200 | 74.22 | 0 |  | 10 | 0.029267 | -125.78 | 0.2927% | 734.6914 | -125.78 | 1788.584 | 808.9114 | 1674.7041 | 757.4077 | 0 | 0 | 1.2963 | 649.4644 | 1.2963 | 0 | 649.4644 | 0 | 649.4644 | 649.4644 | 714.4108 | 0.38781 | 0.94323
UC B/C Ratio | E262 | 18230718 | Commercial HVAC {E} | 12351 | Thermostat - Web Enabled - HP Heating - Comm - Grocery | 10 |  | Comm Space Heat | 1 | 295 |  | 200 | 74.22 | 590 | 200 | 74.22 | 0 |  | 10 | 0.0086164 | -125.78 | 0.08616% | 216.3014 | -125.78 | 526.5791 | 290.5214 | 493.0516 | 272.0237 | 0 | 0 | 1.2963 | 382.4191 | 1.2963 | 0 | 382.4191 | 0 | 382.4191 | 382.4191 | 420.661 | 0.77562 | 1.5464
1.3078 | E262 | 18230718 | Commercial HVAC {E} | 12352 | Thermostat - Web Enabled - GP Heating - Comm - Grocery | 10 |  | Comm Space Heat | 1 | 108 |  | 200 | 74.22 | 216 | 200 | 74.22 | 0 |  | 10 | 0.0031545 | -125.78 | 0.03154% | 79.1883 | -125.78 | 192.7815 | 153.4083 | 180.507 | 143.6407 | 0 | 0 | 1.2963 | 140.0043 | 1.2963 | 0 | 140.0043 | 0 | 140.0043 | 140.0043 | 154.0047 | 0.77562 | 1.0722
TRC B/C Ratio | E262 | 18230718 | Commercial HVAC {E} | 12353 | Thermostat - Web Enabled - ER Heating - wo AC - Comm - Grocery | 10 |  | Comm Space Heat | 1 | 499 |  | 200 | 74.22 | 998 | 200 | 74.22 | 0 |  | 10 | 0.014575 | -125.78 | 0.1457% | 365.8792 | -125.78 | 890.722 | 440.0992 | 834.0093 | 412.0779 | 0 | 0 | 1.2963 | 646.8717 | 1.2963 | 0 | 646.8717 | 0 | 646.8717 | 646.8717 | 711.5589 | 0.77562 | 1.7268
1.0367 | E262 | 18230718 | Commercial HVAC {E} | 12354 | Thermostat - Web Enabled - HP Heating - wo AC - Comm - Grocery | 10 |  | Comm Space Heat | 1 | 293 |  | 200 | 74.22 | 586 | 200 | 74.22 | 0 |  | 10 | 0.008558 | -125.78 | 0.08558% | 214.8349 | -125.78 | 523.0091 | 289.0549 | 489.7089 | 270.6507 | 0 | 0 | 1.2963 | 379.8265 | 1.2963 | 0 | 379.8265 | 0 | 379.8265 | 379.8265 | 417.8091 | 0.77562 | 1.5437
| E262 | 18230718 | Commercial HVAC {E} | 12355 | Thermostat - Web Enabled - GP Heating - wo AC - Comm - Grocery | 10 |  | Comm Space Heat | 1 | 106 |  | 200 | 74.22 | 1060 | 200 | 74.22 | 0 |  | 10 | 0.01548 | -125.78 | 0.1548% | 388.6092 | -125.78 | 946.0574 | 462.8292 | 885.8216 | 433.3607 | 0 | 0 | 1.2963 | 137.4116 | 1.2963 | 0 | 137.4116 | 0 | 137.4116 | 137.4116 | 151.1528 | 0.15512 | 0.34879
| E262 | 18230718 | Commercial HVAC {E} | 12356 | Thermostat - Web Enabled - ER Heating - Comm | 10 |  | Comm Space Heat | 10 | 188 |  | 200 | 74.22 | 1128 | 2000 | 742.2 | 0 |  | 10 | 0.016473 | -125.78 | 0.1647% | 413.5389 | -1257.8 | 1006.7479 | 1155.7389 | 942.6478 | 1082.1525 | 0 | 0 | 1.2963 | 2437.1118 | 1.2963 | 0 | 2437.1118 | 0 | 2437.1118 | 2437.1118 | 2680.823 | 2.5854 | 2.4773
| E262 | 18230718 | Commercial HVAC {E} | 12357 | Thermostat - Web Enabled - HP Heating - Comm | 10 |  | Comm Space Heat | 22 | 116 |  | 200 | 74.22 | 19720 | 4400 | 1632.84 | 0 |  | 10 | 0.28799 | -125.78 | 2.88% | 7229.5979 | -2767.16 | 17600.238 | 8862.4379 | 16479.6236 | 8298.1628 | 0 | 0 | 1.2963 | 3308.2496 | 1.2963 | 0 | 3308.2496 | 0 | 3308.2496 | 3308.2496 | 3639.0746 | 0.20075 | 0.43854
| E262 | 18230718 | Commercial HVAC {E} | 12358 | Thermostat - Web Enabled - GP Heating - Comm | 10 |  | Comm Space Heat | 15 | 51 |  | 200 | 74.22 | 2550 | 3000 | 1113.3 | 0 |  | 10 | 0.037241 | -125.78 | 0.3724% | 934.8618 | -1886.7 | 2275.8928 | 2048.1618 | 2130.9858 | 1917.7545 | 0 | 0 | 1.2963 | 991.6971 | 1.2963 | 0 | 991.6971 | 0 | 991.6971 | 991.6971 | 1090.8668 | 0.46537 | 0.56883
| E262 | 18230718 | Commercial HVAC {E} | 12359 | Thermostat - Web Enabled - ER Heating - wo AC - Comm | 10 |  | Comm Space Heat | 1 | 183 |  | 200 | 74.22 | 732 | 200 | 74.22 | 0 |  | 10 | 0.01069 | -125.78 | 0.1069% | 268.3603 | -125.78 | 653.3151 | 342.5803 | 611.7183 | 320.7681 | 0 | 0 | 1.2963 | 237.2295 | 1.2963 | 0 | 237.2295 | 0 | 237.2295 | 237.2295 | 260.9524 | 0.38781 | 0.81352
| E262 | 18230718 | Commercial HVAC {E} | 12360 | Thermostat - Web Enabled - HP Heating - wo AC - Comm | 10 |  | Comm Space Heat | 1 | 112 |  | 200 | 74.22 | 336 | 200 | 74.22 | 0 |  | 10 | 0.004907 | -125.78 | 0.04907% | 123.1818 | -125.78 | 299.8824 | 197.4018 | 280.7887 | 184.8331 | 0 | 0 | 1.2963 | 145.1896 | 1.2963 | 0 | 145.1896 | 0 | 145.1896 | 145.1896 | 159.7086 | 0.51708 | 0.86407
| E262 | 18230718 | Commercial HVAC {E} | 12361 | Thermostat - Web Enabled - GP Heating - wo AC - Comm | 10 |  | Comm Space Heat | 1 | 47 |  | 200 | 74.22 | 235 | 200 | 74.22 | 0 |  | 10 | 0.003432 | -125.78 | 0.03432% | 86.1539 | -125.78 | 209.7391 | 160.3739 | 196.385 | 150.1629 | 0 | 0 | 1.2963 | 60.9278 | 1.2963 | 0 | 60.9278 | 0 | 60.9278 | 60.9278 | 67.0206 | 0.31025 | 0.44632
| E262 | 18230718 | Commercial HVAC {E} | NEW | Insulation - Attic - R26 - EH - Comm | 45 |  | Comm Space Heat | 1000 | 1.48 |  | 1.4 | 1.64 | 1480 | 1400 | 1640 | 0 |  | 45 | 0.097263 | 0.24 | 0.2161% | 542.5865 | 240 | 1320.9104 | 2182.5865 | 1236.8074 | 2043.6203 | 0 | 0 | 3.4687 | 5133.7113 | 3.4687 | 0 | 5133.7113 | 0 | 5133.7113 | 5133.7113 | 5647.0825 | 4.1508 | 2.7633
| E262 | 18230718 | Commercial HVAC {E} | NEW | Insulation - Attic - R26 - GH - Comm | 45 |  | Comm Space Heat | 19000 | 1.173 |  | 1.4 | 1.64 | 22287 | 26600 | 31160 | 0 |  | 45 | 1.4647 | 0.24 | 3.255% | 8170.6921 | 4560 | 19891.3035 | 39330.6921 | 18624.816 | 36826.4907 | 0 | 0 | 3.4687 | 77307.4491 | 3.4687 | 0 | 77307.4491 | 0 | 77307.4491 | 77307.4491 | 85038.194 | 4.1508 | 2.3092
| E262 | 18230718 | Commercial HVAC {E} | NEW | Insulation - Attic - R48 or higher - EH - Comm | 45 |  | Comm Space Heat | 1000 | 1.639 |  | 1.5 | 2.57 | 1639 | 1500 | 2570 | 0 |  | 45 | 0.10771 | 1.07 | 0.2394% | 600.8778 | 1070 | 1462.819 | 3170.8778 | 1369.6807 | 2968.9867 | 0 | 0 | 3.4687 | 5685.2384 | 3.4687 | 0 | 5685.2384 | 0 | 5685.2384 | 5685.2384 | 6253.7623 | 4.1508 | 2.1064
| E262 | 18230718 | Commercial HVAC {E} | NEW | Insulation - Attic - R48 or higher - GH - Comm | 45 |  | Comm Space Heat | 19000 | 1.289 |  | 1.5 | 2.57 | 24491 | 28500 | 48830 | 0 |  | 45 | 1.6095 | 1.07 | 3.577% | 8978.7059 | 20330 | 21858.3889 | 57808.7059 | 20466.6563 | 54128.0018 | 0 | 0 | 3.4687 | 84952.5165 | 3.4687 | 0 | 84952.5165 | 0 | 84952.5165 | 84952.5165 | 93447.7682 | 4.1508 | 1.7264
| E262 | 18230718 | Commercial HVAC {E} | NEW | Insulation - Wall - R14 - EH - Comm | 45 |  | Comm Space Heat | 1000 | 0.801 |  | 0.75 | 3.04 | 801 | 750 | 3040 | 0 |  | 45 | 0.052641 | 2.29 | 0.117% | 293.6566 | 2290 | 714.8981 | 3333.6566 | 669.3802 | 3121.4013 | 0 | 0 | 3.4687 | 2778.4478 | 3.4687 | 0 | 2778.4478 | 0 | 2778.4478 | 2778.4478 | 3056.2926 | 4.1508 | 0.97914
| E262 | 18230718 | Commercial HVAC {E} | NEW | Insulation - Wall - R18 - EH - Comm | 45 |  | Comm Space Heat | 100 | 0.929 |  | 1 | 4.33 | 92.9 | 100 | 433 | 0 |  | 45 | 0.0061053 | 3.33 | 0.01357% | 34.0583 | 333 | 82.9139 | 467.0583 | 77.6347 | 437.3205 | 0 | 0 | 3.4687 | 322.2444 | 3.4687 | 0 | 322.2444 | 0 | 322.2444 | 322.2444 | 354.4689 | 4.1508 | 0.81055
| E262 | 18230718 | Commercial HVAC {E} | NEW | Insulation - Wall - R14 - GH - Comm | 45 |  | Comm Space Heat | 8000 | 0.908 |  | 0.75 | 3.04 | 7264 | 6000 | 24320 | 0 |  | 45 | 0.47738 | 2.29 | 1.061% | 2663.073 | 18320 | 6483.1708 | 26983.073 | 6070.3847 | 25265.0496 | 0 | 0 | 3.4687 | 25196.8103 | 3.4687 | 0 | 25196.8103 | 0 | 25196.8103 | 25196.8103 | 27716.4913 | 4.1508 | 1.097
| E262 | 18230718 | Commercial HVAC {E} | NEW | Insulation - Wall - R18 - GH - Comm | 45 |  | Comm Space Heat | 8000 | 1.043 |  | 1 | 4.33 | 8344 | 8000 | 34640 | 0 |  | 45 | 0.54836 | 3.33 | 1.219% | 3059.0144 | 26640 | 7447.0784 | 37699.0144 | 6972.9198 | 35298.7027 | 0 | 0 | 3.4687 | 28943.032 | 3.4687 | 0 | 28943.032 | 0 | 28943.032 | 28943.032 | 31837.3352 | 4.1508 | 0.90194
| E262 | 18230718 | Commercial HVAC {E} | NEW | Windows - Any Pane - U26 - from SP U116 - EH -Comm | 45 |  | Comm Space Heat | 3100 | 12.244 |  | 20 | 54 | 37956.4 | 62000 | 167400 | 0 |  | 45 | 2.4944 | 34 | 5.543% | 13915.2895 | 105400 | 33876.3526 | 181315.2895 | 31719.4313 | 169770.8703 | 0 | 0 | 3.4687 | 131660.271 | 3.4687 | 0 | 131660.271 | 0 | 131660.271 | 131660.271 | 144826.2981 | 4.1508 | 0.85307
| E262 | 18230718 | Commercial HVAC {E} | NEW | Windows - Any Pane - U26 - from SP U116 - GH - Comm | 45 |  | Comm Space Heat | 300 | 9.434 |  | 20 | 54.4 | 2830.2 | 6000 | 16320 | 0 |  | 45 | 0.186 | 34.4 | 0.4133% | 1037.5866 | 10320 | 2525.9733 | 17357.5866 | 2365.1435 | 16252.4219 | 0 | 0 | 3.4687 | 9817.1823 | 3.4687 | 0 | 9817.1823 | 0 | 9817.1823 | 9817.1823 | 10798.9006 | 4.1508 | 0.66445
| E262 | 18230718 | Commercial HVAC {E} | NEW | Windows - Any pane - U26 - from DP U63 - EH - Comm | 45 |  | Comm Space Heat | 2500 | 6.219 |  | 9 | 17.55 | 15547.5 | 22500 | 43875 | 0 |  | 45 | 1.0218 | 8.55 | 2.271% | 5699.9073 | 21375 | 13876.2525 | 49574.9073 | 12992.7458 | 46418.4526 | 0 | 0 | 3.4687 | 53929.9845 | 3.4687 | 0 | 53929.9845 | 0 | 53929.9845 | 53929.9845 | 59322.9829 | 4.1508 | 1.278
| E262 | 18230718 | Commercial HVAC {E} | NEW | Windows - Any pane - U26 - from DP U63 -GH - Comm | 45 |  | Comm Space Heat | 250 | 4.249 |  | 9 | 17.55 | 1062.25 | 2250 | 4387.5 | 0 |  | 45 | 0.06981 | 8.55 | 0.1551% | 389.4341 | 2137.5 | 948.0656 | 4776.9341 | 887.7018 | 4472.7847 | 0 | 0 | 3.4687 | 3684.6519 | 3.4687 | 0 | 3684.6519 | 0 | 3684.6519 | 3684.6519 | 4053.1171 | 4.1508 | 0.90617
| E262 | 18230718 | Commercial HVAC {E} | NEW | Water Heater - Heat Pump - Exhaust Ducted - Tier 3 - Comm - ALL TYPES | 18 |  | Comm Water Heat | 3 | 1454.32 |  | 850 | 1143.6 | 4362.96 | 2550 | 3430.8 | 0 |  | 18 | 0.11469 | 293.6 | 0.6372% | 1599.5155 | 880.8 | 3893.9723 | 5030.3155 | 3646.0415 | 4710.0333 | 0 | 0 | 1.113 | 4856.0195 | 1.113 | 0 | 4856.0195 | 0 | 4856.0195 | 4856.0195 | 5341.6214 | 1.3319 | 1.1341
| E262 | 18230718 | Commercial HVAC {E} | NEW | Water Heater - Heat Pump - Exhaust Ducted - Tier 4 - Comm - ALL TYPES | 18 |  | Comm Water Heat | 3 | 1573.45 |  | 850 | 1143.6 | 4720.35 | 2550 | 3430.8 | 0 |  | 18 | 0.12409 | 293.6 | 0.6894% | 1730.5392 | 880.8 | 4212.9454 | 5161.3392 | 3944.7054 | 4832.7146 | 0 | 0 | 1.113 | 5253.7982 | 1.113 | 0 | 5253.7982 | 0 | 5253.7982 | 5253.7982 | 5779.178 | 1.3319 | 1.1958
| E262 | 18230718 | Commercial HVAC {E} | NEW | Water Heater - Heat Pump - Tier 3 - Comm - ALL TYPES | 18 |  | Comm Water Heat | 5 | 1357.9 |  | 850 | 890.92 | 6789.5 | 4250 | 4454.6 | 0 |  | 18 | 0.17848 | 40.92 | 0.9915% | 2489.1154 | 204.6 | 6059.6763 | 6943.7154 | 5673.8542 | 6501.6061 | 0 | 0 | 1.113 | 7556.7835 | 1.113 | 0 | 7556.7835 | 0 | 7556.7835 | 7556.7835 | 8312.4618 | 1.3319 | 1.2785
| E262 | 18230718 | Commercial HVAC {E} | NEW | Water Heater - Heat Pump - Tier 4 - Comm - ALL TYPES | 18 |  | Comm Water Heat | 5 | 1541 |  | 850 | 890.92 | 7705 | 4250 | 4454.6 | 0 |  | 18 | 0.20254 | 40.92 | 1.125% | 2824.7491 | 204.6 | 6876.7664 | 7279.3491 | 6438.9199 | 6815.8699 | 0 | 0 | 1.113 | 8575.7444 | 1.113 | 0 | 8575.7444 | 0 | 8575.7444 | 8575.7444 | 9433.3189 | 1.3319 | 1.384
| E262 | 18230718 | Commercial HVAC {E} | [15 empty] | 0 | 0 | 0 | 0% | 0 | 0 | 0 | 0 | 0 | 0 | 0 | 0 | #N/A | #N/A | #N/A | #N/A | #N/A | #N/A | #N/A | 0 | 0 | 0 | #DIV/0!
| E262 | 18230718 | Commercial HVAC {E} | [15 empty] | 0 | 0 | 0 | 0% | 0 | 0 | 0 | 0 | 0 | 0 | 0 | 0 | #N/A | #N/A | #N/A | #N/A | #N/A | #N/A | #N/A | 0 | 0 | 0 | #DIV/0!
| E262 | 18230718 | Commercial HVAC {E} | [15 empty] | 0 | 0 | 0 | 0% | 0 | 0 | 0 | 0 | 0 | 0 | 0 | 0 | #N/A | #N/A | #N/A | #N/A | #N/A | #N/A | #N/A | 0 | 0 | 0 | #DIV/0!
| E262 | 18230718 | Commercial HVAC {E} | [15 empty] | 0 | 0 | 0 | 0% | 0 | 0 | 0 | 0 | 0 | 0 | 0 | 0 | #N/A | #N/A | #N/A | #N/A | #N/A | #N/A | #N/A | 0 | 0 | 0 | #DIV/0!
| E262 | 18230718 | Commercial HVAC {E} | [15 empty] | 0 | 0 | 0 | 0% | 0 | 0 | 0 | 0 | 0 | 0 | 0 | 0 | #N/A | #N/A | #N/A | #N/A | #N/A | #N/A | #N/A | 0 | 0 | 0 | #DIV/0!
| E262 | 18230718 | Commercial HVAC {E} | [15 empty] | 0 | 0 | 0 | 0% | 0 | 0 | 0 | 0 | 0 | 0 | 0 | 0 | #N/A | #N/A | #N/A | #N/A | #N/A | #N/A | #N/A | 0 | 0 | 0 | #DIV/0!
| E262 | 18230718 | Commercial HVAC {E} | [15 empty] | 0 | 0 | 0 | 0% | 0 | 0 | 0 | 0 | 0 | 0 | 0 | 0 | #N/A | #N/A | #N/A | #N/A | #N/A | #N/A | #N/A | 0 | 0 | 0 | #DIV/0!
| E262 | 18230718 | Commercial HVAC {E} | [15 empty] | 0 | 0 | 0 | 0% | 0 | 0 | 0 | 0 | 0 | 0 | 0 | 0 | #N/A | #N/A | #N/A | #N/A | #N/A | #N/A | #N/A | 0 | 0 | 0 | #DIV/0!
| E262 | 18230718 | Commercial HVAC {E} | [15 empty] | 0 | 0 | 0 | 0% | 0 | 0 | 0 | 0 | 0 | 0 | 0 | 0 | #N/A | #N/A | #N/A | #N/A | #N/A | #N/A | #N/A | 0 | 0 | 0 | #DIV/0!
| E262 | 18230718 | Commercial HVAC {E} | [15 empty] | 0 | 0 | 0 | 0% | 0 | 0 | 0 | 0 | 0 | 0 | 0 | 0 | #N/A | #N/A | #N/A | #N/A | #N/A | #N/A | #N/A | 0 | 0 | 0 | #DIV/0!
| E262 | 18230718 | Commercial HVAC {E} | [15 empty] | 0 | 0 | 0 | 0% | 0 | 0 | 0 | 0 | 0 | 0 | 0 | 0 | #N/A | #N/A | #N/A | #N/A | #N/A | #N/A | #N/A | 0 | 0 | 0 | #DIV/0!
| E262 | 18230718 | Commercial HVAC {E} | [15 empty] | 0 | 0 | 0 | 0% | 0 | 0 | 0 | 0 | 0 | 0 | 0 | 0 | #N/A | #N/A | #N/A | #N/A | #N/A | #N/A | #N/A | 0 | 0 | 0 | #DIV/0!
| E262 | 18230718 | Commercial HVAC {E} | [15 empty] | 0 | 0 | 0 | 0% | 0 | 0 | 0 | 0 | 0 | 0 | 0 | 0 | #N/A | #N/A | #N/A | #N/A | #N/A | #N/A | #N/A | 0 | 0 | 0 | #DIV/0!
| E262 | 18230718 | Commercial HVAC {E} | [15 empty] | 0 | 0 | 0 | 0% | 0 | 0 | 0 | 0 | 0 | 0 | 0 | 0 | #N/A | #N/A | #N/A | #N/A | #N/A | #N/A | #N/A | 0 | 0 | 0 | #DIV/0!
| E262 | 18230718 | Commercial HVAC {E} | [15 empty] | 0 | 0 | 0 | 0% | 0 | 0 | 0 | 0 | 0 | 0 | 0 | 0 | #N/A | #N/A | #N/A | #N/A | #N/A | #N/A | #N/A | 0 | 0 | 0 | #DIV/0!
| E262 | 18230718 | Commercial HVAC {E} | [15 empty] | 0 | 0 | 0 | 0% | 0 | 0 | 0 | 0 | 0 | 0 | 0 | 0 | #N/A | #N/A | #N/A | #N/A | #N/A | #N/A | #N/A | 0 | 0 | 0 | #DIV/0!
[9 empty] | 5 | [9 empty] | 0 | 0 | 0 | 0% | 0 | 0 | 0 | 0 | 0 | 0 | 0 | 0 | #N/A | #N/A | #N/A | #N/A | #N/A | #N/A | #N/A | 0 | 0 | 0 | #DIV/0!
[9 empty] | 5 | [9 empty] | 0 | 0 | 0 | 0% | 0 | 0 | 0 | 0 | 0 | 0 | 0 | 0 | #N/A | #N/A | #N/A | #N/A | #N/A | #N/A | #N/A | 0 | 0 | 0 | #DIV/0!
[19 empty] | 0 | 0 | 0 | 0% | 0 | 0 | 0 | 0 | 0 | 0 | 0 | 0 | #N/A | #N/A | #N/A | #N/A | #N/A | #N/A | #N/A | 0 | 0 | 0 | #DIV/0!
[19 empty] | 0 | 0 | 0 | 0% | 0 | 0 | 0 | 0 | 0 | 0 | 0 | 0 | #N/A | #N/A | #N/A | #N/A | #N/A | #N/A | #N/A | 0 | 0 | 0 | #DIV/0!
[19 empty] | 0 | 0 | 0 | 0% | 0 | 0 | 0 | 0 | 0 | 0 | 0 | 0 | #N/A | #N/A | #N/A | #N/A | #N/A | #N/A | #N/A | 0 | 0 | 0 | #DIV/0!
[19 empty] | 0 | 0 | 0 | 0% | 0 | 0 | 0 | 0 | 0 | 0 | 0 | 0 | #N/A | #N/A | #N/A | #N/A | #N/A | #N/A | #N/A | 0 | 0 | 0 | #DIV/0!
[19 empty] | 0 | 0 | 0 | 0% | 0 | 0 | 0 | 0 | 0 | 0 | 0 | 0 | #N/A | #N/A | #N/A | #N/A | #N/A | #N/A | #N/A | 0 | 0 | 0 | #DIV/0!
[19 empty] | 0 | 0 | 0 | 0% | 0 | 0 | 0 | 0 | 0 | 0 | 0 | 0 | #N/A | #N/A | #N/A | #N/A | #N/A | #N/A | #N/A | 0 | 0 | 0 | #DIV/0!
[19 empty] | 0 | 0 | 0 | 0% | 0 | 0 | 0 | 0 | 0 | 0 | 0 | 0 | #N/A | #N/A | #N/A | #N/A | #N/A | #N/A | #N/A | 0 | 0 | 0 | #DIV/0!
[19 empty] | 0 | 0 | 0 | 0% | 0 | 0 | 0 | 0 | 0 | 0 | 0 | 0 | #N/A | #N/A | #N/A | #N/A | #N/A | #N/A | #N/A | 0 | 0 | 0 | #DIV/0!
[19 empty] | 0 | 0 | 0 | 0% | 0 | 0 | 0 | 0 | 0 | 0 | 0 | 0 | #N/A | #N/A | #N/A | #N/A | #N/A | #N/A | #N/A | 0 | 0 | 0 | #DIV/0!
[19 empty] | 0 | 0 | 0 | 0% | 0 | 0 | 0 | 0 | 0 | 0 | 0 | 0 | #N/A | #N/A | #N/A | #N/A | #N/A | #N/A | #N/A | 0 | 0 | 0 | #DIV/0!
[19 empty] | 0 | 0 | 0 | 0% | 0 | 0 | 0 | 0 | 0 | 0 | 0 | 0 | #N/A | #N/A | #N/A | #N/A | #N/A | #N/A | #N/A | 0 | 0 | 0 | #DIV/0!
[19 empty] | 0 | 0 | 0 | 0% | 0 | 0 | 0 | 0 | 0 | 0 | 0 | 0 | #N/A | #N/A | #N/A | #N/A | #N/A | #N/A | #N/A | 0 | 0 | 0 | #DIV/0!
[19 empty] | 0 | 0 | 0 | 0% | 0 | 0 | 0 | 0 | 0 | 0 | 0 | 0 | #N/A | #N/A | #N/A | #N/A | #N/A | #N/A | #N/A | 0 | 0 | 0 | #DIV/0!
[19 empty] | 0 | 0 | 0 | 0% | 0 | 0 | 0 | 0 | 0 | 0 | 0 | 0 | #N/A | #N/A | #N/A | #N/A | #N/A | #N/A | #N/A | 0 | 0 | 0 | #DIV/0!
[19 empty] | 0 | 0 | 0 | 0% | 0 | 0 | 0 | 0 | 0 | 0 | 0 | 0 | #N/A | #N/A | #N/A | #N/A | #N/A | #N/A | #N/A | 0 | 0 | 0 | #DIV/0!
[19 empty] | 0 | 0 | 0 | 0% | 0 | 0 | 0 | 0 | 0 | 0 | 0 | 0 | #N/A | #N/A | #N/A | #N/A | #N/A | #N/A | #N/A | 0 | 0 | 0 | #DIV/0!
[19 empty] | 0 | 0 | 0 | 0% | 0 | 0 | 0 | 0 | 0 | 0 | 0 | 0 | #N/A | #N/A | #N/A | #N/A | #N/A | #N/A | #N/A | 0 | 0 | 0 | #DIV/0!
[19 empty] | 0 | 0 | 0 | 0% | 0 | 0 | 0 | 0 | 0 | 0 | 0 | 0 | #N/A | #N/A | #N/A | #N/A | #N/A | #N/A | #N/A | 0 | 0 | 0 | #DIV/0!
[19 empty] | 0 | 0 | 0 | 0% | 0 | 0 | 0 | 0 | 0 | 0 | 0 | 0 | #N/A | #N/A | #N/A | #N/A | #N/A | #N/A | #N/A | 0 | 0 | 0 | #DIV/0!
[19 empty] | 0 | 0 | 0 | 0% | 0 | 0 | 0 | 0 | 0 | 0 | 0 | 0 | #N/A | #N/A | #N/A | #N/A | #N/A | #N/A | #N/A | 0 | 0 | 0 | #DIV/0!
[19 empty] | 0 | 0 | 0 | 0% | 0 | 0 | 0 | 0 | 0 | 0 | 0 | 0 | #N/A | #N/A | #N/A | #N/A | #N/A | #N/A | #N/A | 0 | 0 | 0 | #DIV/0!
[19 empty] | 0 | 0 | 0 | 0% | 0 | 0 | 0 | 0 | 0 | 0 | 0 | 0 | #N/A | #N/A | #N/A | #N/A | #N/A | #N/A | #N/A | 0 | 0 | 0 | #DIV/0!
[19 empty] | 0 | 0 | 0 | 0% | 0 | 0 | 0 | 0 | 0 | 0 | 0 | 0 | #N/A | #N/A | #N/A | #N/A | #N/A | #N/A | #N/A | 0 | 0 | 0 | #DIV/0!
[19 empty] | 0 | 0 | 0 | 0% | 0 | 0 | 0 | 0 | 0 | 0 | 0 | 0 | #N/A | #N/A | #N/A | #N/A | #N/A | #N/A | #N/A | 0 | 0 | 0 | #DIV/0!
[19 empty] | 0 | 0 | 0 | 0% | 0 | 0 | 0 | 0 | 0 | 0 | 0 | 0 | #N/A | #N/A | #N/A | #N/A | #N/A | #N/A | #N/A | 0 | 0 | 0 | #DIV/0!
[19 empty] | 0 | 0 | 0 | 0% | 0 | 0 | 0 | 0 | 0 | 0 | 0 | 0 | #N/A | #N/A | #N/A | #N/A | #N/A | #N/A | #N/A | 0 | 0 | 0 | #DIV/0!
[19 empty] | 0 | 0 | 0 | 0% | 0 | 0 | 0 | 0 | 0 | 0 | 0 | 0 | #N/A | #N/A | #N/A | #N/A | #N/A | #N/A | #N/A | 0 | 0 | 0 | #DIV/0!
[19 empty] | 0 | 0 | 0 | 0% | 0 | 0 | 0 | 0 | 0 | 0 | 0 | 0 | #N/A | #N/A | #N/A | #N/A | #N/A | #N/A | #N/A | 0 | 0 | 0 | #DIV/0!
[19 empty] | 0 | 0 | 0 | 0% | 0 | 0 | 0 | 0 | 0 | 0 | 0 | 0 | #N/A | #N/A | #N/A | #N/A | #N/A | #N/A | #N/A | 0 | 0 | 0 | #DIV/0!
[19 empty] | 0 | 0 | 0 | 0% | 0 | 0 | 0 | 0 | 0 | 0 | 0 | 0 | #N/A | #N/A | #N/A | #N/A | #N/A | #N/A | #N/A | 0 | 0 | 0 | #DIV/0!
[19 empty] | 0 | 0 | 0 | 0% | 0 | 0 | 0 | 0 | 0 | 0 | 0 | 0 | #N/A | #N/A | #N/A | #N/A | #N/A | #N/A | #N/A | 0 | 0 | 0 | #DIV/0!
[19 empty] | 0 | 0 | 0 | 0% | 0 | 0 | 0 | 0 | 0 | 0 | 0 | 0 | #N/A | #N/A | #N/A | #N/A | #N/A | #N/A | #N/A | 0 | 0 | 0 | #DIV/0!
[19 empty] | 0 | 0 | 0 | 0% | 0 | 0 | 0 | 0 | 0 | 0 | 0 | 0 | #N/A | #N/A | #N/A | #N/A | #N/A | #N/A | #N/A | 0 | 0 | 0 | #DIV/0!
[19 empty] | 0 | 0 | 0 | 0% | 0 | 0 | 0 | 0 | 0 | 0 | 0 | 0 | #N/A | #N/A | #N/A | #N/A | #N/A | #N/A | #N/A | 0 | 0 | 0 | #DIV/0!
[19 empty] | 0 | 0 | 0 | 0% | 0 | 0 | 0 | 0 | 0 | 0 | 0 | 0 | #N/A | #N/A | #N/A | #N/A | #N/A | #N/A | #N/A | 0 | 0 | 0 | #DIV/0!
[19 empty] | 0 | 0 | 0 | 0% | 0 | 0 | 0 | 0 | 0 | 0 | 0 | 0 | #N/A | #N/A | #N/A | #N/A | #N/A | #N/A | #N/A | 0 | 0 | 0 | #DIV/0!
[19 empty] | 0 | 0 | 0 | 0% | 0 | 0 | 0 | 0 | 0 | 0 | 0 | 0 | #N/A | #N/A | #N/A | #N/A | #N/A | #N/A | #N/A | 0 | 0 | 0 | #DIV/0!
[19 empty] | 0 | 0 | 0 | 0% | 0 | 0 | 0 | 0 | 0 | 0 | 0 | 0 | #N/A | #N/A | #N/A | #N/A | #N/A | #N/A | #N/A | 0 | 0 | 0 | #DIV/0!
[19 empty] | 0 | 0 | 0 | 0% | 0 | 0 | 0 | 0 | 0 | 0 | 0 | 0 | #N/A | #N/A | #N/A | #N/A | #N/A | #N/A | #N/A | 0 | 0 | 0 | #DIV/0!
[19 empty] | 0 | 0 | 0 | 0% | 0 | 0 | 0 | 0 | 0 | 0 | 0 | 0 | #N/A | #N/A | #N/A | #N/A | #N/A | #N/A | #N/A | 0 | 0 | 0 | #DIV/0!
[19 empty] | 0 | 0 | 0 | 0% | 0 | 0 | 0 | 0 | 0 | 0 | 0 | 0 | #N/A | #N/A | #N/A | #N/A | #N/A | #N/A | #N/A | 0 | 0 | 0 | #DIV/0!
[19 empty] | 0 | 0 | 0 | 0% | 0 | 0 | 0 | 0 | 0 | 0 | 0 | 0 | #N/A | #N/A | #N/A | #N/A | #N/A | #N/A | #N/A | 0 | 0 | 0 | #DIV/0!
[19 empty] | 0 | 0 | 0 | 0% | 0 | 0 | 0 | 0 | 0 | 0 | 0 | 0 | #N/A | #N/A | #N/A | #N/A | #N/A | #N/A | #N/A | 0 | 0 | 0 | #DIV/0!
[19 empty] | 0 | 0 | 0 | 0% | 0 | 0 | 0 | 0 | 0 | 0 | 0 | 0 | #N/A | #N/A | #N/A | #N/A | #N/A | #N/A | #N/A | 0 | 0 | 0 | #DIV/0!
[19 empty] | 0 | 0 | 0 | 0% | 0 | 0 | 0 | 0 | 0 | 0 | 0 | 0 | #N/A | #N/A | #N/A | #N/A | #N/A | #N/A | #N/A | 0 | 0 | 0 | #DIV/0!
[19 empty] | 0 | 0 | 0 | 0% | 0 | 0 | 0 | 0 | 0 | 0 | 0 | 0 | #N/A | #N/A | #N/A | #N/A | #N/A | #N/A | #N/A | 0 | 0 | 0 | #DIV/0!

## Commercial Midstream {E}
Rtn to Summary |  | Order Number | Program Name | Discount Rate: | 6.8% | [9 empty] | Paste in incentives but use DBtC for Total
| Program: | 18230524 | Commercial Midstream {E}
| paste |  |  | paste | paste | paste | paste | paste | paste | paste | paste | paste | paste | Paste | paste | paste | paste | paste | Formula: G + H | Formula: (O/A10)*T | Formula: N - M | Formula: O/A10 | Formula: W*A8 | Formula: Q - P | Formula: X + DBtC | Formula: Q + X | Formula: Z/(1+ElecDiscountRate)^1 | Formula: AA/(1+ElecDiscountRate)^1 | Formula: -PV (ElecDiscount Rate,T,R)*J | Formula: - PV (ElecDiscount Rate, T, S)*J |  | AF*J*K |  | AH*J*L | AG + AI |  | AG +AI -AK | formula: Logic to lookup from AC tables and adjust by savings and quantity | Formula: Utility Savings (AM)*1.1+AD+AE | formula: AM/AB | formula: AN/AC
| Sch. No. | Order Number | Program Name | Measure Version | Measure Name | First Period Measure Life | Second period Measure Life | Electric End-Use Type | Number of units offered | Savings per Unit Period 1 | Savngs per Unit Period 2 | Incentives Per Unit | Incremental Measure Cost per Unit | Total First Year Savings | Total Incentive | Total Incremental Measure Cost | Unit First Year Non-Energy Benefits | Unit Annual Net Equipment O&M | Total Measure Life | Weighted Life | Agency or Customer Cost per Unit | Percent Unit overhead | Program Overhead Cost | Total Customer Cost | Total Utility Program Costs | Total Resource Cost | PV Total Utility Program Costs | PV Total Resource Costs | PV Total Non-Energy Benefits | PV Total Net Equipment O&M | Unit PV First period Savings for 1 kWh | Total First Period Savings | Unit PV Savings for Second Period for 1 kWh | Total Second period Savings | Unadjusted Total | Decrement | Final UC Total Savings | PV Total Savings UC | PV Total Savings TRC | UC B/C Ratio | TRC B/C Ratio
DBTC: | E262 | 18230524 | Commercial Midstream {E} | 0 - 1 | 2025 - Midstream Program Planning Line - Incentives | 15 | 0 | Comm Space Heat | 1 | 639450 | 0 | 409500 | 716625 | 639450 | 409500 | 716625 | 0 |  | 15 | 15 | 307125 | 100% | 182507.66 | 307125 | 592007.66 | 899132.66 | 554314.2884 | 841884.5131 | 0 | 0 | 1.7173 | 1098105.6065 | 1.7173 | 0 | 1098105.6065 | 0 | 1098105.6065 | 1098105.6065 | 1207916.1672 | 1.981 | 1.4348
409500 | E262 | 18230524 | Commercial Midstream {E} | [15 empty] | 0 | 0 | 0 | 0% | 0 | 0 | 0 | 0 | 0 | 0 | 0 | 0 | #N/A | #N/A | #N/A | #N/A | #N/A | #N/A | #N/A | 0 | 0 | 0 | #DIV/0!
Program Costs: | E262 | 18230524 | Commercial Midstream {E} | [15 empty] | 0 | 0 | 0 | 0% | 0 | 0 | 0 | 0 | 0 | 0 | 0 | 0 | #N/A | #N/A | #N/A | #N/A | #N/A | #N/A | #N/A | 0 | 0 | 0 | #DIV/0!
182507.66 | E262 | 18230524 | Commercial Midstream {E} | [15 empty] | 0 | 0 | 0 | 0% | 0 | 0 | 0 | 0 | 0 | 0 | 0 | 0 | #N/A | #N/A | #N/A | #N/A | #N/A | #N/A | #N/A | 0 | 0 | 0 | #DIV/0!
Total Savings (kWh): | E262 | 18230524 | Commercial Midstream {E} | [15 empty] | 0 | 0 | 0 | 0% | 0 | 0 | 0 | 0 | 0 | 0 | 0 | 0 | #N/A | #N/A | #N/A | #N/A | #N/A | #N/A | #N/A | 0 | 0 | 0 | #DIV/0!
639450 | E262 | 18230524 | Commercial Midstream {E} | [15 empty] | 0 | 0 | 0 | 0% | 0 | 0 | 0 | 0 | 0 | 0 | 0 | 0 | #N/A | #N/A | #N/A | #N/A | #N/A | #N/A | #N/A | 0 | 0 | 0 | #DIV/0!
Total Incentives: | E262 | 18230524 | Commercial Midstream {E} | [15 empty] | 0 | 0 | 0 | 0% | 0 | 0 | 0 | 0 | 0 | 0 | 0 | 0 | #N/A | #N/A | #N/A | #N/A | #N/A | #N/A | #N/A | 0 | 0 | 0 | #DIV/0!
409500 | E262 | 18230524 | Commercial Midstream {E} | [15 empty] | 0 | 0 | 0 | 0% | 0 | 0 | 0 | 0 | 0 | 0 | 0 | 0 | #N/A | #N/A | #N/A | #N/A | #N/A | #N/A | #N/A | 0 | 0 | 0 | #DIV/0!
Total Customer Costs: | E262 | 18230524 | Commercial Midstream {E} | [15 empty] | 0 | 0 | 0 | 0% | 0 | 0 | 0 | 0 | 0 | 0 | 0 | 0 | #N/A | #N/A | #N/A | #N/A | #N/A | #N/A | #N/A | 0 | 0 | 0 | #DIV/0!
307125 | E262 | 18230524 | Commercial Midstream {E} | [15 empty] | 0 | 0 | 0 | 0% | 0 | 0 | 0 | 0 | 0 | 0 | 0 | 0 | #N/A | #N/A | #N/A | #N/A | #N/A | #N/A | #N/A | 0 | 0 | 0 | #DIV/0!
Weighted Avg Life | E262 | 18230524 | Commercial Midstream {E} | [15 empty] | 0 | 0 | 0 | 0% | 0 | 0 | 0 | 0 | 0 | 0 | 0 | 0 | #N/A | #N/A | #N/A | #N/A | #N/A | #N/A | #N/A | 0 | 0 | 0 | #DIV/0!
15 | E262 | 18230524 | Commercial Midstream {E} | [15 empty] | 0 | 0 | 0 | 0% | 0 | 0 | 0 | 0 | 0 | 0 | 0 | 0 | #N/A | #N/A | #N/A | #N/A | #N/A | #N/A | #N/A | 0 | 0 | 0 | #DIV/0!
Total Utility Cost | E262 | 18230524 | Commercial Midstream {E} | [15 empty] | 0 | 0 | 0 | 0% | 0 | 0 | 0 | 0 | 0 | 0 | 0 | 0 | #N/A | #N/A | #N/A | #N/A | #N/A | #N/A | #N/A | 0 | 0 | 0 | #DIV/0!
592007.66 | E262 | 18230524 | Commercial Midstream {E} | [15 empty] | 0 | 0 | 0 | 0% | 0 | 0 | 0 | 0 | 0 | 0 | 0 | 0 | #N/A | #N/A | #N/A | #N/A | #N/A | #N/A | #N/A | 0 | 0 | 0 | #DIV/0!
Total Resource Cost | E262 | 18230524 | Commercial Midstream {E} | [15 empty] | 0 | 0 | 0 | 0% | 0 | 0 | 0 | 0 | 0 | 0 | 0 | 0 | #N/A | #N/A | #N/A | #N/A | #N/A | #N/A | #N/A | 0 | 0 | 0 | #DIV/0!
899132.66 | E262 | 18230524 | Commercial Midstream {E} | [15 empty] | 0 | 0 | 0 | 0% | 0 | 0 | 0 | 0 | 0 | 0 | 0 | 0 | #N/A | #N/A | #N/A | #N/A | #N/A | #N/A | #N/A | 0 | 0 | 0 | #DIV/0!
UC B/C Ratio | E262 | 18230524 | Commercial Midstream {E} | [15 empty] | 0 | 0 | 0 | 0% | 0 | 0 | 0 | 0 | 0 | 0 | 0 | 0 | #N/A | #N/A | #N/A | #N/A | #N/A | #N/A | #N/A | 0 | 0 | 0 | #DIV/0!
1.981 | E262 | 18230524 | Commercial Midstream {E} | [15 empty] | 0 | 0 | 0 | 0% | 0 | 0 | 0 | 0 | 0 | 0 | 0 | 0 | #N/A | #N/A | #N/A | #N/A | #N/A | #N/A | #N/A | 0 | 0 | 0 | #DIV/0!
TRC B/C Ratio | E262 | 18230524 | Commercial Midstream {E} | [15 empty] | 0 | 0 | 0 | 0% | 0 | 0 | 0 | 0 | 0 | 0 | 0 | 0 | #N/A | #N/A | #N/A | #N/A | #N/A | #N/A | #N/A | 0 | 0 | 0 | #DIV/0!
1.4348 | E262 | 18230524 | Commercial Midstream {E} | [15 empty] | 0 | 0 | 0 | 0% | 0 | 0 | 0 | 0 | 0 | 0 | 0 | 0 | #N/A | #N/A | #N/A | #N/A | #N/A | #N/A | #N/A | 0 | 0 | 0 | #DIV/0!
| E262 | 18230524 | Commercial Midstream {E} | [15 empty] | 0 | 0 | 0 | 0% | 0 | 0 | 0 | 0 | 0 | 0 | 0 | 0 | #N/A | #N/A | #N/A | #N/A | #N/A | #N/A | #N/A | 0 | 0 | 0 | #DIV/0!
| E262 | 18230524 | Commercial Midstream {E} | [15 empty] | 0 | 0 | 0 | 0% | 0 | 0 | 0 | 0 | 0 | 0 | 0 | 0 | #N/A | #N/A | #N/A | #N/A | #N/A | #N/A | #N/A | 0 | 0 | 0 | #DIV/0!
| E262 | 18230524 | Commercial Midstream {E} | [15 empty] | 0 | 0 | 0 | 0% | 0 | 0 | 0 | 0 | 0 | 0 | 0 | 0 | #N/A | #N/A | #N/A | #N/A | #N/A | #N/A | #N/A | 0 | 0 | 0 | #DIV/0!
| E262 | 18230524 | Commercial Midstream {E} | [15 empty] | 0 | 0 | 0 | 0% | 0 | 0 | 0 | 0 | 0 | 0 | 0 | 0 | #N/A | #N/A | #N/A | #N/A | #N/A | #N/A | #N/A | 0 | 0 | 0 | #DIV/0!
[19 empty] | 0 | 0 | 0 | 0% | 0 | 0 | 0 | 0 | 0 | 0 | 0 | 0 | #N/A | #N/A | #N/A | #N/A | #N/A | #N/A | #N/A | 0 | 0 | 0 | #DIV/0!
[19 empty] | 0 | 0 | 0 | 0% | 0 | 0 | 0 | 0 | 0 | 0 | 0 | 0 | #N/A | #N/A | #N/A | #N/A | #N/A | #N/A | #N/A | 0 | 0 | 0 | #DIV/0!
[19 empty] | 0 | 0 | 0 | 0% | 0 | 0 | 0 | 0 | 0 | 0 | 0 | 0 | #N/A | #N/A | #N/A | #N/A | #N/A | #N/A | #N/A | 0 | 0 | 0 | #DIV/0!
[19 empty] | 0 | 0 | 0 | 0% | 0 | 0 | 0 | 0 | 0 | 0 | 0 | 0 | #N/A | #N/A | #N/A | #N/A | #N/A | #N/A | #N/A | 0 | 0 | 0 | #DIV/0!
[19 empty] | 0 | 0 | 0 | 0% | 0 | 0 | 0 | 0 | 0 | 0 | 0 | 0 | #N/A | #N/A | #N/A | #N/A | #N/A | #N/A | #N/A | 0 | 0 | 0 | #DIV/0!
[19 empty] | 0 | 0 | 0 | 0% | 0 | 0 | 0 | 0 | 0 | 0 | 0 | 0 | #N/A | #N/A | #N/A | #N/A | #N/A | #N/A | #N/A | 0 | 0 | 0 | #DIV/0!
[19 empty] | 0 | 0 | 0 | 0% | 0 | 0 | 0 | 0 | 0 | 0 | 0 | 0 | #N/A | #N/A | #N/A | #N/A | #N/A | #N/A | #N/A | 0 | 0 | 0 | #DIV/0!
[19 empty] | 0 | 0 | 0 | 0% | 0 | 0 | 0 | 0 | 0 | 0 | 0 | 0 | #N/A | #N/A | #N/A | #N/A | #N/A | #N/A | #N/A | 0 | 0 | 0 | #DIV/0!
[19 empty] | 0 | 0 | 0 | 0% | 0 | 0 | 0 | 0 | 0 | 0 | 0 | 0 | #N/A | #N/A | #N/A | #N/A | #N/A | #N/A | #N/A | 0 | 0 | 0 | #DIV/0!
[19 empty] | 0 | 0 | 0 | 0% | 0 | 0 | 0 | 0 | 0 | 0 | 0 | 0 | #N/A | #N/A | #N/A | #N/A | #N/A | #N/A | #N/A | 0 | 0 | 0 | #DIV/0!
[19 empty] | 0 | 0 | 0 | 0% | 0 | 0 | 0 | 0 | 0 | 0 | 0 | 0 | #N/A | #N/A | #N/A | #N/A | #N/A | #N/A | #N/A | 0 | 0 | 0 | #DIV/0!
[19 empty] | 0 | 0 | 0 | 0% | 0 | 0 | 0 | 0 | 0 | 0 | 0 | 0 | #N/A | #N/A | #N/A | #N/A | #N/A | #N/A | #N/A | 0 | 0 | 0 | #DIV/0!
[19 empty] | 0 | 0 | 0 | 0% | 0 | 0 | 0 | 0 | 0 | 0 | 0 | 0 | #N/A | #N/A | #N/A | #N/A | #N/A | #N/A | #N/A | 0 | 0 | 0 | #DIV/0!
[19 empty] | 0 | 0 | 0 | 0% | 0 | 0 | 0 | 0 | 0 | 0 | 0 | 0 | #N/A | #N/A | #N/A | #N/A | #N/A | #N/A | #N/A | 0 | 0 | 0 | #DIV/0!
[19 empty] | 0 | 0 | 0 | 0% | 0 | 0 | 0 | 0 | 0 | 0 | 0 | 0 | #N/A | #N/A | #N/A | #N/A | #N/A | #N/A | #N/A | 0 | 0 | 0 | #DIV/0!
[19 empty] | 0 | 0 | 0 | 0% | 0 | 0 | 0 | 0 | 0 | 0 | 0 | 0 | #N/A | #N/A | #N/A | #N/A | #N/A | #N/A | #N/A | 0 | 0 | 0 | #DIV/0!
[19 empty] | 0 | 0 | 0 | 0% | 0 | 0 | 0 | 0 | 0 | 0 | 0 | 0 | #N/A | #N/A | #N/A | #N/A | #N/A | #N/A | #N/A | 0 | 0 | 0 | #DIV/0!
[19 empty] | 0 | 0 | 0 | 0% | 0 | 0 | 0 | 0 | 0 | 0 | 0 | 0 | #N/A | #N/A | #N/A | #N/A | #N/A | #N/A | #N/A | 0 | 0 | 0 | #DIV/0!
[19 empty] | 0 | 0 | 0 | 0% | 0 | 0 | 0 | 0 | 0 | 0 | 0 | 0 | #N/A | #N/A | #N/A | #N/A | #N/A | #N/A | #N/A | 0 | 0 | 0 | #DIV/0!
[19 empty] | 0 | 0 | 0 | 0% | 0 | 0 | 0 | 0 | 0 | 0 | 0 | 0 | #N/A | #N/A | #N/A | #N/A | #N/A | #N/A | #N/A | 0 | 0 | 0 | #DIV/0!
[19 empty] | 0 | 0 | 0 | 0% | 0 | 0 | 0 | 0 | 0 | 0 | 0 | 0 | #N/A | #N/A | #N/A | #N/A | #N/A | #N/A | #N/A | 0 | 0 | 0 | #DIV/0!
[19 empty] | 0 | 0 | 0 | 0% | 0 | 0 | 0 | 0 | 0 | 0 | 0 | 0 | #N/A | #N/A | #N/A | #N/A | #N/A | #N/A | #N/A | 0 | 0 | 0 | #DIV/0!
[19 empty] | 0 | 0 | 0 | 0% | 0 | 0 | 0 | 0 | 0 | 0 | 0 | 0 | #N/A | #N/A | #N/A | #N/A | #N/A | #N/A | #N/A | 0 | 0 | 0 | #DIV/0!
[19 empty] | 0 | 0 | 0 | 0% | 0 | 0 | 0 | 0 | 0 | 0 | 0 | 0 | #N/A | #N/A | #N/A | #N/A | #N/A | #N/A | #N/A | 0 | 0 | 0 | #DIV/0!
[19 empty] | 0 | 0 | 0 | 0% | 0 | 0 | 0 | 0 | 0 | 0 | 0 | 0 | #N/A | #N/A | #N/A | #N/A | #N/A | #N/A | #N/A | 0 | 0 | 0 | #DIV/0!
[19 empty] | 0 | 0 | 0 | 0% | 0 | 0 | 0 | 0 | 0 | 0 | 0 | 0 | #N/A | #N/A | #N/A | #N/A | #N/A | #N/A | #N/A | 0 | 0 | 0 | #DIV/0!
[19 empty] | 0 | 0 | 0 | 0% | 0 | 0 | 0 | 0 | 0 | 0 | 0 | 0 | #N/A | #N/A | #N/A | #N/A | #N/A | #N/A | #N/A | 0 | 0 | 0 | #DIV/0!
[19 empty] | 0 | 0 | 0 | 0% | 0 | 0 | 0 | 0 | 0 | 0 | 0 | 0 | #N/A | #N/A | #N/A | #N/A | #N/A | #N/A | #N/A | 0 | 0 | 0 | #DIV/0!
[19 empty] | 0 | 0 | 0 | 0% | 0 | 0 | 0 | 0 | 0 | 0 | 0 | 0 | #N/A | #N/A | #N/A | #N/A | #N/A | #N/A | #N/A | 0 | 0 | 0 | #DIV/0!
[19 empty] | 0 | 0 | 0 | 0% | 0 | 0 | 0 | 0 | 0 | 0 | 0 | 0 | #N/A | #N/A | #N/A | #N/A | #N/A | #N/A | #N/A | 0 | 0 | 0 | #DIV/0!
[19 empty] | 0 | 0 | 0 | 0% | 0 | 0 | 0 | 0 | 0 | 0 | 0 | 0 | #N/A | #N/A | #N/A | #N/A | #N/A | #N/A | #N/A | 0 | 0 | 0 | #DIV/0!
[19 empty] | 0 | 0 | 0 | 0% | 0 | 0 | 0 | 0 | 0 | 0 | 0 | 0 | #N/A | #N/A | #N/A | #N/A | #N/A | #N/A | #N/A | 0 | 0 | 0 | #DIV/0!
[19 empty] | 0 | 0 | 0 | 0% | 0 | 0 | 0 | 0 | 0 | 0 | 0 | 0 | #N/A | #N/A | #N/A | #N/A | #N/A | #N/A | #N/A | 0 | 0 | 0 | #DIV/0!
[19 empty] | 0 | 0 | 0 | 0% | 0 | 0 | 0 | 0 | 0 | 0 | 0 | 0 | #N/A | #N/A | #N/A | #N/A | #N/A | #N/A | #N/A | 0 | 0 | 0 | #DIV/0!
[19 empty] | 0 | 0 | 0 | 0% | 0 | 0 | 0 | 0 | 0 | 0 | 0 | 0 | #N/A | #N/A | #N/A | #N/A | #N/A | #N/A | #N/A | 0 | 0 | 0 | #DIV/0!
[19 empty] | 0 | 0 | 0 | 0% | 0 | 0 | 0 | 0 | 0 | 0 | 0 | 0 | #N/A | #N/A | #N/A | #N/A | #N/A | #N/A | #N/A | 0 | 0 | 0 | #DIV/0!
[19 empty] | 0 | 0 | 0 | 0% | 0 | 0 | 0 | 0 | 0 | 0 | 0 | 0 | #N/A | #N/A | #N/A | #N/A | #N/A | #N/A | #N/A | 0 | 0 | 0 | #DIV/0!
[19 empty] | 0 | 0 | 0 | 0% | 0 | 0 | 0 | 0 | 0 | 0 | 0 | 0 | #N/A | #N/A | #N/A | #N/A | #N/A | #N/A | #N/A | 0 | 0 | 0 | #DIV/0!
[19 empty] | 0 | 0 | 0 | 0% | 0 | 0 | 0 | 0 | 0 | 0 | 0 | 0 | #N/A | #N/A | #N/A | #N/A | #N/A | #N/A | #N/A | 0 | 0 | 0 | #DIV/0!
[19 empty] | 0 | 0 | 0 | 0% | 0 | 0 | 0 | 0 | 0 | 0 | 0 | 0 | #N/A | #N/A | #N/A | #N/A | #N/A | #N/A | #N/A | 0 | 0 | 0 | #DIV/0!
[19 empty] | 0 | 0 | 0 | 0% | 0 | 0 | 0 | 0 | 0 | 0 | 0 | 0 | #N/A | #N/A | #N/A | #N/A | #N/A | #N/A | #N/A | 0 | 0 | 0 | #DIV/0!
[19 empty] | 0 | 0 | 0 | 0% | 0 | 0 | 0 | 0 | 0 | 0 | 0 | 0 | #N/A | #N/A | #N/A | #N/A | #N/A | #N/A | #N/A | 0 | 0 | 0 | #DIV/0!
[19 empty] | 0 | 0 | 0 | 0% | 0 | 0 | 0 | 0 | 0 | 0 | 0 | 0 | #N/A | #N/A | #N/A | #N/A | #N/A | #N/A | #N/A | 0 | 0 | 0 | #DIV/0!
[19 empty] | 0 | 0 | 0 | 0% | 0 | 0 | 0 | 0 | 0 | 0 | 0 | 0 | #N/A | #N/A | #N/A | #N/A | #N/A | #N/A | #N/A | 0 | 0 | 0 | #DIV/0!
[19 empty] | 0 | 0 | 0 | 0% | 0 | 0 | 0 | 0 | 0 | 0 | 0 | 0 | #N/A | #N/A | #N/A | #N/A | #N/A | #N/A | #N/A | 0 | 0 | 0 | #DIV/0!
[19 empty] | 0 | 0 | 0 | 0% | 0 | 0 | 0 | 0 | 0 | 0 | 0 | 0 | #N/A | #N/A | #N/A | #N/A | #N/A | #N/A | #N/A | 0 | 0 | 0 | #DIV/0!
[19 empty] | 0 | 0 | 0 | 0% | 0 | 0 | 0 | 0 | 0 | 0 | 0 | 0 | #N/A | #N/A | #N/A | #N/A | #N/A | #N/A | #N/A | 0 | 0 | 0 | #DIV/0!
[19 empty] | 0 | 0 | 0 | 0% | 0 | 0 | 0 | 0 | 0 | 0 | 0 | 0 | #N/A | #N/A | #N/A | #N/A | #N/A | #N/A | #N/A | 0 | 0 | 0 | #DIV/0!
[19 empty] | 0 | 0 | 0 | 0% | 0 | 0 | 0 | 0 | 0 | 0 | 0 | 0 | #N/A | #N/A | #N/A | #N/A | #N/A | #N/A | #N/A | 0 | 0 | 0 | #DIV/0!
[19 empty] | 0 | 0 | 0 | 0% | 0 | 0 | 0 | 0 | 0 | 0 | 0 | 0 | #N/A | #N/A | #N/A | #N/A | #N/A | #N/A | #N/A | 0 | 0 | 0 | #DIV/0!
[19 empty] | 0 | 0 | 0 | 0% | 0 | 0 | 0 | 0 | 0 | 0 | 0 | 0 | #N/A | #N/A | #N/A | #N/A | #N/A | #N/A | #N/A | 0 | 0 | 0 | #DIV/0!
[19 empty] | 0 | 0 | 0 | 0% | 0 | 0 | 0 | 0 | 0 | 0 | 0 | 0 | #N/A | #N/A | #N/A | #N/A | #N/A | #N/A | #N/A | 0 | 0 | 0 | #DIV/0!
[19 empty] | 0 | 0 | 0 | 0% | 0 | 0 | 0 | 0 | 0 | 0 | 0 | 0 | #N/A | #N/A | #N/A | #N/A | #N/A | #N/A | #N/A | 0 | 0 | 0 | #DIV/0!
[19 empty] | 0 | 0 | 0 | 0% | 0 | 0 | 0 | 0 | 0 | 0 | 0 | 0 | #N/A | #N/A | #N/A | #N/A | #N/A | #N/A | #N/A | 0 | 0 | 0 | #DIV/0!
[19 empty] | 0 | 0 | 0 | 0% | 0 | 0 | 0 | 0 | 0 | 0 | 0 | 0 | #N/A | #N/A | #N/A | #N/A | #N/A | #N/A | #N/A | 0 | 0 | 0 | #DIV/0!
[19 empty] | 0 | 0 | 0 | 0% | 0 | 0 | 0 | 0 | 0 | 0 | 0 | 0 | #N/A | #N/A | #N/A | #N/A | #N/A | #N/A | #N/A | 0 | 0 | 0 | #DIV/0!
[19 empty] | 0 | 0 | 0 | 0% | 0 | 0 | 0 | 0 | 0 | 0 | 0 | 0 | #N/A | #N/A | #N/A | #N/A | #N/A | #N/A | #N/A | 0 | 0 | 0 | #DIV/0!
[19 empty] | 0 | 0 | 0 | 0% | 0 | 0 | 0 | 0 | 0 | 0 | 0 | 0 | #N/A | #N/A | #N/A | #N/A | #N/A | #N/A | #N/A | 0 | 0 | 0 | #DIV/0!
[19 empty] | 0 | 0 | 0 | 0% | 0 | 0 | 0 | 0 | 0 | 0 | 0 | 0 | #N/A | #N/A | #N/A | #N/A | #N/A | #N/A | #N/A | 0 | 0 | 0 | #DIV/0!
[19 empty] | 0 | 0 | 0 | 0% | 0 | 0 | 0 | 0 | 0 | 0 | 0 | 0 | #N/A | #N/A | #N/A | #N/A | #N/A | #N/A | #N/A | 0 | 0 | 0 | #DIV/0!
[19 empty] | 0 | 0 | 0 | 0% | 0 | 0 | 0 | 0 | 0 | 0 | 0 | 0 | #N/A | #N/A | #N/A | #N/A | #N/A | #N/A | #N/A | 0 | 0 | 0 | #DIV/0!
[19 empty] | 0 | 0 | 0 | 0% | 0 | 0 | 0 | 0 | 0 | 0 | 0 | 0 | #N/A | #N/A | #N/A | #N/A | #N/A | #N/A | #N/A | 0 | 0 | 0 | #DIV/0!
[19 empty] | 0 | 0 | 0 | 0% | 0 | 0 | 0 | 0 | 0 | 0 | 0 | 0 | #N/A | #N/A | #N/A | #N/A | #N/A | #N/A | #N/A | 0 | 0 | 0 | #DIV/0!
[19 empty] | 0 | 0 | 0 | 0% | 0 | 0 | 0 | 0 | 0 | 0 | 0 | 0 | #N/A | #N/A | #N/A | #N/A | #N/A | #N/A | #N/A | 0 | 0 | 0 | #DIV/0!
[19 empty] | 0 | 0 | 0 | 0% | 0 | 0 | 0 | 0 | 0 | 0 | 0 | 0 | #N/A | #N/A | #N/A | #N/A | #N/A | #N/A | #N/A | 0 | 0 | 0 | #DIV/0!
[19 empty] | 0 | 0 | 0 | 0% | 0 | 0 | 0 | 0 | 0 | 0 | 0 | 0 | #N/A | #N/A | #N/A | #N/A | #N/A | #N/A | #N/A | 0 | 0 | 0 | #DIV/0!
[19 empty] | 0 | 0 | 0 | 0% | 0 | 0 | 0 | 0 | 0 | 0 | 0 | 0 | #N/A | #N/A | #N/A | #N/A | #N/A | #N/A | #N/A | 0 | 0 | 0 | #DIV/0!
[19 empty] | 0 | 0 | 0 | 0% | 0 | 0 | 0 | 0 | 0 | 0 | 0 | 0 | #N/A | #N/A | #N/A | #N/A | #N/A | #N/A | #N/A | 0 | 0 | 0 | #DIV/0!
[19 empty] | 0 | 0 | 0 | 0% | 0 | 0 | 0 | 0 | 0 | 0 | 0 | 0 | #N/A | #N/A | #N/A | #N/A | #N/A | #N/A | #N/A | 0 | 0 | 0 | #DIV/0!
[19 empty] | 0 | 0 | 0 | 0% | 0 | 0 | 0 | 0 | 0 | 0 | 0 | 0 | #N/A | #N/A | #N/A | #N/A | #N/A | #N/A | #N/A | 0 | 0 | 0 | #DIV/0!
[19 empty] | 0 | 0 | 0 | 0% | 0 | 0 | 0 | 0 | 0 | 0 | 0 | 0 | #N/A | #N/A | #N/A | #N/A | #N/A | #N/A | #N/A | 0 | 0 | 0 | #DIV/0!
[19 empty] | 0 | 0 | 0 | 0% | 0 | 0 | 0 | 0 | 0 | 0 | 0 | 0 | #N/A | #N/A | #N/A | #N/A | #N/A | #N/A | #N/A | 0 | 0 | 0 | #DIV/0!
[19 empty] | 0 | 0 | 0 | 0% | 0 | 0 | 0 | 0 | 0 | 0 | 0 | 0 | #N/A | #N/A | #N/A | #N/A | #N/A | #N/A | #N/A | 0 | 0 | 0 | #DIV/0!
[19 empty] | 0 | 0 | 0 | 0% | 0 | 0 | 0 | 0 | 0 | 0 | 0 | 0 | #N/A | #N/A | #N/A | #N/A | #N/A | #N/A | #N/A | 0 | 0 | 0 | #DIV/0!
[19 empty] | 0 | 0 | 0 | 0% | 0 | 0 | 0 | 0 | 0 | 0 | 0 | 0 | #N/A | #N/A | #N/A | #N/A | #N/A | #N/A | #N/A | 0 | 0 | 0 | #DIV/0!
[19 empty] | 0 | 0 | 0 | 0% | 0 | 0 | 0 | 0 | 0 | 0 | 0 | 0 | #N/A | #N/A | #N/A | #N/A | #N/A | #N/A | #N/A | 0 | 0 | 0 | #DIV/0!
[19 empty] | 0 | 0 | 0 | 0% | 0 | 0 | 0 | 0 | 0 | 0 | 0 | 0 | #N/A | #N/A | #N/A | #N/A | #N/A | #N/A | #N/A | 0 | 0 | 0 | #DIV/0!
[19 empty] | 0 | 0 | 0 | 0% | 0 | 0 | 0 | 0 | 0 | 0 | 0 | 0 | #N/A | #N/A | #N/A | #N/A | #N/A | #N/A | #N/A | 0 | 0 | 0 | #DIV/0!
[19 empty] | 0 | 0 | 0 | 0% | 0 | 0 | 0 | 0 | 0 | 0 | 0 | 0 | #N/A | #N/A | #N/A | #N/A | #N/A | #N/A | #N/A | 0 | 0 | 0 | #DIV/0!
[19 empty] | 0 | 0 | 0 | 0% | 0 | 0 | 0 | 0 | 0 | 0 | 0 | 0 | #N/A | #N/A | #N/A | #N/A | #N/A | #N/A | #N/A | 0 | 0 | 0 | #DIV/0!
[19 empty] | 0 | 0 | 0 | 0% | 0 | 0 | 0 | 0 | 0 | 0 | 0 | 0 | #N/A | #N/A | #N/A | #N/A | #N/A | #N/A | #N/A | 0 | 0 | 0 | #DIV/0!
[19 empty] | 0 | 0 | 0 | 0% | 0 | 0 | 0 | 0 | 0 | 0 | 0 | 0 | #N/A | #N/A | #N/A | #N/A | #N/A | #N/A | #N/A | 0 | 0 | 0 | #DIV/0!
[19 empty] | 0 | 0 | 0 | 0% | 0 | 0 | 0 | 0 | 0 | 0 | 0 | 0 | #N/A | #N/A | #N/A | #N/A | #N/A | #N/A | #N/A | 0 | 0 | 0 | #DIV/0!
[19 empty] | 0 | 0 | 0 | 0% | 0 | 0 | 0 | 0 | 0 | 0 | 0 | 0 | #N/A | #N/A | #N/A | #N/A | #N/A | #N/A | #N/A | 0 | 0 | 0 | #DIV/0!
[19 empty] | 0 | 0 | 0 | 0% | 0 | 0 | 0 | 0 | 0 | 0 | 0 | 0 | #N/A | #N/A | #N/A | #N/A | #N/A | #N/A | #N/A | 0 | 0 | 0 | #DIV/0!
[19 empty] | 0 | 0 | 0 | 0% | 0 | 0 | 0 | 0 | 0 | 0 | 0 | 0 | #N/A | #N/A | #N/A | #N/A | #N/A | #N/A | #N/A | 0 | 0 | 0 | #DIV/0!
[19 empty] | 0 | 0 | 0 | 0% | 0 | 0 | 0 | 0 | 0 | 0 | 0 | 0 | #N/A | #N/A | #N/A | #N/A | #N/A | #N/A | #N/A | 0 | 0 | 0 | #DIV/0!
[19 empty] | 0 | 0 | 0 | 0% | 0 | 0 | 0 | 0 | 0 | 0 | 0 | 0 | #N/A | #N/A | #N/A | #N/A | #N/A | #N/A | #N/A | 0 | 0 | 0 | #DIV/0!
[19 empty] | 0 | 0 | 0 | 0% | 0 | 0 | 0 | 0 | 0 | 0 | 0 | 0 | #N/A | #N/A | #N/A | #N/A | #N/A | #N/A | #N/A | 0 | 0 | 0 | #DIV/0!
[19 empty] | 0 | 0 | 0 | 0% | 0 | 0 | 0 | 0 | 0 | 0 | 0 | 0 | #N/A | #N/A | #N/A | #N/A | #N/A | #N/A | #N/A | 0 | 0 | 0 | #DIV/0!
[19 empty] | 0 | 0 | 0 | 0% | 0 | 0 | 0 | 0 | 0 | 0 | 0 | 0 | #N/A | #N/A | #N/A | #N/A | #N/A | #N/A | #N/A | 0 | 0 | 0 | #DIV/0!
[19 empty] | 0 | 0 | 0 | 0% | 0 | 0 | 0 | 0 | 0 | 0 | 0 | 0 | #N/A | #N/A | #N/A | #N/A | #N/A | #N/A | #N/A | 0 | 0 | 0 | #DIV/0!
[19 empty] | 0 | 0 | 0 | 0% | 0 | 0 | 0 | 0 | 0 | 0 | 0 | 0 | #N/A | #N/A | #N/A | #N/A | #N/A | #N/A | #N/A | 0 | 0 | 0 | #DIV/0!
[19 empty] | 0 | 0 | 0 | 0% | 0 | 0 | 0 | 0 | 0 | 0 | 0 | 0 | #N/A | #N/A | #N/A | #N/A | #N/A | #N/A | #N/A | 0 | 0 | 0 | #DIV/0!
[19 empty] | 0 | 0 | 0 | 0% | 0 | 0 | 0 | 0 | 0 | 0 | 0 | 0 | #N/A | #N/A | #N/A | #N/A | #N/A | #N/A | #N/A | 0 | 0 | 0 | #DIV/0!
[19 empty] | 0 | 0 | 0 | 0% | 0 | 0 | 0 | 0 | 0 | 0 | 0 | 0 | #N/A | #N/A | #N/A | #N/A | #N/A | #N/A | #N/A | 0 | 0 | 0 | #DIV/0!
[19 empty] | 0 | 0 | 0 | 0% | 0 | 0 | 0 | 0 | 0 | 0 | 0 | 0 | #N/A | #N/A | #N/A | #N/A | #N/A | #N/A | #N/A | 0 | 0 | 0 | #DIV/0!
[19 empty] | 0 | 0 | 0 | 0% | 0 | 0 | 0 | 0 | 0 | 0 | 0 | 0 | #N/A | #N/A | #N/A | #N/A | #N/A | #N/A | #N/A | 0 | 0 | 0 | #DIV/0!
[19 empty] | 0 | 0 | 0 | 0% | 0 | 0 | 0 | 0 | 0 | 0 | 0 | 0 | #N/A | #N/A | #N/A | #N/A | #N/A | #N/A | #N/A | 0 | 0 | 0 | #DIV/0!
[19 empty] | 0 | 0 | 0 | 0% | 0 | 0 | 0 | 0 | 0 | 0 | 0 | 0 | #N/A | #N/A | #N/A | #N/A | #N/A | #N/A | #N/A | 0 | 0 | 0 | #DIV/0!
[19 empty] | 0 | 0 | 0 | 0% | 0 | 0 | 0 | 0 | 0 | 0 | 0 | 0 | #N/A | #N/A | #N/A | #N/A | #N/A | #N/A | #N/A | 0 | 0 | 0 | #DIV/0!
[19 empty] | 0 | 0 | 0 | 0% | 0 | 0 | 0 | 0 | 0 | 0 | 0 | 0 | #N/A | #N/A | #N/A | #N/A | #N/A | #N/A | #N/A | 0 | 0 | 0 | #DIV/0!
[19 empty] | 0 | 0 | 0 | 0% | 0 | 0 | 0 | 0 | 0 | 0 | 0 | 0 | #N/A | #N/A | #N/A | #N/A | #N/A | #N/A | #N/A | 0 | 0 | 0 | #DIV/0!
[19 empty] | 0 | 0 | 0 | 0% | 0 | 0 | 0 | 0 | 0 | 0 | 0 | 0 | #N/A | #N/A | #N/A | #N/A | #N/A | #N/A | #N/A | 0 | 0 | 0 | #DIV/0!
[19 empty] | 0 | 0 | 0 | 0% | 0 | 0 | 0 | 0 | 0 | 0 | 0 | 0 | #N/A | #N/A | #N/A | #N/A | #N/A | #N/A | #N/A | 0 | 0 | 0 | #DIV/0!
[19 empty] | 0 | 0 | 0 | 0% | 0 | 0 | 0 | 0 | 0 | 0 | 0 | 0 | #N/A | #N/A | #N/A | #N/A | #N/A | #N/A | #N/A | 0 | 0 | 0 | #DIV/0!
[19 empty] | 0 | 0 | 0 | 0% | 0 | 0 | 0 | 0 | 0 | 0 | 0 | 0 | #N/A | #N/A | #N/A | #N/A | #N/A | #N/A | #N/A | 0 | 0 | 0 | #DIV/0!
[19 empty] | 0 | 0 | 0 | 0% | 0 | 0 | 0 | 0 | 0 | 0 | 0 | 0 | #N/A | #N/A | #N/A | #N/A | #N/A | #N/A | #N/A | 0 | 0 | 0 | #DIV/0!
[19 empty] | 0 | 0 | 0 | 0% | 0 | 0 | 0 | 0 | 0 | 0 | 0 | 0 | #N/A | #N/A | #N/A | #N/A | #N/A | #N/A | #N/A | 0 | 0 | 0 | #DIV/0!
[19 empty] | 0 | 0 | 0 | 0% | 0 | 0 | 0 | 0 | 0 | 0 | 0 | 0 | #N/A | #N/A | #N/A | #N/A | #N/A | #N/A | #N/A | 0 | 0 | 0 | #DIV/0!
[19 empty] | 0 | 0 | 0 | 0% | 0 | 0 | 0 | 0 | 0 | 0 | 0 | 0 | #N/A | #N/A | #N/A | #N/A | #N/A | #N/A | #N/A | 0 | 0 | 0 | #DIV/0!
[19 empty] | 0 | 0 | 0 | 0% | 0 | 0 | 0 | 0 | 0 | 0 | 0 | 0 | #N/A | #N/A | #N/A | #N/A | #N/A | #N/A | #N/A | 0 | 0 | 0 | #DIV/0!
[19 empty] | 0 | 0 | 0 | 0% | 0 | 0 | 0 | 0 | 0 | 0 | 0 | 0 | #N/A | #N/A | #N/A | #N/A | #N/A | #N/A | #N/A | 0 | 0 | 0 | #DIV/0!
[19 empty] | 0 | 0 | 0 | 0% | 0 | 0 | 0 | 0 | 0 | 0 | 0 | 0 | #N/A | #N/A | #N/A | #N/A | #N/A | #N/A | #N/A | 0 | 0 | 0 | #DIV/0!
[19 empty] | 0 | 0 | 0 | 0% | 0 | 0 | 0 | 0 | 0 | 0 | 0 | 0 | #N/A | #N/A | #N/A | #N/A | #N/A | #N/A | #N/A | 0 | 0 | 0 | #DIV/0!
[19 empty] | 0 | 0 | 0 | 0% | 0 | 0 | 0 | 0 | 0 | 0 | 0 | 0 | #N/A | #N/A | #N/A | #N/A | #N/A | #N/A | #N/A | 0 | 0 | 0 | #DIV/0!
[19 empty] | 0 | 0 | 0 | 0% | 0 | 0 | 0 | 0 | 0 | 0 | 0 | 0 | #N/A | #N/A | #N/A | #N/A | #N/A | #N/A | #N/A | 0 | 0 | 0 | #DIV/0!
[19 empty] | 0 | 0 | 0 | 0% | 0 | 0 | 0 | 0 | 0 | 0 | 0 | 0 | #N/A | #N/A | #N/A | #N/A | #N/A | #N/A | #N/A | 0 | 0 | 0 | #DIV/0!
[19 empty] | 0 | 0 | 0 | 0% | 0 | 0 | 0 | 0 | 0 | 0 | 0 | 0 | #N/A | #N/A | #N/A | #N/A | #N/A | #N/A | #N/A | 0 | 0 | 0 | #DIV/0!
[19 empty] | 0 | 0 | 0 | 0% | 0 | 0 | 0 | 0 | 0 | 0 | 0 | 0 | #N/A | #N/A | #N/A | #N/A | #N/A | #N/A | #N/A | 0 | 0 | 0 | #DIV/0!
[19 empty] | 0 | 0 | 0 | 0% | 0 | 0 | 0 | 0 | 0 | 0 | 0 | 0 | #N/A | #N/A | #N/A | #N/A | #N/A | #N/A | #N/A | 0 | 0 | 0 | #DIV/0!
[19 empty] | 0 | 0 | 0 | 0% | 0 | 0 | 0 | 0 | 0 | 0 | 0 | 0 | #N/A | #N/A | #N/A | #N/A | #N/A | #N/A | #N/A | 0 | 0 | 0 | #DIV/0!
[19 empty] | 0 | 0 | 0 | 0% | 0 | 0 | 0 | 0 | 0 | 0 | 0 | 0 | #N/A | #N/A | #N/A | #N/A | #N/A | #N/A | #N/A | 0 | 0 | 0 | #DIV/0!
[19 empty] | 0 | 0 | 0 | 0% | 0 | 0 | 0 | 0 | 0 | 0 | 0 | 0 | #N/A | #N/A | #N/A | #N/A | #N/A | #N/A | #N/A | 0 | 0 | 0 | #DIV/0!
[19 empty] | 0 | 0 | 0 | 0% | 0 | 0 | 0 | 0 | 0 | 0 | 0 | 0 | #N/A | #N/A | #N/A | #N/A | #N/A | #N/A | #N/A | 0 | 0 | 0 | #DIV/0!
[19 empty] | 0 | 0 | 0 | 0% | 0 | 0 | 0 | 0 | 0 | 0 | 0 | 0 | #N/A | #N/A | #N/A | #N/A | #N/A | #N/A | #N/A | 0 | 0 | 0 | #DIV/0!
[19 empty] | 0 | 0 | 0 | 0% | 0 | 0 | 0 | 0 | 0 | 0 | 0 | 0 | #N/A | #N/A | #N/A | #N/A | #N/A | #N/A | #N/A | 0 | 0 | 0 | #DIV/0!
[19 empty] | 0 | 0 | 0 | 0% | 0 | 0 | 0 | 0 | 0 | 0 | 0 | 0 | #N/A | #N/A | #N/A | #N/A | #N/A | #N/A | #N/A | 0 | 0 | 0 | #DIV/0!
[19 empty] | 0 | 0 | 0 | 0% | 0 | 0 | 0 | 0 | 0 | 0 | 0 | 0 | #N/A | #N/A | #N/A | #N/A | #N/A | #N/A | #N/A | 0 | 0 | 0 | #DIV/0!
[19 empty] | 0 | 0 | 0 | 0% | 0 | 0 | 0 | 0 | 0 | 0 | 0 | 0 | #N/A | #N/A | #N/A | #N/A | #N/A | #N/A | #N/A | 0 | 0 | 0 | #DIV/0!

## SBDI {E}
Rtn to Summary |  | Order Number | Program Name | Discount Rate: | 6.8% | [9 empty] | Paste in incentives but use DBtC for Total
| Program: | 18230570 | Small Business Direct Install {E}
| paste |  |  | paste | paste | paste | paste | paste | paste | paste | paste | paste | paste | Paste | paste | paste | paste | paste | Formula: G + H | Formula: (O/A10)*T | Formula: N - M | Formula: O/A10 | Formula: W*A8 | Formula: Q - P | Formula: X + DBtC | Formula: Q + X | Formula: Z/(1+ElecDiscountRate)^1 | Formula: AA/(1+ElecDiscountRate)^1 | Formula: -PV (ElecDiscount Rate,T,R)*J | Formula: - PV (ElecDiscount Rate, T, S)*J |  | AF*J*K |  | AH*J*L | AG + AI |  | AG +AI -AK | formula: Logic to lookup from AC tables and adjust by savings and quantity | Formula: Utility Savings (AM)*1.1+AD+AE | formula: AM/AB | formula: AN/AC
| Sch. No. | Order Number | Program Name | Measure Version | Measure Name | First Period Measure Life | Second period Measure Life | Electric End-Use Type | Number of units offered | Savings per Unit Period 1 | Savngs per Unit Period 2 | Incentives Per Unit | Incremental Measure Cost per Unit | Total First Year Savings | Total Incentive | Total Incremental Measure Cost | Unit First Year Non-Energy Benefits | Unit Annual Net Equipment O&M | Total Measure Life | Weighted Life | Agency or Customer Cost per Unit | Percent Unit overhead | Program Overhead Cost | Total Customer Cost | Total Utility Program Costs | Total Resource Cost | PV Total Utility Program Costs | PV Total Resource Costs | PV Total Non-Energy Benefits | PV Total Net Equipment O&M | Unit PV First period Savings for 1 kWh | Total First Period Savings | Unit PV Savings for Second Period for 1 kWh | Total Second period Savings | Unadjusted Total | Decrement | Final UC Total Savings | PV Total Savings UC | PV Total Savings TRC | UC B/C Ratio | TRC B/C Ratio
DBTC: | E262 | 18231134 | Small Business Direct Install {E} |  | 2025 Planning Measure | 15 |  | Comm Lighting | 1 | 13000000 |  | 6490868.17 | 6490868.17 | 13000000 | 6490868.17 | 6490868.17 |  |  | 15 | 15 | 0 | 100% | 1980965.66 | 0 | 8471833.83 | 8471833.83 | 7932428.6798 | 7932428.6798 | 0 | 0 | 1.3607 | 17688495.9878 | 1.3607 | 0 | 17688495.9878 | 0 | 17688495.9878 | 17688495.9878 | 19457345.5865 | 2.2299 | 2.4529
6490868.17 | E262 | 18231134 | Small Business Direct Install {E} | [15 empty] | 0 | 0 | 0 | 0% | 0 | 0 | 0 | 0 | 0 | 0 | 0 | 0 | #N/A | #N/A | #N/A | #N/A | #N/A | #N/A | #N/A | 0 | 0 | 0 | #DIV/0!
Program Costs: | E262 | 18231134 | Small Business Direct Install {E} | [15 empty] | 0 | 0 | 0 | 0% | 0 | 0 | 0 | 0 | 0 | 0 | 0 | 0 | #N/A | #N/A | #N/A | #N/A | #N/A | #N/A | #N/A | 0 | 0 | 0 | #DIV/0!
1980965.66 | E262 | 18231134 | Small Business Direct Install {E} | [15 empty] | 0 | 0 | 0 | 0% | 0 | 0 | 0 | 0 | 0 | 0 | 0 | 0 | #N/A | #N/A | #N/A | #N/A | #N/A | #N/A | #N/A | 0 | 0 | 0 | #DIV/0!
Total Savings (kWh): | E262 | 18231134 | Small Business Direct Install {E} | [15 empty] | 0 | 0 | 0 | 0% | 0 | 0 | 0 | 0 | 0 | 0 | 0 | 0 | #N/A | #N/A | #N/A | #N/A | #N/A | #N/A | #N/A | 0 | 0 | 0 | #DIV/0!
13000000 | E262 | 18231134 | Small Business Direct Install {E} | [15 empty] | 0 | 0 | 0 | 0% | 0 | 0 | 0 | 0 | 0 | 0 | 0 | 0 | #N/A | #N/A | #N/A | #N/A | #N/A | #N/A | #N/A | 0 | 0 | 0 | #DIV/0!
Total Incentives: | E262 | 18231134 | Small Business Direct Install {E} | [15 empty] | 0 | 0 | 0 | 0% | 0 | 0 | 0 | 0 | 0 | 0 | 0 | 0 | #N/A | #N/A | #N/A | #N/A | #N/A | #N/A | #N/A | 0 | 0 | 0 | #DIV/0!
6490868.17 | E262 | 18231134 | Small Business Direct Install {E} | [15 empty] | 0 | 0 | 0 | 0% | 0 | 0 | 0 | 0 | 0 | 0 | 0 | 0 | #N/A | #N/A | #N/A | #N/A | #N/A | #N/A | #N/A | 0 | 0 | 0 | #DIV/0!
Total Customer Costs: | E262 | 18231134 | Small Business Direct Install {E} | [15 empty] | 0 | 0 | 0 | 0% | 0 | 0 | 0 | 0 | 0 | 0 | 0 | 0 | #N/A | #N/A | #N/A | #N/A | #N/A | #N/A | #N/A | 0 | 0 | 0 | #DIV/0!
0 | E262 | 18231134 | Small Business Direct Install {E} | [15 empty] | 0 | 0 | 0 | 0% | 0 | 0 | 0 | 0 | 0 | 0 | 0 | 0 | #N/A | #N/A | #N/A | #N/A | #N/A | #N/A | #N/A | 0 | 0 | 0 | #DIV/0!
Weighted Avg Life | E262 | 18231134 | Small Business Direct Install {E} | [15 empty] | 0 | 0 | 0 | 0% | 0 | 0 | 0 | 0 | 0 | 0 | 0 | 0 | #N/A | #N/A | #N/A | #N/A | #N/A | #N/A | #N/A | 0 | 0 | 0 | #DIV/0!
15 | E262 | 18231134 | Small Business Direct Install {E} | [15 empty] | 0 | 0 | 0 | 0% | 0 | 0 | 0 | 0 | 0 | 0 | 0 | 0 | #N/A | #N/A | #N/A | #N/A | #N/A | #N/A | #N/A | 0 | 0 | 0 | #DIV/0!
Total Utility Cost | E262 | 18231134 | Small Business Direct Install {E} | [15 empty] | 0 | 0 | 0 | 0% | 0 | 0 | 0 | 0 | 0 | 0 | 0 | 0 | #N/A | #N/A | #N/A | #N/A | #N/A | #N/A | #N/A | 0 | 0 | 0 | #DIV/0!
8471833.83 | E262 | 18231134 | Small Business Direct Install {E} | [15 empty] | 0 | 0 | 0 | 0% | 0 | 0 | 0 | 0 | 0 | 0 | 0 | 0 | #N/A | #N/A | #N/A | #N/A | #N/A | #N/A | #N/A | 0 | 0 | 0 | #DIV/0!
Total Resource Cost | E262 | 18231134 | Small Business Direct Install {E} | [15 empty] | 0 | 0 | 0 | 0% | 0 | 0 | 0 | 0 | 0 | 0 | 0 | 0 | #N/A | #N/A | #N/A | #N/A | #N/A | #N/A | #N/A | 0 | 0 | 0 | #DIV/0!
8471833.83 | E262 | 18231134 | Small Business Direct Install {E} | [15 empty] | 0 | 0 | 0 | 0% | 0 | 0 | 0 | 0 | 0 | 0 | 0 | 0 | #N/A | #N/A | #N/A | #N/A | #N/A | #N/A | #N/A | 0 | 0 | 0 | #DIV/0!
UC B/C Ratio | E262 | 18231134 | Small Business Direct Install {E} | [15 empty] | 0 | 0 | 0 | 0% | 0 | 0 | 0 | 0 | 0 | 0 | 0 | 0 | #N/A | #N/A | #N/A | #N/A | #N/A | #N/A | #N/A | 0 | 0 | 0 | #DIV/0!
2.2299 | E262 | 18231134 | Small Business Direct Install {E} | [15 empty] | 0 | 0 | 0 | 0% | 0 | 0 | 0 | 0 | 0 | 0 | 0 | 0 | #N/A | #N/A | #N/A | #N/A | #N/A | #N/A | #N/A | 0 | 0 | 0 | #DIV/0!
TRC B/C Ratio | E262 | 18231134 | Small Business Direct Install {E} | [15 empty] | 0 | 0 | 0 | 0% | 0 | 0 | 0 | 0 | 0 | 0 | 0 | 0 | #N/A | #N/A | #N/A | #N/A | #N/A | #N/A | #N/A | 0 | 0 | 0 | #DIV/0!
2.4529 | E262 | 18231134 | Small Business Direct Install {E} | [15 empty] | 0 | 0 | 0 | 0% | 0 | 0 | 0 | 0 | 0 | 0 | 0 | 0 | #N/A | #N/A | #N/A | #N/A | #N/A | #N/A | #N/A | 0 | 0 | 0 | #DIV/0!
| E262 | 18231134 | Small Business Direct Install {E} | [15 empty] | 0 | 0 | 0 | 0% | 0 | 0 | 0 | 0 | 0 | 0 | 0 | 0 | #N/A | #N/A | #N/A | #N/A | #N/A | #N/A | #N/A | 0 | 0 | 0 | #DIV/0!
| E262 | 18231134 | Small Business Direct Install {E} | [15 empty] | 0 | 0 | 0 | 0% | 0 | 0 | 0 | 0 | 0 | 0 | 0 | 0 | #N/A | #N/A | #N/A | #N/A | #N/A | #N/A | #N/A | 0 | 0 | 0 | #DIV/0!
| E262 | 18231134 | Small Business Direct Install {E} | [15 empty] | 0 | 0 | 0 | 0% | 0 | 0 | 0 | 0 | 0 | 0 | 0 | 0 | #N/A | #N/A | #N/A | #N/A | #N/A | #N/A | #N/A | 0 | 0 | 0 | #DIV/0!
| E262 | 18231134 | Small Business Direct Install {E} | [15 empty] | 0 | 0 | 0 | 0% | 0 | 0 | 0 | 0 | 0 | 0 | 0 | 0 | #N/A | #N/A | #N/A | #N/A | #N/A | #N/A | #N/A | 0 | 0 | 0 | #DIV/0!
| E262 | 18231134 | Small Business Direct Install {E} | [15 empty] | 0 | 0 | 0 | 0% | 0 | 0 | 0 | 0 | 0 | 0 | 0 | 0 | #N/A | #N/A | #N/A | #N/A | #N/A | #N/A | #N/A | 0 | 0 | 0 | #DIV/0!
| E262 | 18231134 | Small Business Direct Install {E} | [15 empty] | 0 | 0 | 0 | 0% | 0 | 0 | 0 | 0 | 0 | 0 | 0 | 0 | #N/A | #N/A | #N/A | #N/A | #N/A | #N/A | #N/A | 0 | 0 | 0 | #DIV/0!
| E262 | 18231134 | Small Business Direct Install {E} | [15 empty] | 0 | 0 | 0 | 0% | 0 | 0 | 0 | 0 | 0 | 0 | 0 | 0 | #N/A | #N/A | #N/A | #N/A | #N/A | #N/A | #N/A | 0 | 0 | 0 | #DIV/0!
| E262 | 18231134 | Small Business Direct Install {E} | [15 empty] | 0 | 0 | 0 | 0% | 0 | 0 | 0 | 0 | 0 | 0 | 0 | 0 | #N/A | #N/A | #N/A | #N/A | #N/A | #N/A | #N/A | 0 | 0 | 0 | #DIV/0!
| E262 | 18231134 | Small Business Direct Install {E} | [15 empty] | 0 | 0 | 0 | 0% | 0 | 0 | 0 | 0 | 0 | 0 | 0 | 0 | #N/A | #N/A | #N/A | #N/A | #N/A | #N/A | #N/A | 0 | 0 | 0 | #DIV/0!
| E262 | 18231134 | Small Business Direct Install {E} | [15 empty] | 0 | 0 | 0 | 0% | 0 | 0 | 0 | 0 | 0 | 0 | 0 | 0 | #N/A | #N/A | #N/A | #N/A | #N/A | #N/A | #N/A | 0 | 0 | 0 | #DIV/0!
| E262 | 18231134 | Small Business Direct Install {E} | [15 empty] | 0 | 0 | 0 | 0% | 0 | 0 | 0 | 0 | 0 | 0 | 0 | 0 | #N/A | #N/A | #N/A | #N/A | #N/A | #N/A | #N/A | 0 | 0 | 0 | #DIV/0!
| E262 | 18231134 | Small Business Direct Install {E} | [15 empty] | 0 | 0 | 0 | 0% | 0 | 0 | 0 | 0 | 0 | 0 | 0 | 0 | #N/A | #N/A | #N/A | #N/A | #N/A | #N/A | #N/A | 0 | 0 | 0 | #DIV/0!
| E262 | 18231134 | Small Business Direct Install {E} | [15 empty] | 0 | 0 | 0 | 0% | 0 | 0 | 0 | 0 | 0 | 0 | 0 | 0 | #N/A | #N/A | #N/A | #N/A | #N/A | #N/A | #N/A | 0 | 0 | 0 | #DIV/0!
| E262 | 18231134 | Small Business Direct Install {E} | [15 empty] | 0 | 0 | 0 | 0% | 0 | 0 | 0 | 0 | 0 | 0 | 0 | 0 | #N/A | #N/A | #N/A | #N/A | #N/A | #N/A | #N/A | 0 | 0 | 0 | #DIV/0!
| E262 | 18231134 | Small Business Direct Install {E} | [15 empty] | 0 | 0 | 0 | 0% | 0 | 0 | 0 | 0 | 0 | 0 | 0 | 0 | #N/A | #N/A | #N/A | #N/A | #N/A | #N/A | #N/A | 0 | 0 | 0 | #DIV/0!
| E262 | 18231134 | Small Business Direct Install {E} | [15 empty] | 0 | 0 | 0 | 0% | 0 | 0 | 0 | 0 | 0 | 0 | 0 | 0 | #N/A | #N/A | #N/A | #N/A | #N/A | #N/A | #N/A | 0 | 0 | 0 | #DIV/0!
| E262 | 18231134 | Small Business Direct Install {E} | [15 empty] | 0 | 0 | 0 | 0% | 0 | 0 | 0 | 0 | 0 | 0 | 0 | 0 | #N/A | #N/A | #N/A | #N/A | #N/A | #N/A | #N/A | 0 | 0 | 0 | #DIV/0!
| E262 | 18231134 | Small Business Direct Install {E} | [15 empty] | 0 | 0 | 0 | 0% | 0 | 0 | 0 | 0 | 0 | 0 | 0 | 0 | #N/A | #N/A | #N/A | #N/A | #N/A | #N/A | #N/A | 0 | 0 | 0 | #DIV/0!
| E262 | 18231134 | Small Business Direct Install {E} | [15 empty] | 0 | 0 | 0 | 0% | 0 | 0 | 0 | 0 | 0 | 0 | 0 | 0 | #N/A | #N/A | #N/A | #N/A | #N/A | #N/A | #N/A | 0 | 0 | 0 | #DIV/0!
| E262 | 18231134 | Small Business Direct Install {E} | [15 empty] | 0 | 0 | 0 | 0% | 0 | 0 | 0 | 0 | 0 | 0 | 0 | 0 | #N/A | #N/A | #N/A | #N/A | #N/A | #N/A | #N/A | 0 | 0 | 0 | #DIV/0!
| E262 | 18231134 | Small Business Direct Install {E} | [15 empty] | 0 | 0 | 0 | 0% | 0 | 0 | 0 | 0 | 0 | 0 | 0 | 0 | #N/A | #N/A | #N/A | #N/A | #N/A | #N/A | #N/A | 0 | 0 | 0 | #DIV/0!
| E262 | 18231134 | Small Business Direct Install {E} | [15 empty] | 0 | 0 | 0 | 0% | 0 | 0 | 0 | 0 | 0 | 0 | 0 | 0 | #N/A | #N/A | #N/A | #N/A | #N/A | #N/A | #N/A | 0 | 0 | 0 | #DIV/0!
| E262 | 18231134 | Small Business Direct Install {E} | [15 empty] | 0 | 0 | 0 | 0% | 0 | 0 | 0 | 0 | 0 | 0 | 0 | 0 | #N/A | #N/A | #N/A | #N/A | #N/A | #N/A | #N/A | 0 | 0 | 0 | #DIV/0!
| E262 | 18231134 | Small Business Direct Install {E} | [15 empty] | 0 | 0 | 0 | 0% | 0 | 0 | 0 | 0 | 0 | 0 | 0 | 0 | #N/A | #N/A | #N/A | #N/A | #N/A | #N/A | #N/A | 0 | 0 | 0 | #DIV/0!
| E262 | 18231134 | Small Business Direct Install {E} | [15 empty] | 0 | 0 | 0 | 0% | 0 | 0 | 0 | 0 | 0 | 0 | 0 | 0 | #N/A | #N/A | #N/A | #N/A | #N/A | #N/A | #N/A | 0 | 0 | 0 | #DIV/0!
| E262 | 18231134 | Small Business Direct Install {E} | [15 empty] | 0 | 0 | 0 | 0% | 0 | 0 | 0 | 0 | 0 | 0 | 0 | 0 | #N/A | #N/A | #N/A | #N/A | #N/A | #N/A | #N/A | 0 | 0 | 0 | #DIV/0!
| E262 | 18231134 | Small Business Direct Install {E} | [15 empty] | 0 | 0 | 0 | 0% | 0 | 0 | 0 | 0 | 0 | 0 | 0 | 0 | #N/A | #N/A | #N/A | #N/A | #N/A | #N/A | #N/A | 0 | 0 | 0 | #DIV/0!
| E262 | 18231134 | Small Business Direct Install {E} | [15 empty] | 0 | 0 | 0 | 0% | 0 | 0 | 0 | 0 | 0 | 0 | 0 | 0 | #N/A | #N/A | #N/A | #N/A | #N/A | #N/A | #N/A | 0 | 0 | 0 | #DIV/0!
| E262 | 18231134 | Small Business Direct Install {E} | [15 empty] | 0 | 0 | 0 | 0% | 0 | 0 | 0 | 0 | 0 | 0 | 0 | 0 | #N/A | #N/A | #N/A | #N/A | #N/A | #N/A | #N/A | 0 | 0 | 0 | #DIV/0!
| E262 | 18231134 | Small Business Direct Install {E} | [15 empty] | 0 | 0 | 0 | 0% | 0 | 0 | 0 | 0 | 0 | 0 | 0 | 0 | #N/A | #N/A | #N/A | #N/A | #N/A | #N/A | #N/A | 0 | 0 | 0 | #DIV/0!
| E262 | 18231134 | Small Business Direct Install {E} | [15 empty] | 0 | 0 | 0 | 0% | 0 | 0 | 0 | 0 | 0 | 0 | 0 | 0 | #N/A | #N/A | #N/A | #N/A | #N/A | #N/A | #N/A | 0 | 0 | 0 | #DIV/0!
| E262 | 18231134 | Small Business Direct Install {E} | [15 empty] | 0 | 0 | 0 | 0% | 0 | 0 | 0 | 0 | 0 | 0 | 0 | 0 | #N/A | #N/A | #N/A | #N/A | #N/A | #N/A | #N/A | 0 | 0 | 0 | #DIV/0!
| E262 | 18231134 | Small Business Direct Install {E} | [15 empty] | 0 | 0 | 0 | 0% | 0 | 0 | 0 | 0 | 0 | 0 | 0 | 0 | #N/A | #N/A | #N/A | #N/A | #N/A | #N/A | #N/A | 0 | 0 | 0 | #DIV/0!
| E262 | 18231134 | Small Business Direct Install {E} | [15 empty] | 0 | 0 | 0 | 0% | 0 | 0 | 0 | 0 | 0 | 0 | 0 | 0 | #N/A | #N/A | #N/A | #N/A | #N/A | #N/A | #N/A | 0 | 0 | 0 | #DIV/0!
| E262 | 18231134 | Small Business Direct Install {E} | [15 empty] | 0 | 0 | 0 | 0% | 0 | 0 | 0 | 0 | 0 | 0 | 0 | 0 | #N/A | #N/A | #N/A | #N/A | #N/A | #N/A | #N/A | 0 | 0 | 0 | #DIV/0!
| E262 | 18231134 | Small Business Direct Install {E} | [15 empty] | 0 | 0 | 0 | 0% | 0 | 0 | 0 | 0 | 0 | 0 | 0 | 0 | #N/A | #N/A | #N/A | #N/A | #N/A | #N/A | #N/A | 0 | 0 | 0 | #DIV/0!
| E262 | 18231134 | Small Business Direct Install {E} | [15 empty] | 0 | 0 | 0 | 0% | 0 | 0 | 0 | 0 | 0 | 0 | 0 | 0 | #N/A | #N/A | #N/A | #N/A | #N/A | #N/A | #N/A | 0 | 0 | 0 | #DIV/0!
| E262 | 18231134 | Small Business Direct Install {E} | [15 empty] | 0 | 0 | 0 | 0% | 0 | 0 | 0 | 0 | 0 | 0 | 0 | 0 | #N/A | #N/A | #N/A | #N/A | #N/A | #N/A | #N/A | 0 | 0 | 0 | #DIV/0!
| E262 | 18231134 | Small Business Direct Install {E} | [15 empty] | 0 | 0 | 0 | 0% | 0 | 0 | 0 | 0 | 0 | 0 | 0 | 0 | #N/A | #N/A | #N/A | #N/A | #N/A | #N/A | #N/A | 0 | 0 | 0 | #DIV/0!
| E262 | 18231134 | Small Business Direct Install {E} | [15 empty] | 0 | 0 | 0 | 0% | 0 | 0 | 0 | 0 | 0 | 0 | 0 | 0 | #N/A | #N/A | #N/A | #N/A | #N/A | #N/A | #N/A | 0 | 0 | 0 | #DIV/0!
| E262 | 18231134 | Small Business Direct Install {E} | [15 empty] | 0 | 0 | 0 | 0% | 0 | 0 | 0 | 0 | 0 | 0 | 0 | 0 | #N/A | #N/A | #N/A | #N/A | #N/A | #N/A | #N/A | 0 | 0 | 0 | #DIV/0!
| E262 | 18231134 | Small Business Direct Install {E} | [15 empty] | 0 | 0 | 0 | 0% | 0 | 0 | 0 | 0 | 0 | 0 | 0 | 0 | #N/A | #N/A | #N/A | #N/A | #N/A | #N/A | #N/A | 0 | 0 | 0 | #DIV/0!
| E262 | 18231134 | Small Business Direct Install {E} | [15 empty] | 0 | 0 | 0 | 0% | 0 | 0 | 0 | 0 | 0 | 0 | 0 | 0 | #N/A | #N/A | #N/A | #N/A | #N/A | #N/A | #N/A | 0 | 0 | 0 | #DIV/0!
| E262 | 18231134 | Small Business Direct Install {E} | [15 empty] | 0 | 0 | 0 | 0% | 0 | 0 | 0 | 0 | 0 | 0 | 0 | 0 | #N/A | #N/A | #N/A | #N/A | #N/A | #N/A | #N/A | 0 | 0 | 0 | #DIV/0!
| E262 | 18231134 | Small Business Direct Install {E} | [15 empty] | 0 | 0 | 0 | 0% | 0 | 0 | 0 | 0 | 0 | 0 | 0 | 0 | #N/A | #N/A | #N/A | #N/A | #N/A | #N/A | #N/A | 0 | 0 | 0 | #DIV/0!
| E262 | 18231134 | Small Business Direct Install {E} | [15 empty] | 0 | 0 | 0 | 0% | 0 | 0 | 0 | 0 | 0 | 0 | 0 | 0 | #N/A | #N/A | #N/A | #N/A | #N/A | #N/A | #N/A | 0 | 0 | 0 | #DIV/0!
| E262 | 18231134 | Small Business Direct Install {E} | [15 empty] | 0 | 0 | 0 | 0% | 0 | 0 | 0 | 0 | 0 | 0 | 0 | 0 | #N/A | #N/A | #N/A | #N/A | #N/A | #N/A | #N/A | 0 | 0 | 0 | #DIV/0!
| E262 | 18231134 | Small Business Direct Install {E} | [15 empty] | 0 | 0 | 0 | 0% | 0 | 0 | 0 | 0 | 0 | 0 | 0 | 0 | #N/A | #N/A | #N/A | #N/A | #N/A | #N/A | #N/A | 0 | 0 | 0 | #DIV/0!
| E262 | 18231134 | Small Business Direct Install {E} | [15 empty] | 0 | 0 | 0 | 0% | 0 | 0 | 0 | 0 | 0 | 0 | 0 | 0 | #N/A | #N/A | #N/A | #N/A | #N/A | #N/A | #N/A | 0 | 0 | 0 | #DIV/0!
| E262 | 18231134 | Small Business Direct Install {E} | [15 empty] | 0 | 0 | 0 | 0% | 0 | 0 | 0 | 0 | 0 | 0 | 0 | 0 | #N/A | #N/A | #N/A | #N/A | #N/A | #N/A | #N/A | 0 | 0 | 0 | #DIV/0!
| E262 | 18231134 | Small Business Direct Install {E} | [15 empty] | 0 | 0 | 0 | 0% | 0 | 0 | 0 | 0 | 0 | 0 | 0 | 0 | #N/A | #N/A | #N/A | #N/A | #N/A | #N/A | #N/A | 0 | 0 | 0 | #DIV/0!
| E262 | 18231134 | Small Business Direct Install {E} | [15 empty] | 0 | 0 | 0 | 0% | 0 | 0 | 0 | 0 | 0 | 0 | 0 | 0 | #N/A | #N/A | #N/A | #N/A | #N/A | #N/A | #N/A | 0 | 0 | 0 | #DIV/0!
| E262 | 18231134 | Small Business Direct Install {E} | [15 empty] | 0 | 0 | 0 | 0% | 0 | 0 | 0 | 0 | 0 | 0 | 0 | 0 | #N/A | #N/A | #N/A | #N/A | #N/A | #N/A | #N/A | 0 | 0 | 0 | #DIV/0!
| E262 | 18231134 | Small Business Direct Install {E} | [15 empty] | 0 | 0 | 0 | 0% | 0 | 0 | 0 | 0 | 0 | 0 | 0 | 0 | #N/A | #N/A | #N/A | #N/A | #N/A | #N/A | #N/A | 0 | 0 | 0 | #DIV/0!
| E262 | 18231134 | Small Business Direct Install {E} | [15 empty] | 0 | 0 | 0 | 0% | 0 | 0 | 0 | 0 | 0 | 0 | 0 | 0 | #N/A | #N/A | #N/A | #N/A | #N/A | #N/A | #N/A | 0 | 0 | 0 | #DIV/0!
| E262 | 18231134 | Small Business Direct Install {E} | [15 empty] | 0 | 0 | 0 | 0% | 0 | 0 | 0 | 0 | 0 | 0 | 0 | 0 | #N/A | #N/A | #N/A | #N/A | #N/A | #N/A | #N/A | 0 | 0 | 0 | #DIV/0!
| E262 | 18231134 | Small Business Direct Install {E} | [15 empty] | 0 | 0 | 0 | 0% | 0 | 0 | 0 | 0 | 0 | 0 | 0 | 0 | #N/A | #N/A | #N/A | #N/A | #N/A | #N/A | #N/A | 0 | 0 | 0 | #DIV/0!
| E262 | 18231134 | Small Business Direct Install {E} | [15 empty] | 0 | 0 | 0 | 0% | 0 | 0 | 0 | 0 | 0 | 0 | 0 | 0 | #N/A | #N/A | #N/A | #N/A | #N/A | #N/A | #N/A | 0 | 0 | 0 | #DIV/0!
| E262 | 18231134 | Small Business Direct Install {E} | [15 empty] | 0 | 0 | 0 | 0% | 0 | 0 | 0 | 0 | 0 | 0 | 0 | 0 | #N/A | #N/A | #N/A | #N/A | #N/A | #N/A | #N/A | 0 | 0 | 0 | #DIV/0!
| E262 | 18231134 | Small Business Direct Install {E} | [15 empty] | 0 | 0 | 0 | 0% | 0 | 0 | 0 | 0 | 0 | 0 | 0 | 0 | #N/A | #N/A | #N/A | #N/A | #N/A | #N/A | #N/A | 0 | 0 | 0 | #DIV/0!
| E262 | 18231134 | Small Business Direct Install {E} | [15 empty] | 0 | 0 | 0 | 0% | 0 | 0 | 0 | 0 | 0 | 0 | 0 | 0 | #N/A | #N/A | #N/A | #N/A | #N/A | #N/A | #N/A | 0 | 0 | 0 | #DIV/0!
| E262 | 18231134 | Small Business Direct Install {E} | [15 empty] | 0 | 0 | 0 | 0% | 0 | 0 | 0 | 0 | 0 | 0 | 0 | 0 | #N/A | #N/A | #N/A | #N/A | #N/A | #N/A | #N/A | 0 | 0 | 0 | #DIV/0!
[19 empty] | 0 | 0 | 0 | 0% | 0 | 0 | 0 | 0 | 0 | 0 | 0 | 0 | #N/A | #N/A | #N/A | #N/A | #N/A | #N/A | #N/A | 0 | 0 | 0 | #DIV/0!
[19 empty] | 0 | 0 | 0 | 0% | 0 | 0 | 0 | 0 | 0 | 0 | 0 | 0 | #N/A | #N/A | #N/A | #N/A | #N/A | #N/A | #N/A | 0 | 0 | 0 | #DIV/0!
[19 empty] | 0 | 0 | 0 | 0% | 0 | 0 | 0 | 0 | 0 | 0 | 0 | 0 | #N/A | #N/A | #N/A | #N/A | #N/A | #N/A | #N/A | 0 | 0 | 0 | #DIV/0!
[19 empty] | 0 | 0 | 0 | 0% | 0 | 0 | 0 | 0 | 0 | 0 | 0 | 0 | #N/A | #N/A | #N/A | #N/A | #N/A | #N/A | #N/A | 0 | 0 | 0 | #DIV/0!
[19 empty] | 0 | 0 | 0 | 0% | 0 | 0 | 0 | 0 | 0 | 0 | 0 | 0 | #N/A | #N/A | #N/A | #N/A | #N/A | #N/A | #N/A | 0 | 0 | 0 | #DIV/0!
[19 empty] | 0 | 0 | 0 | 0% | 0 | 0 | 0 | 0 | 0 | 0 | 0 | 0 | #N/A | #N/A | #N/A | #N/A | #N/A | #N/A | #N/A | 0 | 0 | 0 | #DIV/0!
[19 empty] | 0 | 0 | 0 | 0% | 0 | 0 | 0 | 0 | 0 | 0 | 0 | 0 | #N/A | #N/A | #N/A | #N/A | #N/A | #N/A | #N/A | 0 | 0 | 0 | #DIV/0!
[19 empty] | 0 | 0 | 0 | 0% | 0 | 0 | 0 | 0 | 0 | 0 | 0 | 0 | #N/A | #N/A | #N/A | #N/A | #N/A | #N/A | #N/A | 0 | 0 | 0 | #DIV/0!
[19 empty] | 0 | 0 | 0 | 0% | 0 | 0 | 0 | 0 | 0 | 0 | 0 | 0 | #N/A | #N/A | #N/A | #N/A | #N/A | #N/A | #N/A | 0 | 0 | 0 | #DIV/0!
[19 empty] | 0 | 0 | 0 | 0% | 0 | 0 | 0 | 0 | 0 | 0 | 0 | 0 | #N/A | #N/A | #N/A | #N/A | #N/A | #N/A | #N/A | 0 | 0 | 0 | #DIV/0!
[19 empty] | 0 | 0 | 0 | 0% | 0 | 0 | 0 | 0 | 0 | 0 | 0 | 0 | #N/A | #N/A | #N/A | #N/A | #N/A | #N/A | #N/A | 0 | 0 | 0 | #DIV/0!
[19 empty] | 0 | 0 | 0 | 0% | 0 | 0 | 0 | 0 | 0 | 0 | 0 | 0 | #N/A | #N/A | #N/A | #N/A | #N/A | #N/A | #N/A | 0 | 0 | 0 | #DIV/0!
[19 empty] | 0 | 0 | 0 | 0% | 0 | 0 | 0 | 0 | 0 | 0 | 0 | 0 | #N/A | #N/A | #N/A | #N/A | #N/A | #N/A | #N/A | 0 | 0 | 0 | #DIV/0!
[19 empty] | 0 | 0 | 0 | 0% | 0 | 0 | 0 | 0 | 0 | 0 | 0 | 0 | #N/A | #N/A | #N/A | #N/A | #N/A | #N/A | #N/A | 0 | 0 | 0 | #DIV/0!
[19 empty] | 0 | 0 | 0 | 0% | 0 | 0 | 0 | 0 | 0 | 0 | 0 | 0 | #N/A | #N/A | #N/A | #N/A | #N/A | #N/A | #N/A | 0 | 0 | 0 | #DIV/0!
[19 empty] | 0 | 0 | 0 | 0% | 0 | 0 | 0 | 0 | 0 | 0 | 0 | 0 | #N/A | #N/A | #N/A | #N/A | #N/A | #N/A | #N/A | 0 | 0 | 0 | #DIV/0!
[19 empty] | 0 | 0 | 0 | 0% | 0 | 0 | 0 | 0 | 0 | 0 | 0 | 0 | #N/A | #N/A | #N/A | #N/A | #N/A | #N/A | #N/A | 0 | 0 | 0 | #DIV/0!
[19 empty] | 0 | 0 | 0 | 0% | 0 | 0 | 0 | 0 | 0 | 0 | 0 | 0 | #N/A | #N/A | #N/A | #N/A | #N/A | #N/A | #N/A | 0 | 0 | 0 | #DIV/0!
[19 empty] | 0 | 0 | 0 | 0% | 0 | 0 | 0 | 0 | 0 | 0 | 0 | 0 | #N/A | #N/A | #N/A | #N/A | #N/A | #N/A | #N/A | 0 | 0 | 0 | #DIV/0!
[19 empty] | 0 | 0 | 0 | 0% | 0 | 0 | 0 | 0 | 0 | 0 | 0 | 0 | #N/A | #N/A | #N/A | #N/A | #N/A | #N/A | #N/A | 0 | 0 | 0 | #DIV/0!
[19 empty] | 0 | 0 | 0 | 0% | 0 | 0 | 0 | 0 | 0 | 0 | 0 | 0 | #N/A | #N/A | #N/A | #N/A | #N/A | #N/A | #N/A | 0 | 0 | 0 | #DIV/0!
[19 empty] | 0 | 0 | 0 | 0% | 0 | 0 | 0 | 0 | 0 | 0 | 0 | 0 | #N/A | #N/A | #N/A | #N/A | #N/A | #N/A | #N/A | 0 | 0 | 0 | #DIV/0!
[19 empty] | 0 | 0 | 0 | 0% | 0 | 0 | 0 | 0 | 0 | 0 | 0 | 0 | #N/A | #N/A | #N/A | #N/A | #N/A | #N/A | #N/A | 0 | 0 | 0 | #DIV/0!
[19 empty] | 0 | 0 | 0 | 0% | 0 | 0 | 0 | 0 | 0 | 0 | 0 | 0 | #N/A | #N/A | #N/A | #N/A | #N/A | #N/A | #N/A | 0 | 0 | 0 | #DIV/0!
[19 empty] | 0 | 0 | 0 | 0% | 0 | 0 | 0 | 0 | 0 | 0 | 0 | 0 | #N/A | #N/A | #N/A | #N/A | #N/A | #N/A | #N/A | 0 | 0 | 0 | #DIV/0!
[19 empty] | 0 | 0 | 0 | 0% | 0 | 0 | 0 | 0 | 0 | 0 | 0 | 0 | #N/A | #N/A | #N/A | #N/A | #N/A | #N/A | #N/A | 0 | 0 | 0 | #DIV/0!
[19 empty] | 0 | 0 | 0 | 0% | 0 | 0 | 0 | 0 | 0 | 0 | 0 | 0 | #N/A | #N/A | #N/A | #N/A | #N/A | #N/A | #N/A | 0 | 0 | 0 | #DIV/0!
[19 empty] | 0 | 0 | 0 | 0% | 0 | 0 | 0 | 0 | 0 | 0 | 0 | 0 | #N/A | #N/A | #N/A | #N/A | #N/A | #N/A | #N/A | 0 | 0 | 0 | #DIV/0!
[19 empty] | 0 | 0 | 0 | 0% | 0 | 0 | 0 | 0 | 0 | 0 | 0 | 0 | #N/A | #N/A | #N/A | #N/A | #N/A | #N/A | #N/A | 0 | 0 | 0 | #DIV/0!
[19 empty] | 0 | 0 | 0 | 0% | 0 | 0 | 0 | 0 | 0 | 0 | 0 | 0 | #N/A | #N/A | #N/A | #N/A | #N/A | #N/A | #N/A | 0 | 0 | 0 | #DIV/0!
[19 empty] | 0 | 0 | 0 | 0% | 0 | 0 | 0 | 0 | 0 | 0 | 0 | 0 | #N/A | #N/A | #N/A | #N/A | #N/A | #N/A | #N/A | 0 | 0 | 0 | #DIV/0!
[19 empty] | 0 | 0 | 0 | 0% | 0 | 0 | 0 | 0 | 0 | 0 | 0 | 0 | #N/A | #N/A | #N/A | #N/A | #N/A | #N/A | #N/A | 0 | 0 | 0 | #DIV/0!
[19 empty] | 0 | 0 | 0 | 0% | 0 | 0 | 0 | 0 | 0 | 0 | 0 | 0 | #N/A | #N/A | #N/A | #N/A | #N/A | #N/A | #N/A | 0 | 0 | 0 | #DIV/0!
[19 empty] | 0 | 0 | 0 | 0% | 0 | 0 | 0 | 0 | 0 | 0 | 0 | 0 | #N/A | #N/A | #N/A | #N/A | #N/A | #N/A | #N/A | 0 | 0 | 0 | #DIV/0!
[19 empty] | 0 | 0 | 0 | 0% | 0 | 0 | 0 | 0 | 0 | 0 | 0 | 0 | #N/A | #N/A | #N/A | #N/A | #N/A | #N/A | #N/A | 0 | 0 | 0 | #DIV/0!
[19 empty] | 0 | 0 | 0 | 0% | 0 | 0 | 0 | 0 | 0 | 0 | 0 | 0 | #N/A | #N/A | #N/A | #N/A | #N/A | #N/A | #N/A | 0 | 0 | 0 | #DIV/0!
[19 empty] | 0 | 0 | 0 | 0% | 0 | 0 | 0 | 0 | 0 | 0 | 0 | 0 | #N/A | #N/A | #N/A | #N/A | #N/A | #N/A | #N/A | 0 | 0 | 0 | #DIV/0!
[19 empty] | 0 | 0 | 0 | 0% | 0 | 0 | 0 | 0 | 0 | 0 | 0 | 0 | #N/A | #N/A | #N/A | #N/A | #N/A | #N/A | #N/A | 0 | 0 | 0 | #DIV/0!
[19 empty] | 0 | 0 | 0 | 0% | 0 | 0 | 0 | 0 | 0 | 0 | 0 | 0 | #N/A | #N/A | #N/A | #N/A | #N/A | #N/A | #N/A | 0 | 0 | 0 | #DIV/0!
[19 empty] | 0 | 0 | 0 | 0% | 0 | 0 | 0 | 0 | 0 | 0 | 0 | 0 | #N/A | #N/A | #N/A | #N/A | #N/A | #N/A | #N/A | 0 | 0 | 0 | #DIV/0!
[19 empty] | 0 | 0 | 0 | 0% | 0 | 0 | 0 | 0 | 0 | 0 | 0 | 0 | #N/A | #N/A | #N/A | #N/A | #N/A | #N/A | #N/A | 0 | 0 | 0 | #DIV/0!
[19 empty] | 0 | 0 | 0 | 0% | 0 | 0 | 0 | 0 | 0 | 0 | 0 | 0 | #N/A | #N/A | #N/A | #N/A | #N/A | #N/A | #N/A | 0 | 0 | 0 | #DIV/0!
[19 empty] | 0 | 0 | 0 | 0% | 0 | 0 | 0 | 0 | 0 | 0 | 0 | 0 | #N/A | #N/A | #N/A | #N/A | #N/A | #N/A | #N/A | 0 | 0 | 0 | #DIV/0!
[19 empty] | 0 | 0 | 0 | 0% | 0 | 0 | 0 | 0 | 0 | 0 | 0 | 0 | #N/A | #N/A | #N/A | #N/A | #N/A | #N/A | #N/A | 0 | 0 | 0 | #DIV/0!
[19 empty] | 0 | 0 | 0 | 0% | 0 | 0 | 0 | 0 | 0 | 0 | 0 | 0 | #N/A | #N/A | #N/A | #N/A | #N/A | #N/A | #N/A | 0 | 0 | 0 | #DIV/0!
[19 empty] | 0 | 0 | 0 | 0% | 0 | 0 | 0 | 0 | 0 | 0 | 0 | 0 | #N/A | #N/A | #N/A | #N/A | #N/A | #N/A | #N/A | 0 | 0 | 0 | #DIV/0!
[19 empty] | 0 | 0 | 0 | 0% | 0 | 0 | 0 | 0 | 0 | 0 | 0 | 0 | #N/A | #N/A | #N/A | #N/A | #N/A | #N/A | #N/A | 0 | 0 | 0 | #DIV/0!
[19 empty] | 0 | 0 | 0 | 0% | 0 | 0 | 0 | 0 | 0 | 0 | 0 | 0 | #N/A | #N/A | #N/A | #N/A | #N/A | #N/A | #N/A | 0 | 0 | 0 | #DIV/0!
[19 empty] | 0 | 0 | 0 | 0% | 0 | 0 | 0 | 0 | 0 | 0 | 0 | 0 | #N/A | #N/A | #N/A | #N/A | #N/A | #N/A | #N/A | 0 | 0 | 0 | #DIV/0!
[19 empty] | 0 | 0 | 0 | 0% | 0 | 0 | 0 | 0 | 0 | 0 | 0 | 0 | #N/A | #N/A | #N/A | #N/A | #N/A | #N/A | #N/A | 0 | 0 | 0 | #DIV/0!
[19 empty] | 0 | 0 | 0 | 0% | 0 | 0 | 0 | 0 | 0 | 0 | 0 | 0 | #N/A | #N/A | #N/A | #N/A | #N/A | #N/A | #N/A | 0 | 0 | 0 | #DIV/0!
[19 empty] | 0 | 0 | 0 | 0% | 0 | 0 | 0 | 0 | 0 | 0 | 0 | 0 | #N/A | #N/A | #N/A | #N/A | #N/A | #N/A | #N/A | 0 | 0 | 0 | #DIV/0!
[19 empty] | 0 | 0 | 0 | 0% | 0 | 0 | 0 | 0 | 0 | 0 | 0 | 0 | #N/A | #N/A | #N/A | #N/A | #N/A | #N/A | #N/A | 0 | 0 | 0 | #DIV/0!
[19 empty] | 0 | 0 | 0 | 0% | 0 | 0 | 0 | 0 | 0 | 0 | 0 | 0 | #N/A | #N/A | #N/A | #N/A | #N/A | #N/A | #N/A | 0 | 0 | 0 | #DIV/0!
[19 empty] | 0 | 0 | 0 | 0% | 0 | 0 | 0 | 0 | 0 | 0 | 0 | 0 | #N/A | #N/A | #N/A | #N/A | #N/A | #N/A | #N/A | 0 | 0 | 0 | #DIV/0!
[19 empty] | 0 | 0 | 0 | 0% | 0 | 0 | 0 | 0 | 0 | 0 | 0 | 0 | #N/A | #N/A | #N/A | #N/A | #N/A | #N/A | #N/A | 0 | 0 | 0 | #DIV/0!
[19 empty] | 0 | 0 | 0 | 0% | 0 | 0 | 0 | 0 | 0 | 0 | 0 | 0 | #N/A | #N/A | #N/A | #N/A | #N/A | #N/A | #N/A | 0 | 0 | 0 | #DIV/0!
[19 empty] | 0 | 0 | 0 | 0% | 0 | 0 | 0 | 0 | 0 | 0 | 0 | 0 | #N/A | #N/A | #N/A | #N/A | #N/A | #N/A | #N/A | 0 | 0 | 0 | #DIV/0!
[19 empty] | 0 | 0 | 0 | 0% | 0 | 0 | 0 | 0 | 0 | 0 | 0 | 0 | #N/A | #N/A | #N/A | #N/A | #N/A | #N/A | #N/A | 0 | 0 | 0 | #DIV/0!
[19 empty] | 0 | 0 | 0 | 0% | 0 | 0 | 0 | 0 | 0 | 0 | 0 | 0 | #N/A | #N/A | #N/A | #N/A | #N/A | #N/A | #N/A | 0 | 0 | 0 | #DIV/0!
[19 empty] | 0 | 0 | 0 | 0% | 0 | 0 | 0 | 0 | 0 | 0 | 0 | 0 | #N/A | #N/A | #N/A | #N/A | #N/A | #N/A | #N/A | 0 | 0 | 0 | #DIV/0!
[19 empty] | 0 | 0 | 0 | 0% | 0 | 0 | 0 | 0 | 0 | 0 | 0 | 0 | #N/A | #N/A | #N/A | #N/A | #N/A | #N/A | #N/A | 0 | 0 | 0 | #DIV/0!
[19 empty] | 0 | 0 | 0 | 0% | 0 | 0 | 0 | 0 | 0 | 0 | 0 | 0 | #N/A | #N/A | #N/A | #N/A | #N/A | #N/A | #N/A | 0 | 0 | 0 | #DIV/0!
[19 empty] | 0 | 0 | 0 | 0% | 0 | 0 | 0 | 0 | 0 | 0 | 0 | 0 | #N/A | #N/A | #N/A | #N/A | #N/A | #N/A | #N/A | 0 | 0 | 0 | #DIV/0!
[19 empty] | 0 | 0 | 0 | 0% | 0 | 0 | 0 | 0 | 0 | 0 | 0 | 0 | #N/A | #N/A | #N/A | #N/A | #N/A | #N/A | #N/A | 0 | 0 | 0 | #DIV/0!
[19 empty] | 0 | 0 | 0 | 0% | 0 | 0 | 0 | 0 | 0 | 0 | 0 | 0 | #N/A | #N/A | #N/A | #N/A | #N/A | #N/A | #N/A | 0 | 0 | 0 | #DIV/0!
[19 empty] | 0 | 0 | 0 | 0% | 0 | 0 | 0 | 0 | 0 | 0 | 0 | 0 | #N/A | #N/A | #N/A | #N/A | #N/A | #N/A | #N/A | 0 | 0 | 0 | #DIV/0!
[19 empty] | 0 | 0 | 0 | 0% | 0 | 0 | 0 | 0 | 0 | 0 | 0 | 0 | #N/A | #N/A | #N/A | #N/A | #N/A | #N/A | #N/A | 0 | 0 | 0 | #DIV/0!
[19 empty] | 0 | 0 | 0 | 0% | 0 | 0 | 0 | 0 | 0 | 0 | 0 | 0 | #N/A | #N/A | #N/A | #N/A | #N/A | #N/A | #N/A | 0 | 0 | 0 | #DIV/0!
[19 empty] | 0 | 0 | 0 | 0% | 0 | 0 | 0 | 0 | 0 | 0 | 0 | 0 | #N/A | #N/A | #N/A | #N/A | #N/A | #N/A | #N/A | 0 | 0 | 0 | #DIV/0!
[19 empty] | 0 | 0 | 0 | 0% | 0 | 0 | 0 | 0 | 0 | 0 | 0 | 0 | #N/A | #N/A | #N/A | #N/A | #N/A | #N/A | #N/A | 0 | 0 | 0 | #DIV/0!
[19 empty] | 0 | 0 | 0 | 0% | 0 | 0 | 0 | 0 | 0 | 0 | 0 | 0 | #N/A | #N/A | #N/A | #N/A | #N/A | #N/A | #N/A | 0 | 0 | 0 | #DIV/0!
[19 empty] | 0 | 0 | 0 | 0% | 0 | 0 | 0 | 0 | 0 | 0 | 0 | 0 | #N/A | #N/A | #N/A | #N/A | #N/A | #N/A | #N/A | 0 | 0 | 0 | #DIV/0!
[19 empty] | 0 | 0 | 0 | 0% | 0 | 0 | 0 | 0 | 0 | 0 | 0 | 0 | #N/A | #N/A | #N/A | #N/A | #N/A | #N/A | #N/A | 0 | 0 | 0 | #DIV/0!
[19 empty] | 0 | 0 | 0 | 0% | 0 | 0 | 0 | 0 | 0 | 0 | 0 | 0 | #N/A | #N/A | #N/A | #N/A | #N/A | #N/A | #N/A | 0 | 0 | 0 | #DIV/0!
[19 empty] | 0 | 0 | 0 | 0% | 0 | 0 | 0 | 0 | 0 | 0 | 0 | 0 | #N/A | #N/A | #N/A | #N/A | #N/A | #N/A | #N/A | 0 | 0 | 0 | #DIV/0!
[19 empty] | 0 | 0 | 0 | 0% | 0 | 0 | 0 | 0 | 0 | 0 | 0 | 0 | #N/A | #N/A | #N/A | #N/A | #N/A | #N/A | #N/A | 0 | 0 | 0 | #DIV/0!
[19 empty] | 0 | 0 | 0 | 0% | 0 | 0 | 0 | 0 | 0 | 0 | 0 | 0 | #N/A | #N/A | #N/A | #N/A | #N/A | #N/A | #N/A | 0 | 0 | 0 | #DIV/0!
[19 empty] | 0 | 0 | 0 | 0% | 0 | 0 | 0 | 0 | 0 | 0 | 0 | 0 | #N/A | #N/A | #N/A | #N/A | #N/A | #N/A | #N/A | 0 | 0 | 0 | #DIV/0!
[19 empty] | 0 | 0 | 0 | 0% | 0 | 0 | 0 | 0 | 0 | 0 | 0 | 0 | #N/A | #N/A | #N/A | #N/A | #N/A | #N/A | #N/A | 0 | 0 | 0 | #DIV/0!
[19 empty] | 0 | 0 | 0 | 0% | 0 | 0 | 0 | 0 | 0 | 0 | 0 | 0 | #N/A | #N/A | #N/A | #N/A | #N/A | #N/A | #N/A | 0 | 0 | 0 | #DIV/0!
[19 empty] | 0 | 0 | 0 | 0% | 0 | 0 | 0 | 0 | 0 | 0 | 0 | 0 | #N/A | #N/A | #N/A | #N/A | #N/A | #N/A | #N/A | 0 | 0 | 0 | #DIV/0!
[19 empty] | 0 | 0 | 0 | 0% | 0 | 0 | 0 | 0 | 0 | 0 | 0 | 0 | #N/A | #N/A | #N/A | #N/A | #N/A | #N/A | #N/A | 0 | 0 | 0 | #DIV/0!
[19 empty] | 0 | 0 | 0 | 0% | 0 | 0 | 0 | 0 | 0 | 0 | 0 | 0 | #N/A | #N/A | #N/A | #N/A | #N/A | #N/A | #N/A | 0 | 0 | 0 | #DIV/0!
[19 empty] | 0 | 0 | 0 | 0% | 0 | 0 | 0 | 0 | 0 | 0 | 0 | 0 | #N/A | #N/A | #N/A | #N/A | #N/A | #N/A | #N/A | 0 | 0 | 0 | #DIV/0!
[19 empty] | 0 | 0 | 0 | 0% | 0 | 0 | 0 | 0 | 0 | 0 | 0 | 0 | #N/A | #N/A | #N/A | #N/A | #N/A | #N/A | #N/A | 0 | 0 | 0 | #DIV/0!

## Lodging Rebates {E}
Rtn to Summary |  | Order Number | Program Name | Discount Rate: | 6.8% | [9 empty] | Paste in incentives but use DBtC for Total
| Program: | 18230569 | Lodging Rebates {E}
| paste |  |  | paste | paste | paste | paste | paste | paste | paste | paste | paste | paste | Paste | paste | paste | paste | paste | Formula: G + H | Formula: (O/A10)*T | Formula: N - M | Formula: O/A10 | Formula: W*A8 | Formula: Q - P | Formula: X + DBtC | Formula: Q + X | Formula: Z/(1+ElecDiscountRate)^1 | Formula: AA/(1+ElecDiscountRate)^1 | Formula: -PV (ElecDiscount Rate,T,R)*J | Formula: - PV (ElecDiscount Rate, T, S)*J |  | AF*J*K |  | AH*J*L | AG + AI |  | AG +AI -AK | formula: Logic to lookup from AC tables and adjust by savings and quantity | Formula: Utility Savings (AM)*1.1+AD+AE | formula: AM/AB | formula: AN/AC
| Sch. No. | Order Number | Program Name | Measure Version | Measure Name | First Period Measure Life | Second period Measure Life | Electric End-Use Type | Number of units offered | Savings per Unit Period 1 | Savngs per Unit Period 2 | Incentives Per Unit | Incremental Measure Cost per Unit | Total First Year Savings | Total Incentive | Total Incremental Measure Cost | Unit First Year Non-Energy Benefits | Unit Annual Net Equipment O&M | Total Measure Life | Weighted Life | Agency or Customer Cost per Unit | Percent Unit overhead | Program Overhead Cost | Total Customer Cost | Total Utility Program Costs | Total Resource Cost | PV Total Utility Program Costs | PV Total Resource Costs | PV Total Non-Energy Benefits | PV Total Net Equipment O&M | Unit PV First period Savings for 1 kWh | Total First Period Savings | Unit PV Savings for Second Period for 1 kWh | Total Second period Savings | Unadjusted Total | Decrement | Final UC Total Savings | PV Total Savings UC | PV Total Savings TRC | UC B/C Ratio | TRC B/C Ratio
DBTC: | E262 | 18230014 | Lodging Rebates {E} | 13022 - 4 | Thermostat Control - Occupancy Based - Setback - 5 Degrees - Lodging | 10 | 0 | Comm Space Heat | 5255.2553 | 333 | 0 | 300 | 500 | 1750000 | 1576576.58 | 2627627.6276 | 0 |  | 10 | 7 | 200 | 70% | 208868.191 | 1051051.0476 | 2031649.879 | 2836495.8186 | 1902293.8942 | 2655894.9613 | 0 | 0 | 1.2963 | 2268588.0884 | 1.2963 | 0 | 2268588.0884 | 0 | 2268588.0884 | 2268588.0884 | 2495446.8972 | 1.1926 | 0.93959
2603973.84 | E262 | 18230014 | Lodging Rebates {E} | 13064 - 5 | Heat Pump - Packaged Terminal - Lodging | 15 | 0 | Comm Space Heat | 1027.3973 | 730 | 0 | 1000 | 2000 | 750000 | 1027397.26 | 2054794.5205 | 0 |  | 15 | 4.5 | 1000 | 30% | 89514.939 | 1027397.2605 | 870707.091 | 2144309.4595 | 815268.8118 | 2007780.3928 | 0 | 0 | 1.7173 | 1287949.3391 | 1.7173 | 0 | 1287949.3391 | 0 | 1287949.3391 | 1287949.3391 | 1416744.273 | 1.5798 | 0.70563
Program Costs: | E262 | 18230014 | Lodging Rebates {E} | [15 empty] | 0 | 0 | 0 | 0% | 0 | 0 | 0 | 0 | 0 | 0 | 0 | 0 | #N/A | #N/A | #N/A | #N/A | #N/A | #N/A | #N/A | 0 | 0 | 0 | #DIV/0!
298383.13 | E262 | 18230014 | Lodging Rebates {E} | [15 empty] | 0 | 0 | 0 | 0% | 0 | 0 | 0 | 0 | 0 | 0 | 0 | 0 | #N/A | #N/A | #N/A | #N/A | #N/A | #N/A | #N/A | 0 | 0 | 0 | #DIV/0!
Total Savings (kWh): | E262 | 18230014 | Lodging Rebates {E} | [15 empty] | 0 | 0 | 0 | 0% | 0 | 0 | 0 | 0 | 0 | 0 | 0 | 0 | #N/A | #N/A | #N/A | #N/A | #N/A | #N/A | #N/A | 0 | 0 | 0 | #DIV/0!
2500000 | E262 | 18230014 | Lodging Rebates {E} | [15 empty] | 0 | 0 | 0 | 0% | 0 | 0 | 0 | 0 | 0 | 0 | 0 | 0 | #N/A | #N/A | #N/A | #N/A | #N/A | #N/A | #N/A | 0 | 0 | 0 | #DIV/0!
Total Incentives: | [18 empty] | 0 | 0 | 0 | 0% | 0 | 0 | 0 | 0 | 0 | 0 | 0 | 0 | #N/A | #N/A | #N/A | #N/A | #N/A | #N/A | #N/A | 0 | 0 | 0 | #DIV/0!
2603973.84 | [18 empty] | 0 | 0 | 0 | 0% | 0 | 0 | 0 | 0 | 0 | 0 | 0 | 0 | #N/A | #N/A | #N/A | #N/A | #N/A | #N/A | #N/A | 0 | 0 | 0 | #DIV/0!
Total Customer Costs: | [18 empty] | 0 | 0 | 0 | 0% | 0 | 0 | 0 | 0 | 0 | 0 | 0 | 0 | #N/A | #N/A | #N/A | #N/A | #N/A | #N/A | #N/A | 0 | 0 | 0 | #DIV/0!
2078448.3082 | [18 empty] | 0 | 0 | 0 | 0% | 0 | 0 | 0 | 0 | 0 | 0 | 0 | 0 | #N/A | #N/A | #N/A | #N/A | #N/A | #N/A | #N/A | 0 | 0 | 0 | #DIV/0!
Weighted Avg Life | [18 empty] | 0 | 0 | 0 | 0% | 0 | 0 | 0 | 0 | 0 | 0 | 0 | 0 | #N/A | #N/A | #N/A | #N/A | #N/A | #N/A | #N/A | 0 | 0 | 0 | #DIV/0!
11.5 | [18 empty] | 0 | 0 | 0 | 0% | 0 | 0 | 0 | 0 | 0 | 0 | 0 | 0 | #N/A | #N/A | #N/A | #N/A | #N/A | #N/A | #N/A | 0 | 0 | 0 | #DIV/0!
Total Utility Cost | [18 empty] | 0 | 0 | 0 | 0% | 0 | 0 | 0 | 0 | 0 | 0 | 0 | 0 | #N/A | #N/A | #N/A | #N/A | #N/A | #N/A | #N/A | 0 | 0 | 0 | #DIV/0!
2902356.97 | [18 empty] | 0 | 0 | 0 | 0% | 0 | 0 | 0 | 0 | 0 | 0 | 0 | 0 | #N/A | #N/A | #N/A | #N/A | #N/A | #N/A | #N/A | 0 | 0 | 0 | #DIV/0!
Total Resource Cost | [18 empty] | 0 | 0 | 0 | 0% | 0 | 0 | 0 | 0 | 0 | 0 | 0 | 0 | #N/A | #N/A | #N/A | #N/A | #N/A | #N/A | #N/A | 0 | 0 | 0 | #DIV/0!
4980805.2782 | [18 empty] | 0 | 0 | 0 | 0% | 0 | 0 | 0 | 0 | 0 | 0 | 0 | 0 | #N/A | #N/A | #N/A | #N/A | #N/A | #N/A | #N/A | 0 | 0 | 0 | #DIV/0!
UC B/C Ratio | [18 empty] | 0 | 0 | 0 | 0% | 0 | 0 | 0 | 0 | 0 | 0 | 0 | 0 | #N/A | #N/A | #N/A | #N/A | #N/A | #N/A | #N/A | 0 | 0 | 0 | #DIV/0!
1.3087 | [18 empty] | 0 | 0 | 0 | 0% | 0 | 0 | 0 | 0 | 0 | 0 | 0 | 0 | #N/A | #N/A | #N/A | #N/A | #N/A | #N/A | #N/A | 0 | 0 | 0 | #DIV/0!
TRC B/C Ratio | [18 empty] | 0 | 0 | 0 | 0% | 0 | 0 | 0 | 0 | 0 | 0 | 0 | 0 | #N/A | #N/A | #N/A | #N/A | #N/A | #N/A | #N/A | 0 | 0 | 0 | #DIV/0!
0.83886 | [18 empty] | 0 | 0 | 0 | 0% | 0 | 0 | 0 | 0 | 0 | 0 | 0 | 0 | #N/A | #N/A | #N/A | #N/A | #N/A | #N/A | #N/A | 0 | 0 | 0 | #DIV/0!

## Residential Pilots {E}
Rtn to Summary |  | Order Number | Program Name | Discount Rate: | 6.8% | [9 empty] | Paste in incentives but use DBtC for Total
| Program: | 18230525 | Residential Pilots {E}
| paste |  |  | paste | paste | paste | paste | paste | paste | paste | paste | paste | paste | Paste | paste | paste | paste | paste | Formula: G + H | Formula: (O/A10)*T | Formula: N - M | Formula: O/A10 | Formula: W*A8 | Formula: Q - P | Formula: X + DBtC | Formula: Q + X | Formula: Z/(1+ElecDiscountRate)^1 | Formula: AA/(1+ElecDiscountRate)^1 | Formula: -PV (ElecDiscount Rate,T,R)*J | Formula: - PV (ElecDiscount Rate, T, S)*J |  | AF*J*K |  | AH*J*L | AG + AI |  | AG +AI -AK | formula: Logic to lookup from AC tables and adjust by savings and quantity | Formula: Utility Savings (AM)*1.1+AD+AE | formula: AM/AB | formula: AN/AC
| Sch. No. | Order Number | Program Name | Measure Version | Measure Name | First Period Measure Life | Second period Measure Life | Electric End-Use Type | Number of units offered | Savings per Unit Period 1 | Savngs per Unit Period 2 | Incentives Per Unit | Incremental Measure Cost per Unit | Total First Year Savings | Total Incentive | Total Incremental Measure Cost | Unit First Year Non-Energy Benefits | Unit Annual Net Equipment O&M | Total Measure Life | Weighted Life | Agency or Customer Cost per Unit | Percent Unit overhead | Program Overhead Cost | Total Customer Cost | Total Utility Program Costs | Total Resource Cost | PV Total Utility Program Costs | PV Total Resource Costs | PV Total Non-Energy Benefits | PV Total Net Equipment O&M | Unit PV First period Savings for 1 kWh | Total First Period Savings | Unit PV Savings for Second Period for 1 kWh | Total Second period Savings | Unadjusted Total | Decrement | Final UC Total Savings | PV Total Savings UC | PV Total Savings TRC | UC B/C Ratio | TRC B/C Ratio
DBTC: | E249 | 18230525 | Residential Pilots {E} | [15 empty] | 0 | #DIV/0! | 0 | #DIV/0! | #DIV/0! | 0 | #DIV/0! | #DIV/0! | #DIV/0! | #DIV/0! | 0 | 0 | #N/A | #N/A | #N/A | #N/A | #N/A | #N/A | #N/A | 0 | 0 | 0 | #DIV/0!
#N/A | E249 | 18230750 | Retail Choice {E} | [15 empty] | 0 | #DIV/0! | 0 | #DIV/0! | #DIV/0! | 0 | #DIV/0! | #DIV/0! | #DIV/0! | #DIV/0! | 0 | 0 | #N/A | #N/A | #N/A | #N/A | #N/A | #N/A | #N/A | 0 | 0 | 0 | #DIV/0!
Program Costs: | E249 | 18230749 | Single Fam AMI Pilot Prgrm - Elec | [14 empty] | 0 | 0 | #DIV/0! | 0 | #DIV/0! | #DIV/0! | 0 | #DIV/0! | #DIV/0! | #DIV/0! | #DIV/0! | 0 | 0 | #N/A | #N/A | #N/A | #N/A | #N/A | #N/A | #N/A | 0 | 0 | 0 | #DIV/0!
#N/A | E249R | 18230749 | Home Energy Display Pilot {E} | [15 empty] | 0 | #DIV/0! | 0 | #DIV/0! | #DIV/0! | 0 | #DIV/0! | #DIV/0! | #DIV/0! | #DIV/0! | 0 | 0 | #N/A | #N/A | #N/A | #N/A | #N/A | #N/A | #N/A | 0 | 0 | 0 | #DIV/0!
Total Savings (kWh): | E249R | 18230749 | Home Energy Display Pilot {E} | [15 empty] | 0 | #DIV/0! | 0 | #DIV/0! | #DIV/0! | 0 | #DIV/0! | #DIV/0! | #DIV/0! | #DIV/0! | 0 | 0 | #N/A | #N/A | #N/A | #N/A | #N/A | #N/A | #N/A | 0 | 0 | 0 | #DIV/0!
0 | [18 empty] | 0 | #DIV/0! | 0 | #DIV/0! | #DIV/0! | 0 | #DIV/0! | #DIV/0! | #DIV/0! | #DIV/0! | 0 | 0 | #N/A | #N/A | #N/A | #N/A | #N/A | #N/A | #N/A | 0 | 0 | 0 | #DIV/0!
Total Incentives: | [18 empty] | 0 | #DIV/0! | 0 | #DIV/0! | #DIV/0! | 0 | #DIV/0! | #DIV/0! | #DIV/0! | #DIV/0! | 0 | 0 | #N/A | #N/A | #N/A | #N/A | #N/A | #N/A | #N/A | 0 | 0 | 0 | #DIV/0!
0 | [18 empty] | 0 | #DIV/0! | 0 | #DIV/0! | #DIV/0! | 0 | #DIV/0! | #DIV/0! | #DIV/0! | #DIV/0! | 0 | 0 | #N/A | #N/A | #N/A | #N/A | #N/A | #N/A | #N/A | 0 | 0 | 0 | #DIV/0!
Total Customer Costs: | [18 empty] | 0 | #DIV/0! | 0 | #DIV/0! | #DIV/0! | 0 | #DIV/0! | #DIV/0! | #DIV/0! | #DIV/0! | 0 | 0 | #N/A | #N/A | #N/A | #N/A | #N/A | #N/A | #N/A | 0 | 0 | 0 | #DIV/0!
0 | [18 empty] | 0 | #DIV/0! | 0 | #DIV/0! | #DIV/0! | 0 | #DIV/0! | #DIV/0! | #DIV/0! | #DIV/0! | 0 | 0 | #N/A | #N/A | #N/A | #N/A | #N/A | #N/A | #N/A | 0 | 0 | 0 | #DIV/0!
Weighted Avg Life | [18 empty] | 0 | #DIV/0! | 0 | #DIV/0! | #DIV/0! | 0 | #DIV/0! | #DIV/0! | #DIV/0! | #DIV/0! | 0 | 0 | #N/A | #N/A | #N/A | #N/A | #N/A | #N/A | #N/A | 0 | 0 | 0 | #DIV/0!
#DIV/0! | [18 empty] | 0 | #DIV/0! | 0 | #DIV/0! | #DIV/0! | 0 | #DIV/0! | #DIV/0! | #DIV/0! | #DIV/0! | 0 | 0 | #N/A | #N/A | #N/A | #N/A | #N/A | #N/A | #N/A | 0 | 0 | 0 | #DIV/0!
Total Utility Cost | [18 empty] | 0 | #DIV/0! | 0 | #DIV/0! | #DIV/0! | 0 | #DIV/0! | #DIV/0! | #DIV/0! | #DIV/0! | 0 | 0 | #N/A | #N/A | #N/A | #N/A | #N/A | #N/A | #N/A | 0 | 0 | 0 | #DIV/0!
#N/A | [18 empty] | 0 | #DIV/0! | 0 | #DIV/0! | #DIV/0! | 0 | #DIV/0! | #DIV/0! | #DIV/0! | #DIV/0! | 0 | 0 | #N/A | #N/A | #N/A | #N/A | #N/A | #N/A | #N/A | 0 | 0 | 0 | #DIV/0!
Total Resource Cost | [18 empty] | 0 | #DIV/0! | 0 | #DIV/0! | #DIV/0! | 0 | #DIV/0! | #DIV/0! | #DIV/0! | #DIV/0! | 0 | 0 | #N/A | #N/A | #N/A | #N/A | #N/A | #N/A | #N/A | 0 | 0 | 0 | #DIV/0!
#N/A | [18 empty] | 0 | #DIV/0! | 0 | #DIV/0! | #DIV/0! | 0 | #DIV/0! | #DIV/0! | #DIV/0! | #DIV/0! | 0 | 0 | #N/A | #N/A | #N/A | #N/A | #N/A | #N/A | #N/A | 0 | 0 | 0 | #DIV/0!
UC B/C Ratio | [18 empty] | 0 | #DIV/0! | 0 | #DIV/0! | #DIV/0! | 0 | #DIV/0! | #DIV/0! | #DIV/0! | #DIV/0! | 0 | 0 | #N/A | #N/A | #N/A | #N/A | #N/A | #N/A | #N/A | 0 | 0 | 0 | #DIV/0!
#DIV/0! | [18 empty] | 0 | #DIV/0! | 0 | #DIV/0! | #DIV/0! | 0 | #DIV/0! | #DIV/0! | #DIV/0! | #DIV/0! | 0 | 0 | #N/A | #N/A | #N/A | #N/A | #N/A | #N/A | #N/A | 0 | 0 | 0 | #DIV/0!
TRC B/C Ratio | [18 empty] | 0 | #DIV/0! | 0 | #DIV/0! | #DIV/0! | 0 | #DIV/0! | #DIV/0! | #DIV/0! | #DIV/0! | 0 | 0 | #N/A | #N/A | #N/A | #N/A | #N/A | #N/A | #N/A | 0 | 0 | 0 | #DIV/0!
#DIV/0!

## Commercial Pilots {E}
Rtn to Summary |  | Order Number | Program Name | Discount Rate: | 6.8% | [9 empty] | Paste in incentives but use DBtC for Total
| Program: | 18230140 | Commercial Pay for Performance Pilot {E}
| paste |  |  | paste | paste | paste | paste | paste | paste | paste | paste | paste | paste | Paste | paste | paste | paste | paste | Formula: G + H | Formula: (O/A10)*T | Formula: N - M | Formula: O/A10 | Formula: W*A8 | Formula: Q - P | Formula: X + DBtC | Formula: Q + X | Formula: Z/(1+ElecDiscountRate)^1 | Formula: AA/(1+ElecDiscountRate)^1 | Formula: -PV (ElecDiscount Rate,T,R)*J | Formula: - PV (ElecDiscount Rate, T, S)*J |  | AF*J*K |  | AH*J*L | AG + AI |  | AG +AI -AK | formula: Logic to lookup from AC tables and adjust by savings and quantity | Formula: Utility Savings (AM)*1.1+AD+AE | formula: AM/AB | formula: AN/AC
| Sch. No. | Order Number | Program Name | Measure Version | Measure Name | First Period Measure Life | Second period Measure Life | Electric End-Use Type | Number of units offered | Savings per Unit Period 1 | Savngs per Unit Period 2 | Incentives Per Unit | Incremental Measure Cost per Unit | Total First Year Savings | Total Incentive | Total Incremental Measure Cost | Unit First Year Non-Energy Benefits | Unit Annual Net Equipment O&M | Total Measure Life | Weighted Life | Agency or Customer Cost per Unit | Percent Unit overhead | Program Overhead Cost | Total Customer Cost | Total Utility Program Costs | Total Resource Cost | PV Total Utility Program Costs | PV Total Resource Costs | PV Total Non-Energy Benefits | PV Total Net Equipment O&M | Unit PV First period Savings for 1 kWh | Total First Period Savings | Unit PV Savings for Second Period for 1 kWh | Total Second period Savings | Unadjusted Total | Decrement | Final UC Total Savings | PV Total Savings UC | PV Total Savings TRC | UC B/C Ratio | TRC B/C Ratio
DBTC: | E249 | 18230140 | Commercial Pay for Performance Pilot {E} | [15 empty] | 0 | #DIV/0! | 0 | #DIV/0! | #DIV/0! | 0 | #DIV/0! | #DIV/0! | #DIV/0! | #DIV/0! | 0 | 0 | #N/A | #N/A | #N/A | #N/A | #N/A | #N/A | #N/A | 0 | 0 | 0 | #DIV/0!
#N/A | E249 | 18230140 | Commercial Pay for Performance Pilot {E} | [15 empty] | 0 | #DIV/0! | 0 | #DIV/0! | #DIV/0! | 0 | #DIV/0! | #DIV/0! | #DIV/0! | #DIV/0! | 0 | 0 | #N/A | #N/A | #N/A | #N/A | #N/A | #N/A | #N/A | 0 | 0 | 0 | #DIV/0!
Program Costs: | E249 | 18230140 | Commercial Pay for Performance Pilot {E} | [15 empty] | 0 | #DIV/0! | 0 | #DIV/0! | #DIV/0! | 0 | #DIV/0! | #DIV/0! | #DIV/0! | #DIV/0! | 0 | 0 | #N/A | #N/A | #N/A | #N/A | #N/A | #N/A | #N/A | 0 | 0 | 0 | #DIV/0!
#N/A |  | 18231128 | 4440 - BEM AMI SMB Pilot - Electric | [15 empty] | 0 | #DIV/0! | 0 | #DIV/0! | #DIV/0! | 0 | #DIV/0! | #DIV/0! | #DIV/0! | #DIV/0! | 0 | 0 | #N/A | #N/A | #N/A | #N/A | #N/A | #N/A | #N/A | 0 | 0 | 0 | #DIV/0!
Total Savings (kWh): | [18 empty] | 0 | #DIV/0! | 0 | #DIV/0! | #DIV/0! | 0 | #DIV/0! | #DIV/0! | #DIV/0! | #DIV/0! | 0 | 0 | #N/A | #N/A | #N/A | #N/A | #N/A | #N/A | #N/A | 0 | 0 | 0 | #DIV/0!
0 | [18 empty] | 0 | #DIV/0! | 0 | #DIV/0! | #DIV/0! | 0 | #DIV/0! | #DIV/0! | #DIV/0! | #DIV/0! | 0 | 0 | #N/A | #N/A | #N/A | #N/A | #N/A | #N/A | #N/A | 0 | 0 | 0 | #DIV/0!
Total Incentives: | [18 empty] | 0 | #DIV/0! | 0 | #DIV/0! | #DIV/0! | 0 | #DIV/0! | #DIV/0! | #DIV/0! | #DIV/0! | 0 | 0 | #N/A | #N/A | #N/A | #N/A | #N/A | #N/A | #N/A | 0 | 0 | 0 | #DIV/0!
0 | [18 empty] | 0 | #DIV/0! | 0 | #DIV/0! | #DIV/0! | 0 | #DIV/0! | #DIV/0! | #DIV/0! | #DIV/0! | 0 | 0 | #N/A | #N/A | #N/A | #N/A | #N/A | #N/A | #N/A | 0 | 0 | 0 | #DIV/0!
Total Customer Costs: | [18 empty] | 0 | #DIV/0! | 0 | #DIV/0! | #DIV/0! | 0 | #DIV/0! | #DIV/0! | #DIV/0! | #DIV/0! | 0 | 0 | #N/A | #N/A | #N/A | #N/A | #N/A | #N/A | #N/A | 0 | 0 | 0 | #DIV/0!
0 | [18 empty] | 0 | #DIV/0! | 0 | #DIV/0! | #DIV/0! | 0 | #DIV/0! | #DIV/0! | #DIV/0! | #DIV/0! | 0 | 0 | #N/A | #N/A | #N/A | #N/A | #N/A | #N/A | #N/A | 0 | 0 | 0 | #DIV/0!
Weighted Avg Life | [18 empty] | 0 | #DIV/0! | 0 | #DIV/0! | #DIV/0! | 0 | #DIV/0! | #DIV/0! | #DIV/0! | #DIV/0! | 0 | 0 | #N/A | #N/A | #N/A | #N/A | #N/A | #N/A | #N/A | 0 | 0 | 0 | #DIV/0!
#DIV/0! | [18 empty] | 0 | #DIV/0! | 0 | #DIV/0! | #DIV/0! | 0 | #DIV/0! | #DIV/0! | #DIV/0! | #DIV/0! | 0 | 0 | #N/A | #N/A | #N/A | #N/A | #N/A | #N/A | #N/A | 0 | 0 | 0 | #DIV/0!
Total Utility Cost | [18 empty] | 0 | #DIV/0! | 0 | #DIV/0! | #DIV/0! | 0 | #DIV/0! | #DIV/0! | #DIV/0! | #DIV/0! | 0 | 0 | #N/A | #N/A | #N/A | #N/A | #N/A | #N/A | #N/A | 0 | 0 | 0 | #DIV/0!
#N/A | [18 empty] | 0 | #DIV/0! | 0 | #DIV/0! | #DIV/0! | 0 | #DIV/0! | #DIV/0! | #DIV/0! | #DIV/0! | 0 | 0 | #N/A | #N/A | #N/A | #N/A | #N/A | #N/A | #N/A | 0 | 0 | 0 | #DIV/0!
Total Resource Cost | [18 empty] | 0 | #DIV/0! | 0 | #DIV/0! | #DIV/0! | 0 | #DIV/0! | #DIV/0! | #DIV/0! | #DIV/0! | 0 | 0 | #N/A | #N/A | #N/A | #N/A | #N/A | #N/A | #N/A | 0 | 0 | 0 | #DIV/0!
#N/A | [18 empty] | 0 | #DIV/0! | 0 | #DIV/0! | #DIV/0! | 0 | #DIV/0! | #DIV/0! | #DIV/0! | #DIV/0! | 0 | 0 | #N/A | #N/A | #N/A | #N/A | #N/A | #N/A | #N/A | 0 | 0 | 0 | #DIV/0!
UC B/C Ratio | [18 empty] | 0 | #DIV/0! | 0 | #DIV/0! | #DIV/0! | 0 | #DIV/0! | #DIV/0! | #DIV/0! | #DIV/0! | 0 | 0 | #N/A | #N/A | #N/A | #N/A | #N/A | #N/A | #N/A | 0 | 0 | 0 | #DIV/0!
#DIV/0! | [18 empty] | 0 | #DIV/0! | 0 | #DIV/0! | #DIV/0! | 0 | #DIV/0! | #DIV/0! | #DIV/0! | #DIV/0! | 0 | 0 | #N/A | #N/A | #N/A | #N/A | #N/A | #N/A | #N/A | 0 | 0 | 0 | #DIV/0!
TRC B/C Ratio | [18 empty] | 0 | #DIV/0! | 0 | #DIV/0! | #DIV/0! | 0 | #DIV/0! | #DIV/0! | #DIV/0! | #DIV/0! | 0 | 0 | #N/A | #N/A | #N/A | #N/A | #N/A | #N/A | #N/A | 0 | 0 | 0 | #DIV/0!
#DIV/0! | [18 empty] | 0 | #DIV/0! | 0 | #DIV/0! | #DIV/0! | 0 | #DIV/0! | #DIV/0! | #DIV/0! | #DIV/0! | 0 | 0 | #N/A | #N/A | #N/A | #N/A | #N/A | #N/A | #N/A | 0 | 0 | 0 | #DIV/0!

## TDSM {E}
Rtn to Summary |  | Order Number | Program Name | Discount Rate: | 6.8% | [9 empty] | Paste in incentives but use DBtC for Total
| Program: | 18230567 | Targeted DSM {E}
| paste |  |  | paste | paste | paste | paste | paste | paste | paste | paste | paste | paste | Paste | paste | paste | paste | paste | Formula: G + H | Formula: (O/A10)*T | Formula: N - M | Formula: O/A10 | Formula: W*A8 | Formula: Q - P | Formula: X + DBtC | Formula: Q + X | Formula: Z/(1+ElecDiscountRate)^1 | Formula: AA/(1+ElecDiscountRate)^1 | Formula: -PV (ElecDiscount Rate,T,R)*J | Formula: - PV (ElecDiscount Rate, T, S)*J |  | AF*J*K |  | AH*J*L | AG + AI |  | AG +AI -AK | formula: Logic to lookup from AC tables and adjust by savings and quantity | Formula: Utility Savings (AM)*1.1+AD+AE | formula: AM/AB | formula: AN/AC
| Sch. No. | Order Number | Program Name | Measure Version | Measure Name | First Period Measure Life | Second period Measure Life | Electric End-Use Type | Number of units offered | Savings per Unit Period 1 | Savngs per Unit Period 2 | Incentives Per Unit | Incremental Measure Cost per Unit | Total First Year Savings | Total Incentive | Total Incremental Measure Cost | Unit First Year Non-Energy Benefits | Unit Annual Net Equipment O&M | Total Measure Life | Weighted Life | Agency or Customer Cost per Unit | Percent Unit overhead | Program Overhead Cost | Total Customer Cost | Total Utility Program Costs | Total Resource Cost | PV Total Utility Program Costs | PV Total Resource Costs | PV Total Non-Energy Benefits | PV Total Net Equipment O&M | Unit PV First period Savings for 1 kWh | Total First Period Savings | Unit PV Savings for Second Period for 1 kWh | Total Second period Savings | Unadjusted Total | Decrement | Final UC Total Savings | PV Total Savings UC | PV Total Savings TRC | UC B/C Ratio | TRC B/C Ratio
DBTC: | E219 | 18230567 | Targeted DSM {E} | [15 empty] | 0 | #DIV/0! | 0 | #DIV/0! | #DIV/0! | 0 | #DIV/0! | #DIV/0! | #DIV/0! | #DIV/0! | 0 | 0 | #N/A | #N/A | #N/A | #N/A | #N/A | #N/A | #N/A | 0 | 0 | 0 | #DIV/0!
70000 | [18 empty] | 0 | #DIV/0! | 0 | #DIV/0! | #DIV/0! | 0 | #DIV/0! | #DIV/0! | #DIV/0! | #DIV/0! | 0 | 0 | #N/A | #N/A | #N/A | #N/A | #N/A | #N/A | #N/A | 0 | 0 | 0 | #DIV/0!
Program Costs: | [18 empty] | 0 | #DIV/0! | 0 | #DIV/0! | #DIV/0! | 0 | #DIV/0! | #DIV/0! | #DIV/0! | #DIV/0! | 0 | 0 | #N/A | #N/A | #N/A | #N/A | #N/A | #N/A | #N/A | 0 | 0 | 0 | #DIV/0!
510292.28 | [18 empty] | 0 | #DIV/0! | 0 | #DIV/0! | #DIV/0! | 0 | #DIV/0! | #DIV/0! | #DIV/0! | #DIV/0! | 0 | 0 | #N/A | #N/A | #N/A | #N/A | #N/A | #N/A | #N/A | 0 | 0 | 0 | #DIV/0!
Total Savings (kWh): | [18 empty] | 0 | #DIV/0! | 0 | #DIV/0! | #DIV/0! | 0 | #DIV/0! | #DIV/0! | #DIV/0! | #DIV/0! | 0 | 0 | #N/A | #N/A | #N/A | #N/A | #N/A | #N/A | #N/A | 0 | 0 | 0 | #DIV/0!
0 | [18 empty] | 0 | #DIV/0! | 0 | #DIV/0! | #DIV/0! | 0 | #DIV/0! | #DIV/0! | #DIV/0! | #DIV/0! | 0 | 0 | #N/A | #N/A | #N/A | #N/A | #N/A | #N/A | #N/A | 0 | 0 | 0 | #DIV/0!
Total Incentives: | [18 empty] | 0 | #DIV/0! | 0 | #DIV/0! | #DIV/0! | 0 | #DIV/0! | #DIV/0! | #DIV/0! | #DIV/0! | 0 | 0 | #N/A | #N/A | #N/A | #N/A | #N/A | #N/A | #N/A | 0 | 0 | 0 | #DIV/0!
0 | [18 empty] | 0 | #DIV/0! | 0 | #DIV/0! | #DIV/0! | 0 | #DIV/0! | #DIV/0! | #DIV/0! | #DIV/0! | 0 | 0 | #N/A | #N/A | #N/A | #N/A | #N/A | #N/A | #N/A | 0 | 0 | 0 | #DIV/0!
Total Customer Costs: | [18 empty] | 0 | #DIV/0! | 0 | #DIV/0! | #DIV/0! | 0 | #DIV/0! | #DIV/0! | #DIV/0! | #DIV/0! | 0 | 0 | #N/A | #N/A | #N/A | #N/A | #N/A | #N/A | #N/A | 0 | 0 | 0 | #DIV/0!
0 | [18 empty] | 0 | #DIV/0! | 0 | #DIV/0! | #DIV/0! | 0 | #DIV/0! | #DIV/0! | #DIV/0! | #DIV/0! | 0 | 0 | #N/A | #N/A | #N/A | #N/A | #N/A | #N/A | #N/A | 0 | 0 | 0 | #DIV/0!
Weighted Avg Life | [18 empty] | 0 | #DIV/0! | 0 | #DIV/0! | #DIV/0! | 0 | #DIV/0! | #DIV/0! | #DIV/0! | #DIV/0! | 0 | 0 | #N/A | #N/A | #N/A | #N/A | #N/A | #N/A | #N/A | 0 | 0 | 0 | #DIV/0!
#DIV/0! | [18 empty] | 0 | #DIV/0! | 0 | #DIV/0! | #DIV/0! | 0 | #DIV/0! | #DIV/0! | #DIV/0! | #DIV/0! | 0 | 0 | #N/A | #N/A | #N/A | #N/A | #N/A | #N/A | #N/A | 0 | 0 | 0 | #DIV/0!
Total Utility Cost | [18 empty] | 0 | #DIV/0! | 0 | #DIV/0! | #DIV/0! | 0 | #DIV/0! | #DIV/0! | #DIV/0! | #DIV/0! | 0 | 0 | #N/A | #N/A | #N/A | #N/A | #N/A | #N/A | #N/A | 0 | 0 | 0 | #DIV/0!
580292.28 | [18 empty] | 0 | #DIV/0! | 0 | #DIV/0! | #DIV/0! | 0 | #DIV/0! | #DIV/0! | #DIV/0! | #DIV/0! | 0 | 0 | #N/A | #N/A | #N/A | #N/A | #N/A | #N/A | #N/A | 0 | 0 | 0 | #DIV/0!
Total Resource Cost | [18 empty] | 0 | #DIV/0! | 0 | #DIV/0! | #DIV/0! | 0 | #DIV/0! | #DIV/0! | #DIV/0! | #DIV/0! | 0 | 0 | #N/A | #N/A | #N/A | #N/A | #N/A | #N/A | #N/A | 0 | 0 | 0 | #DIV/0!
510292.28 | [18 empty] | 0 | #DIV/0! | 0 | #DIV/0! | #DIV/0! | 0 | #DIV/0! | #DIV/0! | #DIV/0! | #DIV/0! | 0 | 0 | #N/A | #N/A | #N/A | #N/A | #N/A | #N/A | #N/A | 0 | 0 | 0 | #DIV/0!
UC B/C Ratio | [18 empty] | 0 | #DIV/0! | 0 | #DIV/0! | #DIV/0! | 0 | #DIV/0! | #DIV/0! | #DIV/0! | #DIV/0! | 0 | 0 | #N/A | #N/A | #N/A | #N/A | #N/A | #N/A | #N/A | 0 | 0 | 0 | #DIV/0!
#DIV/0! | [18 empty] | 0 | #DIV/0! | 0 | #DIV/0! | #DIV/0! | 0 | #DIV/0! | #DIV/0! | #DIV/0! | #DIV/0! | 0 | 0 | #N/A | #N/A | #N/A | #N/A | #N/A | #N/A | #N/A | 0 | 0 | 0 | #DIV/0!
TRC B/C Ratio | [18 empty] | 0 | #DIV/0! | 0 | #DIV/0! | #DIV/0! | 0 | #DIV/0! | #DIV/0! | #DIV/0! | #DIV/0! | 0 | 0 | #N/A | #N/A | #N/A | #N/A | #N/A | #N/A | #N/A | 0 | 0 | 0 | #DIV/0!
#DIV/0! | [18 empty] | 0 | #DIV/0! | 0 | #DIV/0! | #DIV/0! | 0 | #DIV/0! | #DIV/0! | #DIV/0! | #DIV/0! | 0 | 0 | #N/A | #N/A | #N/A | #N/A | #N/A | #N/A | #N/A | 0 | 0 | 0 | #DIV/0!

## NEEA {E}
Rtn to Summary |  | Order Number | Program Name | Discount Rate: | 6.8% | [9 empty] | Paste in incentives but use DBtC for Total
| Program: | 18230421 | NW Energy Efficiency Alliance {E}
| paste |  |  | paste | paste | paste | paste | paste | paste | paste | paste | paste | paste | Paste | paste | paste | paste | paste | Formula: G + H | Formula: (O/A10)*T | Formula: N - M | Formula: O/A10 | Formula: W*A8 | Formula: Q - P | Formula: X + DBtC | Formula: Q + X | Formula: Z/(1+ElecDiscountRate)^1 | Formula: AA/(1+ElecDiscountRate)^1 | Formula: -PV (ElecDiscount Rate,T,R)*J | Formula: - PV (ElecDiscount Rate, T, S)*J |  | AF*J*K |  | AH*J*L | AG + AI |  | AG +AI -AK | formula: Logic to lookup from AC tables and adjust by savings and quantity | Formula: Utility Savings (AM)*1.1+AD+AE | formula: AM/AB | formula: AN/AC
| Sch. No. | Order Number | Program Name | Measure Version | Measure Name | First Period Measure Life | Second period Measure Life | Electric End-Use Type | Number of units offered | Savings per Unit Period 1 | Savngs per Unit Period 2 | Incentives Per Unit | Incremental Measure Cost per Unit | Total First Year Savings | Total Incentive | Total Incremental Measure Cost | Unit First Year Non-Energy Benefits | Unit Annual Net Equipment O&M | Total Measure Life | Weighted Life | Agency or Customer Cost per Unit | Percent Unit overhead | Program Overhead Cost | Total Customer Cost | Total Utility Program Costs | Total Resource Cost | PV Total Utility Program Costs | PV Total Resource Costs | PV Total Non-Energy Benefits | PV Total Net Equipment O&M | Unit PV First period Savings for 1 kWh | Total First Period Savings | Unit PV Savings for Second Period for 1 kWh | Total Second period Savings | Unadjusted Total | Decrement | Final UC Total Savings | PV Total Savings UC | PV Total Savings TRC | UC B/C Ratio | TRC B/C Ratio
DBTC: | G214 | 18230421 | NW Energy Efficiency Alliance {E} |  | NEEA Planning Measure | 5 |  | Comm Flat | 1 | 18976749 |  |  |  | 18976749 |  |  |  | 0 | 5 | 5 | 0 | 100% | 6687538.2 | 0 | 6687538.2 | 6687538.2 | 6261739.8876 | 6261739.8876 | 0 | 0 | 0.5618 | 10661069.0882 | 0.5618 | 0 | 10661069.0882 | 0 | 10661069.0882 | 10661069.0882 | 11727175.997 | 1.7026 | 1.8728
0 | [18 empty] | 0 | 0 | 0 | 0% | 0 | 0 | 0 | 0 | 0 | 0 | 0 | 0 | #N/A | #N/A | #N/A | #N/A | #N/A | #N/A | #N/A | 0 | 0 | 0 | #DIV/0!
Program Costs: | [18 empty] | 0 | 0 | 0 | 0% | 0 | 0 | 0 | 0 | 0 | 0 | 0 | 0 | #N/A | #N/A | #N/A | #N/A | #N/A | #N/A | #N/A | 0 | 0 | 0 | #DIV/0!
6687538.2 | [18 empty] | 0 | 0 | 0 | 0% | 0 | 0 | 0 | 0 | 0 | 0 | 0 | 0 | #N/A | #N/A | #N/A | #N/A | #N/A | #N/A | #N/A | 0 | 0 | 0 | #DIV/0!
Total Savings (kWh): | [18 empty] | 0 | 0 | 0 | 0% | 0 | 0 | 0 | 0 | 0 | 0 | 0 | 0 | #N/A | #N/A | #N/A | #N/A | #N/A | #N/A | #N/A | 0 | 0 | 0 | #DIV/0!
18976749 | [18 empty] | 0 | 0 | 0 | 0% | 0 | 0 | 0 | 0 | 0 | 0 | 0 | 0 | #N/A | #N/A | #N/A | #N/A | #N/A | #N/A | #N/A | 0 | 0 | 0 | #DIV/0!
Total Incentives: | [18 empty] | 0 | 0 | 0 | 0% | 0 | 0 | 0 | 0 | 0 | 0 | 0 | 0 | #N/A | #N/A | #N/A | #N/A | #N/A | #N/A | #N/A | 0 | 0 | 0 | #DIV/0!
0 | [18 empty] | 0 | 0 | 0 | 0% | 0 | 0 | 0 | 0 | 0 | 0 | 0 | 0 | #N/A | #N/A | #N/A | #N/A | #N/A | #N/A | #N/A | 0 | 0 | 0 | #DIV/0!
Total Customer Costs: | [18 empty] | 0 | 0 | 0 | 0% | 0 | 0 | 0 | 0 | 0 | 0 | 0 | 0 | #N/A | #N/A | #N/A | #N/A | #N/A | #N/A | #N/A | 0 | 0 | 0 | #DIV/0!
0 | [18 empty] | 0 | 0 | 0 | 0% | 0 | 0 | 0 | 0 | 0 | 0 | 0 | 0 | #N/A | #N/A | #N/A | #N/A | #N/A | #N/A | #N/A | 0 | 0 | 0 | #DIV/0!
Weighted Avg Life | [18 empty] | 0 | 0 | 0 | 0% | 0 | 0 | 0 | 0 | 0 | 0 | 0 | 0 | #N/A | #N/A | #N/A | #N/A | #N/A | #N/A | #N/A | 0 | 0 | 0 | #DIV/0!
5 | [18 empty] | 0 | 0 | 0 | 0% | 0 | 0 | 0 | 0 | 0 | 0 | 0 | 0 | #N/A | #N/A | #N/A | #N/A | #N/A | #N/A | #N/A | 0 | 0 | 0 | #DIV/0!
Total Utility Cost | [18 empty] | 0 | 0 | 0 | 0% | 0 | 0 | 0 | 0 | 0 | 0 | 0 | 0 | #N/A | #N/A | #N/A | #N/A | #N/A | #N/A | #N/A | 0 | 0 | 0 | #DIV/0!
6687538.2 | [18 empty] | 0 | 0 | 0 | 0% | 0 | 0 | 0 | 0 | 0 | 0 | 0 | 0 | #N/A | #N/A | #N/A | #N/A | #N/A | #N/A | #N/A | 0 | 0 | 0 | #DIV/0!
Total Resource Cost | [18 empty] | 0 | 0 | 0 | 0% | 0 | 0 | 0 | 0 | 0 | 0 | 0 | 0 | #N/A | #N/A | #N/A | #N/A | #N/A | #N/A | #N/A | 0 | 0 | 0 | #DIV/0!
6687538.2 | [18 empty] | 0 | 0 | 0 | 0% | 0 | 0 | 0 | 0 | 0 | 0 | 0 | 0 | #N/A | #N/A | #N/A | #N/A | #N/A | #N/A | #N/A | 0 | 0 | 0 | #DIV/0!
UC B/C Ratio | [18 empty] | 0 | 0 | 0 | 0% | 0 | 0 | 0 | 0 | 0 | 0 | 0 | 0 | #N/A | #N/A | #N/A | #N/A | #N/A | #N/A | #N/A | 0 | 0 | 0 | #DIV/0!
1.7026 | [18 empty] | 0 | 0 | 0 | 0% | 0 | 0 | 0 | 0 | 0 | 0 | 0 | 0 | #N/A | #N/A | #N/A | #N/A | #N/A | #N/A | #N/A | 0 | 0 | 0 | #DIV/0!
TRC B/C Ratio | [18 empty] | 0 | 0 | 0 | 0% | 0 | 0 | 0 | 0 | 0 | 0 | 0 | 0 | #N/A | #N/A | #N/A | #N/A | #N/A | #N/A | #N/A | 0 | 0 | 0 | #DIV/0!
1.8728 | [18 empty] | 0 | 0 | 0 | 0% | 0 | 0 | 0 | 0 | 0 | 0 | 0 | 0 | #N/A | #N/A | #N/A | #N/A | #N/A | #N/A | #N/A | 0 | 0 | 0 | #DIV/0!

## T&D {E}
Rtn to Summary |  | Order Number | Program Name | Discount Rate: | 6.8% | [9 empty] | Paste in incentives but use DBtC for Total
| Program: | 18230713 | Generation Transmission and Distribution {E}
| paste |  |  | paste | paste | paste | paste | paste | paste | paste | paste | paste | paste | Paste | paste | paste | paste | paste | Formula: G + H | Formula: (O/A10)*T | Formula: N - M | Formula: O/A10 | Formula: W*A8 | Formula: Q - P | Formula: X + DBtC | Formula: Q + X | Formula: Z/(1+ElecDiscountRate)^1 | Formula: AA/(1+ElecDiscountRate)^1 | Formula: -PV (ElecDiscount Rate,T,R)*J | Formula: - PV (ElecDiscount Rate, T, S)*J |  | AF*J*K |  | AH*J*L | AG + AI |  | AG +AI -AK | formula: Logic to lookup from AC tables and adjust by savings and quantity | Formula: Utility Savings (AM)*1.1+AD+AE | formula: AM/AB | formula: AN/AC
| Sch. No. | Order Number | Program Name | Measure Version | Measure Name | First Period Measure Life | Second period Measure Life | Electric End-Use Type | Number of units offered | Savings per Unit Period 1 | Savngs per Unit Period 2 | Incentives Per Unit | Incremental Measure Cost per Unit | Total First Year Savings | Total Incentive | Total Incremental Measure Cost | Unit First Year Non-Energy Benefits | Unit Annual Net Equipment O&M | Total Measure Life | Weighted Life | Agency or Customer Cost per Unit | Percent Unit overhead | Program Overhead Cost | Total Customer Cost | Total Utility Program Costs | Total Resource Cost | PV Total Utility Program Costs | PV Total Resource Costs | PV Total Non-Energy Benefits | PV Total Net Equipment O&M | Unit PV First period Savings for 1 kWh | Total First Period Savings | Unit PV Savings for Second Period for 1 kWh | Total Second period Savings | Unadjusted Total | Decrement | Final UC Total Savings | PV Total Savings UC | PV Total Savings TRC | UC B/C Ratio | TRC B/C Ratio
DBTC: | E292 | 18230713 | Generation Transmission and Distribution {E} |  | CVR/VVO Projects | 15 |  | Comm Flat | 1 | 4403843.988 |  |  |  | 4403843.988 |  |  |  |  | 15 | 15 | 0 | 100% | 0 | 0 | 0 | 0 | 0 | 0 | 0 | 0 | 1.3272 | 5844682.1104 | 1.3272 | 0 | 5844682.1104 | 0 | 5844682.1104 | 5844682.1104 | 6429150.3214 | 0 | #DIV/0!
0 | E292 | 18230713 | Generation Transmission and Distribution {E} | [15 empty] | 0 | 0 | 0 | 0% | 0 | 0 | 0 | 0 | 0 | 0 | 0 | 0 | #N/A | #N/A | #N/A | #N/A | #N/A | #N/A | #N/A | 0 | 0 | 0 | #DIV/0!
Program Costs: | [18 empty] | 0 | 0 | 0 | 0% | 0 | 0 | 0 | 0 | 0 | 0 | 0 | 0 | #N/A | #N/A | #N/A | #N/A | #N/A | #N/A | #N/A | 0 | 0 | 0 | #DIV/0!
0 | [18 empty] | 0 | 0 | 0 | 0% | 0 | 0 | 0 | 0 | 0 | 0 | 0 | 0 | #N/A | #N/A | #N/A | #N/A | #N/A | #N/A | #N/A | 0 | 0 | 0 | #DIV/0!
Total Savings (kWh): | [18 empty] | 0 | 0 | 0 | 0% | 0 | 0 | 0 | 0 | 0 | 0 | 0 | 0 | #N/A | #N/A | #N/A | #N/A | #N/A | #N/A | #N/A | 0 | 0 | 0 | #DIV/0!
4403843.988 | [18 empty] | 0 | 0 | 0 | 0% | 0 | 0 | 0 | 0 | 0 | 0 | 0 | 0 | #N/A | #N/A | #N/A | #N/A | #N/A | #N/A | #N/A | 0 | 0 | 0 | #DIV/0!
Total Incentives: | [18 empty] | 0 | 0 | 0 | 0% | 0 | 0 | 0 | 0 | 0 | 0 | 0 | 0 | #N/A | #N/A | #N/A | #N/A | #N/A | #N/A | #N/A | 0 | 0 | 0 | #DIV/0!
0 | [18 empty] | 0 | 0 | 0 | 0% | 0 | 0 | 0 | 0 | 0 | 0 | 0 | 0 | #N/A | #N/A | #N/A | #N/A | #N/A | #N/A | #N/A | 0 | 0 | 0 | #DIV/0!
Total Customer Costs: | [18 empty] | 0 | 0 | 0 | 0% | 0 | 0 | 0 | 0 | 0 | 0 | 0 | 0 | #N/A | #N/A | #N/A | #N/A | #N/A | #N/A | #N/A | 0 | 0 | 0 | #DIV/0!
0 | [18 empty] | 0 | 0 | 0 | 0% | 0 | 0 | 0 | 0 | 0 | 0 | 0 | 0 | #N/A | #N/A | #N/A | #N/A | #N/A | #N/A | #N/A | 0 | 0 | 0 | #DIV/0!
Weighted Avg Life | [18 empty] | 0 | 0 | 0 | 0% | 0 | 0 | 0 | 0 | 0 | 0 | 0 | 0 | #N/A | #N/A | #N/A | #N/A | #N/A | #N/A | #N/A | 0 | 0 | 0 | #DIV/0!
15 | [18 empty] | 0 | 0 | 0 | 0% | 0 | 0 | 0 | 0 | 0 | 0 | 0 | 0 | #N/A | #N/A | #N/A | #N/A | #N/A | #N/A | #N/A | 0 | 0 | 0 | #DIV/0!
Total Utility Cost | [18 empty] | 0 | 0 | 0 | 0% | 0 | 0 | 0 | 0 | 0 | 0 | 0 | 0 | #N/A | #N/A | #N/A | #N/A | #N/A | #N/A | #N/A | 0 | 0 | 0 | #DIV/0!
0 | [18 empty] | 0 | 0 | 0 | 0% | 0 | 0 | 0 | 0 | 0 | 0 | 0 | 0 | #N/A | #N/A | #N/A | #N/A | #N/A | #N/A | #N/A | 0 | 0 | 0 | #DIV/0!
Total Resource Cost | [18 empty] | 0 | 0 | 0 | 0% | 0 | 0 | 0 | 0 | 0 | 0 | 0 | 0 | #N/A | #N/A | #N/A | #N/A | #N/A | #N/A | #N/A | 0 | 0 | 0 | #DIV/0!
0 | [18 empty] | 0 | 0 | 0 | 0% | 0 | 0 | 0 | 0 | 0 | 0 | 0 | 0 | #N/A | #N/A | #N/A | #N/A | #N/A | #N/A | #N/A | 0 | 0 | 0 | #DIV/0!
UC B/C Ratio | [18 empty] | 0 | 0 | 0 | 0% | 0 | 0 | 0 | 0 | 0 | 0 | 0 | 0 | #N/A | #N/A | #N/A | #N/A | #N/A | #N/A | #N/A | 0 | 0 | 0 | #DIV/0!
#DIV/0! | [18 empty] | 0 | 0 | 0 | 0% | 0 | 0 | 0 | 0 | 0 | 0 | 0 | 0 | #N/A | #N/A | #N/A | #N/A | #N/A | #N/A | #N/A | 0 | 0 | 0 | #DIV/0!
TRC B/C Ratio | [18 empty] | 0 | 0 | 0 | 0% | 0 | 0 | 0 | 0 | 0 | 0 | 0 | 0 | #N/A | #N/A | #N/A | #N/A | #N/A | #N/A | #N/A | 0 | 0 | 0 | #DIV/0!
#DIV/0! | [18 empty] | 0 | 0 | 0 | 0% | 0 | 0 | 0 | 0 | 0 | 0 | 0 | 0 | #N/A | #N/A | #N/A | #N/A | #N/A | #N/A | #N/A | 0 | 0 | 0 | #DIV/0!

## G201 LIW {G}
Rtn to Summary |  | Order Number | Program Name | Discount Rate: | 6.8% | [9 empty] | Paste in incentives but use DBtC for Total
| Program: | 18230661 | Low Income Weatherization {G}
| paste |  |  | paste | paste | paste | paste | paste | paste | paste | paste | paste | paste | Paste | paste | paste | paste | paste | Formula: G + H | Formula: (O/A10)*T | Formula: N - M | Formula: O/A10 | Formula: W*A8 | Formula: Q - P | Formula: X + DBtC | Formula: Q + X | Formula: Z/(1+GasDiscountRate)^1 | Formula: AA/(1+GasDiscountRate)^1 | Formula: -PV(ElecDiscount Rate,T,R)*J | Formula: -PV(ElecDiscount Rate, T, S)*J |  | AF*J*K |  | AH*J*L | AG + AI |  | AG +AI -AK | formula: Logic to lookup from AC tables and adjust by savings and quantity | Formula: Utility Savings (AM)*1.1+AD+AE | formula: AM/AB | formula: AN/AC
| Sch. No. | Order Number | Program Name | Measure Version | Measure Name | First Period Measure Life | Second period Measure Life | Gas End-Use Type | Number of units offered | Savings per Unit Period 1 | Savngs per Unit Period 2 | Incentives Per Unit | Incremental Measure Cost per Unit | Total First Year Savings | Total Incentive | Total Incremental Measure Cost | Unit First Year Non-Energy Benefits | Unit Annual Net Equipment O&M | Total Measure Life | Weighted Life | Agency or Customer Cost per Unit | Percent Unit overhead | Program Overhead Cost | Total Customer Cost | Total Utility Program Costs | Total Resource Cost | PV Total Utility Program Costs | PV Total Resource Costs | PV Total Non-Energy Benefits | PV Total Net Equipment O&M | Unit PV First period Savings for 1 therm | Total First Period Savings | Unit PV Savings for Second Period for 1 therm | Total Second period Savings | Unadjusted Total | Decrement | Final UC Total Savings | PV Total Savings UC | PV Total Savings TRC | UC B/C Ratio | TRC B/C Ratio
DBTC: | G201 | 18230661 | Low Income Weatherization {G} |  | Shareholder | [13 empty] | 0 | 0 | 0 | 0% | 0 | 0 | 0 | 0 | 0 | 0 | #VALUE! | 0 | #N/A | #N/A | #N/A | #N/A | #N/A | #N/A | #N/A | 0 | #VALUE! | 0 | #VALUE!
1912018.91 | G201 | 18230661 | Low Income Weatherization {G} | - | Repairs - Year 2 | 1 | 0 |  | 1 | 0 | 0 | 168096 | 168096 | 0 | 168096 | 168096 | 168096 |  | 1 | 0 | 0 | 0% | 0 | 0 | 0 | 168096 | 0 | 157393.2584 | 157393.2584 | 0 | #N/A | #N/A | #N/A | #N/A | #N/A | #N/A | #N/A | 0 | 157393.2584 | 0 | 1
Program Costs: | G201 | 18230661 | Low Income Weatherization {G} | 13987 | Boiler - SIR - GH - Res - LI | 20 |  | SF Space Heat | 1 | 5500 |  | 330000 | 330000 | 5500 | 330000 | 330000 | 0 |  | 20 | 5.0627 | 0 | 25.31% | 17466.7824 | 0 | 501462.7197 | 347466.7824 | 469534.3817 | 325343.4293 | 0 | 0 | 19.3955 | 106675.4785 | 19.3955 | 0 | 106675.4785 | 0 | 106675.4785 | 106675.4785 | 117343.0264 | 0.22719 | 0.36067
69002.27 | G201 | 18230661 | Low Income Weatherization {G} | 13946 | Sealing - Air - Prescriptive - GH - MH - LI | 25 |  | SF Space Heat | 1500 | 0.0167 |  | 2.33 | 2.33 | 25.05 | 3495 | 3495 | 0.0021 |  | 25 | 0.028823 | 0 | 0.1153% | 79.5533 | 0 | 2283.9348 | 3574.5533 | 2138.5157 | 3346.96 | 37.3798 | 0 | 22.8913 | 573.4267 | 22.8913 | 0 | 573.4267 | 0 | 573.4267 | 573.4267 | 668.1492 | 0.26814 | 0.19963
Total Savings (therm): | G201 | 18230661 | Low Income Weatherization {G} | 13947 | Sealing - Air - Prescriptive - GH - SF - LI | 25 |  | SF Space Heat | 12500 | 0.012 |  | 2.93 | 2.93 | 150 | 36625 | 36625 | 0.0013 |  | 25 | 0.17259 | 0 | 0.6904% | 476.3668 | 0 | 13676.256 | 37101.3668 | 12805.4831 | 34739.1075 | 192.8321 | 0 | 22.8913 | 3433.693 | 22.8913 | 0 | 3433.693 | 0 | 3433.693 | 3433.693 | 3969.8944 | 0.26814 | 0.11428
21727.67 | G201 | 18230661 | Low Income Weatherization {G} | 13954 | Sealing - Duct - GH - MH - LI | 18 |  | SF Space Heat | 3 | 63 |  | 1404 | 1404 | 189 | 4212 | 4212 | 25.8147 |  | 18 | 0.15657 | 0 | 0.8699% | 600.2222 | 0 | 17232.0825 | 4812.2222 | 16134.9088 | 4505.826 | 790.3886 | 0 | 17.8761 | 3378.5789 | 17.8761 | 0 | 3378.5789 | 0 | 3378.5789 | 3378.5789 | 4506.8253 | 0.2094 | 1.0002
Total Incentives: | G201 | 18230661 | Low Income Weatherization {G} | 13955 | Sealing - Duct - GH - SF - LI | 20 |  | SF Space Heat | 15 | 80.6 |  | 1586 | 1586 | 1209 | 23790 | 23790 | 40.066 |  | 20 | 1.1129 | 0 | 5.564% | 3839.5164 | 0 | 110230.6233 | 27629.5164 | 103212.1941 | 25870.3337 | 6467.0788 | 0 | 19.3955 | 23449.2097 | 19.3955 | 0 | 23449.2097 | 0 | 23449.2097 | 23449.2097 | 32261.2095 | 0.22719 | 1.247
1542733.7 | G201 | 18230661 | Low Income Weatherization {G} | 13958 | Sealing - Shell - GH - MH - LI | 25 |  | SF Space Heat | 4500 | 0.0167 |  | 2.33 | 2.33 | 75.15 | 10485 | 10485 | 0.1847 |  | 25 | 0.086468 | 0 | 0.3459% | 238.6598 | 0 | 6851.8043 | 10723.6598 | 6415.5471 | 10040.8799 | 9862.9181 | 0 | 22.8913 | 1720.2802 | 22.8913 | 0 | 1720.2802 | 0 | 1720.2802 | 1720.2802 | 11755.2263 | 0.26814 | 1.1707
Total Customer Costs: | G201 | 18230661 | Low Income Weatherization {G} | 13959 | Sealing - Shell - GH - SF - LI | 25 |  | SF Space Heat | 25000 | 0.012 |  | 2.93 | 2.93 | 300 | 73250 | 73250 | 0.0658 |  | 25 | 0.34518 | 0 | 1.381% | 952.7336 | 0 | 27352.512 | 74202.7336 | 25610.9663 | 69478.215 | 19520.5442 | 0 | 22.8913 | 6867.386 | 22.8913 | 0 | 6867.386 | 0 | 6867.386 | 6867.386 | 27074.6688 | 0.26814 | 0.38969
30 | G201 | 18230661 | Low Income Weatherization {G} | 13991 | Insulation - Attic - R0 to R30 - GH - MH - LI | 25 |  | SF Space Heat | 1300 | 0.0419 |  | 3.33 | 3.33 | 54.47 | 4329 | 4329 | 0.2603 |  | 25 | 0.062674 | 0 | 0.2507% | 172.9847 | 0 | 4966.3044 | 4501.9847 | 4650.0978 | 4215.3414 | 4015.5361 | 0 | 22.8913 | 1246.8884 | 22.8913 | 0 | 1246.8884 | 0 | 1246.8884 | 1246.8884 | 5387.1134 | 0.26814 | 1.278
Weighted Avg Life | G201 | 18230661 | Low Income Weatherization {G} | 13995 | Insulation - Attic - R0 to R38 - GH - SF - LI | 45 |  | SF Space Heat | 3600 | 0.223 |  | 4.45 | 4.45 | 802.8 | 16020 | 16020 | 0.3587 |  | 45 | 1.6627 | 0 | 3.695% | 2549.5151 | 0 | 73195.3221 | 18569.5151 | 68534.9458 | 17387.1864 | 18006.3998 | 0 | 37.5699 | 30161.1487 | 37.5699 | 0 | 30161.1487 | 0 | 30161.1487 | 30161.1487 | 51183.6634 | 0.44008 | 2.9438
27.5775 | G201 | 18230661 | Low Income Weatherization {G} | 13999 | Insulation - Attic - R0 to R49 - GH - SF - LI | 45 |  | SF Space Heat | 7000 | 0.226 |  | 4.4 | 4.4 | 1582 | 30800 | 30800 | 0.2285 |  | 45 | 3.2765 | 0 | 7.281% | 5024.0818 | 0 | 144238.9132 | 35824.0818 | 135055.1622 | 33543.1477 | 22303.7175 | 0 | 37.5699 | 59435.6468 | 37.5699 | 0 | 59435.6468 | 0 | 59435.6468 | 59435.6468 | 87682.929 | 0.44008 | 2.614
Total Utility Cost | G201 | 18230661 | Low Income Weatherization {G} | 14002 | Insulation - Attic - R11 to R38 - GH - SF - LI | 45 |  | SF Space Heat | 11000 | 0.075 |  | 3.29 | 3.29 | 825 | 36190 | 36190 | 0.3025 |  | 45 | 1.7087 | 0 | 3.797% | 2620.0174 | 0 | 75219.4079 | 38810.0174 | 70430.1573 | 36338.9676 | 46399.2623 | 0 | 37.5699 | 30995.2014 | 37.5699 | 0 | 30995.2014 | 0 | 30995.2014 | 30995.2014 | 80493.9839 | 0.44008 | 2.2151
1981021.18 | G201 | 18230661 | Low Income Weatherization {G} | 14004 | Insulation - Attic - R11 to R49 - GH - SF - LI | 45 |  | SF Space Heat | 5000 | 0.079 |  | 3.95 | 3.95 | 395 | 19750 | 19750 | 0.325 |  | 45 | 0.81808 | 0 | 1.818% | 1254.4326 | 0 | 36014.1408 | 21004.4326 | 33721.1056 | 19667.0717 | 22659.2942 | 0 | 37.5699 | 14840.1267 | 37.5699 | 0 | 14840.1267 | 0 | 14840.1267 | 14840.1267 | 38983.4336 | 0.44008 | 1.9822
Total Resource Cost | G201 | 18230661 | Low Income Weatherization {G} | 14015 | Insulation - Floor - R0 to R22 - GH - MH - LI | 25 |  | SF Space Heat | 3000 | 0.0428 |  | 5.7 | 5.7 | 128.4 | 17100 | 17100 | 0.1706 |  | 25 | 0.14774 | 0 | 0.591% | 407.77 | 0 | 11706.8751 | 17507.77 | 10961.4936 | 16393.043 | 6073.3219 | 0 | 22.8913 | 2939.2412 | 22.8913 | 0 | 2939.2412 | 0 | 2939.2412 | 2939.2412 | 9306.4872 | 0.26814 | 0.56771
1611765.97 | G201 | 18230661 | Low Income Weatherization {G} | 14020 | Insulation - Floor - R0 to R30 - GH - MH - LI | 25 |  | SF Space Heat | 1300 | 0.02 |  | 5.7 | 5.7 | 26 | 7410 | 7410 | 0.0015 |  | 25 | 0.029916 | 0 | 0.1197% | 82.5702 | 0 | 2370.551 | 7492.5702 | 2219.6171 | 7015.5152 | 23.1399 | 0 | 22.8913 | 595.1734 | 22.8913 | 0 | 595.1734 | 0 | 595.1734 | 595.1734 | 677.8306 | 0.26814 | 0.096619
UC B/C Ratio | G201 | 18230661 | Low Income Weatherization {G} | 14021 | Insulation - Floor - R0 to R30 - GH - SF - LI | 45 |  | SF Space Heat | 15000 | 0.055 |  | 4.45 | 4.45 | 825 | 66750 | 66750 | 0.14 |  | 45 | 1.7087 | 0 | 3.797% | 2620.0174 | 0 | 75219.4079 | 69370.0174 | 70430.1573 | 64953.1998 | 29282.7801 | 0 | 37.5699 | 30995.2014 | 37.5699 | 0 | 30995.2014 | 0 | 30995.2014 | 30995.2014 | 63377.5017 | 0.44008 | 0.97574
0.2906 | G201 | 18230661 | Low Income Weatherization {G} | 14029 | Insulation - Pipe - Water Heater - GH - SF - LI | 15 |  | Res Water Heat | 20 | 0.84 |  | 28.4 | 28.4 | 16.8 | 568 | 568 | 11.5936 |  | 15 | 0.011598 | 0 | 0.07732% | 53.3531 | 0 | 1531.7407 | 621.3531 | 1434.2141 | 581.7913 | 2138.809 | 0 | 14.8799 | 249.9818 | 14.8799 | 0 | 249.9818 | 0 | 249.9818 | 249.9818 | 2413.789 | 0.1743 | 4.1489
TRC B/C Ratio | G201 | 18230661 | Low Income Weatherization {G} | 14036 | Insulation - Wall - R0 to R11 - GH - MH - LI | 25 |  | SF Space Heat | 50 | 0.22 |  | 3.2 | 3.2 | 11 | 160 | 160 | 1.2441 |  | 25 | 0.012657 | 0 | 0.05063% | 34.9336 | 0 | 1002.9254 | 194.9336 | 939.0688 | 182.5221 | 738.1614 | 0 | 22.8913 | 251.8042 | 22.8913 | 0 | 251.8042 | 0 | 251.8042 | 251.8042 | 1015.1459 | 0.26814 | 5.5618
0.71579 | G201 | 18230661 | Low Income Weatherization {G} | 14037 | Insulation - Wall - R0 to R11 - GH - SF - LI | 45 |  | SF Space Heat | 15000 | 0.045 |  | 5.61 | 5.61 | 675 | 84150 | 84150 | 0.0187 |  | 45 | 1.398 | 0 | 3.107% | 2143.6506 | 0 | 61543.152 | 86293.6506 | 57624.6741 | 80799.2983 | 3911.3428 | 0 | 37.5699 | 25359.7102 | 37.5699 | 0 | 25359.7102 | 0 | 25359.7102 | 25359.7102 | 31807.024 | 0.44008 | 0.39365
| G201 | 18230661 | Low Income Weatherization {G} | 13994 | Insulation - Attic - R0 to R38 - GH - MF - LI | 45 |  | SF Space Heat | 1700 | 0.04 |  | 2.73 | 2.73 | 68 | 4641 | 4641 | 0.0029 |  | 45 | 0.14083 | 0 | 0.313% | 215.9529 | 0 | 6199.9027 | 4856.9529 | 5805.1524 | 4547.7088 | 68.7448 | 0 | 37.5699 | 2554.756 | 37.5699 | 0 | 2554.756 | 0 | 2554.756 | 2554.756 | 2878.9764 | 0.44008 | 0.63306
| G201 | 18230661 | Low Income Weatherization {G} | 13998 | Insulation - Attic - R0 to R49 - GH - MF - LI | 45 |  | SF Space Heat | 250 | 0.045 |  | 3.04 | 3.04 | 11.25 | 760 | 760 | 0.0033 |  | 45 | 0.0233 | 0 | 0.05178% | 35.7275 | 0 | 1025.7192 | 795.7275 | 960.4112 | 745.0632 | 11.5039 | 0 | 37.5699 | 422.6618 | 37.5699 | 0 | 422.6618 | 0 | 422.6618 | 422.6618 | 476.432 | 0.44008 | 0.63945
| G201 | 18230661 | Low Income Weatherization {G} | 14010 | Insulation - Duct - R0 to R11 - GH - MF - LI | 20 |  | SF Space Heat | 10 | 0.2 |  | 9.17 | 9.17 | 2 | 91.7 | 91.7 | 0.0145 |  | 20 | 0.001841 | 0 | 0.009205% | 6.3516 | 0 | 182.3501 | 98.0516 | 170.7398 | 91.8086 | 1.5603 | 0 | 19.3955 | 38.7911 | 19.3955 | 0 | 38.7911 | 0 | 38.7911 | 38.7911 | 44.2305 | 0.22719 | 0.48177
| G201 | 18230661 | Low Income Weatherization {G} | 14019 | Insulation - Floor - R0 to R30 - GH - MF - LI | 45 |  | SF Space Heat | 1000 | 0.06 |  | 3.04 | 3.07 | 60 | 3040 | 3070 | 0.0044 |  | 45 | 0.12427 | 0.03 | 0.2761% | 190.5467 | 30 | 5470.5024 | 3260.5467 | 5122.1933 | 3052.9464 | 61.3544 | 0 | 37.5699 | 2254.1965 | 37.5699 | 0 | 2254.1965 | 0 | 2254.1965 | 2254.1965 | 2540.9705 | 0.44008 | 0.8323
| G201 | 18230661 | Low Income Weatherization {G} | 14027 | Insulation - Pipe - Water Heater - GH - MF - LI | 15 |  | Res Water Heat | 5 | 0.84 |  | 28.4 | 28.4 | 4.2 | 142 | 142 | 0.0898 |  | 15 | 0.0028995 | 0 | 0.01933% | 13.3383 | 0 | 382.9352 | 155.3383 | 358.5535 | 145.4478 | 4.1416 | 0 | 14.8799 | 62.4955 | 14.8799 | 0 | 62.4955 | 0 | 62.4955 | 62.4955 | 72.8866 | 0.1743 | 0.50112
| G201 | 18230661 | Low Income Weatherization {G} | 14035 | Insulation - Wall - R0 to R11 - GH - MF - LI | 45 |  | SF Space Heat | 50 | 0.0988 |  | 3.12 | 3.12 | 4.94 | 156 | 156 | 0.0072 |  | 45 | 0.010231 | 0 | 0.02274% | 15.6883 | 0 | 450.4047 | 171.6883 | 421.7272 | 160.7569 | 5.0199 | 0 | 37.5699 | 185.5955 | 37.5699 | 0 | 185.5955 | 0 | 185.5955 | 185.5955 | 209.175 | 0.44008 | 1.3012
| G201 | 18230661 | Low Income Weatherization {G} | 13989 | Insulation - Attic - R0 to R22 - GH - MH - LI | 25 |  | SF Space Heat | 100 | 0.0311 |  | 3.1 | 3.1 | 3.11 | 310 | 310 | 0.1268 |  | 25 | 0.0035784 | 0 | 0.01431% | 9.8767 | 0 | 283.5544 | 319.8767 | 265.5004 | 299.51 | 150.4684 | 0 | 22.8913 | 71.1919 | 22.8913 | 0 | 71.1919 | 0 | 71.1919 | 71.1919 | 228.7795 | 0.26814 | 0.76385
| G201 | 18230661 | Low Income Weatherization {G} | 14052 | Thermostat - Smart - GH - MF - LI | 7 |  | SF Space Heat | 5 | 11.7 |  | 504 | 504 | 58.5 | 2520 | 2520 | 1.3553 |  | 7 | 0.018847 | 0 | 0.2692% | 185.783 | 0 | 5333.7398 | 2705.783 | 4994.1384 | 2533.5047 | 36.7766 | 0 | 8.2966 | 485.3496 | 8.2966 | 0 | 485.3496 | 0 | 485.3496 | 485.3496 | 570.6611 | 0.097184 | 0.22525
| G201 | 18230661 | Low Income Weatherization {G} | 14053 | Thermostat - Smart - GH - SF - LI | 7 |  | SF Space Heat | 15 | 26.7 |  | 504 | 504 | 400.5 | 7560 | 7560 | 22.471 |  | 7 | 0.12903 | 0 | 1.843% | 1271.8993 | 0 | 36515.6035 | 8831.8993 | 34190.64 | 8269.5687 | 1829.2759 | 0 | 8.2966 | 3322.7779 | 8.2966 | 0 | 3322.7779 | 0 | 3322.7779 | 3322.7779 | 5484.3315 | 0.097184 | 0.66319
| G201 | 18230661 | Low Income Weatherization {G} | 14079 | Thermostat - Smart - GH - MH - LI | 7 |  | SF Space Heat | 5 | 26.7 |  | 504 | 504 | 133.5 | 2520 | 2520 | 3.0928 |  | 7 | 0.04301 | 0 | 0.6144% | 423.9664 | 0 | 12171.8678 | 2943.9664 | 11396.88 | 2756.5229 | 83.9242 | 0 | 8.2966 | 1107.5926 | 8.2966 | 0 | 1107.5926 | 0 | 1107.5926 | 1107.5926 | 1302.2761 | 0.097184 | 0.47243
| G201 | 18230661 | Low Income Weatherization {G} | 14065 | Windows - Double Pane - from SP - GH - SF - LI | 45 |  | SF Space Heat | 5000 | 0.318 |  | 44.202 | 44.202 | 1590 | 221010 | 221010 | 1.3594 |  | 45 | 3.293 | 0 | 7.318% | 5049.488 | 0 | 144968.3135 | 226059.488 | 135738.1213 | 211666.1873 | 94778.5984 | 0 | 37.5699 | 59736.2063 | 37.5699 | 0 | 59736.2063 | 0 | 59736.2063 | 59736.2063 | 160488.4253 | 0.44008 | 0.75821
| G201 | 18230661 | Low Income Weatherization {G} | 14011 | Insulation - Duct - R0 to R11 - GH - SF - LI | 20 |  | SF Space Heat | 6000 | 0.2 |  | 9.17 | 9.17 | 1200 | 55020 | 55020 | 0.5212 |  | 20 | 1.1046 | 0 | 5.523% | 3810.9344 | 0 | 109410.0479 | 58830.9344 | 102443.8651 | 55085.1445 | 33650.8908 | 0 | 19.3955 | 23274.6499 | 19.3955 | 0 | 23274.6499 | 0 | 23274.6499 | 23274.6499 | 59253.0057 | 0.22719 | 1.0757
| G201 | 18230661 | Low Income Weatherization {G} | 13960 | Furnace - 95pc - GH - MF - LI | 22 |  | SF Space Heat | 15 | 105.3 |  | 5876 | 5876 | 1579.5 | 88140 | 88140 | 4.4302 |  | 22 | 1.5993 | 0 | 7.27% | 5016.1423 | 0 | 144010.9756 | 93156.1423 | 134841.7374 | 87224.8524 | 747.4034 | 0 | 20.8382 | 32913.8733 | 20.8382 | 0 | 32913.8733 | 0 | 32913.8733 | 32913.8733 | 36952.664 | 0.24409 | 0.42365
| G201 | 18230661 | Low Income Weatherization {G} | 13961 | Furnace - 95pc - GH - SF - LI | 22 |  | SF Space Heat | 15 | 105.3 |  | 5876 | 5876 | 1579.5 | 88140 | 88140 | 23.5111 |  | 22 | 1.5993 | 0 | 7.27% | 5016.1423 | 0 | 144010.9756 | 93156.1423 | 134841.7374 | 87224.8524 | 3966.4746 | 0 | 20.8382 | 32913.8733 | 20.8382 | 0 | 32913.8733 | 0 | 32913.8733 | 32913.8733 | 40171.7352 | 0.24409 | 0.46055
| G201 | 18230661 | Low Income Weatherization {G} | 14041 | Integrated Heating System - Space and Water - GH - MF - LI | 15 |  | SF Space Heat | 8 | 104 |  | 6747 | 6747 | 832 | 53976 | 53976 | 12.9877 |  | 15 | 0.57438 | 0 | 3.829% | 2642.2478 | 0 | 75857.6332 | 56618.2478 | 71027.7465 | 53013.3407 | 958.3981 | 0 | 15.4825 | 12881.423 | 15.4825 | 0 | 12881.423 | 0 | 12881.423 | 12881.423 | 15127.9634 | 0.18136 | 0.28536
| G201 | 18230661 | Low Income Weatherization {G} | 14042 | Integrated Heating System - Space and Water - GH - SF - LI | 15 |  | SF Space Heat | 7 | 104 |  | 6746 | 6746 | 728 | 47222 | 47222 | 17.3343 |  | 15 | 0.50258 | 0 | 3.351% | 2311.9668 | 0 | 66375.4291 | 49533.9668 | 62149.2782 | 46380.1188 | 1119.2524 | 0 | 15.4825 | 11271.2451 | 15.4825 | 0 | 11271.2451 | 0 | 11271.2451 | 11271.2451 | 13517.6221 | 0.18136 | 0.29145
| G201 | 18230661 | Low Income Weatherization {G} | 14072 | Water Heater - Storage - Energy Star - GH - MH - LI | 13 |  | Res Water Heat | 3 | 15.2 |  | 1513 | 1513 | 45.6 | 4539 | 4539 | 0 |  | 13 | 0.027283 | 0 | 0.2099% | 144.8155 | 0 | 4157.5818 | 4683.8155 | 3892.8669 | 4385.595 | 0 | 0 | 13.2327 | 603.4118 | 13.2327 | 0 | 603.4118 | 0 | 603.4118 | 603.4118 | 663.753 | 0.155 | 0.15135
| G201 | 18230661 | Low Income Weatherization {G} | 14073 | Water Heater - Storage - Energy Star - GH - SF - LI | 13 |  | Res Water Heat | 2 | 15.2 |  | 1513 | 1513 | 30.4 | 3026 | 3026 | 0 |  | 13 | 0.018189 | 0 | 0.1399% | 96.5437 | 0 | 2771.7212 | 3122.5437 | 2595.2446 | 2923.73 | 0 | 0 | 13.2327 | 402.2746 | 13.2327 | 0 | 402.2746 | 0 | 402.2746 | 402.2746 | 442.502 | 0.155 | 0.15135
| G201 | 18230661 | Low Income Weatherization {G} | 14075 | Water Heater - Tankless - Energy Star - GH - MH - LI | 20 |  | Res Water Heat | 5 | 60.7 |  | 2674 | 2674 | 303.5 | 13370 | 13370 | 0 |  | 20 | 0.27937 | 0 | 1.397% | 963.8488 | 0 | 27671.6246 | 14333.8488 | 25909.7609 | 13421.2068 | 0 | 0 | 18.7153 | 5680.1074 | 18.7153 | 0 | 5680.1074 | 0 | 5680.1074 | 5680.1074 | 6248.1181 | 0.21923 | 0.46554
| G201 | 18230661 | Low Income Weatherization {G} | 14076 | Water Heater - Tankless - Energy Star - GH - SF - LI | 20 |  | Res Water Heat | 5 | 60.7 |  | 2674 | 2674 | 303.5 | 13370 | 13370 | 0 |  | 20 | 0.27937 | 0 | 1.397% | 963.8488 | 0 | 27671.6246 | 14333.8488 | 25909.7609 | 13421.2068 | 0 | 0 | 18.7153 | 5680.1074 | 18.7153 | 0 | 5680.1074 | 0 | 5680.1074 | 5680.1074 | 6248.1181 | 0.21923 | 0.46554
| G201 | 18230661 | Low Income Weatherization {G} | [15 empty] | 0 | 0 | 0 | 0% | 0 | 0 | 0 | 0 | 0 | 0 | 0 | 0 | #N/A | #N/A | #N/A | #N/A | #N/A | #N/A | #N/A | 0 | 0 | 0 | #DIV/0!
| G201 | 18230661 | Low Income Weatherization {G} | [15 empty] | 0 | 0 | 0 | 0% | 0 | 0 | 0 | 0 | 0 | 0 | 0 | 0 | #N/A | #N/A | #N/A | #N/A | #N/A | #N/A | #N/A | 0 | 0 | 0 | #DIV/0!
| G201 | 18230661 | Low Income Weatherization {G} | [15 empty] | 0 | 0 | 0 | 0% | 0 | 0 | 0 | 0 | 0 | 0 | 0 | 0 | #N/A | #N/A | #N/A | #N/A | #N/A | #N/A | #N/A | 0 | 0 | 0 | #DIV/0!
| G201 | 18230661 | Low Income Weatherization {G} | [15 empty] | 0 | 0 | 0 | 0% | 0 | 0 | 0 | 0 | 0 | 0 | 0 | 0 | #N/A | #N/A | #N/A | #N/A | #N/A | #N/A | #N/A | 0 | 0 | 0 | #DIV/0!
| G201 | 18230661 | Low Income Weatherization {G} | [15 empty] | 0 | 0 | 0 | 0% | 0 | 0 | 0 | 0 | 0 | 0 | 0 | 0 | #N/A | #N/A | #N/A | #N/A | #N/A | #N/A | #N/A | 0 | 0 | 0 | #DIV/0!
| G201 | 18230661 | Low Income Weatherization {G} | [15 empty] | 0 | 0 | 0 | 0% | 0 | 0 | 0 | 0 | 0 | 0 | 0 | 0 | #N/A | #N/A | #N/A | #N/A | #N/A | #N/A | #N/A | 0 | 0 | 0 | #DIV/0!
| G201 | 18230661 | Low Income Weatherization {G} | [15 empty] | 0 | 0 | 0 | 0% | 0 | 0 | 0 | 0 | 0 | 0 | 0 | 0 | #N/A | #N/A | #N/A | #N/A | #N/A | #N/A | #N/A | 0 | 0 | 0 | #DIV/0!
| G201 | 18230661 | Low Income Weatherization {G} | [15 empty] | 0 | 0 | 0 | 0% | 0 | 0 | 0 | 0 | 0 | 0 | 0 | 0 | #N/A | #N/A | #N/A | #N/A | #N/A | #N/A | #N/A | 0 | 0 | 0 | #DIV/0!
| G201 | 18230661 | Low Income Weatherization {G} | [15 empty] | 0 | 0 | 0 | 0% | 0 | 0 | 0 | 0 | 0 | 0 | 0 | 0 | #N/A | #N/A | #N/A | #N/A | #N/A | #N/A | #N/A | 0 | 0 | 0 | #DIV/0!
| G201 | 18230661 | Low Income Weatherization {G} | [15 empty] | 0 | 0 | 0 | 0% | 0 | 0 | 0 | 0 | 0 | 0 | 0 | 0 | #N/A | #N/A | #N/A | #N/A | #N/A | #N/A | #N/A | 0 | 0 | 0 | #DIV/0!
| G201 | 18230661 | Low Income Weatherization {G} | [15 empty] | 0 | 0 | 0 | 0% | 0 | 0 | 0 | 0 | 0 | 0 | 0 | 0 | #N/A | #N/A | #N/A | #N/A | #N/A | #N/A | #N/A | 0 | 0 | 0 | #DIV/0!
| G201 | 18230661 | Low Income Weatherization {G} | [15 empty] | 0 | 0 | 0 | 0% | 0 | 0 | 0 | 0 | 0 | 0 | 0 | 0 | #N/A | #N/A | #N/A | #N/A | #N/A | #N/A | #N/A | 0 | 0 | 0 | #DIV/0!
| G201 | 18230661 | Low Income Weatherization {G} | [15 empty] | 0 | 0 | 0 | 0% | 0 | 0 | 0 | 0 | 0 | 0 | 0 | 0 | #N/A | #N/A | #N/A | #N/A | #N/A | #N/A | #N/A | 0 | 0 | 0 | #DIV/0!
| G201 | 18230661 | Low Income Weatherization {G} | [15 empty] | 0 | 0 | 0 | 0% | 0 | 0 | 0 | 0 | 0 | 0 | 0 | 0 | #N/A | #N/A | #N/A | #N/A | #N/A | #N/A | #N/A | 0 | 0 | 0 | #DIV/0!
| G201 | 18230661 | Low Income Weatherization {G} | [15 empty] | 0 | 0 | 0 | 0% | 0 | 0 | 0 | 0 | 0 | 0 | 0 | 0 | #N/A | #N/A | #N/A | #N/A | #N/A | #N/A | #N/A | 0 | 0 | 0 | #DIV/0!
| G201 | 18230661 | Low Income Weatherization {G} | [15 empty] | 0 | 0 | 0 | 0% | 0 | 0 | 0 | 0 | 0 | 0 | 0 | 0 | #N/A | #N/A | #N/A | #N/A | #N/A | #N/A | #N/A | 0 | 0 | 0 | #DIV/0!
| G201 | 18230661 | Low Income Weatherization {G} | [15 empty] | 0 | 0 | 0 | 0% | 0 | 0 | 0 | 0 | 0 | 0 | 0 | 0 | #N/A | #N/A | #N/A | #N/A | #N/A | #N/A | #N/A | 0 | 0 | 0 | #DIV/0!
| G201 | 18230661 | Low Income Weatherization {G} | [15 empty] | 0 | 0 | 0 | 0% | 0 | 0 | 0 | 0 | 0 | 0 | 0 | 0 | #N/A | #N/A | #N/A | #N/A | #N/A | #N/A | #N/A | 0 | 0 | 0 | #DIV/0!
| G201 | 18230661 | Low Income Weatherization {G} | [15 empty] | 0 | 0 | 0 | 0% | 0 | 0 | 0 | 0 | 0 | 0 | 0 | 0 | #N/A | #N/A | #N/A | #N/A | #N/A | #N/A | #N/A | 0 | 0 | 0 | #DIV/0!
| G201 | 18230661 | Low Income Weatherization {G} | [15 empty] | 0 | 0 | 0 | 0% | 0 | 0 | 0 | 0 | 0 | 0 | 0 | 0 | #N/A | #N/A | #N/A | #N/A | #N/A | #N/A | #N/A | 0 | 0 | 0 | #DIV/0!
| G201 | 18230661 | Low Income Weatherization {G} | [15 empty] | 0 | 0 | 0 | 0% | 0 | 0 | 0 | 0 | 0 | 0 | 0 | 0 | #N/A | #N/A | #N/A | #N/A | #N/A | #N/A | #N/A | 0 | 0 | 0 | #DIV/0!
| G201 | 18230661 | Low Income Weatherization {G} | [15 empty] | 0 | 0 | 0 | 0% | 0 | 0 | 0 | 0 | 0 | 0 | 0 | 0 | #N/A | #N/A | #N/A | #N/A | #N/A | #N/A | #N/A | 0 | 0 | 0 | #DIV/0!
| G201 | 18230661 | Low Income Weatherization {G} | [15 empty] | 0 | 0 | 0 | 0% | 0 | 0 | 0 | 0 | 0 | 0 | 0 | 0 | #N/A | #N/A | #N/A | #N/A | #N/A | #N/A | #N/A | 0 | 0 | 0 | #DIV/0!
| G201 | 18230661 | Low Income Weatherization {G} | [15 empty] | 0 | 0 | 0 | 0% | 0 | 0 | 0 | 0 | 0 | 0 | 0 | 0 | #N/A | #N/A | #N/A | #N/A | #N/A | #N/A | #N/A | 0 | 0 | 0 | #DIV/0!
| G201 | 18230661 | Low Income Weatherization {G} | [15 empty] | 0 | 0 | 0 | 0% | 0 | 0 | 0 | 0 | 0 | 0 | 0 | 0 | #N/A | #N/A | #N/A | #N/A | #N/A | #N/A | #N/A | 0 | 0 | 0 | #DIV/0!
| G201 | 18230661 | Low Income Weatherization {G} | [15 empty] | 0 | 0 | 0 | 0% | 0 | 0 | 0 | 0 | 0 | 0 | 0 | 0 | #N/A | #N/A | #N/A | #N/A | #N/A | #N/A | #N/A | 0 | 0 | 0 | #DIV/0!
| G201 | 18230661 | Low Income Weatherization {G} | [15 empty] | 0 | 0 | 0 | 0% | 0 | 0 | 0 | 0 | 0 | 0 | 0 | 0 | #N/A | #N/A | #N/A | #N/A | #N/A | #N/A | #N/A | 0 | 0 | 0 | #DIV/0!
| G201 | 18230661 | Low Income Weatherization {G} | [15 empty] | 0 | 0 | 0 | 0% | 0 | 0 | 0 | 0 | 0 | 0 | 0 | 0 | #N/A | #N/A | #N/A | #N/A | #N/A | #N/A | #N/A | 0 | 0 | 0 | #DIV/0!
| G201 | 18230661 | Low Income Weatherization {G} | [15 empty] | 0 | 0 | 0 | 0% | 0 | 0 | 0 | 0 | 0 | 0 | 0 | 0 | #N/A | #N/A | #N/A | #N/A | #N/A | #N/A | #N/A | 0 | 0 | 0 | #DIV/0!
| G201 | 18230661 | Low Income Weatherization {G} | [15 empty] | 0 | 0 | 0 | 0% | 0 | 0 | 0 | 0 | 0 | 0 | 0 | 0 | #N/A | #N/A | #N/A | #N/A | #N/A | #N/A | #N/A | 0 | 0 | 0 | #DIV/0!
| G201 | 18230661 | Low Income Weatherization {G} | [15 empty] | 0 | 0 | 0 | 0% | 0 | 0 | 0 | 0 | 0 | 0 | 0 | 0 | #N/A | #N/A | #N/A | #N/A | #N/A | #N/A | #N/A | 0 | 0 | 0 | #DIV/0!
| G201 | 18230661 | Low Income Weatherization {G} | [15 empty] | 0 | 0 | 0 | 0% | 0 | 0 | 0 | 0 | 0 | 0 | 0 | 0 | #N/A | #N/A | #N/A | #N/A | #N/A | #N/A | #N/A | 0 | 0 | 0 | #DIV/0!
| G201 | 18230661 | Low Income Weatherization {G} | [15 empty] | 0 | 0 | 0 | 0% | 0 | 0 | 0 | 0 | 0 | 0 | 0 | 0 | #N/A | #N/A | #N/A | #N/A | #N/A | #N/A | #N/A | 0 | 0 | 0 | #DIV/0!
| G201 | 18230661 | Low Income Weatherization {G} | [15 empty] | 0 | 0 | 0 | 0% | 0 | 0 | 0 | 0 | 0 | 0 | 0 | 0 | #N/A | #N/A | #N/A | #N/A | #N/A | #N/A | #N/A | 0 | 0 | 0 | #DIV/0!
| G201 | 18230661 | Low Income Weatherization {G} | [15 empty] | 0 | 0 | 0 | 0% | 0 | 0 | 0 | 0 | 0 | 0 | 0 | 0 | #N/A | #N/A | #N/A | #N/A | #N/A | #N/A | #N/A | 0 | 0 | 0 | #DIV/0!
| G201 | 18230661 | Low Income Weatherization {G} | [15 empty] | 0 | 0 | 0 | 0% | 0 | 0 | 0 | 0 | 0 | 0 | 0 | 0 | #N/A | #N/A | #N/A | #N/A | #N/A | #N/A | #N/A | 0 | 0 | 0 | #DIV/0!
| G201 | 18230661 | Low Income Weatherization {G} | [15 empty] | 0 | 0 | 0 | 0% | 0 | 0 | 0 | 0 | 0 | 0 | 0 | 0 | #N/A | #N/A | #N/A | #N/A | #N/A | #N/A | #N/A | 0 | 0 | 0 | #DIV/0!
| G201 | 18230661 | Low Income Weatherization {G} | [15 empty] | 0 | 0 | 0 | 0% | 0 | 0 | 0 | 0 | 0 | 0 | 0 | 0 | #N/A | #N/A | #N/A | #N/A | #N/A | #N/A | #N/A | 0 | 0 | 0 | #DIV/0!
| G201 | 18230661 | Low Income Weatherization {G} | [15 empty] | 0 | 0 | 0 | 0% | 0 | 0 | 0 | 0 | 0 | 0 | 0 | 0 | #N/A | #N/A | #N/A | #N/A | #N/A | #N/A | #N/A | 0 | 0 | 0 | #DIV/0!
| G201 | 18230661 | Low Income Weatherization {G} | [15 empty] | 0 | 0 | 0 | 0% | 0 | 0 | 0 | 0 | 0 | 0 | 0 | 0 | #N/A | #N/A | #N/A | #N/A | #N/A | #N/A | #N/A | 0 | 0 | 0 | #DIV/0!
| G201 | 18230661 | Low Income Weatherization {G} | [15 empty] | 0 | 0 | 0 | 0% | 0 | 0 | 0 | 0 | 0 | 0 | 0 | 0 | #N/A | #N/A | #N/A | #N/A | #N/A | #N/A | #N/A | 0 | 0 | 0 | #DIV/0!
| G201 | 18230661 | Low Income Weatherization {G} | [15 empty] | 0 | 0 | 0 | 0% | 0 | 0 | 0 | 0 | 0 | 0 | 0 | 0 | #N/A | #N/A | #N/A | #N/A | #N/A | #N/A | #N/A | 0 | 0 | 0 | #DIV/0!
| G201 | 18230661 | Low Income Weatherization {G} | [15 empty] | 0 | 0 | 0 | 0% | 0 | 0 | 0 | 0 | 0 | 0 | 0 | 0 | #N/A | #N/A | #N/A | #N/A | #N/A | #N/A | #N/A | 0 | 0 | 0 | #DIV/0!
| G201 | 18230661 | Low Income Weatherization {G} | [15 empty] | 0 | 0 | 0 | 0% | 0 | 0 | 0 | 0 | 0 | 0 | 0 | 0 | #N/A | #N/A | #N/A | #N/A | #N/A | #N/A | #N/A | 0 | 0 | 0 | #DIV/0!
| G201 | 18230661 | Low Income Weatherization {G} | [15 empty] | 0 | 0 | 0 | 0% | 0 | 0 | 0 | 0 | 0 | 0 | 0 | 0 | #N/A | #N/A | #N/A | #N/A | #N/A | #N/A | #N/A | 0 | 0 | 0 | #DIV/0!
| G201 | 18230661 | Low Income Weatherization {G} | [15 empty] | 0 | 0 | 0 | 0% | 0 | 0 | 0 | 0 | 0 | 0 | 0 | 0 | #N/A | #N/A | #N/A | #N/A | #N/A | #N/A | #N/A | 0 | 0 | 0 | #DIV/0!
| G201 | 18230661 | Low Income Weatherization {G} | [15 empty] | 0 | 0 | 0 | 0% | 0 | 0 | 0 | 0 | 0 | 0 | 0 | 0 | #N/A | #N/A | #N/A | #N/A | #N/A | #N/A | #N/A | 0 | 0 | 0 | #DIV/0!
| G201 | 18230661 | Low Income Weatherization {G} | [15 empty] | 0 | 0 | 0 | 0% | 0 | 0 | 0 | 0 | 0 | 0 | 0 | 0 | #N/A | #N/A | #N/A | #N/A | #N/A | #N/A | #N/A | 0 | 0 | 0 | #DIV/0!
| G201 | 18230661 | Low Income Weatherization {G} | [15 empty] | 0 | 0 | 0 | 0% | 0 | 0 | 0 | 0 | 0 | 0 | 0 | 0 | #N/A | #N/A | #N/A | #N/A | #N/A | #N/A | #N/A | 0 | 0 | 0 | #DIV/0!
| G201 | 18230661 | Low Income Weatherization {G} | [15 empty] | 0 | 0 | 0 | 0% | 0 | 0 | 0 | 0 | 0 | 0 | 0 | 0 | #N/A | #N/A | #N/A | #N/A | #N/A | #N/A | #N/A | 0 | 0 | 0 | #DIV/0!
| G201 | 18230661 | Low Income Weatherization {G} | [15 empty] | 0 | 0 | 0 | 0% | 0 | 0 | 0 | 0 | 0 | 0 | 0 | 0 | #N/A | #N/A | #N/A | #N/A | #N/A | #N/A | #N/A | 0 | 0 | 0 | #DIV/0!
| G201 | 18230661 | Low Income Weatherization {G} | [15 empty] | 0 | 0 | 0 | 0% | 0 | 0 | 0 | 0 | 0 | 0 | 0 | 0 | #N/A | #N/A | #N/A | #N/A | #N/A | #N/A | #N/A | 0 | 0 | 0 | #DIV/0!
| G201 | 18230661 | Low Income Weatherization {G} | [15 empty] | 0 | 0 | 0 | 0% | 0 | 0 | 0 | 0 | 0 | 0 | 0 | 0 | #N/A | #N/A | #N/A | #N/A | #N/A | #N/A | #N/A | 0 | 0 | 0 | #DIV/0!
| G201 | 18230661 | Low Income Weatherization {G} | [15 empty] | 0 | 0 | 0 | 0% | 0 | 0 | 0 | 0 | 0 | 0 | 0 | 0 | #N/A | #N/A | #N/A | #N/A | #N/A | #N/A | #N/A | 0 | 0 | 0 | #DIV/0!
| G201 | 18230661 | Low Income Weatherization {G} | [15 empty] | 0 | 0 | 0 | 0% | 0 | 0 | 0 | 0 | 0 | 0 | 0 | 0 | #N/A | #N/A | #N/A | #N/A | #N/A | #N/A | #N/A | 0 | 0 | 0 | #DIV/0!
| G201 | 18230661 | Low Income Weatherization {G} | [15 empty] | 0 | 0 | 0 | 0% | 0 | 0 | 0 | 0 | 0 | 0 | 0 | 0 | #N/A | #N/A | #N/A | #N/A | #N/A | #N/A | #N/A | 0 | 0 | 0 | #DIV/0!
| G201 | 18230661 | Low Income Weatherization {G} | [15 empty] | 0 | 0 | 0 | 0% | 0 | 0 | 0 | 0 | 0 | 0 | 0 | 0 | #N/A | #N/A | #N/A | #N/A | #N/A | #N/A | #N/A | 0 | 0 | 0 | #DIV/0!
| G201 | 18230661 | Low Income Weatherization {G} | [15 empty] | 0 | 0 | 0 | 0% | 0 | 0 | 0 | 0 | 0 | 0 | 0 | 0 | #N/A | #N/A | #N/A | #N/A | #N/A | #N/A | #N/A | 0 | 0 | 0 | #DIV/0!
| G201 | 18230661 | Low Income Weatherization {G} | [15 empty] | 0 | 0 | 0 | 0% | 0 | 0 | 0 | 0 | 0 | 0 | 0 | 0 | #N/A | #N/A | #N/A | #N/A | #N/A | #N/A | #N/A | 0 | 0 | 0 | #DIV/0!
| G201 | 18230661 | Low Income Weatherization {G} | [15 empty] | 0 | 0 | 0 | 0% | 0 | 0 | 0 | 0 | 0 | 0 | 0 | 0 | #N/A | #N/A | #N/A | #N/A | #N/A | #N/A | #N/A | 0 | 0 | 0 | #DIV/0!
| G201 | 18230661 | Low Income Weatherization {G} | [15 empty] | 0 | 0 | 0 | 0% | 0 | 0 | 0 | 0 | 0 | 0 | 0 | 0 | #N/A | #N/A | #N/A | #N/A | #N/A | #N/A | #N/A | 0 | 0 | 0 | #DIV/0!
| G201 | 18230661 | Low Income Weatherization {G} | [15 empty] | 0 | 0 | 0 | 0% | 0 | 0 | 0 | 0 | 0 | 0 | 0 | 0 | #N/A | #N/A | #N/A | #N/A | #N/A | #N/A | #N/A | 0 | 0 | 0 | #DIV/0!
| G201 | 18230661 | Low Income Weatherization {G} | [15 empty] | 0 | 0 | 0 | 0% | 0 | 0 | 0 | 0 | 0 | 0 | 0 | 0 | #N/A | #N/A | #N/A | #N/A | #N/A | #N/A | #N/A | 0 | 0 | 0 | #DIV/0!
| G201 | 18230661 | Low Income Weatherization {G} | [15 empty] | 0 | 0 | 0 | 0% | 0 | 0 | 0 | 0 | 0 | 0 | 0 | 0 | #N/A | #N/A | #N/A | #N/A | #N/A | #N/A | #N/A | 0 | 0 | 0 | #DIV/0!
| G201 | 18230661 | Low Income Weatherization {G} | [15 empty] | 0 | 0 | 0 | 0% | 0 | 0 | 0 | 0 | 0 | 0 | 0 | 0 | #N/A | #N/A | #N/A | #N/A | #N/A | #N/A | #N/A | 0 | 0 | 0 | #DIV/0!
| G201 | 18230661 | Low Income Weatherization {G} | [15 empty] | 0 | 0 | 0 | 0% | 0 | 0 | 0 | 0 | 0 | 0 | 0 | 0 | #N/A | #N/A | #N/A | #N/A | #N/A | #N/A | #N/A | 0 | 0 | 0 | #DIV/0!
| G201 | 18230661 | Low Income Weatherization {G} | [15 empty] | 0 | 0 | 0 | 0% | 0 | 0 | 0 | 0 | 0 | 0 | 0 | 0 | #N/A | #N/A | #N/A | #N/A | #N/A | #N/A | #N/A | 0 | 0 | 0 | #DIV/0!
| G201 | 18230661 | Low Income Weatherization {G} | [15 empty] | 0 | 0 | 0 | 0% | 0 | 0 | 0 | 0 | 0 | 0 | 0 | 0 | #N/A | #N/A | #N/A | #N/A | #N/A | #N/A | #N/A | 0 | 0 | 0 | #DIV/0!
[19 empty] | 0 | 0 | 0 | 0% | 0 | 0 | 0 | 0 | 0 | 0 | 0 | 0 | #N/A | #N/A | #N/A | #N/A | #N/A | #N/A | #N/A | 0 | 0 | 0 | #DIV/0!
[19 empty] | 0 | 0 | 0 | 0% | 0 | 0 | 0 | 0 | 0 | 0 | 0 | 0 | #N/A | #N/A | #N/A | #N/A | #N/A | #N/A | #N/A | 0 | 0 | 0 | #DIV/0!
[19 empty] | 0 | 0 | 0 | 0% | 0 | 0 | 0 | 0 | 0 | 0 | 0 | 0 | #N/A | #N/A | #N/A | #N/A | #N/A | #N/A | #N/A | 0 | 0 | 0 | #DIV/0!
[19 empty] | 0 | 0 | 0 | 0% | 0 | 0 | 0 | 0 | 0 | 0 | 0 | 0 | #N/A | #N/A | #N/A | #N/A | #N/A | #N/A | #N/A | 0 | 0 | 0 | #DIV/0!
[19 empty] | 0 | 0 | 0 | 0% | 0 | 0 | 0 | 0 | 0 | 0 | 0 | 0 | #N/A | #N/A | #N/A | #N/A | #N/A | #N/A | #N/A | 0 | 0 | 0 | #DIV/0!
[19 empty] | 0 | 0 | 0 | 0% | 0 | 0 | 0 | 0 | 0 | 0 | 0 | 0 | #N/A | #N/A | #N/A | #N/A | #N/A | #N/A | #N/A | 0 | 0 | 0 | #DIV/0!
[19 empty] | 0 | 0 | 0 | 0% | 0 | 0 | 0 | 0 | 0 | 0 | 0 | 0 | #N/A | #N/A | #N/A | #N/A | #N/A | #N/A | #N/A | 0 | 0 | 0 | #DIV/0!
[19 empty] | 0 | 0 | 0 | 0% | 0 | 0 | 0 | 0 | 0 | 0 | 0 | 0 | #N/A | #N/A | #N/A | #N/A | #N/A | #N/A | #N/A | 0 | 0 | 0 | #DIV/0!
[19 empty] | 0 | 0 | 0 | 0% | 0 | 0 | 0 | 0 | 0 | 0 | 0 | 0 | #N/A | #N/A | #N/A | #N/A | #N/A | #N/A | #N/A | 0 | 0 | 0 | #DIV/0!
[19 empty] | 0 | 0 | 0 | 0% | 0 | 0 | 0 | 0 | 0 | 0 | 0 | 0 | #N/A | #N/A | #N/A | #N/A | #N/A | #N/A | #N/A | 0 | 0 | 0 | #DIV/0!
[19 empty] | 0 | 0 | 0 | 0% | 0 | 0 | 0 | 0 | 0 | 0 | 0 | 0 | #N/A | #N/A | #N/A | #N/A | #N/A | #N/A | #N/A | 0 | 0 | 0 | #DIV/0!
[19 empty] | 0 | 0 | 0 | 0% | 0 | 0 | 0 | 0 | 0 | 0 | 0 | 0 | #N/A | #N/A | #N/A | #N/A | #N/A | #N/A | #N/A | 0 | 0 | 0 | #DIV/0!
[19 empty] | 0 | 0 | 0 | 0% | 0 | 0 | 0 | 0 | 0 | 0 | 0 | 0 | #N/A | #N/A | #N/A | #N/A | #N/A | #N/A | #N/A | 0 | 0 | 0 | #DIV/0!
[19 empty] | 0 | 0 | 0 | 0% | 0 | 0 | 0 | 0 | 0 | 0 | 0 | 0 | #N/A | #N/A | #N/A | #N/A | #N/A | #N/A | #N/A | 0 | 0 | 0 | #DIV/0!
[19 empty] | 0 | 0 | 0 | 0% | 0 | 0 | 0 | 0 | 0 | 0 | 0 | 0 | #N/A | #N/A | #N/A | #N/A | #N/A | #N/A | #N/A | 0 | 0 | 0 | #DIV/0!
[19 empty] | 0 | 0 | 0 | 0% | 0 | 0 | 0 | 0 | 0 | 0 | 0 | 0 | #N/A | #N/A | #N/A | #N/A | #N/A | #N/A | #N/A | 0 | 0 | 0 | #DIV/0!
[19 empty] | 0 | 0 | 0 | 0% | 0 | 0 | 0 | 0 | 0 | 0 | 0 | 0 | #N/A | #N/A | #N/A | #N/A | #N/A | #N/A | #N/A | 0 | 0 | 0 | #DIV/0!
[19 empty] | 0 | 0 | 0 | 0% | 0 | 0 | 0 | 0 | 0 | 0 | 0 | 0 | #N/A | #N/A | #N/A | #N/A | #N/A | #N/A | #N/A | 0 | 0 | 0 | #DIV/0!
[19 empty] | 0 | 0 | 0 | 0% | 0 | 0 | 0 | 0 | 0 | 0 | 0 | 0 | #N/A | #N/A | #N/A | #N/A | #N/A | #N/A | #N/A | 0 | 0 | 0 | #DIV/0!
Note on W3: Curtis, Kasey Calculates measure savings as a % of total program savings.
Note on X3: Curtis, Kasey: Uses % of measure savings as a proxy for % of program spending.

## SF Existing Space Heat {G}
Rtn to Summary |  | Order Number | Program Name | Discount Rate: | 6.8% | [9 empty] | Paste in incentives but use DBtC for Total
| Program: | 18230638 | SF Existing Space Heat {G}
| paste |  |  | paste | paste | paste | paste | paste | paste | paste | paste | paste | paste | Paste | paste | paste | paste | paste | Formula: G + H | Formula: (O/A10)*T | Formula: N - M | Formula: O/A10 | Formula: W*A8 | Formula: Q - P | Formula: X + DBtC | Formula: Q + X | Formula: Z/(1+GasDiscountRate)^1 | Formula: AA/(1+GasDiscountRate)^1 | Formula: -PV(ElecDiscount Rate,T,R)*J | Formula: -PV(ElecDiscount Rate, T, S)*J |  | AF*J*K |  | AH*J*L | AG + AI |  | AG +AI -AK | formula: Logic to lookup from AC tables and adjust by savings and quantity | Formula: Utility Savings (AM)*1.1+AD+AE | formula: AM/AB | formula: AN/AC
| Sch. No. | Order Number | Program Name | Measure Version | Measure Name | First Period Measure Life | Second period Measure Life | Gas End-Use Type | Number of units offered | Savings per Unit Period 1 | Savngs per Unit Period 2 | Incentives Per Unit | Incremental Measure Cost per Unit | Total First Year Savings | Total Incentive | Total Incremental Measure Cost | Unit First Year Non-Energy Benefits | Unit Annual Net Equipment O&M | Total Measure Life | Weighted Life | Agency or Customer Cost per Unit | Percent Unit overhead | Program Overhead Cost | Total Customer Cost | Total Utility Program Costs | Total Resource Cost | PV Total Utility Program Costs | PV Total Resource Costs | PV Total Non-Energy Benefits | PV Total Net Equipment O&M | Unit PV First period Savings for 1 therm | Total First Period Savings | Unit PV Savings for Second Period for 1 therm | Total Second period Savings | Unadjusted Total | Decrement | Final UC Total Savings | PV Total Savings UC | PV Total Savings TRC | UC B/C Ratio | TRC B/C Ratio
DBTC: | G214 | 18230638 | SF Existing Space Heat {G} | 13880 | Sealing - Duct - Advanced - GH - SF or DX | 20 |  | SF Space Heat | 240 | 81 |  | 1250 | 2500 | 19440 | 300000 | 600000 | 14.8749 |  | 20 | 0.86978 | 1250 | 4.349% | 9682.5118 | 300000 | 117250.9099 | 609682.5118 | 109785.4961 | 570863.7751 | 38415.4747 | 0 | 19.3955 | 377049.3278 | 19.3955 | 0 | 377049.3278 | 0 | 377049.3278 | 377049.3278 | 453169.7353 | 3.4344 | 0.79383
2473475 | G214 | 18230638 | SF Existing Space Heat {G} | 12669 | Furnace - 95pc - GH - Res | 22 |  | SF Space Heat | 3504 | 45.2 |  | 250 | 265 | 158380.8 | 79250 | 928560 | 33.929 |  | 22 | 7.7948 | 15 | 35.43% | 78884.9777 | 849310 | 955261.9808 | 1007444.9777 | 894440.0569 | 943300.5409 | 1337136.1291 | 0 | 20.8382 | 3300364.4049 | 20.8382 | 0 | 3300364.4049 | 0 | 3300364.4049 | 3300364.4049 | 4967536.9746 | 3.6899 | 5.2661
Program Costs: | G214 | 18230638 | SF Existing Space Heat {G} | 12670 | Furnace - 95pc - GH - Res - MI | 22 |  | SF Space Heat | 127 | 45.2 |  | 750 | 265 | 5740.4 | 7500 | 33655 | 33.9489 |  | 22 | 0.28252 | -485 | 1.284% | 2859.1302 | 26155 | 34622.7944 | 36514.1302 | 32418.3468 | 34189.2605 | 48491.9774 | 0 | 20.8382 | 119619.372 | 20.8382 | 0 | 119619.372 | 0 | 119619.372 | 119619.372 | 180073.2866 | 3.6899 | 5.267
222643.93 | G214 | 18230638 | SF Existing Space Heat {G} | 13223 | Furnace - 95pc - GH - MH | 22 |  | SF Space Heat | 7 | 30.3 |  | 750 | 231 | 212.1 | 750 | 1617 | 0 |  | 22 | 0.010439 | -519 | 0.04745% | 105.641 | 867 | 1279.2653 | 1722.641 | 1197.814 | 1612.9597 | 0 | 0 | 20.8382 | 4419.7737 | 20.8382 | 0 | 4419.7737 | 0 | 4419.7737 | 4419.7737 | 4861.751 | 3.6899 | 3.0142
Total Savings (therm): | G214 | 18230638 | SF Existing Space Heat {G} | 13655 | Furnace - 95pc - GH - Res - TDSM - Duvall | 22 |  | SF Space Heat | 10 | 45.2 |  | 1780 | 265 | 452 | 1780 | 2650 | 33.929 |  | 22 | 0.022245 | -1515 | 0.1011% | 225.1284 | 870 | 2726.2043 | 2875.1284 | 2552.6257 | 2692.0678 | 3816.0278 | 0 | 20.8382 | 9418.8482 | 20.8382 | 0 | 9418.8482 | 0 | 9418.8482 | 9418.8482 | 14176.7608 | 3.6899 | 5.2661
447011.9 | G214 | 18230638 | SF Existing Space Heat {G} | 13921 | Furnace - Hybrid System - GH - SF or DX | 22 |  | SF Space Heat | 51 | 22.6 |  | 250 | 265 | 1152.6 | 1000 | 13515 | 16.9645 |  | 22 | 0.056726 | 15 | 0.2578% | 574.0773 | 12515 | 6951.8209 | 14089.0773 | 6509.1956 | 13192.02 | 9730.8708 | 0 | 20.8382 | 24018.0629 | 20.8382 | 0 | 24018.0629 | 0 | 24018.0629 | 24018.0629 | 36150.74 | 3.6899 | 2.7403
Total Incentives: | G214 | 18230638 | SF Existing Space Heat {G} | 12738 | Thermostat - Smart - GH - Res | 7 |  | SF Space Heat | 300 | 26.7 |  | 75 | 165.03 | 8010 | 1800 | 49509 | 5.163 |  | 7 | 0.12543 | 90.03 | 1.792% | 3989.5535 | 47709 | 48311.7175 | 53498.5535 | 45235.6905 | 50092.2785 | 8405.9912 | 0 | 8.2966 | 66455.5573 | 8.2966 | 0 | 66455.5573 | 0 | 66455.5573 | 66455.5573 | 81507.1042 | 1.4691 | 1.6271
1514755 | G214 | 18230638 | SF Existing Space Heat {G} | 12739 | Thermostat - Smart - GH - Res - MI | 7 |  | SF Space Heat | 40 | 26.7 |  | 175 | 165.03 | 1068 | 700 | 6601.2 | 5.163 |  | 7 | 0.016724 | -9.97 | 0.2389% | 531.9405 | 5901.2 | 6441.5623 | 7133.1405 | 6031.4254 | 6678.9705 | 1120.7988 | 0 | 8.2966 | 8860.741 | 8.2966 | 0 | 8860.741 | 0 | 8860.741 | 8860.741 | 10867.6139 | 1.4691 | 1.6271
Total Customer Costs: | G214 | 18230638 | SF Existing Space Heat {G} | 13274 | Thermostat - Smart - GH - Res - LTO - a | 7 |  | SF Space Heat | 50 | 26.7 |  | 100 | 165.03 | 1335 | 400 | 8251.5 | 5.163 |  | 7 | 0.020905 | 65.03 | 0.2986% | 664.9256 | 7851.5 | 8051.9529 | 8916.4256 | 7539.2818 | 8348.7131 | 1400.9985 | 0 | 8.2966 | 11075.9262 | 8.2966 | 0 | 11075.9262 | 0 | 11075.9262 | 11075.9262 | 13584.5174 | 1.4691 | 1.6271
1741765.98 | G214 | 18230638 | SF Existing Space Heat {G} | 13275 | Thermostat - Smart - GH - Res - LTO - b | 7 |  | SF Space Heat | 75 | 26.7 |  | 150 | 165.03 | 2002.5 | 900 | 12377.25 | 5.163 |  | 7 | 0.031358 | 15.03 | 0.448% | 997.3884 | 11477.25 | 12077.9294 | 13374.6384 | 11308.9226 | 12523.0696 | 2101.4978 | 0 | 8.2966 | 16613.8893 | 8.2966 | 0 | 16613.8893 | 0 | 16613.8893 | 16613.8893 | 20376.776 | 1.4691 | 1.6271
Weighted Avg Life | G214 | 18230638 | SF Existing Space Heat {G} | New ID | Heat Pump - Air Source - Hybrid System - SF or DX | 18 |  | SF Space Heat | 484 | 377 |  | 1500 | 2420 | 182468 | 726000 | 1171280 | 92.1152 |  | 18 | 7.3475 | 920 | 40.82% | 90882.1278 | 445280 | 1100542.1308 | 1262162.1278 | 1030470.1599 | 1181799.7451 | 455018.413 | 0 | 17.8761 | 3261812.3131 | 17.8761 | 0 | 3261812.3131 | 0 | 3261812.3131 | 3261812.3131 | 4043011.9574 | 3.1654 | 3.4211
19.2658 | G214 | 18230638 | SF Existing Space Heat {G} | New ID | Heat Pump - Air Source - Hybrid System - SF oo DX - MI | 18 |  | SF Space Heat | 69 | 377 |  | 2400 | 2420 | 26013 | 165600 | 166980 | 92.1152 |  | 18 | 1.0475 | 20 | 5.819% | 12956.3364 | 1380 | 156895.4691 | 179936.3364 | 146905.8699 | 168479.7157 | 64868.3275 | 0 | 17.8761 | 465010.4331 | 17.8761 | 0 | 465010.4331 | 0 | 465010.4331 | 465010.4331 | 576379.8039 | 3.1654 | 3.4211
Total Utility Cost | G214 | 18230638 | SF Existing Space Heat {G} | New ID | Heat Pump - Air Source - Hybrid System - MH | 18 |  | SF Space Heat | 10 | 377 |  | 2400 | 2420 | 3770 | 24000 | 24200 | 92.1152 |  | 18 | 0.15181 | 20 | 0.8434% | 1877.7299 | 200 | 22738.4738 | 26077.7299 | 21290.7058 | 24417.3501 | 9401.2069 | 0 | 17.8761 | 67392.8164 | 17.8761 | 0 | 67392.8164 | 0 | 67392.8164 | 67392.8164 | 83533.3049 | 3.1654 | 3.4211
2696118.93 | G214 | 18230638 | SF Existing Space Heat {G} | New ID | Heat Pump - Air Source - Hybrid System - SF or DX - LTO | 18 |  | SF Space Heat | 88 | 377 |  | 2000 | 2420 | 33176 | 176000 | 212960 | 92.1152 |  | 18 | 1.3359 | 420 | 7.422% | 16524.0232 | 36960 | 200098.5692 | 229484.0232 | 187358.2109 | 214872.6809 | 82730.6205 | 0 | 17.8761 | 593056.7842 | 17.8761 | 0 | 593056.7842 | 0 | 593056.7842 | 593056.7842 | 735093.0832 | 3.1654 | 3.4211
Total Resource Cost | G214 | 18230638 | SF Existing Space Heat {G} | New ID | Heat Pump - Air Source - Hybrid System - SF or DX - MI - LTO | 18 |  | SF Space Heat | 8 | 377 |  | 2900 | 2420 | 3016 | 23200 | 19360 | 92.1152 |  | 18 | 0.12145 | -480 | 0.6747% | 1502.1839 | -3840 | 18190.779 | 20862.1839 | 17032.5646 | 19533.8801 | 7520.9655 | 0 | 17.8761 | 53914.2531 | 17.8761 | 0 | 53914.2531 | 0 | 53914.2531 | 53914.2531 | 66826.6439 | 3.1654 | 3.4211
3479164.91 | G214 | 18230638 | SF Existing Space Heat {G} | New ID | Heat Pump - Air Source - Hybrid System - MH - LTO | 18 |  | SF Space Heat | 2 | 377 |  | 2900 | 2420 | 754 | 5800 | 4840 | 92.1152 |  | 18 | 0.030362 | -480 | 0.1687% | 375.546 | -960 | 4547.6948 | 5215.546 | 4258.1412 | 4883.47 | 1880.2414 | 0 | 17.8761 | 13478.5633 | 17.8761 | 0 | 13478.5633 | 0 | 13478.5633 | 13478.5633 | 16706.661 | 3.1654 | 3.4211
UC B/C Ratio |  |  |  | 12738 | Thermostat - Smart - GH - Res | 7 |  | SF Space Heat | 1 | 21.5 |  | 75 | 165.03 | 21.5 | 75 | 165.03 | 5.163 |  | 7 | 0.00033668 | 90.03 | 0.00481% | 10.7085 | 90.03 | 129.6756 | 175.7385 | 121.4191 | 164.5492 | 28.02 | 0 | 8.2966 | 178.3763 | 8.2966 | 0 | 178.3763 | 0 | 178.3763 | 178.3763 | 224.2339 | 1.4691 | 1.3627
3.3246 | [18 empty] | 0 | 0 | 0 | 0% | 0 | 0 | 0 | 0 | 0 | 0 | 0 | 0 | #N/A | #N/A | #N/A | #N/A | #N/A | #N/A | #N/A | 0 | 0 | 0 | #DIV/0!
TRC B/C Ratio | [18 empty] | 0 | 0 | 0 | 0% | 0 | 0 | 0 | 0 | 0 | 0 | 0 | 0 | #N/A | #N/A | #N/A | #N/A | #N/A | #N/A | #N/A | 0 | 0 | 0 | #DIV/0!
3.47 | [18 empty] | 0 | 0 | 0 | 0% | 0 | 0 | 0 | 0 | 0 | 0 | 0 | 0 | #N/A | #N/A | #N/A | #N/A | #N/A | #N/A | #N/A | 0 | 0 | 0 | #DIV/0!
[19 empty] | 0 | 0 | 0 | 0% | 0 | 0 | 0 | 0 | 0 | 0 | 0 | 0 | #N/A | #N/A | #N/A | #N/A | #N/A | #N/A | #N/A | 0 | 0 | 0 | #DIV/0!
[19 empty] | 0 | 0 | 0 | 0% | 0 | 0 | 0 | 0 | 0 | 0 | 0 | 0 | #N/A | #N/A | #N/A | #N/A | #N/A | #N/A | #N/A | 0 | 0 | 0 | #DIV/0!
[19 empty] | 0 | 0 | 0 | 0% | 0 | 0 | 0 | 0 | 0 | 0 | 0 | 0 | #N/A | #N/A | #N/A | #N/A | #N/A | #N/A | #N/A | 0 | 0 | 0 | #DIV/0!
[19 empty] | 0 | 0 | 0 | 0% | 0 | 0 | 0 | 0 | 0 | 0 | 0 | 0 | #N/A | #N/A | #N/A | #N/A | #N/A | #N/A | #N/A | 0 | 0 | 0 | #DIV/0!
[19 empty] | 0 | 0 | 0 | 0% | 0 | 0 | 0 | 0 | 0 | 0 | 0 | 0 | #N/A | #N/A | #N/A | #N/A | #N/A | #N/A | #N/A | 0 | 0 | 0 | #DIV/0!
[19 empty] | 0 | 0 | 0 | 0% | 0 | 0 | 0 | 0 | 0 | 0 | 0 | 0 | #N/A | #N/A | #N/A | #N/A | #N/A | #N/A | #N/A | 0 | 0 | 0 | #DIV/0!
[19 empty] | 0 | 0 | 0 | 0% | 0 | 0 | 0 | 0 | 0 | 0 | 0 | 0 | #N/A | #N/A | #N/A | #N/A | #N/A | #N/A | #N/A | 0 | 0 | 0 | #DIV/0!
[19 empty] | 0 | 0 | 0 | 0% | 0 | 0 | 0 | 0 | 0 | 0 | 0 | 0 | #N/A | #N/A | #N/A | #N/A | #N/A | #N/A | #N/A | 0 | 0 | 0 | #DIV/0!
[19 empty] | 0 | 0 | 0 | 0% | 0 | 0 | 0 | 0 | 0 | 0 | 0 | 0 | #N/A | #N/A | #N/A | #N/A | #N/A | #N/A | #N/A | 0 | 0 | 0 | #DIV/0!
[19 empty] | 0 | 0 | 0 | 0% | 0 | 0 | 0 | 0 | 0 | 0 | 0 | 0 | #N/A | #N/A | #N/A | #N/A | #N/A | #N/A | #N/A | 0 | 0 | 0 | #DIV/0!
[19 empty] | 0 | 0 | 0 | 0% | 0 | 0 | 0 | 0 | 0 | 0 | 0 | 0 | #N/A | #N/A | #N/A | #N/A | #N/A | #N/A | #N/A | 0 | 0 | 0 | #DIV/0!
[19 empty] | 0 | 0 | 0 | 0% | 0 | 0 | 0 | 0 | 0 | 0 | 0 | 0 | #N/A | #N/A | #N/A | #N/A | #N/A | #N/A | #N/A | 0 | 0 | 0 | #DIV/0!
[19 empty] | 0 | 0 | 0 | 0% | 0 | 0 | 0 | 0 | 0 | 0 | 0 | 0 | #N/A | #N/A | #N/A | #N/A | #N/A | #N/A | #N/A | 0 | 0 | 0 | #DIV/0!
[19 empty] | 0 | 0 | 0 | 0% | 0 | 0 | 0 | 0 | 0 | 0 | 0 | 0 | #N/A | #N/A | #N/A | #N/A | #N/A | #N/A | #N/A | 0 | 0 | 0 | #DIV/0!
[19 empty] | 0 | 0 | 0 | 0% | 0 | 0 | 0 | 0 | 0 | 0 | 0 | 0 | #N/A | #N/A | #N/A | #N/A | #N/A | #N/A | #N/A | 0 | 0 | 0 | #DIV/0!
[19 empty] | 0 | 0 | 0 | 0% | 0 | 0 | 0 | 0 | 0 | 0 | 0 | 0 | #N/A | #N/A | #N/A | #N/A | #N/A | #N/A | #N/A | 0 | 0 | 0 | #DIV/0!
[19 empty] | 0 | 0 | 0 | 0% | 0 | 0 | 0 | 0 | 0 | 0 | 0 | 0 | #N/A | #N/A | #N/A | #N/A | #N/A | #N/A | #N/A | 0 | 0 | 0 | #DIV/0!
[19 empty] | 0 | 0 | 0 | 0% | 0 | 0 | 0 | 0 | 0 | 0 | 0 | 0 | #N/A | #N/A | #N/A | #N/A | #N/A | #N/A | #N/A | 0 | 0 | 0 | #DIV/0!
[19 empty] | 0 | 0 | 0 | 0% | 0 | 0 | 0 | 0 | 0 | 0 | 0 | 0 | #N/A | #N/A | #N/A | #N/A | #N/A | #N/A | #N/A | 0 | 0 | 0 | #DIV/0!
[19 empty] | 0 | 0 | 0 | 0% | 0 | 0 | 0 | 0 | 0 | 0 | 0 | 0 | #N/A | #N/A | #N/A | #N/A | #N/A | #N/A | #N/A | 0 | 0 | 0 | #DIV/0!
[19 empty] | 0 | 0 | 0 | 0% | 0 | 0 | 0 | 0 | 0 | 0 | 0 | 0 | #N/A | #N/A | #N/A | #N/A | #N/A | #N/A | #N/A | 0 | 0 | 0 | #DIV/0!
[19 empty] | 0 | 0 | 0 | 0% | 0 | 0 | 0 | 0 | 0 | 0 | 0 | 0 | #N/A | #N/A | #N/A | #N/A | #N/A | #N/A | #N/A | 0 | 0 | 0 | #DIV/0!
[19 empty] | 0 | 0 | 0 | 0% | 0 | 0 | 0 | 0 | 0 | 0 | 0 | 0 | #N/A | #N/A | #N/A | #N/A | #N/A | #N/A | #N/A | 0 | 0 | 0 | #DIV/0!
[19 empty] | 0 | 0 | 0 | 0% | 0 | 0 | 0 | 0 | 0 | 0 | 0 | 0 | #N/A | #N/A | #N/A | #N/A | #N/A | #N/A | #N/A | 0 | 0 | 0 | #DIV/0!
[19 empty] | 0 | 0 | 0 | 0% | 0 | 0 | 0 | 0 | 0 | 0 | 0 | 0 | #N/A | #N/A | #N/A | #N/A | #N/A | #N/A | #N/A | 0 | 0 | 0 | #DIV/0!
[19 empty] | 0 | 0 | 0 | 0% | 0 | 0 | 0 | 0 | 0 | 0 | 0 | 0 | #N/A | #N/A | #N/A | #N/A | #N/A | #N/A | #N/A | 0 | 0 | 0 | #DIV/0!
Note on W3: Curtis, Kasey Calculates measure savings as a % of total program savings.
Note on X3: Curtis, Kasey: Uses % of measure savings as a proxy for % of program spending.

## SF Existing Water Heat {G}
Rtn to Summary |  | Order Number | Program Name | Discount Rate: | 6.8% | [9 empty] | Paste in incentives but use DBtC for Total
| Program: | 18230249 | SF Existing Water Heat {G}
| paste |  |  | paste | paste | paste | paste | paste | paste | paste | paste | paste | paste | Paste | paste | paste | paste | paste | Formula: G + H | Formula: (O/A10)*T | Formula: N - M | Formula: O/A10 | Formula: W*A8 | Formula: Q - P | Formula: X + DBtC | Formula: Q + X | Formula: Z/(1+GasDiscountRate)^1 | Formula: AA/(1+GasDiscountRate)^1 | Formula: -PV(ElecDiscount Rate,T,R)*J | Formula: -PV(ElecDiscount Rate, T, S)*J |  | AF*J*K |  | AH*J*L | AG + AI |  | AG +AI -AK | formula: Logic to lookup from AC tables and adjust by savings and quantity | Formula: Utility Savings (AM)*1.1+AD+AE | formula: AM/AB | formula: AN/AC
| Sch. No. | Order Number | Program Name | Measure Version | Measure Name | First Period Measure Life | Second period Measure Life | Gas End-Use Type | Number of units offered | Savings per Unit Period 1 | Savngs per Unit Period 2 | Incentives Per Unit | Incremental Measure Cost per Unit | Total First Year Savings | Total Incentive | Total Incremental Measure Cost | Unit First Year Non-Energy Benefits | Unit Annual Net Equipment O&M | Total Measure Life | Weighted Life | Agency or Customer Cost per Unit | Percent Unit overhead | Program Overhead Cost | Total Customer Cost | Total Utility Program Costs | Total Resource Cost | PV Total Utility Program Costs | PV Total Resource Costs | PV Total Non-Energy Benefits | PV Total Net Equipment O&M | Unit PV First period Savings for 1 therm | Total First Period Savings | Unit PV Savings for Second Period for 1 therm | Total Second period Savings | Unadjusted Total | Decrement | Final UC Total Savings | PV Total Savings UC | PV Total Savings TRC | UC B/C Ratio | TRC B/C Ratio
DBTC: | G214 | 18230249 | SF Existing Water Heat {G} | 12965 | Water Heater - Heat Pump - NEEA Specs - Tier 3 - RP - Any - Res - E or B | 13 |  | Res Water Heat | 330 | -5.39 |  | 0 | 0 | -1778.7 | 0 | 0 | 3.7369 |  | 13 | -0.37764 | 0 | -2.905% | -6097.3508 | 0 | -19355.2978 | -6097.3508 | -18122.938 | -5709.1299 | 10424.3196 | 0 | 13.2327 | -23537.0319 | 13.2327 | 0 | -23537.0319 | 0 | -23537.0319 | -23537.0319 | -15466.4155 | 1.2987 | 2.7091
456400 | G214 | 18230249 | SF Existing Water Heat {G} | 12683 | Water Heater - Heat Pump - NEEA Specs - Tier 3 - EH - Res - MI | 13 |  | Res Water Heat | 15 | -5.39 |  | 0 | 0 | -80.85 | 0 | 0 | 3.7369 |  | 13 | -0.017165 | 0 | -0.132% | -277.1523 | 0 | -879.7863 | -277.1523 | -823.7699 | -259.5059 | 473.8327 | 0 | 13.2327 | -1069.8651 | 13.2327 | 0 | -1069.8651 | 0 | -1069.8651 | -1069.8651 | -703.0189 | 1.2987 | 2.7091
Program Costs: | G214 | 18230249 | SF Existing Water Heat {G} | 12548 | Heat Pump Water Heater - Tier 3 - NEEA Specs - MH | 13 |  | Res Water Heat | 5 | -5.39 |  | 0 | 0 | -26.95 | 0 | 0 | 3.7837 |  | 13 | -0.0057218 | 0 | -0.04401% | -92.3841 | 0 | -293.2621 | -92.3841 | -274.59 | -86.502 | 159.9219 | 0 | 13.2327 | -356.6217 | 13.2327 | 0 | -356.6217 | 0 | -356.6217 | -356.6217 | -232.362 | 1.2987 | 2.6862
209899.08 | G214 | 18230249 | SF Existing Water Heat {G} | 13290 | Water Heater - Tankless - Energy Star - 0.9 EF - GH - SF or DX | 20 |  | Res Water Heat | 800 | 60.69 |  | 400 | 665.13 | 48552 | 320000 | 532104 | 16.2147 |  | 20 | 15.8586 | 265.13 | 79.29% | 166435.3594 | 212104 | 528328.7893 | 698539.3594 | 494689.8776 | 654063.0706 | 139585.3414 | 0 | 18.7153 | 908667.4534 | 18.7153 | 0 | 908667.4534 | 0 | 908667.4534 | 908667.4534 | 1139119.5401 | 1.8368 | 1.7416
Total Savings (therm): | G214 | 18230249 | SF Existing Water Heat {G} | 13289 | Water Heater - Tankless - Energy Star - 0.9 EF - GH - MH | 20 |  | Res Water Heat | 30 | 60.69 |  | 660 | 665.13 | 1820.7 | 19800 | 19953.9 | 16.2147 |  | 20 | 0.5947 | 5.13 | 2.973% | 6241.326 | 153.9 | 19812.3296 | 26195.226 | 18550.8704 | 24527.3651 | 5234.4503 | 0 | 18.7153 | 34075.0295 | 18.7153 | 0 | 34075.0295 | 0 | 34075.0295 | 34075.0295 | 42716.9828 | 1.8368 | 1.7416
61231.1 | G214 | 18230249 | SF Existing Water Heat {G} | 12687 | Water Heater - Tankless - Energy Star - 0.9 EF - GH - Res - MI | 20 |  | Res Water Heat | 10 | 60.69 |  | 660 | 665.13 | 606.9 | 6600 | 6651.3 | 16.2147 |  | 20 | 0.19823 | 5.13 | 0.9912% | 2080.442 | 51.3 | 6604.1099 | 8731.742 | 6183.6235 | 8175.7884 | 1744.8168 | 0 | 18.7153 | 11358.3432 | 18.7153 | 0 | 11358.3432 | 0 | 11358.3432 | 11358.3432 | 14238.9943 | 1.8368 | 1.7416
Total Incentives: | G214 | 18230249 | SF Existing Water Heat {G} | 14067 | Water Heater - Tankless - Energy Star - 0.9 EF - GH - SF or DX - LTO | 20 |  | Res Water Heat | 200 | 60.69 |  | 550 | 665.13 | 12138 | 110000 | 133026 | 16.2147 |  | 20 | 3.9647 | 115.13 | 19.82% | 41608.8398 | 23026 | 132082.1973 | 174634.8398 | 123672.4694 | 163515.7676 | 34896.3353 | 0 | 18.7153 | 227166.8634 | 18.7153 | 0 | 227166.8634 | 0 | 227166.8634 | 227166.8634 | 284779.885 | 1.8368 | 1.7416
456400 | G214 | 18230249 | SF Existing Water Heat {G} | [15 empty] | 0 | 0 | 0 | 0% | 0 | 0 | 0 | 0 | 0 | 0 | 0 | 0 | #N/A | #N/A | #N/A | #N/A | #N/A | #N/A | #N/A | 0 | 0 | 0 | #DIV/0!
Total Customer Costs: | G214 | 18230249 | SF Existing Water Heat {G} | [15 empty] | 0 | 0 | 0 | 0% | 0 | 0 | 0 | 0 | 0 | 0 | 0 | 0 | #N/A | #N/A | #N/A | #N/A | #N/A | #N/A | #N/A | 0 | 0 | 0 | #DIV/0!
235335.2 | G214 | 18230249 | SF Existing Water Heat {G} | [15 empty] | 0 | 0 | 0 | 0% | 0 | 0 | 0 | 0 | 0 | 0 | 0 | 0 | #N/A | #N/A | #N/A | #N/A | #N/A | #N/A | #N/A | 0 | 0 | 0 | #DIV/0!
Weighted Avg Life | G214 | 18230249 | SF Existing Water Heat {G} | [15 empty] | 0 | 0 | 0 | 0% | 0 | 0 | 0 | 0 | 0 | 0 | 0 | 0 | #N/A | #N/A | #N/A | #N/A | #N/A | #N/A | #N/A | 0 | 0 | 0 | #DIV/0!
20.2157 | G214 | 18230249 | SF Existing Water Heat {G} | [15 empty] | 0 | 0 | 0 | 0% | 0 | 0 | 0 | 0 | 0 | 0 | 0 | 0 | #N/A | #N/A | #N/A | #N/A | #N/A | #N/A | #N/A | 0 | 0 | 0 | #DIV/0!
Total Utility Cost | G214 | 18230249 | SF Existing Water Heat {G} | [15 empty] | 0 | 0 | 0 | 0% | 0 | 0 | 0 | 0 | 0 | 0 | 0 | 0 | #N/A | #N/A | #N/A | #N/A | #N/A | #N/A | #N/A | 0 | 0 | 0 | #DIV/0!
666299.08 | G214 | 18230249 | SF Existing Water Heat {G} | [15 empty] | 0 | 0 | 0 | 0% | 0 | 0 | 0 | 0 | 0 | 0 | 0 | 0 | #N/A | #N/A | #N/A | #N/A | #N/A | #N/A | #N/A | 0 | 0 | 0 | #DIV/0!
Total Resource Cost | G214 | 18230249 | SF Existing Water Heat {G} | [15 empty] | 0 | 0 | 0 | 0% | 0 | 0 | 0 | 0 | 0 | 0 | 0 | 0 | #N/A | #N/A | #N/A | #N/A | #N/A | #N/A | #N/A | 0 | 0 | 0 | #DIV/0!
901634.28 | [18 empty] | 0 | 0 | 0 | 0% | 0 | 0 | 0 | 0 | 0 | 0 | 0 | 0 | #N/A | #N/A | #N/A | #N/A | #N/A | #N/A | #N/A | 0 | 0 | 0 | #DIV/0!
UC B/C Ratio | [18 empty] | 0 | 0 | 0 | 0% | 0 | 0 | 0 | 0 | 0 | 0 | 0 | 0 | #N/A | #N/A | #N/A | #N/A | #N/A | #N/A | #N/A | 0 | 0 | 0 | #DIV/0!
1.8534 | [18 empty] | 0 | 0 | 0 | 0% | 0 | 0 | 0 | 0 | 0 | 0 | 0 | 0 | #N/A | #N/A | #N/A | #N/A | #N/A | #N/A | #N/A | 0 | 0 | 0 | #DIV/0!
TRC B/C Ratio | [18 empty] | 0 | 0 | 0 | 0% | 0 | 0 | 0 | 0 | 0 | 0 | 0 | 0 | #N/A | #N/A | #N/A | #N/A | #N/A | #N/A | #N/A | 0 | 0 | 0 | #DIV/0!
1.7347 | [18 empty] | 0 | 0 | 0 | 0% | 0 | 0 | 0 | 0 | 0 | 0 | 0 | 0 | #N/A | #N/A | #N/A | #N/A | #N/A | #N/A | #N/A | 0 | 0 | 0 | #DIV/0!
Note on W3: Curtis, Kasey Calculates measure savings as a % of total program savings.
Note on X3: Curtis, Kasey: Uses % of measure savings as a proxy for % of program spending.

## Home Energy Assessments {G}
Rtn to Summary |  | Order Number | Program Name | Discount Rate: | 6.8% | [9 empty] | Paste in incentives but use DBtC for Total
| Program: | 18230625 | Home Energy Assessments {G}
| paste |  |  | paste | paste | paste | paste | paste | paste | paste | paste | paste | paste | Paste | paste | paste | paste | paste | Formula: G + H | Formula: (O/A10)*T | Formula: N - M | Formula: O/A10 | Formula: W*A8 | Formula: Q - P | Formula: X + DBtC | Formula: Q + X | Formula: Z/(1+GasDiscountRate)^1 | Formula: AA/(1+GasDiscountRate)^1 | Formula: -PV(ElecDiscount Rate,T,R)*J | Formula: -PV(ElecDiscount Rate, T, S)*J |  | AF*J*K |  | AH*J*L | AG + AI |  | AG +AI -AK | formula: Logic to lookup from AC tables and adjust by savings and quantity | Formula: Utility Savings (AM)*1.1+AD+AE | formula: AM/AB | formula: AN/AC
| Sch. No. | Order Number | Program Name | Measure Version | Measure Name | First Period Measure Life | Second period Measure Life | Gas End-Use Type | Number of units offered | Savings per Unit Period 1 | Savngs per Unit Period 2 | Incentives Per Unit | Incremental Measure Cost per Unit | Total First Year Savings | Total Incentive | Total Incremental Measure Cost | Unit First Year Non-Energy Benefits | Unit Annual Net Equipment O&M | Total Measure Life | Weighted Life | Agency or Customer Cost per Unit | Percent Unit overhead | Program Overhead Cost | Total Customer Cost | Total Utility Program Costs | Total Resource Cost | PV Total Utility Program Costs | PV Total Resource Costs | PV Total Non-Energy Benefits | PV Total Net Equipment O&M | Unit PV First period Savings for 1 therm | Total First Period Savings | Unit PV Savings for Second Period for 1 therm | Total Second period Savings | Unadjusted Total | Decrement | Final UC Total Savings | PV Total Savings UC | PV Total Savings TRC | UC B/C Ratio | TRC B/C Ratio
DBTC: | G214 | 18230625 | Home Energy Assessments {G} | [15 empty] | 0 | #DIV/0! | 0 | #DIV/0! | #DIV/0! | 0 | #DIV/0! | #DIV/0! | #DIV/0! | #DIV/0! | 0 | 0 | #N/A | #N/A | #N/A | #N/A | #N/A | #N/A | #N/A | 0 | 0 | 0 | #DIV/0!
0 | [18 empty] | 0 | #DIV/0! | 0 | #DIV/0! | #DIV/0! | 0 | #DIV/0! | #DIV/0! | #DIV/0! | #DIV/0! | 0 | 0 | #N/A | #N/A | #N/A | #N/A | #N/A | #N/A | #N/A | 0 | 0 | 0 | #DIV/0!
Program Costs: | [18 empty] | 0 | #DIV/0! | 0 | #DIV/0! | #DIV/0! | 0 | #DIV/0! | #DIV/0! | #DIV/0! | #DIV/0! | 0 | 0 | #N/A | #N/A | #N/A | #N/A | #N/A | #N/A | #N/A | 0 | 0 | 0 | #DIV/0!
0 | [18 empty] | 0 | #DIV/0! | 0 | #DIV/0! | #DIV/0! | 0 | #DIV/0! | #DIV/0! | #DIV/0! | #DIV/0! | 0 | 0 | #N/A | #N/A | #N/A | #N/A | #N/A | #N/A | #N/A | 0 | 0 | 0 | #DIV/0!
Total Savings (therm): | [18 empty] | 0 | #DIV/0! | 0 | #DIV/0! | #DIV/0! | 0 | #DIV/0! | #DIV/0! | #DIV/0! | #DIV/0! | 0 | 0 | #N/A | #N/A | #N/A | #N/A | #N/A | #N/A | #N/A | 0 | 0 | 0 | #DIV/0!
0 | [18 empty] | 0 | #DIV/0! | 0 | #DIV/0! | #DIV/0! | 0 | #DIV/0! | #DIV/0! | #DIV/0! | #DIV/0! | 0 | 0 | #N/A | #N/A | #N/A | #N/A | #N/A | #N/A | #N/A | 0 | 0 | 0 | #DIV/0!
Total Incentives: | [18 empty] | 0 | #DIV/0! | 0 | #DIV/0! | #DIV/0! | 0 | #DIV/0! | #DIV/0! | #DIV/0! | #DIV/0! | 0 | 0 | #N/A | #N/A | #N/A | #N/A | #N/A | #N/A | #N/A | 0 | 0 | 0 | #DIV/0!
0 | [18 empty] | 0 | #DIV/0! | 0 | #DIV/0! | #DIV/0! | 0 | #DIV/0! | #DIV/0! | #DIV/0! | #DIV/0! | 0 | 0 | #N/A | #N/A | #N/A | #N/A | #N/A | #N/A | #N/A | 0 | 0 | 0 | #DIV/0!
Total Customer Costs: | [18 empty] | 0 | #DIV/0! | 0 | #DIV/0! | #DIV/0! | 0 | #DIV/0! | #DIV/0! | #DIV/0! | #DIV/0! | 0 | 0 | #N/A | #N/A | #N/A | #N/A | #N/A | #N/A | #N/A | 0 | 0 | 0 | #DIV/0!
0 | [18 empty] | 0 | #DIV/0! | 0 | #DIV/0! | #DIV/0! | 0 | #DIV/0! | #DIV/0! | #DIV/0! | #DIV/0! | 0 | 0 | #N/A | #N/A | #N/A | #N/A | #N/A | #N/A | #N/A | 0 | 0 | 0 | #DIV/0!
Weighted Avg Life | [18 empty] | 0 | #DIV/0! | 0 | #DIV/0! | #DIV/0! | 0 | #DIV/0! | #DIV/0! | #DIV/0! | #DIV/0! | 0 | 0 | #N/A | #N/A | #N/A | #N/A | #N/A | #N/A | #N/A | 0 | 0 | 0 | #DIV/0!
#DIV/0! | [18 empty] | 0 | #DIV/0! | 0 | #DIV/0! | #DIV/0! | 0 | #DIV/0! | #DIV/0! | #DIV/0! | #DIV/0! | 0 | 0 | #N/A | #N/A | #N/A | #N/A | #N/A | #N/A | #N/A | 0 | 0 | 0 | #DIV/0!
Total Utility Cost | [18 empty] | 0 | #DIV/0! | 0 | #DIV/0! | #DIV/0! | 0 | #DIV/0! | #DIV/0! | #DIV/0! | #DIV/0! | 0 | 0 | #N/A | #N/A | #N/A | #N/A | #N/A | #N/A | #N/A | 0 | 0 | 0 | #DIV/0!
0 | [18 empty] | 0 | #DIV/0! | 0 | #DIV/0! | #DIV/0! | 0 | #DIV/0! | #DIV/0! | #DIV/0! | #DIV/0! | 0 | 0 | #N/A | #N/A | #N/A | #N/A | #N/A | #N/A | #N/A | 0 | 0 | 0 | #DIV/0!
Total Resource Cost | [18 empty] | 0 | #DIV/0! | 0 | #DIV/0! | #DIV/0! | 0 | #DIV/0! | #DIV/0! | #DIV/0! | #DIV/0! | 0 | 0 | #N/A | #N/A | #N/A | #N/A | #N/A | #N/A | #N/A | 0 | 0 | 0 | #DIV/0!
0 | [18 empty] | 0 | #DIV/0! | 0 | #DIV/0! | #DIV/0! | 0 | #DIV/0! | #DIV/0! | #DIV/0! | #DIV/0! | 0 | 0 | #N/A | #N/A | #N/A | #N/A | #N/A | #N/A | #N/A | 0 | 0 | 0 | #DIV/0!
UC B/C Ratio | [18 empty] | 0 | #DIV/0! | 0 | #DIV/0! | #DIV/0! | 0 | #DIV/0! | #DIV/0! | #DIV/0! | #DIV/0! | 0 | 0 | #N/A | #N/A | #N/A | #N/A | #N/A | #N/A | #N/A | 0 | 0 | 0 | #DIV/0!
#DIV/0! | [18 empty] | 0 | #DIV/0! | 0 | #DIV/0! | #DIV/0! | 0 | #DIV/0! | #DIV/0! | #DIV/0! | #DIV/0! | 0 | 0 | #N/A | #N/A | #N/A | #N/A | #N/A | #N/A | #N/A | 0 | 0 | 0 | #DIV/0!
TRC B/C Ratio | [18 empty] | 0 | #DIV/0! | 0 | #DIV/0! | #DIV/0! | 0 | #DIV/0! | #DIV/0! | #DIV/0! | #DIV/0! | 0 | 0 | #N/A | #N/A | #N/A | #N/A | #N/A | #N/A | #N/A | 0 | 0 | 0 | #DIV/0!
#DIV/0! | [18 empty] | 0 | #DIV/0! | 0 | #DIV/0! | #DIV/0! | 0 | #DIV/0! | #DIV/0! | #DIV/0! | #DIV/0! | 0 | 0 | #N/A | #N/A | #N/A | #N/A | #N/A | #N/A | #N/A | 0 | 0 | 0 | #DIV/0!
Note on W3: Curtis, Kasey Calculates measure savings as a % of total program savings.
Note on X3: Curtis, Kasey: Uses % of measure savings as a proxy for % of program spending.

## Single Family Rental Pilot {G}
Rtn to Summary |  | Order Number | Program Name | Discount Rate: | 6.8% | [9 empty] | Paste in incentives but use DBtC for Total
| Program: | 18230247 | Single Family Rental Pilot {G}
| paste |  |  | paste | paste | paste | paste | paste | paste | paste | paste | paste | paste | Paste | paste | paste | paste | paste | Formula: G + H | Formula: (O/A10)*T | Formula: N - M | Formula: O/A10 | Formula: W*A8 | Formula: Q - P | Formula: X + DBtC | Formula: Q + X | Formula: Z/(1+GasDiscountRate)^1 | Formula: AA/(1+GasDiscountRate)^1 | Formula: -PV(ElecDiscount Rate,T,R)*J | Formula: -PV(ElecDiscount Rate, T, S)*J |  | AF*J*K |  | AH*J*L | AG + AI |  | AG +AI -AK | formula: Logic to lookup from AC tables and adjust by savings and quantity | Formula: Utility Savings (AM)*1.1+AD+AE | formula: AM/AB | formula: AN/AC
| Sch. No. | Order Number | Program Name | Measure Version | Measure Name | First Period Measure Life | Second period Measure Life | Gas End-Use Type | Number of units offered | Savings per Unit Period 1 | Savngs per Unit Period 2 | Incentives Per Unit | Incremental Measure Cost per Unit | Total First Year Savings | Total Incentive | Total Incremental Measure Cost | Unit First Year Non-Energy Benefits | Unit Annual Net Equipment O&M | Total Measure Life | Weighted Life | Agency or Customer Cost per Unit | Percent Unit overhead | Program Overhead Cost | Total Customer Cost | Total Utility Program Costs | Total Resource Cost | PV Total Utility Program Costs | PV Total Resource Costs | PV Total Non-Energy Benefits | PV Total Net Equipment O&M | Unit PV First period Savings for 1 therm | Total First Period Savings | Unit PV Savings for Second Period for 1 therm | Total Second period Savings | Unadjusted Total | Decrement | Final UC Total Savings | PV Total Savings UC | PV Total Savings TRC | UC B/C Ratio | TRC B/C Ratio
DBTC: | G214 | 18230247 | Single Family Rental Pilot {G} | [15 empty] | 0 | #DIV/0! | 0 | #DIV/0! | #DIV/0! | 0 | #DIV/0! | #DIV/0! | #DIV/0! | #DIV/0! | 0 | 0 | #N/A | #N/A | #N/A | #N/A | #N/A | #N/A | #N/A | 0 | 0 | 0 | #DIV/0!
0 | [18 empty] | 0 | #DIV/0! | 0 | #DIV/0! | #DIV/0! | 0 | #DIV/0! | #DIV/0! | #DIV/0! | #DIV/0! | 0 | 0 | #N/A | #N/A | #N/A | #N/A | #N/A | #N/A | #N/A | 0 | 0 | 0 | #DIV/0!
Program Costs: | [18 empty] | 0 | #DIV/0! | 0 | #DIV/0! | #DIV/0! | 0 | #DIV/0! | #DIV/0! | #DIV/0! | #DIV/0! | 0 | 0 | #N/A | #N/A | #N/A | #N/A | #N/A | #N/A | #N/A | 0 | 0 | 0 | #DIV/0!
0 | [18 empty] | 0 | #DIV/0! | 0 | #DIV/0! | #DIV/0! | 0 | #DIV/0! | #DIV/0! | #DIV/0! | #DIV/0! | 0 | 0 | #N/A | #N/A | #N/A | #N/A | #N/A | #N/A | #N/A | 0 | 0 | 0 | #DIV/0!
Total Savings (therm): | [18 empty] | 0 | #DIV/0! | 0 | #DIV/0! | #DIV/0! | 0 | #DIV/0! | #DIV/0! | #DIV/0! | #DIV/0! | 0 | 0 | #N/A | #N/A | #N/A | #N/A | #N/A | #N/A | #N/A | 0 | 0 | 0 | #DIV/0!
0 | [18 empty] | 0 | #DIV/0! | 0 | #DIV/0! | #DIV/0! | 0 | #DIV/0! | #DIV/0! | #DIV/0! | #DIV/0! | 0 | 0 | #N/A | #N/A | #N/A | #N/A | #N/A | #N/A | #N/A | 0 | 0 | 0 | #DIV/0!
Total Incentives: | [18 empty] | 0 | #DIV/0! | 0 | #DIV/0! | #DIV/0! | 0 | #DIV/0! | #DIV/0! | #DIV/0! | #DIV/0! | 0 | 0 | #N/A | #N/A | #N/A | #N/A | #N/A | #N/A | #N/A | 0 | 0 | 0 | #DIV/0!
0 | [18 empty] | 0 | #DIV/0! | 0 | #DIV/0! | #DIV/0! | 0 | #DIV/0! | #DIV/0! | #DIV/0! | #DIV/0! | 0 | 0 | #N/A | #N/A | #N/A | #N/A | #N/A | #N/A | #N/A | 0 | 0 | 0 | #DIV/0!
Total Customer Costs: | [18 empty] | 0 | #DIV/0! | 0 | #DIV/0! | #DIV/0! | 0 | #DIV/0! | #DIV/0! | #DIV/0! | #DIV/0! | 0 | 0 | #N/A | #N/A | #N/A | #N/A | #N/A | #N/A | #N/A | 0 | 0 | 0 | #DIV/0!
0 | [18 empty] | 0 | #DIV/0! | 0 | #DIV/0! | #DIV/0! | 0 | #DIV/0! | #DIV/0! | #DIV/0! | #DIV/0! | 0 | 0 | #N/A | #N/A | #N/A | #N/A | #N/A | #N/A | #N/A | 0 | 0 | 0 | #DIV/0!
Weighted Avg Life | [18 empty] | 0 | #DIV/0! | 0 | #DIV/0! | #DIV/0! | 0 | #DIV/0! | #DIV/0! | #DIV/0! | #DIV/0! | 0 | 0 | #N/A | #N/A | #N/A | #N/A | #N/A | #N/A | #N/A | 0 | 0 | 0 | #DIV/0!
#DIV/0! | [18 empty] | 0 | #DIV/0! | 0 | #DIV/0! | #DIV/0! | 0 | #DIV/0! | #DIV/0! | #DIV/0! | #DIV/0! | 0 | 0 | #N/A | #N/A | #N/A | #N/A | #N/A | #N/A | #N/A | 0 | 0 | 0 | #DIV/0!
Total Utility Cost | [18 empty] | 0 | #DIV/0! | 0 | #DIV/0! | #DIV/0! | 0 | #DIV/0! | #DIV/0! | #DIV/0! | #DIV/0! | 0 | 0 | #N/A | #N/A | #N/A | #N/A | #N/A | #N/A | #N/A | 0 | 0 | 0 | #DIV/0!
0 | [18 empty] | 0 | #DIV/0! | 0 | #DIV/0! | #DIV/0! | 0 | #DIV/0! | #DIV/0! | #DIV/0! | #DIV/0! | 0 | 0 | #N/A | #N/A | #N/A | #N/A | #N/A | #N/A | #N/A | 0 | 0 | 0 | #DIV/0!
Total Resource Cost | [18 empty] | 0 | #DIV/0! | 0 | #DIV/0! | #DIV/0! | 0 | #DIV/0! | #DIV/0! | #DIV/0! | #DIV/0! | 0 | 0 | #N/A | #N/A | #N/A | #N/A | #N/A | #N/A | #N/A | 0 | 0 | 0 | #DIV/0!
0 | [18 empty] | 0 | #DIV/0! | 0 | #DIV/0! | #DIV/0! | 0 | #DIV/0! | #DIV/0! | #DIV/0! | #DIV/0! | 0 | 0 | #N/A | #N/A | #N/A | #N/A | #N/A | #N/A | #N/A | 0 | 0 | 0 | #DIV/0!
UC B/C Ratio | [18 empty] | 0 | #DIV/0! | 0 | #DIV/0! | #DIV/0! | 0 | #DIV/0! | #DIV/0! | #DIV/0! | #DIV/0! | 0 | 0 | #N/A | #N/A | #N/A | #N/A | #N/A | #N/A | #N/A | 0 | 0 | 0 | #DIV/0!
#DIV/0! | [18 empty] | 0 | #DIV/0! | 0 | #DIV/0! | #DIV/0! | 0 | #DIV/0! | #DIV/0! | #DIV/0! | #DIV/0! | 0 | 0 | #N/A | #N/A | #N/A | #N/A | #N/A | #N/A | #N/A | 0 | 0 | 0 | #DIV/0!
TRC B/C Ratio | [18 empty] | 0 | #DIV/0! | 0 | #DIV/0! | #DIV/0! | 0 | #DIV/0! | #DIV/0! | #DIV/0! | #DIV/0! | 0 | 0 | #N/A | #N/A | #N/A | #N/A | #N/A | #N/A | #N/A | 0 | 0 | 0 | #DIV/0!
#DIV/0! | [18 empty] | 0 | #DIV/0! | 0 | #DIV/0! | #DIV/0! | 0 | #DIV/0! | #DIV/0! | #DIV/0! | #DIV/0! | 0 | 0 | #N/A | #N/A | #N/A | #N/A | #N/A | #N/A | #N/A | 0 | 0 | 0 | #DIV/0!
Note on W3: Curtis, Kasey Calculates measure savings as a % of total program savings.
Note on X3: Curtis, Kasey: Uses % of measure savings as a proxy for % of program spending.

## Home Appliances {G}
Rtn to Summary |  | Order Number | Program Name | Discount Rate: | 6.8% | [9 empty] | Paste in incentives but use DBtC for Total
| Program: | 18230434 | Home Appliances {G}
| paste |  |  | paste | paste | paste | paste | paste | paste | paste | paste | paste | paste | Paste | paste | paste | paste | paste | Formula: G + H | Formula: (O/A10)*T | Formula: N - M | Formula: O/A10 | Formula: W*A8 | Formula: Q - P | Formula: X + DBtC | Formula: Q + X | Formula: Z/(1+GasDiscountRate)^1 | Formula: AA/(1+GasDiscountRate)^1 | Formula: -PV(ElecDiscount Rate,T,R)*J | Formula: -PV(ElecDiscount Rate, T, S)*J |  | AF*J*K |  | AH*J*L | AG + AI |  | AG +AI -AK | formula: Logic to lookup from AC tables and adjust by savings and quantity | Formula: Utility Savings (AM)*1.1+AD+AE | formula: AM/AB | formula: AN/AC
| Sch. No. | Order Number | Program Name | Measure Version | Measure Name | First Period Measure Life | Second period Measure Life | Gas End-Use Type | Number of units offered | Savings per Unit Period 1 | Savngs per Unit Period 2 | Incentives Per Unit | Incremental Measure Cost per Unit | Total First Year Savings | Total Incentive | Total Incremental Measure Cost | Unit First Year Non-Energy Benefits | Unit Annual Net Equipment O&M | Total Measure Life | Weighted Life | Agency or Customer Cost per Unit | Percent Unit overhead | Program Overhead Cost | Total Customer Cost | Total Utility Program Costs | Total Resource Cost | PV Total Utility Program Costs | PV Total Resource Costs | PV Total Non-Energy Benefits | PV Total Net Equipment O&M | Unit PV First period Savings for 1 therm | Total First Period Savings | Unit PV Savings for Second Period for 1 therm | Total Second period Savings | Unadjusted Total | Decrement | Final UC Total Savings | PV Total Savings UC | PV Total Savings TRC | UC B/C Ratio | TRC B/C Ratio
DBTC: | G214 | 18230434 | Home Appliances {G} | 12993 - 3 | Clothes Washer - Front Load - Energy Star - Any WH - Any Dryer - Res - C | 14 | 0 | Res Water Heat | 2000 | 2.4 | 0 | 0 | 0 | 4800 | 0 | 0 | 18.9814 |  | 14 | 13.8958 | 0 | 99.26% | 0 | 0 | 0 | 0 | 0 | 0 | 336021.3444 | 0 | 14.0642 | 67508.2088 | 14.0642 | 0 | 67508.2088 | 0 | 67508.2088 | 67508.2088 | 410280.374 | 0 | #DIV/0!
| G214 | 18230434 | Home Appliances {G} | 13213 - 2 | Clothes Washer - Front Load - Energy Star - Any WH - Any Dryer - Res - MI - C | 14 | 0 | Res Water Heat | 15 | 2.4 | 0 | 0 | 0 | 36 | 0 | 0 | 18.9814 |  | 14 | 0.10422 | 0 | 0.7444% | 0 | 0 | 0 | 0 | 0 | 0 | 2520.1601 | 0 | 14.0642 | 506.3116 | 14.0642 | 0 | 506.3116 | 0 | 506.3116 | 506.3116 | 3077.1028 | 0 | #DIV/0!
Program Costs: | G214 | 18230434 | Home Appliances {G} | [15 empty] | 0 | 0 | 0 | 0% | 0 | 0 | 0 | 0 | 0 | 0 | 0 | 0 | #N/A | #N/A | #N/A | #N/A | #N/A | #N/A | #N/A | 0 | 0 | 0 | #DIV/0!
| G214 | 18230434 | Home Appliances {G} | [15 empty] | 0 | 0 | 0 | 0% | 0 | 0 | 0 | 0 | 0 | 0 | 0 | 0 | #N/A | #N/A | #N/A | #N/A | #N/A | #N/A | #N/A | 0 | 0 | 0 | #DIV/0!
Total Savings (therm): | G214 | 18230434 | Home Appliances {G} | [15 empty] | 0 | 0 | 0 | 0% | 0 | 0 | 0 | 0 | 0 | 0 | 0 | 0 | #N/A | #N/A | #N/A | #N/A | #N/A | #N/A | #N/A | 0 | 0 | 0 | #DIV/0!
4836 | G214 | 18230434 | Home Appliances {G} | [15 empty] | 0 | 0 | 0 | 0% | 0 | 0 | 0 | 0 | 0 | 0 | 0 | 0 | #N/A | #N/A | #N/A | #N/A | #N/A | #N/A | #N/A | 0 | 0 | 0 | #DIV/0!
Total Incentives: | G214 | 18230434 | Home Appliances {G} | [15 empty] | 0 | 0 | 0 | 0% | 0 | 0 | 0 | 0 | 0 | 0 | 0 | 0 | #N/A | #N/A | #N/A | #N/A | #N/A | #N/A | #N/A | 0 | 0 | 0 | #DIV/0!
0 | G214 | 18230434 | Home Appliances {G} | [15 empty] | 0 | 0 | 0 | 0% | 0 | 0 | 0 | 0 | 0 | 0 | 0 | 0 | #N/A | #N/A | #N/A | #N/A | #N/A | #N/A | #N/A | 0 | 0 | 0 | #DIV/0!
Total Customer Costs: | G214 | 18230434 | Home Appliances {G} | [15 empty] | 0 | 0 | 0 | 0% | 0 | 0 | 0 | 0 | 0 | 0 | 0 | 0 | #N/A | #N/A | #N/A | #N/A | #N/A | #N/A | #N/A | 0 | 0 | 0 | #DIV/0!
0 | G214 | 18230434 | Home Appliances {G} | [15 empty] | 0 | 0 | 0 | 0% | 0 | 0 | 0 | 0 | 0 | 0 | 0 | 0 | #N/A | #N/A | #N/A | #N/A | #N/A | #N/A | #N/A | 0 | 0 | 0 | #DIV/0!
Weighted Avg Life | G214 | 18230434 | Home Appliances {G} | [15 empty] | 0 | 0 | 0 | 0% | 0 | 0 | 0 | 0 | 0 | 0 | 0 | 0 | #N/A | #N/A | #N/A | #N/A | #N/A | #N/A | #N/A | 0 | 0 | 0 | #DIV/0!
14 | G214 | 18230434 | Home Appliances {G} | [15 empty] | 0 | 0 | 0 | 0% | 0 | 0 | 0 | 0 | 0 | 0 | 0 | 0 | #N/A | #N/A | #N/A | #N/A | #N/A | #N/A | #N/A | 0 | 0 | 0 | #DIV/0!
Total Utility Cost | G214 | 18230434 | Home Appliances {G} | [15 empty] | 0 | 0 | 0 | 0% | 0 | 0 | 0 | 0 | 0 | 0 | 0 | 0 | #N/A | #N/A | #N/A | #N/A | #N/A | #N/A | #N/A | 0 | 0 | 0 | #DIV/0!
0 | G214 | 18230434 | Home Appliances {G} | [15 empty] | 0 | 0 | 0 | 0% | 0 | 0 | 0 | 0 | 0 | 0 | 0 | 0 | #N/A | #N/A | #N/A | #N/A | #N/A | #N/A | #N/A | 0 | 0 | 0 | #DIV/0!
Total Resource Cost | G214 | 18230434 | Home Appliances {G} | [15 empty] | 0 | 0 | 0 | 0% | 0 | 0 | 0 | 0 | 0 | 0 | 0 | 0 | #N/A | #N/A | #N/A | #N/A | #N/A | #N/A | #N/A | 0 | 0 | 0 | #DIV/0!
0 | G214 | 18230434 | Home Appliances {G} | [15 empty] | 0 | 0 | 0 | 0% | 0 | 0 | 0 | 0 | 0 | 0 | 0 | 0 | #N/A | #N/A | #N/A | #N/A | #N/A | #N/A | #N/A | 0 | 0 | 0 | #DIV/0!
UC B/C Ratio | [18 empty] | 0 | 0 | 0 | 0% | 0 | 0 | 0 | 0 | 0 | 0 | 0 | 0 | #N/A | #N/A | #N/A | #N/A | #N/A | #N/A | #N/A | 0 | 0 | 0 | #DIV/0!
#DIV/0! | [18 empty] | 0 | 0 | 0 | 0% | 0 | 0 | 0 | 0 | 0 | 0 | 0 | 0 | #N/A | #N/A | #N/A | #N/A | #N/A | #N/A | #N/A | 0 | 0 | 0 | #DIV/0!
TRC B/C Ratio | [18 empty] | 0 | 0 | 0 | 0% | 0 | 0 | 0 | 0 | 0 | 0 | 0 | 0 | #N/A | #N/A | #N/A | #N/A | #N/A | #N/A | #N/A | 0 | 0 | 0 | #DIV/0!
#DIV/0! | [18 empty] | 0 | 0 | 0 | 0% | 0 | 0 | 0 | 0 | 0 | 0 | 0 | 0 | #N/A | #N/A | #N/A | #N/A | #N/A | #N/A | #N/A | 0 | 0 | 0 | #DIV/0!
Note on W3: Curtis, Kasey Calculates measure savings as a % of total program savings.
Note on X3: Curtis, Kasey: Uses % of measure savings as a proxy for % of program spending.

## Web Enabled Thermostats {G}
Rtn to Summary |  | Order Number | Program Name | Discount Rate: | 6.8% | [9 empty] | Paste in incentives but use DBtC for Total
| Program: | 18230687 | Web Enabled Thermostats {G}
| paste |  |  | paste | paste | paste | paste | paste | paste | paste | paste | paste | paste | Paste | paste | paste | paste | paste | Formula: G + H | Formula: (O/A10)*T | Formula: N - M | Formula: O/A10 | Formula: W*A8 | Formula: Q - P | Formula: X + DBtC | Formula: Q + X | Formula: Z/(1+GasDiscountRate)^1 | Formula: AA/(1+GasDiscountRate)^1 | Formula: -PV(ElecDiscount Rate,T,R)*J | Formula: -PV(ElecDiscount Rate, T, S)*J |  | AF*J*K |  | AH*J*L | AG + AI |  | AG +AI -AK | formula: Logic to lookup from AC tables and adjust by savings and quantity | Formula: Utility Savings (AM)*1.1+AD+AE | formula: AM/AB | formula: AN/AC
| Sch. No. | Order Number | Program Name | Measure Version | Measure Name | First Period Measure Life | Second period Measure Life | Gas End-Use Type | Number of units offered | Savings per Unit Period 1 | Savngs per Unit Period 2 | Incentives Per Unit | Incremental Measure Cost per Unit | Total First Year Savings | Total Incentive | Total Incremental Measure Cost | Unit First Year Non-Energy Benefits | Unit Annual Net Equipment O&M | Total Measure Life | Weighted Life | Agency or Customer Cost per Unit | Percent Unit overhead | Program Overhead Cost | Total Customer Cost | Total Utility Program Costs | Total Resource Cost | PV Total Utility Program Costs | PV Total Resource Costs | PV Total Non-Energy Benefits | PV Total Net Equipment O&M | Unit PV First period Savings for 1 therm | Total First Period Savings | Unit PV Savings for Second Period for 1 therm | Total Second period Savings | Unadjusted Total | Decrement | Final UC Total Savings | PV Total Savings UC | PV Total Savings TRC | UC B/C Ratio | TRC B/C Ratio
DBTC: | G214 | 18230687 | Web Enabled Thermostats {G} | 12738 | Thermostat - Smart - GH - Res | 7 |  | SF Space Heat | 3592 | 26.7 |  | 75 | 165.03 | 95906.4 | 269400 | 592787.76 | 5.163 |  | 7 | 3.442 | 90.03 | 49.17% | 453505.6071 | 323387.76 | 853493.6153 | 1046293.3671 | 799151.3252 | 979675.4374 | 100647.7341 | 0 | 8.2966 | 795694.5393 | 8.2966 | 0 | 795694.5393 | 0 | 795694.5393 | 795694.5393 | 975911.7273 | 0.99567 | 0.99616
813450 | G214 | 18230687 | Web Enabled Thermostats {G} | 12739 | Thermostat - Smart - GH - Res - MI | 7 |  | SF Space Heat | 910 | 26.7 |  | 175 | 165.03 | 24297 | 159250 | 150177.3 | 5.163 |  | 7 | 0.87201 | -9.97 | 12.46% | 114891.4539 | -9072.7 | 216224.7188 | 265068.7539 | 202457.6019 | 248191.7172 | 25498.1732 | 0 | 8.2966 | 201581.8571 | 8.2966 | 0 | 201581.8571 | 0 | 201581.8571 | 201581.8571 | 247238.216 | 0.99567 | 0.99616
Program Costs: | G214 | 18230687 | Web Enabled Thermostats {G} | 13274 | Thermostat - Smart - GH - Res - LTO - a | 7 |  | SF Space Heat | 753 | 26.7 |  | 100 | 165.03 | 20105.1 | 75300 | 124267.59 | 5.163 |  | 7 | 0.72156 | 65.03 | 10.31% | 95069.5218 | 48967.59 | 178920.0146 | 219337.1118 | 167528.1035 | 205371.8275 | 21099.0378 | 0 | 8.2966 | 166803.4488 | 8.2966 | 0 | 166803.4488 | 0 | 166803.4488 | 166803.4488 | 204582.8315 | 0.99567 | 0.99616
922287.99 | G214 | 18230687 | Web Enabled Thermostats {G} | 13275 | Thermostat - Smart - GH - Res - LTO - b | 7 |  | SF Space Heat | 2040 | 26.7 |  | 150 | 165.03 | 54468 | 306000 | 336661.2 | 5.163 |  | 7 | 1.9548 | 15.03 | 27.93% | 257558.8637 | 30661.2 | 484723.5455 | 594220.0637 | 453860.9976 | 556385.8275 | 57160.7399 | 0 | 8.2966 | 451897.7896 | 8.2966 | 0 | 451897.7896 | 0 | 451897.7896 | 451897.7896 | 554248.3084 | 0.99567 | 0.99616
Total Savings (therm): | G214 | 18230687 | Web Enabled Thermostats {G} | 13526 | Thermostat - Smart - GH - Res - TDSM - Duvall | 7 |  | SF Space Heat | 10 | 26.7 |  | 350 | 165.03 | 267 | 3500 | 1650.3 | 5.163 |  | 7 | 0.0095825 | -184.97 | 0.1369% | 1262.5434 | -1849.7 | 2376.0958 | 2912.8434 | 2224.8088 | 2727.3815 | 280.1997 | 0 | 8.2966 | 2215.1852 | 8.2966 | 0 | 2215.1852 | 0 | 2215.1852 | 2215.1852 | 2716.9035 | 0.99567 | 0.99616
195043.5 | G214 | 18230687 | Web Enabled Thermostats {G} | [15 empty] | 0 | 0 | 0 | 0% | 0 | 0 | 0 | 0 | 0 | 0 | 0 | 0 | #N/A | #N/A | #N/A | #N/A | #N/A | #N/A | #N/A | 0 | 0 | 0 | #DIV/0!
Total Incentives: | G214 | 18230687 | Web Enabled Thermostats {G} | [15 empty] | 0 | 0 | 0 | 0% | 0 | 0 | 0 | 0 | 0 | 0 | 0 | 0 | #N/A | #N/A | #N/A | #N/A | #N/A | #N/A | #N/A | 0 | 0 | 0 | #DIV/0!
813450 | G214 | 18230687 | Web Enabled Thermostats {G} | [15 empty] | 0 | 0 | 0 | 0% | 0 | 0 | 0 | 0 | 0 | 0 | 0 | 0 | #N/A | #N/A | #N/A | #N/A | #N/A | #N/A | #N/A | 0 | 0 | 0 | #DIV/0!
Total Customer Costs: | G214 | 18230687 | Web Enabled Thermostats {G} | [15 empty] | 0 | 0 | 0 | 0% | 0 | 0 | 0 | 0 | 0 | 0 | 0 | 0 | #N/A | #N/A | #N/A | #N/A | #N/A | #N/A | #N/A | 0 | 0 | 0 | #DIV/0!
392094.15 | [18 empty] | 0 | 0 | 0 | 0% | 0 | 0 | 0 | 0 | 0 | 0 | 0 | 0 | #N/A | #N/A | #N/A | #N/A | #N/A | #N/A | #N/A | 0 | 0 | 0 | #DIV/0!
Weighted Avg Life | [18 empty] | 0 | 0 | 0 | 0% | 0 | 0 | 0 | 0 | 0 | 0 | 0 | 0 | #N/A | #N/A | #N/A | #N/A | #N/A | #N/A | #N/A | 0 | 0 | 0 | #DIV/0!
7 | [18 empty] | 0 | 0 | 0 | 0% | 0 | 0 | 0 | 0 | 0 | 0 | 0 | 0 | #N/A | #N/A | #N/A | #N/A | #N/A | #N/A | #N/A | 0 | 0 | 0 | #DIV/0!
Total Utility Cost | [18 empty] | 0 | 0 | 0 | 0% | 0 | 0 | 0 | 0 | 0 | 0 | 0 | 0 | #N/A | #N/A | #N/A | #N/A | #N/A | #N/A | #N/A | 0 | 0 | 0 | #DIV/0!
1735737.99 | [18 empty] | 0 | 0 | 0 | 0% | 0 | 0 | 0 | 0 | 0 | 0 | 0 | 0 | #N/A | #N/A | #N/A | #N/A | #N/A | #N/A | #N/A | 0 | 0 | 0 | #DIV/0!
Total Resource Cost | [18 empty] | 0 | 0 | 0 | 0% | 0 | 0 | 0 | 0 | 0 | 0 | 0 | 0 | #N/A | #N/A | #N/A | #N/A | #N/A | #N/A | #N/A | 0 | 0 | 0 | #DIV/0!
2127832.14 | [18 empty] | 0 | 0 | 0 | 0% | 0 | 0 | 0 | 0 | 0 | 0 | 0 | 0 | #N/A | #N/A | #N/A | #N/A | #N/A | #N/A | #N/A | 0 | 0 | 0 | #DIV/0!
UC B/C Ratio | [18 empty] | 0 | 0 | 0 | 0% | 0 | 0 | 0 | 0 | 0 | 0 | 0 | 0 | #N/A | #N/A | #N/A | #N/A | #N/A | #N/A | #N/A | 0 | 0 | 0 | #DIV/0!
0.99567 | [18 empty] | 0 | 0 | 0 | 0% | 0 | 0 | 0 | 0 | 0 | 0 | 0 | 0 | #N/A | #N/A | #N/A | #N/A | #N/A | #N/A | #N/A | 0 | 0 | 0 | #DIV/0!
TRC B/C Ratio | [18 empty] | 0 | 0 | 0 | 0% | 0 | 0 | 0 | 0 | 0 | 0 | 0 | 0 | #N/A | #N/A | #N/A | #N/A | #N/A | #N/A | #N/A | 0 | 0 | 0 | #DIV/0!
0.99616 | [18 empty] | 0 | 0 | 0 | 0% | 0 | 0 | 0 | 0 | 0 | 0 | 0 | 0 | #N/A | #N/A | #N/A | #N/A | #N/A | #N/A | #N/A | 0 | 0 | 0 | #DIV/0!
Note on W3: Curtis, Kasey Calculates measure savings as a % of total program savings.
Note on X3: Curtis, Kasey: Uses % of measure savings as a proxy for % of program spending.

## Residential Showerheads {G}
Rtn to Summary |  | Order Number | Program Name | Discount Rate: | 6.8% | [9 empty] | Paste in incentives but use DBtC for Total
| Program: | 18230700 | Residential Showerheads {G}
| paste |  |  | paste | paste | paste | paste | paste | paste | paste | paste | paste | paste | Paste | paste | paste | paste | paste | Formula: G + H | Formula: (O/A10)*T | Formula: N - M | Formula: O/A10 | Formula: W*A8 | Formula: Q - P | Formula: X + DBtC | Formula: Q + X | Formula: Z/(1+GasDiscountRate)^1 | Formula: AA/(1+GasDiscountRate)^1 | Formula: -PV(ElecDiscount Rate,T,R)*J | Formula: -PV(ElecDiscount Rate, T, S)*J |  | AF*J*K |  | AH*J*L | AG + AI |  | AG +AI -AK | formula: Logic to lookup from AC tables and adjust by savings and quantity | Formula: Utility Savings (AM)*1.1+AD+AE | formula: AM/AB | formula: AN/AC
| Sch. No. | Order Number | Program Name | Measure Version | Measure Name | First Period Measure Life | Second period Measure Life | Gas End-Use Type | Number of units offered | Savings per Unit Period 1 | Savngs per Unit Period 2 | Incentives Per Unit | Incremental Measure Cost per Unit | Total First Year Savings | Total Incentive | Total Incremental Measure Cost | Unit First Year Non-Energy Benefits | Unit Annual Net Equipment O&M | Total Measure Life | Weighted Life | Agency or Customer Cost per Unit | Percent Unit overhead | Program Overhead Cost | Total Customer Cost | Total Utility Program Costs | Total Resource Cost | PV Total Utility Program Costs | PV Total Resource Costs | PV Total Non-Energy Benefits | PV Total Net Equipment O&M | Unit PV First period Savings for 1 therm | Total First Period Savings | Unit PV Savings for Second Period for 1 therm | Total Second period Savings | Unadjusted Total | Decrement | Final UC Total Savings | PV Total Savings UC | PV Total Savings TRC | UC B/C Ratio | TRC B/C Ratio
DBTC: | G214 | 18230700 | Residential Showerheads {G} | [15 empty] | 0 | #DIV/0! | 0 | #DIV/0! | #DIV/0! | 0 | #DIV/0! | #DIV/0! | #DIV/0! | #DIV/0! | 0 | 0 | #N/A | #N/A | #N/A | #N/A | #N/A | #N/A | #N/A | 0 | 0 | 0 | #DIV/0!
#N/A | G214 | 18230700 | Residential Showerheads {G} | [15 empty] | 0 | #DIV/0! | 0 | #DIV/0! | #DIV/0! | 0 | #DIV/0! | #DIV/0! | #DIV/0! | #DIV/0! | 0 | 0 | #N/A | #N/A | #N/A | #N/A | #N/A | #N/A | #N/A | 0 | 0 | 0 | #DIV/0!
Program Costs: | G214 | 18230700 | Residential Showerheads {G} | [15 empty] | 0 | #DIV/0! | 0 | #DIV/0! | #DIV/0! | 0 | #DIV/0! | #DIV/0! | #DIV/0! | #DIV/0! | 0 | 0 | #N/A | #N/A | #N/A | #N/A | #N/A | #N/A | #N/A | 0 | 0 | 0 | #DIV/0!
#N/A | G214 | 18230700 | Residential Showerheads {G} | [15 empty] | 0 | #DIV/0! | 0 | #DIV/0! | #DIV/0! | 0 | #DIV/0! | #DIV/0! | #DIV/0! | #DIV/0! | 0 | 0 | #N/A | #N/A | #N/A | #N/A | #N/A | #N/A | #N/A | 0 | 0 | 0 | #DIV/0!
Total Savings (therm): | G214 | 18230700 | Residential Showerheads {G} | [15 empty] | 0 | #DIV/0! | 0 | #DIV/0! | #DIV/0! | 0 | #DIV/0! | #DIV/0! | #DIV/0! | #DIV/0! | 0 | 0 | #N/A | #N/A | #N/A | #N/A | #N/A | #N/A | #N/A | 0 | 0 | 0 | #DIV/0!
0 | G214 | 18230700 | Residential Showerheads {G} | [15 empty] | 0 | #DIV/0! | 0 | #DIV/0! | #DIV/0! | 0 | #DIV/0! | #DIV/0! | #DIV/0! | #DIV/0! | 0 | 0 | #N/A | #N/A | #N/A | #N/A | #N/A | #N/A | #N/A | 0 | 0 | 0 | #DIV/0!
Total Incentives: | G214 | 18230700 | Residential Showerheads {G} | [15 empty] | 0 | #DIV/0! | 0 | #DIV/0! | #DIV/0! | 0 | #DIV/0! | #DIV/0! | #DIV/0! | #DIV/0! | 0 | 0 | #N/A | #N/A | #N/A | #N/A | #N/A | #N/A | #N/A | 0 | 0 | 0 | #DIV/0!
0 | G214 | 18230700 | Residential Showerheads {G} | [15 empty] | 0 | #DIV/0! | 0 | #DIV/0! | #DIV/0! | 0 | #DIV/0! | #DIV/0! | #DIV/0! | #DIV/0! | 0 | 0 | #N/A | #N/A | #N/A | #N/A | #N/A | #N/A | #N/A | 0 | 0 | 0 | #DIV/0!
Total Customer Costs: | G214 | 18230700 | Residential Showerheads {G} | [15 empty] | 0 | #DIV/0! | 0 | #DIV/0! | #DIV/0! | 0 | #DIV/0! | #DIV/0! | #DIV/0! | #DIV/0! | 0 | 0 | #N/A | #N/A | #N/A | #N/A | #N/A | #N/A | #N/A | 0 | 0 | 0 | #DIV/0!
0 | G214 | 18230700 | Residential Showerheads {G} | [15 empty] | 0 | #DIV/0! | 0 | #DIV/0! | #DIV/0! | 0 | #DIV/0! | #DIV/0! | #DIV/0! | #DIV/0! | 0 | 0 | #N/A | #N/A | #N/A | #N/A | #N/A | #N/A | #N/A | 0 | 0 | 0 | #DIV/0!
Weighted Avg Life | G214 | 18230700 | Residential Showerheads {G} | [15 empty] | 0 | #DIV/0! | 0 | #DIV/0! | #DIV/0! | 0 | #DIV/0! | #DIV/0! | #DIV/0! | #DIV/0! | 0 | 0 | #N/A | #N/A | #N/A | #N/A | #N/A | #N/A | #N/A | 0 | 0 | 0 | #DIV/0!
#DIV/0! | G214 | 18230700 | Residential Showerheads {G} | [15 empty] | 0 | #DIV/0! | 0 | #DIV/0! | #DIV/0! | 0 | #DIV/0! | #DIV/0! | #DIV/0! | #DIV/0! | 0 | 0 | #N/A | #N/A | #N/A | #N/A | #N/A | #N/A | #N/A | 0 | 0 | 0 | #DIV/0!
Total Utility Cost | G214 | 18230700 | Residential Showerheads {G} | [15 empty] | 0 | #DIV/0! | 0 | #DIV/0! | #DIV/0! | 0 | #DIV/0! | #DIV/0! | #DIV/0! | #DIV/0! | 0 | 0 | #N/A | #N/A | #N/A | #N/A | #N/A | #N/A | #N/A | 0 | 0 | 0 | #DIV/0!
#N/A | G214 | 18230700 | Residential Showerheads {G} | [15 empty] | 0 | #DIV/0! | 0 | #DIV/0! | #DIV/0! | 0 | #DIV/0! | #DIV/0! | #DIV/0! | #DIV/0! | 0 | 0 | #N/A | #N/A | #N/A | #N/A | #N/A | #N/A | #N/A | 0 | 0 | 0 | #DIV/0!
Total Resource Cost | [18 empty] | 0 | #DIV/0! | 0 | #DIV/0! | #DIV/0! | 0 | #DIV/0! | #DIV/0! | #DIV/0! | #DIV/0! | 0 | 0 | #N/A | #N/A | #N/A | #N/A | #N/A | #N/A | #N/A | 0 | 0 | 0 | #DIV/0!
#N/A | [18 empty] | 0 | #DIV/0! | 0 | #DIV/0! | #DIV/0! | 0 | #DIV/0! | #DIV/0! | #DIV/0! | #DIV/0! | 0 | 0 | #N/A | #N/A | #N/A | #N/A | #N/A | #N/A | #N/A | 0 | 0 | 0 | #DIV/0!
UC B/C Ratio | [18 empty] | 0 | #DIV/0! | 0 | #DIV/0! | #DIV/0! | 0 | #DIV/0! | #DIV/0! | #DIV/0! | #DIV/0! | 0 | 0 | #N/A | #N/A | #N/A | #N/A | #N/A | #N/A | #N/A | 0 | 0 | 0 | #DIV/0!
#DIV/0! | [18 empty] | 0 | #DIV/0! | 0 | #DIV/0! | #DIV/0! | 0 | #DIV/0! | #DIV/0! | #DIV/0! | #DIV/0! | 0 | 0 | #N/A | #N/A | #N/A | #N/A | #N/A | #N/A | #N/A | 0 | 0 | 0 | #DIV/0!
TRC B/C Ratio | [18 empty] | 0 | #DIV/0! | 0 | #DIV/0! | #DIV/0! | 0 | #DIV/0! | #DIV/0! | #DIV/0! | #DIV/0! | 0 | 0 | #N/A | #N/A | #N/A | #N/A | #N/A | #N/A | #N/A | 0 | 0 | 0 | #DIV/0!
#DIV/0! | [18 empty] | 0 | #DIV/0! | 0 | #DIV/0! | #DIV/0! | 0 | #DIV/0! | #DIV/0! | #DIV/0! | #DIV/0! | 0 | 0 | #N/A | #N/A | #N/A | #N/A | #N/A | #N/A | #N/A | 0 | 0 | 0 | #DIV/0!
Note on W3: Curtis, Kasey Calculates measure savings as a % of total program savings.
Note on X3: Curtis, Kasey: Uses % of measure savings as a proxy for % of program spending.

## SF Existing Weatherization {G}
Rtn to Summary |  | Order Number | Program Name | Discount Rate: | 6.8% | [9 empty] | Paste in incentives but use DBtC for Total
| Program: | 18230637 | SF Existing Weatherization {G}
| paste |  |  | paste | paste | paste | paste | paste | paste | paste | paste | paste | paste | Paste | paste | paste | paste | paste | Formula: G + H | Formula: (O/A10)*T | Formula: N - M | Formula: O/A10 | Formula: W*A8 | Formula: Q - P | Formula: X + DBtC | Formula: Q + X | Formula: Z/(1+GasDiscountRate)^1 | Formula: AA/(1+GasDiscountRate)^1 | Formula: -PV(ElecDiscount Rate,T,R)*J | Formula: -PV(ElecDiscount Rate, T, S)*J |  | AF*J*K |  | AH*J*L | AG + AI |  | AG +AI -AK | formula: Logic to lookup from AC tables and adjust by savings and quantity | Formula: Utility Savings (AM)*1.1+AD+AE | formula: AM/AB | formula: AN/AC
| Sch. No. | Order Number | Program Name | Measure Version | Measure Name | First Period Measure Life | Second period Measure Life | Gas End-Use Type | Number of units offered | Savings per Unit Period 1 | Savngs per Unit Period 2 | Incentives Per Unit | Incremental Measure Cost per Unit | Total First Year Savings | Total Incentive | Total Incremental Measure Cost | Unit First Year Non-Energy Benefits | Unit Annual Net Equipment O&M | Total Measure Life | Weighted Life | Agency or Customer Cost per Unit | Percent Unit overhead | Program Overhead Cost | Total Customer Cost | Total Utility Program Costs | Total Resource Cost | PV Total Utility Program Costs | PV Total Resource Costs | PV Total Non-Energy Benefits | PV Total Net Equipment O&M | Unit PV First period Savings for 1 therm | Total First Period Savings | Unit PV Savings for Second Period for 1 therm | Total Second period Savings | Unadjusted Total | Decrement | Final UC Total Savings | PV Total Savings UC | PV Total Savings TRC | UC B/C Ratio | TRC B/C Ratio
DBTC: | G214 | 18230637 | SF Existing Weatherization {G} | 13875 | Duct Sealing and Insulation - GH - SF or DX | 20 |  | SF Space Heat | 1400 | 75.32 |  | 1000 | 1000 | 105448 | 1400000 | 1400000 | 37.9019 |  | 20 | 4.2173 | 0 | 21.09% | 108303.3441 | 0 | 2613685.7888 | 1508303.3441 | 2447271.3378 | 1412269.0488 | 570991.8708 | 0 | 19.3955 | 2045221.0656 | 19.3955 | 0 | 2045221.0656 | 0 | 2045221.0656 | 2045221.0656 | 2820735.043 | 0.83571 | 1.9973
11881542.15 | G214 | 18230637 | SF Existing Weatherization {G} | 12557 | Windows - Double Pane - Metal Frame - to U30 - NG - MH | 25 |  | SF Space Heat | 1115.95 | 0.3295 |  | 200 | 26.07 | 367.7055 | 6800 | 886.38 | 0 |  | 25 | 0.018382 | -173.93 | 0.07353% | 377.6623 | -5913.62 | 9114.1293 | 1264.0423 | 8533.8289 | 1183.5602 | 0 | 0 | 22.8913 | 8417.2525 | 22.8913 | 0 | 8417.2525 | 0 | 8417.2525 | 8417.2525 | 9258.9778 | 0.98634 | 7.823
Program Costs: | G214 | 18230637 | SF Existing Weatherization {G} | 12653 | Windows - Single Pane - to U30 - GH - SF or DX - MI | 45 |  | SF Space Heat | 9098.6333 | 0.3811 |  | 200 | 31.8 | 3467.4892 | 22400 | 3561.6 | 0 |  | 45 | 0.31203 | -168.2 | 0.6934% | 3561.3826 | -18838.4 | 85946.8852 | 7122.9826 | 80474.6116 | 6669.4594 | 0 | 0 | 37.5699 | 130273.3636 | 37.5699 | 0 | 130273.3636 | 0 | 130273.3636 | 130273.3636 | 143300.6999 | 1.6188 | 21.4861
513618.49 | G214 | 18230637 | SF Existing Weatherization {G} | 13238 | Windows - Double Pane - Metal Frame - to U22 - GH - SF or DX | 45 |  | SF Space Heat | 15144.25 | 0.2635 |  | 100 | 36.94 | 3990.5099 | 24300 | 8976.42 | 0 |  | 45 | 0.35909 | -63.06 | 0.798% | 4098.5658 | -15323.58 | 98910.7328 | 13074.9858 | 92613.0457 | 12242.496 | 0 | 0 | 37.5699 | 149923.2209 | 37.5699 | 0 | 149923.2209 | 0 | 149923.2209 | 149923.2209 | 164915.543 | 1.6188 | 13.4707
Total Savings (therm): | G214 | 18230637 | SF Existing Weatherization {G} | 13239 | Windows - Double Pane - Metal Frame - to U22 - GH - SF or DX - MI | 45 |  | SF Space Heat | 2023 | 0.2635 |  | 200 | 36.94 | 533.0605 | 2000 | 369.4 | 0 |  | 45 | 0.047968 | -163.06 | 0.1066% | 547.4948 | -1630.6 | 13212.6987 | 916.8948 | 12371.4407 | 858.5158 | 0 | 0 | 37.5699 | 20027.0516 | 37.5699 | 0 | 20027.0516 | 0 | 20027.0516 | 20027.0516 | 22029.7567 | 1.6188 | 25.6603
500077.2873 | G214 | 18230637 | SF Existing Weatherization {G} | 13248 | Windows - Single Pane - to U22 - GH - SF or DX | 45 |  | SF Space Heat | 14826.7833 | 0.4243 |  | 100 | 36.94 | 6291.0042 | 27300 | 10084.62 | 0 |  | 45 | 0.5661 | -63.06 | 1.258% | 6461.3534 | -17215.38 | 155931.9114 | 16545.9734 | 146003.6623 | 15492.4844 | 0 | 0 | 37.5699 | 236352.6559 | 37.5699 | 0 | 236352.6559 | 0 | 236352.6559 | 236352.6559 | 259987.9215 | 1.6188 | 16.7816
Total Incentives: | G214 | 18230637 | SF Existing Weatherization {G} | 13249 | Windows - Single Pane - to U22 - GH - SF or DX - MI | 45 |  | SF Space Heat | 1451.9 | 0.4243 |  | 200 | 36.94 | 616.0412 | 1600 | 295.52 | 0 |  | 45 | 0.055435 | -163.06 | 0.1232% | 632.7225 | -1304.48 | 15269.4982 | 928.2425 | 14297.283 | 869.1409 | 0 | 0 | 37.5699 | 23144.6305 | 37.5699 | 0 | 23144.6305 | 0 | 23144.6305 | 23144.6305 | 25459.0935 | 1.6188 | 29.2923
11293085.25 | G214 | 18230637 | SF Existing Weatherization {G} | 13769 | Windows - Single Pane - to U30 - GH - MH | 25 |  | SF Space Heat | 1024.8833 | 0.7637 |  | 200 | 26.07 | 782.7034 | 6800 | 886.38 | 0 |  | 25 | 0.039129 | -173.93 | 0.1565% | 803.8976 | -5913.62 | 19400.47 | 1690.2776 | 18165.2341 | 1582.6569 | 0 | 0 | 22.8913 | 17917.0878 | 22.8913 | 0 | 17917.0878 | 0 | 17917.0878 | 17917.0878 | 19708.7966 | 0.98634 | 12.453
Total Customer Costs: | G214 | 18230637 | SF Existing Weatherization {G} | 13770 | Windows - Single Pane - to U30 - GH - SF or DX | 45 |  | SF Space Heat | 84372.6167 | 0.3811 |  | 50 | 31.8 | 32154.4042 | 347250 | 220851 | 0 |  | 45 | 2.8934 | -18.2 | 6.43% | 33025.0882 | -126399 | 796994.8158 | 253876.0882 | 746249.8275 | 237711.6931 | 0 | 0 | 37.5699 | 1208039.0717 | 37.5699 | 0 | 1208039.0717 | 0 | 1208039.0717 | 1208039.0717 | 1328842.9789 | 1.6188 | 5.5901
1768576.25 | G214 | 18230637 | SF Existing Weatherization {G} | 12703 | Sealing - Air - Attic - GH - SF or DX | 45 |  | SF Space Heat | 1400000 | 0.01 |  | 0.2 | 0.2 | 14000 | 280000 | 280000 | 0 |  | 45 | 1.2598 | 0 | 2.8% | 14379.0951 | 0 | 347010.8588 | 294379.0951 | 324916.5345 | 275635.8568 | 0 | 0 | 37.5699 | 525979.1751 | 37.5699 | 0 | 525979.1751 | 0 | 525979.1751 | 525979.1751 | 578577.0926 | 1.6188 | 2.0991
Weighted Avg Life | G214 | 18230637 | SF Existing Weatherization {G} | 12707 | Sealing - Air - Floor - GH - SF or DX | 45 |  | SF Space Heat | 2300000 | 0.01 |  | 0.2 | 0.2 | 23000 | 460000 | 460000 | 0 |  | 45 | 2.0697 | 0 | 4.599% | 23622.7991 | 0 | 570089.2681 | 483622.7991 | 533791.4495 | 452830.3362 | 0 | 0 | 37.5699 | 864108.6449 | 37.5699 | 0 | 864108.6449 | 0 | 864108.6449 | 864108.6449 | 950519.5094 | 1.6188 | 2.0991
39.3088 | G214 | 18230637 | SF Existing Weatherization {G} | 12715 | Sealing - Duct - GH - MH | 18 |  | SF Space Heat | 5 | 18.96 |  | 550 | 549 | 94.8 | 2750 | 2745 | 37.7984 |  | 18 | 0.0034123 | -1 | 0.01896% | 97.367 | -5 | 2349.7592 | 2842.367 | 2200.1491 | 2661.3923 | 1928.8379 | 0 | 17.8761 | 1694.6523 | 17.8761 | 0 | 1694.6523 | 0 | 1694.6523 | 1694.6523 | 3792.9554 | 0.77024 | 1.4252
Total Utility Cost | G214 | 18230637 | SF Existing Weatherization {G} | 13883 | Sealing - Duct - GH - SF or DX | 20 |  | SF Space Heat | 230 | 31 |  | 550 | 526.95 | 7130 | 126500 | 121198.5 | 25.8836 |  | 20 | 0.28516 | -23.05 | 1.426% | 7323.0677 | -5301.5 | 176727.6731 | 128521.5677 | 165475.3494 | 120338.5465 | 64060.9572 | 0 | 19.3955 | 138290.2113 | 19.3955 | 0 | 138290.2113 | 0 | 138290.2113 | 138290.2113 | 216180.1896 | 0.83571 | 1.7964
12395160.64 | G214 | 18230637 | SF Existing Weatherization {G} | 12551 | Insulation - Attic - R0 to R22 - NG - MH - Pre HUD | 25 |  | SF Space Heat | 1013 | 0.0311 |  | 1.75 | 1.36 | 31.5043 | 1772.75 | 1377.68 | 0.0476 |  | 25 | 0.001575 | -0.39 | 0.0063% | 32.3574 | -395.07 | 780.881 | 1410.0374 | 731.162 | 1320.2597 | 572.1928 | 0 | 22.8913 | 721.174 | 22.8913 | 0 | 721.174 | 0 | 721.174 | 721.174 | 1365.4842 | 0.98634 | 1.0343
Total Resource Cost | G214 | 18230637 | SF Existing Weatherization {G} | 13888 | Insulation - Attic - R0 to R49 - GH - SF or DX | 45 |  | SF Space Heat | 400000 | 0.2263 |  | 1.75 | 2 | 90520 | 700000 | 800000 | 0.0944 |  | 45 | 8.1455 | 0.25 | 18.1% | 92971.1205 | 100000 | 2243673.0673 | 892971.1205 | 2100817.4788 | 836115.2813 | 526532.2753 | 0 | 37.5699 | 3400831.0667 | 37.5699 | 0 | 3400831.0667 | 0 | 3400831.0667 | 3400831.0667 | 4267446.4486 | 1.6188 | 5.1039
13575279.99 | G214 | 18230637 | SF Existing Weatherization {G} | 13894 | Insulation - Attic - R11 to R49 - GH - SF or DX | 45 |  | SF Space Heat | 700000 | 0.0786 |  | 1.75 | 1.65 | 55020 | 1225000 | 1155000 | 0.1049 |  | 45 | 4.951 | -0.1 | 11% | 56509.8437 | -70000 | 1363752.6753 | 1211509.8437 | 1276921.9806 | 1134372.5128 | 1023921.2122 | 0 | 37.5699 | 2067098.1583 | 37.5699 | 0 | 2067098.1583 | 0 | 2067098.1583 | 2067098.1583 | 3297729.1863 | 1.6188 | 2.9071
UC B/C Ratio | G214 | 18230637 | SF Existing Weatherization {G} | 13897 | Insulation - Floor - R0 to R22 - GH - MH | 25 |  | SF Space Heat | 5000 | 0.0428 |  | 2.5 | 2.23 | 214 | 12500 | 11150 | 0.0816 |  | 25 | 0.010698 | -0.27 | 0.04279% | 219.7947 | -1350 | 5304.3088 | 11369.7947 | 4966.5813 | 10645.8752 | 4841.5696 | 0 | 22.8913 | 4898.7353 | 22.8913 | 0 | 4898.7353 | 0 | 4898.7353 | 4898.7353 | 10230.1785 | 0.98634 | 0.96095
1.4405 | G214 | 18230637 | SF Existing Weatherization {G} | 13903 | Insulation - Floor - R0 to R30 - GH - SF or DX | 45 |  | SF Space Heat | 2250000 | 0.055 |  | 2.5 | 3.17 | 123750 | 5625000 | 7132500 | 0.0572 |  | 45 | 11.1358 | 0.67 | 24.75% | 127100.9297 | 1507500 | 3067328.1273 | 7259600.9297 | 2872030.0817 | 6797379.1477 | 1794616.0972 | 0 | 37.5699 | 4649280.2088 | 37.5699 | 0 | 4649280.2088 | 0 | 4649280.2088 | 4649280.2088 | 6908824.3268 | 1.6188 | 1.0164
TRC B/C Ratio | G214 | 18230637 | SF Existing Weatherization {G} | 13910 | Insulation - Wall - R0 to R13 - GH - SF or DX | 45 |  | SF Space Heat | 220000 | 0.0451 |  | 2.5 | 3.01 | 9922 | 550000 | 662200 | 0.025 |  | 45 | 0.89284 | 0.51 | 1.984% | 10190.6701 | 112200 | 245931.553 | 672390.6701 | 230272.9897 | 629579.2791 | 76692.9956 | 0 | 37.5699 | 372768.9554 | 37.5699 | 0 | 372768.9554 | 0 | 372768.9554 | 372768.9554 | 486738.8466 | 1.6188 | 0.77312
1.7666 | G214 | 18230637 | SF Existing Weatherization {G} | 12554 | Insulation - Attic - R0 to R30 - NG - MH - HUD | 25 |  | SF Space Heat | 1350 | 0.0419 |  | 1.75 | 1.54 | 56.565 | 2362.5 | 2079 | 0 |  | 25 | 0.0028278 | -0.21 | 0.01131% | 58.0967 | -283.5 | 1402.0478 | 2137.0967 | 1312.7788 | 2001.0269 | 0 | 0 | 22.8913 | 1294.8456 | 22.8913 | 0 | 1294.8456 | 0 | 1294.8456 | 1294.8456 | 1424.3302 | 0.98634 | 0.7118
| G214 | 18230637 | SF Existing Weatherization {G} | NEW | Insulation - Attic - R19 to R49 - GH - SF or DX | 45 |  | SF Space Heat | 625000 | 0.0363 |  | 0.75 | 1.26 | 22687.5 | 468750 | 787500 | 0 |  | 45 | 2.0416 | 0.51 | 4.537% | 23301.8371 | 318750 | 562343.49 | 810801.8371 | 526538.8483 | 759177.7501 | 0 | 0 | 37.5699 | 852368.0383 | 37.5699 | 0 | 852368.0383 | 0 | 852368.0383 | 852368.0383 | 937604.8421 | 1.6188 | 1.235
| G214 | 18230637 | SF Existing Weatherization {G} | [15 empty] | 0 | 0 | 0 | 0% | 0 | 0 | 0 | 0 | 0 | 0 | 0 | 0 | #N/A | #N/A | #N/A | #N/A | #N/A | #N/A | #N/A | 0 | 0 | 0 | #DIV/0!
| G214 | 18230637 | SF Existing Weatherization {G} | [15 empty] | 0 | 0 | 0 | 0% | 0 | 0 | 0 | 0 | 0 | 0 | 0 | 0 | #N/A | #N/A | #N/A | #N/A | #N/A | #N/A | #N/A | 0 | 0 | 0 | #DIV/0!
| G214 | 18230637 | SF Existing Weatherization {G} | [15 empty] | 0 | 0 | 0 | 0% | 0 | 0 | 0 | 0 | 0 | 0 | 0 | 0 | #N/A | #N/A | #N/A | #N/A | #N/A | #N/A | #N/A | 0 | 0 | 0 | #DIV/0!
| G214 | 18230637 | SF Existing Weatherization {G} | [15 empty] | 0 | 0 | 0 | 0% | 0 | 0 | 0 | 0 | 0 | 0 | 0 | 0 | #N/A | #N/A | #N/A | #N/A | #N/A | #N/A | #N/A | 0 | 0 | 0 | #DIV/0!
| G214 | 18230637 | SF Existing Weatherization {G} | [15 empty] | 0 | 0 | 0 | 0% | 0 | 0 | 0 | 0 | 0 | 0 | 0 | 0 | #N/A | #N/A | #N/A | #N/A | #N/A | #N/A | #N/A | 0 | 0 | 0 | #DIV/0!
| G214 | 18230637 | SF Existing Weatherization {G} | [15 empty] | 0 | 0 | 0 | 0% | 0 | 0 | 0 | 0 | 0 | 0 | 0 | 0 | #N/A | #N/A | #N/A | #N/A | #N/A | #N/A | #N/A | 0 | 0 | 0 | #DIV/0!
| G214 | 18230637 | SF Existing Weatherization {G} | [15 empty] | 0 | 0 | 0 | 0% | 0 | 0 | 0 | 0 | 0 | 0 | 0 | 0 | #N/A | #N/A | #N/A | #N/A | #N/A | #N/A | #N/A | 0 | 0 | 0 | #DIV/0!
| G214 | 18230637 | SF Existing Weatherization {G} | [15 empty] | 0 | 0 | 0 | 0% | 0 | 0 | 0 | 0 | 0 | 0 | 0 | 0 | #N/A | #N/A | #N/A | #N/A | #N/A | #N/A | #N/A | 0 | 0 | 0 | #DIV/0!
| G214 | 18230637 | SF Existing Weatherization {G} | [15 empty] | 0 | 0 | 0 | 0% | 0 | 0 | 0 | 0 | 0 | 0 | 0 | 0 | #N/A | #N/A | #N/A | #N/A | #N/A | #N/A | #N/A | 0 | 0 | 0 | #DIV/0!
| G214 | 18230637 | SF Existing Weatherization {G} | [15 empty] | 0 | 0 | 0 | 0% | 0 | 0 | 0 | 0 | 0 | 0 | 0 | 0 | #N/A | #N/A | #N/A | #N/A | #N/A | #N/A | #N/A | 0 | 0 | 0 | #DIV/0!
| G214 | 18230637 | SF Existing Weatherization {G} | [15 empty] | 0 | 0 | 0 | 0% | 0 | 0 | 0 | 0 | 0 | 0 | 0 | 0 | #N/A | #N/A | #N/A | #N/A | #N/A | #N/A | #N/A | 0 | 0 | 0 | #DIV/0!
| G214 | 18230637 | SF Existing Weatherization {G} | [15 empty] | 0 | 0 | 0 | 0% | 0 | 0 | 0 | 0 | 0 | 0 | 0 | 0 | #N/A | #N/A | #N/A | #N/A | #N/A | #N/A | #N/A | 0 | 0 | 0 | #DIV/0!
| G214 | 18230637 | SF Existing Weatherization {G} | [15 empty] | 0 | 0 | 0 | 0% | 0 | 0 | 0 | 0 | 0 | 0 | 0 | 0 | #N/A | #N/A | #N/A | #N/A | #N/A | #N/A | #N/A | 0 | 0 | 0 | #DIV/0!
| G214 | 18230637 | SF Existing Weatherization {G} | [15 empty] | 0 | 0 | 0 | 0% | 0 | 0 | 0 | 0 | 0 | 0 | 0 | 0 | #N/A | #N/A | #N/A | #N/A | #N/A | #N/A | #N/A | 0 | 0 | 0 | #DIV/0!
| G214 | 18230637 | SF Existing Weatherization {G} | [15 empty] | 0 | 0 | 0 | 0% | 0 | 0 | 0 | 0 | 0 | 0 | 0 | 0 | #N/A | #N/A | #N/A | #N/A | #N/A | #N/A | #N/A | 0 | 0 | 0 | #DIV/0!
| G214 | 18230637 | SF Existing Weatherization {G} | [15 empty] | 0 | 0 | 0 | 0% | 0 | 0 | 0 | 0 | 0 | 0 | 0 | 0 | #N/A | #N/A | #N/A | #N/A | #N/A | #N/A | #N/A | 0 | 0 | 0 | #DIV/0!
| G214 | 18230637 | SF Existing Weatherization {G} | [15 empty] | 0 | 0 | 0 | 0% | 0 | 0 | 0 | 0 | 0 | 0 | 0 | 0 | #N/A | #N/A | #N/A | #N/A | #N/A | #N/A | #N/A | 0 | 0 | 0 | #DIV/0!
| G214 | 18230637 | SF Existing Weatherization {G} | [15 empty] | 0 | 0 | 0 | 0% | 0 | 0 | 0 | 0 | 0 | 0 | 0 | 0 | #N/A | #N/A | #N/A | #N/A | #N/A | #N/A | #N/A | 0 | 0 | 0 | #DIV/0!
| G214 | 18230637 | SF Existing Weatherization {G} | [15 empty] | 0 | 0 | 0 | 0% | 0 | 0 | 0 | 0 | 0 | 0 | 0 | 0 | #N/A | #N/A | #N/A | #N/A | #N/A | #N/A | #N/A | 0 | 0 | 0 | #DIV/0!
[19 empty] | 0 | 0 | 0 | 0% | 0 | 0 | 0 | 0 | 0 | 0 | 0 | 0 | #N/A | #N/A | #N/A | #N/A | #N/A | #N/A | #N/A | 0 | 0 | 0 | #DIV/0!
[19 empty] | 0 | 0 | 0 | 0% | 0 | 0 | 0 | 0 | 0 | 0 | 0 | 0 | #N/A | #N/A | #N/A | #N/A | #N/A | #N/A | #N/A | 0 | 0 | 0 | #DIV/0!
[19 empty] | 0 | 0 | 0 | 0% | 0 | 0 | 0 | 0 | 0 | 0 | 0 | 0 | #N/A | #N/A | #N/A | #N/A | #N/A | #N/A | #N/A | 0 | 0 | 0 | #DIV/0!
[19 empty] | 0 | 0 | 0 | 0% | 0 | 0 | 0 | 0 | 0 | 0 | 0 | 0 | #N/A | #N/A | #N/A | #N/A | #N/A | #N/A | #N/A | 0 | 0 | 0 | #DIV/0!
[19 empty] | 0 | 0 | 0 | 0% | 0 | 0 | 0 | 0 | 0 | 0 | 0 | 0 | #N/A | #N/A | #N/A | #N/A | #N/A | #N/A | #N/A | 0 | 0 | 0 | #DIV/0!
[19 empty] | 0 | 0 | 0 | 0% | 0 | 0 | 0 | 0 | 0 | 0 | 0 | 0 | #N/A | #N/A | #N/A | #N/A | #N/A | #N/A | #N/A | 0 | 0 | 0 | #DIV/0!
[19 empty] | 0 | 0 | 0 | 0% | 0 | 0 | 0 | 0 | 0 | 0 | 0 | 0 | #N/A | #N/A | #N/A | #N/A | #N/A | #N/A | #N/A | 0 | 0 | 0 | #DIV/0!
[19 empty] | 0 | 0 | 0 | 0% | 0 | 0 | 0 | 0 | 0 | 0 | 0 | 0 | #N/A | #N/A | #N/A | #N/A | #N/A | #N/A | #N/A | 0 | 0 | 0 | #DIV/0!
[19 empty] | 0 | 0 | 0 | 0% | 0 | 0 | 0 | 0 | 0 | 0 | 0 | 0 | #N/A | #N/A | #N/A | #N/A | #N/A | #N/A | #N/A | 0 | 0 | 0 | #DIV/0!
[19 empty] | 0 | 0 | 0 | 0% | 0 | 0 | 0 | 0 | 0 | 0 | 0 | 0 | #N/A | #N/A | #N/A | #N/A | #N/A | #N/A | #N/A | 0 | 0 | 0 | #DIV/0!
[19 empty] | 0 | 0 | 0 | 0% | 0 | 0 | 0 | 0 | 0 | 0 | 0 | 0 | #N/A | #N/A | #N/A | #N/A | #N/A | #N/A | #N/A | 0 | 0 | 0 | #DIV/0!
[19 empty] | 0 | 0 | 0 | 0% | 0 | 0 | 0 | 0 | 0 | 0 | 0 | 0 | #N/A | #N/A | #N/A | #N/A | #N/A | #N/A | #N/A | 0 | 0 | 0 | #DIV/0!
[19 empty] | 0 | 0 | 0 | 0% | 0 | 0 | 0 | 0 | 0 | 0 | 0 | 0 | #N/A | #N/A | #N/A | #N/A | #N/A | #N/A | #N/A | 0 | 0 | 0 | #DIV/0!
[19 empty] | 0 | 0 | 0 | 0% | 0 | 0 | 0 | 0 | 0 | 0 | 0 | 0 | #N/A | #N/A | #N/A | #N/A | #N/A | #N/A | #N/A | 0 | 0 | 0 | #DIV/0!
[19 empty] | 0 | 0 | 0 | 0% | 0 | 0 | 0 | 0 | 0 | 0 | 0 | 0 | #N/A | #N/A | #N/A | #N/A | #N/A | #N/A | #N/A | 0 | 0 | 0 | #DIV/0!
[19 empty] | 0 | 0 | 0 | 0% | 0 | 0 | 0 | 0 | 0 | 0 | 0 | 0 | #N/A | #N/A | #N/A | #N/A | #N/A | #N/A | #N/A | 0 | 0 | 0 | #DIV/0!
[19 empty] | 0 | 0 | 0 | 0% | 0 | 0 | 0 | 0 | 0 | 0 | 0 | 0 | #N/A | #N/A | #N/A | #N/A | #N/A | #N/A | #N/A | 0 | 0 | 0 | #DIV/0!
[19 empty] | 0 | 0 | 0 | 0% | 0 | 0 | 0 | 0 | 0 | 0 | 0 | 0 | #N/A | #N/A | #N/A | #N/A | #N/A | #N/A | #N/A | 0 | 0 | 0 | #DIV/0!
[19 empty] | 0 | 0 | 0 | 0% | 0 | 0 | 0 | 0 | 0 | 0 | 0 | 0 | #N/A | #N/A | #N/A | #N/A | #N/A | #N/A | #N/A | 0 | 0 | 0 | #DIV/0!
[19 empty] | 0 | 0 | 0 | 0% | 0 | 0 | 0 | 0 | 0 | 0 | 0 | 0 | #N/A | #N/A | #N/A | #N/A | #N/A | #N/A | #N/A | 0 | 0 | 0 | #DIV/0!
[19 empty] | 0 | 0 | 0 | 0% | 0 | 0 | 0 | 0 | 0 | 0 | 0 | 0 | #N/A | #N/A | #N/A | #N/A | #N/A | #N/A | #N/A | 0 | 0 | 0 | #DIV/0!
[19 empty] | 0 | 0 | 0 | 0% | 0 | 0 | 0 | 0 | 0 | 0 | 0 | 0 | #N/A | #N/A | #N/A | #N/A | #N/A | #N/A | #N/A | 0 | 0 | 0 | #DIV/0!
[19 empty] | 0 | 0 | 0 | 0% | 0 | 0 | 0 | 0 | 0 | 0 | 0 | 0 | #N/A | #N/A | #N/A | #N/A | #N/A | #N/A | #N/A | 0 | 0 | 0 | #DIV/0!
[19 empty] | 0 | 0 | 0 | 0% | 0 | 0 | 0 | 0 | 0 | 0 | 0 | 0 | #N/A | #N/A | #N/A | #N/A | #N/A | #N/A | #N/A | 0 | 0 | 0 | #DIV/0!
[19 empty] | 0 | 0 | 0 | 0% | 0 | 0 | 0 | 0 | 0 | 0 | 0 | 0 | #N/A | #N/A | #N/A | #N/A | #N/A | #N/A | #N/A | 0 | 0 | 0 | #DIV/0!
[19 empty] | 0 | 0 | 0 | 0% | 0 | 0 | 0 | 0 | 0 | 0 | 0 | 0 | #N/A | #N/A | #N/A | #N/A | #N/A | #N/A | #N/A | 0 | 0 | 0 | #DIV/0!
[19 empty] | 0 | 0 | 0 | 0% | 0 | 0 | 0 | 0 | 0 | 0 | 0 | 0 | #N/A | #N/A | #N/A | #N/A | #N/A | #N/A | #N/A | 0 | 0 | 0 | #DIV/0!
[19 empty] | 0 | 0 | 0 | 0% | 0 | 0 | 0 | 0 | 0 | 0 | 0 | 0 | #N/A | #N/A | #N/A | #N/A | #N/A | #N/A | #N/A | 0 | 0 | 0 | #DIV/0!
[19 empty] | 0 | 0 | 0 | 0% | 0 | 0 | 0 | 0 | 0 | 0 | 0 | 0 | #N/A | #N/A | #N/A | #N/A | #N/A | #N/A | #N/A | 0 | 0 | 0 | #DIV/0!
[19 empty] | 0 | 0 | 0 | 0% | 0 | 0 | 0 | 0 | 0 | 0 | 0 | 0 | #N/A | #N/A | #N/A | #N/A | #N/A | #N/A | #N/A | 0 | 0 | 0 | #DIV/0!
[19 empty] | 0 | 0 | 0 | 0% | 0 | 0 | 0 | 0 | 0 | 0 | 0 | 0 | #N/A | #N/A | #N/A | #N/A | #N/A | #N/A | #N/A | 0 | 0 | 0 | #DIV/0!
[19 empty] | 0 | 0 | 0 | 0% | 0 | 0 | 0 | 0 | 0 | 0 | 0 | 0 | #N/A | #N/A | #N/A | #N/A | #N/A | #N/A | #N/A | 0 | 0 | 0 | #DIV/0!
[19 empty] | 0 | 0 | 0 | 0% | 0 | 0 | 0 | 0 | 0 | 0 | 0 | 0 | #N/A | #N/A | #N/A | #N/A | #N/A | #N/A | #N/A | 0 | 0 | 0 | #DIV/0!
[19 empty] | 0 | 0 | 0 | 0% | 0 | 0 | 0 | 0 | 0 | 0 | 0 | 0 | #N/A | #N/A | #N/A | #N/A | #N/A | #N/A | #N/A | 0 | 0 | 0 | #DIV/0!
[19 empty] | 0 | 0 | 0 | 0% | 0 | 0 | 0 | 0 | 0 | 0 | 0 | 0 | #N/A | #N/A | #N/A | #N/A | #N/A | #N/A | #N/A | 0 | 0 | 0 | #DIV/0!
[19 empty] | 0 | 0 | 0 | 0% | 0 | 0 | 0 | 0 | 0 | 0 | 0 | 0 | #N/A | #N/A | #N/A | #N/A | #N/A | #N/A | #N/A | 0 | 0 | 0 | #DIV/0!
[19 empty] | 0 | 0 | 0 | 0% | 0 | 0 | 0 | 0 | 0 | 0 | 0 | 0 | #N/A | #N/A | #N/A | #N/A | #N/A | #N/A | #N/A | 0 | 0 | 0 | #DIV/0!
[19 empty] | 0 | 0 | 0 | 0% | 0 | 0 | 0 | 0 | 0 | 0 | 0 | 0 | #N/A | #N/A | #N/A | #N/A | #N/A | #N/A | #N/A | 0 | 0 | 0 | #DIV/0!
Note on W3: Curtis, Kasey Calculates measure savings as a % of total program savings.
Note on X3: Curtis, Kasey: Uses % of measure savings as a proxy for % of program spending.

## Home Energy Reports {G}
Rtn to Summary |  | Order Number | Program Name | Discount Rate: | 6.8% | [9 empty] | Paste in incentives but use DBtC for Total
| Program: | 18230738 | Home Energy Reports {G}
| paste |  |  | paste | paste | paste | paste | paste | paste | paste | paste | paste | paste | Paste | paste | paste | paste | paste | Formula: G + H | Formula: (O/A10)*T | Formula: N - M | Formula: O/A10 | Formula: W*A8 | Formula: Q - P | Formula: X + DBtC | Formula: Q + X | Formula: Z/(1+GasDiscountRate)^1 | Formula: AA/(1+GasDiscountRate)^1 | Formula: -PV(ElecDiscount Rate,T,R)*J | Formula: -PV(ElecDiscount Rate, T, S)*J |  | AF*J*K |  | AH*J*L | AG + AI |  | AG +AI -AK | formula: Logic to lookup from AC tables and adjust by savings and quantity | Formula: Utility Savings (AM)*1.1+AD+AE | formula: AM/AB | formula: AN/AC
| Sch. No. | Order Number | Program Name | Measure Version | Measure Name | First Period Measure Life | Second period Measure Life | Gas End-Use Type | Number of units offered | Savings per Unit Period 1 | Savngs per Unit Period 2 | Incentives Per Unit | Incremental Measure Cost per Unit | Total First Year Savings | Total Incentive | Total Incremental Measure Cost | Unit First Year Non-Energy Benefits | Unit Annual Net Equipment O&M | Total Measure Life | Weighted Life | Agency or Customer Cost per Unit | Percent Unit overhead | Program Overhead Cost | Total Customer Cost | Total Utility Program Costs | Total Resource Cost | PV Total Utility Program Costs | PV Total Resource Costs | PV Total Non-Energy Benefits | PV Total Net Equipment O&M | Unit PV First period Savings for 1 therm | Total First Period Savings | Unit PV Savings for Second Period for 1 therm | Total Second period Savings | Unadjusted Total | Decrement | Final UC Total Savings | PV Total Savings UC | PV Total Savings TRC | UC B/C Ratio | TRC B/C Ratio
DBTC: | G214 | 18230738 | Home Energy Reports {G} | 13354 - 4 | Energy Reports - G - Res | 1 | 0 | Res Water Heat | 283549 | 4.39 | 0 | 1.9 | 1.9 | 1244780.11 | 538743.1 | 538743.1 | 0 |  | 1 | 1 | 0 | 100% | 649517.42 | #REF! | 1188260.52 | #REF! | 1112603.4831 | #REF! | 0 | 0 | 1.2783 | 1591234.7574 | 1.2783 | 0 | 1591234.7574 | 0 | 1591234.7574 | 1591234.7574 | 1750358.2332 | 1.4302 | #REF!
538743.1 | [16 empty] | 0 |  | 0 | 0 | 0 | 0% | 0 | 0 | 0 | 538743.1 | 0 | 504441.1049 | 0 | 0 | #N/A | #N/A | #N/A | #N/A | #N/A | #N/A | #N/A | 0 | 0 | 0 | 0
Program Costs: | [18 empty] | 0 | 0 | 0 | 0% | 0 | 0 | 0 | 0 | 0 | 0 | 0 | 0 | #N/A | #N/A | #N/A | #N/A | #N/A | #N/A | #N/A | 0 | 0 | 0 | #DIV/0!
649517.42 | [18 empty] | 0 | 0 | 0 | 0% | 0 | 0 | 0 | 0 | 0 | 0 | 0 | 0 | #N/A | #N/A | #N/A | #N/A | #N/A | #N/A | #N/A | 0 | 0 | 0 | #DIV/0!
Total Savings (therm): | [18 empty] | 0 | 0 | 0 | 0% | 0 | 0 | 0 | 0 | 0 | 0 | 0 | 0 | #N/A | #N/A | #N/A | #N/A | #N/A | #N/A | #N/A | 0 | 0 | 0 | #DIV/0!
1244780.11 | [18 empty] | 0 | 0 | 0 | 0% | 0 | 0 | 0 | 0 | 0 | 0 | 0 | 0 | #N/A | #N/A | #N/A | #N/A | #N/A | #N/A | #N/A | 0 | 0 | 0 | #DIV/0!
Total Incentives: | [18 empty] | 0 | 0 | 0 | 0% | 0 | 0 | 0 | 0 | 0 | 0 | 0 | 0 | #N/A | #N/A | #N/A | #N/A | #N/A | #N/A | #N/A | 0 | 0 | 0 | #DIV/0!
538743.1 | [18 empty] | 0 | 0 | 0 | 0% | 0 | 0 | 0 | 0 | 0 | 0 | 0 | 0 | #N/A | #N/A | #N/A | #N/A | #N/A | #N/A | #N/A | 0 | 0 | 0 | #DIV/0!
Total Customer Costs: | [18 empty] | 0 | 0 | 0 | 0% | 0 | 0 | 0 | 0 | 0 | 0 | 0 | 0 | #N/A | #N/A | #N/A | #N/A | #N/A | #N/A | #N/A | 0 | 0 | 0 | #DIV/0!
#REF! | [18 empty] | 0 | 0 | 0 | 0% | 0 | 0 | 0 | 0 | 0 | 0 | 0 | 0 | #N/A | #N/A | #N/A | #N/A | #N/A | #N/A | #N/A | 0 | 0 | 0 | #DIV/0!
Weighted Avg Life | [18 empty] | 0 | 0 | 0 | 0% | 0 | 0 | 0 | 0 | 0 | 0 | 0 | 0 | #N/A | #N/A | #N/A | #N/A | #N/A | #N/A | #N/A | 0 | 0 | 0 | #DIV/0!
1 | [18 empty] | 0 | 0 | 0 | 0% | 0 | 0 | 0 | 0 | 0 | 0 | 0 | 0 | #N/A | #N/A | #N/A | #N/A | #N/A | #N/A | #N/A | 0 | 0 | 0 | #DIV/0!
Total Utility Cost | [18 empty] | 0 | 0 | 0 | 0% | 0 | 0 | 0 | 0 | 0 | 0 | 0 | 0 | #N/A | #N/A | #N/A | #N/A | #N/A | #N/A | #N/A | 0 | 0 | 0 | #DIV/0!
1188260.52 | [18 empty] | 0 | 0 | 0 | 0% | 0 | 0 | 0 | 0 | 0 | 0 | 0 | 0 | #N/A | #N/A | #N/A | #N/A | #N/A | #N/A | #N/A | 0 | 0 | 0 | #DIV/0!
Total Resource Cost | [18 empty] | 0 | 0 | 0 | 0% | 0 | 0 | 0 | 0 | 0 | 0 | 0 | 0 | #N/A | #N/A | #N/A | #N/A | #N/A | #N/A | #N/A | 0 | 0 | 0 | #DIV/0!
1188260.52 | [18 empty] | 0 | 0 | 0 | 0% | 0 | 0 | 0 | 0 | 0 | 0 | 0 | 0 | #N/A | #N/A | #N/A | #N/A | #N/A | #N/A | #N/A | 0 | 0 | 0 | #DIV/0!
UC B/C Ratio | [18 empty] | 0 | 0 | 0 | 0% | 0 | 0 | 0 | 0 | 0 | 0 | 0 | 0 | #N/A | #N/A | #N/A | #N/A | #N/A | #N/A | #N/A | 0 | 0 | 0 | #DIV/0!
1.4302 | [18 empty] | 0 | 0 | 0 | 0% | 0 | 0 | 0 | 0 | 0 | 0 | 0 | 0 | #N/A | #N/A | #N/A | #N/A | #N/A | #N/A | #N/A | 0 | 0 | 0 | #DIV/0!
TRC B/C Ratio | [18 empty] | 0 | 0 | 0 | 0% | 0 | 0 | 0 | 0 | 0 | 0 | 0 | 0 | #N/A | #N/A | #N/A | #N/A | #N/A | #N/A | #N/A | 0 | 0 | 0 | #DIV/0!
#REF! | [18 empty] | 0 | 0 | 0 | 0% | 0 | 0 | 0 | 0 | 0 | 0 | 0 | 0 | #N/A | #N/A | #N/A | #N/A | #N/A | #N/A | #N/A | 0 | 0 | 0 | #DIV/0!
[19 empty] | 0 | 0 | 0 | 0% | 0 | 0 | 0 | 0 | 0 | 0 | 0 | 0 | #N/A | #N/A | #N/A | #N/A | #N/A | #N/A | #N/A | 0 | 0 | 0 | #DIV/0!
[19 empty] | 0 | 0 | 0 | 0% | 0 | 0 | 0 | 0 | 0 | 0 | 0 | 0 | #N/A | #N/A | #N/A | #N/A | #N/A | #N/A | #N/A | 0 | 0 | 0 | #DIV/0!
[19 empty] | 0 | 0 | 0 | 0% | 0 | 0 | 0 | 0 | 0 | 0 | 0 | 0 | #N/A | #N/A | #N/A | #N/A | #N/A | #N/A | #N/A | 0 | 0 | 0 | #DIV/0!
[19 empty] | 0 | 0 | 0 | 0% | 0 | 0 | 0 | 0 | 0 | 0 | 0 | 0 | #N/A | #N/A | #N/A | #N/A | #N/A | #N/A | #N/A | 0 | 0 | 0 | #DIV/0!
[19 empty] | 0 | 0 | 0 | 0% | 0 | 0 | 0 | 0 | 0 | 0 | 0 | 0 | #N/A | #N/A | #N/A | #N/A | #N/A | #N/A | #N/A | 0 | 0 | 0 | #DIV/0!
[19 empty] | 0 | 0 | 0 | 0% | 0 | 0 | 0 | 0 | 0 | 0 | 0 | 0 | #N/A | #N/A | #N/A | #N/A | #N/A | #N/A | #N/A | 0 | 0 | 0 | #DIV/0!
[19 empty] | 0 | 0 | 0 | 0% | 0 | 0 | 0 | 0 | 0 | 0 | 0 | 0 | #N/A | #N/A | #N/A | #N/A | #N/A | #N/A | #N/A | 0 | 0 | 0 | #DIV/0!
[19 empty] | 0 | 0 | 0 | 0% | 0 | 0 | 0 | 0 | 0 | 0 | 0 | 0 | #N/A | #N/A | #N/A | #N/A | #N/A | #N/A | #N/A | 0 | 0 | 0 | #DIV/0!
[19 empty] | 0 | 0 | 0 | 0% | 0 | 0 | 0 | 0 | 0 | 0 | 0 | 0 | #N/A | #N/A | #N/A | #N/A | #N/A | #N/A | #N/A | 0 | 0 | 0 | #DIV/0!
[19 empty] | 0 | 0 | 0 | 0% | 0 | 0 | 0 | 0 | 0 | 0 | 0 | 0 | #N/A | #N/A | #N/A | #N/A | #N/A | #N/A | #N/A | 0 | 0 | 0 | #DIV/0!
[19 empty] | 0 | 0 | 0 | 0% | 0 | 0 | 0 | 0 | 0 | 0 | 0 | 0 | #N/A | #N/A | #N/A | #N/A | #N/A | #N/A | #N/A | 0 | 0 | 0 | #DIV/0!
[19 empty] | 0 | 0 | 0 | 0% | 0 | 0 | 0 | 0 | 0 | 0 | 0 | 0 | #N/A | #N/A | #N/A | #N/A | #N/A | #N/A | #N/A | 0 | 0 | 0 | #DIV/0!
[19 empty] | 0 | 0 | 0 | 0% | 0 | 0 | 0 | 0 | 0 | 0 | 0 | 0 | #N/A | #N/A | #N/A | #N/A | #N/A | #N/A | #N/A | 0 | 0 | 0 | #DIV/0!
[19 empty] | 0 | 0 | 0 | 0% | 0 | 0 | 0 | 0 | 0 | 0 | 0 | 0 | #N/A | #N/A | #N/A | #N/A | #N/A | #N/A | #N/A | 0 | 0 | 0 | #DIV/0!
[19 empty] | 0 | 0 | 0 | 0% | 0 | 0 | 0 | 0 | 0 | 0 | 0 | 0 | #N/A | #N/A | #N/A | #N/A | #N/A | #N/A | #N/A | 0 | 0 | 0 | #DIV/0!
[19 empty] | 0 | 0 | 0 | 0% | 0 | 0 | 0 | 0 | 0 | 0 | 0 | 0 | #N/A | #N/A | #N/A | #N/A | #N/A | #N/A | #N/A | 0 | 0 | 0 | #DIV/0!
[19 empty] | 0 | 0 | 0 | 0% | 0 | 0 | 0 | 0 | 0 | 0 | 0 | 0 | #N/A | #N/A | #N/A | #N/A | #N/A | #N/A | #N/A | 0 | 0 | 0 | #DIV/0!
[19 empty] | 0 | 0 | 0 | 0% | 0 | 0 | 0 | 0 | 0 | 0 | 0 | 0 | #N/A | #N/A | #N/A | #N/A | #N/A | #N/A | #N/A | 0 | 0 | 0 | #DIV/0!
[19 empty] | 0 | 0 | 0 | 0% | 0 | 0 | 0 | 0 | 0 | 0 | 0 | 0 | #N/A | #N/A | #N/A | #N/A | #N/A | #N/A | #N/A | 0 | 0 | 0 | #DIV/0!
[19 empty] | 0 | 0 | 0 | 0% | 0 | 0 | 0 | 0 | 0 | 0 | 0 | 0 | #N/A | #N/A | #N/A | #N/A | #N/A | #N/A | #N/A | 0 | 0 | 0 | #DIV/0!
[19 empty] | 0 | 0 | 0 | 0% | 0 | 0 | 0 | 0 | 0 | 0 | 0 | 0 | #N/A | #N/A | #N/A | #N/A | #N/A | #N/A | #N/A | 0 | 0 | 0 | #DIV/0!
[19 empty] | 0 | 0 | 0 | 0% | 0 | 0 | 0 | 0 | 0 | 0 | 0 | 0 | #N/A | #N/A | #N/A | #N/A | #N/A | #N/A | #N/A | 0 | 0 | 0 | #DIV/0!
[19 empty] | 0 | 0 | 0 | 0% | 0 | 0 | 0 | 0 | 0 | 0 | 0 | 0 | #N/A | #N/A | #N/A | #N/A | #N/A | #N/A | #N/A | 0 | 0 | 0 | #DIV/0!
[19 empty] | 0 | 0 | 0 | 0% | 0 | 0 | 0 | 0 | 0 | 0 | 0 | 0 | #N/A | #N/A | #N/A | #N/A | #N/A | #N/A | #N/A | 0 | 0 | 0 | #DIV/0!
[19 empty] | 0 | 0 | 0 | 0% | 0 | 0 | 0 | 0 | 0 | 0 | 0 | 0 | #N/A | #N/A | #N/A | #N/A | #N/A | #N/A | #N/A | 0 | 0 | 0 | #DIV/0!
[19 empty] | 0 | 0 | 0 | 0% | 0 | 0 | 0 | 0 | 0 | 0 | 0 | 0 | #N/A | #N/A | #N/A | #N/A | #N/A | #N/A | #N/A | 0 | 0 | 0 | #DIV/0!
[19 empty] | 0 | 0 | 0 | 0% | 0 | 0 | 0 | 0 | 0 | 0 | 0 | 0 | #N/A | #N/A | #N/A | #N/A | #N/A | #N/A | #N/A | 0 | 0 | 0 | #DIV/0!
[19 empty] | 0 | 0 | 0 | 0% | 0 | 0 | 0 | 0 | 0 | 0 | 0 | 0 | #N/A | #N/A | #N/A | #N/A | #N/A | #N/A | #N/A | 0 | 0 | 0 | #DIV/0!
[19 empty] | 0 | 0 | 0 | 0% | 0 | 0 | 0 | 0 | 0 | 0 | 0 | 0 | #N/A | #N/A | #N/A | #N/A | #N/A | #N/A | #N/A | 0 | 0 | 0 | #DIV/0!
[19 empty] | 0 | 0 | 0 | 0% | 0 | 0 | 0 | 0 | 0 | 0 | 0 | 0 | #N/A | #N/A | #N/A | #N/A | #N/A | #N/A | #N/A | 0 | 0 | 0 | #DIV/0!
[19 empty] | 0 | 0 | 0 | 0% | 0 | 0 | 0 | 0 | 0 | 0 | 0 | 0 | #N/A | #N/A | #N/A | #N/A | #N/A | #N/A | #N/A | 0 | 0 | 0 | #DIV/0!
[19 empty] | 0 | 0 | 0 | 0% | 0 | 0 | 0 | 0 | 0 | 0 | 0 | 0 | #N/A | #N/A | #N/A | #N/A | #N/A | #N/A | #N/A | 0 | 0 | 0 | #DIV/0!
[19 empty] | 0 | 0 | 0 | 0% | 0 | 0 | 0 | 0 | 0 | 0 | 0 | 0 | #N/A | #N/A | #N/A | #N/A | #N/A | #N/A | #N/A | 0 | 0 | 0 | #DIV/0!
[19 empty] | 0 | 0 | 0 | 0% | 0 | 0 | 0 | 0 | 0 | 0 | 0 | 0 | #N/A | #N/A | #N/A | #N/A | #N/A | #N/A | #N/A | 0 | 0 | 0 | #DIV/0!
[19 empty] | 0 | 0 | 0 | 0% | 0 | 0 | 0 | 0 | 0 | 0 | 0 | 0 | #N/A | #N/A | #N/A | #N/A | #N/A | #N/A | #N/A | 0 | 0 | 0 | #DIV/0!
[19 empty] | 0 | 0 | 0 | 0% | 0 | 0 | 0 | 0 | 0 | 0 | 0 | 0 | #N/A | #N/A | #N/A | #N/A | #N/A | #N/A | #N/A | 0 | 0 | 0 | #DIV/0!
[19 empty] | 0 | 0 | 0 | 0% | 0 | 0 | 0 | 0 | 0 | 0 | 0 | 0 | #N/A | #N/A | #N/A | #N/A | #N/A | #N/A | #N/A | 0 | 0 | 0 | #DIV/0!
[19 empty] | 0 | 0 | 0 | 0% | 0 | 0 | 0 | 0 | 0 | 0 | 0 | 0 | #N/A | #N/A | #N/A | #N/A | #N/A | #N/A | #N/A | 0 | 0 | 0 | #DIV/0!
[19 empty] | 0 | 0 | 0 | 0% | 0 | 0 | 0 | 0 | 0 | 0 | 0 | 0 | #N/A | #N/A | #N/A | #N/A | #N/A | #N/A | #N/A | 0 | 0 | 0 | #DIV/0!
[19 empty] | 0 | 0 | 0 | 0% | 0 | 0 | 0 | 0 | 0 | 0 | 0 | 0 | #N/A | #N/A | #N/A | #N/A | #N/A | #N/A | #N/A | 0 | 0 | 0 | #DIV/0!
[19 empty] | 0 | 0 | 0 | 0% | 0 | 0 | 0 | 0 | 0 | 0 | 0 | 0 | #N/A | #N/A | #N/A | #N/A | #N/A | #N/A | #N/A | 0 | 0 | 0 | #DIV/0!
[19 empty] | 0 | 0 | 0 | 0% | 0 | 0 | 0 | 0 | 0 | 0 | 0 | 0 | #N/A | #N/A | #N/A | #N/A | #N/A | #N/A | #N/A | 0 | 0 | 0 | #DIV/0!
[19 empty] | 0 | 0 | 0 | 0% | 0 | 0 | 0 | 0 | 0 | 0 | 0 | 0 | #N/A | #N/A | #N/A | #N/A | #N/A | #N/A | #N/A | 0 | 0 | 0 | #DIV/0!
Note on W3: Curtis, Kasey Calculates measure savings as a % of total program savings.
Note on X3: Curtis, Kasey: Uses % of measure savings as a proxy for % of program spending.

## Efficiency Boost {G}
Rtn to Summary |  | Order Number | Program Name | Discount Rate: | 6.8% | [9 empty] | Paste in incentives but use DBtC for Total
| Program: | 18230254 | Efficiency Boost {G}
| paste |  |  | paste | paste | paste | paste | paste | paste | paste | paste | paste | paste | Paste | paste | paste | paste | paste | Formula: G + H | Formula: (O/A10)*T | Formula: N - M | Formula: O/A10 | Formula: W*A8 | Formula: Q - P | Formula: X + DBtC | Formula: Q + X | Formula: Z/(1+GasDiscountRate)^1 | Formula: AA/(1+GasDiscountRate)^1 | Formula: -PV(ElecDiscount Rate,T,R)*J | Formula: -PV(ElecDiscount Rate, T, S)*J |  | AF*J*K |  | AH*J*L | AG + AI |  | AG +AI -AK | formula: Logic to lookup from AC tables and adjust by savings and quantity | Formula: Utility Savings (AM)*1.1+AD+AE | formula: AM/AB | formula: AN/AC
| Sch. No. | Order Number | Program Name | Measure Version | Measure Name | First Period Measure Life | Second period Measure Life | Gas End-Use Type | Number of units offered | Savings per Unit Period 1 | Savngs per Unit Period 2 | Incentives Per Unit | Incremental Measure Cost per Unit | Total First Year Savings | Total Incentive | Total Incremental Measure Cost | Unit First Year Non-Energy Benefits | Unit Annual Net Equipment O&M | Total Measure Life | Weighted Life | Agency or Customer Cost per Unit | Percent Unit overhead | Program Overhead Cost | Total Customer Cost | Total Utility Program Costs | Total Resource Cost | PV Total Utility Program Costs | PV Total Resource Costs | PV Total Non-Energy Benefits | PV Total Net Equipment O&M | Unit PV First period Savings for 1 therm | Total First Period Savings | Unit PV Savings for Second Period for 1 therm | Total Second period Savings | Unadjusted Total | Decrement | Final UC Total Savings | PV Total Savings UC | PV Total Savings TRC | UC B/C Ratio | TRC B/C Ratio
DBTC: | G214 | 18230254 | Efficiency Boost {G} | [15 empty] | 0 | #DIV/0! | 0 | #DIV/0! | #DIV/0! | 0 | #DIV/0! | #DIV/0! | #DIV/0! | #DIV/0! | 0 | 0 | #N/A | #N/A | #N/A | #N/A | #N/A | #N/A | #N/A | 0 | 0 | 0 | #DIV/0!
0 | [18 empty] | 0 | #DIV/0! | 0 | #DIV/0! | #DIV/0! | 0 | #DIV/0! | #DIV/0! | #DIV/0! | #DIV/0! | 0 | 0 | #N/A | #N/A | #N/A | #N/A | #N/A | #N/A | #N/A | 0 | 0 | 0 | #DIV/0!
Program Costs: | [18 empty] | 0 | #DIV/0! | 0 | #DIV/0! | #DIV/0! | 0 | #DIV/0! | #DIV/0! | #DIV/0! | #DIV/0! | 0 | 0 | #N/A | #N/A | #N/A | #N/A | #N/A | #N/A | #N/A | 0 | 0 | 0 | #DIV/0!
68573.98 | [18 empty] | 0 | #DIV/0! | 0 | #DIV/0! | #DIV/0! | 0 | #DIV/0! | #DIV/0! | #DIV/0! | #DIV/0! | 0 | 0 | #N/A | #N/A | #N/A | #N/A | #N/A | #N/A | #N/A | 0 | 0 | 0 | #DIV/0!
Total Savings (therm): | [18 empty] | 0 | #DIV/0! | 0 | #DIV/0! | #DIV/0! | 0 | #DIV/0! | #DIV/0! | #DIV/0! | #DIV/0! | 0 | 0 | #N/A | #N/A | #N/A | #N/A | #N/A | #N/A | #N/A | 0 | 0 | 0 | #DIV/0!
0 | [18 empty] | 0 | #DIV/0! | 0 | #DIV/0! | #DIV/0! | 0 | #DIV/0! | #DIV/0! | #DIV/0! | #DIV/0! | 0 | 0 | #N/A | #N/A | #N/A | #N/A | #N/A | #N/A | #N/A | 0 | 0 | 0 | #DIV/0!
Total Incentives: | [18 empty] | 0 | #DIV/0! | 0 | #DIV/0! | #DIV/0! | 0 | #DIV/0! | #DIV/0! | #DIV/0! | #DIV/0! | 0 | 0 | #N/A | #N/A | #N/A | #N/A | #N/A | #N/A | #N/A | 0 | 0 | 0 | #DIV/0!
0 | [18 empty] | 0 | #DIV/0! | 0 | #DIV/0! | #DIV/0! | 0 | #DIV/0! | #DIV/0! | #DIV/0! | #DIV/0! | 0 | 0 | #N/A | #N/A | #N/A | #N/A | #N/A | #N/A | #N/A | 0 | 0 | 0 | #DIV/0!
Total Customer Costs: | [18 empty] | 0 | #DIV/0! | 0 | #DIV/0! | #DIV/0! | 0 | #DIV/0! | #DIV/0! | #DIV/0! | #DIV/0! | 0 | 0 | #N/A | #N/A | #N/A | #N/A | #N/A | #N/A | #N/A | 0 | 0 | 0 | #DIV/0!
0 | [18 empty] | 0 | #DIV/0! | 0 | #DIV/0! | #DIV/0! | 0 | #DIV/0! | #DIV/0! | #DIV/0! | #DIV/0! | 0 | 0 | #N/A | #N/A | #N/A | #N/A | #N/A | #N/A | #N/A | 0 | 0 | 0 | #DIV/0!
Weighted Avg Life | [18 empty] | 0 | #DIV/0! | 0 | #DIV/0! | #DIV/0! | 0 | #DIV/0! | #DIV/0! | #DIV/0! | #DIV/0! | 0 | 0 | #N/A | #N/A | #N/A | #N/A | #N/A | #N/A | #N/A | 0 | 0 | 0 | #DIV/0!
#DIV/0! | [18 empty] | 0 | #DIV/0! | 0 | #DIV/0! | #DIV/0! | 0 | #DIV/0! | #DIV/0! | #DIV/0! | #DIV/0! | 0 | 0 | #N/A | #N/A | #N/A | #N/A | #N/A | #N/A | #N/A | 0 | 0 | 0 | #DIV/0!
Total Utility Cost | [18 empty] | 0 | #DIV/0! | 0 | #DIV/0! | #DIV/0! | 0 | #DIV/0! | #DIV/0! | #DIV/0! | #DIV/0! | 0 | 0 | #N/A | #N/A | #N/A | #N/A | #N/A | #N/A | #N/A | 0 | 0 | 0 | #DIV/0!
68573.98 | [18 empty] | 0 | #DIV/0! | 0 | #DIV/0! | #DIV/0! | 0 | #DIV/0! | #DIV/0! | #DIV/0! | #DIV/0! | 0 | 0 | #N/A | #N/A | #N/A | #N/A | #N/A | #N/A | #N/A | 0 | 0 | 0 | #DIV/0!
Total Resource Cost | [18 empty] | 0 | #DIV/0! | 0 | #DIV/0! | #DIV/0! | 0 | #DIV/0! | #DIV/0! | #DIV/0! | #DIV/0! | 0 | 0 | #N/A | #N/A | #N/A | #N/A | #N/A | #N/A | #N/A | 0 | 0 | 0 | #DIV/0!
68573.98 | [18 empty] | 0 | #DIV/0! | 0 | #DIV/0! | #DIV/0! | 0 | #DIV/0! | #DIV/0! | #DIV/0! | #DIV/0! | 0 | 0 | #N/A | #N/A | #N/A | #N/A | #N/A | #N/A | #N/A | 0 | 0 | 0 | #DIV/0!
UC B/C Ratio | [18 empty] | 0 | #DIV/0! | 0 | #DIV/0! | #DIV/0! | 0 | #DIV/0! | #DIV/0! | #DIV/0! | #DIV/0! | 0 | 0 | #N/A | #N/A | #N/A | #N/A | #N/A | #N/A | #N/A | 0 | 0 | 0 | #DIV/0!
#DIV/0! | [18 empty] | 0 | #DIV/0! | 0 | #DIV/0! | #DIV/0! | 0 | #DIV/0! | #DIV/0! | #DIV/0! | #DIV/0! | 0 | 0 | #N/A | #N/A | #N/A | #N/A | #N/A | #N/A | #N/A | 0 | 0 | 0 | #DIV/0!
TRC B/C Ratio | [18 empty] | 0 | #DIV/0! | 0 | #DIV/0! | #DIV/0! | 0 | #DIV/0! | #DIV/0! | #DIV/0! | #DIV/0! | 0 | 0 | #N/A | #N/A | #N/A | #N/A | #N/A | #N/A | #N/A | 0 | 0 | 0 | #DIV/0!
#DIV/0! | [18 empty] | 0 | #DIV/0! | 0 | #DIV/0! | #DIV/0! | 0 | #DIV/0! | #DIV/0! | #DIV/0! | #DIV/0! | 0 | 0 | #N/A | #N/A | #N/A | #N/A | #N/A | #N/A | #N/A | 0 | 0 | 0 | #DIV/0!
[19 empty] | 0 | #DIV/0! | 0 | #DIV/0! | #DIV/0! | 0 | #DIV/0! | #DIV/0! | #DIV/0! | #DIV/0! | 0 | 0 | #N/A | #N/A | #N/A | #N/A | #N/A | #N/A | #N/A | 0 | 0 | 0 | #DIV/0!
[19 empty] | 0 | #DIV/0! | 0 | #DIV/0! | #DIV/0! | 0 | #DIV/0! | #DIV/0! | #DIV/0! | #DIV/0! | 0 | 0 | #N/A | #N/A | #N/A | #N/A | #N/A | #N/A | #N/A | 0 | 0 | 0 | #DIV/0!
[19 empty] | 0 | #DIV/0! | 0 | #DIV/0! | #DIV/0! | 0 | #DIV/0! | #DIV/0! | #DIV/0! | #DIV/0! | 0 | 0 | #N/A | #N/A | #N/A | #N/A | #N/A | #N/A | #N/A | 0 | 0 | 0 | #DIV/0!
[19 empty] | 0 | #DIV/0! | 0 | #DIV/0! | #DIV/0! | 0 | #DIV/0! | #DIV/0! | #DIV/0! | #DIV/0! | 0 | 0 | #N/A | #N/A | #N/A | #N/A | #N/A | #N/A | #N/A | 0 | 0 | 0 | #DIV/0!
[19 empty] | 0 | #DIV/0! | 0 | #DIV/0! | #DIV/0! | 0 | #DIV/0! | #DIV/0! | #DIV/0! | #DIV/0! | 0 | 0 | #N/A | #N/A | #N/A | #N/A | #N/A | #N/A | #N/A | 0 | 0 | 0 | #DIV/0!
[19 empty] | 0 | #DIV/0! | 0 | #DIV/0! | #DIV/0! | 0 | #DIV/0! | #DIV/0! | #DIV/0! | #DIV/0! | 0 | 0 | #N/A | #N/A | #N/A | #N/A | #N/A | #N/A | #N/A | 0 | 0 | 0 | #DIV/0!
[19 empty] | 0 | #DIV/0! | 0 | #DIV/0! | #DIV/0! | 0 | #DIV/0! | #DIV/0! | #DIV/0! | #DIV/0! | 0 | 0 | #N/A | #N/A | #N/A | #N/A | #N/A | #N/A | #N/A | 0 | 0 | 0 | #DIV/0!
[19 empty] | 0 | #DIV/0! | 0 | #DIV/0! | #DIV/0! | 0 | #DIV/0! | #DIV/0! | #DIV/0! | #DIV/0! | 0 | 0 | #N/A | #N/A | #N/A | #N/A | #N/A | #N/A | #N/A | 0 | 0 | 0 | #DIV/0!
[19 empty] | 0 | #DIV/0! | 0 | #DIV/0! | #DIV/0! | 0 | #DIV/0! | #DIV/0! | #DIV/0! | #DIV/0! | 0 | 0 | #N/A | #N/A | #N/A | #N/A | #N/A | #N/A | #N/A | 0 | 0 | 0 | #DIV/0!
[19 empty] | 0 | #DIV/0! | 0 | #DIV/0! | #DIV/0! | 0 | #DIV/0! | #DIV/0! | #DIV/0! | #DIV/0! | 0 | 0 | #N/A | #N/A | #N/A | #N/A | #N/A | #N/A | #N/A | 0 | 0 | 0 | #DIV/0!
[19 empty] | 0 | #DIV/0! | 0 | #DIV/0! | #DIV/0! | 0 | #DIV/0! | #DIV/0! | #DIV/0! | #DIV/0! | 0 | 0 | #N/A | #N/A | #N/A | #N/A | #N/A | #N/A | #N/A | 0 | 0 | 0 | #DIV/0!
[19 empty] | 0 | #DIV/0! | 0 | #DIV/0! | #DIV/0! | 0 | #DIV/0! | #DIV/0! | #DIV/0! | #DIV/0! | 0 | 0 | #N/A | #N/A | #N/A | #N/A | #N/A | #N/A | #N/A | 0 | 0 | 0 | #DIV/0!
[19 empty] | 0 | #DIV/0! | 0 | #DIV/0! | #DIV/0! | 0 | #DIV/0! | #DIV/0! | #DIV/0! | #DIV/0! | 0 | 0 | #N/A | #N/A | #N/A | #N/A | #N/A | #N/A | #N/A | 0 | 0 | 0 | #DIV/0!
[19 empty] | 0 | #DIV/0! | 0 | #DIV/0! | #DIV/0! | 0 | #DIV/0! | #DIV/0! | #DIV/0! | #DIV/0! | 0 | 0 | #N/A | #N/A | #N/A | #N/A | #N/A | #N/A | #N/A | 0 | 0 | 0 | #DIV/0!
[19 empty] | 0 | #DIV/0! | 0 | #DIV/0! | #DIV/0! | 0 | #DIV/0! | #DIV/0! | #DIV/0! | #DIV/0! | 0 | 0 | #N/A | #N/A | #N/A | #N/A | #N/A | #N/A | #N/A | 0 | 0 | 0 | #DIV/0!
[19 empty] | 0 | #DIV/0! | 0 | #DIV/0! | #DIV/0! | 0 | #DIV/0! | #DIV/0! | #DIV/0! | #DIV/0! | 0 | 0 | #N/A | #N/A | #N/A | #N/A | #N/A | #N/A | #N/A | 0 | 0 | 0 | #DIV/0!
[19 empty] | 0 | #DIV/0! | 0 | #DIV/0! | #DIV/0! | 0 | #DIV/0! | #DIV/0! | #DIV/0! | #DIV/0! | 0 | 0 | #N/A | #N/A | #N/A | #N/A | #N/A | #N/A | #N/A | 0 | 0 | 0 | #DIV/0!
[19 empty] | 0 | #DIV/0! | 0 | #DIV/0! | #DIV/0! | 0 | #DIV/0! | #DIV/0! | #DIV/0! | #DIV/0! | 0 | 0 | #N/A | #N/A | #N/A | #N/A | #N/A | #N/A | #N/A | 0 | 0 | 0 | #DIV/0!
[19 empty] | 0 | #DIV/0! | 0 | #DIV/0! | #DIV/0! | 0 | #DIV/0! | #DIV/0! | #DIV/0! | #DIV/0! | 0 | 0 | #N/A | #N/A | #N/A | #N/A | #N/A | #N/A | #N/A | 0 | 0 | 0 | #DIV/0!
[19 empty] | 0 | #DIV/0! | 0 | #DIV/0! | #DIV/0! | 0 | #DIV/0! | #DIV/0! | #DIV/0! | #DIV/0! | 0 | 0 | #N/A | #N/A | #N/A | #N/A | #N/A | #N/A | #N/A | 0 | 0 | 0 | #DIV/0!
[19 empty] | 0 | #DIV/0! | 0 | #DIV/0! | #DIV/0! | 0 | #DIV/0! | #DIV/0! | #DIV/0! | #DIV/0! | 0 | 0 | #N/A | #N/A | #N/A | #N/A | #N/A | #N/A | #N/A | 0 | 0 | 0 | #DIV/0!
[19 empty] | 0 | #DIV/0! | 0 | #DIV/0! | #DIV/0! | 0 | #DIV/0! | #DIV/0! | #DIV/0! | #DIV/0! | 0 | 0 | #N/A | #N/A | #N/A | #N/A | #N/A | #N/A | #N/A | 0 | 0 | 0 | #DIV/0!
[19 empty] | 0 | #DIV/0! | 0 | #DIV/0! | #DIV/0! | 0 | #DIV/0! | #DIV/0! | #DIV/0! | #DIV/0! | 0 | 0 | #N/A | #N/A | #N/A | #N/A | #N/A | #N/A | #N/A | 0 | 0 | 0 | #DIV/0!
[19 empty] | 0 | #DIV/0! | 0 | #DIV/0! | #DIV/0! | 0 | #DIV/0! | #DIV/0! | #DIV/0! | #DIV/0! | 0 | 0 | #N/A | #N/A | #N/A | #N/A | #N/A | #N/A | #N/A | 0 | 0 | 0 | #DIV/0!
[19 empty] | 0 | #DIV/0! | 0 | #DIV/0! | #DIV/0! | 0 | #DIV/0! | #DIV/0! | #DIV/0! | #DIV/0! | 0 | 0 | #N/A | #N/A | #N/A | #N/A | #N/A | #N/A | #N/A | 0 | 0 | 0 | #DIV/0!
[19 empty] | 0 | #DIV/0! | 0 | #DIV/0! | #DIV/0! | 0 | #DIV/0! | #DIV/0! | #DIV/0! | #DIV/0! | 0 | 0 | #N/A | #N/A | #N/A | #N/A | #N/A | #N/A | #N/A | 0 | 0 | 0 | #DIV/0!
[19 empty] | 0 | #DIV/0! | 0 | #DIV/0! | #DIV/0! | 0 | #DIV/0! | #DIV/0! | #DIV/0! | #DIV/0! | 0 | 0 | #N/A | #N/A | #N/A | #N/A | #N/A | #N/A | #N/A | 0 | 0 | 0 | #DIV/0!
[19 empty] | 0 | #DIV/0! | 0 | #DIV/0! | #DIV/0! | 0 | #DIV/0! | #DIV/0! | #DIV/0! | #DIV/0! | 0 | 0 | #N/A | #N/A | #N/A | #N/A | #N/A | #N/A | #N/A | 0 | 0 | 0 | #DIV/0!
[19 empty] | 0 | #DIV/0! | 0 | #DIV/0! | #DIV/0! | 0 | #DIV/0! | #DIV/0! | #DIV/0! | #DIV/0! | 0 | 0 | #N/A | #N/A | #N/A | #N/A | #N/A | #N/A | #N/A | 0 | 0 | 0 | #DIV/0!
[19 empty] | 0 | #DIV/0! | 0 | #DIV/0! | #DIV/0! | 0 | #DIV/0! | #DIV/0! | #DIV/0! | #DIV/0! | 0 | 0 | #N/A | #N/A | #N/A | #N/A | #N/A | #N/A | #N/A | 0 | 0 | 0 | #DIV/0!
[19 empty] | 0 | #DIV/0! | 0 | #DIV/0! | #DIV/0! | 0 | #DIV/0! | #DIV/0! | #DIV/0! | #DIV/0! | 0 | 0 | #N/A | #N/A | #N/A | #N/A | #N/A | #N/A | #N/A | 0 | 0 | 0 | #DIV/0!
[19 empty] | 0 | #DIV/0! | 0 | #DIV/0! | #DIV/0! | 0 | #DIV/0! | #DIV/0! | #DIV/0! | #DIV/0! | 0 | 0 | #N/A | #N/A | #N/A | #N/A | #N/A | #N/A | #N/A | 0 | 0 | 0 | #DIV/0!
[19 empty] | 0 | #DIV/0! | 0 | #DIV/0! | #DIV/0! | 0 | #DIV/0! | #DIV/0! | #DIV/0! | #DIV/0! | 0 | 0 | #N/A | #N/A | #N/A | #N/A | #N/A | #N/A | #N/A | 0 | 0 | 0 | #DIV/0!
[19 empty] | 0 | #DIV/0! | 0 | #DIV/0! | #DIV/0! | 0 | #DIV/0! | #DIV/0! | #DIV/0! | #DIV/0! | 0 | 0 | #N/A | #N/A | #N/A | #N/A | #N/A | #N/A | #N/A | 0 | 0 | 0 | #DIV/0!
[19 empty] | 0 | #DIV/0! | 0 | #DIV/0! | #DIV/0! | 0 | #DIV/0! | #DIV/0! | #DIV/0! | #DIV/0! | 0 | 0 | #N/A | #N/A | #N/A | #N/A | #N/A | #N/A | #N/A | 0 | 0 | 0 | #DIV/0!
[19 empty] | 0 | #DIV/0! | 0 | #DIV/0! | #DIV/0! | 0 | #DIV/0! | #DIV/0! | #DIV/0! | #DIV/0! | 0 | 0 | #N/A | #N/A | #N/A | #N/A | #N/A | #N/A | #N/A | 0 | 0 | 0 | #DIV/0!
[19 empty] | 0 | #DIV/0! | 0 | #DIV/0! | #DIV/0! | 0 | #DIV/0! | #DIV/0! | #DIV/0! | #DIV/0! | 0 | 0 | #N/A | #N/A | #N/A | #N/A | #N/A | #N/A | #N/A | 0 | 0 | 0 | #DIV/0!
[19 empty] | 0 | #DIV/0! | 0 | #DIV/0! | #DIV/0! | 0 | #DIV/0! | #DIV/0! | #DIV/0! | #DIV/0! | 0 | 0 | #N/A | #N/A | #N/A | #N/A | #N/A | #N/A | #N/A | 0 | 0 | 0 | #DIV/0!
[19 empty] | 0 | #DIV/0! | 0 | #DIV/0! | #DIV/0! | 0 | #DIV/0! | #DIV/0! | #DIV/0! | #DIV/0! | 0 | 0 | #N/A | #N/A | #N/A | #N/A | #N/A | #N/A | #N/A | 0 | 0 | 0 | #DIV/0!
[19 empty] | 0 | #DIV/0! | 0 | #DIV/0! | #DIV/0! | 0 | #DIV/0! | #DIV/0! | #DIV/0! | #DIV/0! | 0 | 0 | #N/A | #N/A | #N/A | #N/A | #N/A | #N/A | #N/A | 0 | 0 | 0 | #DIV/0!
[19 empty] | 0 | #DIV/0! | 0 | #DIV/0! | #DIV/0! | 0 | #DIV/0! | #DIV/0! | #DIV/0! | #DIV/0! | 0 | 0 | #N/A | #N/A | #N/A | #N/A | #N/A | #N/A | #N/A | 0 | 0 | 0 | #DIV/0!
[19 empty] | 0 | #DIV/0! | 0 | #DIV/0! | #DIV/0! | 0 | #DIV/0! | #DIV/0! | #DIV/0! | #DIV/0! | 0 | 0 | #N/A | #N/A | #N/A | #N/A | #N/A | #N/A | #N/A | 0 | 0 | 0 | #DIV/0!
[19 empty] | 0 | #DIV/0! | 0 | #DIV/0! | #DIV/0! | 0 | #DIV/0! | #DIV/0! | #DIV/0! | #DIV/0! | 0 | 0 | #N/A | #N/A | #N/A | #N/A | #N/A | #N/A | #N/A | 0 | 0 | 0 | #DIV/0!
Note on W3: Curtis, Kasey Calculates measure savings as a % of total program savings.
Note on X3: Curtis, Kasey: Uses % of measure savings as a proxy for % of program spending.

## Res Midstream HVAC & WH {G}
Rtn to Summary |  | Order Number | Program Name | Discount Rate: | 6.8% | [9 empty] | Paste in incentives but use DBtC for Total
| Program: | 18230161 | Residential Midstream HVAC & Water Heat {G}
| paste |  |  | paste | paste | paste | paste | paste | paste | paste | paste | paste | paste | Paste | paste | paste | paste | paste | Formula: G + H | Formula: (O/A10)*T | Formula: N - M | Formula: O/A10 | Formula: W*A8 | Formula: Q - P | Formula: X + DBtC | Formula: Q + X | Formula: Z/(1+GasDiscountRate)^1 | Formula: AA/(1+GasDiscountRate)^1 | Formula: -PV(ElecDiscount Rate,T,R)*J | Formula: -PV(ElecDiscount Rate, T, S)*J |  | AF*J*K |  | AH*J*L | AG + AI |  | AG +AI -AK | formula: Logic to lookup from AC tables and adjust by savings and quantity | Formula: Utility Savings (AM)*1.1+AD+AE | formula: AM/AB | formula: AN/AC
| Sch. No. | Order Number | Program Name | Measure Version | Measure Name | First Period Measure Life | Second period Measure Life | Gas End-Use Type | Number of units offered | Savings per Unit Period 1 | Savngs per Unit Period 2 | Incentives Per Unit | Incremental Measure Cost per Unit | Total First Year Savings | Total Incentive | Total Incremental Measure Cost | Unit First Year Non-Energy Benefits | Unit Annual Net Equipment O&M | Total Measure Life | Weighted Life | Agency or Customer Cost per Unit | Percent Unit overhead | Program Overhead Cost | Total Customer Cost | Total Utility Program Costs | Total Resource Cost | PV Total Utility Program Costs | PV Total Resource Costs | PV Total Non-Energy Benefits | PV Total Net Equipment O&M | Unit PV First period Savings for 1 therm | Total First Period Savings | Unit PV Savings for Second Period for 1 therm | Total Second period Savings | Unadjusted Total | Decrement | Final UC Total Savings | PV Total Savings UC | PV Total Savings TRC | UC B/C Ratio | TRC B/C Ratio
DBTC: | G214 | 18230161 | Residential Midstream HVAC & Water Heat |  | 2025 Resi Storage Water Heat | 13 |  | Res Water Heat | 1 | 52398 |  | 338782 | 1216229 | 52398 | 338782 | 1216229 | 6.8743 |  | 13 | 8.9154 | 877447 | 68.58% | 104902.9851 | 877447 | 370433.0939 | 1321131.9851 | 346847.4662 | 1237014.9673 | 58.11 | 0 | 13.2327 | 693367.8516 | 13.2327 | 0 | 693367.8516 | 0 | 693367.8516 | 693367.8516 | 762762.7467 | 1.9991 | 0.61662
387182 |  |  |  |  | 2025 Resi Space Heat Boiler <300,000 btu | 20 |  | SF Space Heat | 1 | 24006 |  | 48400 | 113740 | 24006 | 48400 | 113740 |  |  | 20 | 6.284 | 65340 | 31.42% | 48061.0149 | 65340 | 169712.9061 | 161801.0149 | 158907.2154 | 151499.0776 | 0 | 0 | 19.3955 | 465609.3705 | 19.3955 | 0 | 465609.3705 | 0 | 465609.3705 | 465609.3705 | 512170.3075 | 2.9301 | 3.3807
Program Costs: | [18 empty] | 0 | 0 | 0 | 0% | 0 | 0 | 0 | 0 | 0 | 0 | 0 | 0 | #N/A | #N/A | #N/A | #N/A | #N/A | #N/A | #N/A | 0 | 0 | 0 | #DIV/0!
152964 | [18 empty] | 0 | 0 | 0 | 0% | 0 | 0 | 0 | 0 | 0 | 0 | 0 | 0 | #N/A | #N/A | #N/A | #N/A | #N/A | #N/A | #N/A | 0 | 0 | 0 | #DIV/0!
Total Savings (therm): | [18 empty] | 0 | 0 | 0 | 0% | 0 | 0 | 0 | 0 | 0 | 0 | 0 | 0 | #N/A | #N/A | #N/A | #N/A | #N/A | #N/A | #N/A | 0 | 0 | 0 | #DIV/0!
76404 | [18 empty] | 0 | 0 | 0 | 0% | 0 | 0 | 0 | 0 | 0 | 0 | 0 | 0 | #N/A | #N/A | #N/A | #N/A | #N/A | #N/A | #N/A | 0 | 0 | 0 | #DIV/0!
Total Incentives: | [18 empty] | 0 | 0 | 0 | 0% | 0 | 0 | 0 | 0 | 0 | 0 | 0 | 0 | #N/A | #N/A | #N/A | #N/A | #N/A | #N/A | #N/A | 0 | 0 | 0 | #DIV/0!
387182 | [18 empty] | 0 | 0 | 0 | 0% | 0 | 0 | 0 | 0 | 0 | 0 | 0 | 0 | #N/A | #N/A | #N/A | #N/A | #N/A | #N/A | #N/A | 0 | 0 | 0 | #DIV/0!
Total Customer Costs: | [18 empty] | 0 | 0 | 0 | 0% | 0 | 0 | 0 | 0 | 0 | 0 | 0 | 0 | #N/A | #N/A | #N/A | #N/A | #N/A | #N/A | #N/A | 0 | 0 | 0 | #DIV/0!
942787 | [18 empty] | 0 | 0 | 0 | 0% | 0 | 0 | 0 | 0 | 0 | 0 | 0 | 0 | #N/A | #N/A | #N/A | #N/A | #N/A | #N/A | #N/A | 0 | 0 | 0 | #DIV/0!
Weighted Avg Life | [18 empty] | 0 | 0 | 0 | 0% | 0 | 0 | 0 | 0 | 0 | 0 | 0 | 0 | #N/A | #N/A | #N/A | #N/A | #N/A | #N/A | #N/A | 0 | 0 | 0 | #DIV/0!
15.1994 | [18 empty] | 0 | 0 | 0 | 0% | 0 | 0 | 0 | 0 | 0 | 0 | 0 | 0 | #N/A | #N/A | #N/A | #N/A | #N/A | #N/A | #N/A | 0 | 0 | 0 | #DIV/0!
Total Utility Cost | [18 empty] | 0 | 0 | 0 | 0% | 0 | 0 | 0 | 0 | 0 | 0 | 0 | 0 | #N/A | #N/A | #N/A | #N/A | #N/A | #N/A | #N/A | 0 | 0 | 0 | #DIV/0!
540146 | [18 empty] | 0 | 0 | 0 | 0% | 0 | 0 | 0 | 0 | 0 | 0 | 0 | 0 | #N/A | #N/A | #N/A | #N/A | #N/A | #N/A | #N/A | 0 | 0 | 0 | #DIV/0!
Total Resource Cost | [18 empty] | 0 | 0 | 0 | 0% | 0 | 0 | 0 | 0 | 0 | 0 | 0 | 0 | #N/A | #N/A | #N/A | #N/A | #N/A | #N/A | #N/A | 0 | 0 | 0 | #DIV/0!
1482933 | [18 empty] | 0 | 0 | 0 | 0% | 0 | 0 | 0 | 0 | 0 | 0 | 0 | 0 | #N/A | #N/A | #N/A | #N/A | #N/A | #N/A | #N/A | 0 | 0 | 0 | #DIV/0!
UC B/C Ratio | [18 empty] | 0 | 0 | 0 | 0% | 0 | 0 | 0 | 0 | 0 | 0 | 0 | 0 | #N/A | #N/A | #N/A | #N/A | #N/A | #N/A | #N/A | 0 | 0 | 0 | #DIV/0!
2.2916 | [18 empty] | 0 | 0 | 0 | 0% | 0 | 0 | 0 | 0 | 0 | 0 | 0 | 0 | #N/A | #N/A | #N/A | #N/A | #N/A | #N/A | #N/A | 0 | 0 | 0 | #DIV/0!
TRC B/C Ratio | [18 empty] | 0 | 0 | 0 | 0% | 0 | 0 | 0 | 0 | 0 | 0 | 0 | 0 | #N/A | #N/A | #N/A | #N/A | #N/A | #N/A | #N/A | 0 | 0 | 0 | #DIV/0!
0.9182 | [18 empty] | 0 | 0 | 0 | 0% | 0 | 0 | 0 | 0 | 0 | 0 | 0 | 0 | #N/A | #N/A | #N/A | #N/A | #N/A | #N/A | #N/A | 0 | 0 | 0 | #DIV/0!
[19 empty] | 0 | 0 | 0 | 0% | 0 | 0 | 0 | 0 | 0 | 0 | 0 | 0 | #N/A | #N/A | #N/A | #N/A | #N/A | #N/A | #N/A | 0 | 0 | 0 | #DIV/0!
[19 empty] | 0 | 0 | 0 | 0% | 0 | 0 | 0 | 0 | 0 | 0 | 0 | 0 | #N/A | #N/A | #N/A | #N/A | #N/A | #N/A | #N/A | 0 | 0 | 0 | #DIV/0!
[19 empty] | 0 | 0 | 0 | 0% | 0 | 0 | 0 | 0 | 0 | 0 | 0 | 0 | #N/A | #N/A | #N/A | #N/A | #N/A | #N/A | #N/A | 0 | 0 | 0 | #DIV/0!
[19 empty] | 0 | 0 | 0 | 0% | 0 | 0 | 0 | 0 | 0 | 0 | 0 | 0 | #N/A | #N/A | #N/A | #N/A | #N/A | #N/A | #N/A | 0 | 0 | 0 | #DIV/0!
[19 empty] | 0 | 0 | 0 | 0% | 0 | 0 | 0 | 0 | 0 | 0 | 0 | 0 | #N/A | #N/A | #N/A | #N/A | #N/A | #N/A | #N/A | 0 | 0 | 0 | #DIV/0!
[19 empty] | 0 | 0 | 0 | 0% | 0 | 0 | 0 | 0 | 0 | 0 | 0 | 0 | #N/A | #N/A | #N/A | #N/A | #N/A | #N/A | #N/A | 0 | 0 | 0 | #DIV/0!
[19 empty] | 0 | 0 | 0 | 0% | 0 | 0 | 0 | 0 | 0 | 0 | 0 | 0 | #N/A | #N/A | #N/A | #N/A | #N/A | #N/A | #N/A | 0 | 0 | 0 | #DIV/0!
[19 empty] | 0 | 0 | 0 | 0% | 0 | 0 | 0 | 0 | 0 | 0 | 0 | 0 | #N/A | #N/A | #N/A | #N/A | #N/A | #N/A | #N/A | 0 | 0 | 0 | #DIV/0!
[19 empty] | 0 | 0 | 0 | 0% | 0 | 0 | 0 | 0 | 0 | 0 | 0 | 0 | #N/A | #N/A | #N/A | #N/A | #N/A | #N/A | #N/A | 0 | 0 | 0 | #DIV/0!
[19 empty] | 0 | 0 | 0 | 0% | 0 | 0 | 0 | 0 | 0 | 0 | 0 | 0 | #N/A | #N/A | #N/A | #N/A | #N/A | #N/A | #N/A | 0 | 0 | 0 | #DIV/0!
[19 empty] | 0 | 0 | 0 | 0% | 0 | 0 | 0 | 0 | 0 | 0 | 0 | 0 | #N/A | #N/A | #N/A | #N/A | #N/A | #N/A | #N/A | 0 | 0 | 0 | #DIV/0!
[19 empty] | 0 | 0 | 0 | 0% | 0 | 0 | 0 | 0 | 0 | 0 | 0 | 0 | #N/A | #N/A | #N/A | #N/A | #N/A | #N/A | #N/A | 0 | 0 | 0 | #DIV/0!
[19 empty] | 0 | 0 | 0 | 0% | 0 | 0 | 0 | 0 | 0 | 0 | 0 | 0 | #N/A | #N/A | #N/A | #N/A | #N/A | #N/A | #N/A | 0 | 0 | 0 | #DIV/0!
[19 empty] | 0 | 0 | 0 | 0% | 0 | 0 | 0 | 0 | 0 | 0 | 0 | 0 | #N/A | #N/A | #N/A | #N/A | #N/A | #N/A | #N/A | 0 | 0 | 0 | #DIV/0!
[19 empty] | 0 | 0 | 0 | 0% | 0 | 0 | 0 | 0 | 0 | 0 | 0 | 0 | #N/A | #N/A | #N/A | #N/A | #N/A | #N/A | #N/A | 0 | 0 | 0 | #DIV/0!
[19 empty] | 0 | 0 | 0 | 0% | 0 | 0 | 0 | 0 | 0 | 0 | 0 | 0 | #N/A | #N/A | #N/A | #N/A | #N/A | #N/A | #N/A | 0 | 0 | 0 | #DIV/0!
[19 empty] | 0 | 0 | 0 | 0% | 0 | 0 | 0 | 0 | 0 | 0 | 0 | 0 | #N/A | #N/A | #N/A | #N/A | #N/A | #N/A | #N/A | 0 | 0 | 0 | #DIV/0!
[19 empty] | 0 | 0 | 0 | 0% | 0 | 0 | 0 | 0 | 0 | 0 | 0 | 0 | #N/A | #N/A | #N/A | #N/A | #N/A | #N/A | #N/A | 0 | 0 | 0 | #DIV/0!
[19 empty] | 0 | 0 | 0 | 0% | 0 | 0 | 0 | 0 | 0 | 0 | 0 | 0 | #N/A | #N/A | #N/A | #N/A | #N/A | #N/A | #N/A | 0 | 0 | 0 | #DIV/0!
[19 empty] | 0 | 0 | 0 | 0% | 0 | 0 | 0 | 0 | 0 | 0 | 0 | 0 | #N/A | #N/A | #N/A | #N/A | #N/A | #N/A | #N/A | 0 | 0 | 0 | #DIV/0!
[19 empty] | 0 | 0 | 0 | 0% | 0 | 0 | 0 | 0 | 0 | 0 | 0 | 0 | #N/A | #N/A | #N/A | #N/A | #N/A | #N/A | #N/A | 0 | 0 | 0 | #DIV/0!
[19 empty] | 0 | 0 | 0 | 0% | 0 | 0 | 0 | 0 | 0 | 0 | 0 | 0 | #N/A | #N/A | #N/A | #N/A | #N/A | #N/A | #N/A | 0 | 0 | 0 | #DIV/0!
[19 empty] | 0 | 0 | 0 | 0% | 0 | 0 | 0 | 0 | 0 | 0 | 0 | 0 | #N/A | #N/A | #N/A | #N/A | #N/A | #N/A | #N/A | 0 | 0 | 0 | #DIV/0!
[19 empty] | 0 | 0 | 0 | 0% | 0 | 0 | 0 | 0 | 0 | 0 | 0 | 0 | #N/A | #N/A | #N/A | #N/A | #N/A | #N/A | #N/A | 0 | 0 | 0 | #DIV/0!
[19 empty] | 0 | 0 | 0 | 0% | 0 | 0 | 0 | 0 | 0 | 0 | 0 | 0 | #N/A | #N/A | #N/A | #N/A | #N/A | #N/A | #N/A | 0 | 0 | 0 | #DIV/0!
[19 empty] | 0 | 0 | 0 | 0% | 0 | 0 | 0 | 0 | 0 | 0 | 0 | 0 | #N/A | #N/A | #N/A | #N/A | #N/A | #N/A | #N/A | 0 | 0 | 0 | #DIV/0!
[19 empty] | 0 | 0 | 0 | 0% | 0 | 0 | 0 | 0 | 0 | 0 | 0 | 0 | #N/A | #N/A | #N/A | #N/A | #N/A | #N/A | #N/A | 0 | 0 | 0 | #DIV/0!
[19 empty] | 0 | 0 | 0 | 0% | 0 | 0 | 0 | 0 | 0 | 0 | 0 | 0 | #N/A | #N/A | #N/A | #N/A | #N/A | #N/A | #N/A | 0 | 0 | 0 | #DIV/0!
[19 empty] | 0 | 0 | 0 | 0% | 0 | 0 | 0 | 0 | 0 | 0 | 0 | 0 | #N/A | #N/A | #N/A | #N/A | #N/A | #N/A | #N/A | 0 | 0 | 0 | #DIV/0!
[19 empty] | 0 | 0 | 0 | 0% | 0 | 0 | 0 | 0 | 0 | 0 | 0 | 0 | #N/A | #N/A | #N/A | #N/A | #N/A | #N/A | #N/A | 0 | 0 | 0 | #DIV/0!
[19 empty] | 0 | 0 | 0 | 0% | 0 | 0 | 0 | 0 | 0 | 0 | 0 | 0 | #N/A | #N/A | #N/A | #N/A | #N/A | #N/A | #N/A | 0 | 0 | 0 | #DIV/0!
[19 empty] | 0 | 0 | 0 | 0% | 0 | 0 | 0 | 0 | 0 | 0 | 0 | 0 | #N/A | #N/A | #N/A | #N/A | #N/A | #N/A | #N/A | 0 | 0 | 0 | #DIV/0!
[19 empty] | 0 | 0 | 0 | 0% | 0 | 0 | 0 | 0 | 0 | 0 | 0 | 0 | #N/A | #N/A | #N/A | #N/A | #N/A | #N/A | #N/A | 0 | 0 | 0 | #DIV/0!
[19 empty] | 0 | 0 | 0 | 0% | 0 | 0 | 0 | 0 | 0 | 0 | 0 | 0 | #N/A | #N/A | #N/A | #N/A | #N/A | #N/A | #N/A | 0 | 0 | 0 | #DIV/0!
[19 empty] | 0 | 0 | 0 | 0% | 0 | 0 | 0 | 0 | 0 | 0 | 0 | 0 | #N/A | #N/A | #N/A | #N/A | #N/A | #N/A | #N/A | 0 | 0 | 0 | #DIV/0!
[19 empty] | 0 | 0 | 0 | 0% | 0 | 0 | 0 | 0 | 0 | 0 | 0 | 0 | #N/A | #N/A | #N/A | #N/A | #N/A | #N/A | #N/A | 0 | 0 | 0 | #DIV/0!
[19 empty] | 0 | 0 | 0 | 0% | 0 | 0 | 0 | 0 | 0 | 0 | 0 | 0 | #N/A | #N/A | #N/A | #N/A | #N/A | #N/A | #N/A | 0 | 0 | 0 | #DIV/0!
[19 empty] | 0 | 0 | 0 | 0% | 0 | 0 | 0 | 0 | 0 | 0 | 0 | 0 | #N/A | #N/A | #N/A | #N/A | #N/A | #N/A | #N/A | 0 | 0 | 0 | #DIV/0!
[19 empty] | 0 | 0 | 0 | 0% | 0 | 0 | 0 | 0 | 0 | 0 | 0 | 0 | #N/A | #N/A | #N/A | #N/A | #N/A | #N/A | #N/A | 0 | 0 | 0 | #DIV/0!
[19 empty] | 0 | 0 | 0 | 0% | 0 | 0 | 0 | 0 | 0 | 0 | 0 | 0 | #N/A | #N/A | #N/A | #N/A | #N/A | #N/A | #N/A | 0 | 0 | 0 | #DIV/0!
[19 empty] | 0 | 0 | 0 | 0% | 0 | 0 | 0 | 0 | 0 | 0 | 0 | 0 | #N/A | #N/A | #N/A | #N/A | #N/A | #N/A | #N/A | 0 | 0 | 0 | #DIV/0!
[19 empty] | 0 | 0 | 0 | 0% | 0 | 0 | 0 | 0 | 0 | 0 | 0 | 0 | #N/A | #N/A | #N/A | #N/A | #N/A | #N/A | #N/A | 0 | 0 | 0 | #DIV/0!
[19 empty] | 0 | 0 | 0 | 0% | 0 | 0 | 0 | 0 | 0 | 0 | 0 | 0 | #N/A | #N/A | #N/A | #N/A | #N/A | #N/A | #N/A | 0 | 0 | 0 | #DIV/0!
Note on W3: Curtis, Kasey Calculates measure savings as a % of total program savings.
Note on X3: Curtis, Kasey: Uses % of measure savings as a proxy for % of program spending.

## SF New Construction {G}
Rtn to Summary |  | Order Number | Program Name | Discount Rate: | 6.8% | [9 empty] | Paste in incentives but use DBtC for Total
| Program: | 18230684 | Single Family New Construction {G}
| paste |  |  | paste | paste | paste | paste | paste | paste | paste | paste | paste | paste | Paste | paste | paste | paste | paste | Formula: G + H | Formula: (O/A10)*T | Formula: N - M | Formula: O/A10 | Formula: W*A8 | Formula: Q - P | Formula: X + DBtC | Formula: Q + X | Formula: Z/(1+GasDiscountRate)^1 | Formula: AA/(1+GasDiscountRate)^1 | Formula: -PV(ElecDiscount Rate,T,R)*J | Formula: -PV(ElecDiscount Rate, T, S)*J |  | AF*J*K |  | AH*J*L | AG + AI |  | AG +AI -AK | formula: Logic to lookup from AC tables and adjust by savings and quantity | Formula: Utility Savings (AM)*1.1+AD+AE | formula: AM/AB | formula: AN/AC
| Sch. No. | Order Number | Program Name | Measure Version | Measure Name | First Period Measure Life | Second period Measure Life | Gas End-Use Type | Number of units offered | Savings per Unit Period 1 | Savngs per Unit Period 2 | Incentives Per Unit | Incremental Measure Cost per Unit | Total First Year Savings | Total Incentive | Total Incremental Measure Cost | Unit First Year Non-Energy Benefits | Unit Annual Net Equipment O&M | Total Measure Life | Weighted Life | Agency or Customer Cost per Unit | Percent Unit overhead | Program Overhead Cost | Total Customer Cost | Total Utility Program Costs | Total Resource Cost | PV Total Utility Program Costs | PV Total Resource Costs | PV Total Non-Energy Benefits | PV Total Net Equipment O&M | Unit PV First period Savings for 1 therm | Total First Period Savings | Unit PV Savings for Second Period for 1 therm | Total Second period Savings | Unadjusted Total | Decrement | Final UC Total Savings | PV Total Savings UC | PV Total Savings TRC | UC B/C Ratio | TRC B/C Ratio
DBTC: | G215 | 18230684 | Single Family New Construction {G} | [15 empty] | 0 | #DIV/0! | 0 | #DIV/0! | #DIV/0! | 0 | #DIV/0! | #DIV/0! | #DIV/0! | #DIV/0! | 0 | 0 | #N/A | #N/A | #N/A | #N/A | #N/A | #N/A | #N/A | 0 | 0 | 0 | #DIV/0!
0 | [18 empty] | 0 | #DIV/0! | 0 | #DIV/0! | #DIV/0! | 0 | #DIV/0! | #DIV/0! | #DIV/0! | #DIV/0! | 0 | 0 | #N/A | #N/A | #N/A | #N/A | #N/A | #N/A | #N/A | 0 | 0 | 0 | #DIV/0!
Program Costs: | [18 empty] | 0 | #DIV/0! | 0 | #DIV/0! | #DIV/0! | 0 | #DIV/0! | #DIV/0! | #DIV/0! | #DIV/0! | 0 | 0 | #N/A | #N/A | #N/A | #N/A | #N/A | #N/A | #N/A | 0 | 0 | 0 | #DIV/0!
0 | [18 empty] | 0 | #DIV/0! | 0 | #DIV/0! | #DIV/0! | 0 | #DIV/0! | #DIV/0! | #DIV/0! | #DIV/0! | 0 | 0 | #N/A | #N/A | #N/A | #N/A | #N/A | #N/A | #N/A | 0 | 0 | 0 | #DIV/0!
Total Savings (therm): | [18 empty] | 0 | #DIV/0! | 0 | #DIV/0! | #DIV/0! | 0 | #DIV/0! | #DIV/0! | #DIV/0! | #DIV/0! | 0 | 0 | #N/A | #N/A | #N/A | #N/A | #N/A | #N/A | #N/A | 0 | 0 | 0 | #DIV/0!
0 | [18 empty] | 0 | #DIV/0! | 0 | #DIV/0! | #DIV/0! | 0 | #DIV/0! | #DIV/0! | #DIV/0! | #DIV/0! | 0 | 0 | #N/A | #N/A | #N/A | #N/A | #N/A | #N/A | #N/A | 0 | 0 | 0 | #DIV/0!
Total Incentives: | [18 empty] | 0 | #DIV/0! | 0 | #DIV/0! | #DIV/0! | 0 | #DIV/0! | #DIV/0! | #DIV/0! | #DIV/0! | 0 | 0 | #N/A | #N/A | #N/A | #N/A | #N/A | #N/A | #N/A | 0 | 0 | 0 | #DIV/0!
0 | [18 empty] | 0 | #DIV/0! | 0 | #DIV/0! | #DIV/0! | 0 | #DIV/0! | #DIV/0! | #DIV/0! | #DIV/0! | 0 | 0 | #N/A | #N/A | #N/A | #N/A | #N/A | #N/A | #N/A | 0 | 0 | 0 | #DIV/0!
Total Customer Costs: | [18 empty] | 0 | #DIV/0! | 0 | #DIV/0! | #DIV/0! | 0 | #DIV/0! | #DIV/0! | #DIV/0! | #DIV/0! | 0 | 0 | #N/A | #N/A | #N/A | #N/A | #N/A | #N/A | #N/A | 0 | 0 | 0 | #DIV/0!
0 | [18 empty] | 0 | #DIV/0! | 0 | #DIV/0! | #DIV/0! | 0 | #DIV/0! | #DIV/0! | #DIV/0! | #DIV/0! | 0 | 0 | #N/A | #N/A | #N/A | #N/A | #N/A | #N/A | #N/A | 0 | 0 | 0 | #DIV/0!
Weighted Avg Life | [18 empty] | 0 | #DIV/0! | 0 | #DIV/0! | #DIV/0! | 0 | #DIV/0! | #DIV/0! | #DIV/0! | #DIV/0! | 0 | 0 | #N/A | #N/A | #N/A | #N/A | #N/A | #N/A | #N/A | 0 | 0 | 0 | #DIV/0!
#DIV/0! | [18 empty] | 0 | #DIV/0! | 0 | #DIV/0! | #DIV/0! | 0 | #DIV/0! | #DIV/0! | #DIV/0! | #DIV/0! | 0 | 0 | #N/A | #N/A | #N/A | #N/A | #N/A | #N/A | #N/A | 0 | 0 | 0 | #DIV/0!
Total Utility Cost | [18 empty] | 0 | #DIV/0! | 0 | #DIV/0! | #DIV/0! | 0 | #DIV/0! | #DIV/0! | #DIV/0! | #DIV/0! | 0 | 0 | #N/A | #N/A | #N/A | #N/A | #N/A | #N/A | #N/A | 0 | 0 | 0 | #DIV/0!
0 | [18 empty] | 0 | #DIV/0! | 0 | #DIV/0! | #DIV/0! | 0 | #DIV/0! | #DIV/0! | #DIV/0! | #DIV/0! | 0 | 0 | #N/A | #N/A | #N/A | #N/A | #N/A | #N/A | #N/A | 0 | 0 | 0 | #DIV/0!
Total Resource Cost | [18 empty] | 0 | #DIV/0! | 0 | #DIV/0! | #DIV/0! | 0 | #DIV/0! | #DIV/0! | #DIV/0! | #DIV/0! | 0 | 0 | #N/A | #N/A | #N/A | #N/A | #N/A | #N/A | #N/A | 0 | 0 | 0 | #DIV/0!
0 | [18 empty] | 0 | #DIV/0! | 0 | #DIV/0! | #DIV/0! | 0 | #DIV/0! | #DIV/0! | #DIV/0! | #DIV/0! | 0 | 0 | #N/A | #N/A | #N/A | #N/A | #N/A | #N/A | #N/A | 0 | 0 | 0 | #DIV/0!
UC B/C Ratio | [18 empty] | 0 | #DIV/0! | 0 | #DIV/0! | #DIV/0! | 0 | #DIV/0! | #DIV/0! | #DIV/0! | #DIV/0! | 0 | 0 | #N/A | #N/A | #N/A | #N/A | #N/A | #N/A | #N/A | 0 | 0 | 0 | #DIV/0!
#DIV/0! | [18 empty] | 0 | #DIV/0! | 0 | #DIV/0! | #DIV/0! | 0 | #DIV/0! | #DIV/0! | #DIV/0! | #DIV/0! | 0 | 0 | #N/A | #N/A | #N/A | #N/A | #N/A | #N/A | #N/A | 0 | 0 | 0 | #DIV/0!
TRC B/C Ratio | [18 empty] | 0 | #DIV/0! | 0 | #DIV/0! | #DIV/0! | 0 | #DIV/0! | #DIV/0! | #DIV/0! | #DIV/0! | 0 | 0 | #N/A | #N/A | #N/A | #N/A | #N/A | #N/A | #N/A | 0 | 0 | 0 | #DIV/0!
#DIV/0! | [18 empty] | 0 | #DIV/0! | 0 | #DIV/0! | #DIV/0! | 0 | #DIV/0! | #DIV/0! | #DIV/0! | #DIV/0! | 0 | 0 | #N/A | #N/A | #N/A | #N/A | #N/A | #N/A | #N/A | 0 | 0 | 0 | #DIV/0!
Note on W3: Curtis, Kasey Calculates measure savings as a % of total program savings.
Note on X3: Curtis, Kasey: Uses % of measure savings as a proxy for % of program spending.

## MH New Construction {G}
Rtn to Summary |  | Order Number | Program Name | Discount Rate: | 6.8% | [9 empty] | Paste in incentives but use DBtC for Total
| Program: | 18230752 | Manufactured Home New Construction {G}
| paste |  |  | paste | paste | paste | paste | paste | paste | paste | paste | paste | paste | Paste | paste | paste | paste | paste | Formula: G + H | Formula: (O/A10)*T | Formula: N - M | Formula: O/A10 | Formula: W*A8 | Formula: Q - P | Formula: X + DBtC | Formula: Q + X | Formula: Z/(1+GasDiscountRate)^1 | Formula: AA/(1+GasDiscountRate)^1 | Formula: -PV(ElecDiscount Rate,T,R)*J | Formula: -PV(ElecDiscount Rate, T, S)*J |  | AF*J*K |  | AH*J*L | AG + AI |  | AG +AI -AK | formula: Logic to lookup from AC tables and adjust by savings and quantity | Formula: Utility Savings (AM)*1.1+AD+AE | formula: AM/AB | formula: AN/AC
| Sch. No. | Order Number | Program Name | Measure Version | Measure Name | First Period Measure Life | Second period Measure Life | Gas End-Use Type | Number of units offered | Savings per Unit Period 1 | Savngs per Unit Period 2 | Incentives Per Unit | Incremental Measure Cost per Unit | Total First Year Savings | Total Incentive | Total Incremental Measure Cost | Unit First Year Non-Energy Benefits | Unit Annual Net Equipment O&M | Total Measure Life | Weighted Life | Agency or Customer Cost per Unit | Percent Unit overhead | Program Overhead Cost | Total Customer Cost | Total Utility Program Costs | Total Resource Cost | PV Total Utility Program Costs | PV Total Resource Costs | PV Total Non-Energy Benefits | PV Total Net Equipment O&M | Unit PV First period Savings for 1 therm | Total First Period Savings | Unit PV Savings for Second Period for 1 therm | Total Second period Savings | Unadjusted Total | Decrement | Final UC Total Savings | PV Total Savings UC | PV Total Savings TRC | UC B/C Ratio | TRC B/C Ratio
DBTC: | G215 | 18230752 | Manufactured Home New Construction {G} | 13325 - 2 | NEEM 1.1 - Energy Star Rated - GH | 15 | 0 | SF Space Heat | 4 | 105.9 | 0 | 2200 | 2675.93 | 423.6 | 8800 | 10703.72 | 0 |  | 15 | 11.6076 | 475.93 | 77.38% | 0 | 1903.72 | 11452.8316 | 10703.72 | 10723.6251 | 10022.2097 | 0 | 0 | 15.4825 | 6558.3784 | 15.4825 | 0 | 6558.3784 | 0 | 6558.3784 | 6558.3784 | 7214.2162 | 0.61158 | 0.71982
14800 |  |  |  | 13327 - 2 | NEEM 2.0 - Energy Star with NEEM Plus Rated - GH | 18 | 0 | SF Space Heat | 1 | 123.8 | 0 | 4400 | 4428.42 | 123.8 | 4400 | 4428.42 | 0 |  | 18 | 4.0709 | 28.42 | 22.62% | 0 | 28.42 | 3347.1684 | 4428.42 | 3134.0528 | 4146.4607 | 0 | 0 | 17.8761 | 2213.0585 | 17.8761 | 0 | 2213.0585 | 0 | 2213.0585 | 2213.0585 | 2434.3644 | 0.70613 | 0.58709
Program Costs: |  |  |  | 12891 - 3 | Incentive - Sales - NEEM 1.1 | 1 | 0 | SF Space Heat | 2 | 0 | 0 | 400 | 0 | 0 | 800 | 0 | 0 |  | 1 | 0 | -400 | 0% | 0 | -800 | 0 | 0 | 0 | 0 | 0 | 0 | 1.3548 | 0 | 1.3548 | 0 | 0 | 0 | 0 | 0 | 0 | 0 | #DIV/0!
0 |  |  |  | 12892 - 4 | Incentive - Sales - NEEM 2.0 | 1 | 0 | SF Space Heat | 1 | 0 | 0 | 800 | 0 | 0 | 800 | 0 | 0 |  | 1 | 0 | -800 | 0% | 0 | -800 | 0 | 0 | 0 | 0 | 0 | 0 | 1.3548 | 0 | 1.3548 | 0 | 0 | 0 | 0 | 0 | 0 | 0 | #DIV/0!
Total Savings (therm): | [18 empty] | 0 | 0 | 0 | 0% | 0 | 0 | 0 | 0 | 0 | 0 | 0 | 0 | #N/A | #N/A | #N/A | #N/A | #N/A | #N/A | #N/A | 0 | 0 | 0 | #DIV/0!
547.4 | [18 empty] | 0 | 0 | 0 | 0% | 0 | 0 | 0 | 0 | 0 | 0 | 0 | 0 | #N/A | #N/A | #N/A | #N/A | #N/A | #N/A | #N/A | 0 | 0 | 0 | #DIV/0!
Total Incentives: | [18 empty] | 0 | 0 | 0 | 0% | 0 | 0 | 0 | 0 | 0 | 0 | 0 | 0 | #N/A | #N/A | #N/A | #N/A | #N/A | #N/A | #N/A | 0 | 0 | 0 | #DIV/0!
14800 | [18 empty] | 0 | 0 | 0 | 0% | 0 | 0 | 0 | 0 | 0 | 0 | 0 | 0 | #N/A | #N/A | #N/A | #N/A | #N/A | #N/A | #N/A | 0 | 0 | 0 | #DIV/0!
Total Customer Costs: | [18 empty] | 0 | 0 | 0 | 0% | 0 | 0 | 0 | 0 | 0 | 0 | 0 | 0 | #N/A | #N/A | #N/A | #N/A | #N/A | #N/A | #N/A | 0 | 0 | 0 | #DIV/0!
332.14 | [18 empty] | 0 | 0 | 0 | 0% | 0 | 0 | 0 | 0 | 0 | 0 | 0 | 0 | #N/A | #N/A | #N/A | #N/A | #N/A | #N/A | #N/A | 0 | 0 | 0 | #DIV/0!
Weighted Avg Life | [18 empty] | 0 | 0 | 0 | 0% | 0 | 0 | 0 | 0 | 0 | 0 | 0 | 0 | #N/A | #N/A | #N/A | #N/A | #N/A | #N/A | #N/A | 0 | 0 | 0 | #DIV/0!
15.6785 | [18 empty] | 0 | 0 | 0 | 0% | 0 | 0 | 0 | 0 | 0 | 0 | 0 | 0 | #N/A | #N/A | #N/A | #N/A | #N/A | #N/A | #N/A | 0 | 0 | 0 | #DIV/0!
Total Utility Cost | [18 empty] | 0 | 0 | 0 | 0% | 0 | 0 | 0 | 0 | 0 | 0 | 0 | 0 | #N/A | #N/A | #N/A | #N/A | #N/A | #N/A | #N/A | 0 | 0 | 0 | #DIV/0!
14800 | [18 empty] | 0 | 0 | 0 | 0% | 0 | 0 | 0 | 0 | 0 | 0 | 0 | 0 | #N/A | #N/A | #N/A | #N/A | #N/A | #N/A | #N/A | 0 | 0 | 0 | #DIV/0!
Total Resource Cost | [18 empty] | 0 | 0 | 0 | 0% | 0 | 0 | 0 | 0 | 0 | 0 | 0 | 0 | #N/A | #N/A | #N/A | #N/A | #N/A | #N/A | #N/A | 0 | 0 | 0 | #DIV/0!
15132.14 | [18 empty] | 0 | 0 | 0 | 0% | 0 | 0 | 0 | 0 | 0 | 0 | 0 | 0 | #N/A | #N/A | #N/A | #N/A | #N/A | #N/A | #N/A | 0 | 0 | 0 | #DIV/0!
UC B/C Ratio | [18 empty] | 0 | 0 | 0 | 0% | 0 | 0 | 0 | 0 | 0 | 0 | 0 | 0 | #N/A | #N/A | #N/A | #N/A | #N/A | #N/A | #N/A | 0 | 0 | 0 | #DIV/0!
0.63297 | [18 empty] | 0 | 0 | 0 | 0% | 0 | 0 | 0 | 0 | 0 | 0 | 0 | 0 | #N/A | #N/A | #N/A | #N/A | #N/A | #N/A | #N/A | 0 | 0 | 0 | #DIV/0!
TRC B/C Ratio | [18 empty] | 0 | 0 | 0 | 0% | 0 | 0 | 0 | 0 | 0 | 0 | 0 | 0 | #N/A | #N/A | #N/A | #N/A | #N/A | #N/A | #N/A | 0 | 0 | 0 | #DIV/0!
0.68098 | [18 empty] | 0 | 0 | 0 | 0% | 0 | 0 | 0 | 0 | 0 | 0 | 0 | 0 | #N/A | #N/A | #N/A | #N/A | #N/A | #N/A | #N/A | 0 | 0 | 0 | #DIV/0!
Note on W3: Curtis, Kasey Calculates measure savings as a % of total program savings.
Note on X3: Curtis, Kasey: Uses % of measure savings as a proxy for % of program spending.

## Multi Family Retrofit {G}
Rtn to Summary |  | Order Number | Program Name | Discount Rate: | 6.8% | [9 empty] | Paste in incentives but use DBtC for Total
| Program: | 18230736 | Multi Family Retrofit {G}
| paste |  |  | paste | paste | paste | paste | paste | paste | paste | paste | paste | paste | Paste | paste | paste | paste | paste | Formula: G + H | Formula: (O/A10)*T | Formula: N - M | Formula: O/A10 | Formula: W*A8 | Formula: Q - P | Formula: X + DBtC | Formula: Q + X | Formula: Z/(1+GasDiscountRate)^1 | Formula: AA/(1+GasDiscountRate)^1 | Formula: -PV(ElecDiscount Rate,T,R)*J | Formula: -PV(ElecDiscount Rate, T, S)*J |  | AF*J*K |  | AH*J*L | AG + AI |  | AG +AI -AK | formula: Logic to lookup from AC tables and adjust by savings and quantity | Formula: Utility Savings (AM)*1.1+AD+AE | formula: AM/AB | formula: AN/AC
| Sch. No. | Order Number | Program Name | Measure Version | Measure Name | First Period Measure Life | Second period Measure Life | Gas End-Use Type | Number of units offered | Savings per Unit Period 1 | Savngs per Unit Period 2 | Incentives Per Unit | Incremental Measure Cost per Unit | Total First Year Savings | Total Incentive | Total Incremental Measure Cost | Unit First Year Non-Energy Benefits | Unit Annual Net Equipment O&M | Total Measure Life | Weighted Life | Agency or Customer Cost per Unit | Percent Unit overhead | Program Overhead Cost | Total Customer Cost | Total Utility Program Costs | Total Resource Cost | PV Total Utility Program Costs | PV Total Resource Costs | PV Total Non-Energy Benefits | PV Total Net Equipment O&M | Unit PV First period Savings for 1 therm | Total First Period Savings | Unit PV Savings for Second Period for 1 therm | Total Second period Savings | Unadjusted Total | Decrement | Final UC Total Savings | PV Total Savings UC | PV Total Savings TRC | UC B/C Ratio | TRC B/C Ratio
DBTC: | G217 | 18230736 | Multi Family Retrofit {G} | 11247 | MFRFT: Insulation - Attic - R0 to R38 - NG | 45 |  | SF Space Heat | 100 | 0.04 |  | 1 | 0.98 | 4 | 100 | 98 | 0 |  | 45 | 0.010325 | -0.02 | 0.02294% | 25.6975 | -2 | 84.0958 | 123.6975 | 78.7414 | 115.8216 | 0 | 0 | 37.5699 | 150.2798 | 37.5699 | 0 | 150.2798 | 0 | 150.2798 | 150.2798 | 165.3077 | 1.9085 | 1.4273
254523.14 | G217 | 18230736 | Multi Family Retrofit {G} | 11249 | MFRFT: Insulation - Attic - R11 to R38 - NG | 45 |  | SF Space Heat | 200 | 0.03 |  | 1 | 0.7 | 6 | 200 | 140 | 0 |  | 45 | 0.015487 | -0.3 | 0.03442% | 38.5462 | -60 | 126.1437 | 178.5462 | 118.112 | 167.1781 | 0 | 0 | 37.5699 | 225.4196 | 37.5699 | 0 | 225.4196 | 0 | 225.4196 | 225.4196 | 247.9616 | 1.9085 | 1.4832
Program Costs: | G217 | 18230736 | Multi Family Retrofit {G} | 11262 | MFRFT: Insulation - Floor - R0 to R30 - NG | 45 |  | SF Space Heat | 100 | 0.06 |  | 1 | 1.28 | 6 | 100 | 128 | 0 |  | 45 | 0.015487 | 0.28 | 0.03442% | 38.5462 | 28 | 126.1437 | 166.5462 | 118.112 | 155.9421 | 0 | 0 | 37.5699 | 225.4196 | 37.5699 | 0 | 225.4196 | 0 | 225.4196 | 225.4196 | 247.9616 | 1.9085 | 1.5901
111999.86 | G217 | 18230736 | Multi Family Retrofit {G} | 12990 | Insulation - Attic - R0 to R49 - GH - MF | 45 |  | SF Space Heat | 100 | 0.05 |  | 1 | 1.26 | 5 | 100 | 126 | 0 |  | 45 | 0.012906 | 0.26 | 0.02868% | 32.1218 | 26 | 105.1197 | 158.1218 | 98.4267 | 148.0542 | 0 | 0 | 37.5699 | 187.8497 | 37.5699 | 0 | 187.8497 | 0 | 187.8497 | 187.8497 | 206.6347 | 1.9085 | 1.3957
Total Savings (therm): | G217 | 18230736 | Multi Family Retrofit {G} | New | Insulation - Attic - R19 to R49 - GH - MF | 45 |  | SF Space Heat | 4000 | 0.01 |  | 0.5 | 0.8 | 40 | 2000 | 3200 | 0 |  | 45 | 0.10325 | 0.3 | 0.2294% | 256.9747 | 1200 | 840.9577 | 3456.9747 | 787.4136 | 3236.8677 | 0 | 0 | 37.5699 | 1502.7976 | 37.5699 | 0 | 1502.7976 | 0 | 1502.7976 | 1502.7976 | 1653.0774 | 1.9085 | 0.5107
17433.6 | G217 | 18230736 | Multi Family Retrofit {G} | 12651 | Windows - Double Pane - U30 - from SP U120 - GH - MF | 45 |  | SF Space Heat | 50 | 1.15 |  | 7 | 23.3 | 57.5 | 350 | 1165 | 0 |  | 45 | 0.14842 | 16.3 | 0.3298% | 369.4012 | 815 | 1208.8767 | 1534.4012 | 1131.907 | 1436.7052 | 0 | 0 | 37.5699 | 2160.2716 | 37.5699 | 0 | 2160.2716 | 0 | 2160.2716 | 2160.2716 | 2376.2988 | 1.9085 | 1.654
Total Incentives: | G217 | 18230736 | Multi Family Retrofit {G} | 12659 | Windows - Triple Pane - U22 - from SP U120 - GH - MF | 45 |  | SF Space Heat | 10 | 1.27 |  | 9 | 26.98 | 12.7 | 90 | 269.8 | 0 |  | 45 | 0.032782 | 17.98 | 0.07285% | 81.5895 | 179.8 | 267.0041 | 351.3895 | 250.0038 | 329.0164 | 0 | 0 | 37.5699 | 477.1383 | 37.5699 | 0 | 477.1383 | 0 | 477.1383 | 477.1383 | 524.8521 | 1.9085 | 1.5952
189523.14 | G217 | 18230736 | Multi Family Retrofit {G} | 12906 | Windows - Double Pane - from U60 to U30 - GH - MF | 45 |  | SF Space Heat | 50 | 0.62 |  | 5 | 23.3 | 31 | 250 | 1165 | 0 |  | 45 | 0.080018 | 18.3 | 0.1778% | 199.1554 | 915 | 651.7422 | 1364.1554 | 610.2455 | 1277.2991 | 0 | 0 | 37.5699 | 1164.6682 | 37.5699 | 0 | 1164.6682 | 0 | 1164.6682 | 1164.6682 | 1281.135 | 1.9085 | 1.003
Total Customer Costs: | G217 | 18230736 | Multi Family Retrofit {G} | 12907 | Windows - Triple Pane - U22 - from DP U60 - GH - MF | 45 |  | SF Space Heat | 15 | 0.75 |  | 7 | 26.98 | 11.25 | 105 | 404.7 | 0 |  | 45 | 0.029039 | 19.98 | 0.06453% | 72.2741 | 299.7 | 236.5194 | 476.9741 | 221.4601 | 446.605 | 0 | 0 | 37.5699 | 422.6618 | 37.5699 | 0 | 422.6618 | 0 | 422.6618 | 422.6618 | 464.928 | 1.9085 | 1.041
20410.66 | G217 | 18230736 | Multi Family Retrofit {G} | 12998 | Windows - Triple Pane - U22 - from DP U30 - GH - MF | 45 |  | SF Space Heat | 3000 | 0.13 |  | 3 | 3.68 | 390 | 9000 | 11040 | 0 |  | 45 | 1.0067 | 0.68 | 2.237% | 2505.5035 | 2040 | 8199.3375 | 13545.5035 | 7677.2823 | 12683.0557 | 0 | 0 | 37.5699 | 14652.277 | 37.5699 | 0 | 14652.277 | 0 | 14652.277 | 14652.277 | 16117.5047 | 1.9085 | 1.2708
Weighted Avg Life | G217 | 18230736 | Multi Family Retrofit {G} | NEW | Windows - Double Pane - U30 - from SP U120 - GH - MF - MI | 45 |  | SF Space Heat | 200 | 1.15 |  | 14 | 23.3 | 230 | 2800 | 4660 | 0 |  | 45 | 0.59368 | 9.3 | 1.319% | 1477.6046 | 1860 | 4835.5067 | 6137.6046 | 4527.628 | 5746.8208 | 0 | 0 | 37.5699 | 8641.0864 | 37.5699 | 0 | 8641.0864 | 0 | 8641.0864 | 8641.0864 | 9505.1951 | 1.9085 | 1.654
22.1111 | G217 | 18230736 | Multi Family Retrofit {G} | NEW | Windows - Triple Pane - U22 - from SP U120 - GH - MF - MI | 45 |  | SF Space Heat | 50 | 1.27 |  | 18 | 26.98 | 63.5 | 900 | 1349 | 0 |  | 45 | 0.16391 | 8.98 | 0.3642% | 407.9474 | 449 | 1335.0203 | 1756.9474 | 1250.019 | 1645.0818 | 0 | 0 | 37.5699 | 2385.6913 | 37.5699 | 0 | 2385.6913 | 0 | 2385.6913 | 2385.6913 | 2624.2604 | 1.9085 | 1.5952
Total Utility Cost | G217 | 18230736 | Multi Family Retrofit {G} | NEW | Windows - Double Pane - from U60 to U30 - GH - MF - MI | 45 |  | SF Space Heat | 50 | 0.62 |  | 10 | 23.3 | 31 | 500 | 1165 | 0 |  | 45 | 0.080018 | 13.3 | 0.1778% | 199.1554 | 665 | 651.7422 | 1364.1554 | 610.2455 | 1277.2991 | 0 | 0 | 37.5699 | 1164.6682 | 37.5699 | 0 | 1164.6682 | 0 | 1164.6682 | 1164.6682 | 1281.135 | 1.9085 | 1.003
366523 | G217 | 18230736 | Multi Family Retrofit {G} | NEW | Windows - Triple Pane - U22 - from DP U60 - GH - MF - MI | 45 |  | SF Space Heat | 50 | 0.75 |  | 14 | 26.98 | 37.5 | 700 | 1349 | 0 |  | 45 | 0.096796 | 12.98 | 0.2151% | 240.9138 | 649 | 788.3978 | 1589.9138 | 738.2002 | 1488.6833 | 0 | 0 | 37.5699 | 1408.8728 | 37.5699 | 0 | 1408.8728 | 0 | 1408.8728 | 1408.8728 | 1549.7601 | 1.9085 | 1.041
Total Resource Cost | G217 | 18230736 | Multi Family Retrofit {G} | NEW | Windows - Triple Pane - U22 - from DP U30 - GH - MF - MI | 45 |  | SF Space Heat | 1000 | 0.13 |  | 6 | 3.68 | 130 | 6000 | 3680 | 0 |  | 45 | 0.33556 | -2.32 | 0.7457% | 835.1678 | -2320 | 2733.1125 | 4515.1678 | 2559.0941 | 4227.6852 | 0 | 0 | 37.5699 | 4884.0923 | 37.5699 | 0 | 4884.0923 | 0 | 4884.0923 | 4884.0923 | 5372.5016 | 1.9085 | 1.2708
321933.66 | G217 | 18230736 | Multi Family Retrofit {G} | 12738 | Thermostat - Smart - GH - Res | 11 |  | SF Space Heat | 1 | 33 |  | 75 | 189 | 33 | 75 | 189 | 0 |  | 11 | 0.020822 | 114 | 0.1893% | 212.0041 | 114 | 693.7901 | 401.0041 | 649.6162 | 375.472 | 0 | 0 | 12.0133 | 396.439 | 12.0133 | 0 | 396.439 | 0 | 396.439 | 396.439 | 436.0828 | 0.61027 | 1.1614
UC B/C Ratio | G217 | 18230736 | Multi Family Retrofit {G} | 12739 | Thermostat - Smart - GH - Res - MI | 11 |  | SF Space Heat | 10 | 33 |  | 150 | 189 | 330 | 1500 | 1890 | 0 |  | 11 | 0.20822 | 39 | 1.893% | 2120.0414 | 390 | 6937.9009 | 4010.0414 | 6496.1619 | 3754.7204 | 0 | 0 | 12.0133 | 3964.3895 | 12.0133 | 0 | 3964.3895 | 0 | 3964.3895 | 3964.3895 | 4360.8285 | 0.61027 | 1.1614
1.0147 | G217 | 18230736 | Multi Family Retrofit {G} | 13021 | Thermostat - Smart - GH - Res - LTO | 11 |  | SF Space Heat | 5 | 33 |  | 150 | 189 | 165 | 750 | 945 | 0 |  | 11 | 0.10411 | 39 | 0.9464% | 1060.0207 | 195 | 3468.9505 | 2005.0207 | 3248.081 | 1877.3602 | 0 | 0 | 12.0133 | 1982.1948 | 12.0133 | 0 | 1982.1948 | 0 | 1982.1948 | 1982.1948 | 2180.4142 | 0.61027 | 1.1614
TRC B/C Ratio | G217 | 18230736 | Multi Family Retrofit {G} | 12621 | Clothes Washer - EWH - G Dryer - MFCA | 11 |  | Comm Flat | 1 | 20.52 |  | 125 | 146.71 | 20.52 | 125 | 146.71 | 389.08 |  | 11 | 0.012947 | 21.71 | 0.1177% | 131.828 | 21.71 | 431.4113 | 278.538 | 403.9432 | 260.8034 | 2946.8719 | 0 | 11.3679 | 233.2696 | 11.3679 | 0 | 233.2696 | 0 | 233.2696 | 233.2696 | 3203.4684 | 0.57748 | 12.2831
1.4421 | G217 | 18230736 | Multi Family Retrofit {G} | 12622 | Clothes Washer - non EWH - G Dryer - MFCA | 11 |  | Comm Flat | 1 | 20.52 |  | 125 | 146.71 | 20.52 | 125 | 146.71 | 142.84 |  | 11 | 0.012947 | 21.71 | 0.1177% | 131.828 | 21.71 | 431.4113 | 278.538 | 403.9432 | 260.8034 | 1081.8628 | 0 | 11.3679 | 233.2696 | 11.3679 | 0 | 233.2696 | 0 | 233.2696 | 233.2696 | 1338.4593 | 0.57748 | 5.1321
| G217 | 18230736 | Multi Family Retrofit {G} | 12623 | Clothes Washer - GWH - non E Dryer - MFCA | 11 |  | Comm Flat | 1 | 14.99 |  | 75 | 82.7 | 14.99 | 75 | 82.7 | 80.52 |  | 11 | 0.0094582 | 7.7 | 0.08598% | 96.3013 | 7.7 | 315.1489 | 179.0013 | 295.0832 | 167.6042 | 609.8543 | 0 | 11.3679 | 170.405 | 11.3679 | 0 | 170.405 | 0 | 170.405 | 170.405 | 797.2999 | 0.57748 | 4.757
| G217 | 18230736 | Multi Family Retrofit {G} | 12624 | Clothes Washer - GWH - E Dryer - MFCA | 11 |  | Comm Flat | 1 | 14.99 |  | 75 | 82.7 | 14.99 | 75 | 82.7 | 389.08 |  | 11 | 0.0094582 | 7.7 | 0.08598% | 96.3013 | 7.7 | 315.1489 | 179.0013 | 295.0832 | 167.6042 | 2946.8719 | 0 | 11.3679 | 170.405 | 11.3679 | 0 | 170.405 | 0 | 170.405 | 170.405 | 3134.3174 | 0.57748 | 18.7007
| G217 | 18230736 | Multi Family Retrofit {G} | 12625 | Clothes Washer - GWH - G Dryer - MFCA | 11 |  | Comm Flat | 1 | 35.51 |  | 200 | 399.62 | 35.51 | 200 | 399.62 | 389.08 |  | 11 | 0.022406 | 199.62 | 0.2037% | 228.1293 | 199.62 | 746.5602 | 627.7493 | 699.0264 | 587.7802 | 2946.8719 | 0 | 11.3679 | 403.6746 | 11.3679 | 0 | 403.6746 | 0 | 403.6746 | 403.6746 | 3390.914 | 0.57748 | 5.769
| G217 | 18230736 | Multi Family Retrofit {G} | 12962 | Clothes Washer - Top Load - Energy Star - Any WH - Any Dryer - Res - C | 14 |  | Res Water Heat | 1 | 0.8 |  | 0 | 0 | 0.8 | 0 | 0 | 7.49 |  | 14 | 0.00064244 | 0 | 0.004589% | 5.1395 | 0 | 16.8192 | 5.1395 | 15.7483 | 4.8123 | 66.2965 | 0 | 14.0642 | 11.2514 | 14.0642 | 0 | 11.2514 | 0 | 11.2514 | 11.2514 | 78.673 | 0.71445 | 16.3484
| G217 | 18230736 | Multi Family Retrofit {G} | 12993 | Clothes Washer - Front Load - Energy Star - Any WH - Any Dryer - Res - C | 14 |  | Res Water Heat | 1 | 2.1 |  | 0 | 0 | 2.1 | 0 | 0 | 17.06 |  | 14 | 0.0016864 | 0 | 0.01205% | 13.4912 | 0 | 44.1503 | 13.4912 | 41.3392 | 12.6322 | 151.0037 | 0 | 14.0642 | 29.5348 | 14.0642 | 0 | 29.5348 | 0 | 29.5348 | 29.5348 | 183.492 | 0.71445 | 14.5258
| G217 | 18230736 | Multi Family Retrofit {G} | 12994 | Clothes Washer - Front Load - Energy Star - Any WH - Any Dryer - Res - C - LTO | 14 |  | Res Water Heat | 1 | 2.1 |  | 0 | 0 | 2.1 | 0 | 0 | 17.06 |  | 14 | 0.0016864 | 0 | 0.01205% | 13.4912 | 0 | 44.1503 | 13.4912 | 41.3392 | 12.6322 | 151.0037 | 0 | 14.0642 | 29.5348 | 14.0642 | 0 | 29.5348 | 0 | 29.5348 | 29.5348 | 183.492 | 0.71445 | 14.5258
| G217 | 18230736 | Multi Family Retrofit {G} | 12693 | Adapter - Thermostatic Restrictor Valve - DI - GWH - MF | 10 |  | Res Water Heat | 100 | 2.2 |  | 33 | 33 | 220 | 3300 | 3300 | 4.13 |  | 10 | 0.12619 | 0 | 1.262% | 1413.3609 | 0 | 4625.2673 | 4713.3609 | 4330.7746 | 4413.2593 | 2927.7475 | 0 | 10.605 | 2333.0908 | 10.605 | 0 | 2333.0908 | 0 | 2333.0908 | 2333.0908 | 5494.1474 | 0.53872 | 1.2449
| G217 | 18230736 | Multi Family Retrofit {G} | 11303 | MFRFT: Boiler - Replacement - Combined Space and Water Heating | 24 |  | Comm Space Heat | 500 |  |  | 5 | 7.14 | 500 | 2500 | 3570 | 0 |  | 24 | 0.68833 | 2.14 | 2.868% | 3212.1839 | 1070 | 10511.9711 | 6782.1839 | 9842.6696 | 6350.3595 | 0 | 0 | 22.8296 | 0 | 22.8296 | 0 | 0 | 0 | 0 | 0 | 0 | 0 | 0
| G217 | 18230736 | Multi Family Retrofit {G} | 12660 | Integrated Heating System - Space and Water - GH - Res | 20 |  | SF Space Heat | 1 | 134.32 |  | 700 | 723.76 | 134.32 | 700 | 723.76 | 0 |  | 20 | 0.15409 | 23.76 | 0.7705% | 862.9211 | 23.76 | 2823.9359 | 1586.6811 | 2644.1348 | 1485.6565 | 0 | 0 | 19.3955 | 2605.2091 | 19.3955 | 0 | 2605.2091 | 0 | 2605.2091 | 2605.2091 | 2865.7301 | 0.98528 | 1.9289
| G217 | 18230736 | Multi Family Retrofit {G} | NEW | Insulation - Attic - R38 to R49 - GH - MF | 45 | 0 | SF Space Heat | 50 | 0.002 | 0 | 0.05 | 0.25 | 0.1 | 2.5 | 12.5 | 0.0001 |  | 45 | 0.00025812 | 0.2 | 0.0005736% | 0.64244 | 10 | 2.1024 | 13.1424 | 1.9685 | 12.3057 | 0.069721 | 0 | 37.5699 | 3.757 | 37.5699 | 0 | 3.757 | 0 | 3.757 | 3.757 | 4.2024 | 1.9085 | 0.3415
| G217 | 18230736 | Multi Family Retrofit {G} | New | Place Holder for "Water Heat Loop – Control – GH - MF" | 13 | 0 | Res Water Heat | 1100 | 1 | 0 | 7 | 10 | 1100 | 7700 | 11000 | 0 |  | 13 | 0.82026 | 3 | 6.31% | 7066.8047 | 3300 | 23126.3365 | 18066.8047 | 21653.8731 | 16916.4838 | 0 | 0 | 13.2327 | 14555.9876 | 13.2327 | 0 | 14555.9876 | 0 | 14555.9876 | 14555.9876 | 16011.5863 | 0.67221 | 0.94651
| G217 | 18230736 | Multi Family Retrofit {G} | 14104 | Insulation - Wall - Dense Pack - GH - MF | 45 |  | SF Space Heat | 2000 | 0.1 |  | 4 | 4 | 200 | 8000 | 8000 | 0.0073 |  | 45 | 0.51624 | 0 | 1.147% | 1284.8736 | 0 | 4204.7885 | 9284.8736 | 3937.0678 | 8693.7019 | 203.585 | 0 | 37.5699 | 7513.9882 | 37.5699 | 0 | 7513.9882 | 0 | 7513.9882 | 7513.9882 | 8468.9721 | 1.9085 | 0.97415
| G217 | 18230736 | Multi Family Retrofit {G} | 0 | MFRFT: Air Sealing - G | 45 |  | SF Space Heat | 107 | 13.2 |  | 0 | 0 | 1412.4 | 0 | 0 | 0 |  | 45 | 3.6457 | 0 | 8.102% | 9073.7772 | 0 | 29694.2161 | 9073.7772 | 27803.5731 | 8496.0461 | 0 | 0 | 37.5699 | 53063.7848 | 37.5699 | 0 | 53063.7848 | 0 | 53063.7848 | 53063.7848 | 58370.1633 | 1.9085 | 6.8703
| G217 | 18230736 | Multi Family Retrofit {G} | 0 | SEALING + Insulation - Attic - R11 to R49 - GH - MF | 45 |  | SF Space Heat | 200 | 0.03 |  | 2.5 | 2.5 | 6 | 500 | 500 | 0.0022 |  | 45 | 0.015487 | 0 | 0.03442% | 38.5462 | 0 | 126.1437 | 538.5462 | 118.112 | 504.2567 | 6.1354 | 0 | 37.5699 | 225.4196 | 37.5699 | 0 | 225.4196 | 0 | 225.4196 | 225.4196 | 254.0971 | 1.9085 | 0.5039
| G217 | 18230736 | Multi Family Retrofit {G} | 12642 | SEALING + Insulation - Floor - R11 to R30 - GH - MF | 45 |  | SF Space Heat | 200 | 0.03 |  | 3.25 | 3.25 | 6 | 650 | 650 | 0.0022 |  | 45 | 0.015487 | 0 | 0.03442% | 38.5462 | 0 | 126.1437 | 688.5462 | 118.112 | 644.7062 | 6.1354 | 0 | 37.5699 | 225.4196 | 37.5699 | 0 | 225.4196 | 0 | 225.4196 | 225.4196 | 254.0971 | 1.9085 | 0.39413
| G217 | 18230736 | Multi Family Retrofit {G} | NEW | Control - Water Heating - Recirculation - GH - MF - 30 to 49 units | 5 |  | Res Water Heat | 1 | 271 |  | 2300 | 2300 | 271 | 2300 | 2300 | 0 |  | 5 | 0.077723 | 0 | 1.554% | 1741.0037 | 0 | 5697.4884 | 4041.0037 | 5334.7269 | 3783.7113 | 0 | 0 | 5.9186 | 1603.9359 | 5.9186 | 0 | 1603.9359 | 0 | 1603.9359 | 1603.9359 | 1764.3294 | 0.30066 | 0.4663
| G217 | 18230736 | Multi Family Retrofit {G} | 0 | Heat Pump - Air Source - Hybrid System - MF | 18 |  | SF Space Heat | 10 | 184.73 |  | 1500 | 2420 | 1847.3 | 15000 | 24200 | 92.1152 |  | 18 | 1.9073 | 920 | 10.6% | 11867.7348 | 9200 | 38837.5286 | 36067.7348 | 36364.7271 | 33771.2873 | 9401.2069 | 0 | 17.8761 | 33022.48 | 17.8761 | 0 | 33022.48 | 0 | 33022.48 | 33022.48 | 45725.9349 | 0.90809 | 1.354
| G217 | 18230736 | Multi Family Retrofit {G} | 0 | Heat Pump - Air Source - Hybrid System - MF - MI | 18 |  | SF Space Heat | 10 | 184.73 |  | 2400 | 2420 | 1847.3 | 24000 | 24200 | 92.1152 |  | 18 | 1.9073 | 20 | 10.6% | 11867.7348 | 200 | 38837.5286 | 36067.7348 | 36364.7271 | 33771.2873 | 9401.2069 | 0 | 17.8761 | 33022.48 | 17.8761 | 0 | 33022.48 | 0 | 33022.48 | 33022.48 | 45725.9349 | 0.90809 | 1.354
| G217 | 18230736 | Multi Family Retrofit {G} | 0 | Heat Pump - Air Source - Hybrid System - MF - LTO | 18 |  | SF Space Heat | 10 | 184.73 |  | 2000 | 2420 | 1847.3 | 20000 | 24200 | 92.1152 |  | 18 | 1.9073 | 420 | 10.6% | 11867.7348 | 4200 | 38837.5286 | 36067.7348 | 36364.7271 | 33771.2873 | 9401.2069 | 0 | 17.8761 | 33022.48 | 17.8761 | 0 | 33022.48 | 0 | 33022.48 | 33022.48 | 45725.9349 | 0.90809 | 1.354
| G217 | 18230736 | Multi Family Retrofit {G} | 0 | Heat Pump - Air Source - Hybrid System - MF - MI - LTO | 18 |  | SF Space Heat | 10 | 184.73 |  | 2900 | 2420 | 1847.3 | 29000 | 24200 | 92.1152 |  | 18 | 1.9073 | -480 | 10.6% | 11867.7348 | -4800 | 38837.5286 | 36067.7348 | 36364.7271 | 33771.2873 | 9401.2069 | 0 | 17.8761 | 33022.48 | 17.8761 | 0 | 33022.48 | 0 | 33022.48 | 33022.48 | 45725.9349 | 0.90809 | 1.354
|  |  |  | 12669 | Furnace - 95pc - GH - Res | 22 |  | SF Space Heat | 11 | 45.2 |  | 250 | 265 | 497.2 | 2750 | 2915 |  |  | 22 | 0.62743 | 15 | 2.852% | 3194.1957 | 165 | 10453.1041 | 6109.1957 | 9787.5507 | 5720.2207 | 0 | 0 | 20.8382 | 10360.733 | 20.8382 | 0 | 10360.733 | 0 | 10360.733 | 10360.733 | 11396.8063 | 1.0586 | 1.9924
|  |  |  | 12670 | Furnace - 95pc - GH - Res - MI | 22 |  | SF Space Heat | 20 | 45.2 |  | 750 | 265 | 904 | 15000 | 5300 |  |  | 22 | 1.1408 | -485 | 5.185% | 5807.6286 | -9700 | 19005.6438 | 11107.6286 | 17795.5466 | 10400.4013 | 0 | 0 | 20.8382 | 18837.6964 | 20.8382 | 0 | 18837.6964 | 0 | 18837.6964 | 18837.6964 | 20721.466 | 1.0586 | 1.9924
|  |  |  | NEW | Water Heater - Tankless - Energy Star - 0.95 EF - GH - Res | 20 |  | Res Water Heat | 20 | 51.19 |  | 250 | 684.01 | 1023.8 | 5000 | 13680.2 |  |  | 20 | 1.1745 | 434.01 | 5.873% | 6577.2678 | 8680.2 | 21524.3121 | 20257.4678 | 20153.8503 | 18967.6665 | 0 | 0 | 18.7153 | 19160.7707 | 18.7153 | 0 | 19160.7707 | 0 | 19160.7707 | 19160.7707 | 21076.8478 | 0.95073 | 1.1112
|  |  |  | NEW | Water Heater - Tankless - Energy Star - 0.95 EF - GH - Res - MI v2 | 20 |  | Res Water Heat | 20 | 51.19 |  | 660 | 684.01 | 1023.8 | 13200 | 13680.2 |  |  | 20 | 1.1745 | 24.01 | 5.873% | 6577.2678 | 480.2 | 21524.3121 | 20257.4678 | 20153.8503 | 18967.6665 | 0 | 0 | 18.7153 | 19160.7707 | 18.7153 | 0 | 19160.7707 | 0 | 19160.7707 | 19160.7707 | 21076.8478 | 0.95073 | 1.1112
|  |  |  | NEW | Water Heater - Tankless - Energy Star - 0.95 EF - GH - Res LTO v2 | 20 |  | Res Water Heat | 20 | 51.19 |  | 550 | 684.01 | 1023.8 | 11000 | 13680.2 |  |  | 20 | 1.1745 | 134.01 | 5.873% | 6577.2678 | 2680.2 | 21524.3121 | 20257.4678 | 20153.8503 | 18967.6665 | 0 | 0 | 18.7153 | 19160.7707 | 18.7153 | 0 | 19160.7707 | 0 | 19160.7707 | 19160.7707 | 21076.8478 | 0.95073 | 1.1112
|  |  |  | NEW | Incentive - Sales - Property Owner - G Wx - MF | 1 |  | SF Space Heat | 1 | 27 |  | 2800.64 | 0 | 27 | 2800.64 | 0 |  |  | 1 | 0.0015487 | -2800.64 | 0.1549% | 173.4579 | -2800.64 | 567.6464 | 173.4579 | 531.5042 | 162.4138 | 0 | 0 | 1.3548 | 36.5804 | 1.3548 | 0 | 36.5804 | 0 | 36.5804 | 36.5804 | 40.2384 | 0.068824 | 0.24775
[19 empty] | 0 | 0 | 0 | 0% | 0 | 0 | 0 | 0 | 0 | 0 | 0 | 0 | #N/A | #N/A | #N/A | #N/A | #N/A | #N/A | #N/A | 0 | 0 | 0 | #DIV/0!
[19 empty] | 0 | 0 | 0 | 0% | 0 | 0 | 0 | 0 | 0 | 0 | 0 | 0 | #N/A | #N/A | #N/A | #N/A | #N/A | #N/A | #N/A | 0 | 0 | 0 | #DIV/0!
[19 empty] | 0 | 0 | 0 | 0% | 0 | 0 | 0 | 0 | 0 | 0 | 0 | 0 | #N/A | #N/A | #N/A | #N/A | #N/A | #N/A | #N/A | 0 | 0 | 0 | #DIV/0!
[19 empty] | 0 | 0 | 0 | 0% | 0 | 0 | 0 | 0 | 0 | 0 | 0 | 0 | #N/A | #N/A | #N/A | #N/A | #N/A | #N/A | #N/A | 0 | 0 | 0 | #DIV/0!
[19 empty] | 0 | 0 | 0 | 0% | 0 | 0 | 0 | 0 | 0 | 0 | 0 | 0 | #N/A | #N/A | #N/A | #N/A | #N/A | #N/A | #N/A | 0 | 0 | 0 | #DIV/0!
[19 empty] | 0 | 0 | 0 | 0% | 0 | 0 | 0 | 0 | 0 | 0 | 0 | 0 | #N/A | #N/A | #N/A | #N/A | #N/A | #N/A | #N/A | 0 | 0 | 0 | #DIV/0!
[19 empty] | 0 | 0 | 0 | 0% | 0 | 0 | 0 | 0 | 0 | 0 | 0 | 0 | #N/A | #N/A | #N/A | #N/A | #N/A | #N/A | #N/A | 0 | 0 | 0 | #DIV/0!
[19 empty] | 0 | 0 | 0 | 0% | 0 | 0 | 0 | 0 | 0 | 0 | 0 | 0 | #N/A | #N/A | #N/A | #N/A | #N/A | #N/A | #N/A | 0 | 0 | 0 | #DIV/0!
[19 empty] | 0 | 0 | 0 | 0% | 0 | 0 | 0 | 0 | 0 | 0 | 0 | 0 | #N/A | #N/A | #N/A | #N/A | #N/A | #N/A | #N/A | 0 | 0 | 0 | #DIV/0!
[19 empty] | 0 | 0 | 0 | 0% | 0 | 0 | 0 | 0 | 0 | 0 | 0 | 0 | #N/A | #N/A | #N/A | #N/A | #N/A | #N/A | #N/A | 0 | 0 | 0 | #DIV/0!
[19 empty] | 0 | 0 | 0 | 0% | 0 | 0 | 0 | 0 | 0 | 0 | 0 | 0 | #N/A | #N/A | #N/A | #N/A | #N/A | #N/A | #N/A | 0 | 0 | 0 | #DIV/0!
[19 empty] | 0 | 0 | 0 | 0% | 0 | 0 | 0 | 0 | 0 | 0 | 0 | 0 | #N/A | #N/A | #N/A | #N/A | #N/A | #N/A | #N/A | 0 | 0 | 0 | #DIV/0!
[19 empty] | 0 | 0 | 0 | 0% | 0 | 0 | 0 | 0 | 0 | 0 | 0 | 0 | #N/A | #N/A | #N/A | #N/A | #N/A | #N/A | #N/A | 0 | 0 | 0 | #DIV/0!
[19 empty] | 0 | 0 | 0 | 0% | 0 | 0 | 0 | 0 | 0 | 0 | 0 | 0 | #N/A | #N/A | #N/A | #N/A | #N/A | #N/A | #N/A | 0 | 0 | 0 | #DIV/0!
[19 empty] | 0 | 0 | 0 | 0% | 0 | 0 | 0 | 0 | 0 | 0 | 0 | 0 | #N/A | #N/A | #N/A | #N/A | #N/A | #N/A | #N/A | 0 | 0 | 0 | #DIV/0!
[19 empty] | 0 | 0 | 0 | 0% | 0 | 0 | 0 | 0 | 0 | 0 | 0 | 0 | #N/A | #N/A | #N/A | #N/A | #N/A | #N/A | #N/A | 0 | 0 | 0 | #DIV/0!
[19 empty] | 0 | 0 | 0 | 0% | 0 | 0 | 0 | 0 | 0 | 0 | 0 | 0 | #N/A | #N/A | #N/A | #N/A | #N/A | #N/A | #N/A | 0 | 0 | 0 | #DIV/0!
[19 empty] | 0 | 0 | 0 | 0% | 0 | 0 | 0 | 0 | 0 | 0 | 0 | 0 | #N/A | #N/A | #N/A | #N/A | #N/A | #N/A | #N/A | 0 | 0 | 0 | #DIV/0!
[19 empty] | 0 | 0 | 0 | 0% | 0 | 0 | 0 | 0 | 0 | 0 | 0 | 0 | #N/A | #N/A | #N/A | #N/A | #N/A | #N/A | #N/A | 0 | 0 | 0 | #DIV/0!
[19 empty] | 0 | 0 | 0 | 0% | 0 | 0 | 0 | 0 | 0 | 0 | 0 | 0 | #N/A | #N/A | #N/A | #N/A | #N/A | #N/A | #N/A | 0 | 0 | 0 | #DIV/0!
[19 empty] | 0 | 0 | 0 | 0% | 0 | 0 | 0 | 0 | 0 | 0 | 0 | 0 | #N/A | #N/A | #N/A | #N/A | #N/A | #N/A | #N/A | 0 | 0 | 0 | #DIV/0!
[19 empty] | 0 | 0 | 0 | 0% | 0 | 0 | 0 | 0 | 0 | 0 | 0 | 0 | #N/A | #N/A | #N/A | #N/A | #N/A | #N/A | #N/A | 0 | 0 | 0 | #DIV/0!
[19 empty] | 0 | 0 | 0 | 0% | 0 | 0 | 0 | 0 | 0 | 0 | 0 | 0 | #N/A | #N/A | #N/A | #N/A | #N/A | #N/A | #N/A | 0 | 0 | 0 | #DIV/0!
[19 empty] | 0 | 0 | 0 | 0% | 0 | 0 | 0 | 0 | 0 | 0 | 0 | 0 | #N/A | #N/A | #N/A | #N/A | #N/A | #N/A | #N/A | 0 | 0 | 0 | #DIV/0!
[19 empty] | 0 | 0 | 0 | 0% | 0 | 0 | 0 | 0 | 0 | 0 | 0 | 0 | #N/A | #N/A | #N/A | #N/A | #N/A | #N/A | #N/A | 0 | 0 | 0 | #DIV/0!
[19 empty] | 0 | 0 | 0 | 0% | 0 | 0 | 0 | 0 | 0 | 0 | 0 | 0 | #N/A | #N/A | #N/A | #N/A | #N/A | #N/A | #N/A | 0 | 0 | 0 | #DIV/0!
[19 empty] | 0 | 0 | 0 | 0% | 0 | 0 | 0 | 0 | 0 | 0 | 0 | 0 | #N/A | #N/A | #N/A | #N/A | #N/A | #N/A | #N/A | 0 | 0 | 0 | #DIV/0!
[19 empty] | 0 | 0 | 0 | 0% | 0 | 0 | 0 | 0 | 0 | 0 | 0 | 0 | #N/A | #N/A | #N/A | #N/A | #N/A | #N/A | #N/A | 0 | 0 | 0 | #DIV/0!
[19 empty] | 0 | 0 | 0 | 0% | 0 | 0 | 0 | 0 | 0 | 0 | 0 | 0 | #N/A | #N/A | #N/A | #N/A | #N/A | #N/A | #N/A | 0 | 0 | 0 | #DIV/0!
[19 empty] | 0 | 0 | 0 | 0% | 0 | 0 | 0 | 0 | 0 | 0 | 0 | 0 | #N/A | #N/A | #N/A | #N/A | #N/A | #N/A | #N/A | 0 | 0 | 0 | #DIV/0!
[19 empty] | 0 | 0 | 0 | 0% | 0 | 0 | 0 | 0 | 0 | 0 | 0 | 0 | #N/A | #N/A | #N/A | #N/A | #N/A | #N/A | #N/A | 0 | 0 | 0 | #DIV/0!
[19 empty] | 0 | 0 | 0 | 0% | 0 | 0 | 0 | 0 | 0 | 0 | 0 | 0 | #N/A | #N/A | #N/A | #N/A | #N/A | #N/A | #N/A | 0 | 0 | 0 | #DIV/0!
[19 empty] | 0 | 0 | 0 | 0% | 0 | 0 | 0 | 0 | 0 | 0 | 0 | 0 | #N/A | #N/A | #N/A | #N/A | #N/A | #N/A | #N/A | 0 | 0 | 0 | #DIV/0!
[19 empty] | 0 | 0 | 0 | 0% | 0 | 0 | 0 | 0 | 0 | 0 | 0 | 0 | #N/A | #N/A | #N/A | #N/A | #N/A | #N/A | #N/A | 0 | 0 | 0 | #DIV/0!
[19 empty] | 0 | 0 | 0 | 0% | 0 | 0 | 0 | 0 | 0 | 0 | 0 | 0 | #N/A | #N/A | #N/A | #N/A | #N/A | #N/A | #N/A | 0 | 0 | 0 | #DIV/0!
[19 empty] | 0 | 0 | 0 | 0% | 0 | 0 | 0 | 0 | 0 | 0 | 0 | 0 | #N/A | #N/A | #N/A | #N/A | #N/A | #N/A | #N/A | 0 | 0 | 0 | #DIV/0!
[19 empty] | 0 | 0 | 0 | 0% | 0 | 0 | 0 | 0 | 0 | 0 | 0 | 0 | #N/A | #N/A | #N/A | #N/A | #N/A | #N/A | #N/A | 0 | 0 | 0 | #DIV/0!
[19 empty] | 0 | 0 | 0 | 0% | 0 | 0 | 0 | 0 | 0 | 0 | 0 | 0 | #N/A | #N/A | #N/A | #N/A | #N/A | #N/A | #N/A | 0 | 0 | 0 | #DIV/0!
[19 empty] | 0 | 0 | 0 | 0% | 0 | 0 | 0 | 0 | 0 | 0 | 0 | 0 | #N/A | #N/A | #N/A | #N/A | #N/A | #N/A | #N/A | 0 | 0 | 0 | #DIV/0!
[19 empty] | 0 | 0 | 0 | 0% | 0 | 0 | 0 | 0 | 0 | 0 | 0 | 0 | #N/A | #N/A | #N/A | #N/A | #N/A | #N/A | #N/A | 0 | 0 | 0 | #DIV/0!
[19 empty] | 0 | 0 | 0 | 0% | 0 | 0 | 0 | 0 | 0 | 0 | 0 | 0 | #N/A | #N/A | #N/A | #N/A | #N/A | #N/A | #N/A | 0 | 0 | 0 | #DIV/0!
[19 empty] | 0 | 0 | 0 | 0% | 0 | 0 | 0 | 0 | 0 | 0 | 0 | 0 | #N/A | #N/A | #N/A | #N/A | #N/A | #N/A | #N/A | 0 | 0 | 0 | #DIV/0!
[19 empty] | 0 | 0 | 0 | 0% | 0 | 0 | 0 | 0 | 0 | 0 | 0 | 0 | #N/A | #N/A | #N/A | #N/A | #N/A | #N/A | #N/A | 0 | 0 | 0 | #DIV/0!
[19 empty] | 0 | 0 | 0 | 0% | 0 | 0 | 0 | 0 | 0 | 0 | 0 | 0 | #N/A | #N/A | #N/A | #N/A | #N/A | #N/A | #N/A | 0 | 0 | 0 | #DIV/0!
[19 empty] | 0 | 0 | 0 | 0% | 0 | 0 | 0 | 0 | 0 | 0 | 0 | 0 | #N/A | #N/A | #N/A | #N/A | #N/A | #N/A | #N/A | 0 | 0 | 0 | #DIV/0!
[19 empty] | 0 | 0 | 0 | 0% | 0 | 0 | 0 | 0 | 0 | 0 | 0 | 0 | #N/A | #N/A | #N/A | #N/A | #N/A | #N/A | #N/A | 0 | 0 | 0 | #DIV/0!
[19 empty] | 0 | 0 | 0 | 0% | 0 | 0 | 0 | 0 | 0 | 0 | 0 | 0 | #N/A | #N/A | #N/A | #N/A | #N/A | #N/A | #N/A | 0 | 0 | 0 | #DIV/0!
[19 empty] | 0 | 0 | 0 | 0% | 0 | 0 | 0 | 0 | 0 | 0 | 0 | 0 | #N/A | #N/A | #N/A | #N/A | #N/A | #N/A | #N/A | 0 | 0 | 0 | #DIV/0!
[19 empty] | 0 | 0 | 0 | 0% | 0 | 0 | 0 | 0 | 0 | 0 | 0 | 0 | #N/A | #N/A | #N/A | #N/A | #N/A | #N/A | #N/A | 0 | 0 | 0 | #DIV/0!
[19 empty] | 0 | 0 | 0 | 0% | 0 | 0 | 0 | 0 | 0 | 0 | 0 | 0 | #N/A | #N/A | #N/A | #N/A | #N/A | #N/A | #N/A | 0 | 0 | 0 | #DIV/0!
[19 empty] | 0 | 0 | 0 | 0% | 0 | 0 | 0 | 0 | 0 | 0 | 0 | 0 | #N/A | #N/A | #N/A | #N/A | #N/A | #N/A | #N/A | 0 | 0 | 0 | #DIV/0!
[19 empty] | 0 | 0 | 0 | 0% | 0 | 0 | 0 | 0 | 0 | 0 | 0 | 0 | #N/A | #N/A | #N/A | #N/A | #N/A | #N/A | #N/A | 0 | 0 | 0 | #DIV/0!
[19 empty] | 0 | 0 | 0 | 0% | 0 | 0 | 0 | 0 | 0 | 0 | 0 | 0 | #N/A | #N/A | #N/A | #N/A | #N/A | #N/A | #N/A | 0 | 0 | 0 | #DIV/0!
[19 empty] | 0 | 0 | 0 | 0% | 0 | 0 | 0 | 0 | 0 | 0 | 0 | 0 | #N/A | #N/A | #N/A | #N/A | #N/A | #N/A | #N/A | 0 | 0 | 0 | #DIV/0!
[19 empty] | 0 | 0 | 0 | 0% | 0 | 0 | 0 | 0 | 0 | 0 | 0 | 0 | #N/A | #N/A | #N/A | #N/A | #N/A | #N/A | #N/A | 0 | 0 | 0 | #DIV/0!
[19 empty] | 0 | 0 | 0 | 0% | 0 | 0 | 0 | 0 | 0 | 0 | 0 | 0 | #N/A | #N/A | #N/A | #N/A | #N/A | #N/A | #N/A | 0 | 0 | 0 | #DIV/0!
[19 empty] | 0 | 0 | 0 | 0% | 0 | 0 | 0 | 0 | 0 | 0 | 0 | 0 | #N/A | #N/A | #N/A | #N/A | #N/A | #N/A | #N/A | 0 | 0 | 0 | #DIV/0!
[19 empty] | 0 | 0 | 0 | 0% | 0 | 0 | 0 | 0 | 0 | 0 | 0 | 0 | #N/A | #N/A | #N/A | #N/A | #N/A | #N/A | #N/A | 0 | 0 | 0 | #DIV/0!
[19 empty] | 0 | 0 | 0 | 0% | 0 | 0 | 0 | 0 | 0 | 0 | 0 | 0 | #N/A | #N/A | #N/A | #N/A | #N/A | #N/A | #N/A | 0 | 0 | 0 | #DIV/0!
[19 empty] | 0 | 0 | 0 | 0% | 0 | 0 | 0 | 0 | 0 | 0 | 0 | 0 | #N/A | #N/A | #N/A | #N/A | #N/A | #N/A | #N/A | 0 | 0 | 0 | #DIV/0!
[19 empty] | 0 | 0 | 0 | 0% | 0 | 0 | 0 | 0 | 0 | 0 | 0 | 0 | #N/A | #N/A | #N/A | #N/A | #N/A | #N/A | #N/A | 0 | 0 | 0 | #DIV/0!
[19 empty] | 0 | 0 | 0 | 0% | 0 | 0 | 0 | 0 | 0 | 0 | 0 | 0 | #N/A | #N/A | #N/A | #N/A | #N/A | #N/A | #N/A | 0 | 0 | 0 | #DIV/0!
[19 empty] | 0 | 0 | 0 | 0% | 0 | 0 | 0 | 0 | 0 | 0 | 0 | 0 | #N/A | #N/A | #N/A | #N/A | #N/A | #N/A | #N/A | 0 | 0 | 0 | #DIV/0!
[19 empty] | 0 | 0 | 0 | 0% | 0 | 0 | 0 | 0 | 0 | 0 | 0 | 0 | #N/A | #N/A | #N/A | #N/A | #N/A | #N/A | #N/A | 0 | 0 | 0 | #DIV/0!
[19 empty] | 0 | 0 | 0 | 0% | 0 | 0 | 0 | 0 | 0 | 0 | 0 | 0 | #N/A | #N/A | #N/A | #N/A | #N/A | #N/A | #N/A | 0 | 0 | 0 | #DIV/0!
[19 empty] | 0 | 0 | 0 | 0% | 0 | 0 | 0 | 0 | 0 | 0 | 0 | 0 | #N/A | #N/A | #N/A | #N/A | #N/A | #N/A | #N/A | 0 | 0 | 0 | #DIV/0!
[19 empty] | 0 | 0 | 0 | 0% | 0 | 0 | 0 | 0 | 0 | 0 | 0 | 0 | #N/A | #N/A | #N/A | #N/A | #N/A | #N/A | #N/A | 0 | 0 | 0 | #DIV/0!
[19 empty] | 0 | 0 | 0 | 0% | 0 | 0 | 0 | 0 | 0 | 0 | 0 | 0 | #N/A | #N/A | #N/A | #N/A | #N/A | #N/A | #N/A | 0 | 0 | 0 | #DIV/0!
[19 empty] | 0 | 0 | 0 | 0% | 0 | 0 | 0 | 0 | 0 | 0 | 0 | 0 | #N/A | #N/A | #N/A | #N/A | #N/A | #N/A | #N/A | 0 | 0 | 0 | #DIV/0!
[19 empty] | 0 | 0 | 0 | 0% | 0 | 0 | 0 | 0 | 0 | 0 | 0 | 0 | #N/A | #N/A | #N/A | #N/A | #N/A | #N/A | #N/A | 0 | 0 | 0 | #DIV/0!
[19 empty] | 0 | 0 | 0 | 0% | 0 | 0 | 0 | 0 | 0 | 0 | 0 | 0 | #N/A | #N/A | #N/A | #N/A | #N/A | #N/A | #N/A | 0 | 0 | 0 | #DIV/0!
[19 empty] | 0 | 0 | 0 | 0% | 0 | 0 | 0 | 0 | 0 | 0 | 0 | 0 | #N/A | #N/A | #N/A | #N/A | #N/A | #N/A | #N/A | 0 | 0 | 0 | #DIV/0!
[19 empty] | 0 | 0 | 0 | 0% | 0 | 0 | 0 | 0 | 0 | 0 | 0 | 0 | #N/A | #N/A | #N/A | #N/A | #N/A | #N/A | #N/A | 0 | 0 | 0 | #DIV/0!
[19 empty] | 0 | 0 | 0 | 0% | 0 | 0 | 0 | 0 | 0 | 0 | 0 | 0 | #N/A | #N/A | #N/A | #N/A | #N/A | #N/A | #N/A | 0 | 0 | 0 | #DIV/0!
[19 empty] | 0 | 0 | 0 | 0% | 0 | 0 | 0 | 0 | 0 | 0 | 0 | 0 | #N/A | #N/A | #N/A | #N/A | #N/A | #N/A | #N/A | 0 | 0 | 0 | #DIV/0!
[19 empty] | 0 | 0 | 0 | 0% | 0 | 0 | 0 | 0 | 0 | 0 | 0 | 0 | #N/A | #N/A | #N/A | #N/A | #N/A | #N/A | #N/A | 0 | 0 | 0 | #DIV/0!
[19 empty] | 0 | 0 | 0 | 0% | 0 | 0 | 0 | 0 | 0 | 0 | 0 | 0 | #N/A | #N/A | #N/A | #N/A | #N/A | #N/A | #N/A | 0 | 0 | 0 | #DIV/0!
[19 empty] | 0 | 0 | 0 | 0% | 0 | 0 | 0 | 0 | 0 | 0 | 0 | 0 | #N/A | #N/A | #N/A | #N/A | #N/A | #N/A | #N/A | 0 | 0 | 0 | #DIV/0!
[19 empty] | 0 | 0 | 0 | 0% | 0 | 0 | 0 | 0 | 0 | 0 | 0 | 0 | #N/A | #N/A | #N/A | #N/A | #N/A | #N/A | #N/A | 0 | 0 | 0 | #DIV/0!
[19 empty] | 0 | 0 | 0 | 0% | 0 | 0 | 0 | 0 | 0 | 0 | 0 | 0 | #N/A | #N/A | #N/A | #N/A | #N/A | #N/A | #N/A | 0 | 0 | 0 | #DIV/0!
[19 empty] | 0 | 0 | 0 | 0% | 0 | 0 | 0 | 0 | 0 | 0 | 0 | 0 | #N/A | #N/A | #N/A | #N/A | #N/A | #N/A | #N/A | 0 | 0 | 0 | #DIV/0!
[19 empty] | 0 | 0 | 0 | 0% | 0 | 0 | 0 | 0 | 0 | 0 | 0 | 0 | #N/A | #N/A | #N/A | #N/A | #N/A | #N/A | #N/A | 0 | 0 | 0 | #DIV/0!
[19 empty] | 0 | 0 | 0 | 0% | 0 | 0 | 0 | 0 | 0 | 0 | 0 | 0 | #N/A | #N/A | #N/A | #N/A | #N/A | #N/A | #N/A | 0 | 0 | 0 | #DIV/0!
[19 empty] | 0 | 0 | 0 | 0% | 0 | 0 | 0 | 0 | 0 | 0 | 0 | 0 | #N/A | #N/A | #N/A | #N/A | #N/A | #N/A | #N/A | 0 | 0 | 0 | #DIV/0!
[19 empty] | 0 | 0 | 0 | 0% | 0 | 0 | 0 | 0 | 0 | 0 | 0 | 0 | #N/A | #N/A | #N/A | #N/A | #N/A | #N/A | #N/A | 0 | 0 | 0 | #DIV/0!
[19 empty] | 0 | 0 | 0 | 0% | 0 | 0 | 0 | 0 | 0 | 0 | 0 | 0 | #N/A | #N/A | #N/A | #N/A | #N/A | #N/A | #N/A | 0 | 0 | 0 | #DIV/0!
[19 empty] | 0 | 0 | 0 | 0% | 0 | 0 | 0 | 0 | 0 | 0 | 0 | 0 | #N/A | #N/A | #N/A | #N/A | #N/A | #N/A | #N/A | 0 | 0 | 0 | #DIV/0!
[19 empty] | 0 | 0 | 0 | 0% | 0 | 0 | 0 | 0 | 0 | 0 | 0 | 0 | #N/A | #N/A | #N/A | #N/A | #N/A | #N/A | #N/A | 0 | 0 | 0 | #DIV/0!
[19 empty] | 0 | 0 | 0 | 0% | 0 | 0 | 0 | 0 | 0 | 0 | 0 | 0 | #N/A | #N/A | #N/A | #N/A | #N/A | #N/A | #N/A | 0 | 0 | 0 | #DIV/0!
[19 empty] | 0 | 0 | 0 | 0% | 0 | 0 | 0 | 0 | 0 | 0 | 0 | 0 | #N/A | #N/A | #N/A | #N/A | #N/A | #N/A | #N/A | 0 | 0 | 0 | #DIV/0!
[19 empty] | 0 | 0 | 0 | 0% | 0 | 0 | 0 | 0 | 0 | 0 | 0 | 0 | #N/A | #N/A | #N/A | #N/A | #N/A | #N/A | #N/A | 0 | 0 | 0 | #DIV/0!
[19 empty] | 0 | 0 | 0 | 0% | 0 | 0 | 0 | 0 | 0 | 0 | 0 | 0 | #N/A | #N/A | #N/A | #N/A | #N/A | #N/A | #N/A | 0 | 0 | 0 | #DIV/0!
[19 empty] | 0 | 0 | 0 | 0% | 0 | 0 | 0 | 0 | 0 | 0 | 0 | 0 | #N/A | #N/A | #N/A | #N/A | #N/A | #N/A | #N/A | 0 | 0 | 0 | #DIV/0!
[19 empty] | 0 | 0 | 0 | 0% | 0 | 0 | 0 | 0 | 0 | 0 | 0 | 0 | #N/A | #N/A | #N/A | #N/A | #N/A | #N/A | #N/A | 0 | 0 | 0 | #DIV/0!
[19 empty] | 0 | 0 | 0 | 0% | 0 | 0 | 0 | 0 | 0 | 0 | 0 | 0 | #N/A | #N/A | #N/A | #N/A | #N/A | #N/A | #N/A | 0 | 0 | 0 | #DIV/0!
[19 empty] | 0 | 0 | 0 | 0% | 0 | 0 | 0 | 0 | 0 | 0 | 0 | 0 | #N/A | #N/A | #N/A | #N/A | #N/A | #N/A | #N/A | 0 | 0 | 0 | #DIV/0!
[19 empty] | 0 | 0 | 0 | 0% | 0 | 0 | 0 | 0 | 0 | 0 | 0 | 0 | #N/A | #N/A | #N/A | #N/A | #N/A | #N/A | #N/A | 0 | 0 | 0 | #DIV/0!
[19 empty] | 0 | 0 | 0 | 0% | 0 | 0 | 0 | 0 | 0 | 0 | 0 | 0 | #N/A | #N/A | #N/A | #N/A | #N/A | #N/A | #N/A | 0 | 0 | 0 | #DIV/0!
[19 empty] | 0 | 0 | 0 | 0% | 0 | 0 | 0 | 0 | 0 | 0 | 0 | 0 | #N/A | #N/A | #N/A | #N/A | #N/A | #N/A | #N/A | 0 | 0 | 0 | #DIV/0!
[19 empty] | 0 | 0 | 0 | 0% | 0 | 0 | 0 | 0 | 0 | 0 | 0 | 0 | #N/A | #N/A | #N/A | #N/A | #N/A | #N/A | #N/A | 0 | 0 | 0 | #DIV/0!
[19 empty] | 0 | 0 | 0 | 0% | 0 | 0 | 0 | 0 | 0 | 0 | 0 | 0 | #N/A | #N/A | #N/A | #N/A | #N/A | #N/A | #N/A | 0 | 0 | 0 | #DIV/0!
[19 empty] | 0 | 0 | 0 | 0% | 0 | 0 | 0 | 0 | 0 | 0 | 0 | 0 | #N/A | #N/A | #N/A | #N/A | #N/A | #N/A | #N/A | 0 | 0 | 0 | #DIV/0!
[19 empty] | 0 | 0 | 0 | 0% | 0 | 0 | 0 | 0 | 0 | 0 | 0 | 0 | #N/A | #N/A | #N/A | #N/A | #N/A | #N/A | #N/A | 0 | 0 | 0 | #DIV/0!
[19 empty] | 0 | 0 | 0 | 0% | 0 | 0 | 0 | 0 | 0 | 0 | 0 | 0 | #N/A | #N/A | #N/A | #N/A | #N/A | #N/A | #N/A | 0 | 0 | 0 | #DIV/0!
[19 empty] | 0 | 0 | 0 | 0% | 0 | 0 | 0 | 0 | 0 | 0 | 0 | 0 | #N/A | #N/A | #N/A | #N/A | #N/A | #N/A | #N/A | 0 | 0 | 0 | #DIV/0!
[19 empty] | 0 | 0 | 0 | 0% | 0 | 0 | 0 | 0 | 0 | 0 | 0 | 0 | #N/A | #N/A | #N/A | #N/A | #N/A | #N/A | #N/A | 0 | 0 | 0 | #DIV/0!
[19 empty] | 0 | 0 | 0 | 0% | 0 | 0 | 0 | 0 | 0 | 0 | 0 | 0 | #N/A | #N/A | #N/A | #N/A | #N/A | #N/A | #N/A | 0 | 0 | 0 | #DIV/0!
[19 empty] | 0 | 0 | 0 | 0% | 0 | 0 | 0 | 0 | 0 | 0 | 0 | 0 | #N/A | #N/A | #N/A | #N/A | #N/A | #N/A | #N/A | 0 | 0 | 0 | #DIV/0!
[19 empty] | 0 | 0 | 0 | 0% | 0 | 0 | 0 | 0 | 0 | 0 | 0 | 0 | #N/A | #N/A | #N/A | #N/A | #N/A | #N/A | #N/A | 0 | 0 | 0 | #DIV/0!
[19 empty] | 0 | 0 | 0 | 0% | 0 | 0 | 0 | 0 | 0 | 0 | 0 | 0 | #N/A | #N/A | #N/A | #N/A | #N/A | #N/A | #N/A | 0 | 0 | 0 | #DIV/0!
[19 empty] | 0 | 0 | 0 | 0% | 0 | 0 | 0 | 0 | 0 | 0 | 0 | 0 | #N/A | #N/A | #N/A | #N/A | #N/A | #N/A | #N/A | 0 | 0 | 0 | #DIV/0!
[19 empty] | 0 | 0 | 0 | 0% | 0 | 0 | 0 | 0 | 0 | 0 | 0 | 0 | #N/A | #N/A | #N/A | #N/A | #N/A | #N/A | #N/A | 0 | 0 | 0 | #DIV/0!
[19 empty] | 0 | 0 | 0 | 0% | 0 | 0 | 0 | 0 | 0 | 0 | 0 | 0 | #N/A | #N/A | #N/A | #N/A | #N/A | #N/A | #N/A | 0 | 0 | 0 | #DIV/0!
[19 empty] | 0 | 0 | 0 | 0% | 0 | 0 | 0 | 0 | 0 | 0 | 0 | 0 | #N/A | #N/A | #N/A | #N/A | #N/A | #N/A | #N/A | 0 | 0 | 0 | #DIV/0!
[19 empty] | 0 | 0 | 0 | 0% | 0 | 0 | 0 | 0 | 0 | 0 | 0 | 0 | #N/A | #N/A | #N/A | #N/A | #N/A | #N/A | #N/A | 0 | 0 | 0 | #DIV/0!
[19 empty] | 0 | 0 | 0 | 0% | 0 | 0 | 0 | 0 | 0 | 0 | 0 | 0 | #N/A | #N/A | #N/A | #N/A | #N/A | #N/A | #N/A | 0 | 0 | 0 | #DIV/0!
[19 empty] | 0 | 0 | 0 | 0% | 0 | 0 | 0 | 0 | 0 | 0 | 0 | 0 | #N/A | #N/A | #N/A | #N/A | #N/A | #N/A | #N/A | 0 | 0 | 0 | #DIV/0!
[19 empty] | 0 | 0 | 0 | 0% | 0 | 0 | 0 | 0 | 0 | 0 | 0 | 0 | #N/A | #N/A | #N/A | #N/A | #N/A | #N/A | #N/A | 0 | 0 | 0 | #DIV/0!
[19 empty] | 0 | 0 | 0 | 0% | 0 | 0 | 0 | 0 | 0 | 0 | 0 | 0 | #N/A | #N/A | #N/A | #N/A | #N/A | #N/A | #N/A | 0 | 0 | 0 | #DIV/0!
[19 empty] | 0 | 0 | 0 | 0% | 0 | 0 | 0 | 0 | 0 | 0 | 0 | 0 | #N/A | #N/A | #N/A | #N/A | #N/A | #N/A | #N/A | 0 | 0 | 0 | #DIV/0!
[19 empty] | 0 | 0 | 0 | 0% | 0 | 0 | 0 | 0 | 0 | 0 | 0 | 0 | #N/A | #N/A | #N/A | #N/A | #N/A | #N/A | #N/A | 0 | 0 | 0 | #DIV/0!
[19 empty] | 0 | 0 | 0 | 0% | 0 | 0 | 0 | 0 | 0 | 0 | 0 | 0 | #N/A | #N/A | #N/A | #N/A | #N/A | #N/A | #N/A | 0 | 0 | 0 | #DIV/0!
[19 empty] | 0 | 0 | 0 | 0% | 0 | 0 | 0 | 0 | 0 | 0 | 0 | 0 | #N/A | #N/A | #N/A | #N/A | #N/A | #N/A | #N/A | 0 | 0 | 0 | #DIV/0!
[19 empty] | 0 | 0 | 0 | 0% | 0 | 0 | 0 | 0 | 0 | 0 | 0 | 0 | #N/A | #N/A | #N/A | #N/A | #N/A | #N/A | #N/A | 0 | 0 | 0 | #DIV/0!
[19 empty] | 0 | 0 | 0 | 0% | 0 | 0 | 0 | 0 | 0 | 0 | 0 | 0 | #N/A | #N/A | #N/A | #N/A | #N/A | #N/A | #N/A | 0 | 0 | 0 | #DIV/0!
[19 empty] | 0 | 0 | 0 | 0% | 0 | 0 | 0 | 0 | 0 | 0 | 0 | 0 | #N/A | #N/A | #N/A | #N/A | #N/A | #N/A | #N/A | 0 | 0 | 0 | #DIV/0!
[19 empty] | 0 | 0 | 0 | 0% | 0 | 0 | 0 | 0 | 0 | 0 | 0 | 0 | #N/A | #N/A | #N/A | #N/A | #N/A | #N/A | #N/A | 0 | 0 | 0 | #DIV/0!
[19 empty] | 0 | 0 | 0 | 0% | 0 | 0 | 0 | 0 | 0 | 0 | 0 | 0 | #N/A | #N/A | #N/A | #N/A | #N/A | #N/A | #N/A | 0 | 0 | 0 | #DIV/0!
[19 empty] | 0 | 0 | 0 | 0% | 0 | 0 | 0 | 0 | 0 | 0 | 0 | 0 | #N/A | #N/A | #N/A | #N/A | #N/A | #N/A | #N/A | 0 | 0 | 0 | #DIV/0!
[19 empty] | 0 | 0 | 0 | 0% | 0 | 0 | 0 | 0 | 0 | 0 | 0 | 0 | #N/A | #N/A | #N/A | #N/A | #N/A | #N/A | #N/A | 0 | 0 | 0 | #DIV/0!
[19 empty] | 0 | 0 | 0 | 0% | 0 | 0 | 0 | 0 | 0 | 0 | 0 | 0 | #N/A | #N/A | #N/A | #N/A | #N/A | #N/A | #N/A | 0 | 0 | 0 | #DIV/0!
[19 empty] | 0 | 0 | 0 | 0% | 0 | 0 | 0 | 0 | 0 | 0 | 0 | 0 | #N/A | #N/A | #N/A | #N/A | #N/A | #N/A | #N/A | 0 | 0 | 0 | #DIV/0!
[19 empty] | 0 | 0 | 0 | 0% | 0 | 0 | 0 | 0 | 0 | 0 | 0 | 0 | #N/A | #N/A | #N/A | #N/A | #N/A | #N/A | #N/A | 0 | 0 | 0 | #DIV/0!
[19 empty] | 0 | 0 | 0 | 0% | 0 | 0 | 0 | 0 | 0 | 0 | 0 | 0 | #N/A | #N/A | #N/A | #N/A | #N/A | #N/A | #N/A | 0 | 0 | 0 | #DIV/0!
[19 empty] | 0 | 0 | 0 | 0% | 0 | 0 | 0 | 0 | 0 | 0 | 0 | 0 | #N/A | #N/A | #N/A | #N/A | #N/A | #N/A | #N/A | 0 | 0 | 0 | #DIV/0!
[19 empty] | 0 | 0 | 0 | 0% | 0 | 0 | 0 | 0 | 0 | 0 | 0 | 0 | #N/A | #N/A | #N/A | #N/A | #N/A | #N/A | #N/A | 0 | 0 | 0 | #DIV/0!
[19 empty] | 0 | 0 | 0 | 0% | 0 | 0 | 0 | 0 | 0 | 0 | 0 | 0 | #N/A | #N/A | #N/A | #N/A | #N/A | #N/A | #N/A | 0 | 0 | 0 | #DIV/0!
[19 empty] | 0 | 0 | 0 | 0% | 0 | 0 | 0 | 0 | 0 | 0 | 0 | 0 | #N/A | #N/A | #N/A | #N/A | #N/A | #N/A | #N/A | 0 | 0 | 0 | #DIV/0!
[19 empty] | 0 | 0 | 0 | 0% | 0 | 0 | 0 | 0 | 0 | 0 | 0 | 0 | #N/A | #N/A | #N/A | #N/A | #N/A | #N/A | #N/A | 0 | 0 | 0 | #DIV/0!
[19 empty] | 0 | 0 | 0 | 0% | 0 | 0 | 0 | 0 | 0 | 0 | 0 | 0 | #N/A | #N/A | #N/A | #N/A | #N/A | #N/A | #N/A | 0 | 0 | 0 | #DIV/0!
[19 empty] | 0 | 0 | 0 | 0% | 0 | 0 | 0 | 0 | 0 | 0 | 0 | 0 | #N/A | #N/A | #N/A | #N/A | #N/A | #N/A | #N/A | 0 | 0 | 0 | #DIV/0!
[19 empty] | 0 | 0 | 0 | 0% | 0 | 0 | 0 | 0 | 0 | 0 | 0 | 0 | #N/A | #N/A | #N/A | #N/A | #N/A | #N/A | #N/A | 0 | 0 | 0 | #DIV/0!
Note on W3: Curtis, Kasey Calculates measure savings as a % of total program savings.
Note on X3: Curtis, Kasey: Uses % of measure savings as a proxy for % of program spending.

## MF New Construction {G}
Rtn to Summary |  | Order Number | Program Name | Discount Rate: | 6.8% | [9 empty] | Paste in incentives but use DBtC for Total
| Program: | 18230673 | Multi Family New Construction {G}
| paste |  |  | paste | paste | paste | paste | paste | paste | paste | paste | paste | paste | Paste | paste | paste | paste | paste | Formula: G + H | Formula: (O/A10)*T | Formula: N - M | Formula: O/A10 | Formula: W*A8 | Formula: Q - P | Formula: X + DBtC | Formula: Q + X | Formula: Z/(1+GasDiscountRate)^1 | Formula: AA/(1+GasDiscountRate)^1 | Formula: -PV(ElecDiscount Rate,T,R)*J | Formula: -PV(ElecDiscount Rate, T, S)*J |  | AF*J*K |  | AH*J*L | AG + AI |  | AG +AI -AK | formula: Logic to lookup from AC tables and adjust by savings and quantity | Formula: Utility Savings (AM)*1.1+AD+AE | formula: AM/AB | formula: AN/AC
| Sch. No. | Order Number | Program Name | Measure Version | Measure Name | First Period Measure Life | Second period Measure Life | Gas End-Use Type | Number of units offered | Savings per Unit Period 1 | Savngs per Unit Period 2 | Incentives Per Unit | Incremental Measure Cost per Unit | Total First Year Savings | Total Incentive | Total Incremental Measure Cost | Unit First Year Non-Energy Benefits | Unit Annual Net Equipment O&M | Total Measure Life | Weighted Life | Agency or Customer Cost per Unit | Percent Unit overhead | Program Overhead Cost | Total Customer Cost | Total Utility Program Costs | Total Resource Cost | PV Total Utility Program Costs | PV Total Resource Costs | PV Total Non-Energy Benefits | PV Total Net Equipment O&M | Unit PV First period Savings for 1 therm | Total First Period Savings | Unit PV Savings for Second Period for 1 therm | Total Second period Savings | Unadjusted Total | Decrement | Final UC Total Savings | PV Total Savings UC | PV Total Savings TRC | UC B/C Ratio | TRC B/C Ratio
DBTC: | G218 | 18230673 | Multi Family New Construction {G} |  | 2025 Planning Measure | 15 |  | SF Space Heat | 1 | 3200 |  | 23100 | 23100 | 3200 | 23100 | 23100 |  |  | 15 | 15 | 0 | 100% | 10920 | 0 | 34020 | 34020 | 31853.9326 | 31853.9326 | 0 | 0 | 15.4825 | 49543.9347 | 15.4825 | 0 | 49543.9347 | 0 | 49543.9347 | 49543.9347 | 54498.3282 | 1.5553 | 1.7109
23100 | G218 | 18230673 | Multi Family New Construction {G} | [15 empty] | 0 | 0 | 0 | 0% | 0 | 0 | 0 | 0 | 0 | 0 | 0 | 0 | #N/A | #N/A | #N/A | #N/A | #N/A | #N/A | #N/A | 0 | 0 | 0 | #DIV/0!
Program Costs: | G218 | 18230673 | Multi Family New Construction {G} | [15 empty] | 0 | 0 | 0 | 0% | 0 | 0 | 0 | 0 | 0 | 0 | 0 | 0 | #N/A | #N/A | #N/A | #N/A | #N/A | #N/A | #N/A | 0 | 0 | 0 | #DIV/0!
10920 | G218 | 18230673 | Multi Family New Construction {G} | [15 empty] | 0 | 0 | 0 | 0% | 0 | 0 | 0 | 0 | 0 | 0 | 0 | 0 | #N/A | #N/A | #N/A | #N/A | #N/A | #N/A | #N/A | 0 | 0 | 0 | #DIV/0!
Total Savings (therm): | [18 empty] | 0 | 0 | 0 | 0% | 0 | 0 | 0 | 0 | 0 | 0 | 0 | 0 | #N/A | #N/A | #N/A | #N/A | #N/A | #N/A | #N/A | 0 | 0 | 0 | #DIV/0!
3200 | [18 empty] | 0 | 0 | 0 | 0% | 0 | 0 | 0 | 0 | 0 | 0 | 0 | 0 | #N/A | #N/A | #N/A | #N/A | #N/A | #N/A | #N/A | 0 | 0 | 0 | #DIV/0!
Total Incentives: | [18 empty] | 0 | 0 | 0 | 0% | 0 | 0 | 0 | 0 | 0 | 0 | 0 | 0 | #N/A | #N/A | #N/A | #N/A | #N/A | #N/A | #N/A | 0 | 0 | 0 | #DIV/0!
23100 | [18 empty] | 0 | 0 | 0 | 0% | 0 | 0 | 0 | 0 | 0 | 0 | 0 | 0 | #N/A | #N/A | #N/A | #N/A | #N/A | #N/A | #N/A | 0 | 0 | 0 | #DIV/0!
Total Customer Costs: | [18 empty] | 0 | 0 | 0 | 0% | 0 | 0 | 0 | 0 | 0 | 0 | 0 | 0 | #N/A | #N/A | #N/A | #N/A | #N/A | #N/A | #N/A | 0 | 0 | 0 | #DIV/0!
0 | [18 empty] | 0 | 0 | 0 | 0% | 0 | 0 | 0 | 0 | 0 | 0 | 0 | 0 | #N/A | #N/A | #N/A | #N/A | #N/A | #N/A | #N/A | 0 | 0 | 0 | #DIV/0!
Weighted Avg Life | [18 empty] | 0 | 0 | 0 | 0% | 0 | 0 | 0 | 0 | 0 | 0 | 0 | 0 | #N/A | #N/A | #N/A | #N/A | #N/A | #N/A | #N/A | 0 | 0 | 0 | #DIV/0!
15 | [18 empty] | 0 | 0 | 0 | 0% | 0 | 0 | 0 | 0 | 0 | 0 | 0 | 0 | #N/A | #N/A | #N/A | #N/A | #N/A | #N/A | #N/A | 0 | 0 | 0 | #DIV/0!
Total Utility Cost | [18 empty] | 0 | 0 | 0 | 0% | 0 | 0 | 0 | 0 | 0 | 0 | 0 | 0 | #N/A | #N/A | #N/A | #N/A | #N/A | #N/A | #N/A | 0 | 0 | 0 | #DIV/0!
34020 | [18 empty] | 0 | 0 | 0 | 0% | 0 | 0 | 0 | 0 | 0 | 0 | 0 | 0 | #N/A | #N/A | #N/A | #N/A | #N/A | #N/A | #N/A | 0 | 0 | 0 | #DIV/0!
Total Resource Cost | [18 empty] | 0 | 0 | 0 | 0% | 0 | 0 | 0 | 0 | 0 | 0 | 0 | 0 | #N/A | #N/A | #N/A | #N/A | #N/A | #N/A | #N/A | 0 | 0 | 0 | #DIV/0!
34020 | [18 empty] | 0 | 0 | 0 | 0% | 0 | 0 | 0 | 0 | 0 | 0 | 0 | 0 | #N/A | #N/A | #N/A | #N/A | #N/A | #N/A | #N/A | 0 | 0 | 0 | #DIV/0!
UC B/C Ratio | [18 empty] | 0 | 0 | 0 | 0% | 0 | 0 | 0 | 0 | 0 | 0 | 0 | 0 | #N/A | #N/A | #N/A | #N/A | #N/A | #N/A | #N/A | 0 | 0 | 0 | #DIV/0!
1.5553 | [18 empty] | 0 | 0 | 0 | 0% | 0 | 0 | 0 | 0 | 0 | 0 | 0 | 0 | #N/A | #N/A | #N/A | #N/A | #N/A | #N/A | #N/A | 0 | 0 | 0 | #DIV/0!
TRC B/C Ratio | [18 empty] | 0 | 0 | 0 | 0% | 0 | 0 | 0 | 0 | 0 | 0 | 0 | 0 | #N/A | #N/A | #N/A | #N/A | #N/A | #N/A | #N/A | 0 | 0 | 0 | #DIV/0!
1.7109 | [18 empty] | 0 | 0 | 0 | 0% | 0 | 0 | 0 | 0 | 0 | 0 | 0 | 0 | #N/A | #N/A | #N/A | #N/A | #N/A | #N/A | #N/A | 0 | 0 | 0 | #DIV/0!
Note on W3: Curtis, Kasey Calculates measure savings as a % of total program savings.
Note on X3: Curtis, Kasey: Uses % of measure savings as a proxy for % of program spending.

## CI Retrofit {G}
Rtn to Summary |  | Order Number | Program Name | Discount Rate: | 6.8% | [9 empty] | Paste in incentives but use DBtC for Total
| Program: | 18230731 | Commercial Industrial Retrofit {G}
| paste |  |  | paste | paste | paste | paste | paste | paste | paste | paste | paste | paste | Paste | paste | paste | paste | paste | Formula: G + H | Formula: (O/A10)*T | Formula: N - M | Formula: O/A10 | Formula: W*A8 | Formula: Q - P | Formula: X + DBtC | Formula: Q + X | Formula: Z/(1+GasDiscountRate)^1 | Formula: AA/(1+GasDiscountRate)^1 | Formula: -PV(ElecDiscount Rate,T,R)*J | Formula: -PV(ElecDiscount Rate, T, S)*J |  | AF*J*K |  | AH*J*L | AG + AI |  | AG +AI -AK | formula: Logic to lookup from AC tables and adjust by savings and quantity | Formula: Utility Savings (AM)*1.1+AD+AE | formula: AM/AB | formula: AN/AC
| Sch. No. | Order Number | Program Name | Measure Version | Measure Name | First Period Measure Life | Second period Measure Life | Gas End-Use Type | Number of units offered | Savings per Unit Period 1 | Savngs per Unit Period 2 | Incentives Per Unit | Incremental Measure Cost per Unit | Total First Year Savings | Total Incentive | Total Incremental Measure Cost | Unit First Year Non-Energy Benefits | Unit Annual Net Equipment O&M | Total Measure Life | Weighted Life | Agency or Customer Cost per Unit | Percent Unit overhead | Program Overhead Cost | Total Customer Cost | Total Utility Program Costs | Total Resource Cost | PV Total Utility Program Costs | PV Total Resource Costs | PV Total Non-Energy Benefits | PV Total Net Equipment O&M | Unit PV First period Savings for 1 therm | Total First Period Savings | Unit PV Savings for Second Period for 1 therm | Total Second period Savings | Unadjusted Total | Decrement | Final UC Total Savings | PV Total Savings UC | PV Total Savings TRC | UC B/C Ratio | TRC B/C Ratio
DBTC: | G250 | 18230731 | Commercial Industrial Retrofit {G} |  | 2025 Planning Measure | 18.16 |  | Comm Flat | 1 | 290000 |  | 1680250 | 5477615 | 290000 | 1680250 | 5477615 |  |  | 18.16 | 18.16 | 3797365 | 100% | 731313.14 | 3797365 | 2411563.14 | 6208928.14 | 2258017.9213 | 5813603.1273 | 0 | 0 | 17.0615 | 4947823.6294 | 17.0615 | 0 | 4947823.6294 | 0 | 4947823.6294 | 4947823.6294 | 5442605.9923 | 2.1912 | 0.93618
1680250 | G250 | 18230731 | Commercial Industrial Retrofit {G} | [15 empty] | 0 | 0 | 0 | 0% | 0 | 0 | 0 | 0 | 0 | 0 | 0 | 0 | #N/A | #N/A | #N/A | #N/A | #N/A | #N/A | #N/A | 0 | 0 | 0 | #DIV/0!
Program Costs: | G250 | 18230731 | Commercial Industrial Retrofit {G} | [15 empty] | 0 | 0 | 0 | 0% | 0 | 0 | 0 | 0 | 0 | 0 | 0 | 0 | #N/A | #N/A | #N/A | #N/A | #N/A | #N/A | #N/A | 0 | 0 | 0 | #DIV/0!
731313.14 | G250 | 18230731 | Commercial Industrial Retrofit {G} | [15 empty] | 0 | 0 | 0 | 0% | 0 | 0 | 0 | 0 | 0 | 0 | 0 | 0 | #N/A | #N/A | #N/A | #N/A | #N/A | #N/A | #N/A | 0 | 0 | 0 | #DIV/0!
Total Savings (therm): | G250 | 18230731 | Commercial Industrial Retrofit {G} | [15 empty] | 0 | 0 | 0 | 0% | 0 | 0 | 0 | 0 | 0 | 0 | 0 | 0 | #N/A | #N/A | #N/A | #N/A | #N/A | #N/A | #N/A | 0 | 0 | 0 | #DIV/0!
290000 | G250 | 18230731 | Commercial Industrial Retrofit {G} | [15 empty] | 0 | 0 | 0 | 0% | 0 | 0 | 0 | 0 | 0 | 0 | 0 | 0 | #N/A | #N/A | #N/A | #N/A | #N/A | #N/A | #N/A | 0 | 0 | 0 | #DIV/0!
Total Incentives: | G250 | 18230731 | Commercial Industrial Retrofit {G} | [15 empty] | 0 | 0 | 0 | 0% | 0 | 0 | 0 | 0 | 0 | 0 | 0 | 0 | #N/A | #N/A | #N/A | #N/A | #N/A | #N/A | #N/A | 0 | 0 | 0 | #DIV/0!
1680250 | G250 | 18230731 | Commercial Industrial Retrofit {G} | [15 empty] | 0 | 0 | 0 | 0% | 0 | 0 | 0 | 0 | 0 | 0 | 0 | 0 | #N/A | #N/A | #N/A | #N/A | #N/A | #N/A | #N/A | 0 | 0 | 0 | #DIV/0!
Total Customer Costs: | G250 | 18230731 | Commercial Industrial Retrofit {G} | [15 empty] | 0 | 0 | 0 | 0% | 0 | 0 | 0 | 0 | 0 | 0 | 0 | 0 | #N/A | #N/A | #N/A | #N/A | #N/A | #N/A | #N/A | 0 | 0 | 0 | #DIV/0!
3797365 | G250 | 18230731 | Commercial Industrial Retrofit {G} | [15 empty] | 0 | 0 | 0 | 0% | 0 | 0 | 0 | 0 | 0 | 0 | 0 | 0 | #N/A | #N/A | #N/A | #N/A | #N/A | #N/A | #N/A | 0 | 0 | 0 | #DIV/0!
Weighted Avg Life | G250 | 18230731 | Commercial Industrial Retrofit {G} | [15 empty] | 0 | 0 | 0 | 0% | 0 | 0 | 0 | 0 | 0 | 0 | 0 | 0 | #N/A | #N/A | #N/A | #N/A | #N/A | #N/A | #N/A | 0 | 0 | 0 | #DIV/0!
18.16 | G250 | 18230731 | Commercial Industrial Retrofit {G} | [15 empty] | 0 | 0 | 0 | 0% | 0 | 0 | 0 | 0 | 0 | 0 | 0 | 0 | #N/A | #N/A | #N/A | #N/A | #N/A | #N/A | #N/A | 0 | 0 | 0 | #DIV/0!
Total Utility Cost | G250 | 18230731 | Commercial Industrial Retrofit {G} | [15 empty] | 0 | 0 | 0 | 0% | 0 | 0 | 0 | 0 | 0 | 0 | 0 | 0 | #N/A | #N/A | #N/A | #N/A | #N/A | #N/A | #N/A | 0 | 0 | 0 | #DIV/0!
2411563.14 | G250 | 18230731 | Commercial Industrial Retrofit {G} | [15 empty] | 0 | 0 | 0 | 0% | 0 | 0 | 0 | 0 | 0 | 0 | 0 | 0 | #N/A | #N/A | #N/A | #N/A | #N/A | #N/A | #N/A | 0 | 0 | 0 | #DIV/0!
Total Resource Cost | G250 | 18230731 | Commercial Industrial Retrofit {G} | [15 empty] | 0 | 0 | 0 | 0% | 0 | 0 | 0 | 0 | 0 | 0 | 0 | 0 | #N/A | #N/A | #N/A | #N/A | #N/A | #N/A | #N/A | 0 | 0 | 0 | #DIV/0!
6208928.14 | G250 | 18230731 | Commercial Industrial Retrofit {G} | [15 empty] | 0 | 0 | 0 | 0% | 0 | 0 | 0 | 0 | 0 | 0 | 0 | 0 | #N/A | #N/A | #N/A | #N/A | #N/A | #N/A | #N/A | 0 | 0 | 0 | #DIV/0!
UC B/C Ratio | G250 | 18230731 | Commercial Industrial Retrofit {G} | [15 empty] | 0 | 0 | 0 | 0% | 0 | 0 | 0 | 0 | 0 | 0 | 0 | 0 | #N/A | #N/A | #N/A | #N/A | #N/A | #N/A | #N/A | 0 | 0 | 0 | #DIV/0!
2.1912 | G250 | 18230731 | Commercial Industrial Retrofit {G} | [15 empty] | 0 | 0 | 0 | 0% | 0 | 0 | 0 | 0 | 0 | 0 | 0 | 0 | #N/A | #N/A | #N/A | #N/A | #N/A | #N/A | #N/A | 0 | 0 | 0 | #DIV/0!
TRC B/C Ratio | G250 | 18230731 | Commercial Industrial Retrofit {G} | [15 empty] | 0 | 0 | 0 | 0% | 0 | 0 | 0 | 0 | 0 | 0 | 0 | 0 | #N/A | #N/A | #N/A | #N/A | #N/A | #N/A | #N/A | 0 | 0 | 0 | #DIV/0!
0.93618 | G250 | 18230731 | Commercial Industrial Retrofit {G} | [15 empty] | 0 | 0 | 0 | 0% | 0 | 0 | 0 | 0 | 0 | 0 | 0 | 0 | #N/A | #N/A | #N/A | #N/A | #N/A | #N/A | #N/A | 0 | 0 | 0 | #DIV/0!
| G250 | 18230731 | Commercial Industrial Retrofit {G} | [15 empty] | 0 | 0 | 0 | 0% | 0 | 0 | 0 | 0 | 0 | 0 | 0 | 0 | #N/A | #N/A | #N/A | #N/A | #N/A | #N/A | #N/A | 0 | 0 | 0 | #DIV/0!
| G250 | 18230731 | Commercial Industrial Retrofit {G} | [15 empty] | 0 | 0 | 0 | 0% | 0 | 0 | 0 | 0 | 0 | 0 | 0 | 0 | #N/A | #N/A | #N/A | #N/A | #N/A | #N/A | #N/A | 0 | 0 | 0 | #DIV/0!
| G250 | 18230731 | Commercial Industrial Retrofit {G} | [15 empty] | 0 | 0 | 0 | 0% | 0 | 0 | 0 | 0 | 0 | 0 | 0 | 0 | #N/A | #N/A | #N/A | #N/A | #N/A | #N/A | #N/A | 0 | 0 | 0 | #DIV/0!
| G250 | 18230731 | Commercial Industrial Retrofit {G} | [15 empty] | 0 | 0 | 0 | 0% | 0 | 0 | 0 | 0 | 0 | 0 | 0 | 0 | #N/A | #N/A | #N/A | #N/A | #N/A | #N/A | #N/A | 0 | 0 | 0 | #DIV/0!
| G250 | 18230731 | Commercial Industrial Retrofit {G} | [15 empty] | 0 | 0 | 0 | 0% | 0 | 0 | 0 | 0 | 0 | 0 | 0 | 0 | #N/A | #N/A | #N/A | #N/A | #N/A | #N/A | #N/A | 0 | 0 | 0 | #DIV/0!
[19 empty] | 0 | 0 | 0 | 0% | 0 | 0 | 0 | 0 | 0 | 0 | 0 | 0 | #N/A | #N/A | #N/A | #N/A | #N/A | #N/A | #N/A | 0 | 0 | 0 | #DIV/0!
[19 empty] | 0 | 0 | 0 | 0% | 0 | 0 | 0 | 0 | 0 | 0 | 0 | 0 | #N/A | #N/A | #N/A | #N/A | #N/A | #N/A | #N/A | 0 | 0 | 0 | #DIV/0!
[19 empty] | 0 | 0 | 0 | 0% | 0 | 0 | 0 | 0 | 0 | 0 | 0 | 0 | #N/A | #N/A | #N/A | #N/A | #N/A | #N/A | #N/A | 0 | 0 | 0 | #DIV/0!
[19 empty] | 0 | 0 | 0 | 0% | 0 | 0 | 0 | 0 | 0 | 0 | 0 | 0 | #N/A | #N/A | #N/A | #N/A | #N/A | #N/A | #N/A | 0 | 0 | 0 | #DIV/0!
[19 empty] | 0 | 0 | 0 | 0% | 0 | 0 | 0 | 0 | 0 | 0 | 0 | 0 | #N/A | #N/A | #N/A | #N/A | #N/A | #N/A | #N/A | 0 | 0 | 0 | #DIV/0!
[19 empty] | 0 | 0 | 0 | 0% | 0 | 0 | 0 | 0 | 0 | 0 | 0 | 0 | #N/A | #N/A | #N/A | #N/A | #N/A | #N/A | #N/A | 0 | 0 | 0 | #DIV/0!
[19 empty] | 0 | 0 | 0 | 0% | 0 | 0 | 0 | 0 | 0 | 0 | 0 | 0 | #N/A | #N/A | #N/A | #N/A | #N/A | #N/A | #N/A | 0 | 0 | 0 | #DIV/0!
[19 empty] | 0 | 0 | 0 | 0% | 0 | 0 | 0 | 0 | 0 | 0 | 0 | 0 | #N/A | #N/A | #N/A | #N/A | #N/A | #N/A | #N/A | 0 | 0 | 0 | #DIV/0!
[19 empty] | 0 | 0 | 0 | 0% | 0 | 0 | 0 | 0 | 0 | 0 | 0 | 0 | #N/A | #N/A | #N/A | #N/A | #N/A | #N/A | #N/A | 0 | 0 | 0 | #DIV/0!
[19 empty] | 0 | 0 | 0 | 0% | 0 | 0 | 0 | 0 | 0 | 0 | 0 | 0 | #N/A | #N/A | #N/A | #N/A | #N/A | #N/A | #N/A | 0 | 0 | 0 | #DIV/0!
[19 empty] | 0 | 0 | 0 | 0% | 0 | 0 | 0 | 0 | 0 | 0 | 0 | 0 | #N/A | #N/A | #N/A | #N/A | #N/A | #N/A | #N/A | 0 | 0 | 0 | #DIV/0!
[19 empty] | 0 | 0 | 0 | 0% | 0 | 0 | 0 | 0 | 0 | 0 | 0 | 0 | #N/A | #N/A | #N/A | #N/A | #N/A | #N/A | #N/A | 0 | 0 | 0 | #DIV/0!
[19 empty] | 0 | 0 | 0 | 0% | 0 | 0 | 0 | 0 | 0 | 0 | 0 | 0 | #N/A | #N/A | #N/A | #N/A | #N/A | #N/A | #N/A | 0 | 0 | 0 | #DIV/0!
[19 empty] | 0 | 0 | 0 | 0% | 0 | 0 | 0 | 0 | 0 | 0 | 0 | 0 | #N/A | #N/A | #N/A | #N/A | #N/A | #N/A | #N/A | 0 | 0 | 0 | #DIV/0!
[19 empty] | 0 | 0 | 0 | 0% | 0 | 0 | 0 | 0 | 0 | 0 | 0 | 0 | #N/A | #N/A | #N/A | #N/A | #N/A | #N/A | #N/A | 0 | 0 | 0 | #DIV/0!
[19 empty] | 0 | 0 | 0 | 0% | 0 | 0 | 0 | 0 | 0 | 0 | 0 | 0 | #N/A | #N/A | #N/A | #N/A | #N/A | #N/A | #N/A | 0 | 0 | 0 | #DIV/0!
[19 empty] | 0 | 0 | 0 | 0% | 0 | 0 | 0 | 0 | 0 | 0 | 0 | 0 | #N/A | #N/A | #N/A | #N/A | #N/A | #N/A | #N/A | 0 | 0 | 0 | #DIV/0!
[19 empty] | 0 | 0 | 0 | 0% | 0 | 0 | 0 | 0 | 0 | 0 | 0 | 0 | #N/A | #N/A | #N/A | #N/A | #N/A | #N/A | #N/A | 0 | 0 | 0 | #DIV/0!
[19 empty] | 0 | 0 | 0 | 0% | 0 | 0 | 0 | 0 | 0 | 0 | 0 | 0 | #N/A | #N/A | #N/A | #N/A | #N/A | #N/A | #N/A | 0 | 0 | 0 | #DIV/0!
[19 empty] | 0 | 0 | 0 | 0% | 0 | 0 | 0 | 0 | 0 | 0 | 0 | 0 | #N/A | #N/A | #N/A | #N/A | #N/A | #N/A | #N/A | 0 | 0 | 0 | #DIV/0!
[19 empty] | 0 | 0 | 0 | 0% | 0 | 0 | 0 | 0 | 0 | 0 | 0 | 0 | #N/A | #N/A | #N/A | #N/A | #N/A | #N/A | #N/A | 0 | 0 | 0 | #DIV/0!
[19 empty] | 0 | 0 | 0 | 0% | 0 | 0 | 0 | 0 | 0 | 0 | 0 | 0 | #N/A | #N/A | #N/A | #N/A | #N/A | #N/A | #N/A | 0 | 0 | 0 | #DIV/0!
[19 empty] | 0 | 0 | 0 | 0% | 0 | 0 | 0 | 0 | 0 | 0 | 0 | 0 | #N/A | #N/A | #N/A | #N/A | #N/A | #N/A | #N/A | 0 | 0 | 0 | #DIV/0!
[19 empty] | 0 | 0 | 0 | 0% | 0 | 0 | 0 | 0 | 0 | 0 | 0 | 0 | #N/A | #N/A | #N/A | #N/A | #N/A | #N/A | #N/A | 0 | 0 | 0 | #DIV/0!
[19 empty] | 0 | 0 | 0 | 0% | 0 | 0 | 0 | 0 | 0 | 0 | 0 | 0 | #N/A | #N/A | #N/A | #N/A | #N/A | #N/A | #N/A | 0 | 0 | 0 | #DIV/0!
[19 empty] | 0 | 0 | 0 | 0% | 0 | 0 | 0 | 0 | 0 | 0 | 0 | 0 | #N/A | #N/A | #N/A | #N/A | #N/A | #N/A | #N/A | 0 | 0 | 0 | #DIV/0!
Note on W3: Curtis, Kasey Calculates measure savings as a % of total program savings.
Note on X3: Curtis, Kasey: Uses % of measure savings as a proxy for % of program spending.

## CBA {G}
Rtn to Summary |  | Order Number | Program Name | Discount Rate: | 6.8% | [9 empty] | Paste in incentives but use DBtC for Total
| Program: | 18230220 | Clean Buildings Accelerator
| paste |  |  | paste | paste | paste | paste | paste | paste | paste | paste | paste | paste | Paste | paste | paste | paste | paste | Formula: G + H | Formula: (O/A10)*T | Formula: N - M | Formula: O/A10 | Formula: W*A8 | Formula: Q - P | Formula: X + DBtC | Formula: Q + X | Formula: Z/(1+GasDiscountRate)^1 | Formula: AA/(1+GasDiscountRate)^1 | Formula: -PV(ElecDiscount Rate,T,R)*J | Formula: -PV(ElecDiscount Rate, T, S)*J |  | AF*J*K |  | AH*J*L | AG + AI |  | AG +AI -AK | formula: Logic to lookup from AC tables and adjust by savings and quantity | Formula: Utility Savings (AM)*1.1+AD+AE | formula: AM/AB | formula: AN/AC
| Sch. No. | Order Number | Program Name | Measure Version | Measure Name | First Period Measure Life | Second period Measure Life | Gas End-Use Type | Number of units offered | Savings per Unit Period 1 | Savngs per Unit Period 2 | Incentives Per Unit | Incremental Measure Cost per Unit | Total First Year Savings | Total Incentive | Total Incremental Measure Cost | Unit First Year Non-Energy Benefits | Unit Annual Net Equipment O&M | Total Measure Life | Weighted Life | Agency or Customer Cost per Unit | Percent Unit overhead | Program Overhead Cost | Total Customer Cost | Total Utility Program Costs | Total Resource Cost | PV Total Utility Program Costs | PV Total Resource Costs | PV Total Non-Energy Benefits | PV Total Net Equipment O&M | Unit PV First period Savings for 1 therm | Total First Period Savings | Unit PV Savings for Second Period for 1 therm | Total Second period Savings | Unadjusted Total | Decrement | Final UC Total Savings | PV Total Savings UC | PV Total Savings TRC | UC B/C Ratio | TRC B/C Ratio
DBTC: | G250 | 18230220 | Clean Buildings Accelerator |  | 2025 CBA Planning Measure | 5 |  | Comm Flat | 1 | 75000 |  |  |  | 75000 |  |  |  |  | 5 | 5 | 0 | 100% | 194011.69 | 0 | 194011.69 | 194011.69 | 181658.8858 | 181658.8858 | 0 | 0 | 5.8423 | 438174.8754 | 5.8423 | 0 | 438174.8754 | 0 | 438174.8754 | 438174.8754 | 481992.363 | 2.4121 | 2.6533
0 | [18 empty] | 0 | 0 | 0 | 0% | 0 | 0 | 0 | 0 | 0 | 0 | 0 | 0 | #N/A | #N/A | #N/A | #N/A | #N/A | #N/A | #N/A | 0 | 0 | 0 | #DIV/0!
Program Costs: | [18 empty] | 0 | 0 | 0 | 0% | 0 | 0 | 0 | 0 | 0 | 0 | 0 | 0 | #N/A | #N/A | #N/A | #N/A | #N/A | #N/A | #N/A | 0 | 0 | 0 | #DIV/0!
194011.69 | [18 empty] | 0 | 0 | 0 | 0% | 0 | 0 | 0 | 0 | 0 | 0 | 0 | 0 | #N/A | #N/A | #N/A | #N/A | #N/A | #N/A | #N/A | 0 | 0 | 0 | #DIV/0!
Total Savings (therm): | [18 empty] | 0 | 0 | 0 | 0% | 0 | 0 | 0 | 0 | 0 | 0 | 0 | 0 | #N/A | #N/A | #N/A | #N/A | #N/A | #N/A | #N/A | 0 | 0 | 0 | #DIV/0!
75000 | [18 empty] | 0 | 0 | 0 | 0% | 0 | 0 | 0 | 0 | 0 | 0 | 0 | 0 | #N/A | #N/A | #N/A | #N/A | #N/A | #N/A | #N/A | 0 | 0 | 0 | #DIV/0!
Total Incentives: | [18 empty] | 0 | 0 | 0 | 0% | 0 | 0 | 0 | 0 | 0 | 0 | 0 | 0 | #N/A | #N/A | #N/A | #N/A | #N/A | #N/A | #N/A | 0 | 0 | 0 | #DIV/0!
0 | [18 empty] | 0 | 0 | 0 | 0% | 0 | 0 | 0 | 0 | 0 | 0 | 0 | 0 | #N/A | #N/A | #N/A | #N/A | #N/A | #N/A | #N/A | 0 | 0 | 0 | #DIV/0!
Total Customer Costs: | [18 empty] | 0 | 0 | 0 | 0% | 0 | 0 | 0 | 0 | 0 | 0 | 0 | 0 | #N/A | #N/A | #N/A | #N/A | #N/A | #N/A | #N/A | 0 | 0 | 0 | #DIV/0!
0 | [18 empty] | 0 | 0 | 0 | 0% | 0 | 0 | 0 | 0 | 0 | 0 | 0 | 0 | #N/A | #N/A | #N/A | #N/A | #N/A | #N/A | #N/A | 0 | 0 | 0 | #DIV/0!
Weighted Avg Life | [18 empty] | 0 | 0 | 0 | 0% | 0 | 0 | 0 | 0 | 0 | 0 | 0 | 0 | #N/A | #N/A | #N/A | #N/A | #N/A | #N/A | #N/A | 0 | 0 | 0 | #DIV/0!
5 | [18 empty] | 0 | 0 | 0 | 0% | 0 | 0 | 0 | 0 | 0 | 0 | 0 | 0 | #N/A | #N/A | #N/A | #N/A | #N/A | #N/A | #N/A | 0 | 0 | 0 | #DIV/0!
Total Utility Cost | [18 empty] | 0 | 0 | 0 | 0% | 0 | 0 | 0 | 0 | 0 | 0 | 0 | 0 | #N/A | #N/A | #N/A | #N/A | #N/A | #N/A | #N/A | 0 | 0 | 0 | #DIV/0!
194011.69 | [18 empty] | 0 | 0 | 0 | 0% | 0 | 0 | 0 | 0 | 0 | 0 | 0 | 0 | #N/A | #N/A | #N/A | #N/A | #N/A | #N/A | #N/A | 0 | 0 | 0 | #DIV/0!
Total Resource Cost | [18 empty] | 0 | 0 | 0 | 0% | 0 | 0 | 0 | 0 | 0 | 0 | 0 | 0 | #N/A | #N/A | #N/A | #N/A | #N/A | #N/A | #N/A | 0 | 0 | 0 | #DIV/0!
194011.69 | [18 empty] | 0 | 0 | 0 | 0% | 0 | 0 | 0 | 0 | 0 | 0 | 0 | 0 | #N/A | #N/A | #N/A | #N/A | #N/A | #N/A | #N/A | 0 | 0 | 0 | #DIV/0!
UC B/C Ratio | [18 empty] | 0 | 0 | 0 | 0% | 0 | 0 | 0 | 0 | 0 | 0 | 0 | 0 | #N/A | #N/A | #N/A | #N/A | #N/A | #N/A | #N/A | 0 | 0 | 0 | #DIV/0!
2.4121 | [18 empty] | 0 | 0 | 0 | 0% | 0 | 0 | 0 | 0 | 0 | 0 | 0 | 0 | #N/A | #N/A | #N/A | #N/A | #N/A | #N/A | #N/A | 0 | 0 | 0 | #DIV/0!
TRC B/C Ratio | [18 empty] | 0 | 0 | 0 | 0% | 0 | 0 | 0 | 0 | 0 | 0 | 0 | 0 | #N/A | #N/A | #N/A | #N/A | #N/A | #N/A | #N/A | 0 | 0 | 0 | #DIV/0!
2.6533 | [18 empty] | 0 | 0 | 0 | 0% | 0 | 0 | 0 | 0 | 0 | 0 | 0 | 0 | #N/A | #N/A | #N/A | #N/A | #N/A | #N/A | #N/A | 0 | 0 | 0 | #DIV/0!
Note on W3: Curtis, Kasey Calculates measure savings as a % of total program savings.
Note on X3: Curtis, Kasey: Uses % of measure savings as a proxy for % of program spending.

## Industrial EM {G}
Rtn to Summary |  | Order Number | Program Name | Discount Rate: | 6.8% | [9 empty] | Paste in incentives but use DBtC for Total
| Program: | 18231037 | Industrial Energy Management {G}
| paste |  |  | paste | paste | paste | paste | paste | paste | paste | paste | paste | paste | Paste | paste | paste | paste | paste | Formula: G + H | Formula: (O/A10)*T | Formula: N - M | Formula: O/A10 | Formula: W*A8 | Formula: Q - P | Formula: X + DBtC | Formula: Q + X | Formula: Z/(1+GasDiscountRate)^1 | Formula: AA/(1+GasDiscountRate)^1 | Formula: -PV(ElecDiscount Rate,T,R)*J | Formula: -PV(ElecDiscount Rate, T, S)*J |  | AF*J*K |  | AH*J*L | AG + AI |  | AG +AI -AK | formula: Logic to lookup from AC tables and adjust by savings and quantity | Formula: Utility Savings (AM)*1.1+AD+AE | formula: AM/AB | formula: AN/AC
| Sch. No. | Order Number | Program Name | Measure Version | Measure Name | First Period Measure Life | Second period Measure Life | Gas End-Use Type | Number of units offered | Savings per Unit Period 1 | Savngs per Unit Period 2 | Incentives Per Unit | Incremental Measure Cost per Unit | Total First Year Savings | Total Incentive | Total Incremental Measure Cost | Unit First Year Non-Energy Benefits | Unit Annual Net Equipment O&M | Total Measure Life | Weighted Life | Agency or Customer Cost per Unit | Percent Unit overhead | Program Overhead Cost | Total Customer Cost | Total Utility Program Costs | Total Resource Cost | PV Total Utility Program Costs | PV Total Resource Costs | PV Total Non-Energy Benefits | PV Total Net Equipment O&M | Unit PV First period Savings for 1 therm | Total First Period Savings | Unit PV Savings for Second Period for 1 therm | Total Second period Savings | Unadjusted Total | Decrement | Final UC Total Savings | PV Total Savings UC | PV Total Savings TRC | UC B/C Ratio | TRC B/C Ratio
DBTC: | G250 | 18231037 | Industrial Energy Management {G} |  | 2025 Planning Measure - ISEM | 6.7 |  | Comm Flat | 1 | 11000 |  | 62040 | 108000 | 11000 | 62040 | 108000 |  |  | 6.7 | 3.0708 | 45960 | 45.83% | 59122.1583 | 45960 | 87557.1583 | 167122.1583 | 81982.358 | 156481.4217 | 0 | 0 | 6.857 | 75426.5612 | 6.857 | 0 | 75426.5612 | 0 | 75426.5612 | 75426.5612 | 82969.2173 | 0.92003 | 0.53022
62040 | G250 | 18231037 | Industrial Energy Management {G} |  | 2025 Planning Measure - ISOP | 6.7 |  | Comm Flat | 1 | 7000 |  |  |  | 7000 |  |  |  |  | 6.7 | 1.9542 | 0 | 29.17% | 37623.1917 | 0 | 55718.1917 | 37623.1917 | 52170.5914 | 35227.7076 | 0 | 0 | 6.857 | 47998.7207 | 6.857 | 0 | 47998.7207 | 0 | 47998.7207 | 47998.7207 | 52798.5928 | 0.92003 | 1.4988
Program Costs: |  |  |  |  | 2025 Planning Measure - CAP | 6.7 |  | Comm Flat | 1 | 5000 |  |  |  | 5000 |  |  |  |  | 6.7 | 1.3958 | 0 | 20.83% | 26873.7083 | 0 | 39798.7083 | 26873.7083 | 37264.7082 | 25162.6483 | 0 | 0 | 6.857 | 34284.8005 | 6.857 | 0 | 34284.8005 | 0 | 34284.8005 | 34284.8005 | 37713.2806 | 0.92003 | 1.4988
128993.8 |  |  |  |  | 2025 Planning Measure - CSI | 6.7 |  | Comm Flat | 1 | 1000 |  |  |  | 1000 |  |  |  |  | 6.7 | 0.27917 | 0 | 4.167% | 5374.7417 | 0 | 7959.7417 | 5374.7417 | 7452.9416 | 5032.5297 | 0 | 0 | 6.857 | 6856.9601 | 6.857 | 0 | 6856.9601 | 0 | 6856.9601 | 6856.9601 | 7542.6561 | 0.92003 | 1.4988
Total Savings (therm): | [18 empty] | 0 | 0 | 0 | 0% | 0 | 0 | 0 | 0 | 0 | 0 | 0 | 0 | #N/A | #N/A | #N/A | #N/A | #N/A | #N/A | #N/A | 0 | 0 | 0 | #DIV/0!
24000 | [18 empty] | 0 | 0 | 0 | 0% | 0 | 0 | 0 | 0 | 0 | 0 | 0 | 0 | #N/A | #N/A | #N/A | #N/A | #N/A | #N/A | #N/A | 0 | 0 | 0 | #DIV/0!
Total Incentives: | [18 empty] | 0 | 0 | 0 | 0% | 0 | 0 | 0 | 0 | 0 | 0 | 0 | 0 | #N/A | #N/A | #N/A | #N/A | #N/A | #N/A | #N/A | 0 | 0 | 0 | #DIV/0!
62040 | [18 empty] | 0 | 0 | 0 | 0% | 0 | 0 | 0 | 0 | 0 | 0 | 0 | 0 | #N/A | #N/A | #N/A | #N/A | #N/A | #N/A | #N/A | 0 | 0 | 0 | #DIV/0!
Total Customer Costs: | [18 empty] | 0 | 0 | 0 | 0% | 0 | 0 | 0 | 0 | 0 | 0 | 0 | 0 | #N/A | #N/A | #N/A | #N/A | #N/A | #N/A | #N/A | 0 | 0 | 0 | #DIV/0!
45960 | [18 empty] | 0 | 0 | 0 | 0% | 0 | 0 | 0 | 0 | 0 | 0 | 0 | 0 | #N/A | #N/A | #N/A | #N/A | #N/A | #N/A | #N/A | 0 | 0 | 0 | #DIV/0!
Weighted Avg Life | [18 empty] | 0 | 0 | 0 | 0% | 0 | 0 | 0 | 0 | 0 | 0 | 0 | 0 | #N/A | #N/A | #N/A | #N/A | #N/A | #N/A | #N/A | 0 | 0 | 0 | #DIV/0!
6.7 | [18 empty] | 0 | 0 | 0 | 0% | 0 | 0 | 0 | 0 | 0 | 0 | 0 | 0 | #N/A | #N/A | #N/A | #N/A | #N/A | #N/A | #N/A | 0 | 0 | 0 | #DIV/0!
Total Utility Cost | [18 empty] | 0 | 0 | 0 | 0% | 0 | 0 | 0 | 0 | 0 | 0 | 0 | 0 | #N/A | #N/A | #N/A | #N/A | #N/A | #N/A | #N/A | 0 | 0 | 0 | #DIV/0!
191033.8 | [18 empty] | 0 | 0 | 0 | 0% | 0 | 0 | 0 | 0 | 0 | 0 | 0 | 0 | #N/A | #N/A | #N/A | #N/A | #N/A | #N/A | #N/A | 0 | 0 | 0 | #DIV/0!
Total Resource Cost | [18 empty] | 0 | 0 | 0 | 0% | 0 | 0 | 0 | 0 | 0 | 0 | 0 | 0 | #N/A | #N/A | #N/A | #N/A | #N/A | #N/A | #N/A | 0 | 0 | 0 | #DIV/0!
236993.8 | [18 empty] | 0 | 0 | 0 | 0% | 0 | 0 | 0 | 0 | 0 | 0 | 0 | 0 | #N/A | #N/A | #N/A | #N/A | #N/A | #N/A | #N/A | 0 | 0 | 0 | #DIV/0!
UC B/C Ratio | [18 empty] | 0 | 0 | 0 | 0% | 0 | 0 | 0 | 0 | 0 | 0 | 0 | 0 | #N/A | #N/A | #N/A | #N/A | #N/A | #N/A | #N/A | 0 | 0 | 0 | #DIV/0!
0.92003 | [18 empty] | 0 | 0 | 0 | 0% | 0 | 0 | 0 | 0 | 0 | 0 | 0 | 0 | #N/A | #N/A | #N/A | #N/A | #N/A | #N/A | #N/A | 0 | 0 | 0 | #DIV/0!
TRC B/C Ratio | [18 empty] | 0 | 0 | 0 | 0% | 0 | 0 | 0 | 0 | 0 | 0 | 0 | 0 | #N/A | #N/A | #N/A | #N/A | #N/A | #N/A | #N/A | 0 | 0 | 0 | #DIV/0!
0.81577 | [18 empty] | 0 | 0 | 0 | 0% | 0 | 0 | 0 | 0 | 0 | 0 | 0 | 0 | #N/A | #N/A | #N/A | #N/A | #N/A | #N/A | #N/A | 0 | 0 | 0 | #DIV/0!
Note on W3: Curtis, Kasey Calculates measure savings as a % of total program savings.
Note on X3: Curtis, Kasey: Uses % of measure savings as a proxy for % of program spending.

## CI New Construction {G}
Rtn to Summary |  | Order Number | Program Name | Discount Rate: | 6.8% | [9 empty] | Paste in incentives but use DBtC for Total
| Program: | 18230706 | Commercial Industrial New Construction {G}
| paste |  |  | paste | paste | paste | paste | paste | paste | paste | paste | paste | paste | Paste | paste | paste | paste | paste | Formula: G + H | Formula: (O/A10)*T | Formula: N - M | Formula: O/A10 | Formula: W*A8 | Formula: Q - P | Formula: X + DBtC | Formula: Q + X | Formula: Z/(1+GasDiscountRate)^1 | Formula: AA/(1+GasDiscountRate)^1 | Formula: -PV(ElecDiscount Rate,T,R)*J | Formula: -PV(ElecDiscount Rate, T, S)*J |  | AF*J*K |  | AH*J*L | AG + AI |  | AG +AI -AK | formula: Logic to lookup from AC tables and adjust by savings and quantity | Formula: Utility Savings (AM)*1.1+AD+AE | formula: AM/AB | formula: AN/AC
| Sch. No. | Order Number | Program Name | Measure Version | Measure Name | First Period Measure Life | Second period Measure Life | Gas End-Use Type | Number of units offered | Savings per Unit Period 1 | Savngs per Unit Period 2 | Incentives Per Unit | Incremental Measure Cost per Unit | Total First Year Savings | Total Incentive | Total Incremental Measure Cost | Unit First Year Non-Energy Benefits | Unit Annual Net Equipment O&M | Total Measure Life | Weighted Life | Agency or Customer Cost per Unit | Percent Unit overhead | Program Overhead Cost | Total Customer Cost | Total Utility Program Costs | Total Resource Cost | PV Total Utility Program Costs | PV Total Resource Costs | PV Total Non-Energy Benefits | PV Total Net Equipment O&M | Unit PV First period Savings for 1 therm | Total First Period Savings | Unit PV Savings for Second Period for 1 therm | Total Second period Savings | Unadjusted Total | Decrement | Final UC Total Savings | PV Total Savings UC | PV Total Savings TRC | UC B/C Ratio | TRC B/C Ratio
DBTC: | G251 | 18230706 | Commercial Industrial New Construction {G} |  | 2025 Planning Measure | 18.16 |  | Comm Flat | 1 | 20000 |  |  |  | 20000 | 146000 | 214620 |  |  | 18.16 | 18.16 | 0 | 100% | 113194.64 | 68620 | 259194.64 | 327814.64 | 242691.6105 | 306942.5468 | 0 | 0 | 17.0615 | 341229.2158 | 17.0615 | 0 | 341229.2158 | 0 | 341229.2158 | 341229.2158 | 375352.1374 | 1.406 | 1.2229
146000 | G251 | 18230706 | Commercial Industrial New Construction {G} | [15 empty] | 0 | 0 | 0 | 0% | 0 | 0 | 0 | 0 | 0 | 0 | 0 | 0 | #N/A | #N/A | #N/A | #N/A | #N/A | #N/A | #N/A | 0 | 0 | 0 | #DIV/0!
Program Costs: | G251 | 18230706 | Commercial Industrial New Construction {G} | [15 empty] | 0 | 0 | 0 | 0% | 0 | 0 | 0 | 0 | 0 | 0 | 0 | 0 | #N/A | #N/A | #N/A | #N/A | #N/A | #N/A | #N/A | 0 | 0 | 0 | #DIV/0!
113194.64 | G251 | 18230706 | Commercial Industrial New Construction {G} | [15 empty] | 0 | 0 | 0 | 0% | 0 | 0 | 0 | 0 | 0 | 0 | 0 | 0 | #N/A | #N/A | #N/A | #N/A | #N/A | #N/A | #N/A | 0 | 0 | 0 | #DIV/0!
Total Savings (therm): | G251 | 18230706 | Commercial Industrial New Construction {G} | [15 empty] | 0 | 0 | 0 | 0% | 0 | 0 | 0 | 0 | 0 | 0 | 0 | 0 | #N/A | #N/A | #N/A | #N/A | #N/A | #N/A | #N/A | 0 | 0 | 0 | #DIV/0!
20000 | G251 | 18230706 | Commercial Industrial New Construction {G} | [15 empty] | 0 | 0 | 0 | 0% | 0 | 0 | 0 | 0 | 0 | 0 | 0 | 0 | #N/A | #N/A | #N/A | #N/A | #N/A | #N/A | #N/A | 0 | 0 | 0 | #DIV/0!
Total Incentives: | G251 | 18230706 | Commercial Industrial New Construction {G} | [15 empty] | 0 | 0 | 0 | 0% | 0 | 0 | 0 | 0 | 0 | 0 | 0 | 0 | #N/A | #N/A | #N/A | #N/A | #N/A | #N/A | #N/A | 0 | 0 | 0 | #DIV/0!
146000 | [18 empty] | 0 | 0 | 0 | 0% | 0 | 0 | 0 | 0 | 0 | 0 | 0 | 0 | #N/A | #N/A | #N/A | #N/A | #N/A | #N/A | #N/A | 0 | 0 | 0 | #DIV/0!
Total Customer Costs: | [18 empty] | 0 | 0 | 0 | 0% | 0 | 0 | 0 | 0 | 0 | 0 | 0 | 0 | #N/A | #N/A | #N/A | #N/A | #N/A | #N/A | #N/A | 0 | 0 | 0 | #DIV/0!
68620 | [18 empty] | 0 | 0 | 0 | 0% | 0 | 0 | 0 | 0 | 0 | 0 | 0 | 0 | #N/A | #N/A | #N/A | #N/A | #N/A | #N/A | #N/A | 0 | 0 | 0 | #DIV/0!
Weighted Avg Life | [18 empty] | 0 | 0 | 0 | 0% | 0 | 0 | 0 | 0 | 0 | 0 | 0 | 0 | #N/A | #N/A | #N/A | #N/A | #N/A | #N/A | #N/A | 0 | 0 | 0 | #DIV/0!
18.16 | [18 empty] | 0 | 0 | 0 | 0% | 0 | 0 | 0 | 0 | 0 | 0 | 0 | 0 | #N/A | #N/A | #N/A | #N/A | #N/A | #N/A | #N/A | 0 | 0 | 0 | #DIV/0!
Total Utility Cost | [18 empty] | 0 | 0 | 0 | 0% | 0 | 0 | 0 | 0 | 0 | 0 | 0 | 0 | #N/A | #N/A | #N/A | #N/A | #N/A | #N/A | #N/A | 0 | 0 | 0 | #DIV/0!
259194.64 | [18 empty] | 0 | 0 | 0 | 0% | 0 | 0 | 0 | 0 | 0 | 0 | 0 | 0 | #N/A | #N/A | #N/A | #N/A | #N/A | #N/A | #N/A | 0 | 0 | 0 | #DIV/0!
Total Resource Cost | [18 empty] | 0 | 0 | 0 | 0% | 0 | 0 | 0 | 0 | 0 | 0 | 0 | 0 | #N/A | #N/A | #N/A | #N/A | #N/A | #N/A | #N/A | 0 | 0 | 0 | #DIV/0!
327814.64 | [18 empty] | 0 | 0 | 0 | 0% | 0 | 0 | 0 | 0 | 0 | 0 | 0 | 0 | #N/A | #N/A | #N/A | #N/A | #N/A | #N/A | #N/A | 0 | 0 | 0 | #DIV/0!
UC B/C Ratio | [18 empty] | 0 | 0 | 0 | 0% | 0 | 0 | 0 | 0 | 0 | 0 | 0 | 0 | #N/A | #N/A | #N/A | #N/A | #N/A | #N/A | #N/A | 0 | 0 | 0 | #DIV/0!
1.406 | [18 empty] | 0 | 0 | 0 | 0% | 0 | 0 | 0 | 0 | 0 | 0 | 0 | 0 | #N/A | #N/A | #N/A | #N/A | #N/A | #N/A | #N/A | 0 | 0 | 0 | #DIV/0!
TRC B/C Ratio | [18 empty] | 0 | 0 | 0 | 0% | 0 | 0 | 0 | 0 | 0 | 0 | 0 | 0 | #N/A | #N/A | #N/A | #N/A | #N/A | #N/A | #N/A | 0 | 0 | 0 | #DIV/0!
1.2229 | [18 empty] | 0 | 0 | 0 | 0% | 0 | 0 | 0 | 0 | 0 | 0 | 0 | 0 | #N/A | #N/A | #N/A | #N/A | #N/A | #N/A | #N/A | 0 | 0 | 0 | #DIV/0!
Note on W3: Curtis, Kasey Calculates measure savings as a % of total program savings.
Note on X3: Curtis, Kasey: Uses % of measure savings as a proxy for % of program spending.

## Com SEM {G}
Rtn to Summary |  | Order Number | Program Name | Discount Rate: | 6.8% | [9 empty] | Paste in incentives but use DBtC for Total
| Program: | 18230691 | Commercial Strategic Energy Management {G}
| paste |  |  | paste | paste | paste | paste | paste | paste | paste | paste | paste | paste | Paste | paste | paste | paste | paste | Formula: G + H | Formula: (O/A10)*T | Formula: N - M | Formula: O/A10 | Formula: W*A8 | Formula: Q - P | Formula: X + DBtC | Formula: Q + X | Formula: Z/(1+GasDiscountRate)^1 | Formula: AA/(1+GasDiscountRate)^1 | Formula: -PV(ElecDiscount Rate,T,R)*J | Formula: -PV(ElecDiscount Rate, T, S)*J |  | AF*J*K |  | AH*J*L | AG + AI |  | AG +AI -AK | formula: Logic to lookup from AC tables and adjust by savings and quantity | Formula: Utility Savings (AM)*1.1+AD+AE | formula: AM/AB | formula: AN/AC
| Sch. No. | Order Number | Program Name | Measure Version | Measure Name | First Period Measure Life | Second period Measure Life | Gas End-Use Type | Number of units offered | Savings per Unit Period 1 | Savngs per Unit Period 2 | Incentives Per Unit | Incremental Measure Cost per Unit | Total First Year Savings | Total Incentive | Total Incremental Measure Cost | Unit First Year Non-Energy Benefits | Unit Annual Net Equipment O&M | Total Measure Life | Weighted Life | Agency or Customer Cost per Unit | Percent Unit overhead | Program Overhead Cost | Total Customer Cost | Total Utility Program Costs | Total Resource Cost | PV Total Utility Program Costs | PV Total Resource Costs | PV Total Non-Energy Benefits | PV Total Net Equipment O&M | Unit PV First period Savings for 1 therm | Total First Period Savings | Unit PV Savings for Second Period for 1 therm | Total Second period Savings | Unadjusted Total | Decrement | Final UC Total Savings | PV Total Savings UC | PV Total Savings TRC | UC B/C Ratio | TRC B/C Ratio
DBTC: | G253 | 18230691 | Commercial Strategic Energy Management {G} |  | 2025 Planning Measure - CSEM Savings | 3 |  | Comm Flat | 1 | 360000 |  | 172500 | 222525 | 360000 | 172500 | 222525 |  |  | 3 | 2.9189 | 50025 | 97.3% | 698148.0292 | 50025 | 865985.867 | 920673.0292 | 810848.1901 | 862053.3981 | 0 | 0 | 3.6704 | 1321355.1169 | 3.6704 | 0 | 1321355.1169 | 0 | 1321355.1169 | 1321355.1169 | 1453490.6286 | 1.6296 | 1.6861
172500 | G253 | 18230691 | Commercial Strategic Energy Management {G} |  | 2025 Planning Measure - HSEM Savings | 3 |  | Comm Flat | 1 | 10000 |  |  |  | 10000 |  | 0 |  |  | 3 | 0.081081 | 0 | 2.703% | 19393.0008 | 0 | 24055.163 | 19393.0008 | 22523.5608 | 18158.2405 | 0 | 0 | 3.6704 | 36704.3088 | 3.6704 | 0 | 36704.3088 | 0 | 36704.3088 | 36704.3088 | 40374.7397 | 1.6296 | 2.2235
Program Costs: | G253 | 18230691 | Commercial Strategic Energy Management {G} | [15 empty] | 0 | 0 | 0 | 0% | 0 | 0 | 0 | 0 | 0 | 0 | 0 | 0 | #N/A | #N/A | #N/A | #N/A | #N/A | #N/A | #N/A | 0 | 0 | 0 | #DIV/0!
717541.03 | G253 | 18230691 | Commercial Strategic Energy Management {G} | [15 empty] | 0 | 0 | 0 | 0% | 0 | 0 | 0 | 0 | 0 | 0 | 0 | 0 | #N/A | #N/A | #N/A | #N/A | #N/A | #N/A | #N/A | 0 | 0 | 0 | #DIV/0!
Total Savings (therm): | G253 | 18230691 | Commercial Strategic Energy Management {G} | [15 empty] | 0 | 0 | 0 | 0% | 0 | 0 | 0 | 0 | 0 | 0 | 0 | 0 | #N/A | #N/A | #N/A | #N/A | #N/A | #N/A | #N/A | 0 | 0 | 0 | #DIV/0!
370000 | G253 | 18230691 | Commercial Strategic Energy Management {G} | [15 empty] | 0 | 0 | 0 | 0% | 0 | 0 | 0 | 0 | 0 | 0 | 0 | 0 | #N/A | #N/A | #N/A | #N/A | #N/A | #N/A | #N/A | 0 | 0 | 0 | #DIV/0!
Total Incentives: | G253 | 18230691 | Commercial Strategic Energy Management {G} | [15 empty] | 0 | 0 | 0 | 0% | 0 | 0 | 0 | 0 | 0 | 0 | 0 | 0 | #N/A | #N/A | #N/A | #N/A | #N/A | #N/A | #N/A | 0 | 0 | 0 | #DIV/0!
172500 | G253 | 18230691 | Commercial Strategic Energy Management {G} | [15 empty] | 0 | 0 | 0 | 0% | 0 | 0 | 0 | 0 | 0 | 0 | 0 | 0 | #N/A | #N/A | #N/A | #N/A | #N/A | #N/A | #N/A | 0 | 0 | 0 | #DIV/0!
Total Customer Costs: | G253 | 18230691 | Commercial Strategic Energy Management {G} | [15 empty] | 0 | 0 | 0 | 0% | 0 | 0 | 0 | 0 | 0 | 0 | 0 | 0 | #N/A | #N/A | #N/A | #N/A | #N/A | #N/A | #N/A | 0 | 0 | 0 | #DIV/0!
50025 | G253 | 18230691 | Commercial Strategic Energy Management {G} | [15 empty] | 0 | 0 | 0 | 0% | 0 | 0 | 0 | 0 | 0 | 0 | 0 | 0 | #N/A | #N/A | #N/A | #N/A | #N/A | #N/A | #N/A | 0 | 0 | 0 | #DIV/0!
Weighted Avg Life | [18 empty] | 0 | 0 | 0 | 0% | 0 | 0 | 0 | 0 | 0 | 0 | 0 | 0 | #N/A | #N/A | #N/A | #N/A | #N/A | #N/A | #N/A | 0 | 0 | 0 | #DIV/0!
3 | [18 empty] | 0 | 0 | 0 | 0% | 0 | 0 | 0 | 0 | 0 | 0 | 0 | 0 | #N/A | #N/A | #N/A | #N/A | #N/A | #N/A | #N/A | 0 | 0 | 0 | #DIV/0!
Total Utility Cost | [18 empty] | 0 | 0 | 0 | 0% | 0 | 0 | 0 | 0 | 0 | 0 | 0 | 0 | #N/A | #N/A | #N/A | #N/A | #N/A | #N/A | #N/A | 0 | 0 | 0 | #DIV/0!
890041.03 | [18 empty] | 0 | 0 | 0 | 0% | 0 | 0 | 0 | 0 | 0 | 0 | 0 | 0 | #N/A | #N/A | #N/A | #N/A | #N/A | #N/A | #N/A | 0 | 0 | 0 | #DIV/0!
Total Resource Cost | [18 empty] | 0 | 0 | 0 | 0% | 0 | 0 | 0 | 0 | 0 | 0 | 0 | 0 | #N/A | #N/A | #N/A | #N/A | #N/A | #N/A | #N/A | 0 | 0 | 0 | #DIV/0!
940066.03 | [18 empty] | 0 | 0 | 0 | 0% | 0 | 0 | 0 | 0 | 0 | 0 | 0 | 0 | #N/A | #N/A | #N/A | #N/A | #N/A | #N/A | #N/A | 0 | 0 | 0 | #DIV/0!
UC B/C Ratio | [18 empty] | 0 | 0 | 0 | 0% | 0 | 0 | 0 | 0 | 0 | 0 | 0 | 0 | #N/A | #N/A | #N/A | #N/A | #N/A | #N/A | #N/A | 0 | 0 | 0 | #DIV/0!
1.6296 | [18 empty] | 0 | 0 | 0 | 0% | 0 | 0 | 0 | 0 | 0 | 0 | 0 | 0 | #N/A | #N/A | #N/A | #N/A | #N/A | #N/A | #N/A | 0 | 0 | 0 | #DIV/0!
TRC B/C Ratio | [18 empty] | 0 | 0 | 0 | 0% | 0 | 0 | 0 | 0 | 0 | 0 | 0 | 0 | #N/A | #N/A | #N/A | #N/A | #N/A | #N/A | #N/A | 0 | 0 | 0 | #DIV/0!
1.6972 | [18 empty] | 0 | 0 | 0 | 0% | 0 | 0 | 0 | 0 | 0 | 0 | 0 | 0 | #N/A | #N/A | #N/A | #N/A | #N/A | #N/A | #N/A | 0 | 0 | 0 | #DIV/0!
Note on W3: Curtis, Kasey Calculates measure savings as a % of total program savings.
Note on X3: Curtis, Kasey: Uses % of measure savings as a proxy for % of program spending.

## P4P {G}
Rtn to Summary |  | Order Number | Program Name | Discount Rate: | 6.8% | [9 empty] | Paste in incentives but use DBtC for Total
| Program: | 18231039 | Pay for Performance {G}
| paste |  |  | paste | paste | paste | paste | paste | paste | paste | paste | paste | paste | Paste | paste | paste | paste | paste | Formula: G + H | Formula: (O/A10)*T | Formula: N - M | Formula: O/A10 | Formula: W*A8 | Formula: Q - P | Formula: X + DBtC | Formula: Q + X | Formula: Z/(1+GasDiscountRate)^1 | Formula: AA/(1+GasDiscountRate)^1 | Formula: -PV(ElecDiscount Rate,T,R)*J | Formula: -PV(ElecDiscount Rate, T, S)*J |  | AF*J*K |  | AH*J*L | AG + AI |  | AG +AI -AK | formula: Logic to lookup from AC tables and adjust by savings and quantity | Formula: Utility Savings (AM)*1.1+AD+AE | formula: AM/AB | formula: AN/AC
| Sch. No. | Order Number | Program Name | Measure Version | Measure Name | First Period Measure Life | Second period Measure Life | Gas End-Use Type | Number of units offered | Savings per Unit Period 1 | Savngs per Unit Period 2 | Incentives Per Unit | Incremental Measure Cost per Unit | Total First Year Savings | Total Incentive | Total Incremental Measure Cost | Unit First Year Non-Energy Benefits | Unit Annual Net Equipment O&M | Total Measure Life | Weighted Life | Agency or Customer Cost per Unit | Percent Unit overhead | Program Overhead Cost | Total Customer Cost | Total Utility Program Costs | Total Resource Cost | PV Total Utility Program Costs | PV Total Resource Costs | PV Total Non-Energy Benefits | PV Total Net Equipment O&M | Unit PV First period Savings for 1 therm | Total First Period Savings | Unit PV Savings for Second Period for 1 therm | Total Second period Savings | Unadjusted Total | Decrement | Final UC Total Savings | PV Total Savings UC | PV Total Savings TRC | UC B/C Ratio | TRC B/C Ratio
DBTC: | G253 | 18231039 | Pay for Performance {G} |  | 2025 Planning Measure | 16 |  | Comm Flat | 1 | 13502 |  | 40000 | 92000 | 13502 | 40000 | 92000 |  |  | 16 | 16 | 52000 | 100% | 71322.34 | 52000 | 111322.34 | 163322.34 | 104234.4007 | 152923.5393 | 0 | 0 | 15.5212 | 209567.0541 | 15.5212 | 0 | 209567.0541 | 0 | 209567.0541 | 209567.0541 | 230523.7595 | 2.0105 | 1.5074
40000 | [18 empty] | 0 | 0 | 0 | 0% | 0 | 0 | 0 | 0 | 0 | 0 | 0 | 0 | #N/A | #N/A | #N/A | #N/A | #N/A | #N/A | #N/A | 0 | 0 | 0 | #DIV/0!
Program Costs: | [18 empty] | 0 | 0 | 0 | 0% | 0 | 0 | 0 | 0 | 0 | 0 | 0 | 0 | #N/A | #N/A | #N/A | #N/A | #N/A | #N/A | #N/A | 0 | 0 | 0 | #DIV/0!
71322.34 | [18 empty] | 0 | 0 | 0 | 0% | 0 | 0 | 0 | 0 | 0 | 0 | 0 | 0 | #N/A | #N/A | #N/A | #N/A | #N/A | #N/A | #N/A | 0 | 0 | 0 | #DIV/0!
Total Savings (therm): | [18 empty] | 0 | 0 | 0 | 0% | 0 | 0 | 0 | 0 | 0 | 0 | 0 | 0 | #N/A | #N/A | #N/A | #N/A | #N/A | #N/A | #N/A | 0 | 0 | 0 | #DIV/0!
13502 | [18 empty] | 0 | 0 | 0 | 0% | 0 | 0 | 0 | 0 | 0 | 0 | 0 | 0 | #N/A | #N/A | #N/A | #N/A | #N/A | #N/A | #N/A | 0 | 0 | 0 | #DIV/0!
Total Incentives: | [18 empty] | 0 | 0 | 0 | 0% | 0 | 0 | 0 | 0 | 0 | 0 | 0 | 0 | #N/A | #N/A | #N/A | #N/A | #N/A | #N/A | #N/A | 0 | 0 | 0 | #DIV/0!
40000 | [18 empty] | 0 | 0 | 0 | 0% | 0 | 0 | 0 | 0 | 0 | 0 | 0 | 0 | #N/A | #N/A | #N/A | #N/A | #N/A | #N/A | #N/A | 0 | 0 | 0 | #DIV/0!
Total Customer Costs: | [18 empty] | 0 | 0 | 0 | 0% | 0 | 0 | 0 | 0 | 0 | 0 | 0 | 0 | #N/A | #N/A | #N/A | #N/A | #N/A | #N/A | #N/A | 0 | 0 | 0 | #DIV/0!
52000 | [18 empty] | 0 | 0 | 0 | 0% | 0 | 0 | 0 | 0 | 0 | 0 | 0 | 0 | #N/A | #N/A | #N/A | #N/A | #N/A | #N/A | #N/A | 0 | 0 | 0 | #DIV/0!
Weighted Avg Life | [18 empty] | 0 | 0 | 0 | 0% | 0 | 0 | 0 | 0 | 0 | 0 | 0 | 0 | #N/A | #N/A | #N/A | #N/A | #N/A | #N/A | #N/A | 0 | 0 | 0 | #DIV/0!
16 | [18 empty] | 0 | 0 | 0 | 0% | 0 | 0 | 0 | 0 | 0 | 0 | 0 | 0 | #N/A | #N/A | #N/A | #N/A | #N/A | #N/A | #N/A | 0 | 0 | 0 | #DIV/0!
Total Utility Cost | [18 empty] | 0 | 0 | 0 | 0% | 0 | 0 | 0 | 0 | 0 | 0 | 0 | 0 | #N/A | #N/A | #N/A | #N/A | #N/A | #N/A | #N/A | 0 | 0 | 0 | #DIV/0!
111322.34 | [18 empty] | 0 | 0 | 0 | 0% | 0 | 0 | 0 | 0 | 0 | 0 | 0 | 0 | #N/A | #N/A | #N/A | #N/A | #N/A | #N/A | #N/A | 0 | 0 | 0 | #DIV/0!
Total Resource Cost | [18 empty] | 0 | 0 | 0 | 0% | 0 | 0 | 0 | 0 | 0 | 0 | 0 | 0 | #N/A | #N/A | #N/A | #N/A | #N/A | #N/A | #N/A | 0 | 0 | 0 | #DIV/0!
163322.34 | [18 empty] | 0 | 0 | 0 | 0% | 0 | 0 | 0 | 0 | 0 | 0 | 0 | 0 | #N/A | #N/A | #N/A | #N/A | #N/A | #N/A | #N/A | 0 | 0 | 0 | #DIV/0!
UC B/C Ratio | [18 empty] | 0 | 0 | 0 | 0% | 0 | 0 | 0 | 0 | 0 | 0 | 0 | 0 | #N/A | #N/A | #N/A | #N/A | #N/A | #N/A | #N/A | 0 | 0 | 0 | #DIV/0!
2.0105 | [18 empty] | 0 | 0 | 0 | 0% | 0 | 0 | 0 | 0 | 0 | 0 | 0 | 0 | #N/A | #N/A | #N/A | #N/A | #N/A | #N/A | #N/A | 0 | 0 | 0 | #DIV/0!
TRC B/C Ratio | [18 empty] | 0 | 0 | 0 | 0% | 0 | 0 | 0 | 0 | 0 | 0 | 0 | 0 | #N/A | #N/A | #N/A | #N/A | #N/A | #N/A | #N/A | 0 | 0 | 0 | #DIV/0!
1.5074 | [18 empty] | 0 | 0 | 0 | 0% | 0 | 0 | 0 | 0 | 0 | 0 | 0 | 0 | #N/A | #N/A | #N/A | #N/A | #N/A | #N/A | #N/A | 0 | 0 | 0 | #DIV/0!
Note on W3: Curtis, Kasey Calculates measure savings as a % of total program savings.
Note on X3: Curtis, Kasey: Uses % of measure savings as a proxy for % of program spending.
Note on G5: Curtis, Kasey: Per Rich Perlot

## Commercial Foodservice {G}
Rtn to Summary |  | Order Number | Program Name | Discount Rate: | 6.8% | [9 empty] | Paste in incentives but use DBtC for Total
| Program: | 18231027 | Commercial Foodservice {G}
| paste |  |  | paste | paste | paste | paste | paste | paste | paste | paste | paste | paste | Paste | paste | paste | paste | paste | Formula: G + H | Formula: (O/A10)*T | Formula: N - M | Formula: O/A10 | Formula: W*A8 | Formula: Q - P | Formula: X + DBtC | Formula: Q + X | Formula: Z/(1+GasDiscountRate)^1 | Formula: AA/(1+GasDiscountRate)^1 | Formula: -PV(ElecDiscount Rate,T,R)*J | Formula: -PV(ElecDiscount Rate, T, S)*J |  | AF*J*K |  | AH*J*L | AG + AI |  | AG +AI -AK | formula: Logic to lookup from AC tables and adjust by savings and quantity | Formula: Utility Savings (AM)*1.1+AD+AE | formula: AM/AB | formula: AN/AC
| Sch. No. | Order Number | Program Name | Measure Version | Measure Name | First Period Measure Life | Second period Measure Life | Gas End-Use Type | Number of units offered | Savings per Unit Period 1 | Savngs per Unit Period 2 | Incentives Per Unit | Incremental Measure Cost per Unit | Total First Year Savings | Total Incentive | Total Incremental Measure Cost | Unit First Year Non-Energy Benefits | Unit Annual Net Equipment O&M | Total Measure Life | Weighted Life | Agency or Customer Cost per Unit | Percent Unit overhead | Program Overhead Cost | Total Customer Cost | Total Utility Program Costs | Total Resource Cost | PV Total Utility Program Costs | PV Total Resource Costs | PV Total Non-Energy Benefits | PV Total Net Equipment O&M | Unit PV First period Savings for 1 therm | Total First Period Savings | Unit PV Savings for Second Period for 1 therm | Total Second period Savings | Unadjusted Total | Decrement | Final UC Total Savings | PV Total Savings UC | PV Total Savings TRC | UC B/C Ratio | TRC B/C Ratio
DBTC: | G262 | 18231027 | Commercial Foodservice {G} |  | 2025 - Midstream Program Planning Line - Incentives | 12 |  | Comm Cooking | 1 | 160582 |  | 671438 | 708465 | 160582 | 671438 | 708465 | 161818 |  | 12 | 11.2307 | 37027 | 93.59% | 693105.3963 | 37027 | 1398538.6352 | 1401570.3963 | 1309493.1041 | 1312331.8317 | 1299081.6436 | 0 | 12.317 | 1977884.4416 | 12.317 | 0 | 1977884.4416 | 0 | 1977884.4416 | 1977884.4416 | 3474754.5294 | 1.5104 | 2.6478
753756 | G262 | 18231027 | Commercial Foodservice {G} |  | 2025 - Midstream Program Planning Line - SPIFFS ONLY | 1 |  | Comm Cooking | 1 | 0 |  | 14318 | 0 | 0 | 14318 | 0 | 0 |  | 1 | 0 | -14318 | 0% | 0 | -14318 | 0 | 0 | 0 | 0 | 0 | 0 | 1.2702 | 0 | 1.2702 | 0 | 0 | 0 | 0 | 0 | 0 | 0 | #DIV/0!
Program Costs: | G262 | 18231027 | Commercial Foodservice {G} |  | 2025 - Downstream Program Planning Line | 12 |  | Comm Cooking | 1 | 11000 |  | 68000 | 55000 | 11000 | 68000 | 55000 | 14000 |  | 12 | 0.76931 | -13000 | 6.411% | 47478.2937 | -13000 | 95801.0548 | 102478.2937 | 89701.3622 | 95953.4585 | 112392.5831 | 0 | 12.317 | 135486.7224 | 12.317 | 0 | 135486.7224 | 0 | 135486.7224 | 135486.7224 | 261427.9777 | 1.5104 | 2.7245
740583.69 | G262 | 18231027 | Commercial Foodservice {G} | [15 empty] | 0 | 0 | 0 | 0% | 0 | 0 | 0 | 0 | 0 | 0 | 0 | 0 | #N/A | #N/A | #N/A | #N/A | #N/A | #N/A | #N/A | 0 | 0 | 0 | #DIV/0!
Total Savings (therm): | G262 | 18231027 | Commercial Foodservice {G} | [15 empty] | 0 | 0 | 0 | 0% | 0 | 0 | 0 | 0 | 0 | 0 | 0 | 0 | #N/A | #N/A | #N/A | #N/A | #N/A | #N/A | #N/A | 0 | 0 | 0 | #DIV/0!
171582 | G262 | 18231027 | Commercial Foodservice {G} | [15 empty] | 0 | 0 | 0 | 0% | 0 | 0 | 0 | 0 | 0 | 0 | 0 | 0 | #N/A | #N/A | #N/A | #N/A | #N/A | #N/A | #N/A | 0 | 0 | 0 | #DIV/0!
Total Incentives: | G262 | 18231027 | Commercial Foodservice {G} | [15 empty] | 0 | 0 | 0 | 0% | 0 | 0 | 0 | 0 | 0 | 0 | 0 | 0 | #N/A | #N/A | #N/A | #N/A | #N/A | #N/A | #N/A | 0 | 0 | 0 | #DIV/0!
753756 | G262 | 18231027 | Commercial Foodservice {G} | [15 empty] | 0 | 0 | 0 | 0% | 0 | 0 | 0 | 0 | 0 | 0 | 0 | 0 | #N/A | #N/A | #N/A | #N/A | #N/A | #N/A | #N/A | 0 | 0 | 0 | #DIV/0!
Total Customer Costs: | G262 | 18231027 | Commercial Foodservice {G} | [15 empty] | 0 | 0 | 0 | 0% | 0 | 0 | 0 | 0 | 0 | 0 | 0 | 0 | #N/A | #N/A | #N/A | #N/A | #N/A | #N/A | #N/A | 0 | 0 | 0 | #DIV/0!
9709 | G262 | 18231027 | Commercial Foodservice {G} | [15 empty] | 0 | 0 | 0 | 0% | 0 | 0 | 0 | 0 | 0 | 0 | 0 | 0 | #N/A | #N/A | #N/A | #N/A | #N/A | #N/A | #N/A | 0 | 0 | 0 | #DIV/0!
Weighted Avg Life | G262 | 18231027 | Commercial Foodservice {G} | [15 empty] | 0 | 0 | 0 | 0% | 0 | 0 | 0 | 0 | 0 | 0 | 0 | 0 | #N/A | #N/A | #N/A | #N/A | #N/A | #N/A | #N/A | 0 | 0 | 0 | #DIV/0!
12 | G262 | 18231027 | Commercial Foodservice {G} | [15 empty] | 0 | 0 | 0 | 0% | 0 | 0 | 0 | 0 | 0 | 0 | 0 | 0 | #N/A | #N/A | #N/A | #N/A | #N/A | #N/A | #N/A | 0 | 0 | 0 | #DIV/0!
Total Utility Cost | G262 | 18231027 | Commercial Foodservice {G} | [15 empty] | 0 | 0 | 0 | 0% | 0 | 0 | 0 | 0 | 0 | 0 | 0 | 0 | #N/A | #N/A | #N/A | #N/A | #N/A | #N/A | #N/A | 0 | 0 | 0 | #DIV/0!
1494339.69 | G262 | 18231027 | Commercial Foodservice {G} | [15 empty] | 0 | 0 | 0 | 0% | 0 | 0 | 0 | 0 | 0 | 0 | 0 | 0 | #N/A | #N/A | #N/A | #N/A | #N/A | #N/A | #N/A | 0 | 0 | 0 | #DIV/0!
Total Resource Cost | G262 | 18231027 | Commercial Foodservice {G} | [15 empty] | 0 | 0 | 0 | 0% | 0 | 0 | 0 | 0 | 0 | 0 | 0 | 0 | #N/A | #N/A | #N/A | #N/A | #N/A | #N/A | #N/A | 0 | 0 | 0 | #DIV/0!
1504048.69 | G262 | 18231027 | Commercial Foodservice {G} | [15 empty] | 0 | 0 | 0 | 0% | 0 | 0 | 0 | 0 | 0 | 0 | 0 | 0 | #N/A | #N/A | #N/A | #N/A | #N/A | #N/A | #N/A | 0 | 0 | 0 | #DIV/0!
UC B/C Ratio | G262 | 18231027 | Commercial Foodservice {G} | [15 empty] | 0 | 0 | 0 | 0% | 0 | 0 | 0 | 0 | 0 | 0 | 0 | 0 | #N/A | #N/A | #N/A | #N/A | #N/A | #N/A | #N/A | 0 | 0 | 0 | #DIV/0!
1.5104 | G262 | 18231027 | Commercial Foodservice {G} | [15 empty] | 0 | 0 | 0 | 0% | 0 | 0 | 0 | 0 | 0 | 0 | 0 | 0 | #N/A | #N/A | #N/A | #N/A | #N/A | #N/A | #N/A | 0 | 0 | 0 | #DIV/0!
TRC B/C Ratio | G262 | 18231027 | Commercial Foodservice {G} | [15 empty] | 0 | 0 | 0 | 0% | 0 | 0 | 0 | 0 | 0 | 0 | 0 | 0 | #N/A | #N/A | #N/A | #N/A | #N/A | #N/A | #N/A | 0 | 0 | 0 | #DIV/0!
2.653 | G262 | 18231027 | Commercial Foodservice {G} | [15 empty] | 0 | 0 | 0 | 0% | 0 | 0 | 0 | 0 | 0 | 0 | 0 | 0 | #N/A | #N/A | #N/A | #N/A | #N/A | #N/A | #N/A | 0 | 0 | 0 | #DIV/0!
| G262 | 18231027 | Commercial Foodservice {G} | [15 empty] | 0 | 0 | 0 | 0% | 0 | 0 | 0 | 0 | 0 | 0 | 0 | 0 | #N/A | #N/A | #N/A | #N/A | #N/A | #N/A | #N/A | 0 | 0 | 0 | #DIV/0!
| G262 | 18231027 | Commercial Foodservice {G} | [15 empty] | 0 | 0 | 0 | 0% | 0 | 0 | 0 | 0 | 0 | 0 | 0 | 0 | #N/A | #N/A | #N/A | #N/A | #N/A | #N/A | #N/A | 0 | 0 | 0 | #DIV/0!
| G262 | 18231027 | Commercial Foodservice {G} | [15 empty] | 0 | 0 | 0 | 0% | 0 | 0 | 0 | 0 | 0 | 0 | 0 | 0 | #N/A | #N/A | #N/A | #N/A | #N/A | #N/A | #N/A | 0 | 0 | 0 | #DIV/0!
| G262 | 18231027 | Commercial Foodservice {G} | [15 empty] | 0 | 0 | 0 | 0% | 0 | 0 | 0 | 0 | 0 | 0 | 0 | 0 | #N/A | #N/A | #N/A | #N/A | #N/A | #N/A | #N/A | 0 | 0 | 0 | #DIV/0!
| G262 | 18231027 | Commercial Foodservice {G} | [15 empty] | 0 | 0 | 0 | 0% | 0 | 0 | 0 | 0 | 0 | 0 | 0 | 0 | #N/A | #N/A | #N/A | #N/A | #N/A | #N/A | #N/A | 0 | 0 | 0 | #DIV/0!
| G262 | 18231027 | Commercial Foodservice {G} | [15 empty] | 0 | 0 | 0 | 0% | 0 | 0 | 0 | 0 | 0 | 0 | 0 | 0 | #N/A | #N/A | #N/A | #N/A | #N/A | #N/A | #N/A | 0 | 0 | 0 | #DIV/0!
| G262 | 18231027 | Commercial Foodservice {G} | [15 empty] | 0 | 0 | 0 | 0% | 0 | 0 | 0 | 0 | 0 | 0 | 0 | 0 | #N/A | #N/A | #N/A | #N/A | #N/A | #N/A | #N/A | 0 | 0 | 0 | #DIV/0!
| G262 | 18231027 | Commercial Foodservice {G} | [15 empty] | 0 | 0 | 0 | 0% | 0 | 0 | 0 | 0 | 0 | 0 | 0 | 0 | #N/A | #N/A | #N/A | #N/A | #N/A | #N/A | #N/A | 0 | 0 | 0 | #DIV/0!
| G262 | 18231027 | Commercial Foodservice {G} | [15 empty] | 0 | 0 | 0 | 0% | 0 | 0 | 0 | 0 | 0 | 0 | 0 | 0 | #N/A | #N/A | #N/A | #N/A | #N/A | #N/A | #N/A | 0 | 0 | 0 | #DIV/0!
| G262 | 18231027 | Commercial Foodservice {G} | [15 empty] | 0 | 0 | 0 | 0% | 0 | 0 | 0 | 0 | 0 | 0 | 0 | 0 | #N/A | #N/A | #N/A | #N/A | #N/A | #N/A | #N/A | 0 | 0 | 0 | #DIV/0!
| G262 | 18231027 | Commercial Foodservice {G} | [15 empty] | 0 | 0 | 0 | 0% | 0 | 0 | 0 | 0 | 0 | 0 | 0 | 0 | #N/A | #N/A | #N/A | #N/A | #N/A | #N/A | #N/A | 0 | 0 | 0 | #DIV/0!
| G262 | 18231027 | Commercial Foodservice {G} | [15 empty] | 0 | 0 | 0 | 0% | 0 | 0 | 0 | 0 | 0 | 0 | 0 | 0 | #N/A | #N/A | #N/A | #N/A | #N/A | #N/A | #N/A | 0 | 0 | 0 | #DIV/0!
| G262 | 18231027 | Commercial Foodservice {G} | [15 empty] | 0 | 0 | 0 | 0% | 0 | 0 | 0 | 0 | 0 | 0 | 0 | 0 | #N/A | #N/A | #N/A | #N/A | #N/A | #N/A | #N/A | 0 | 0 | 0 | #DIV/0!
| G262 | 18231027 | Commercial Foodservice {G} | [15 empty] | 0 | 0 | 0 | 0% | 0 | 0 | 0 | 0 | 0 | 0 | 0 | 0 | #N/A | #N/A | #N/A | #N/A | #N/A | #N/A | #N/A | 0 | 0 | 0 | #DIV/0!
| G262 | 18231027 | Commercial Foodservice {G} | [15 empty] | 0 | 0 | 0 | 0% | 0 | 0 | 0 | 0 | 0 | 0 | 0 | 0 | #N/A | #N/A | #N/A | #N/A | #N/A | #N/A | #N/A | 0 | 0 | 0 | #DIV/0!
| G262 | 18231027 | Commercial Foodservice {G} | [15 empty] | 0 | 0 | 0 | 0% | 0 | 0 | 0 | 0 | 0 | 0 | 0 | 0 | #N/A | #N/A | #N/A | #N/A | #N/A | #N/A | #N/A | 0 | 0 | 0 | #DIV/0!
| G262 | 18231027 | Commercial Foodservice {G} | [15 empty] | 0 | 0 | 0 | 0% | 0 | 0 | 0 | 0 | 0 | 0 | 0 | 0 | #N/A | #N/A | #N/A | #N/A | #N/A | #N/A | #N/A | 0 | 0 | 0 | #DIV/0!
| G262 | 18231027 | Commercial Foodservice {G} | [15 empty] | 0 | 0 | 0 | 0% | 0 | 0 | 0 | 0 | 0 | 0 | 0 | 0 | #N/A | #N/A | #N/A | #N/A | #N/A | #N/A | #N/A | 0 | 0 | 0 | #DIV/0!
| G262 | 18231027 | Commercial Foodservice {G} | [15 empty] | 0 | 0 | 0 | 0% | 0 | 0 | 0 | 0 | 0 | 0 | 0 | 0 | #N/A | #N/A | #N/A | #N/A | #N/A | #N/A | #N/A | 0 | 0 | 0 | #DIV/0!
| G262 | 18231027 | Commercial Foodservice {G} | [15 empty] | 0 | 0 | 0 | 0% | 0 | 0 | 0 | 0 | 0 | 0 | 0 | 0 | #N/A | #N/A | #N/A | #N/A | #N/A | #N/A | #N/A | 0 | 0 | 0 | #DIV/0!
| G262 | 18231027 | Commercial Foodservice {G} | [15 empty] | 0 | 0 | 0 | 0% | 0 | 0 | 0 | 0 | 0 | 0 | 0 | 0 | #N/A | #N/A | #N/A | #N/A | #N/A | #N/A | #N/A | 0 | 0 | 0 | #DIV/0!
| G262 | 18231027 | Commercial Foodservice {G} | [15 empty] | 0 | 0 | 0 | 0% | 0 | 0 | 0 | 0 | 0 | 0 | 0 | 0 | #N/A | #N/A | #N/A | #N/A | #N/A | #N/A | #N/A | 0 | 0 | 0 | #DIV/0!
| G262 | 18231027 | Commercial Foodservice {G} | [15 empty] | 0 | 0 | 0 | 0% | 0 | 0 | 0 | 0 | 0 | 0 | 0 | 0 | #N/A | #N/A | #N/A | #N/A | #N/A | #N/A | #N/A | 0 | 0 | 0 | #DIV/0!
| G262 | 18231027 | Commercial Foodservice {G} | [15 empty] | 0 | 0 | 0 | 0% | 0 | 0 | 0 | 0 | 0 | 0 | 0 | 0 | #N/A | #N/A | #N/A | #N/A | #N/A | #N/A | #N/A | 0 | 0 | 0 | #DIV/0!
| G262 | 18231027 | Commercial Foodservice {G} | [15 empty] | 0 | 0 | 0 | 0% | 0 | 0 | 0 | 0 | 0 | 0 | 0 | 0 | #N/A | #N/A | #N/A | #N/A | #N/A | #N/A | #N/A | 0 | 0 | 0 | #DIV/0!
| G262 | 18231027 | Commercial Foodservice {G} | [15 empty] | 0 | 0 | 0 | 0% | 0 | 0 | 0 | 0 | 0 | 0 | 0 | 0 | #N/A | #N/A | #N/A | #N/A | #N/A | #N/A | #N/A | 0 | 0 | 0 | #DIV/0!
| G262 | 18231027 | Commercial Foodservice {G} | [15 empty] | 0 | 0 | 0 | 0% | 0 | 0 | 0 | 0 | 0 | 0 | 0 | 0 | #N/A | #N/A | #N/A | #N/A | #N/A | #N/A | #N/A | 0 | 0 | 0 | #DIV/0!
| G262 | 18231027 | Commercial Foodservice {G} | [15 empty] | 0 | 0 | 0 | 0% | 0 | 0 | 0 | 0 | 0 | 0 | 0 | 0 | #N/A | #N/A | #N/A | #N/A | #N/A | #N/A | #N/A | 0 | 0 | 0 | #DIV/0!
| G262 | 18231027 | Commercial Foodservice {G} | [15 empty] | 0 | 0 | 0 | 0% | 0 | 0 | 0 | 0 | 0 | 0 | 0 | 0 | #N/A | #N/A | #N/A | #N/A | #N/A | #N/A | #N/A | 0 | 0 | 0 | #DIV/0!
[19 empty] | 0 | 0 | 0 | 0% | 0 | 0 | 0 | 0 | 0 | 0 | 0 | 0 | #N/A | #N/A | #N/A | #N/A | #N/A | #N/A | #N/A | 0 | 0 | 0 | #DIV/0!
[19 empty] | 0 | 0 | 0 | 0% | 0 | 0 | 0 | 0 | 0 | 0 | 0 | 0 | #N/A | #N/A | #N/A | #N/A | #N/A | #N/A | #N/A | 0 | 0 | 0 | #DIV/0!
[19 empty] | 0 | 0 | 0 | 0% | 0 | 0 | 0 | 0 | 0 | 0 | 0 | 0 | #N/A | #N/A | #N/A | #N/A | #N/A | #N/A | #N/A | 0 | 0 | 0 | #DIV/0!
[19 empty] | 0 | 0 | 0 | 0% | 0 | 0 | 0 | 0 | 0 | 0 | 0 | 0 | #N/A | #N/A | #N/A | #N/A | #N/A | #N/A | #N/A | 0 | 0 | 0 | #DIV/0!
[19 empty] | 0 | 0 | 0 | 0% | 0 | 0 | 0 | 0 | 0 | 0 | 0 | 0 | #N/A | #N/A | #N/A | #N/A | #N/A | #N/A | #N/A | 0 | 0 | 0 | #DIV/0!
[19 empty] | 0 | 0 | 0 | 0% | 0 | 0 | 0 | 0 | 0 | 0 | 0 | 0 | #N/A | #N/A | #N/A | #N/A | #N/A | #N/A | #N/A | 0 | 0 | 0 | #DIV/0!
[19 empty] | 0 | 0 | 0 | 0% | 0 | 0 | 0 | 0 | 0 | 0 | 0 | 0 | #N/A | #N/A | #N/A | #N/A | #N/A | #N/A | #N/A | 0 | 0 | 0 | #DIV/0!
[19 empty] | 0 | 0 | 0 | 0% | 0 | 0 | 0 | 0 | 0 | 0 | 0 | 0 | #N/A | #N/A | #N/A | #N/A | #N/A | #N/A | #N/A | 0 | 0 | 0 | #DIV/0!
[19 empty] | 0 | 0 | 0 | 0% | 0 | 0 | 0 | 0 | 0 | 0 | 0 | 0 | #N/A | #N/A | #N/A | #N/A | #N/A | #N/A | #N/A | 0 | 0 | 0 | #DIV/0!
[19 empty] | 0 | 0 | 0 | 0% | 0 | 0 | 0 | 0 | 0 | 0 | 0 | 0 | #N/A | #N/A | #N/A | #N/A | #N/A | #N/A | #N/A | 0 | 0 | 0 | #DIV/0!
[19 empty] | 0 | 0 | 0 | 0% | 0 | 0 | 0 | 0 | 0 | 0 | 0 | 0 | #N/A | #N/A | #N/A | #N/A | #N/A | #N/A | #N/A | 0 | 0 | 0 | #DIV/0!
[19 empty] | 0 | 0 | 0 | 0% | 0 | 0 | 0 | 0 | 0 | 0 | 0 | 0 | #N/A | #N/A | #N/A | #N/A | #N/A | #N/A | #N/A | 0 | 0 | 0 | #DIV/0!
[19 empty] | 0 | 0 | 0 | 0% | 0 | 0 | 0 | 0 | 0 | 0 | 0 | 0 | #N/A | #N/A | #N/A | #N/A | #N/A | #N/A | #N/A | 0 | 0 | 0 | #DIV/0!
[19 empty] | 0 | 0 | 0 | 0% | 0 | 0 | 0 | 0 | 0 | 0 | 0 | 0 | #N/A | #N/A | #N/A | #N/A | #N/A | #N/A | #N/A | 0 | 0 | 0 | #DIV/0!
[19 empty] | 0 | 0 | 0 | 0% | 0 | 0 | 0 | 0 | 0 | 0 | 0 | 0 | #N/A | #N/A | #N/A | #N/A | #N/A | #N/A | #N/A | 0 | 0 | 0 | #DIV/0!
[19 empty] | 0 | 0 | 0 | 0% | 0 | 0 | 0 | 0 | 0 | 0 | 0 | 0 | #N/A | #N/A | #N/A | #N/A | #N/A | #N/A | #N/A | 0 | 0 | 0 | #DIV/0!
[19 empty] | 0 | 0 | 0 | 0% | 0 | 0 | 0 | 0 | 0 | 0 | 0 | 0 | #N/A | #N/A | #N/A | #N/A | #N/A | #N/A | #N/A | 0 | 0 | 0 | #DIV/0!
[19 empty] | 0 | 0 | 0 | 0% | 0 | 0 | 0 | 0 | 0 | 0 | 0 | 0 | #N/A | #N/A | #N/A | #N/A | #N/A | #N/A | #N/A | 0 | 0 | 0 | #DIV/0!
[19 empty] | 0 | 0 | 0 | 0% | 0 | 0 | 0 | 0 | 0 | 0 | 0 | 0 | #N/A | #N/A | #N/A | #N/A | #N/A | #N/A | #N/A | 0 | 0 | 0 | #DIV/0!
[19 empty] | 0 | 0 | 0 | 0% | 0 | 0 | 0 | 0 | 0 | 0 | 0 | 0 | #N/A | #N/A | #N/A | #N/A | #N/A | #N/A | #N/A | 0 | 0 | 0 | #DIV/0!
[19 empty] | 0 | 0 | 0 | 0% | 0 | 0 | 0 | 0 | 0 | 0 | 0 | 0 | #N/A | #N/A | #N/A | #N/A | #N/A | #N/A | #N/A | 0 | 0 | 0 | #DIV/0!
[19 empty] | 0 | 0 | 0 | 0% | 0 | 0 | 0 | 0 | 0 | 0 | 0 | 0 | #N/A | #N/A | #N/A | #N/A | #N/A | #N/A | #N/A | 0 | 0 | 0 | #DIV/0!
[19 empty] | 0 | 0 | 0 | 0% | 0 | 0 | 0 | 0 | 0 | 0 | 0 | 0 | #N/A | #N/A | #N/A | #N/A | #N/A | #N/A | #N/A | 0 | 0 | 0 | #DIV/0!
[19 empty] | 0 | 0 | 0 | 0% | 0 | 0 | 0 | 0 | 0 | 0 | 0 | 0 | #N/A | #N/A | #N/A | #N/A | #N/A | #N/A | #N/A | 0 | 0 | 0 | #DIV/0!
[19 empty] | 0 | 0 | 0 | 0% | 0 | 0 | 0 | 0 | 0 | 0 | 0 | 0 | #N/A | #N/A | #N/A | #N/A | #N/A | #N/A | #N/A | 0 | 0 | 0 | #DIV/0!
[19 empty] | 0 | 0 | 0 | 0% | 0 | 0 | 0 | 0 | 0 | 0 | 0 | 0 | #N/A | #N/A | #N/A | #N/A | #N/A | #N/A | #N/A | 0 | 0 | 0 | #DIV/0!
[19 empty] | 0 | 0 | 0 | 0% | 0 | 0 | 0 | 0 | 0 | 0 | 0 | 0 | #N/A | #N/A | #N/A | #N/A | #N/A | #N/A | #N/A | 0 | 0 | 0 | #DIV/0!
[19 empty] | 0 | 0 | 0 | 0% | 0 | 0 | 0 | 0 | 0 | 0 | 0 | 0 | #N/A | #N/A | #N/A | #N/A | #N/A | #N/A | #N/A | 0 | 0 | 0 | #DIV/0!
[19 empty] | 0 | 0 | 0 | 0% | 0 | 0 | 0 | 0 | 0 | 0 | 0 | 0 | #N/A | #N/A | #N/A | #N/A | #N/A | #N/A | #N/A | 0 | 0 | 0 | #DIV/0!
[19 empty] | 0 | 0 | 0 | 0% | 0 | 0 | 0 | 0 | 0 | 0 | 0 | 0 | #N/A | #N/A | #N/A | #N/A | #N/A | #N/A | #N/A | 0 | 0 | 0 | #DIV/0!
[19 empty] | 0 | 0 | 0 | 0% | 0 | 0 | 0 | 0 | 0 | 0 | 0 | 0 | #N/A | #N/A | #N/A | #N/A | #N/A | #N/A | #N/A | 0 | 0 | 0 | #DIV/0!
[19 empty] | 0 | 0 | 0 | 0% | 0 | 0 | 0 | 0 | 0 | 0 | 0 | 0 | #N/A | #N/A | #N/A | #N/A | #N/A | #N/A | #N/A | 0 | 0 | 0 | #DIV/0!
[19 empty] | 0 | 0 | 0 | 0% | 0 | 0 | 0 | 0 | 0 | 0 | 0 | 0 | #N/A | #N/A | #N/A | #N/A | #N/A | #N/A | #N/A | 0 | 0 | 0 | #DIV/0!
[19 empty] | 0 | 0 | 0 | 0% | 0 | 0 | 0 | 0 | 0 | 0 | 0 | 0 | #N/A | #N/A | #N/A | #N/A | #N/A | #N/A | #N/A | 0 | 0 | 0 | #DIV/0!
[19 empty] | 0 | 0 | 0 | 0% | 0 | 0 | 0 | 0 | 0 | 0 | 0 | 0 | #N/A | #N/A | #N/A | #N/A | #N/A | #N/A | #N/A | 0 | 0 | 0 | #DIV/0!
Note on W3: Curtis, Kasey Calculates measure savings as a % of total program savings.
Note on X3: Curtis, Kasey: Uses % of measure savings as a proxy for % of program spending.

## Commercial HVAC {G}
Rtn to Summary |  | Order Number | Program Name | Discount Rate: | 6.8% | [9 empty] | Paste in incentives but use DBtC for Total
| Program: | 18231029 | Commercial HVAC {G}
| paste |  |  | paste | paste | paste | paste | paste | paste | paste | paste | paste | paste | Paste | paste | paste | paste | paste | Formula: G + H | Formula: (O/A10)*T | Formula: N - M | Formula: O/A10 | Formula: W*A8 | Formula: Q - P | Formula: X + DBtC | Formula: Q + X | Formula: Z/(1+GasDiscountRate)^1 | Formula: AA/(1+GasDiscountRate)^1 | Formula: -PV(ElecDiscount Rate,T,R)*J | Formula: -PV(ElecDiscount Rate, T, S)*J |  | AF*J*K |  | AH*J*L | AG + AI |  | AG +AI -AK | formula: Logic to lookup from AC tables and adjust by savings and quantity | Formula: Utility Savings (AM)*1.1+AD+AE | formula: AM/AB | formula: AN/AC
| Sch. No. | Order Number | Program Name | Measure Version | Measure Name | First Period Measure Life | Second period Measure Life | Gas End-Use Type | Number of units offered | Savings per Unit Period 1 | Savngs per Unit Period 2 | Incentives Per Unit | Incremental Measure Cost per Unit | Total First Year Savings | Total Incentive | Total Incremental Measure Cost | Unit First Year Non-Energy Benefits | Unit Annual Net Equipment O&M | Total Measure Life | Weighted Life | Agency or Customer Cost per Unit | Percent Unit overhead | Program Overhead Cost | Total Customer Cost | Total Utility Program Costs | Total Resource Cost | PV Total Utility Program Costs | PV Total Resource Costs | PV Total Non-Energy Benefits | PV Total Net Equipment O&M | Unit PV First period Savings for 1 therm | Total First Period Savings | Unit PV Savings for Second Period for 1 therm | Total Second period Savings | Unadjusted Total | Decrement | Final UC Total Savings | PV Total Savings UC | PV Total Savings TRC | UC B/C Ratio | TRC B/C Ratio
DBTC: | G262 | 18231029 | Commercial HVAC {G} | 13033 | Supply Fan VFD and Controller - with DCV - RTU - 10 to 20 Tons - Gas Pack - Comm - C | 15 |  | Comm Flat | 10 | 15.2 |  | 0 | 0 | 1520 | 0 |  |  |  | 15 | 1.1735 | 0 | 7.824% | 3903.0403 | 0 | 9954.547 | 3903.0403 | 9320.7369 | 3654.5321 | 0 | 0 | 14.7291 | 2238.8265 | 14.7291 | 0 | 2238.8265 | 0 | 2238.8265 | 2238.8265 | 2462.7091 | 0.2402 | 0.67388
77350 | G262 | 18231029 | Commercial HVAC {G} | 13035 | Supply Fan VFD and Controller - with DCV - RTU - 5 to under 10 Tons - Gas Pack - Comm - C | 15 |  | Comm Flat | 10 | 15.2 |  | 0 | 0 | 1520 | 0 |  |  |  | 15 | 1.1735 | 0 | 7.824% | 3903.0403 | 0 | 9954.547 | 3903.0403 | 9320.7369 | 3654.5321 | 0 | 0 | 14.7291 | 2238.8265 | 14.7291 | 0 | 2238.8265 | 0 | 2238.8265 | 2238.8265 | 2462.7091 | 0.2402 | 0.67388
Program Costs: | G262 | 18231029 | Commercial HVAC {G} | 13037 | Supply Fan VFD and Controller - with DCV - RTU - More than 20 Tons - Gas Pack - Comm - C | 15 |  | Comm Flat | 5 | 15.2 |  | 0 | 0 | 2280 | 0 |  |  |  | 15 | 1.7603 | 0 | 11.74% | 5854.5604 | 0 | 14931.8205 | 5854.5604 | 13981.1053 | 5481.7982 | 0 | 0 | 14.7291 | 1119.4132 | 14.7291 | 0 | 1119.4132 | 0 | 1119.4132 | 1119.4132 | 1231.3546 | 0.080066 | 0.22463
49888.43 | G262 | 18231029 | Commercial HVAC {G} | 12352 | Thermostat - Web Enabled - GP Heating - Comm - Grocery | 10 |  | Comm Space Heat | 1 | 18 |  | 0 | 0 | 36 | 0 |  |  |  | 10 | 0.018529 | 0 | 0.1853% | 92.4404 | 0 | 235.7656 | 92.4404 | 220.7543 | 86.5547 | 0 | 0 | 11.4785 | 206.6124 | 11.4785 | 0 | 206.6124 | 0 | 206.6124 | 206.6124 | 227.2736 | 0.93594 | 2.6258
Total Savings (therm): | G262 | 18231029 | Commercial HVAC {G} | 12355 | Thermostat - Web Enabled - GP Heating - wo AC - Comm - Grocery | 10 |  | Comm Space Heat | 1 | 18 |  | 0 | 0 | 90 | 0 |  |  |  | 10 | 0.046324 | 0 | 0.4632% | 231.1011 | 0 | 589.414 | 231.1011 | 551.8857 | 216.3868 | 0 | 0 | 11.4785 | 206.6124 | 11.4785 | 0 | 206.6124 | 0 | 206.6124 | 206.6124 | 227.2736 | 0.37438 | 1.0503
19428.55 | G262 | 18231029 | Commercial HVAC {G} | 12358 | Thermostat - Web Enabled - GP Heating - Comm | 10 |  | Comm Space Heat | 15 | 6 |  | 0 | 0 | 180 | 0 |  |  |  | 10 | 0.092647 | 0 | 0.9265% | 462.2021 | 0 | 1178.8279 | 462.2021 | 1103.7715 | 432.7735 | 0 | 0 | 11.4785 | 1033.0618 | 11.4785 | 0 | 1033.0618 | 0 | 1033.0618 | 1033.0618 | 1136.368 | 0.93594 | 2.6258
Total Incentives: | G262 | 18231029 | Commercial HVAC {G} | 12361 | Thermostat - Web Enabled - GP Heating - wo AC - Comm | 10 |  | Comm Space Heat | 1 | 6 |  | 0 | 0 | 60 | 0 |  |  |  | 10 | 0.030882 | 0 | 0.3088% | 154.0674 | 0 | 392.9426 | 154.0674 | 367.9238 | 144.2578 | 0 | 0 | 11.4785 | 68.8708 | 11.4785 | 0 | 68.8708 | 0 | 68.8708 | 68.8708 | 75.7579 | 0.18719 | 0.52516
77350 | G262 | 18231029 | Commercial HVAC {G} | NEW | Insulation - Attic - R26 - GH - Comm | 45 |  | Comm Space Heat | 19000 | 0.179 |  | 0.7 | 0.82 | 3401 | 13300 | 15580 |  |  | 45 | 7.8773 | 0.12 | 17.51% | 8733.0527 | 2280 | 22273.2989 | 24313.0527 | 20855.1487 | 22765.0306 | 0 | 0 | 38.5539 | 131121.8511 | 38.5539 | 0 | 131121.8511 | 0 | 131121.8511 | 131121.8511 | 144234.0362 | 6.2873 | 6.3358
Total Customer Costs: | G262 | 18231029 | Commercial HVAC {G} | NEW | Insulation - Attic - R48 or higher - GH - Comm | 45 |  | Comm Space Heat | 19000 | 0.198 |  | 0.75 | 1.285 | 3762 | 14250 | 24415 |  |  | 45 | 8.7135 | 0.535 | 19.36% | 9660.0247 | 10165 | 24637.5038 | 34075.0247 | 23068.8237 | 31905.4539 | 0 | 0 | 38.5539 | 145039.8129 | 38.5539 | 0 | 145039.8129 | 0 | 145039.8129 | 145039.8129 | 159543.7942 | 6.2873 | 5.0005
82307.5 | G262 | 18231029 | Commercial HVAC {G} | NEW | Insulation - Wall - R14 - GH - Comm | 45 |  | Comm Space Heat | 8000 | 0.095 |  | 0.375 | 1.52 | 760 | 3000 | 12160 |  |  | 45 | 1.7603 | 1.145 | 3.912% | 1951.5201 | 9160 | 4977.2735 | 14111.5201 | 4660.3684 | 13213.0338 | 0 | 0 | 38.5539 | 29300.9723 | 38.5539 | 0 | 29300.9723 | 0 | 29300.9723 | 29300.9723 | 32231.0695 | 6.2873 | 2.4393
Weighted Avg Life | G262 | 18231029 | Commercial HVAC {G} | NEW | Insulation - Wall - R18 - GH - Comm | 45 |  | Comm Space Heat | 8000 | 0.109 |  | 0.5 | 2.165 | 872 | 4000 | 17320 |  |  | 45 | 2.0197 | 1.665 | 4.488% | 2239.1126 | 13320 | 5710.7664 | 19559.1126 | 5347.1596 | 18313.7758 | 0 | 0 | 38.5539 | 33619.0103 | 38.5539 | 0 | 33619.0103 | 0 | 33619.0103 | 33619.0103 | 36980.9114 | 6.2873 | 2.0193
36.1259 | G262 | 18231029 | Commercial HVAC {G} | NEW | Windows - Any Pane - U26 - from SP U116 - GH - Comm | 45 |  | Comm Space Heat | 300 | 0.874 |  | 10 | 27.2 | 262.2 | 3000 | 8160 |  |  | 45 | 0.6073 | 17.2 | 1.35% | 673.2745 | 5160 | 1717.1594 | 8833.2745 | 1607.8271 | 8270.8562 | 0 | 0 | 38.5539 | 10108.8354 | 38.5539 | 0 | 10108.8354 | 0 | 10108.8354 | 10108.8354 | 11119.719 | 6.2873 | 1.3444
Total Utility Cost | G262 | 18231029 | Commercial HVAC {G} | NEW | Windows - Any pane - U26 - from DP U63 -GH - Comm | 45 |  | Comm Space Heat | 250 | 0.418 |  | 4.5 | 8.775 | 104.5 | 1125 | 2193.75 |  |  | 45 | 0.24204 | 4.275 | 0.5379% | 268.334 | 1068.75 | 684.3751 | 2462.084 | 640.8007 | 2305.3221 | 0 | 0 | 38.5539 | 4028.8837 | 38.5539 | 0 | 4028.8837 | 0 | 4028.8837 | 4028.8837 | 4431.7721 | 6.2873 | 1.9224
127238.43 | G262 | 18231029 | Commercial HVAC {G} | NEW | Insulation - Attic - R26 - GH ONLY - Comm | 45 |  | Comm Space Heat | 9500 | 0.179 |  | 1.4 | 1.64 | 1700.5 | 13300 | 15580 |  |  | 45 | 3.9387 | 0.24 | 8.753% | 4366.5263 | 2280 | 11136.6494 | 19946.5263 | 10427.5744 | 18676.5228 | 0 | 0 | 38.5539 | 65560.9255 | 38.5539 | 0 | 65560.9255 | 0 | 65560.9255 | 65560.9255 | 72117.0181 | 6.2873 | 3.8614
Total Resource Cost | G262 | 18231029 | Commercial HVAC {G} | NEW | Insulation - Attic - R48 or higher - GH ONLY - Comm | 45 |  | Comm Space Heat | 9500 | 0.198 |  | 1.5 | 2.57 | 1881 | 14250 | 24415 |  |  | 45 | 4.3567 | 1.07 | 9.682% | 4830.0124 | 10165 | 12318.7519 | 29245.0124 | 11534.4119 | 27382.9704 | 0 | 0 | 38.5539 | 72519.9064 | 38.5539 | 0 | 72519.9064 | 0 | 72519.9064 | 72519.9064 | 79771.8971 | 6.2873 | 2.9132
209545.93 | G262 | 18231029 | Commercial HVAC {G} | NEW | Insulation - Wall - R14 - GH ONLY - Comm | 45 |  | Comm Space Heat | 4000 | 0.095 |  | 0.75 | 3.04 | 380 | 3000 | 12160 |  |  | 45 | 0.88015 | 2.29 | 1.956% | 975.7601 | 9160 | 2488.6367 | 13135.7601 | 2330.1842 | 12299.4008 | 0 | 0 | 38.5539 | 14650.4862 | 38.5539 | 0 | 14650.4862 | 0 | 14650.4862 | 14650.4862 | 16115.5348 | 6.2873 | 1.3103
UC B/C Ratio | G262 | 18231029 | Commercial HVAC {G} | NEW | Insulation - Wall - R18 - GH ONLY - Comm | 45 |  | Comm Space Heat | 4000 | 0.109 |  | 1 | 4.33 | 436 | 4000 | 17320 |  |  | 45 | 1.0099 | 3.33 | 2.244% | 1119.5563 | 13320 | 2855.3832 | 18439.5563 | 2673.5798 | 17265.5022 | 0 | 0 | 38.5539 | 16809.5052 | 38.5539 | 0 | 16809.5052 | 0 | 16809.5052 | 16809.5052 | 18490.4557 | 6.2873 | 1.0709
4.5069 | G262 | 18231029 | Commercial HVAC {G} | NEW | Windows - Any Pane - U26 - from SP U116 - GH ONLY - Comm | 45 |  | Comm Space Heat | 150 | 0.874 |  | 20 | 54.4 | 131.1 | 3000 | 8160 |  |  | 45 | 0.30365 | 34.4 | 0.6748% | 336.6372 | 5160 | 858.5797 | 8496.6372 | 803.9136 | 7955.6528 | 0 | 0 | 38.5539 | 5054.4177 | 38.5539 | 0 | 5054.4177 | 0 | 5054.4177 | 5054.4177 | 5559.8595 | 6.2873 | 0.69886
TRC B/C Ratio | G262 | 18231029 | Commercial HVAC {G} | NEW | Windows - Any pane - U26 - from DP U63 -GH ONLY - Comm | 45 |  | Comm Space Heat | 125 | 0.418 |  | 9 | 17.55 | 52.25 | 1125 | 2193.75 |  |  | 45 | 0.12102 | 8.55 | 0.2689% | 134.167 | 1068.75 | 342.1876 | 2327.917 | 320.4003 | 2179.6976 | 0 | 0 | 38.5539 | 2014.4418 | 38.5539 | 0 | 2014.4418 | 0 | 2014.4418 | 2014.4418 | 2215.886 | 6.2873 | 1.0166
3.0103 | [18 empty] | 0 | 0 | 0 | 0% | 0 | 0 | 0 | 0 | 0 | 0 | 0 | 0 | #N/A | #N/A | #N/A | #N/A | #N/A | #N/A | #N/A | 0 | 0 | 0 | #DIV/0!
[19 empty] | 0 | 0 | 0 | 0% | 0 | 0 | 0 | 0 | 0 | 0 | 0 | 0 | #N/A | #N/A | #N/A | #N/A | #N/A | #N/A | #N/A | 0 | 0 | 0 | #DIV/0!
[19 empty] | 0 | 0 | 0 | 0% | 0 | 0 | 0 | 0 | 0 | 0 | 0 | 0 | #N/A | #N/A | #N/A | #N/A | #N/A | #N/A | #N/A | 0 | 0 | 0 | #DIV/0!
[19 empty] | 0 | 0 | 0 | 0% | 0 | 0 | 0 | 0 | 0 | 0 | 0 | 0 | #N/A | #N/A | #N/A | #N/A | #N/A | #N/A | #N/A | 0 | 0 | 0 | #DIV/0!
[19 empty] | 0 | 0 | 0 | 0% | 0 | 0 | 0 | 0 | 0 | 0 | 0 | 0 | #N/A | #N/A | #N/A | #N/A | #N/A | #N/A | #N/A | 0 | 0 | 0 | #DIV/0!
[19 empty] | 0 | 0 | 0 | 0% | 0 | 0 | 0 | 0 | 0 | 0 | 0 | 0 | #N/A | #N/A | #N/A | #N/A | #N/A | #N/A | #N/A | 0 | 0 | 0 | #DIV/0!
[19 empty] | 0 | 0 | 0 | 0% | 0 | 0 | 0 | 0 | 0 | 0 | 0 | 0 | #N/A | #N/A | #N/A | #N/A | #N/A | #N/A | #N/A | 0 | 0 | 0 | #DIV/0!
[19 empty] | 0 | 0 | 0 | 0% | 0 | 0 | 0 | 0 | 0 | 0 | 0 | 0 | #N/A | #N/A | #N/A | #N/A | #N/A | #N/A | #N/A | 0 | 0 | 0 | #DIV/0!
[19 empty] | 0 | 0 | 0 | 0% | 0 | 0 | 0 | 0 | 0 | 0 | 0 | 0 | #N/A | #N/A | #N/A | #N/A | #N/A | #N/A | #N/A | 0 | 0 | 0 | #DIV/0!
[19 empty] | 0 | 0 | 0 | 0% | 0 | 0 | 0 | 0 | 0 | 0 | 0 | 0 | #N/A | #N/A | #N/A | #N/A | #N/A | #N/A | #N/A | 0 | 0 | 0 | #DIV/0!
[19 empty] | 0 | 0 | 0 | 0% | 0 | 0 | 0 | 0 | 0 | 0 | 0 | 0 | #N/A | #N/A | #N/A | #N/A | #N/A | #N/A | #N/A | 0 | 0 | 0 | #DIV/0!
[19 empty] | 0 | 0 | 0 | 0% | 0 | 0 | 0 | 0 | 0 | 0 | 0 | 0 | #N/A | #N/A | #N/A | #N/A | #N/A | #N/A | #N/A | 0 | 0 | 0 | #DIV/0!
[19 empty] | 0 | 0 | 0 | 0% | 0 | 0 | 0 | 0 | 0 | 0 | 0 | 0 | #N/A | #N/A | #N/A | #N/A | #N/A | #N/A | #N/A | 0 | 0 | 0 | #DIV/0!
[19 empty] | 0 | 0 | 0 | 0% | 0 | 0 | 0 | 0 | 0 | 0 | 0 | 0 | #N/A | #N/A | #N/A | #N/A | #N/A | #N/A | #N/A | 0 | 0 | 0 | #DIV/0!
[19 empty] | 0 | 0 | 0 | 0% | 0 | 0 | 0 | 0 | 0 | 0 | 0 | 0 | #N/A | #N/A | #N/A | #N/A | #N/A | #N/A | #N/A | 0 | 0 | 0 | #DIV/0!
[19 empty] | 0 | 0 | 0 | 0% | 0 | 0 | 0 | 0 | 0 | 0 | 0 | 0 | #N/A | #N/A | #N/A | #N/A | #N/A | #N/A | #N/A | 0 | 0 | 0 | #DIV/0!
[19 empty] | 0 | 0 | 0 | 0% | 0 | 0 | 0 | 0 | 0 | 0 | 0 | 0 | #N/A | #N/A | #N/A | #N/A | #N/A | #N/A | #N/A | 0 | 0 | 0 | #DIV/0!
[19 empty] | 0 | 0 | 0 | 0% | 0 | 0 | 0 | 0 | 0 | 0 | 0 | 0 | #N/A | #N/A | #N/A | #N/A | #N/A | #N/A | #N/A | 0 | 0 | 0 | #DIV/0!
[19 empty] | 0 | 0 | 0 | 0% | 0 | 0 | 0 | 0 | 0 | 0 | 0 | 0 | #N/A | #N/A | #N/A | #N/A | #N/A | #N/A | #N/A | 0 | 0 | 0 | #DIV/0!
[19 empty] | 0 | 0 | 0 | 0% | 0 | 0 | 0 | 0 | 0 | 0 | 0 | 0 | #N/A | #N/A | #N/A | #N/A | #N/A | #N/A | #N/A | 0 | 0 | 0 | #DIV/0!
[19 empty] | 0 | 0 | 0 | 0% | 0 | 0 | 0 | 0 | 0 | 0 | 0 | 0 | #N/A | #N/A | #N/A | #N/A | #N/A | #N/A | #N/A | 0 | 0 | 0 | #DIV/0!
[19 empty] | 0 | 0 | 0 | 0% | 0 | 0 | 0 | 0 | 0 | 0 | 0 | 0 | #N/A | #N/A | #N/A | #N/A | #N/A | #N/A | #N/A | 0 | 0 | 0 | #DIV/0!
[19 empty] | 0 | 0 | 0 | 0% | 0 | 0 | 0 | 0 | 0 | 0 | 0 | 0 | #N/A | #N/A | #N/A | #N/A | #N/A | #N/A | #N/A | 0 | 0 | 0 | #DIV/0!
[19 empty] | 0 | 0 | 0 | 0% | 0 | 0 | 0 | 0 | 0 | 0 | 0 | 0 | #N/A | #N/A | #N/A | #N/A | #N/A | #N/A | #N/A | 0 | 0 | 0 | #DIV/0!
[19 empty] | 0 | 0 | 0 | 0% | 0 | 0 | 0 | 0 | 0 | 0 | 0 | 0 | #N/A | #N/A | #N/A | #N/A | #N/A | #N/A | #N/A | 0 | 0 | 0 | #DIV/0!
[19 empty] | 0 | 0 | 0 | 0% | 0 | 0 | 0 | 0 | 0 | 0 | 0 | 0 | #N/A | #N/A | #N/A | #N/A | #N/A | #N/A | #N/A | 0 | 0 | 0 | #DIV/0!
[19 empty] | 0 | 0 | 0 | 0% | 0 | 0 | 0 | 0 | 0 | 0 | 0 | 0 | #N/A | #N/A | #N/A | #N/A | #N/A | #N/A | #N/A | 0 | 0 | 0 | #DIV/0!
[19 empty] | 0 | 0 | 0 | 0% | 0 | 0 | 0 | 0 | 0 | 0 | 0 | 0 | #N/A | #N/A | #N/A | #N/A | #N/A | #N/A | #N/A | 0 | 0 | 0 | #DIV/0!
[19 empty] | 0 | 0 | 0 | 0% | 0 | 0 | 0 | 0 | 0 | 0 | 0 | 0 | #N/A | #N/A | #N/A | #N/A | #N/A | #N/A | #N/A | 0 | 0 | 0 | #DIV/0!
[19 empty] | 0 | 0 | 0 | 0% | 0 | 0 | 0 | 0 | 0 | 0 | 0 | 0 | #N/A | #N/A | #N/A | #N/A | #N/A | #N/A | #N/A | 0 | 0 | 0 | #DIV/0!
[19 empty] | 0 | 0 | 0 | 0% | 0 | 0 | 0 | 0 | 0 | 0 | 0 | 0 | #N/A | #N/A | #N/A | #N/A | #N/A | #N/A | #N/A | 0 | 0 | 0 | #DIV/0!
[19 empty] | 0 | 0 | 0 | 0% | 0 | 0 | 0 | 0 | 0 | 0 | 0 | 0 | #N/A | #N/A | #N/A | #N/A | #N/A | #N/A | #N/A | 0 | 0 | 0 | #DIV/0!
[19 empty] | 0 | 0 | 0 | 0% | 0 | 0 | 0 | 0 | 0 | 0 | 0 | 0 | #N/A | #N/A | #N/A | #N/A | #N/A | #N/A | #N/A | 0 | 0 | 0 | #DIV/0!
[19 empty] | 0 | 0 | 0 | 0% | 0 | 0 | 0 | 0 | 0 | 0 | 0 | 0 | #N/A | #N/A | #N/A | #N/A | #N/A | #N/A | #N/A | 0 | 0 | 0 | #DIV/0!
[19 empty] | 0 | 0 | 0 | 0% | 0 | 0 | 0 | 0 | 0 | 0 | 0 | 0 | #N/A | #N/A | #N/A | #N/A | #N/A | #N/A | #N/A | 0 | 0 | 0 | #DIV/0!
[19 empty] | 0 | 0 | 0 | 0% | 0 | 0 | 0 | 0 | 0 | 0 | 0 | 0 | #N/A | #N/A | #N/A | #N/A | #N/A | #N/A | #N/A | 0 | 0 | 0 | #DIV/0!
[19 empty] | 0 | 0 | 0 | 0% | 0 | 0 | 0 | 0 | 0 | 0 | 0 | 0 | #N/A | #N/A | #N/A | #N/A | #N/A | #N/A | #N/A | 0 | 0 | 0 | #DIV/0!
[19 empty] | 0 | 0 | 0 | 0% | 0 | 0 | 0 | 0 | 0 | 0 | 0 | 0 | #N/A | #N/A | #N/A | #N/A | #N/A | #N/A | #N/A | 0 | 0 | 0 | #DIV/0!
[19 empty] | 0 | 0 | 0 | 0% | 0 | 0 | 0 | 0 | 0 | 0 | 0 | 0 | #N/A | #N/A | #N/A | #N/A | #N/A | #N/A | #N/A | 0 | 0 | 0 | #DIV/0!
[19 empty] | 0 | 0 | 0 | 0% | 0 | 0 | 0 | 0 | 0 | 0 | 0 | 0 | #N/A | #N/A | #N/A | #N/A | #N/A | #N/A | #N/A | 0 | 0 | 0 | #DIV/0!
[19 empty] | 0 | 0 | 0 | 0% | 0 | 0 | 0 | 0 | 0 | 0 | 0 | 0 | #N/A | #N/A | #N/A | #N/A | #N/A | #N/A | #N/A | 0 | 0 | 0 | #DIV/0!
[19 empty] | 0 | 0 | 0 | 0% | 0 | 0 | 0 | 0 | 0 | 0 | 0 | 0 | #N/A | #N/A | #N/A | #N/A | #N/A | #N/A | #N/A | 0 | 0 | 0 | #DIV/0!
[19 empty] | 0 | 0 | 0 | 0% | 0 | 0 | 0 | 0 | 0 | 0 | 0 | 0 | #N/A | #N/A | #N/A | #N/A | #N/A | #N/A | #N/A | 0 | 0 | 0 | #DIV/0!
[19 empty] | 0 | 0 | 0 | 0% | 0 | 0 | 0 | 0 | 0 | 0 | 0 | 0 | #N/A | #N/A | #N/A | #N/A | #N/A | #N/A | #N/A | 0 | 0 | 0 | #DIV/0!
[19 empty] | 0 | 0 | 0 | 0% | 0 | 0 | 0 | 0 | 0 | 0 | 0 | 0 | #N/A | #N/A | #N/A | #N/A | #N/A | #N/A | #N/A | 0 | 0 | 0 | #DIV/0!
[19 empty] | 0 | 0 | 0 | 0% | 0 | 0 | 0 | 0 | 0 | 0 | 0 | 0 | #N/A | #N/A | #N/A | #N/A | #N/A | #N/A | #N/A | 0 | 0 | 0 | #DIV/0!
[19 empty] | 0 | 0 | 0 | 0% | 0 | 0 | 0 | 0 | 0 | 0 | 0 | 0 | #N/A | #N/A | #N/A | #N/A | #N/A | #N/A | #N/A | 0 | 0 | 0 | #DIV/0!
[19 empty] | 0 | 0 | 0 | 0% | 0 | 0 | 0 | 0 | 0 | 0 | 0 | 0 | #N/A | #N/A | #N/A | #N/A | #N/A | #N/A | #N/A | 0 | 0 | 0 | #DIV/0!
[19 empty] | 0 | 0 | 0 | 0% | 0 | 0 | 0 | 0 | 0 | 0 | 0 | 0 | #N/A | #N/A | #N/A | #N/A | #N/A | #N/A | #N/A | 0 | 0 | 0 | #DIV/0!
[19 empty] | 0 | 0 | 0 | 0% | 0 | 0 | 0 | 0 | 0 | 0 | 0 | 0 | #N/A | #N/A | #N/A | #N/A | #N/A | #N/A | #N/A | 0 | 0 | 0 | #DIV/0!
[19 empty] | 0 | 0 | 0 | 0% | 0 | 0 | 0 | 0 | 0 | 0 | 0 | 0 | #N/A | #N/A | #N/A | #N/A | #N/A | #N/A | #N/A | 0 | 0 | 0 | #DIV/0!
[19 empty] | 0 | 0 | 0 | 0% | 0 | 0 | 0 | 0 | 0 | 0 | 0 | 0 | #N/A | #N/A | #N/A | #N/A | #N/A | #N/A | #N/A | 0 | 0 | 0 | #DIV/0!
[19 empty] | 0 | 0 | 0 | 0% | 0 | 0 | 0 | 0 | 0 | 0 | 0 | 0 | #N/A | #N/A | #N/A | #N/A | #N/A | #N/A | #N/A | 0 | 0 | 0 | #DIV/0!
[19 empty] | 0 | 0 | 0 | 0% | 0 | 0 | 0 | 0 | 0 | 0 | 0 | 0 | #N/A | #N/A | #N/A | #N/A | #N/A | #N/A | #N/A | 0 | 0 | 0 | #DIV/0!
[19 empty] | 0 | 0 | 0 | 0% | 0 | 0 | 0 | 0 | 0 | 0 | 0 | 0 | #N/A | #N/A | #N/A | #N/A | #N/A | #N/A | #N/A | 0 | 0 | 0 | #DIV/0!
[19 empty] | 0 | 0 | 0 | 0% | 0 | 0 | 0 | 0 | 0 | 0 | 0 | 0 | #N/A | #N/A | #N/A | #N/A | #N/A | #N/A | #N/A | 0 | 0 | 0 | #DIV/0!
[19 empty] | 0 | 0 | 0 | 0% | 0 | 0 | 0 | 0 | 0 | 0 | 0 | 0 | #N/A | #N/A | #N/A | #N/A | #N/A | #N/A | #N/A | 0 | 0 | 0 | #DIV/0!
[19 empty] | 0 | 0 | 0 | 0% | 0 | 0 | 0 | 0 | 0 | 0 | 0 | 0 | #N/A | #N/A | #N/A | #N/A | #N/A | #N/A | #N/A | 0 | 0 | 0 | #DIV/0!
[19 empty] | 0 | 0 | 0 | 0% | 0 | 0 | 0 | 0 | 0 | 0 | 0 | 0 | #N/A | #N/A | #N/A | #N/A | #N/A | #N/A | #N/A | 0 | 0 | 0 | #DIV/0!
[19 empty] | 0 | 0 | 0 | 0% | 0 | 0 | 0 | 0 | 0 | 0 | 0 | 0 | #N/A | #N/A | #N/A | #N/A | #N/A | #N/A | #N/A | 0 | 0 | 0 | #DIV/0!
[19 empty] | 0 | 0 | 0 | 0% | 0 | 0 | 0 | 0 | 0 | 0 | 0 | 0 | #N/A | #N/A | #N/A | #N/A | #N/A | #N/A | #N/A | 0 | 0 | 0 | #DIV/0!
[19 empty] | 0 | 0 | 0 | 0% | 0 | 0 | 0 | 0 | 0 | 0 | 0 | 0 | #N/A | #N/A | #N/A | #N/A | #N/A | #N/A | #N/A | 0 | 0 | 0 | #DIV/0!
[19 empty] | 0 | 0 | 0 | 0% | 0 | 0 | 0 | 0 | 0 | 0 | 0 | 0 | #N/A | #N/A | #N/A | #N/A | #N/A | #N/A | #N/A | 0 | 0 | 0 | #DIV/0!
[19 empty] | 0 | 0 | 0 | 0% | 0 | 0 | 0 | 0 | 0 | 0 | 0 | 0 | #N/A | #N/A | #N/A | #N/A | #N/A | #N/A | #N/A | 0 | 0 | 0 | #DIV/0!
[19 empty] | 0 | 0 | 0 | 0% | 0 | 0 | 0 | 0 | 0 | 0 | 0 | 0 | #N/A | #N/A | #N/A | #N/A | #N/A | #N/A | #N/A | 0 | 0 | 0 | #DIV/0!
[19 empty] | 0 | 0 | 0 | 0% | 0 | 0 | 0 | 0 | 0 | 0 | 0 | 0 | #N/A | #N/A | #N/A | #N/A | #N/A | #N/A | #N/A | 0 | 0 | 0 | #DIV/0!
[19 empty] | 0 | 0 | 0 | 0% | 0 | 0 | 0 | 0 | 0 | 0 | 0 | 0 | #N/A | #N/A | #N/A | #N/A | #N/A | #N/A | #N/A | 0 | 0 | 0 | #DIV/0!
[19 empty] | 0 | 0 | 0 | 0% | 0 | 0 | 0 | 0 | 0 | 0 | 0 | 0 | #N/A | #N/A | #N/A | #N/A | #N/A | #N/A | #N/A | 0 | 0 | 0 | #DIV/0!
[19 empty] | 0 | 0 | 0 | 0% | 0 | 0 | 0 | 0 | 0 | 0 | 0 | 0 | #N/A | #N/A | #N/A | #N/A | #N/A | #N/A | #N/A | 0 | 0 | 0 | #DIV/0!
[19 empty] | 0 | 0 | 0 | 0% | 0 | 0 | 0 | 0 | 0 | 0 | 0 | 0 | #N/A | #N/A | #N/A | #N/A | #N/A | #N/A | #N/A | 0 | 0 | 0 | #DIV/0!
[19 empty] | 0 | 0 | 0 | 0% | 0 | 0 | 0 | 0 | 0 | 0 | 0 | 0 | #N/A | #N/A | #N/A | #N/A | #N/A | #N/A | #N/A | 0 | 0 | 0 | #DIV/0!
[19 empty] | 0 | 0 | 0 | 0% | 0 | 0 | 0 | 0 | 0 | 0 | 0 | 0 | #N/A | #N/A | #N/A | #N/A | #N/A | #N/A | #N/A | 0 | 0 | 0 | #DIV/0!
[19 empty] | 0 | 0 | 0 | 0% | 0 | 0 | 0 | 0 | 0 | 0 | 0 | 0 | #N/A | #N/A | #N/A | #N/A | #N/A | #N/A | #N/A | 0 | 0 | 0 | #DIV/0!
[19 empty] | 0 | 0 | 0 | 0% | 0 | 0 | 0 | 0 | 0 | 0 | 0 | 0 | #N/A | #N/A | #N/A | #N/A | #N/A | #N/A | #N/A | 0 | 0 | 0 | #DIV/0!
[19 empty] | 0 | 0 | 0 | 0% | 0 | 0 | 0 | 0 | 0 | 0 | 0 | 0 | #N/A | #N/A | #N/A | #N/A | #N/A | #N/A | #N/A | 0 | 0 | 0 | #DIV/0!
[19 empty] | 0 | 0 | 0 | 0% | 0 | 0 | 0 | 0 | 0 | 0 | 0 | 0 | #N/A | #N/A | #N/A | #N/A | #N/A | #N/A | #N/A | 0 | 0 | 0 | #DIV/0!
[19 empty] | 0 | 0 | 0 | 0% | 0 | 0 | 0 | 0 | 0 | 0 | 0 | 0 | #N/A | #N/A | #N/A | #N/A | #N/A | #N/A | #N/A | 0 | 0 | 0 | #DIV/0!
[19 empty] | 0 | 0 | 0 | 0% | 0 | 0 | 0 | 0 | 0 | 0 | 0 | 0 | #N/A | #N/A | #N/A | #N/A | #N/A | #N/A | #N/A | 0 | 0 | 0 | #DIV/0!
[19 empty] | 0 | 0 | 0 | 0% | 0 | 0 | 0 | 0 | 0 | 0 | 0 | 0 | #N/A | #N/A | #N/A | #N/A | #N/A | #N/A | #N/A | 0 | 0 | 0 | #DIV/0!
[19 empty] | 0 | 0 | 0 | 0% | 0 | 0 | 0 | 0 | 0 | 0 | 0 | 0 | #N/A | #N/A | #N/A | #N/A | #N/A | #N/A | #N/A | 0 | 0 | 0 | #DIV/0!
[19 empty] | 0 | 0 | 0 | 0% | 0 | 0 | 0 | 0 | 0 | 0 | 0 | 0 | #N/A | #N/A | #N/A | #N/A | #N/A | #N/A | #N/A | 0 | 0 | 0 | #DIV/0!
[19 empty] | 0 | 0 | 0 | 0% | 0 | 0 | 0 | 0 | 0 | 0 | 0 | 0 | #N/A | #N/A | #N/A | #N/A | #N/A | #N/A | #N/A | 0 | 0 | 0 | #DIV/0!
[19 empty] | 0 | 0 | 0 | 0% | 0 | 0 | 0 | 0 | 0 | 0 | 0 | 0 | #N/A | #N/A | #N/A | #N/A | #N/A | #N/A | #N/A | 0 | 0 | 0 | #DIV/0!
[19 empty] | 0 | 0 | 0 | 0% | 0 | 0 | 0 | 0 | 0 | 0 | 0 | 0 | #N/A | #N/A | #N/A | #N/A | #N/A | #N/A | #N/A | 0 | 0 | 0 | #DIV/0!
[19 empty] | 0 | 0 | 0 | 0% | 0 | 0 | 0 | 0 | 0 | 0 | 0 | 0 | #N/A | #N/A | #N/A | #N/A | #N/A | #N/A | #N/A | 0 | 0 | 0 | #DIV/0!
[19 empty] | 0 | 0 | 0 | 0% | 0 | 0 | 0 | 0 | 0 | 0 | 0 | 0 | #N/A | #N/A | #N/A | #N/A | #N/A | #N/A | #N/A | 0 | 0 | 0 | #DIV/0!
[19 empty] | 0 | 0 | 0 | 0% | 0 | 0 | 0 | 0 | 0 | 0 | 0 | 0 | #N/A | #N/A | #N/A | #N/A | #N/A | #N/A | #N/A | 0 | 0 | 0 | #DIV/0!
[19 empty] | 0 | 0 | 0 | 0% | 0 | 0 | 0 | 0 | 0 | 0 | 0 | 0 | #N/A | #N/A | #N/A | #N/A | #N/A | #N/A | #N/A | 0 | 0 | 0 | #DIV/0!
[19 empty] | 0 | 0 | 0 | 0% | 0 | 0 | 0 | 0 | 0 | 0 | 0 | 0 | #N/A | #N/A | #N/A | #N/A | #N/A | #N/A | #N/A | 0 | 0 | 0 | #DIV/0!
[19 empty] | 0 | 0 | 0 | 0% | 0 | 0 | 0 | 0 | 0 | 0 | 0 | 0 | #N/A | #N/A | #N/A | #N/A | #N/A | #N/A | #N/A | 0 | 0 | 0 | #DIV/0!
[19 empty] | 0 | 0 | 0 | 0% | 0 | 0 | 0 | 0 | 0 | 0 | 0 | 0 | #N/A | #N/A | #N/A | #N/A | #N/A | #N/A | #N/A | 0 | 0 | 0 | #DIV/0!
[19 empty] | 0 | 0 | 0 | 0% | 0 | 0 | 0 | 0 | 0 | 0 | 0 | 0 | #N/A | #N/A | #N/A | #N/A | #N/A | #N/A | #N/A | 0 | 0 | 0 | #DIV/0!
[19 empty] | 0 | 0 | 0 | 0% | 0 | 0 | 0 | 0 | 0 | 0 | 0 | 0 | #N/A | #N/A | #N/A | #N/A | #N/A | #N/A | #N/A | 0 | 0 | 0 | #DIV/0!
[19 empty] | 0 | 0 | 0 | 0% | 0 | 0 | 0 | 0 | 0 | 0 | 0 | 0 | #N/A | #N/A | #N/A | #N/A | #N/A | #N/A | #N/A | 0 | 0 | 0 | #DIV/0!
[19 empty] | 0 | 0 | 0 | 0% | 0 | 0 | 0 | 0 | 0 | 0 | 0 | 0 | #N/A | #N/A | #N/A | #N/A | #N/A | #N/A | #N/A | 0 | 0 | 0 | #DIV/0!
[19 empty] | 0 | 0 | 0 | 0% | 0 | 0 | 0 | 0 | 0 | 0 | 0 | 0 | #N/A | #N/A | #N/A | #N/A | #N/A | #N/A | #N/A | 0 | 0 | 0 | #DIV/0!
[19 empty] | 0 | 0 | 0 | 0% | 0 | 0 | 0 | 0 | 0 | 0 | 0 | 0 | #N/A | #N/A | #N/A | #N/A | #N/A | #N/A | #N/A | 0 | 0 | 0 | #DIV/0!
[19 empty] | 0 | 0 | 0 | 0% | 0 | 0 | 0 | 0 | 0 | 0 | 0 | 0 | #N/A | #N/A | #N/A | #N/A | #N/A | #N/A | #N/A | 0 | 0 | 0 | #DIV/0!
[19 empty] | 0 | 0 | 0 | 0% | 0 | 0 | 0 | 0 | 0 | 0 | 0 | 0 | #N/A | #N/A | #N/A | #N/A | #N/A | #N/A | #N/A | 0 | 0 | 0 | #DIV/0!
[19 empty] | 0 | 0 | 0 | 0% | 0 | 0 | 0 | 0 | 0 | 0 | 0 | 0 | #N/A | #N/A | #N/A | #N/A | #N/A | #N/A | #N/A | 0 | 0 | 0 | #DIV/0!
[19 empty] | 0 | 0 | 0 | 0% | 0 | 0 | 0 | 0 | 0 | 0 | 0 | 0 | #N/A | #N/A | #N/A | #N/A | #N/A | #N/A | #N/A | 0 | 0 | 0 | #DIV/0!
[19 empty] | 0 | 0 | 0 | 0% | 0 | 0 | 0 | 0 | 0 | 0 | 0 | 0 | #N/A | #N/A | #N/A | #N/A | #N/A | #N/A | #N/A | 0 | 0 | 0 | #DIV/0!
[19 empty] | 0 | 0 | 0 | 0% | 0 | 0 | 0 | 0 | 0 | 0 | 0 | 0 | #N/A | #N/A | #N/A | #N/A | #N/A | #N/A | #N/A | 0 | 0 | 0 | #DIV/0!
[19 empty] | 0 | 0 | 0 | 0% | 0 | 0 | 0 | 0 | 0 | 0 | 0 | 0 | #N/A | #N/A | #N/A | #N/A | #N/A | #N/A | #N/A | 0 | 0 | 0 | #DIV/0!
[19 empty] | 0 | 0 | 0 | 0% | 0 | 0 | 0 | 0 | 0 | 0 | 0 | 0 | #N/A | #N/A | #N/A | #N/A | #N/A | #N/A | #N/A | 0 | 0 | 0 | #DIV/0!
[19 empty] | 0 | 0 | 0 | 0% | 0 | 0 | 0 | 0 | 0 | 0 | 0 | 0 | #N/A | #N/A | #N/A | #N/A | #N/A | #N/A | #N/A | 0 | 0 | 0 | #DIV/0!
[19 empty] | 0 | 0 | 0 | 0% | 0 | 0 | 0 | 0 | 0 | 0 | 0 | 0 | #N/A | #N/A | #N/A | #N/A | #N/A | #N/A | #N/A | 0 | 0 | 0 | #DIV/0!
[19 empty] | 0 | 0 | 0 | 0% | 0 | 0 | 0 | 0 | 0 | 0 | 0 | 0 | #N/A | #N/A | #N/A | #N/A | #N/A | #N/A | #N/A | 0 | 0 | 0 | #DIV/0!
[19 empty] | 0 | 0 | 0 | 0% | 0 | 0 | 0 | 0 | 0 | 0 | 0 | 0 | #N/A | #N/A | #N/A | #N/A | #N/A | #N/A | #N/A | 0 | 0 | 0 | #DIV/0!
[19 empty] | 0 | 0 | 0 | 0% | 0 | 0 | 0 | 0 | 0 | 0 | 0 | 0 | #N/A | #N/A | #N/A | #N/A | #N/A | #N/A | #N/A | 0 | 0 | 0 | #DIV/0!
[19 empty] | 0 | 0 | 0 | 0% | 0 | 0 | 0 | 0 | 0 | 0 | 0 | 0 | #N/A | #N/A | #N/A | #N/A | #N/A | #N/A | #N/A | 0 | 0 | 0 | #DIV/0!
[19 empty] | 0 | 0 | 0 | 0% | 0 | 0 | 0 | 0 | 0 | 0 | 0 | 0 | #N/A | #N/A | #N/A | #N/A | #N/A | #N/A | #N/A | 0 | 0 | 0 | #DIV/0!
[19 empty] | 0 | 0 | 0 | 0% | 0 | 0 | 0 | 0 | 0 | 0 | 0 | 0 | #N/A | #N/A | #N/A | #N/A | #N/A | #N/A | #N/A | 0 | 0 | 0 | #DIV/0!
[19 empty] | 0 | 0 | 0 | 0% | 0 | 0 | 0 | 0 | 0 | 0 | 0 | 0 | #N/A | #N/A | #N/A | #N/A | #N/A | #N/A | #N/A | 0 | 0 | 0 | #DIV/0!
[19 empty] | 0 | 0 | 0 | 0% | 0 | 0 | 0 | 0 | 0 | 0 | 0 | 0 | #N/A | #N/A | #N/A | #N/A | #N/A | #N/A | #N/A | 0 | 0 | 0 | #DIV/0!
[19 empty] | 0 | 0 | 0 | 0% | 0 | 0 | 0 | 0 | 0 | 0 | 0 | 0 | #N/A | #N/A | #N/A | #N/A | #N/A | #N/A | #N/A | 0 | 0 | 0 | #DIV/0!
[19 empty] | 0 | 0 | 0 | 0% | 0 | 0 | 0 | 0 | 0 | 0 | 0 | 0 | #N/A | #N/A | #N/A | #N/A | #N/A | #N/A | #N/A | 0 | 0 | 0 | #DIV/0!
[19 empty] | 0 | 0 | 0 | 0% | 0 | 0 | 0 | 0 | 0 | 0 | 0 | 0 | #N/A | #N/A | #N/A | #N/A | #N/A | #N/A | #N/A | 0 | 0 | 0 | #DIV/0!
Note on W3: Curtis, Kasey Calculates measure savings as a % of total program savings.
Note on X3: Curtis, Kasey: Uses % of measure savings as a proxy for % of program spending.

## Commercial Midstream {G}
Rtn to Summary |  | Order Number | Program Name | Discount Rate: | 6.8% | [9 empty] | Paste in incentives but use DBtC for Total
| Program: | 18230248 | Commercial Midstream {G}
| paste |  |  | paste | paste | paste | paste | paste | paste | paste | paste | paste | paste | Paste | paste | paste | paste | paste | Formula: G + H | Formula: (O/A10)*T | Formula: N - M | Formula: O/A10 | Formula: W*A8 | Formula: Q - P | Formula: X + DBtC | Formula: Q + X | Formula: Z/(1+GasDiscountRate)^1 | Formula: AA/(1+GasDiscountRate)^1 | Formula: -PV(ElecDiscount Rate,T,R)*J | Formula: -PV(ElecDiscount Rate, T, S)*J |  | AF*J*K |  | AH*J*L | AG + AI |  | AG +AI -AK | formula: Logic to lookup from AC tables and adjust by savings and quantity | Formula: Utility Savings (AM)*1.1+AD+AE | formula: AM/AB | formula: AN/AC
| Sch. No. | Order Number | Program Name | Measure Version | Measure Name | First Period Measure Life | Second period Measure Life | Gas End-Use Type | Number of units offered | Savings per Unit Period 1 | Savngs per Unit Period 2 | Incentives Per Unit | Incremental Measure Cost per Unit | Total First Year Savings | Total Incentive | Total Incremental Measure Cost | Unit First Year Non-Energy Benefits | Unit Annual Net Equipment O&M | Total Measure Life | Weighted Life | Agency or Customer Cost per Unit | Percent Unit overhead | Program Overhead Cost | Total Customer Cost | Total Utility Program Costs | Total Resource Cost | PV Total Utility Program Costs | PV Total Resource Costs | PV Total Non-Energy Benefits | PV Total Net Equipment O&M | Unit PV First period Savings for 1 therm | Total First Period Savings | Unit PV Savings for Second Period for 1 therm | Total Second period Savings | Unadjusted Total | Decrement | Final UC Total Savings | PV Total Savings UC | PV Total Savings TRC | UC B/C Ratio | TRC B/C Ratio
DBTC: | G262 | 18230248 | Commercial Midstream {G} | 0 - 1 | 2025 - Midstream Program Planning Line - Incentives | 13 | 0 | Comm Water Heat | 1 | 270270 | 0 | 779058 | 1746360 | 270270 | 779058 | 1746360 | 0 |  | 13 | 13 | 967302 | 100% | 633808.08 | 967302 | 1412866.08 | 2380168.08 | 1322908.3146 | 2228621.7978 | 0 | 0 | 13.1775 | 3561492.9243 | 13.1775 | 0 | 3561492.9243 | 0 | 3561492.9243 | 3561492.9243 | 3917642.2167 | 2.6922 | 1.7579
779058 | G262 | 18230248 | Commercial Midstream {G} | [15 empty] | 0 | 0 | 0 | 0% | 0 | 0 | 0 | 0 | 0 | 0 | 0 | 0 | #N/A | #N/A | #N/A | #N/A | #N/A | #N/A | #N/A | 0 | 0 | 0 | #DIV/0!
Program Costs: | G262 | 18230248 | Commercial Midstream {G} | [15 empty] | 0 | 0 | 0 | 0% | 0 | 0 | 0 | 0 | 0 | 0 | 0 | 0 | #N/A | #N/A | #N/A | #N/A | #N/A | #N/A | #N/A | 0 | 0 | 0 | #DIV/0!
633808.08 | G262 | 18230248 | Commercial Midstream {G} | [15 empty] | 0 | 0 | 0 | 0% | 0 | 0 | 0 | 0 | 0 | 0 | 0 | 0 | #N/A | #N/A | #N/A | #N/A | #N/A | #N/A | #N/A | 0 | 0 | 0 | #DIV/0!
Total Savings (therm): | G262 | 18230248 | Commercial Midstream {G} | [15 empty] | 0 | 0 | 0 | 0% | 0 | 0 | 0 | 0 | 0 | 0 | 0 | 0 | #N/A | #N/A | #N/A | #N/A | #N/A | #N/A | #N/A | 0 | 0 | 0 | #DIV/0!
270270 | G262 | 18230248 | Commercial Midstream {G} | [15 empty] | 0 | 0 | 0 | 0% | 0 | 0 | 0 | 0 | 0 | 0 | 0 | 0 | #N/A | #N/A | #N/A | #N/A | #N/A | #N/A | #N/A | 0 | 0 | 0 | #DIV/0!
Total Incentives: | G262 | 18230248 | Commercial Midstream {G} | [15 empty] | 0 | 0 | 0 | 0% | 0 | 0 | 0 | 0 | 0 | 0 | 0 | 0 | #N/A | #N/A | #N/A | #N/A | #N/A | #N/A | #N/A | 0 | 0 | 0 | #DIV/0!
779058 | G262 | 18230248 | Commercial Midstream {G} | [15 empty] | 0 | 0 | 0 | 0% | 0 | 0 | 0 | 0 | 0 | 0 | 0 | 0 | #N/A | #N/A | #N/A | #N/A | #N/A | #N/A | #N/A | 0 | 0 | 0 | #DIV/0!
Total Customer Costs: | G262 | 18230248 | Commercial Midstream {G} | [15 empty] | 0 | 0 | 0 | 0% | 0 | 0 | 0 | 0 | 0 | 0 | 0 | 0 | #N/A | #N/A | #N/A | #N/A | #N/A | #N/A | #N/A | 0 | 0 | 0 | #DIV/0!
967302 | [18 empty] | 0 | 0 | 0 | 0% | 0 | 0 | 0 | 0 | 0 | 0 | 0 | 0 | #N/A | #N/A | #N/A | #N/A | #N/A | #N/A | #N/A | 0 | 0 | 0 | #DIV/0!
Weighted Avg Life | [18 empty] | 0 | 0 | 0 | 0% | 0 | 0 | 0 | 0 | 0 | 0 | 0 | 0 | #N/A | #N/A | #N/A | #N/A | #N/A | #N/A | #N/A | 0 | 0 | 0 | #DIV/0!
13 | [18 empty] | 0 | 0 | 0 | 0% | 0 | 0 | 0 | 0 | 0 | 0 | 0 | 0 | #N/A | #N/A | #N/A | #N/A | #N/A | #N/A | #N/A | 0 | 0 | 0 | #DIV/0!
Total Utility Cost | [18 empty] | 0 | 0 | 0 | 0% | 0 | 0 | 0 | 0 | 0 | 0 | 0 | 0 | #N/A | #N/A | #N/A | #N/A | #N/A | #N/A | #N/A | 0 | 0 | 0 | #DIV/0!
1412866.08 | [18 empty] | 0 | 0 | 0 | 0% | 0 | 0 | 0 | 0 | 0 | 0 | 0 | 0 | #N/A | #N/A | #N/A | #N/A | #N/A | #N/A | #N/A | 0 | 0 | 0 | #DIV/0!
Total Resource Cost | [18 empty] | 0 | 0 | 0 | 0% | 0 | 0 | 0 | 0 | 0 | 0 | 0 | 0 | #N/A | #N/A | #N/A | #N/A | #N/A | #N/A | #N/A | 0 | 0 | 0 | #DIV/0!
2380168.08 | [18 empty] | 0 | 0 | 0 | 0% | 0 | 0 | 0 | 0 | 0 | 0 | 0 | 0 | #N/A | #N/A | #N/A | #N/A | #N/A | #N/A | #N/A | 0 | 0 | 0 | #DIV/0!
UC B/C Ratio | [18 empty] | 0 | 0 | 0 | 0% | 0 | 0 | 0 | 0 | 0 | 0 | 0 | 0 | #N/A | #N/A | #N/A | #N/A | #N/A | #N/A | #N/A | 0 | 0 | 0 | #DIV/0!
2.6922 | [18 empty] | 0 | 0 | 0 | 0% | 0 | 0 | 0 | 0 | 0 | 0 | 0 | 0 | #N/A | #N/A | #N/A | #N/A | #N/A | #N/A | #N/A | 0 | 0 | 0 | #DIV/0!
TRC B/C Ratio | [18 empty] | 0 | 0 | 0 | 0% | 0 | 0 | 0 | 0 | 0 | 0 | 0 | 0 | #N/A | #N/A | #N/A | #N/A | #N/A | #N/A | #N/A | 0 | 0 | 0 | #DIV/0!
1.7579 | [18 empty] | 0 | 0 | 0 | 0% | 0 | 0 | 0 | 0 | 0 | 0 | 0 | 0 | #N/A | #N/A | #N/A | #N/A | #N/A | #N/A | #N/A | 0 | 0 | 0 | #DIV/0!
Note on W3: Curtis, Kasey Calculates measure savings as a % of total program savings.
Note on X3: Curtis, Kasey: Uses % of measure savings as a proxy for % of program spending.

## SBDI {G}
Rtn to Summary |  | Order Number | Program Name | Discount Rate: | 6.8% | [9 empty] | Paste in incentives but use DBtC for Total
| Program: | 18230273 | Small Business Direct Install {G}
| paste |  |  | paste | paste | paste | paste | paste | paste | paste | paste | paste | paste | Paste | paste | paste | paste | paste | Formula: G + H | Formula: (O/A10)*T | Formula: N - M | Formula: O/A10 | Formula: W*A8 | Formula: Q - P | Formula: X + DBtC | Formula: Q + X | Formula: Z/(1+GasDiscountRate)^1 | Formula: AA/(1+GasDiscountRate)^1 | Formula: -PV(ElecDiscount Rate,T,R)*J | Formula: -PV(ElecDiscount Rate, T, S)*J |  | AF*J*K |  | AH*J*L | AG + AI |  | AG +AI -AK | formula: Logic to lookup from AC tables and adjust by savings and quantity | Formula: Utility Savings (AM)*1.1+AD+AE | formula: AM/AB | formula: AN/AC
| Sch. No. | Order Number | Program Name | Measure Version | Measure Name | First Period Measure Life | Second period Measure Life | Gas End-Use Type | Number of units offered | Savings per Unit Period 1 | Savngs per Unit Period 2 | Incentives Per Unit | Incremental Measure Cost per Unit | Total First Year Savings | Total Incentive | Total Incremental Measure Cost | Unit First Year Non-Energy Benefits | Unit Annual Net Equipment O&M | Total Measure Life | Weighted Life | Agency or Customer Cost per Unit | Percent Unit overhead | Program Overhead Cost | Total Customer Cost | Total Utility Program Costs | Total Resource Cost | PV Total Utility Program Costs | PV Total Resource Costs | PV Total Non-Energy Benefits | PV Total Net Equipment O&M | Unit PV First period Savings for 1 therm | Total First Period Savings | Unit PV Savings for Second Period for 1 therm | Total Second period Savings | Unadjusted Total | Decrement | Final UC Total Savings | PV Total Savings UC | PV Total Savings TRC | UC B/C Ratio | TRC B/C Ratio
DBTC: | G262 | 18231022 | Small Business Direct Install {G} | N/A | 2025 Planning Measure | 10 |  | Comm Water Heat | 3 | 200 |  | 0 | 0 | 600 | 0 | 0 |  |  | 10 | 1.626 | 0 | 16.26% | 0 | 0 | 2406.5041 | 0 | 2253.281 | 0 | 0 | 0 | 10.558 | 6334.7806 | 10.558 | 0 | 6334.7806 | 0 | 6334.7806 | 6334.7806 | 6968.2587 | 2.8114 | #DIV/0!
14800 | G262 | 18231022 | Small Business Direct Install {G} | 12352 | Thermostat - Web Enabled - GP Heating - Comm - Grocery | 10 |  | Comm Space Heat | 4 | 180 |  | 450 | 450 | 720 | 1800 | 1800 |  |  | 10 | 1.9512 | 0 | 19.51% | 0 | 0 | 2887.8049 | 1800 | 2703.9372 | 1685.3933 | 0 | 0 | 11.4785 | 8264.4943 | 11.4785 | 0 | 8264.4943 | 0 | 8264.4943 | 8264.4943 | 9090.9438 | 3.0565 | 5.394
Program Costs: | G262 | 18231022 | Small Business Direct Install {G} | 12358 | Thermostat - Web Enabled - GP Heating - Comm | 10 |  | Comm Space Heat | 4 | 30 |  | 450 | 450 | 120 | 1800 | 1800 |  |  | 10 | 0.3252 | 0 | 3.252% | 0 | 0 | 481.3008 | 1800 | 450.6562 | 1685.3933 | 0 | 0 | 11.4785 | 1377.4157 | 11.4785 | 0 | 1377.4157 | 0 | 1377.4157 | 1377.4157 | 1515.1573 | 3.0565 | 0.89899
0 | G262 | 18231022 | Small Business Direct Install {G} | x | HVAC Tune-up | 5 |  | Comm Space Heat | 1 | 2250 |  | 11200 | 11200 | 2250 | 11200 | 11200 |  |  | 5 | 3.0488 | 0 | 60.98% | 0 | 0 | 9024.3902 | 11200 | 8449.8036 | 10486.8914 | 0 | 0 | 6.4709 | 14559.4626 | 6.4709 | 0 | 14559.4626 | 0 | 14559.4626 | 14559.4626 | 16015.4088 | 1.7231 | 1.5272
Total Savings (therm): | [18 empty] | 0 | 0 | 0 | 0% | 0 | 0 | 0 | 0 | 0 | 0 | 0 | 0 | #N/A | #N/A | #N/A | #N/A | #N/A | #N/A | #N/A | 0 | 0 | 0 | #DIV/0!
3690 | [18 empty] | 0 | 0 | 0 | 0% | 0 | 0 | 0 | 0 | 0 | 0 | 0 | 0 | #N/A | #N/A | #N/A | #N/A | #N/A | #N/A | #N/A | 0 | 0 | 0 | #DIV/0!
Total Incentives: | [18 empty] | 0 | 0 | 0 | 0% | 0 | 0 | 0 | 0 | 0 | 0 | 0 | 0 | #N/A | #N/A | #N/A | #N/A | #N/A | #N/A | #N/A | 0 | 0 | 0 | #DIV/0!
14800 | [18 empty] | 0 | 0 | 0 | 0% | 0 | 0 | 0 | 0 | 0 | 0 | 0 | 0 | #N/A | #N/A | #N/A | #N/A | #N/A | #N/A | #N/A | 0 | 0 | 0 | #DIV/0!
Total Customer Costs: | [18 empty] | 0 | 0 | 0 | 0% | 0 | 0 | 0 | 0 | 0 | 0 | 0 | 0 | #N/A | #N/A | #N/A | #N/A | #N/A | #N/A | #N/A | 0 | 0 | 0 | #DIV/0!
0 | [18 empty] | 0 | 0 | 0 | 0% | 0 | 0 | 0 | 0 | 0 | 0 | 0 | 0 | #N/A | #N/A | #N/A | #N/A | #N/A | #N/A | #N/A | 0 | 0 | 0 | #DIV/0!
Weighted Avg Life | [18 empty] | 0 | 0 | 0 | 0% | 0 | 0 | 0 | 0 | 0 | 0 | 0 | 0 | #N/A | #N/A | #N/A | #N/A | #N/A | #N/A | #N/A | 0 | 0 | 0 | #DIV/0!
6.9512 | [18 empty] | 0 | 0 | 0 | 0% | 0 | 0 | 0 | 0 | 0 | 0 | 0 | 0 | #N/A | #N/A | #N/A | #N/A | #N/A | #N/A | #N/A | 0 | 0 | 0 | #DIV/0!
Total Utility Cost | [18 empty] | 0 | 0 | 0 | 0% | 0 | 0 | 0 | 0 | 0 | 0 | 0 | 0 | #N/A | #N/A | #N/A | #N/A | #N/A | #N/A | #N/A | 0 | 0 | 0 | #DIV/0!
14800 | [18 empty] | 0 | 0 | 0 | 0% | 0 | 0 | 0 | 0 | 0 | 0 | 0 | 0 | #N/A | #N/A | #N/A | #N/A | #N/A | #N/A | #N/A | 0 | 0 | 0 | #DIV/0!
Total Resource Cost | [18 empty] | 0 | 0 | 0 | 0% | 0 | 0 | 0 | 0 | 0 | 0 | 0 | 0 | #N/A | #N/A | #N/A | #N/A | #N/A | #N/A | #N/A | 0 | 0 | 0 | #DIV/0!
14800 | [18 empty] | 0 | 0 | 0 | 0% | 0 | 0 | 0 | 0 | 0 | 0 | 0 | 0 | #N/A | #N/A | #N/A | #N/A | #N/A | #N/A | #N/A | 0 | 0 | 0 | #DIV/0!
UC B/C Ratio | [18 empty] | 0 | 0 | 0 | 0% | 0 | 0 | 0 | 0 | 0 | 0 | 0 | 0 | #N/A | #N/A | #N/A | #N/A | #N/A | #N/A | #N/A | 0 | 0 | 0 | #DIV/0!
2.2036 | [18 empty] | 0 | 0 | 0 | 0% | 0 | 0 | 0 | 0 | 0 | 0 | 0 | 0 | #N/A | #N/A | #N/A | #N/A | #N/A | #N/A | #N/A | 0 | 0 | 0 | #DIV/0!
TRC B/C Ratio | [18 empty] | 0 | 0 | 0 | 0% | 0 | 0 | 0 | 0 | 0 | 0 | 0 | 0 | #N/A | #N/A | #N/A | #N/A | #N/A | #N/A | #N/A | 0 | 0 | 0 | #DIV/0!
2.4239 | [18 empty] | 0 | 0 | 0 | 0% | 0 | 0 | 0 | 0 | 0 | 0 | 0 | 0 | #N/A | #N/A | #N/A | #N/A | #N/A | #N/A | #N/A | 0 | 0 | 0 | #DIV/0!
[19 empty] | 0 | 0 | 0 | 0% | 0 | 0 | 0 | 0 | 0 | 0 | 0 | 0 | #N/A | #N/A | #N/A | #N/A | #N/A | #N/A | #N/A | 0 | 0 | 0 | #DIV/0!
[19 empty] | 0 | 0 | 0 | 0% | 0 | 0 | 0 | 0 | 0 | 0 | 0 | 0 | #N/A | #N/A | #N/A | #N/A | #N/A | #N/A | #N/A | 0 | 0 | 0 | #DIV/0!
[19 empty] | 0 | 0 | 0 | 0% | 0 | 0 | 0 | 0 | 0 | 0 | 0 | 0 | #N/A | #N/A | #N/A | #N/A | #N/A | #N/A | #N/A | 0 | 0 | 0 | #DIV/0!
[19 empty] | 0 | 0 | 0 | 0% | 0 | 0 | 0 | 0 | 0 | 0 | 0 | 0 | #N/A | #N/A | #N/A | #N/A | #N/A | #N/A | #N/A | 0 | 0 | 0 | #DIV/0!
[19 empty] | 0 | 0 | 0 | 0% | 0 | 0 | 0 | 0 | 0 | 0 | 0 | 0 | #N/A | #N/A | #N/A | #N/A | #N/A | #N/A | #N/A | 0 | 0 | 0 | #DIV/0!
[19 empty] | 0 | 0 | 0 | 0% | 0 | 0 | 0 | 0 | 0 | 0 | 0 | 0 | #N/A | #N/A | #N/A | #N/A | #N/A | #N/A | #N/A | 0 | 0 | 0 | #DIV/0!
[19 empty] | 0 | 0 | 0 | 0% | 0 | 0 | 0 | 0 | 0 | 0 | 0 | 0 | #N/A | #N/A | #N/A | #N/A | #N/A | #N/A | #N/A | 0 | 0 | 0 | #DIV/0!
[19 empty] | 0 | 0 | 0 | 0% | 0 | 0 | 0 | 0 | 0 | 0 | 0 | 0 | #N/A | #N/A | #N/A | #N/A | #N/A | #N/A | #N/A | 0 | 0 | 0 | #DIV/0!
[19 empty] | 0 | 0 | 0 | 0% | 0 | 0 | 0 | 0 | 0 | 0 | 0 | 0 | #N/A | #N/A | #N/A | #N/A | #N/A | #N/A | #N/A | 0 | 0 | 0 | #DIV/0!
[19 empty] | 0 | 0 | 0 | 0% | 0 | 0 | 0 | 0 | 0 | 0 | 0 | 0 | #N/A | #N/A | #N/A | #N/A | #N/A | #N/A | #N/A | 0 | 0 | 0 | #DIV/0!
[19 empty] | 0 | 0 | 0 | 0% | 0 | 0 | 0 | 0 | 0 | 0 | 0 | 0 | #N/A | #N/A | #N/A | #N/A | #N/A | #N/A | #N/A | 0 | 0 | 0 | #DIV/0!
[19 empty] | 0 | 0 | 0 | 0% | 0 | 0 | 0 | 0 | 0 | 0 | 0 | 0 | #N/A | #N/A | #N/A | #N/A | #N/A | #N/A | #N/A | 0 | 0 | 0 | #DIV/0!
[19 empty] | 0 | 0 | 0 | 0% | 0 | 0 | 0 | 0 | 0 | 0 | 0 | 0 | #N/A | #N/A | #N/A | #N/A | #N/A | #N/A | #N/A | 0 | 0 | 0 | #DIV/0!
[19 empty] | 0 | 0 | 0 | 0% | 0 | 0 | 0 | 0 | 0 | 0 | 0 | 0 | #N/A | #N/A | #N/A | #N/A | #N/A | #N/A | #N/A | 0 | 0 | 0 | #DIV/0!
[19 empty] | 0 | 0 | 0 | 0% | 0 | 0 | 0 | 0 | 0 | 0 | 0 | 0 | #N/A | #N/A | #N/A | #N/A | #N/A | #N/A | #N/A | 0 | 0 | 0 | #DIV/0!
[19 empty] | 0 | 0 | 0 | 0% | 0 | 0 | 0 | 0 | 0 | 0 | 0 | 0 | #N/A | #N/A | #N/A | #N/A | #N/A | #N/A | #N/A | 0 | 0 | 0 | #DIV/0!
[19 empty] | 0 | 0 | 0 | 0% | 0 | 0 | 0 | 0 | 0 | 0 | 0 | 0 | #N/A | #N/A | #N/A | #N/A | #N/A | #N/A | #N/A | 0 | 0 | 0 | #DIV/0!
[19 empty] | 0 | 0 | 0 | 0% | 0 | 0 | 0 | 0 | 0 | 0 | 0 | 0 | #N/A | #N/A | #N/A | #N/A | #N/A | #N/A | #N/A | 0 | 0 | 0 | #DIV/0!
[19 empty] | 0 | 0 | 0 | 0% | 0 | 0 | 0 | 0 | 0 | 0 | 0 | 0 | #N/A | #N/A | #N/A | #N/A | #N/A | #N/A | #N/A | 0 | 0 | 0 | #DIV/0!
[19 empty] | 0 | 0 | 0 | 0% | 0 | 0 | 0 | 0 | 0 | 0 | 0 | 0 | #N/A | #N/A | #N/A | #N/A | #N/A | #N/A | #N/A | 0 | 0 | 0 | #DIV/0!
[19 empty] | 0 | 0 | 0 | 0% | 0 | 0 | 0 | 0 | 0 | 0 | 0 | 0 | #N/A | #N/A | #N/A | #N/A | #N/A | #N/A | #N/A | 0 | 0 | 0 | #DIV/0!
[19 empty] | 0 | 0 | 0 | 0% | 0 | 0 | 0 | 0 | 0 | 0 | 0 | 0 | #N/A | #N/A | #N/A | #N/A | #N/A | #N/A | #N/A | 0 | 0 | 0 | #DIV/0!
Note on W3: Curtis, Kasey Calculates measure savings as a % of total program savings.
Note on X3: Curtis, Kasey: Uses % of measure savings as a proxy for % of program spending.

## G245 NEEA GAS
Rtn to Summary |  | Order Number | Program Name | Discount Rate: | 6.8% | [9 empty] | Paste in incentives but use DBtC for Total
| Program: | 18230660 | NEEA Gas Market Transformation {G}
| paste |  |  | paste | paste | paste | paste | paste | paste | paste | paste | paste | paste | Paste | paste | paste | paste | paste | Formula: G + H | Formula: (O/A10)*T | Formula: N - M | Formula: O/A10 | Formula: W*A8 | Formula: Q - P | Formula: X + DBtC | Formula: Q + X | Formula: Z/(1+GasDiscountRate)^1 | Formula: AA/(1+GasDiscountRate)^1 | Formula: -PV(ElecDiscount Rate,T,R)*J | Formula: -PV(ElecDiscount Rate, T, S)*J |  | AF*J*K |  | AH*J*L | AG + AI |  | AG +AI -AK | formula: Logic to lookup from AC tables and adjust by savings and quantity | Formula: Utility Savings (AM)*1.1+AD+AE | formula: AM/AB | formula: AN/AC
| Sch. No. | Order Number | Program Name | Measure Version | Measure Name | First Period Measure Life | Second period Measure Life | Gas End-Use Type | Number of units offered | Savings per Unit Period 1 | Savngs per Unit Period 2 | Incentives Per Unit | Incremental Measure Cost per Unit | Total First Year Savings | Total Incentive | Total Incremental Measure Cost | Unit First Year Non-Energy Benefits | Unit Annual Net Equipment O&M | Total Measure Life | Weighted Life | Agency or Customer Cost per Unit | Percent Unit overhead | Program Overhead Cost | Total Customer Cost | Total Utility Program Costs | Total Resource Cost | PV Total Utility Program Costs | PV Total Resource Costs | PV Total Non-Energy Benefits | PV Total Net Equipment O&M | Unit PV First period Savings for 1 therm | Total First Period Savings | Unit PV Savings for Second Period for 1 therm | Total Second period Savings | Unadjusted Total | Decrement | Final UC Total Savings | PV Total Savings UC | PV Total Savings TRC | UC B/C Ratio | TRC B/C Ratio
DBTC: |  | 18230660 | NEEA Gas Market Transformation {G} | [15 empty] | 0 | #DIV/0! | 0 | #DIV/0! | #DIV/0! | 0 | #DIV/0! | #DIV/0! | #DIV/0! | #DIV/0! | 0 | 0 | #N/A | #N/A | #N/A | #N/A | #N/A | #N/A | #N/A | 0 | 0 | 0 | #DIV/0!
0 | [18 empty] | 0 | #DIV/0! | 0 | #DIV/0! | #DIV/0! | 0 | #DIV/0! | #DIV/0! | #DIV/0! | #DIV/0! | 0 | 0 | #N/A | #N/A | #N/A | #N/A | #N/A | #N/A | #N/A | 0 | 0 | 0 | #DIV/0!
Program Costs: | [18 empty] | 0 | #DIV/0! | 0 | #DIV/0! | #DIV/0! | 0 | #DIV/0! | #DIV/0! | #DIV/0! | #DIV/0! | 0 | 0 | #N/A | #N/A | #N/A | #N/A | #N/A | #N/A | #N/A | 0 | 0 | 0 | #DIV/0!
2983459 | [18 empty] | 0 | #DIV/0! | 0 | #DIV/0! | #DIV/0! | 0 | #DIV/0! | #DIV/0! | #DIV/0! | #DIV/0! | 0 | 0 | #N/A | #N/A | #N/A | #N/A | #N/A | #N/A | #N/A | 0 | 0 | 0 | #DIV/0!
Total Savings (therm): | [18 empty] | 0 | #DIV/0! | 0 | #DIV/0! | #DIV/0! | 0 | #DIV/0! | #DIV/0! | #DIV/0! | #DIV/0! | 0 | 0 | #N/A | #N/A | #N/A | #N/A | #N/A | #N/A | #N/A | 0 | 0 | 0 | #DIV/0!
0 | [18 empty] | 0 | #DIV/0! | 0 | #DIV/0! | #DIV/0! | 0 | #DIV/0! | #DIV/0! | #DIV/0! | #DIV/0! | 0 | 0 | #N/A | #N/A | #N/A | #N/A | #N/A | #N/A | #N/A | 0 | 0 | 0 | #DIV/0!
Total Incentives: | [18 empty] | 0 | #DIV/0! | 0 | #DIV/0! | #DIV/0! | 0 | #DIV/0! | #DIV/0! | #DIV/0! | #DIV/0! | 0 | 0 | #N/A | #N/A | #N/A | #N/A | #N/A | #N/A | #N/A | 0 | 0 | 0 | #DIV/0!
0 | [18 empty] | 0 | #DIV/0! | 0 | #DIV/0! | #DIV/0! | 0 | #DIV/0! | #DIV/0! | #DIV/0! | #DIV/0! | 0 | 0 | #N/A | #N/A | #N/A | #N/A | #N/A | #N/A | #N/A | 0 | 0 | 0 | #DIV/0!
Total Customer Costs: | [18 empty] | 0 | #DIV/0! | 0 | #DIV/0! | #DIV/0! | 0 | #DIV/0! | #DIV/0! | #DIV/0! | #DIV/0! | 0 | 0 | #N/A | #N/A | #N/A | #N/A | #N/A | #N/A | #N/A | 0 | 0 | 0 | #DIV/0!
0 | [18 empty] | 0 | #DIV/0! | 0 | #DIV/0! | #DIV/0! | 0 | #DIV/0! | #DIV/0! | #DIV/0! | #DIV/0! | 0 | 0 | #N/A | #N/A | #N/A | #N/A | #N/A | #N/A | #N/A | 0 | 0 | 0 | #DIV/0!
Weighted Avg Life | [18 empty] | 0 | #DIV/0! | 0 | #DIV/0! | #DIV/0! | 0 | #DIV/0! | #DIV/0! | #DIV/0! | #DIV/0! | 0 | 0 | #N/A | #N/A | #N/A | #N/A | #N/A | #N/A | #N/A | 0 | 0 | 0 | #DIV/0!
#DIV/0! | [18 empty] | 0 | #DIV/0! | 0 | #DIV/0! | #DIV/0! | 0 | #DIV/0! | #DIV/0! | #DIV/0! | #DIV/0! | 0 | 0 | #N/A | #N/A | #N/A | #N/A | #N/A | #N/A | #N/A | 0 | 0 | 0 | #DIV/0!
Total Utility Cost | [18 empty] | 0 | #DIV/0! | 0 | #DIV/0! | #DIV/0! | 0 | #DIV/0! | #DIV/0! | #DIV/0! | #DIV/0! | 0 | 0 | #N/A | #N/A | #N/A | #N/A | #N/A | #N/A | #N/A | 0 | 0 | 0 | #DIV/0!
2983459 | [18 empty] | 0 | #DIV/0! | 0 | #DIV/0! | #DIV/0! | 0 | #DIV/0! | #DIV/0! | #DIV/0! | #DIV/0! | 0 | 0 | #N/A | #N/A | #N/A | #N/A | #N/A | #N/A | #N/A | 0 | 0 | 0 | #DIV/0!
Total Resource Cost | [18 empty] | 0 | #DIV/0! | 0 | #DIV/0! | #DIV/0! | 0 | #DIV/0! | #DIV/0! | #DIV/0! | #DIV/0! | 0 | 0 | #N/A | #N/A | #N/A | #N/A | #N/A | #N/A | #N/A | 0 | 0 | 0 | #DIV/0!
2983459 | [18 empty] | 0 | #DIV/0! | 0 | #DIV/0! | #DIV/0! | 0 | #DIV/0! | #DIV/0! | #DIV/0! | #DIV/0! | 0 | 0 | #N/A | #N/A | #N/A | #N/A | #N/A | #N/A | #N/A | 0 | 0 | 0 | #DIV/0!
UC B/C Ratio | [18 empty] | 0 | #DIV/0! | 0 | #DIV/0! | #DIV/0! | 0 | #DIV/0! | #DIV/0! | #DIV/0! | #DIV/0! | 0 | 0 | #N/A | #N/A | #N/A | #N/A | #N/A | #N/A | #N/A | 0 | 0 | 0 | #DIV/0!
#DIV/0! | [18 empty] | 0 | #DIV/0! | 0 | #DIV/0! | #DIV/0! | 0 | #DIV/0! | #DIV/0! | #DIV/0! | #DIV/0! | 0 | 0 | #N/A | #N/A | #N/A | #N/A | #N/A | #N/A | #N/A | 0 | 0 | 0 | #DIV/0!
TRC B/C Ratio | [18 empty] | 0 | #DIV/0! | 0 | #DIV/0! | #DIV/0! | 0 | #DIV/0! | #DIV/0! | #DIV/0! | #DIV/0! | 0 | 0 | #N/A | #N/A | #N/A | #N/A | #N/A | #N/A | #N/A | 0 | 0 | 0 | #DIV/0!
#DIV/0! | [18 empty] | 0 | #DIV/0! | 0 | #DIV/0! | #DIV/0! | 0 | #DIV/0! | #DIV/0! | #DIV/0! | #DIV/0! | 0 | 0 | #N/A | #N/A | #N/A | #N/A | #N/A | #N/A | #N/A | 0 | 0 | 0 | #DIV/0!
Note on W3: Curtis, Kasey Calculates measure savings as a % of total program savings.
Note on X3: Curtis, Kasey: Uses % of measure savings as a proxy for % of program spending.

## G249 Res Gas Pilot
Rtn to Summary |  | Order Number | Program Name | Discount Rate: | 6.8% | [9 empty] | Paste in incentives but use DBtC for Total
| Program: | 18230622 | Residential Pilots {G}
| paste |  |  | paste | paste | paste | paste | paste | paste | paste | paste | paste | paste | Paste | paste | paste | paste | paste | Formula: G + H | Formula: (O/A10)*T | Formula: N - M | Formula: O/A10 | Formula: W*A8 | Formula: Q - P | Formula: X + DBtC | Formula: Q + X | Formula: Z/(1+GasDiscountRate)^1 | Formula: AA/(1+GasDiscountRate)^1 | Formula: -PV(ElecDiscount Rate,T,R)*J | Formula: -PV(ElecDiscount Rate, T, S)*J |  | AF*J*K |  | AH*J*L | AG + AI |  | AG +AI -AK | formula: Logic to lookup from AC tables and adjust by savings and quantity | Formula: Utility Savings (AM)*1.1+AD+AE | formula: AM/AB | formula: AN/AC
| Sch. No. | Order Number | Program Name | Measure Version | Measure Name | First Period Measure Life | Second period Measure Life | Gas End-Use Type | Number of units offered | Savings per Unit Period 1 | Savngs per Unit Period 2 | Incentives Per Unit | Incremental Measure Cost per Unit | Total First Year Savings | Total Incentive | Total Incremental Measure Cost | Unit First Year Non-Energy Benefits | Unit Annual Net Equipment O&M | Total Measure Life | Weighted Life | Agency or Customer Cost per Unit | Percent Unit overhead | Program Overhead Cost | Total Customer Cost | Total Utility Program Costs | Total Resource Cost | PV Total Utility Program Costs | PV Total Resource Costs | PV Total Non-Energy Benefits | PV Total Net Equipment O&M | Unit PV First period Savings for 1 therm | Total First Period Savings | Unit PV Savings for Second Period for 1 therm | Total Second period Savings | Unadjusted Total | Decrement | Final UC Total Savings | PV Total Savings UC | PV Total Savings TRC | UC B/C Ratio | TRC B/C Ratio
DBTC: | G249 | 18230622 | Residential Pilots {G} | [15 empty] | 0 | #DIV/0! | 0 | #DIV/0! | #DIV/0! | 0 | #DIV/0! | #DIV/0! | #DIV/0! | #DIV/0! | 0 | 0 | #N/A | #N/A | #N/A | #N/A | #N/A | #N/A | #N/A | 0 | 0 | 0 | #DIV/0!
0 | [18 empty] | 0 | #DIV/0! | 0 | #DIV/0! | #DIV/0! | 0 | #DIV/0! | #DIV/0! | #DIV/0! | #DIV/0! | 0 | 0 | #N/A | #N/A | #N/A | #N/A | #N/A | #N/A | #N/A | 0 | 0 | 0 | #DIV/0!
Program Costs: | [18 empty] | 0 | #DIV/0! | 0 | #DIV/0! | #DIV/0! | 0 | #DIV/0! | #DIV/0! | #DIV/0! | #DIV/0! | 0 | 0 | #N/A | #N/A | #N/A | #N/A | #N/A | #N/A | #N/A | 0 | 0 | 0 | #DIV/0!
0 | [18 empty] | 0 | #DIV/0! | 0 | #DIV/0! | #DIV/0! | 0 | #DIV/0! | #DIV/0! | #DIV/0! | #DIV/0! | 0 | 0 | #N/A | #N/A | #N/A | #N/A | #N/A | #N/A | #N/A | 0 | 0 | 0 | #DIV/0!
Total Savings (therm): | [18 empty] | 0 | #DIV/0! | 0 | #DIV/0! | #DIV/0! | 0 | #DIV/0! | #DIV/0! | #DIV/0! | #DIV/0! | 0 | 0 | #N/A | #N/A | #N/A | #N/A | #N/A | #N/A | #N/A | 0 | 0 | 0 | #DIV/0!
0 | [18 empty] | 0 | #DIV/0! | 0 | #DIV/0! | #DIV/0! | 0 | #DIV/0! | #DIV/0! | #DIV/0! | #DIV/0! | 0 | 0 | #N/A | #N/A | #N/A | #N/A | #N/A | #N/A | #N/A | 0 | 0 | 0 | #DIV/0!
Total Incentives: | [18 empty] | 0 | #DIV/0! | 0 | #DIV/0! | #DIV/0! | 0 | #DIV/0! | #DIV/0! | #DIV/0! | #DIV/0! | 0 | 0 | #N/A | #N/A | #N/A | #N/A | #N/A | #N/A | #N/A | 0 | 0 | 0 | #DIV/0!
0 | [18 empty] | 0 | #DIV/0! | 0 | #DIV/0! | #DIV/0! | 0 | #DIV/0! | #DIV/0! | #DIV/0! | #DIV/0! | 0 | 0 | #N/A | #N/A | #N/A | #N/A | #N/A | #N/A | #N/A | 0 | 0 | 0 | #DIV/0!
Total Customer Costs: | [18 empty] | 0 | #DIV/0! | 0 | #DIV/0! | #DIV/0! | 0 | #DIV/0! | #DIV/0! | #DIV/0! | #DIV/0! | 0 | 0 | #N/A | #N/A | #N/A | #N/A | #N/A | #N/A | #N/A | 0 | 0 | 0 | #DIV/0!
0 | [18 empty] | 0 | #DIV/0! | 0 | #DIV/0! | #DIV/0! | 0 | #DIV/0! | #DIV/0! | #DIV/0! | #DIV/0! | 0 | 0 | #N/A | #N/A | #N/A | #N/A | #N/A | #N/A | #N/A | 0 | 0 | 0 | #DIV/0!
Weighted Avg Life | [18 empty] | 0 | #DIV/0! | 0 | #DIV/0! | #DIV/0! | 0 | #DIV/0! | #DIV/0! | #DIV/0! | #DIV/0! | 0 | 0 | #N/A | #N/A | #N/A | #N/A | #N/A | #N/A | #N/A | 0 | 0 | 0 | #DIV/0!
#DIV/0! | [18 empty] | 0 | #DIV/0! | 0 | #DIV/0! | #DIV/0! | 0 | #DIV/0! | #DIV/0! | #DIV/0! | #DIV/0! | 0 | 0 | #N/A | #N/A | #N/A | #N/A | #N/A | #N/A | #N/A | 0 | 0 | 0 | #DIV/0!
Total Utility Cost | [18 empty] | 0 | #DIV/0! | 0 | #DIV/0! | #DIV/0! | 0 | #DIV/0! | #DIV/0! | #DIV/0! | #DIV/0! | 0 | 0 | #N/A | #N/A | #N/A | #N/A | #N/A | #N/A | #N/A | 0 | 0 | 0 | #DIV/0!
0 | [18 empty] | 0 | #DIV/0! | 0 | #DIV/0! | #DIV/0! | 0 | #DIV/0! | #DIV/0! | #DIV/0! | #DIV/0! | 0 | 0 | #N/A | #N/A | #N/A | #N/A | #N/A | #N/A | #N/A | 0 | 0 | 0 | #DIV/0!
Total Resource Cost | [18 empty] | 0 | #DIV/0! | 0 | #DIV/0! | #DIV/0! | 0 | #DIV/0! | #DIV/0! | #DIV/0! | #DIV/0! | 0 | 0 | #N/A | #N/A | #N/A | #N/A | #N/A | #N/A | #N/A | 0 | 0 | 0 | #DIV/0!
0 | [18 empty] | 0 | #DIV/0! | 0 | #DIV/0! | #DIV/0! | 0 | #DIV/0! | #DIV/0! | #DIV/0! | #DIV/0! | 0 | 0 | #N/A | #N/A | #N/A | #N/A | #N/A | #N/A | #N/A | 0 | 0 | 0 | #DIV/0!
UC B/C Ratio | [18 empty] | 0 | #DIV/0! | 0 | #DIV/0! | #DIV/0! | 0 | #DIV/0! | #DIV/0! | #DIV/0! | #DIV/0! | 0 | 0 | #N/A | #N/A | #N/A | #N/A | #N/A | #N/A | #N/A | 0 | 0 | 0 | #DIV/0!
#DIV/0! | [18 empty] | 0 | #DIV/0! | 0 | #DIV/0! | #DIV/0! | 0 | #DIV/0! | #DIV/0! | #DIV/0! | #DIV/0! | 0 | 0 | #N/A | #N/A | #N/A | #N/A | #N/A | #N/A | #N/A | 0 | 0 | 0 | #DIV/0!
TRC B/C Ratio | [18 empty] | 0 | #DIV/0! | 0 | #DIV/0! | #DIV/0! | 0 | #DIV/0! | #DIV/0! | #DIV/0! | #DIV/0! | 0 | 0 | #N/A | #N/A | #N/A | #N/A | #N/A | #N/A | #N/A | 0 | 0 | 0 | #DIV/0!
#DIV/0! | [18 empty] | 0 | #DIV/0! | 0 | #DIV/0! | #DIV/0! | 0 | #DIV/0! | #DIV/0! | #DIV/0! | #DIV/0! | 0 | 0 | #N/A | #N/A | #N/A | #N/A | #N/A | #N/A | #N/A | 0 | 0 | 0 | #DIV/0!
Note on W3: Curtis, Kasey Calculates measure savings as a % of total program savings.
Note on X3: Curtis, Kasey: Uses % of measure savings as a proxy for % of program spending.

## G249 Com Gas Pilot
Rtn to Summary |  | Order Number | Program Name | Discount Rate: | 6.8% | [9 empty] | Paste in incentives but use DBtC for Total
| Program: | 18231038 | SMB Virtual Commissioning {G}
| paste |  |  | paste | paste | paste | paste | paste | paste | paste | paste | paste | paste | Paste | paste | paste | paste | paste | Formula: G + H | Formula: (O/A10)*T | Formula: N - M | Formula: O/A10 | Formula: W*A8 | Formula: Q - P | Formula: X + DBtC | Formula: Q + X | Formula: Z/(1+GasDiscountRate)^1 | Formula: AA/(1+GasDiscountRate)^1 | Formula: -PV(ElecDiscount Rate,T,R)*J | Formula: -PV(ElecDiscount Rate, T, S)*J |  | AF*J*K |  | AH*J*L | AG + AI |  | AG +AI -AK | formula: Logic to lookup from AC tables and adjust by savings and quantity | Formula: Utility Savings (AM)*1.1+AD+AE | formula: AM/AB | formula: AN/AC
| Sch. No. | Order Number | Program Name | Measure Version | Measure Name | First Period Measure Life | Second period Measure Life | Gas End-Use Type | Number of units offered | Savings per Unit Period 1 | Savngs per Unit Period 2 | Incentives Per Unit | Incremental Measure Cost per Unit | Total First Year Savings | Total Incentive | Total Incremental Measure Cost | Unit First Year Non-Energy Benefits | Unit Annual Net Equipment O&M | Total Measure Life | Weighted Life | Agency or Customer Cost per Unit | Percent Unit overhead | Program Overhead Cost | Total Customer Cost | Total Utility Program Costs | Total Resource Cost | PV Total Utility Program Costs | PV Total Resource Costs | PV Total Non-Energy Benefits | PV Total Net Equipment O&M | Unit PV First period Savings for 1 therm | Total First Period Savings | Unit PV Savings for Second Period for 1 therm | Total Second period Savings | Unadjusted Total | Decrement | Final UC Total Savings | PV Total Savings UC | PV Total Savings TRC | UC B/C Ratio | TRC B/C Ratio
DBTC: | G249 | 18231038 | SMB Virtual Commissioning {G} | [15 empty] | 0 | #DIV/0! | 0 | #DIV/0! | #DIV/0! | 0 | #DIV/0! | #DIV/0! | #DIV/0! | #DIV/0! | 0 | 0 | #N/A | #N/A | #N/A | #N/A | #N/A | #N/A | #N/A | 0 | 0 | 0 | #DIV/0!
0 | [18 empty] | 0 | #DIV/0! | 0 | #DIV/0! | #DIV/0! | 0 | #DIV/0! | #DIV/0! | #DIV/0! | #DIV/0! | 0 | 0 | #N/A | #N/A | #N/A | #N/A | #N/A | #N/A | #N/A | 0 | 0 | 0 | #DIV/0!
Program Costs: | [18 empty] | 0 | #DIV/0! | 0 | #DIV/0! | #DIV/0! | 0 | #DIV/0! | #DIV/0! | #DIV/0! | #DIV/0! | 0 | 0 | #N/A | #N/A | #N/A | #N/A | #N/A | #N/A | #N/A | 0 | 0 | 0 | #DIV/0!
0 | [18 empty] | 0 | #DIV/0! | 0 | #DIV/0! | #DIV/0! | 0 | #DIV/0! | #DIV/0! | #DIV/0! | #DIV/0! | 0 | 0 | #N/A | #N/A | #N/A | #N/A | #N/A | #N/A | #N/A | 0 | 0 | 0 | #DIV/0!
Total Savings (therm): | [18 empty] | 0 | #DIV/0! | 0 | #DIV/0! | #DIV/0! | 0 | #DIV/0! | #DIV/0! | #DIV/0! | #DIV/0! | 0 | 0 | #N/A | #N/A | #N/A | #N/A | #N/A | #N/A | #N/A | 0 | 0 | 0 | #DIV/0!
0 | [18 empty] | 0 | #DIV/0! | 0 | #DIV/0! | #DIV/0! | 0 | #DIV/0! | #DIV/0! | #DIV/0! | #DIV/0! | 0 | 0 | #N/A | #N/A | #N/A | #N/A | #N/A | #N/A | #N/A | 0 | 0 | 0 | #DIV/0!
Total Incentives: | [18 empty] | 0 | #DIV/0! | 0 | #DIV/0! | #DIV/0! | 0 | #DIV/0! | #DIV/0! | #DIV/0! | #DIV/0! | 0 | 0 | #N/A | #N/A | #N/A | #N/A | #N/A | #N/A | #N/A | 0 | 0 | 0 | #DIV/0!
0 | [18 empty] | 0 | #DIV/0! | 0 | #DIV/0! | #DIV/0! | 0 | #DIV/0! | #DIV/0! | #DIV/0! | #DIV/0! | 0 | 0 | #N/A | #N/A | #N/A | #N/A | #N/A | #N/A | #N/A | 0 | 0 | 0 | #DIV/0!
Total Customer Costs: | [18 empty] | 0 | #DIV/0! | 0 | #DIV/0! | #DIV/0! | 0 | #DIV/0! | #DIV/0! | #DIV/0! | #DIV/0! | 0 | 0 | #N/A | #N/A | #N/A | #N/A | #N/A | #N/A | #N/A | 0 | 0 | 0 | #DIV/0!
0 | [18 empty] | 0 | #DIV/0! | 0 | #DIV/0! | #DIV/0! | 0 | #DIV/0! | #DIV/0! | #DIV/0! | #DIV/0! | 0 | 0 | #N/A | #N/A | #N/A | #N/A | #N/A | #N/A | #N/A | 0 | 0 | 0 | #DIV/0!
Weighted Avg Life | [18 empty] | 0 | #DIV/0! | 0 | #DIV/0! | #DIV/0! | 0 | #DIV/0! | #DIV/0! | #DIV/0! | #DIV/0! | 0 | 0 | #N/A | #N/A | #N/A | #N/A | #N/A | #N/A | #N/A | 0 | 0 | 0 | #DIV/0!
#DIV/0! | [18 empty] | 0 | #DIV/0! | 0 | #DIV/0! | #DIV/0! | 0 | #DIV/0! | #DIV/0! | #DIV/0! | #DIV/0! | 0 | 0 | #N/A | #N/A | #N/A | #N/A | #N/A | #N/A | #N/A | 0 | 0 | 0 | #DIV/0!
Total Utility Cost | [18 empty] | 0 | #DIV/0! | 0 | #DIV/0! | #DIV/0! | 0 | #DIV/0! | #DIV/0! | #DIV/0! | #DIV/0! | 0 | 0 | #N/A | #N/A | #N/A | #N/A | #N/A | #N/A | #N/A | 0 | 0 | 0 | #DIV/0!
0 | [18 empty] | 0 | #DIV/0! | 0 | #DIV/0! | #DIV/0! | 0 | #DIV/0! | #DIV/0! | #DIV/0! | #DIV/0! | 0 | 0 | #N/A | #N/A | #N/A | #N/A | #N/A | #N/A | #N/A | 0 | 0 | 0 | #DIV/0!
Total Resource Cost | [18 empty] | 0 | #DIV/0! | 0 | #DIV/0! | #DIV/0! | 0 | #DIV/0! | #DIV/0! | #DIV/0! | #DIV/0! | 0 | 0 | #N/A | #N/A | #N/A | #N/A | #N/A | #N/A | #N/A | 0 | 0 | 0 | #DIV/0!
0 | [18 empty] | 0 | #DIV/0! | 0 | #DIV/0! | #DIV/0! | 0 | #DIV/0! | #DIV/0! | #DIV/0! | #DIV/0! | 0 | 0 | #N/A | #N/A | #N/A | #N/A | #N/A | #N/A | #N/A | 0 | 0 | 0 | #DIV/0!
UC B/C Ratio | [18 empty] | 0 | #DIV/0! | 0 | #DIV/0! | #DIV/0! | 0 | #DIV/0! | #DIV/0! | #DIV/0! | #DIV/0! | 0 | 0 | #N/A | #N/A | #N/A | #N/A | #N/A | #N/A | #N/A | 0 | 0 | 0 | #DIV/0!
#DIV/0! | [18 empty] | 0 | #DIV/0! | 0 | #DIV/0! | #DIV/0! | 0 | #DIV/0! | #DIV/0! | #DIV/0! | #DIV/0! | 0 | 0 | #N/A | #N/A | #N/A | #N/A | #N/A | #N/A | #N/A | 0 | 0 | 0 | #DIV/0!
TRC B/C Ratio | [18 empty] | 0 | #DIV/0! | 0 | #DIV/0! | #DIV/0! | 0 | #DIV/0! | #DIV/0! | #DIV/0! | #DIV/0! | 0 | 0 | #N/A | #N/A | #N/A | #N/A | #N/A | #N/A | #N/A | 0 | 0 | 0 | #DIV/0!
#DIV/0! | [18 empty] | 0 | #DIV/0! | 0 | #DIV/0! | #DIV/0! | 0 | #DIV/0! | #DIV/0! | #DIV/0! | #DIV/0! | 0 | 0 | #N/A | #N/A | #N/A | #N/A | #N/A | #N/A | #N/A | 0 | 0 | 0 | #DIV/0!
Note on W3: Curtis, Kasey Calculates measure savings as a % of total program savings.
Note on X3: Curtis, Kasey: Uses % of measure savings as a proxy for % of program spending.

## TDSM {G}
Rtn to Summary |  | Order Number | Program Name | Discount Rate: | 6.8% | [9 empty] | Paste in incentives but use DBtC for Total
| Program: | 18230267 | Targeted DSM {G}
| paste |  |  | paste | paste | paste | paste | paste | paste | paste | paste | paste | paste | Paste | paste | paste | paste | paste | Formula: G + H | Formula: (O/A10)*T | Formula: N - M | Formula: O/A10 | Formula: W*A8 | Formula: Q - P | Formula: X + DBtC | Formula: Q + X | Formula: Z/(1+GasDiscountRate)^1 | Formula: AA/(1+GasDiscountRate)^1 | Formula: -PV(ElecDiscount Rate,T,R)*J | Formula: -PV(ElecDiscount Rate, T, S)*J |  | AF*J*K |  | AH*J*L | AG + AI |  | AG +AI -AK | formula: Logic to lookup from AC tables and adjust by savings and quantity | Formula: Utility Savings (AM)*1.1+AD+AE | formula: AM/AB | formula: AN/AC
| Sch. No. | Order Number | Program Name | Measure Version | Measure Name | First Period Measure Life | Second period Measure Life | Gas End-Use Type | Number of units offered | Savings per Unit Period 1 | Savngs per Unit Period 2 | Incentives Per Unit | Incremental Measure Cost per Unit | Total First Year Savings | Total Incentive | Total Incremental Measure Cost | Unit First Year Non-Energy Benefits | Unit Annual Net Equipment O&M | Total Measure Life | Weighted Life | Agency or Customer Cost per Unit | Percent Unit overhead | Program Overhead Cost | Total Customer Cost | Total Utility Program Costs | Total Resource Cost | PV Total Utility Program Costs | PV Total Resource Costs | PV Total Non-Energy Benefits | PV Total Net Equipment O&M | Unit PV First period Savings for 1 therm | Total First Period Savings | Unit PV Savings for Second Period for 1 therm | Total Second period Savings | Unadjusted Total | Decrement | Final UC Total Savings | PV Total Savings UC | PV Total Savings TRC | UC B/C Ratio | TRC B/C Ratio
DBTC: |  | 18230267 | Targeted DSM {G} | [15 empty] | 0 | #DIV/0! | 0 | #DIV/0! | #DIV/0! | 0 | #DIV/0! | #DIV/0! | #DIV/0! | #DIV/0! | 0 | 0 | #N/A | #N/A | #N/A | #N/A | #N/A | #N/A | #N/A | 0 | 0 | 0 | #DIV/0!
32000 | [18 empty] | 0 | #DIV/0! | 0 | #DIV/0! | #DIV/0! | 0 | #DIV/0! | #DIV/0! | #DIV/0! | #DIV/0! | 0 | 0 | #N/A | #N/A | #N/A | #N/A | #N/A | #N/A | #N/A | 0 | 0 | 0 | #DIV/0!
Program Costs: | [18 empty] | 0 | #DIV/0! | 0 | #DIV/0! | #DIV/0! | 0 | #DIV/0! | #DIV/0! | #DIV/0! | #DIV/0! | 0 | 0 | #N/A | #N/A | #N/A | #N/A | #N/A | #N/A | #N/A | 0 | 0 | 0 | #DIV/0!
235519.32 | [18 empty] | 0 | #DIV/0! | 0 | #DIV/0! | #DIV/0! | 0 | #DIV/0! | #DIV/0! | #DIV/0! | #DIV/0! | 0 | 0 | #N/A | #N/A | #N/A | #N/A | #N/A | #N/A | #N/A | 0 | 0 | 0 | #DIV/0!
Total Savings (therm): | [18 empty] | 0 | #DIV/0! | 0 | #DIV/0! | #DIV/0! | 0 | #DIV/0! | #DIV/0! | #DIV/0! | #DIV/0! | 0 | 0 | #N/A | #N/A | #N/A | #N/A | #N/A | #N/A | #N/A | 0 | 0 | 0 | #DIV/0!
0 | [18 empty] | 0 | #DIV/0! | 0 | #DIV/0! | #DIV/0! | 0 | #DIV/0! | #DIV/0! | #DIV/0! | #DIV/0! | 0 | 0 | #N/A | #N/A | #N/A | #N/A | #N/A | #N/A | #N/A | 0 | 0 | 0 | #DIV/0!
Total Incentives: | [18 empty] | 0 | #DIV/0! | 0 | #DIV/0! | #DIV/0! | 0 | #DIV/0! | #DIV/0! | #DIV/0! | #DIV/0! | 0 | 0 | #N/A | #N/A | #N/A | #N/A | #N/A | #N/A | #N/A | 0 | 0 | 0 | #DIV/0!
0 | [18 empty] | 0 | #DIV/0! | 0 | #DIV/0! | #DIV/0! | 0 | #DIV/0! | #DIV/0! | #DIV/0! | #DIV/0! | 0 | 0 | #N/A | #N/A | #N/A | #N/A | #N/A | #N/A | #N/A | 0 | 0 | 0 | #DIV/0!
Total Customer Costs: | [18 empty] | 0 | #DIV/0! | 0 | #DIV/0! | #DIV/0! | 0 | #DIV/0! | #DIV/0! | #DIV/0! | #DIV/0! | 0 | 0 | #N/A | #N/A | #N/A | #N/A | #N/A | #N/A | #N/A | 0 | 0 | 0 | #DIV/0!
0 | [18 empty] | 0 | #DIV/0! | 0 | #DIV/0! | #DIV/0! | 0 | #DIV/0! | #DIV/0! | #DIV/0! | #DIV/0! | 0 | 0 | #N/A | #N/A | #N/A | #N/A | #N/A | #N/A | #N/A | 0 | 0 | 0 | #DIV/0!
Weighted Avg Life | [18 empty] | 0 | #DIV/0! | 0 | #DIV/0! | #DIV/0! | 0 | #DIV/0! | #DIV/0! | #DIV/0! | #DIV/0! | 0 | 0 | #N/A | #N/A | #N/A | #N/A | #N/A | #N/A | #N/A | 0 | 0 | 0 | #DIV/0!
#DIV/0! | [18 empty] | 0 | #DIV/0! | 0 | #DIV/0! | #DIV/0! | 0 | #DIV/0! | #DIV/0! | #DIV/0! | #DIV/0! | 0 | 0 | #N/A | #N/A | #N/A | #N/A | #N/A | #N/A | #N/A | 0 | 0 | 0 | #DIV/0!
Total Utility Cost | [18 empty] | 0 | #DIV/0! | 0 | #DIV/0! | #DIV/0! | 0 | #DIV/0! | #DIV/0! | #DIV/0! | #DIV/0! | 0 | 0 | #N/A | #N/A | #N/A | #N/A | #N/A | #N/A | #N/A | 0 | 0 | 0 | #DIV/0!
267519.32 | [18 empty] | 0 | #DIV/0! | 0 | #DIV/0! | #DIV/0! | 0 | #DIV/0! | #DIV/0! | #DIV/0! | #DIV/0! | 0 | 0 | #N/A | #N/A | #N/A | #N/A | #N/A | #N/A | #N/A | 0 | 0 | 0 | #DIV/0!
Total Resource Cost | [18 empty] | 0 | #DIV/0! | 0 | #DIV/0! | #DIV/0! | 0 | #DIV/0! | #DIV/0! | #DIV/0! | #DIV/0! | 0 | 0 | #N/A | #N/A | #N/A | #N/A | #N/A | #N/A | #N/A | 0 | 0 | 0 | #DIV/0!
235519.32 | [18 empty] | 0 | #DIV/0! | 0 | #DIV/0! | #DIV/0! | 0 | #DIV/0! | #DIV/0! | #DIV/0! | #DIV/0! | 0 | 0 | #N/A | #N/A | #N/A | #N/A | #N/A | #N/A | #N/A | 0 | 0 | 0 | #DIV/0!
UC B/C Ratio | [18 empty] | 0 | #DIV/0! | 0 | #DIV/0! | #DIV/0! | 0 | #DIV/0! | #DIV/0! | #DIV/0! | #DIV/0! | 0 | 0 | #N/A | #N/A | #N/A | #N/A | #N/A | #N/A | #N/A | 0 | 0 | 0 | #DIV/0!
#DIV/0! | [18 empty] | 0 | #DIV/0! | 0 | #DIV/0! | #DIV/0! | 0 | #DIV/0! | #DIV/0! | #DIV/0! | #DIV/0! | 0 | 0 | #N/A | #N/A | #N/A | #N/A | #N/A | #N/A | #N/A | 0 | 0 | 0 | #DIV/0!
TRC B/C Ratio | [18 empty] | 0 | #DIV/0! | 0 | #DIV/0! | #DIV/0! | 0 | #DIV/0! | #DIV/0! | #DIV/0! | #DIV/0! | 0 | 0 | #N/A | #N/A | #N/A | #N/A | #N/A | #N/A | #N/A | 0 | 0 | 0 | #DIV/0!
#DIV/0! | [18 empty] | 0 | #DIV/0! | 0 | #DIV/0! | #DIV/0! | 0 | #DIV/0! | #DIV/0! | #DIV/0! | #DIV/0! | 0 | 0 | #N/A | #N/A | #N/A | #N/A | #N/A | #N/A | #N/A | 0 | 0 | 0 | #DIV/0!
Note on W3: Curtis, Kasey Calculates measure savings as a % of total program savings.
Note on X3: Curtis, Kasey: Uses % of measure savings as a proxy for % of program spending.

## ElecAvoidedCostsWOCC
Electric Conservation Cost Effectiveness Standard, 2024-2025
Includes Energy, Capacity, Social Cost of Carbon, Renewable Premium and Equity Premium and does NOT apply the conservation Credit to energy or capacity
Measure Life | Single Family Space Heat | Single Family Heat Pump | Multifamily Space Heat | Multifamily Heat Pump | Residential Water Heat | Residential Refrigerator | Residential Plug Load | Residential Lighting | Residential Dryer | Commercial Space Heat | Commercial Refrigeration | Commercial Cooling | Commercial Cooking | Commercial Lighting | Commercial Flat | Commercial Water Heat
| SF Space Heat | SF Heat Pump | MF Space Heat | MF Heat Pump | Res Water Heat | Res Refrigerator | Res Plug Load | Res Lighting | Res Dryer | Comm Space Heat | Comm Refrigeration | Comm Cooling | Comm Cooking | Comm Lighting | Comm Flat | Comm Water Heat
1 | 0.16733 | 0.16839 | 0.16733 | 0.16839 | 0.13167 | 0.12407 | 0.13006 | 0.13492 | 0.13106 | 0.16487 | 0.123 | 0.11059 | 0.12376 | 0.12902 | 0.12573 | 0.093022
2 | 0.32408 | 0.32625 | 0.32408 | 0.32625 | 0.25487 | 0.24014 | 0.25179 | 0.26118 | 0.25375 | 0.31918 | 0.23815 | 0.21414 | 0.23959 | 0.24986 | 0.2434 | 0.18004
3 | 0.47442 | 0.47781 | 0.47442 | 0.47781 | 0.3738 | 0.35245 | 0.36941 | 0.38305 | 0.37226 | 0.46774 | 0.34967 | 0.31535 | 0.35173 | 0.36676 | 0.35724 | 0.26518
4 | 0.6147 | 0.61934 | 0.6147 | 0.61934 | 0.48455 | 0.45701 | 0.47894 | 0.4966 | 0.4826 | 0.6064 | 0.45349 | 0.40992 | 0.45612 | 0.47564 | 0.46327 | 0.34426
5 | 0.74608 | 0.75194 | 0.74608 | 0.75194 | 0.58771 | 0.55423 | 0.58092 | 0.60246 | 0.58526 | 0.7359 | 0.54998 | 0.49757 | 0.5531 | 0.57677 | 0.5618 | 0.41736
6 | 0.86802 | 0.87521 | 0.86802 | 0.87521 | 0.68345 | 0.64451 | 0.67563 | 0.70079 | 0.68046 | 0.85558 | 0.63963 | 0.57924 | 0.64324 | 0.67052 | 0.65315 | 0.48464
7 | 0.98146 | 0.98998 | 0.98146 | 0.98998 | 0.77214 | 0.72808 | 0.76338 | 0.79197 | 0.76865 | 0.96688 | 0.7226 | 0.65473 | 0.72666 | 0.75732 | 0.7377 | 0.54663
8 | 1.1003 | 1.1101 | 1.1003 | 1.1101 | 0.86776 | 0.81894 | 0.85815 | 0.88994 | 0.86382 | 1.0837 | 0.81292 | 0.73817 | 0.81739 | 0.85123 | 0.82947 | 0.61728
9 | 1.2118 | 1.2229 | 1.2118 | 1.2229 | 0.95737 | 0.90409 | 0.947 | 0.98181 | 0.95306 | 1.1937 | 0.8976 | 0.81655 | 0.90245 | 0.93939 | 0.91558 | 0.68362
10 | 1.3162 | 1.3288 | 1.3162 | 1.3288 | 1.0412 | 0.98376 | 1.0301 | 1.0678 | 1.0364 | 1.2963 | 0.97682 | 0.89015 | 0.98196 | 1.0217 | 0.99604 | 0.74534
11 | 1.4141 | 1.428 | 1.4141 | 1.428 | 1.1199 | 1.0586 | 1.1082 | 1.1486 | 1.1146 | 1.392 | 1.0512 | 0.95929 | 1.0567 | 1.0989 | 1.0715 | 0.80311
12 | 1.5057 | 1.5209 | 1.5057 | 1.5209 | 1.1934 | 1.1286 | 1.1812 | 1.2241 | 1.1877 | 1.4814 | 1.1208 | 1.0243 | 1.1266 | 1.171 | 1.142 | 0.8569
13 | 1.5914 | 1.608 | 1.5914 | 1.608 | 1.2623 | 1.1941 | 1.2495 | 1.2949 | 1.2561 | 1.5652 | 1.1861 | 1.0856 | 1.1921 | 1.2385 | 1.208 | 0.90727
14 | 1.6714 | 1.6892 | 1.6714 | 1.6892 | 1.3264 | 1.2551 | 1.3132 | 1.3608 | 1.3199 | 1.6438 | 1.2469 | 1.1429 | 1.2531 | 1.3016 | 1.2696 | 0.95435
15 | 1.7463 | 1.7654 | 1.7463 | 1.7654 | 1.3864 | 1.3123 | 1.3728 | 1.4225 | 1.3796 | 1.7173 | 1.3038 | 1.1967 | 1.3103 | 1.3607 | 1.3272 | 0.99826
16 | 1.8165 | 1.8369 | 1.8165 | 1.8369 | 1.4425 | 1.3657 | 1.4286 | 1.4803 | 1.4353 | 1.7858 | 1.357 | 1.2469 | 1.3636 | 1.4157 | 1.3809 | 1.039
17 | 1.8826 | 1.9043 | 1.8826 | 1.9043 | 1.4954 | 1.4161 | 1.4812 | 1.5348 | 1.4877 | 1.8499 | 1.4072 | 1.2945 | 1.4141 | 1.4675 | 1.4316 | 1.0773
18 | 1.9446 | 1.9675 | 1.9446 | 1.9675 | 1.5449 | 1.4632 | 1.5304 | 1.5858 | 1.5368 | 1.9103 | 1.4541 | 1.339 | 1.4611 | 1.5158 | 1.4789 | 1.113
19 | 2.0047 | 2.0266 | 2.0024 | 2.0266 | 1.591 | 1.5072 | 1.5763 | 1.6334 | 1.5825 | 1.9665 | 1.498 | 1.3811 | 1.505 | 1.561 | 1.523 | 1.1463
20 | 2.0629 | 2.0817 | 2.0563 | 2.0817 | 1.634 | 1.5482 | 1.6192 | 1.6779 | 1.6252 | 2.0193 | 1.5389 | 1.4205 | 1.5461 | 1.6033 | 1.5643 | 1.1774
21 | 2.1204 | 2.1341 | 2.1074 | 2.1341 | 1.6748 | 1.5871 | 1.6597 | 1.72 | 1.6656 | 2.0692 | 1.5777 | 1.4579 | 1.5849 | 1.6433 | 1.6033 | 1.2068
22 | 2.1763 | 2.1831 | 2.1552 | 2.1831 | 1.7129 | 1.6235 | 1.6977 | 1.7594 | 1.7034 | 2.1154 | 1.614 | 1.4931 | 1.6213 | 1.6805 | 1.6397 | 1.2341
23 | 2.2284 | 2.2273 | 2.1981 | 2.2273 | 1.7468 | 1.6557 | 1.7315 | 1.7945 | 1.7369 | 2.157 | 1.6462 | 1.5242 | 1.6535 | 1.7136 | 1.672 | 1.2577
24 | 2.28 | 2.2693 | 2.239 | 2.2693 | 1.779 | 1.6864 | 1.7636 | 1.8279 | 1.7687 | 2.1964 | 1.6768 | 1.5538 | 1.6841 | 1.745 | 1.7026 | 1.2803
25 | 2.3312 | 2.3093 | 2.2778 | 2.3093 | 1.8096 | 1.7155 | 1.7941 | 1.8597 | 1.799 | 2.2339 | 1.706 | 1.5821 | 1.7133 | 1.7749 | 1.7318 | 1.3019
26 | 2.3821 | 2.3412 | 2.3147 | 2.3472 | 1.8388 | 1.7433 | 1.8232 | 1.8899 | 1.8279 | 2.2695 | 1.7337 | 1.609 | 1.741 | 1.8034 | 1.7596 | 1.3225
27 | 2.4327 | 2.3716 | 2.3497 | 2.3833 | 1.8665 | 1.7697 | 1.8509 | 1.9187 | 1.8553 | 2.3033 | 1.7601 | 1.6347 | 1.7675 | 1.8304 | 1.786 | 1.3422
28 | 2.4831 | 2.4006 | 2.383 | 2.4176 | 1.8929 | 1.7949 | 1.8772 | 1.946 | 1.8814 | 2.3355 | 1.7853 | 1.6592 | 1.7926 | 1.8562 | 1.8112 | 1.361
29 | 2.5333 | 2.4283 | 2.4147 | 2.4502 | 1.9181 | 1.8189 | 1.9022 | 1.9721 | 1.9063 | 2.366 | 1.8092 | 1.6826 | 1.8166 | 1.8807 | 1.8352 | 1.379
30 | 2.5835 | 2.4547 | 2.4448 | 2.4812 | 1.942 | 1.8417 | 1.9261 | 1.9969 | 1.9299 | 2.395 | 1.8321 | 1.7048 | 1.8394 | 1.904 | 1.858 | 1.3962
31 | 2.6481 | 2.516 | 2.5059 | 2.5433 | 1.9905 | 1.8877 | 1.9743 | 2.0468 | 1.9782 | 2.4549 | 1.8779 | 1.7475 | 1.8853 | 1.9516 | 1.9044 | 1.4311
32 | 2.7143 | 2.5789 | 2.5686 | 2.6068 | 2.0403 | 1.9349 | 2.0236 | 2.098 | 2.0276 | 2.5163 | 1.9248 | 1.7911 | 1.9325 | 2.0004 | 1.952 | 1.4669
33 | 2.7821 | 2.6434 | 2.6328 | 2.672 | 2.0913 | 1.9833 | 2.0742 | 2.1504 | 2.0783 | 2.5792 | 1.9729 | 1.8359 | 1.9808 | 2.0504 | 2.0008 | 1.5036
34 | 2.8517 | 2.7095 | 2.6986 | 2.7388 | 2.1436 | 2.0329 | 2.1261 | 2.2042 | 2.1303 | 2.6437 | 2.0222 | 1.8818 | 2.0303 | 2.1017 | 2.0508 | 1.5412
35 | 2.923 | 2.7772 | 2.7661 | 2.8073 | 2.1972 | 2.0837 | 2.1792 | 2.2593 | 2.1835 | 2.7098 | 2.0728 | 1.9289 | 2.0811 | 2.1542 | 2.1021 | 1.5797
36 | 2.9961 | 2.8467 | 2.8352 | 2.8775 | 2.2521 | 2.1358 | 2.2337 | 2.3158 | 2.2381 | 2.7775 | 2.1246 | 1.9771 | 2.1331 | 2.2081 | 2.1547 | 1.6192
37 | 3.071 | 2.9178 | 2.9061 | 2.9494 | 2.3084 | 2.1892 | 2.2895 | 2.3737 | 2.2941 | 2.8469 | 2.1777 | 2.0265 | 2.1864 | 2.2633 | 2.2085 | 1.6597
38 | 3.1477 | 2.9908 | 2.9788 | 3.0231 | 2.3661 | 2.2439 | 2.3468 | 2.433 | 2.3514 | 2.9181 | 2.2322 | 2.0772 | 2.2411 | 2.3199 | 2.2637 | 1.7012
39 | 3.2264 | 3.0655 | 3.0532 | 3.0987 | 2.4253 | 2.3 | 2.4054 | 2.4938 | 2.4102 | 2.9911 | 2.288 | 2.1291 | 2.2971 | 2.3779 | 2.3203 | 1.7437
40 | 3.3071 | 3.1422 | 3.1296 | 3.1762 | 2.4859 | 2.3575 | 2.4656 | 2.5562 | 2.4704 | 3.0658 | 2.3452 | 2.1823 | 2.3545 | 2.4373 | 2.3783 | 1.7873
41 | 3.3898 | 3.2207 | 3.2078 | 3.2556 | 2.548 | 2.4164 | 2.5272 | 2.6201 | 2.5322 | 3.1425 | 2.4038 | 2.2369 | 2.4134 | 2.4982 | 2.4378 | 1.832
42 | 3.4745 | 3.3013 | 3.288 | 3.337 | 2.6117 | 2.4768 | 2.5904 | 2.6856 | 2.5955 | 3.2211 | 2.4639 | 2.2928 | 2.4737 | 2.5607 | 2.4987 | 1.8778
43 | 3.5614 | 3.3838 | 3.3702 | 3.4204 | 2.677 | 2.5388 | 2.6551 | 2.7527 | 2.6604 | 3.3016 | 2.5255 | 2.3501 | 2.5356 | 2.6247 | 2.5612 | 1.9247
44 | 3.6504 | 3.4684 | 3.4545 | 3.5059 | 2.744 | 2.6022 | 2.7215 | 2.8216 | 2.7269 | 3.3841 | 2.5886 | 2.4089 | 2.599 | 2.6903 | 2.6252 | 1.9728
45 | 3.7417 | 3.5551 | 3.5408 | 3.5935 | 2.8126 | 2.6673 | 2.7896 | 2.8921 | 2.7951 | 3.4687 | 2.6534 | 2.4691 | 2.6639 | 2.7576 | 2.6909 | 2.0221

## GasAvoidedCostsWOCC
Gas Conservation Cost Effectiveness Standard, 2024-2025
Includes Both Capacity, Energy, Social Cost of Carbon and CCA price, but does not include 10% conservation credit
|  |  | For MFNC |  | For MFNC | For MFNC
Measure Life | Single Family Space Heat | Single Family Water Heat | OFFICE_SPACE_HEAT_FURNACE | RESTAURANT_COOKING | RESTAURANT_WATER_HEAT | Industrial
| SF Space Heat | Res Water Heat | Comm Space Heat | Comm Cooking | Comm Water Heat | Comm Flat
1 | 1.3548 | 1.2783 | 1.409 | 1.2702 | 1.2717 | 1.2606
2 | 2.6703 | 2.5256 | 2.7746 | 2.5099 | 2.5128 | 2.4917
3 | 3.9277 | 3.7196 | 4.0785 | 3.6967 | 3.7009 | 3.6704
4 | 5.1055 | 4.8397 | 5.2985 | 4.8105 | 4.8158 | 4.7766
5 | 6.2377 | 5.9186 | 6.4709 | 5.8834 | 5.8897 | 5.8423
6 | 7.3091 | 6.9446 | 7.5781 | 6.9041 | 6.9113 | 6.857
7 | 8.2966 | 7.8938 | 8.5974 | 7.8487 | 7.8566 | 7.7964
8 | 9.2403 | 8.8056 | 9.5693 | 8.7565 | 8.765 | 8.7
9 | 10.1718 | 9.7087 | 10.5271 | 9.6558 | 9.6648 | 9.5954
10 | 11.0972 | 10.605 | 11.4785 | 10.5484 | 10.558 | 10.4841
11 | 12.0133 | 11.4956 | 12.418 | 11.4357 | 11.4457 | 11.3679
12 | 12.9217 | 12.38 | 13.3487 | 12.317 | 12.3273 | 12.246
13 | 13.7962 | 13.2327 | 14.2432 | 13.167 | 13.1775 | 13.0927
14 | 14.6477 | 14.0642 | 15.1135 | 13.9958 | 14.0066 | 13.9187
15 | 15.4825 | 14.8799 | 15.9666 | 14.809 | 14.82 | 14.7291
16 | 16.2971 | 15.6769 | 16.7983 | 15.6036 | 15.6148 | 15.5212
17 | 17.0943 | 16.4582 | 17.6106 | 16.383 | 16.3943 | 16.2981
18 | 17.8761 | 17.2257 | 18.4073 | 17.1484 | 17.1598 | 17.0615
19 | 18.6457 | 17.9804 | 19.1912 | 17.9012 | 17.9127 | 17.812
20 | 19.3955 | 18.7153 | 19.955 | 18.6343 | 18.6458 | 18.543
21 | 20.126 | 19.4309 | 20.699 | 19.3479 | 19.3596 | 19.2545
22 | 20.8382 | 20.1305 | 21.4237 | 20.0458 | 20.0575 | 19.9506
23 | 21.5348 | 20.8148 | 22.1323 | 20.7285 | 20.7403 | 20.6317
24 | 22.2204 | 21.4889 | 22.8296 | 21.4009 | 21.4128 | 21.3026
25 | 22.8913 | 22.1475 | 23.5117 | 22.058 | 22.0699 | 21.958
26 | 23.544 | 22.7889 | 24.1753 | 22.6979 | 22.7099 | 22.5964
27 | 24.1814 | 23.4145 | 24.8232 | 23.3221 | 23.3341 | 23.219
28 | 24.7926 | 24.0146 | 25.4443 | 23.9208 | 23.9328 | 23.8163
29 | 25.3787 | 24.5903 | 26.0397 | 24.4952 | 24.5073 | 24.3893
30 | 25.9408 | 25.1467 | 26.6201 | 25.05 | 25.0622 | 24.9425
31 | 26.5893 | 25.7754 | 27.2857 | 25.6763 | 25.6887 | 25.566
32 | 27.254 | 26.4197 | 27.9678 | 26.3182 | 26.331 | 26.2052
33 | 27.9354 | 27.0802 | 28.667 | 26.9761 | 26.9892 | 26.8603
34 | 28.6337 | 27.7572 | 29.3837 | 27.6506 | 27.664 | 27.5318
35 | 29.3496 | 28.4512 | 30.1183 | 28.3418 | 28.3556 | 28.2201
36 | 30.0833 | 29.1625 | 30.8712 | 29.0504 | 29.0645 | 28.9256
37 | 30.8354 | 29.8915 | 31.643 | 29.7766 | 29.7911 | 29.6488
38 | 31.6063 | 30.6388 | 32.4341 | 30.521 | 30.5359 | 30.39
39 | 32.3964 | 31.4048 | 33.2449 | 31.2841 | 31.2992 | 31.1497
40 | 33.2064 | 32.1899 | 34.076 | 32.0662 | 32.0817 | 31.9285
41 | 34.0365 | 32.9946 | 34.9279 | 32.8678 | 32.8838 | 32.7267
42 | 34.8874 | 33.8195 | 35.8011 | 33.6895 | 33.7059 | 33.5449
43 | 35.7596 | 34.665 | 36.6962 | 34.5318 | 34.5485 | 34.3835
44 | 36.6536 | 35.5316 | 37.6136 | 35.395 | 35.4122 | 35.2431
45 | 37.5699 | 36.4199 | 38.5539 | 36.2799 | 36.2975 | 36.1241