## 2017 Electric Measures
Schedule | Order Number | Program Description | Fuel Type | Measure Name | Savings | UOM | Unit Type | Measure Cost | Incentive | Measure Life | End Use
E201 | 18230611 | Low Income Weatherization | Electricity | Shareholder | 0 | kWh | calculated
E201 | 18230611 | Low Income Weatherization | Electricity | Repairs | 0 | kWh | calculated | 1471945.18 | 1471945.18 | 1
E201 | 18230611 | Low Income Weatherization | Electricity | Appliances: Refrigerator Replacement ~ TE, MH | 503 | kWh | per unit | 545 | 545 | 22 | Res Refrigerator
E201 | 18230611 | Low Income Weatherization | Electricity | Appliances: Refrigerator Replacement ~ TE, SF | 503 | kWh | per unit | 545 | 545 | 22 | Res Refrigerator
E201 | 18230611 | Low Income Weatherization | Electricity | Furnace / Heating: Ductless Heat Pump ~ TE, SF | 2645.44 | kWh | per unit | 3407 | 3407 | 15 | SF Space Heat
E201 | 18230611 | Low Income Weatherization | Electricity | Furnace / Heating: Ductless Heat Pump ~ TE, MH | 3447.84 | kWh | per unit | 4130 | 3407 | 15 | SF Space Heat
E201 | 18230611 | Low Income Weatherization | Electricity | Insulation, Ceiling: Attic Insulation (R0 to R19) ~ TE, MH | 0.5 | kWh | square foot | 1.1 | 1.1 | 25 | SF Space Heat
E201 | 18230611 | Low Income Weatherization | Electricity | Insulation, Attic: R0 to R30 ~ TE, MH | 0.3 | kWh | square foot | 2.1 | 1.25 | 25 | SF Space Heat
E201 | 18230611 | Low Income Weatherization | Electricity | Insulation, Ceiling: Attic Insulation (R0 to R38) ~ TE, MF | 1.2 | kWh | square foot | 2.43 | 2.43 | 30 | MF Space Heat
E201 | 18230611 | Low Income Weatherization | Electricity | Insulation, Ceiling: Attic Insulation (R0 to R38) ~ TE, SF | 2.2 | kWh | square foot | 2.43 | 2.43 | 30 | SF Space Heat
E201 | 18230611 | Low Income Weatherization | Electricity | Insulation, Ceiling: Attic Insulation (R11 to R38) ~ TE, MF | 1.39 | kWh | square foot | 1.95 | 1.95 | 30 | MF Space Heat
E201 | 18230611 | Low Income Weatherization | Electricity | Insulation, Ceiling: Attic Insulation (R11 to R38) ~ TE, SF | 0.47 | kWh | square foot | 1.95 | 1.95 | 30 | SF Space Heat
E201 | 18230611 | Low Income Weatherization | Electricity | Insulation, Ceiling: Attic Insulation (R19 to R38) ~ TE, MF | 0.3 | kWh | square foot | 1.35 | 1.35 | 30 | MF Space Heat
E201 | 18230611 | Low Income Weatherization | Electricity | Insulation, Ceiling: Attic Insulation (R19 to R38) ~ TE, SF | 0.22 | kWh | square foot | 1.35 | 1.35 | 30 | SF Space Heat
E201 | 18230611 | Low Income Weatherization | Electricity | Insulation: Duct Insulation (R0-R11) ~ TE, SF | 4.65 | kWh | linear foot | 6.46 | 6.46 | 30 | SF Space Heat
E201 | 18230611 | Low Income Weatherization | Electricity | Insulation: Floor Insulation (R0-R19) ~ TE, MF | 1.1 | kWh | square foot | 1.87 | 1.87 | 30 | MF Space Heat
E201 | 18230611 | Low Income Weatherization | Electricity | Insulation: Floor Insulation (R0-R19) ~ TE, SF | 0.91 | kWh | square foot | 1.87 | 1.87 | 30 | SF Space Heat
E201 | 18230611 | Low Income Weatherization | Electricity | Insulation: Floor (R0 to R22) ~ TE, MH | 0.5 | kWh | square foot | 2.26 | 1.5 | 25 | SF Space Heat
E201 | 18230611 | Low Income Weatherization | Electricity | Insulation: Floor Insulation (R0-R30) ~ TE, MH | 1.47 | kWh | square foot | 2.46 | 2.46 | 25 | SF Space Heat
E201 | 18230611 | Low Income Weatherization | Electricity | Insulation: Floor Insulation (R0-R30) ~ TE, SF | 1.02 | kWh | square foot | 2.2 | 2.2 | 30 | SF Space Heat
E201 | 18230611 | Low Income Weatherization | Electricity | Insulation: Floor (R11 to R22) ~ TE, MH | 0.2 | kWh | square foot | 1.4 | 1.25 | 25 | SF Space Heat
E201 | 18230611 | Low Income Weatherization | Electricity | Insulation: Floor Insulation (R11-R30) ~ TE, MF | 0.66 | kWh | square foot | 1.13 | 1.13 | 30 | MF Space Heat
E201 | 18230611 | Low Income Weatherization | Electricity | Insulation: Floor Insulation (R11-R30) ~ TE, SF | 0.61 | kWh | square foot | 1.38 | 1.38 | 30 | SF Space Heat
E201 | 18230611 | Low Income Weatherization | Electricity | Insulation: Wall Insulation (R0-R11) ~ TE, MF | 2 | kWh | square foot | 2.75 | 2.75 | 30 | SF Space Heat
E201 | 18230611 | Low Income Weatherization | Electricity | Insulation: Wall Insulation (R0-R11) ~ TE, MH | 1.68 | kWh | square foot | 2.75 | 2.75 | 25 | SF Space Heat
E201 | 18230611 | Low Income Weatherization | Electricity | Insulation: Wall Insulation (R0-R11) ~ TE, SF | 1.78 | kWh | square foot | 2.75 | 2.75 | 30 | SF Space Heat
E201 | 18230611 | Low Income Weatherization | Electricity | Low Cost: Showerheads 2.0 GPM ~ TE, MF | 139 | kWh | per unit | 40.5 | 40.5 | 10 | Res Water Heat
E201 | 18230611 | Low Income Weatherization | Electricity | Low Cost: Showerheads 2.0 GPM ~ TE, MH | 139 | kWh | per unit | 40.5 | 40.5 | 10 | Res Water Heat
E201 | 18230611 | Low Income Weatherization | Electricity | Low Cost: Showerheads 2.0 GPM~ TE, SF | 139 | kWh | per unit | 40.5 | 40.5 | 10 | Res Water Heat
E201 | 18230611 | Low Income Weatherization | Electricity | Duct Sealing: Duct Sealing ~ TE, MH | 973 | kWh | per unit | 500 | 500 | 18 | SF Space Heat
E201 | 18230611 | Low Income Weatherization | Electricity | Duct Sealing: Duct Sealing ~ TE, SF | 735 | kWh | per unit | 500 | 500 | 20 | SF Space Heat
E201 | 18230611 | Low Income Weatherization | Electricity | Structure Sealing: Shell Sealing ~ TE, MH | 0.2 | kWh | square foot | 1 | 1 | 25 | SF Space Heat
E201 | 18230611 | Low Income Weatherization | Electricity | Structure Sealing: Shell Sealing ~ TE, SF | 0.48 | kWh | square foot | 1 | 1 | 15 | SF Space Heat
E201 | 18230611 | Low Income Weatherization | Electricity | MF Air Sealing~All Areas | 2.18 | kWh | square foot | 2.18 | 2.18 | 30 | MF Space Heat
E201 | 18230611 | Low Income Weatherization | Electricity | ENERGY STAR Whole House Ventilation w/Air Sealing~MF | 143 | kWh | per unit | 250 | 250 | 15 | MF Space Heat
E201 | 18230611 | Low Income Weatherization | Electricity | EnergyStar Whole House Ventilation ~ TE, MF | 143 | kWh | per unit | 50 | 50 | 15 | MF Space Heat
E201 | 18230611 | Low Income Weatherization | Electricity | EnergyStar Whole House Ventilation ~ TE, MH | 143 | kWh | per unit | 50 | 50 | 15 | SF Space Heat
E201 | 18230611 | Low Income Weatherization | Electricity | EnergyStar Whole House Ventilation ~ TE, SF | 143 | kWh | per unit | 50 | 50 | 15 | SF Space Heat
E201 | 18230611 | Low Income Weatherization | Electricity | Water Heater: Pipe Insulation ~ TE, MF | 20 | kWh | linear foot | 20 | 20 | 15 | Res Water Heat
E201 | 18230611 | Low Income Weatherization | Electricity | Water Heater: Pipe Insulation ~ TE, MH | 20 | kWh | linear foot | 20 | 20 | 15 | Res Water Heat
E201 | 18230611 | Low Income Weatherization | Electricity | Water Heater: Pipe Insulation ~ TE, SF | 20 | kWh | linear foot | 20 | 20 | 15 | Res Water Heat
E201 | 18230611 | Low Income Weatherization | Electricity | Windows: Windows - Early Double to EF Double ~ TE, MH | 12.26 | kWh | square foot | 32.52 | 10 | 25 | SF Space Heat
E201 | 18230611 | Low Income Weatherization | Electricity | Windows: Windows - Single to Double Pane ~ TE, MH | 20.11 | kWh | square foot | 32.52 | 12 | 25 | SF Space Heat
E201 | 18230611 | Low Income Weatherization | Electricity | Windows: Windows - Single to Double Pane ~ TE, SF | 11.4 | kWh | square foot | 32.52 | 13 | 30 | MF Space Heat
E201 | 18230611 | Low Income Weatherization | Electricity | Thermostat: Electronic ~ TE, SF | 49 | kWh | per unit | 67.5 | 67.5 | 15 | SF Space Heat
E201 | 18230611 | Low Income Weatherization | Electricity | SIR Measure: DHPs (Treat Savings) | 588506 | kWh | calculated | 728951.7 | 728951.7 | 15 | MF Space Heat
E201 | 18230611 | Low Income Weatherization | Electricity | SIR measure: HPWH (Treat Savings) | 223191 | kWh | calculated | 66000 | 66000 | 15 | MF Space Heat
E201 | 18230611 | Low Income Weatherization | Electricity | LED A Lamps~TE, MF (SIR Measure--Prescriptive Savings) | 16.52 | kWh | per unit | 15 | 15 | 12 | Res Lighting
E201 | 18230611 | Low Income Weatherization | Electricity | LED A Lamps~TE, MH (SIR Measure--Prescriptive Savings) | 20.67 | kWh | per unit | 15 | 15 | 12 | Res Lighting
E201 | 18230611 | Low Income Weatherization | Electricity | LED A Lamps~TE, SF (SIR Measure--Prescriptive Savings) | 20.67 | kWh | per unit | 15 | 15 | 12 | Res Lighting
E201 | 18230611 | Low Income Weatherization | Electricity | LED MR 16~TE, MF (SIR Measure--Prescriptive Savings) | 20.8 | kWh | per unit | 15 | 15 | 12 | Res Lighting
E201 | 18230611 | Low Income Weatherization | Electricity | LED MR 16~TE, SF (SIR Measure--Prescriptive Savings) | 20.19 | kWh | per unit | 15 | 15 | 12 | Res Lighting
E201 | 18230611 | Low Income Weatherization | Electricity | LED Candelabra~TE, MF (SIR Measure--Prescriptive Savings) | 9.09 | kWh | per unit | 15 | 15 | 12 | Res Lighting
E201 | 18230611 | Low Income Weatherization | Electricity | LED Candelabra~TE, SF (SIR Measure--Prescriptive Savings) | 16.01 | kWh | per unit | 15 | 15 | 12 | Res Lighting
E201 | 18230611 | Low Income Weatherization | Electricity | Heat Pump Water Heater Tier 1 ~ TE, SF | 1069 | kWh | per unit | 900 | 900 | 13 | Res Water Heat
E201 | 18230611 | Low Income Weatherization | Electricity | Heat Pump Water Heater Tier 1 ~ TE, MH | 1069 | kWh | per unit | 900 | 900 | 13 | Res Water Heat
E201 | 18230611 | Low Income Weatherization | Electricity | Heat Pump Water Heater Tier 2 ~ TE, SF | 1518 | kWh | per unit | 1369 | 1369 | 13 | Res Water Heat
E201 | 18230611 | Low Income Weatherization | Electricity | Heat Pump Water Heater Tier 2 ~ TE, MH | 1518 | kWh | per unit | 1369 | 1369 | 13 | Res Water Heat
E201 | 18230611 | Low Income Weatherization | Electricity | Advanced Power Strip Direct Install ~SF | 216 | kWh | per unit | 55 | 55 | 5 | Res Plug Load
E201 | 18230611 | Low Income Weatherization | Electricity | Advanced Power Strip Direct Install ~MF | 216 | kWh | per unit | 55 | 55 | 5 | Res Plug Load
E201 | 18230611 | Low Income Weatherization | Electricity | Advanced Power Strip Direct Install ~MH | 216 | kWh | per unit | 55 | 55 | 5 | Res Plug Load
E201 | 18230611 | Low Income Weatherization | Electricity | LED Candelabra "TE, MH (SIR Measure--Prescriptive Savings) | 16.01 | kWh | per unit | 15 | 15 | 12 | Res Lighting
E201 | 18230611 | Low Income Weatherization | Electricity | LED Globe "TE, SF (SIR Measure--Prescriptive Savings) | 18.09 | kWh | per unit | 15 | 15 | 12 | Res Lighting
E201 | 18230611 | Low Income Weatherization | Electricity | LED Globe "TE, MF (SIR Measure--Prescriptive Savings) | 14.15 | kWh | per unit | 15 | 15 | 12 | Res Lighting
E201 | 18230611 | Low Income Weatherization | Electricity | LED Globe "TE, MH (SIR Measure--Prescriptive Savings) | 18.09 | kWh | per unit | 15 | 15 | 12 | Res Lighting
E201 | 18230611 | Low Income Weatherization | Electricity | T8 Retrofit LED, "TE, MF (SIR Measure--Prescriptive Savings) | 9.66 | kWh | per unit | 15 | 15 | 12 | Res Lighting
E201 | 18230611 | Low Income Weatherization | Electricity | Aerator - 1.5 gpm EWH - Direct Install, SF | 36.73 | kWh | per unit | 2.1 | 2.1 | 10 | Res Water Heat
E201 | 18230611 | Low Income Weatherization | Electricity | Aerator - 1.5 gpm EWH - Direct Install, MF | 44.84 | kWh | per unit | 2.1 | 2.1 | 10 | Res Water Heat
E201 | 18230611 | Low Income Weatherization | Electricity | Aerator - 1.5 gpm EWH - Direct Install, MH | 36.73 | kWh | per unit | 2.1 | 2.1 | 10 | Res Water Heat
E201 | 18230611 | Low Income Weatherization | Electricity | Insulation, Ceiling: Attic Insulation (R0 to R49) ~ TE, SF | 2.23 | kWh | square foot | 2.43 | 2.43 | 30 | SF Space Heat
E201 | 18230611 | Low Income Weatherization | Electricity | Insulation, Ceiling: Attic Insulation (R0 to R49) ~ TE, MF | 1.2 | kWh | square foot | 2.43 | 2.43 | 30 | MF Space Heat
E201 | 18230611 | Low Income Weatherization | Electricity | Insulation, Ceiling: Attic Insulation (R11 to R49) ~ TE, SF | 0.51 | kWh | square foot | 1.95 | 1.95 | 30 | SF Space Heat
E201 | 18230611 | Low Income Weatherization | Electricity | Insulation, Ceiling: Attic Insulation (R19 to R49) ~ TE, MF | 0.4 | kWh | square foot | 1.95 | 1.95 | 30 | MF Space Heat
E201 | 18230611 | Low Income Weatherization | Electricity | Thermostat: Electronic ~ TE, MF | 49 | kWh | per unit | 67.5 | 67.5 | 15 | MF Space Heat
E201 | 18230611 | Low Income Weatherization | Electricity | Thermostat: Electronic ~ TE, MH | 49 | kWh | per unit | 67.5 | 67.5 | 15 | SF Space Heat
E214 | 18230625 | HomePrint | Electricity | A-Lamp LED - DI | 20.67 | kWh | per unit | 3.65 | 3.65 | 12 | Res Lighting
E214 | 18230625 | HomePrint | Electricity | APS - Advanced Power Strip | 216 | kWh | per unit | 42 | 42 | 5 | Res Plug Load
E214 | 18230625 | HomePrint | Electricity | Globe LED - DI | 18.09 | kWh | per unit | 5.3 | 5.3 | 12 | Res Lighting
E214 | 18230625 | HomePrint | Electricity | Reflector LED - BR30 | 39.41 | kWh | per unit | 5.3 | 5.3 | 12 | Res Lighting
E214 | 18230625 | HomePrint | Electricity | Showerhead - Fixed - leave behind | 238 | kWh | per unit | 3.95 | 3.95 | 10 | Res Water Heat
E214 | 18230625 | HomePrint | Electricity | Residentail Aerators 1 GPM | 53 | kWh | per unit | 0.54 | 0.54 | 10 | Res Water Heat
E214 | 18230625 | HomePrint | Electricity | Residentail Aerators 1.5 GPM | 31 | kWh | per unit | 1.41 | 1.41 | 10 | Res Water Heat
E214 | 18230625 | HomePrint | Electricity | MH - Reflector LED - BR30 | 39.41 | kWh | per unit | 5.3 | 5.3 | 12 | Res Lighting
E214 | 18230625 | HomePrint | Electricity | MH - A-lamp LED | 20.67 | kWh | per unit | 3.65 | 3.65 | 12 | Res Lighting
E214 | 18230625 | HomePrint | Electricity | MH - Globe LED | 18.09 | kWh | per unit | 5.3 | 5.3 | 12 | Res Lighting
E214 | 18230625 | HomePrint | Electricity | MH - HEA - Franklin | 0 | kWh | per home | 115 | 115 | 1 | SF Space Heat
E214 | 18230625 | HomePrint | Electricity | MH - HEA - CAN | 0 | kWh | per home | 100 | 100 | 1 | SF Space Heat
E214 | 18230625 | HomePrint | Electricity | Showerhead - HH - leave behind | 238 | kWh | per unit | 9.48 | 9.48 | 10 | Res Water Heat
E214 | 18230625 | HomePrint | Electricity | HEA - Franklin | 0 | kWh | per home | 144 | 144 | 1 | SF Space Heat
E214 | 18230625 | HomePrint | Electricity | HEA - CAN | 0 | kWh | per home | 121 | 121 | 1 | SF Space Heat
E214 | 18230625 | HomePrint | Electricity | EIE - Water Treatment Savings - Gas SH | 7 | kWh | per unit | 0 | 0 | 10 | Res Water Heat
E214 | 18230626 | SF Existing Water Heat | Electricity | NEEA Northern Climate Specs Heat Pump Water Heater - Tier 1 | 1069 | kWh | per unit | 854 | 500 | 13 | Res Water Heat
E214 | 18230626 | SF Existing Water Heat | Electricity | NEEA Northern Climate Specs Heat Pump Water Heater - Tier 2 | 1592 | kWh | per unit | 870 | 800 | 13 | Res Water Heat
E214 | 18230626 | SF Existing Water Heat | Electricity | NEEA Northern Climate Specs Heat Pump Water Heater- Tier 3 | 1699 | kWh | per unit | 870 | 800 | 13 | Res Water Heat
E214 | 18230628 | SF Existing Space Heat | Electricity | Ductless Heat Pump | 2659 | kWh | per unit | 3536 | 800 | 15 | SF Heat Pump
E214 | 18230628 | SF Existing Space Heat | Electricity | Ductless Heat Pump (Manufactured Homes) | 3343 | kWh | per unit | 3536 | 800 | 15 | SF Heat Pump
E214 | 18230628 | SF Existing Space Heat | Electricity | Energy Star Geothermal Heat Pump | 4037 | kWh | per home | 3889 | 1500 | 30 | SF Heat Pump
E214 | 18230628 | SF Existing Space Heat | Electricity | Energy Star Heat Pump - Tier 2 = 9.0 HSPF, 14 SEER | 109 | kWh | per unit | 81 | 350 | 15 | SF Heat Pump
E214 | 18230628 | SF Existing Space Heat | Electricity | Forced-air-furnace to Heat Pump Conversion (>= 8.5 HSPF, 14 SEER) | 3528 | kWh | per home | 2881 | 1500 | 15 | SF Heat Pump
E214 | 18230628 | SF Existing Space Heat | Electricity | Heat Pump Sizing & Lock out Controls | 630 | kWh | per home | 512 | 300 | 15 | SF Heat Pump
E214 | 18230628 | SF Existing Space Heat | Electricity | NEW Energy Star Heat Pump - Tier 3 = 10.0 HSPF, 16 SEER | 939 | kWh | per unit | 1688 | 800 | 20 | SF Heat Pump
E214 | 18230628 | SF Existing Space Heat | Electricity | Ductless Heat Pump | 2659 | kWh | per unit | 3536 | 1200 | 15 | SF Heat Pump
E214 | 18230627 | SF Existing Weatherization | Electricity | Air Sealing CFM50 - FAF | 0.54 | kWh | per unit | 0.66 | 0.66 | 15 | SF Space Heat
E214 | 18230627 | SF Existing Weatherization | Electricity | Air Sealing CFM50 - HP | 0.24 | kWh | per unit | 0.66 | 0.66 | 15 | SF Space Heat
E214 | 18230627 | SF Existing Weatherization | Electricity | Air Sealing CFM50 - Zonal | 0.44 | kWh | per unit | 0.66 | 0.66 | 15 | SF Space Heat
E214 | 18230627 | SF Existing Weatherization | Electricity | Attic Insulation R-0 to R-49 FAF | 2.35 | kWh | square foot | 1.12 | 0.33 | 30 | SF Space Heat
E214 | 18230627 | SF Existing Weatherization | Electricity | Attic Insulation R-0 to R-49 HP | 1.33 | kWh | square foot | 1.12 | 0.33 | 30 | SF Space Heat
E214 | 18230627 | SF Existing Weatherization | Electricity | Attic Insulation R-0 to R-49 Zonal | 2.16 | kWh | square foot | 1.12 | 0.33 | 30 | SF Space Heat
E214 | 18230627 | SF Existing Weatherization | Electricity | Attic Insulation R-11 to R-49 - FAF | 0.62 | kWh | square foot | 0.98 | 0.33 | 30 | SF Space Heat
E214 | 18230627 | SF Existing Weatherization | Electricity | Attic Insulation R-11 to R-49 - HP | 0.26 | kWh | square foot | 0.98 | 0.33 | 30 | SF Space Heat
E214 | 18230627 | SF Existing Weatherization | Electricity | Attic Insulation R-11 to R-49 - Zonal | 0.44 | kWh | square foot | 0.98 | 0.33 | 30 | SF Space Heat
E214 | 18230627 | SF Existing Weatherization | Electricity | Energy Star Whole House Ventilation | 81 | kWh | per unit | 50 | 50 | 10 | Res Plug Load
E214 | 18230627 | SF Existing Weatherization | Electricity | Floor Insulation R-0 to R-30 FAF | 1 | kWh | square foot | 1.32 | 0.11 | 30 | SF Space Heat
E214 | 18230627 | SF Existing Weatherization | Electricity | Floor Insulation R-0 to R-30 HP | 0.18 | kWh | square foot | 1.32 | 0.11 | 30 | SF Space Heat
E214 | 18230627 | SF Existing Weatherization | Electricity | Floor Insulation R-0 to R-30 Zonal | 1.03 | kWh | square foot | 1.32 | 0.11 | 30 | SF Space Heat
E214 | 18230627 | SF Existing Weatherization | Electricity | Home Performance with Energy Star | 0 | kWh | per home | 600 | 400 | 1 | SF Space Heat
E214 | 18230627 | SF Existing Weatherization | Electricity | Wall Insulation R-0 to R-13 FAF | 2.23 | kWh | square foot | 1.39 | 0.22 | 30 | SF Space Heat
E214 | 18230627 | SF Existing Weatherization | Electricity | Wall Insulation R-0 to R-13 HP | 0.96 | kWh | square foot | 1.39 | 0.22 | 30 | SF Space Heat
E214 | 18230627 | SF Existing Weatherization | Electricity | Wall Insulation R-0 to R-13 Zonal | 1.53 | kWh | square foot | 1.39 | 0.22 | 30 | SF Space Heat
E214 | 18230627 | SF Existing Weatherization | Electricity | Windows - Single Pane to U.30 - FAF | 15.8 | kWh | square foot | 20.5 | 2.78 | 30 | SF Space Heat
E214 | 18230627 | SF Existing Weatherization | Electricity | Windows - Single Pane to U.30 - HP | 6.99 | kWh | square foot | 20.5 | 2.78 | 30 | SF Space Heat
E214 | 18230627 | SF Existing Weatherization | Electricity | Windows - Single Pane to U.30 - Zonal | 8.92 | kWh | square foot | 20.5 | 2.78 | 30 | SF Space Heat
E214 | 18230627 | SF Existing Weatherization | Electricity | Prescriptive air sealing - Attic | 0.14 | kWh | square foot | 0.2 | 0.09 | 30 | SF Space Heat
E214 | 18230627 | SF Existing Weatherization | Electricity | Energy Star Whole House Ventilation with Air Sealing | 81 | kWh | per unit | 250 | 150 | 10 | Res Plug Load
E214 | 18230627 | SF Existing Weatherization | Electricity | Duct Sealing Only - FAF | 1049 | kWh | per home | 608.58 | 300 | 20 | SF Space Heat
E214 | 18230627 | SF Existing Weatherization | Electricity | Duct Sealing Only - HP | 752 | kWh | per home | 608.58 | 300 | 20 | SF Space Heat
E214 | 18230627 | SF Existing Weatherization | Electricity | Prescriptive air sealing - Crawl Space | 0.14 | kWh | square foot | 0.2 | 0.09 | 30 | SF Space Heat
E214 | 18230627 | SF Existing Weatherization | Electricity | MH - Single Pane to U.30 - Resistance | 9.98 | kWh | square foot | 17.81 | 2.78 | 30 | SF Space Heat
E214 | 18230627 | SF Existing Weatherization | Electricity | MH - Single Pane to U.30 - HP | 9.98 | kWh | square foot | 17.81 | 2.78 | 30 | SF Space Heat
E214 | 18230627 | SF Existing Weatherization | Electricity | MH - Floor Insulation - R-0 to R-22 - Resistance | 0.46 | kWh | square foot | 1.39 | 0.55 | 25 | SF Space Heat
E214 | 18230627 | SF Existing Weatherization | Electricity | MH - Floor Insulation - R-0 to R-22 - HP | 0.46 | kWh | square foot | 1.39 | 0.55 | 25 | SF Space Heat
E214 | 18230627 | SF Existing Weatherization | Electricity | MH - Prescriptive Duct Sealing - Single - Resistance | 973 | kWh | per home | 418 | 200 | 18 | SF Space Heat
E214 | 18230627 | SF Existing Weatherization | Electricity | MH - Prescriptive Duct Sealing - Single - HP | 615 | kWh | per home | 418 | 200 | 18 | SF Space Heat
E214 | 18230627 | SF Existing Weatherization | Electricity | MH - Prescriptive Duct Selaing - Double/Triple - Resistance | 973 | kWh | per home | 418 | 400 | 18 | SF Space Heat
E214 | 18230627 | SF Existing Weatherization | Electricity | MH - Prescriptive Duct Sealing - Double/Triple - HP | 615 | kWh | per home | 418 | 400 | 18 | SF Space Heat
E214 | 18230461 | Home Energy Reports | Electricity | Home Energy Reports (Original) Electric | 0 | kWh | per home | 3.11 | 3.11 | 2 | Res Lighting
E214 | 18230434 | Home Appliances | Electricity | Advanced Power Strips | 216 | kWh | per unit | 55 | 45 | 5 | Res Plug Load
E214 | 18230434 | Home Appliances | Electricity | Clothes Washer Replacement Electric WH / Electric Dryer - Frontload | 848 | kWh | per unit | 717 | 717 | 11 | Res Water Heat
E214 | 18230434 | Home Appliances | Electricity | Freezer Decomm | 444 | kWh | per unit | 125.99 | 111 | 5 | Res Refrigerator
E214 | 18230434 | Home Appliances | Electricity | LED: Engagement - Appl Repl | 11.32 | kWh | per unit | 1.59 | 2 | 12 | Res Lighting
E214 | 18230434 | Home Appliances | Electricity | Refrigerator CEE Tier 1 | 9 | kWh | per unit | 27 | 25 | 15 | Res Refrigerator
E214 | 18230434 | Home Appliances | Electricity | Refrigerator CEE Tier 2 | 42 | kWh | per unit | 122 | 50 | 15 | Res Refrigerator
E214 | 18230434 | Home Appliances | Electricity | Refrigerator CEE Tier 3 | 98 | kWh | per unit | 211 | 75 | 15 | Res Refrigerator
E214 | 18230434 | Home Appliances | Electricity | Refrigerator Decomm | 289 | kWh | per unit | 199.5 | 111 | 6 | Res Refrigerator
E214 | 18230434 | Home Appliances | Electricity | Refrigerator Replacement Year 1-10 | 494 | kWh | per unit | 600 | 600 | 10 | Res Refrigerator
E214 | 18230434 | Home Appliances | Electricity | Refrigerator Replacement Year 1-15 | 9 | kWh | per unit | 100 | 100 | 15 | Res Refrigerator
E214 | 18230434 | Home Appliances | Electricity | Showerhead - Engagement_C - Appl Repl - 1.5 gpm (E) | 103 | kWh | per unit | 6.67 | 6.67 | 10 | Res Water Heat
E214 | 18230434 | Home Appliances | Electricity | Showerhead - Engagement_EO - Appl Repl - 1.5 gpm | 125 | kWh | per unit | 10 | 10 | 10 | Res Water Heat
E214 | 18230434 | Home Appliances | Electricity | Clothes Washer CEE Tier 1 Any WH/Any Dryer - Frontload | 82 | kWh | per unit | 80 | 25 | 14 | Res Water Heat
E214 | 18230434 | Home Appliances | Electricity | Clothes Washer CEE Tier 2 Any WH/Any Dryer | 114 | kWh | per unit | 125 | 50 | 14 | Res Water Heat
E214 | 18230434 | Home Appliances | Electricity | Clothes Washer CEE Tier 3 Any WH/Any Dryer | 134 | kWh | per unit | 124 | 75 | 14 | Res Water Heat
E214 | 18230434 | Home Appliances | Electricity | HP Clothes Dryer - Vented | 183 | kWh | per unit | 614.05 | 150 | 12 | Res Plug Load
E214 | 18230434 | Home Appliances | Electricity | HP Clothes Dryer - Ventless | 228 | kWh | per unit | 614.05 | 150 | 12 | Res Plug Load
E214 | 18230434 | Home Appliances | Electricity | Clothes Washer Replacement Electric WH / Electric Dryer - Top load | 809 | kWh | per unit | 700 | 700 | 11 | Res Water Heat
E214 | 18230434 | Home Appliances | Electricity | Clothes Washer CEE Tier 1 Any WH/Any Dryer - Top load | 65 | kWh | per unit | 0 | 25 | 14 | Res Water Heat
E214 | 18230434 | Home Appliances | Electricity | Energy Star Freezer | 23 | kWh | per unit | 45.2 | 25 | 22 | Res Refrigerator
E214 | 18230434 | Home Appliances | Electricity | Energy Star Refrigerator | 39 | kWh | per unit | 100.23 | 100 | 15 | Res Refrigerator
E214 | 18230434 | Home Appliances | Electricity | CEE Tier 1 or above - Any WH/Any Dryer - Top load | 65 | kWh | per unit | 0 | 100 | 14 | Res Water Heat
E214 | 18230434 | Home Appliances | Electricity | Energy Star Clothes Washer - Any WH/Any Dryer - Front load | 101 | kWh | per unit | 108.98 | 100 | 14 | Res Water Heat
E214 | 18230434 | Home Appliances | Electricity | Aerator - Bath - Engagement - C - APPD - 1.0 gpm - kWh | 25.93 | kWh | per unit | 1.7 | 1.7 | 10 | Res Water Heat
E214 | 18230434 | Home Appliances | Electricity | Aerator - Bath - Engagement - C - APPR - 1.0 gpm - kWh | 25.93 | kWh | per unit | 1.7 | 1.7 | 10 | Res Water Heat
E214 | 18230434 | Home Appliances | Electricity | Aerator - Bath - Engagement - EO - APPD - 1.0 gpm | 31.36 | kWh | per unit | 1.7 | 1.7 | 10 | Res Water Heat
E214 | 18230434 | Home Appliances | Electricity | Aerator - Bath - Engagement - EO - APPR - 1.0 gpm | 31.36 | kWh | per unit | 1.7 | 1.7 | 10 | Res Water Heat
E214 | 18230434 | Home Appliances | Electricity | Aerator - Kitchen - Engagement - C - APPD - 1.5 gpm - kWh | 15.11 | kWh | per unit | 1.7 | 1.7 | 10 | Res Water Heat
E214 | 18230434 | Home Appliances | Electricity | Aerator - Kitchen - Engagement - C - APPR - 1.5 gpm - kWh | 15.11 | kWh | per unit | 1.7 | 1.7 | 10 | Res Water Heat
E214 | 18230434 | Home Appliances | Electricity | Aerator - Kitchen - Engagement - EO - APPD - 1.5 gpm | 18.27 | kWh | per unit | 1.7 | 1.7 | 10 | Res Water Heat
E214 | 18230434 | Home Appliances | Electricity | Aerator - Kitchen - Engagement - EO - APPR - 1.5 gpm | 18.27 | kWh | per unit | 1.7 | 1.7 | 10 | Res Water Heat
E214 | 18230435 | Residential Showerheads | Electricity | Adapter - ShowerStart (E) | 28.1 | kWh | per unit | 15.98 | 10 | 10 | Res Water Heat
E214 | 18230435 | Residential Showerheads | Electricity | Showerhead - Retail_C - Any WH - 1.50 gpm and less (E) | 109.2 | kWh | per unit | 13.29 | 11 | 10 | Res Water Heat
E214 | 18230435 | Residential Showerheads | Electricity | Showerhead - Retail_C - Any WH - 1.51 to 1.75 gpm (E) | 88 | kWh | per unit | 13.29 | 11 | 10 | Res Water Heat
E214 | 18230435 | Residential Showerheads | Electricity | Showerhead - Retail_C - Any WH - 1.76 to 2.0 gpm (E) | 64.4 | kWh | per unit | 13.29 | 10 | 10 | Res Water Heat
E214 | 18230435 | Residential Showerheads | Electricity | Showerhead - Retail_EO - Any WH - 1.50 gpm and less | 132.1 | kWh | per unit | 26.58 | 10 | 10 | Res Water Heat
E214 | 18230435 | Residential Showerheads | Electricity | Showerhead - Retail_EO - Any WH - 1.51 to 1.75 gpm | 106.4 | kWh | per unit | 26.58 | 10 | 10 | Res Water Heat
E214 | 18230435 | Residential Showerheads | Electricity | Showerhead - Retail_EO - Any WH - 1.76 to 2.0 gpm | 77.9 | kWh | per unit | 26.58 | 10 | 10 | Res Water Heat
E214 | 18230435 | Residential Showerheads | Electricity | Showerhead - ShowerStart - 1.5 gpm (E) | 177.6 | kWh | per unit | 18.87 | 10 | 10 | Res Water Heat
E214 | 18230435 | Residential Showerheads | Electricity | Adapter-ShowerStart - C_Electric Water Heat | 23.2 | kWh | per unit | 7.99 | 6.5 | 10 | Res Water Heat
E214 | 18230435 | Residential Showerheads | Electricity | Showerhead-ShowerStart - C_Electric Water Heat | 146.8 | kWh | per unit | 9.44 | 6.5 | 10 | Res Water Heat
E214 | 18230435 | Residential Showerheads | Electricity | Faucet - WaterSense - EO - Any WH - 1.5 gpm or less | 18.27 | kWh | per unit | 20 | 10 | 10 | Res Water Heat
E214 | 18230435 | Residential Showerheads | Electricity | Faucet - WaterSense - C - Any WH - 1.5 gpm or less | 15.11 | kWh | per unit | 20 | 11.5 | 10 | Res Water Heat
E214 | 18230435 | Residential Showerheads | Electricity | Aerator - WaterSense - EO - Any WH - 1.5 gpm or less | 18.27 | kWh | per unit | 2 | 2 | 10 | Res Water Heat
E214 | 18230435 | Residential Showerheads | Electricity | Aerator - WaterSense - EO - Any WH - 1.0 gpm | 31.36 | kWh | per unit | 2 | 2 | 10 | Res Water Heat
E214 | 18230435 | Residential Showerheads | Electricity | Aerator - WaterSense -C-Any WH -1.5 gpm - kWh | 15.11 | kWh | per unit | 1.7 | 1.7 | 10 | Res Water Heat
E214 | 18230435 | Residential Showerheads | Electricity | Aerator - WaterSense -C-Any WH -1.0 gpm -kWh | 25.93 | kWh | per unit | 1.7 | 1.7 | 10 | Res Water Heat
E214 | 18230440 | Residential Lighting | Electricity | A-Lamp LED | 11.32 | kWh | per unit | 1.59 | 2 | 13 | Res Lighting
E214 | 18230440 | Residential Lighting | Electricity | Candelabra LED | 22.49 | kWh | per unit | 2.92 | 2 | 13 | Res Lighting
E214 | 18230440 | Residential Lighting | Electricity | Globe LED | 12.93 | kWh | per unit | 3.68 | 2 | 13 | Res Lighting
E214 | 18230440 | Residential Lighting | Electricity | Indoor LED Fixture | 18.23 | kWh | per unit | 0 | 8 | 13 | Res Lighting
E214 | 18230440 | Residential Lighting | Electricity | MR-16 LED | 20.19 | kWh | per unit | 1.75 | 2 | 13 | Res Lighting
E214 | 18230440 | Residential Lighting | Electricity | Outdoor LED Fixture | 5.91 | kWh | per unit | 9.65 | 9 | 13 | Res Lighting
E214 | 18230440 | Residential Lighting | Electricity | Reflector LED | 28.05 | kWh | per unit | 2.08 | 3.25 | 13 | Res Lighting
E214 | 18230440 | Residential Lighting | Electricity | Retrofit Kit LED | 25.61 | kWh | per unit | 2.08 | 4.5 | 13 | Res Lighting
E214 | 18230440 | Residential Lighting | Electricity | Specialty CFL (no incentive effective 1/1/17) | 12.75 | kWh | per unit | 4.75 | 0.5 | 7 | Res Lighting
E214 | 18230440 | Residential Lighting | Electricity | Standard CFL (no incentive effective 1/1/17) | 9.42 | kWh | per unit | 2.48 | 0.5 | 6 | Res Lighting
E214 | 18230440 | Residential Lighting | Electricity | T8 Retrofit LED | 7.98 | kWh | per unit | 2.56 | 2.5 | 13 | Res Lighting
E214 | 18230440 | Residential Lighting | Electricity | T8 Fixture LED | 28.63 | kWh | per unit | 24.19 | 5 | 13 | Res Lighting
E214 | 18230440 | Residential Lighting | Electricity | Value A-Lamp LED | 11.32 | kWh | per unit | 1.59 | 0.5 | 10 | Res Lighting
E214 | 18230023 | Web-Enabled Thermostats | Electricity | Web-Enabled Thermostats (Retail) | 879 | kWh | per unit | 187.35 | 75 | 20 | SF Heat Pump
E216 | 18230612 | Fuel Conversion Rebate | Electricity | E2G Fuel Conv - Space & WH - BB | 12000 | kWh | per unit | 10800 | 3550 | 30 | SF Space Heat
E216 | 18230612 | Fuel Conversion Rebate | Electricity | E2G Fuel Conv - Space & WH - FA | 12000 | kWh | per unit | 8300 | 2950 | 30 | SF Space Heat
E216 | 18230612 | Fuel Conversion Rebate | Electricity | E2G Fuel Conv - Space Heat Only - BB | 8500 | kWh | per unit | 8700 | 2600 | 30 | SF Space Heat
E216 | 18230612 | Fuel Conversion Rebate | Electricity | E2G Fuel Conv - Space Heat Only - FA | 8500 | kWh | per unit | 6700 | 2000 | 30 | SF Space Heat
E216 | 18230612 | Fuel Conversion Rebate | Electricity | E2G Fuel Conv - WH Only - Storage | 3500 | kWh | per home | 2600 | 950 | 30 | Res Water Heat
E216 | 18230612 | Fuel Conversion Rebate | Electricity | E2G Fuel Conv - WH Only - Tankless | 3500 | kWh | per home | 3500 | 950 | 30 | Res Water Heat
E216 | 18230612 | Fuel Conversion Rebate | Electricity | E2G Fuel Conv- Natural Gas Dryer | 725 | kWh | per unit | 500 | 500 | 30 | Res Plug Load
E216 | 18230612 | Fuel Conversion Rebate | Electricity | E2G Fuel Conv- Natural Gas Range | 314 | kWh | per unit | 450 | 200 | 30 | Res Plug Load
E217 | 18230407 | Multi-Family Retrofit | Electricity | Advanced Power Strip (IR) - Direct Install | 216 | kWh | per unit | 55 | 55 | 5 | Res Plug Load
E217 | 18230407 | Multi-Family Retrofit | Electricity | Aerator - 1.5 gpm EWH - Direct Install | 44.84 | kWh | per unit | 2.1 | 2.1 | 10 | Res Water Heat
E217 | 18230407 | Multi-Family Retrofit | Electricity | Air Sealing | 0.53 | kWh | square foot | 2.42 | 2.42 | 30 | MF Space Heat
E217 | 18230407 | Multi-Family Retrofit | Electricity | Attic Insulation R0 to R38 | 1.2 | kWh | square foot | 0.73 | 0.75 | 30 | MF Space Heat
E217 | 18230407 | Multi-Family Retrofit | Electricity | Attic Insulation R11 to R38 | 1 | kWh | square foot | 0.75 | 0.75 | 30 | MF Space Heat
E217 | 18230407 | Multi-Family Retrofit | Electricity | Clothes Washer CEE Tier 3 (EWH/Edryer) | 180 | kWh | per unit | 124 | 50 | 14 | Res Water Heat
E217 | 18230407 | Multi-Family Retrofit | Electricity | Clothes Washer Replacement Electric WH / Electric Dryer (front) | 809 | kWh | per unit | 700 | 700 | 11 | Res Water Heat
E217 | 18230407 | Multi-Family Retrofit | Electricity | Common Area Lighting (Calculated) | 38000 | kWh | calculated | 16055 | 8000 | 15 | Comm Lighting
E217 | 18230407 | Multi-Family Retrofit | Electricity | Ductless Heat Pump | 2659 | kWh | per home | 3250 | 1200 | 15 | MF Space Heat
E217 | 18230407 | Multi-Family Retrofit | Electricity | E2G Fuel Conv - WH Only - Storage | 3500 | kWh | per home | 2196 | 950 | 30 | Res Water Heat
E217 | 18230407 | Multi-Family Retrofit | Electricity | E2G Fuel Conv - WH Only - Tankless | 3500 | kWh | per home | 3489 | 950 | 30 | Res Water Heat
E217 | 18230407 | Multi-Family Retrofit | Electricity | Energy Star LED Fixture | 27 | kWh | per unit | 50 | 25 | 15 | Res Lighting
E217 | 18230407 | Multi-Family Retrofit | Electricity | Energy Star Ventilation Fan | 143 | kWh | per unit | 40 | 50 | 10 | Res Plug Load
E217 | 18230407 | Multi-Family Retrofit | Electricity | Energy Star Ventilation Fan with Air Sealing | 143 | kWh | per unit | 250 | 200 | 10 | Res Plug Load
E217 | 18230407 | Multi-Family Retrofit | Electricity | Floor Insulation R0 to R30 | 1.4 | kWh | square foot | 0.98 | 0.75 | 30 | MF Space Heat
E217 | 18230407 | Multi-Family Retrofit | Electricity | Floor Insulation R11 to R30 | 0.66 | kWh | square foot | 1.01 | 0.75 | 30 | MF Space Heat
E217 | 18230407 | Multi-Family Retrofit | Electricity | HRV/ERV | 21168 | kWh | calculated | 17958 | 6351 | 15 | MF Space Heat
E217 | 18230407 | Multi-Family Retrofit | Electricity | Heat Pump Water Heater (Tier 1) - In Unit | 1069 | kWh | per unit | 900 | 500 | 15 | Res Water Heat
E217 | 18230407 | Multi-Family Retrofit | Electricity | Heat Pump Water Heater (Tier 2) - In Unit | 1592 | kWh | per unit | 1369 | 800 | 15 | Res Water Heat
E217 | 18230407 | Multi-Family Retrofit | Electricity | LED - A-Lamp - Direct Install | 16.52 | kWh | per unit | 10.08 | 10.08 | 12 | Res Lighting
E217 | 18230407 | Multi-Family Retrofit | Electricity | LED - Candelabra - Direct Install | 9.09 | kWh | per unit | 11.05 | 11.05 | 12 | Res Lighting
E217 | 18230407 | Multi-Family Retrofit | Electricity | LED - MR-16 - Direct Install | 20.8 | kWh | per unit | 12.83 | 12.83 | 12 | Res Lighting
E217 | 18230407 | Multi-Family Retrofit | Electricity | LED Globe - Direct Install | 14.15 | kWh | per unit | 11.59 | 11.59 | 12 | Res Lighting
E217 | 18230407 | Multi-Family Retrofit | Electricity | LED Reflector - Direct Install | 31.86 | kWh | per unit | 11.59 | 11.59 | 12 | Res Lighting
E217 | 18230407 | Multi-Family Retrofit | Electricity | Parking Garage CO Sensor (Calculated) | 10095 | kWh | calculated | 9376 | 3028 | 10 | Res Plug Load
E217 | 18230407 | Multi-Family Retrofit | Electricity | Pool Heat Pump | 24000 | kWh | calculated | 11454 | 5071 | 15 | Comm Water Heat
E217 | 18230407 | Multi-Family Retrofit | Electricity | Refrigerator CEE Tier 3 | 98 | kWh | per unit | 211 | 50 | 15 | Res Refrigerator
E217 | 18230407 | Multi-Family Retrofit | Electricity | Refrigerator Decommissioning | 356 | kWh | per unit | 108.5 | 108.5 | 7 | Res Refrigerator
E217 | 18230407 | Multi-Family Retrofit | Electricity | Refrigerator Replacement | 494 | kWh | per unit | 0 | 0 | 15 | Res Refrigerator
E217 | 18230407 | Multi-Family Retrofit | Electricity | Showerhead - Max 1.5 gpm EWH - Direct Install | 354 | kWh | per unit | 18 | 18 | 10 | Res Water Heat
E217 | 18230407 | Multi-Family Retrofit | Electricity | Solar Pool Heater (Calculated) | 27000 | kWh | calculated | 12665 | 8000 | 12 | Comm Water Heat
E217 | 18230407 | Multi-Family Retrofit | Electricity | Thermostatic Restrictor Handheld Showerhead | 335 | kWh | per unit | 58 | 58 | 10 | Res Water Heat
E217 | 18230407 | Multi-Family Retrofit | Electricity | Thermostatic Restrictor Showerhead | 335 | kWh | per unit | 41 | 41 | 10 | Res Water Heat
E217 | 18230407 | Multi-Family Retrofit | Electricity | Thermostatic Restrictor Showerhead Adaptor | 53 | kWh | per unit | 33 | 33 | 10 | Res Water Heat
E217 | 18230407 | Multi-Family Retrofit | Electricity | Variable Speed Drive | 34649 | kWh | calculated | 137340 | 4121 | 15 | Comm Space Heat
E217 | 18230407 | Multi-Family Retrofit | Electricity | Wall Insulation R0 to R11 | 2 | kWh | square foot | 1.04 | 0.75 | 30 | MF Space Heat
E217 | 18230407 | Multi-Family Retrofit | Electricity | Water Heater (0.95+) - In-unit | 149 | kWh | per unit | 73 | 50 | 15 | Res Water Heat
E217 | 18230407 | Multi-Family Retrofit | Electricity | Water Heater Pipewrap - Direct Install | 20 | kWh | per unit | 4.5 | 4.5 | 15 | Res Water Heat
E217 | 18230407 | Multi-Family Retrofit | Electricity | Windows (double to double paned) U= 0.6 to 0.30 | 12.8 | kWh | square foot | 17.81 | 5 | 30 | MF Space Heat
E217 | 18230407 | Multi-Family Retrofit | Electricity | Windows (double to triple paned) U= 0.6 to 0.22 | 15.4 | kWh | square foot | 19.87 | 7 | 30 | MF Space Heat
E217 | 18230407 | Multi-Family Retrofit | Electricity | Windows (single to double paned) U= 1.2 to 0.30 | 23.7 | kWh | square foot | 17.81 | 7 | 30 | MF Space Heat
E217 | 18230407 | Multi-Family Retrofit | Electricity | Windows (single to triple paned) U= 1.2 to 0.22 | 26.3 | kWh | square foot | 19.87 | 9 | 30 | MF Space Heat
E217 | 18230407 | Multi-Family Retrofit | Electricity | ENERGY STAR Doors | 79.5 | kWh | per unit | 332.27 | 150 | 20 | MF Space Heat
E217 | 18230407 | Multi-Family Retrofit | Electricity | Dishwashers CEE Tier 1 (EWH) | 5 | kWh | per unit | 6 | 20 | 15 | Res Water Heat
E217 | 18230407 | Multi-Family Retrofit | Electricity | LED - T8 - Tenant Controlled | 9.66 | kWh | per unit | 13.78 | 25 | 15 | Res Lighting
E217 | 18230407 | Multi-Family Retrofit | Electricity | Strategic Energy Management | 50000 | kWh | calculated | 10000 | 10000 | 3 | MF Space Heat
E217 | 18230407 | Multi-Family Retrofit | Electricity | CBTU | 40000 | kWh | calculated | 15000 | 10000 | 5 | MF Space Heat
E217 | 18230407 | Multi-Family Retrofit | Electricity | ENERGY STAR Clothes Dryer (Ventless) | 228 | kWh | per unit | 349 | 100 | 12 | Res Plug Load
E217 | 18230407 | Multi-Family Retrofit | Electricity | ENERGY STAR Clothes Dryer (Vented) | 183 | kWh | per unit | 46 | 50 | 12 | Res Plug Load
E217 | 18230407 | Multi-Family Retrofit | Electricity | Aerator - 1.0 gpm EWH - Direct Install | 76.97 | kWh | per unit | 2.1 | 2.1 | 10 | Res Water Heat
E217 | 18230407 | Multi-Family Retrofit | Electricity | Clothes Washer Replacement Electric WH / Electric Dryer (top) | 809 | kWh | per unit | 600 | 600 | 11 | Res Water Heat
E217 | 18230407 | Multi-Family Retrofit | Electricity | Aerator 1.0 gpm - SF direct install | 63.06 | kWh | per unit | 2.1 | 2.1 | 12 | Res Lighting
E217 | 18230407 | Multi-Family Retrofit | Electricity | Aerator 1.5 gpm - SF direct install | 36.73 | kWh | per unit | 2.1 | 2.1 | 12 | Res Lighting
E217 | 18230407 | Multi-Family Retrofit | Electricity | SF LED - A-Lamp - Direct Install | 20.67 | kWh | per unit | 7.22 | 7.22 | 12 | Res Lighting
E217 | 18230407 | Multi-Family Retrofit | Electricity | SF LED - Candelabra - Direct Install | 16.01 | kWh | per unit | 8.39 | 8.39 | 12 | Res Lighting
E217 | 18230407 | Multi-Family Retrofit | Electricity | SF LED Globe - Direct Install | 18.09 | kWh | calculated | 8.87 | 8.87 | 12 | Res Lighting
E217 | 18230407 | Multi-Family Retrofit | Electricity | SF LED Reflector - Direct Install | 39.41 | kWh | per unit | 8.87 | 8.87 | 12 | Res Lighting
E218 | 18230486 | Multi-Family New Construction | Electricity | Clothes Washer 2.4+ MEF CEE Tier 3 | 71 | kWh | per unit | 75 | 75 | 14 | Comm Water Heat
E218 | 18230486 | Multi-Family New Construction | Electricity | Showerhead - Max 1.50 gpm EWH | 307 | kWh | per unit | 31 | 25 | 10 | Res Water Heat
E218 | 18230486 | Multi-Family New Construction | Electricity | Showerhead - Max 1.75 gpm EWH | 222 | kWh | per unit | 31 | 15 | 10 | Res Water Heat
E218 | 18230486 | Multi-Family New Construction | Electricity | Whole Building - Electric | 1 | kWh | calculated | 0.3 | 0.3 | 14 | MF Space Heat
E218 | 18230486 | Multi-Family New Construction | Electricity | Lighting Power Density Reduction | 1 | kWh | calculated | 0.2 | 0.2 | 12 | Comm Lighting
E249R | 18230522 | Residential Energy Reports | Electricity | Individual Energy Reports - Expansion- Electric Only (2017) | 35 | kWh | per home | 5 | 5 | 2 | Res Lighting
E249R | 18230522 | Residential Energy Reports | Electricity | Individual Energy Reports - Expansion- HRU (2017) | 36 | kWh | per home | 4 | 4 | 2 | Res Lighting
E249R | 18230522 | Residential Energy Reports | Electricity | Individual Energy Reports - Expansion - Rural (2017) | 57 | kWh | per home | 4 | 4 | 2 | Res Lighting
E249R | 18230522 | Residential Energy Reports | Electricity | Refill Year 1 (2017) | 77 | kWh | per home | 4 | 4 | 2 | Res Lighting
E262 | 18230714 | Business LightingMarkdown | Electricity | LED: Hard Wired Recessed Can Retrofit Kit | 110 | kWh | per unit | 12 | 12 | 7 | Comm Lighting
E262 | 18230714 | Business LightingMarkdown | Electricity | LED: Integral Decorative | 57 | kWh | per unit | 4 | 4 | 7 | Comm Lighting
E262 | 18230714 | Business LightingMarkdown | Electricity | LED: Integral Omnidirectional | 80 | kWh | per unit | 4 | 4 | 7 | Comm Lighting
E262 | 18230714 | Business LightingMarkdown | Electricity | LED: Integral, Replacing R/BR/PAR 20 | 99 | kWh | per unit | 8 | 8 | 7 | Comm Lighting
E262 | 18230714 | Business LightingMarkdown | Electricity | LED: Integral, Replacing R/BR/PAR 30 | 100 | kWh | per unit | 8 | 8 | 7 | Comm Lighting
E262 | 18230714 | Business LightingMarkdown | Electricity | LED: Integral, Replacing R/BR/PAR 38 & 40 | 129 | kWh | per unit | 8 | 8 | 7 | Comm Lighting
E262 | 18230714 | Business LightingMarkdown | Electricity | LED: MR/PAR 16 | 94 | kWh | per unit | 6 | 6 | 7 | Comm Lighting
E262 | 18230714 | Business LightingMarkdown | Electricity | TLED 4' | 30 | kWh | per unit | 4 | 4 | 12 | Comm Lighting
E262 | 18230716 | Commercial Kitchen/Laundry | Electricity | Steam Cooker - 3 Pan | 19482 | kWh | per unit | 304 | 250 | 12 | Comm Cooking
E262 | 18230716 | Commercial Kitchen/Laundry | Electricity | Steam Cooker - 4 Pan | 29092 | kWh | per unit | 406 | 350 | 12 | Comm Cooking
E262 | 18230716 | Commercial Kitchen/Laundry | Electricity | Steam Cooker - 5 Pan | 32702 | kWh | per unit | 508 | 450 | 12 | Comm Cooking
E262 | 18230716 | Commercial Kitchen/Laundry | Electricity | Steam Cooker - 6 Pan | 39311 | kWh | per unit | 608 | 550 | 12 | Comm Cooking
E262 | 18230716 | Commercial Kitchen/Laundry | Electricity | Steam Cooker - 10 Pan | 65751 | kWh | per unit | 1014 | 950 | 12 | Comm Cooking
E262 | 18230716 | Commercial Kitchen/Laundry | Electricity | Convection Oven - Half Size - $500 | 2518 | kWh | per unit | 793 | 500 | 12 | Comm Cooking
E262 | 18230716 | Commercial Kitchen/Laundry | Electricity | Convection Oven - Full Size - $1000 | 2774 | kWh | per unit | 1007 | 1000 | 12 | Comm Cooking
E262 | 18230716 | Commercial Kitchen/Laundry | Electricity | Convection Oven - Double - $2000 | 5548 | kWh | per unit | 2014 | 2000 | 12 | Comm Cooking
E262 | 18230716 | Commercial Kitchen/Laundry | Electricity | Combination Oven < 15 pan | 11497 | kWh | per unit | 1054 | 1000 | 12 | Comm Cooking
E262 | 18230716 | Commercial Kitchen/Laundry | Electricity | Dishwasher - Under Counter Low Temp - $150 | 2254 | kWh | per unit | 232 | 150 | 10 | Comm Water Heat
E262 | 18230716 | Commercial Kitchen/Laundry | Electricity | Dishwasher - Under Counter - High Temp - $150 | 2309 | kWh | per unit | 232 | 150 | 10 | Comm Water Heat
E262 | 18230716 | Commercial Kitchen/Laundry | Electricity | Dishwasher - Under Counter High Temp - Electric Booster | 1349 | kWh | per unit | 192 | 150 | 10 | Comm Water Heat
E262 | 18230716 | Commercial Kitchen/Laundry | Electricity | Dishwasher - Door Type Low Temp - $750 | 14338 | kWh | per unit | 2659 | 750 | 15 | Comm Water Heat
E262 | 18230716 | Commercial Kitchen/Laundry | Electricity | Dishwasher - Door Type High Temp - $750 | 10200 | kWh | per unit | 2659 | 750 | 15 | Comm Water Heat
E262 | 18230716 | Commercial Kitchen/Laundry | Electricity | Dishwasher - Door Type High Temp - Electric Booster | 3966 | kWh | per unit | 1813 | 500 | 15 | Comm Water Heat
E262 | 18230716 | Commercial Kitchen/Laundry | Electricity | Dishwasher - ST Low Temp - $1000 | 11901 | kWh | per unit | 5882 | 1000 | 20 | Comm Water Heat
E262 | 18230716 | Commercial Kitchen/Laundry | Electricity | Dishwasher - ST Low Temp - Incidental Elec Savings | 324 | kWh | per unit | 497 | 0 | 20 | Comm Water Heat
E262 | 18230716 | Commercial Kitchen/Laundry | Electricity | Dishwasher - ST High Temp - $1000 | 7341 | kWh | per unit | 5882 | 1000 | 20 | Comm Water Heat
E262 | 18230716 | Commercial Kitchen/Laundry | Electricity | Dishwasher - ST High Temp - Electric Booster | 3556 | kWh | per unit | 4446 | 750 | 20 | Comm Water Heat
E262 | 18230716 | Commercial Kitchen/Laundry | Electricity | Dishwasher - MT Low Temp - $1500 | 16698 | kWh | per unit | 3394 | 1500 | 20 | Comm Water Heat
E262 | 18230716 | Commercial Kitchen/Laundry | Electricity | Dishwasher - MT High Temp - $1500 | 23668 | kWh | per unit | 3394 | 1500 | 20 | Comm Water Heat
E262 | 18230716 | Commercial Kitchen/Laundry | Electricity | Dishwasher - MT High Temp - Electric Booster | 9308 | kWh | per unit | 2312 | 1000 | 20 | Comm Water Heat
E262 | 18230716 | Commercial Kitchen/Laundry | Electricity | Sales Incentive - Fryer - $30 | 0 | kWh | per unit | 30 | 30 | 0
E262 | 18230716 | Commercial Kitchen/Laundry | Electricity | Sales Incentive - Steam Cooker - $30 | 0 | kWh | per unit | 30 | 30 | 0
E262 | 18230716 | Commercial Kitchen/Laundry | Electricity | Sales Incentive - $30 | 0 | kWh | per unit | 30 | 30 | 0
E262 | 18230716 | Commercial Kitchen/Laundry | Electricity | Sales Incentive - Comml Ovens - $50 | 0 | kWh | per unit | 50 | 50 | 0
E262 | 18230716 | Commercial Kitchen/Laundry | Electricity | Sales Incentive - Dishwasher UC or DT - $30 | 0 | kWh | per unit | 30 | 30 | 0
E262 | 18230716 | Commercial Kitchen/Laundry | Electricity | Sales Incentive - Dishwasher ST or MT - $50 | 0 | kWh | per unit | 50 | 50 | 0
E262 | 18230716 | Commercial Kitchen/Laundry | Electricity | Commercial Washer - EWH / E Dryer | 750 | kWh | per unit | 210 | 200 | 7 | Comm Water Heat
E262 | 18230716 | Commercial Kitchen/Laundry | Electricity | Commercial Washer - EWH Only | 430 | kWh | per unit | 177 | 170 | 7 | Comm Water Heat
E262 | 18230716 | Commercial Kitchen/Laundry | Electricity | Commercial Washer - E Dryer Only | 320 | kWh | per unit | 149 | 140 | 7 | Comm Water Heat
E262 | 18230716 | Commercial Kitchen/Laundry | Electricity | Limited Time Offer Incentive Increases | 0 | kWh | calculated | 0 | 20000 | 15 | Comm Cooking
E262 | 18230716 | Commercial Kitchen/Laundry | Electricity | Commercial Fryer - Large Vat | 2686 | kWh | per unit | 428 | 400 | 12 | Comm Cooking
E262 | 18230716 | Commercial Kitchen/Laundry | Electricity | Griddle - 2 linear feet - Electric | 1850 | kWh | per unit | 374 | 200 | 12 | Comm Cooking
E262 | 18230716 | Commercial Kitchen/Laundry | Electricity | Griddle - 3 linear feet - Electric | 2775 | kWh | per unit | 561 | 300 | 12 | Comm Cooking
E262 | 18230716 | Commercial Kitchen/Laundry | Electricity | Griddle - 4 linear feet - Electric | 3700 | kWh | per unit | 748 | 400 | 12 | Comm Cooking
E262 | 18230716 | Commercial Kitchen/Laundry | Electricity | Griddle - 5 linear feet - Electric | 4625 | kWh | per unit | 935 | 500 | 12 | Comm Cooking
E262 | 18230716 | Commercial Kitchen/Laundry | Electricity | Griddle - 6 linear feet - Electric | 5550 | kWh | per unit | 1122 | 600 | 12 | Comm Cooking
E262 | 18230716 | Commercial Kitchen/Laundry | Electricity | Hot Food Holding Cabinet - 0-<13 ft | 439 | kWh | per unit | 167 | 150 | 12 | Comm Cooking
E262 | 18230716 | Commercial Kitchen/Laundry | Electricity | Hot Food Holding Cabinet - 13-<28 ft | 934 | kWh | per unit | 710 | 500 | 12 | Comm Cooking
E262 | 18230716 | Commercial Kitchen/Laundry | Electricity | Hot Food Holding Cabinet - >=28 ft | 1113 | kWh | per unit | 1751 | 750 | 12 | Comm Cooking
E262 | 18230716 | Commercial Kitchen/Laundry | Electricity | Ice: Air Cooled, Cube and Nugget IHR 50-174 | 429 | kWh | per unit | 306 | 200 | 10 | Comm Refrigeration
E262 | 18230716 | Commercial Kitchen/Laundry | Electricity | Ice: Air Cooled, Cube and Nugget IHR 175-449 | 1517 | kWh | per unit | 286 | 200 | 10 | Comm Refrigeration
E262 | 18230716 | Commercial Kitchen/Laundry | Electricity | Ice: Air Cooled, Cube and Nugget IHR 450-999 | 1361 | kWh | per unit | 249 | 200 | 10 | Comm Refrigeration
E262 | 18230716 | Commercial Kitchen/Laundry | Electricity | Ice: Air Cooled, Cube and Nugget IHR 1000+ | 2044 | kWh | per unit | 764 | 500 | 10 | Comm Refrigeration
E262 | 18230716 | Commercial Kitchen/Laundry | Electricity | Ice: Air-Cooled Flake IHR 50-999 | 481 | kWh | per unit | 274 | 200 | 10 | Comm Refrigeration
E262 | 18230716 | Commercial Kitchen/Laundry | Electricity | Ice: Air-Cooled Flake IHR 1000+ | 1314 | kWh | per unit | 764 | 500 | 10 | Comm Refrigeration
E262 | 18230716 | Commercial Kitchen/Laundry | Electricity | Ice: Water-Cooled, Cube and Nugget IHR 50-174 | 287 | kWh | per unit | 306 | 200 | 10 | Comm Refrigeration
E262 | 18230716 | Commercial Kitchen/Laundry | Electricity | Ice: Water-Cooled, Cube and Nugget IHR 175-449 | 1436 | kWh | per unit | 286 | 200 | 10 | Comm Refrigeration
E262 | 18230716 | Commercial Kitchen/Laundry | Electricity | Ice: Water-Cooled, Cube and Nugget IHR 450-999 | 385 | kWh | per unit | 249 | 200 | 10 | Comm Refrigeration
E262 | 18230716 | Commercial Kitchen/Laundry | Electricity | Ice: Water-Cooled, Cube and Nugget IHR 1000+ | 1903 | kWh | per unit | 764 | 500 | 10 | Comm Refrigeration
E262 | 18230716 | Commercial Kitchen/Laundry | Electricity | Ice: Water-Cooled, Flake IHR 50-999 | 456 | kWh | per unit | 274 | 200 | 10 | Comm Refrigeration
E262 | 18230716 | Commercial Kitchen/Laundry | Electricity | Ice: Water-Cooled, Flake IHR 1000+ | 1273 | kWh | per unit | 764 | 500 | 10 | Comm Refrigeration
E262 | 18230718 | Commercial HVAC | Electricity | HVAC Demand Control Ventilation (Heat Pump) | 1475 | kWh | per unit | 677 | 450 | 10 | Comm Space Heat
E262 | 18230718 | Commercial HVAC | Electricity | High Efficiency HVAC Retrofit | 600000 | kWh | calculated | 1776000 | 225000 | 15 | Comm Space Heat
E262 | 18230718 | Commercial HVAC | Electricity | HVAC Premium Service | 2601522 | kWh | calculated | 570000 | 475000 | 5 | Comm Space Heat
E262 | 18230718 | Commercial HVAC | Electricity | Web Enabled Thermostats | 1782 | kWh | per unit | 167.5 | 150 | 5 | Comm Space Heat
E262 | 18230718 | Commercial HVAC | Electricity | HVAC Demand Control Ventilation (Gas Pack) | 400 | kWh | per unit | 200 | 100 | 10 | Comm Space Heat
E262 | 18230718 | Commercial HVAC | Electricity | Hotel Room Occupancy based HVAC Controls | 264 | kWh | per unit | 186.09 | 100 | 10 | Comm Space Heat
E262 | 18230718 | Commercial HVAC | Electricity | Lodging PTHP | 737 | kWh | per unit | 608.08 | 100 | 15 | Comm Space Heat
E262 | 18231134 | Small Business Direct Install | Electricity | LED Open sign | 398 | kWh | per unit | 165 | 165 | 12 | Comm Lighting
E262 | 18231134 | Small Business Direct Install | Electricity | Load Sensing Smart Strip | 118 | kWh | per unit | 40 | 40 | 4 | Comm Lighting
E262 | 18231134 | Small Business Direct Install | Electricity | Occupancy Sensors (<100W) | 46 | kWh | per unit | 82 | 82 | 10 | Comm Lighting
E262 | 18231134 | Small Business Direct Install | Electricity | Occupancy Sensors (>100W And <150W) | 116 | kWh | per unit | 82 | 82 | 10 | Comm Lighting
E262 | 18231134 | Small Business Direct Install | Electricity | Occupancy Sensors (>150W And <200W) | 162 | kWh | per unit | 82 | 82 | 10 | Comm Lighting
E262 | 18231134 | Small Business Direct Install | Electricity | Occupancy Sensors (>200W And <450W) | 301 | kWh | per unit | 82 | 82 | 10 | Comm Lighting
E262 | 18231134 | Small Business Direct Install | Electricity | Occupancy Sensors (>450) | 463 | kWh | per unit | 82 | 82 | 10 | Comm Lighting
E262 | 18231134 | Small Business Direct Install | Electricity | LED Exit Sign | 153.3 | kWh | per unit | 60 | 60 | 10 | Comm Lighting
E262 | 18231134 | Small Business Direct Install | Electricity | 2' 1L T12 to 2' 1L T8 2015 | 33 | kWh | per unit | 52.23 | 8.25 | 12 | Comm Lighting
E262 | 18231134 | Small Business Direct Install | Electricity | 3' 1L T12 to 3' 1L T8 2015 | 56 | kWh | per unit | 53.28 | 14 | 12 | Comm Lighting
E262 | 18231134 | Small Business Direct Install | Electricity | 4' 1L T12 to 4' 1L T8 2015 | 53 | kWh | per unit | 54.75 | 13.25 | 12 | Comm Lighting
E262 | 18231134 | Small Business Direct Install | Electricity | 4' 2L T12 HO to 4' 2L T8 2015 | 337 | kWh | per unit | 57.23 | 40.061 | 12 | Comm Lighting
E262 | 18231134 | Small Business Direct Install | Electricity | 4' 2L T12 to 4' 2L T8 2015 | 109 | kWh | per unit | 57.23 | 27.25 | 12 | Comm Lighting
E262 | 18231134 | Small Business Direct Install | Electricity | 4' 3L T12 HO to 4' 3L T8 | 505 | kWh | per unit | 61.25 | 42.875 | 12 | Comm Lighting
E262 | 18231134 | Small Business Direct Install | Electricity | 4' 4L T12 to 4' 2L T8 (delamp & reflector) | 356 | kWh | per unit | 88.83 | 62.181 | 12 | Comm Lighting
E262 | 18231134 | Small Business Direct Install | Electricity | 4' 2L LED (delamp & reflector) | 463 | kWh | per unit | 92.26 | 64.582 | 12 | Comm Lighting
E262 | 18231134 | Small Business Direct Install | Electricity | 4' 2L LED (delamp & reflector) | 322 | kWh | per unit | 92.26 | 64.582 | 12 | Comm Lighting
E262 | 18231134 | Small Business Direct Install | Electricity | 4' 4L T12 to 4' 4L T8 | 218 | kWh | per unit | 67.83 | 47.481 | 12 | Comm Lighting
E262 | 18231134 | Small Business Direct Install | Electricity | 4' 4L T12 to 4' 3L T8 (delamp) | 287 | kWh | per unit | 91 | 63.7 | 12 | Comm Lighting
E262 | 18231134 | Small Business Direct Install | Electricity | 4' 4L T12 HO to 4' 2L T8 (delamp & reflector) | 812 | kWh | per unit | 88.83 | 62.181 | 12 | Comm Lighting
E262 | 18231134 | Small Business Direct Install | Electricity | 8' 1L T12 HO F96 to 4' 2L 28W (retro kit 2L 8') | 208 | kWh | per unit | 97.5 | 68.25 | 12 | Comm Lighting
E262 | 18231134 | Small Business Direct Install | Electricity | 8' 2L T12 HO F96 to 4' 4L 28W (retro kit 4L 8' NBF) | 412 | kWh | per unit | 98 | 68.6 | 12 | Comm Lighting
E262 | 18231134 | Small Business Direct Install | Electricity | 8' 1L T8 F96 to 4' 2L 28W (retro kit 2L 8') | 40 | kWh | per unit | 78 | 10 | 12 | Comm Lighting
E262 | 18231134 | Small Business Direct Install | Electricity | 8' 2L T8 F96 to 4' 4L 28W (retro kit 4L 8') | 82 | kWh | per unit | 90.25 | 20.5 | 12 | Comm Lighting
E262 | 18231134 | Small Business Direct Install | Electricity | 8' 2L T12 Delamp to 4' 2L T8 (retro kit delamp) | 317 | kWh | per unit | 114.17 | 79.919 | 12 | Comm Lighting
E262 | 18231134 | Small Business Direct Install | Electricity | 400W HID to 4' 6L T8 (HBF) | 884 | kWh | per unit | 236.54 | 165.578 | 12 | Comm Lighting
E262 | 18231134 | Small Business Direct Install | Electricity | 80W Multi-Lamp Inc Fixture to 2L F17T8 (NBF) | 162 | kWh | per unit | 108 | 40.5 | 12 | Comm Lighting
E262 | 18231134 | Small Business Direct Install | Electricity | 2L F17T8 (NBF) | 294 | kWh | per unit | 108 | 75.6 | 12 | Comm Lighting
E262 | 18231134 | Small Business Direct Install | Electricity | 2L F25T8 (NBF) | 383 | kWh | per unit | 109 | 76.3 | 12 | Comm Lighting
E262 | 18231134 | Small Business Direct Install | Electricity | 2L F28T8 (NBF) | 634 | kWh | per unit | 111 | 77.7 | 12 | Comm Lighting
E262 | 18231134 | Small Business Direct Install | Electricity | Fixture LED, 35w Area (barn) w/ photo | 685 | kWh | per unit | 211.25 | 147.875 | 12 | Comm Lighting
E262 | 18231134 | Small Business Direct Install | Electricity | <30W LED Wall Pack with Photocell | 601 | kWh | per unit | 156.25 | 109.375 | 12 | Comm Lighting
E262 | 18231134 | Small Business Direct Install | Electricity | Recessed Can 8" LED | 190 | kWh | per unit | 81.9 | 47.5 | 12 | Comm Lighting
E262 | 18231134 | Small Business Direct Install | Electricity | LED A Lamp 7W - Other | 43 | kWh | per unit | 18.7 | 18.7 | 12 | Comm Lighting
E262 | 18231134 | Small Business Direct Install | Electricity | LED A Lamp 7W - School (k-12) | 44 | kWh | per unit | 18.7 | 18.7 | 3 | Comm Lighting
E262 | 18231134 | Small Business Direct Install | Electricity | LED A Lamp 7W - Warehouse | 46 | kWh | per unit | 18.7 | 18.7 | 3 | Comm Lighting
E262 | 18231134 | Small Business Direct Install | Electricity | LED A Lamp 7W - Office | 58 | kWh | per unit | 18.7 | 18.7 | 3 | Comm Lighting
E262 | 18231134 | Small Business Direct Install | Electricity | LED A Lamp 7W - Retail | 64 | kWh | per unit | 18.7 | 18.7 | 3 | Comm Lighting
E262 | 18231134 | Small Business Direct Install | Electricity | LED A Lamp 7W - Restaurant | 70 | kWh | per unit | 18.7 | 18.7 | 3 | Comm Lighting
E262 | 18231134 | Small Business Direct Install | Electricity | LED A Lamp 7W - Other Health | 85 | kWh | per unit | 18.7 | 18.7 | 3 | Comm Lighting
E262 | 18231134 | Small Business Direct Install | Electricity | LED A Lamp 7W - Lodging Common Area | 158 | kWh | per unit | 18.7 | 18.7 | 3 | Comm Lighting
E262 | 18231134 | Small Business Direct Install | Electricity | LED A Lamp 11W - Other | 68 | kWh | per unit | 19.68 | 19.68 | 3 | Comm Lighting
E262 | 18231134 | Small Business Direct Install | Electricity | LED A Lamp 11W - School (k-12) | 70 | kWh | per unit | 19.68 | 19.68 | 3 | Comm Lighting
E262 | 18231134 | Small Business Direct Install | Electricity | LED A Lamp 11W - Warehouse | 72 | kWh | per unit | 19.68 | 19.68 | 3 | Comm Lighting
E262 | 18231134 | Small Business Direct Install | Electricity | LED A Lamp 11W - Office | 91 | kWh | per unit | 19.68 | 19.68 | 3 | Comm Lighting
E262 | 18231134 | Small Business Direct Install | Electricity | LED A Lamp 11W - Retail | 100 | kWh | per unit | 19.68 | 19.68 | 3 | Comm Lighting
E262 | 18231134 | Small Business Direct Install | Electricity | LED A Lamp 11W - Restaurant | 109 | kWh | per unit | 19.68 | 19.68 | 3 | Comm Lighting
E262 | 18231134 | Small Business Direct Install | Electricity | LED A Lamp 11W - Other Health | 134 | kWh | per unit | 19.68 | 19.68 | 3 | Comm Lighting
E262 | 18231134 | Small Business Direct Install | Electricity | LED A Lamp 11W - Lodging Common Area | 247 | kWh | per unit | 19.68 | 19.68 | 3 | Comm Lighting
E262 | 18231134 | Small Business Direct Install | Electricity | LED A Lamp 5W Globe - Other | 31 | kWh | per unit | 21.07 | 21.07 | 3 | Comm Lighting
E262 | 18231134 | Small Business Direct Install | Electricity | LED A Lamp 5W Globe - School (k-12) | 32 | kWh | per unit | 21.07 | 21.07 | 3 | Comm Lighting
E262 | 18231134 | Small Business Direct Install | Electricity | LED A Lamp 5W Globe - Warehouse | 33 | kWh | per unit | 21.07 | 21.07 | 3 | Comm Lighting
E262 | 18231134 | Small Business Direct Install | Electricity | LED A Lamp 5W Globe - Office | 41 | kWh | per unit | 21.07 | 21.07 | 3 | Comm Lighting
E262 | 18231134 | Small Business Direct Install | Electricity | LED A Lamp 5W Globe - Retail | 46 | kWh | per unit | 21.07 | 21.07 | 3 | Comm Lighting
E262 | 18231134 | Small Business Direct Install | Electricity | LED A Lamp 5W Globe - Restaurant | 50 | kWh | per unit | 21.07 | 21.07 | 3 | Comm Lighting
E262 | 18231134 | Small Business Direct Install | Electricity | LED A Lamp 5W Globe - Other Health | 61 | kWh | per unit | 21.07 | 21.07 | 3 | Comm Lighting
E262 | 18231134 | Small Business Direct Install | Electricity | LED A Lamp 5W Globe - Lodging Common Area | 113 | kWh | per unit | 21.07 | 21.07 | 3 | Comm Lighting
E262 | 18231134 | Small Business Direct Install | Electricity | LED MR 16 - Other | 58 | kWh | per unit | 32.41 | 32.41 | 3 | Comm Lighting
E262 | 18231134 | Small Business Direct Install | Electricity | LED MR 16 - School (k-12) | 59 | kWh | per unit | 32.41 | 32.41 | 3 | Comm Lighting
E262 | 18231134 | Small Business Direct Install | Electricity | LED MR 16 - Warehouse | 61 | kWh | per unit | 32.41 | 32.41 | 3 | Comm Lighting
E262 | 18231134 | Small Business Direct Install | Electricity | LED MR 16 - Office | 77 | kWh | per unit | 32.41 | 32.41 | 3 | Comm Lighting
E262 | 18231134 | Small Business Direct Install | Electricity | LED MR 16 - Retail | 84 | kWh | per unit | 32.41 | 32.41 | 3 | Comm Lighting
E262 | 18231134 | Small Business Direct Install | Electricity | LED MR 16 - Restaurant | 92 | kWh | per unit | 32.41 | 32.41 | 3 | Comm Lighting
E262 | 18231134 | Small Business Direct Install | Electricity | LED MR 16 - Other Health | 113 | kWh | per unit | 32.41 | 32.41 | 3 | Comm Lighting
E262 | 18231134 | Small Business Direct Install | Electricity | LED MR 16 - Lodging Common Area | 210 | kWh | per unit | 32.41 | 32.41 | 3 | Comm Lighting
E262 | 18231134 | Small Business Direct Install | Electricity | LED Direction Par 20 - Other | 82 | kWh | per unit | 36.68 | 36.68 | 3 | Comm Lighting
E262 | 18231134 | Small Business Direct Install | Electricity | LED Direction Par 20 - School (k-12) | 84 | kWh | per unit | 36.68 | 36.68 | 3 | Comm Lighting
E262 | 18231134 | Small Business Direct Install | Electricity | LED Direction Par 20 - Warehouse | 87 | kWh | per unit | 36.68 | 36.68 | 3 | Comm Lighting
E262 | 18231134 | Small Business Direct Install | Electricity | LED Direction Par 20 - Office | 110 | kWh | per unit | 36.68 | 36.68 | 3 | Comm Lighting
E262 | 18231134 | Small Business Direct Install | Electricity | LED Direction Par 20 - Retail | 120 | kWh | per unit | 36.68 | 36.68 | 3 | Comm Lighting
E262 | 18231134 | Small Business Direct Install | Electricity | LED Direction Par 20 - Restaurant | 131 | kWh | per unit | 36.68 | 36.68 | 3 | Comm Lighting
E262 | 18231134 | Small Business Direct Install | Electricity | LED Direction Par 20 - Other Health | 161 | kWh | per unit | 36.68 | 36.68 | 3 | Comm Lighting
E262 | 18231134 | Small Business Direct Install | Electricity | LED Direction Par 20 - Lodging Common Area | 299 | kWh | per unit | 36.68 | 36.68 | 3 | Comm Lighting
E262 | 18231134 | Small Business Direct Install | Electricity | LED Direction Par 30 - Other | 70 | kWh | per unit | 50.64 | 50.64 | 3 | Comm Lighting
E262 | 18231134 | Small Business Direct Install | Electricity | LED Direction Par 30 - School (k-12) | 71 | kWh | per unit | 50.64 | 50.64 | 3 | Comm Lighting
E262 | 18231134 | Small Business Direct Install | Electricity | LED Direction Par 30 - Warehouse | 74 | kWh | per unit | 50.64 | 50.64 | 3 | Comm Lighting
E262 | 18231134 | Small Business Direct Install | Electricity | LED Direction Par 30 - Office | 93 | kWh | per unit | 50.64 | 50.64 | 3 | Comm Lighting
E262 | 18231134 | Small Business Direct Install | Electricity | LED Direction Par 30 - Retail | 103 | kWh | per unit | 50.64 | 50.64 | 3 | Comm Lighting
E262 | 18231134 | Small Business Direct Install | Electricity | LED Direction Par 30 - Restaurant | 112 | kWh | per unit | 50.64 | 50.64 | 3 | Comm Lighting
E262 | 18231134 | Small Business Direct Install | Electricity | LED Direction Par 30 - Other Health | 137 | kWh | per unit | 50.64 | 50.64 | 3 | Comm Lighting
E262 | 18231134 | Small Business Direct Install | Electricity | LED Direction Par 30 - Lodging Common Area | 255 | kWh | per unit | 50.64 | 50.64 | 3 | Comm Lighting
E262 | 18231134 | Small Business Direct Install | Electricity | LED Par 38 & 40 - Other | 95 | kWh | per unit | 52.35 | 52.35 | 3 | Comm Lighting
E262 | 18231134 | Small Business Direct Install | Electricity | LED Par 38 & 40 - School (k-12) | 96 | kWh | per unit | 52.35 | 52.35 | 3 | Comm Lighting
E262 | 18231134 | Small Business Direct Install | Electricity | LED Par 38 & 40 - Warehouse | 100 | kWh | per unit | 52.35 | 52.35 | 3 | Comm Lighting
E262 | 18231134 | Small Business Direct Install | Electricity | LED Par 38 & 40 - Office | 126 | kWh | per unit | 52.35 | 52.35 | 3 | Comm Lighting
E262 | 18231134 | Small Business Direct Install | Electricity | LED Par 38 & 40 - Retail | 139 | kWh | per unit | 52.35 | 52.35 | 3 | Comm Lighting
E262 | 18231134 | Small Business Direct Install | Electricity | LED Par 38 & 40 - Restaurant | 151 | kWh | per unit | 52.35 | 52.35 | 3 | Comm Lighting
E262 | 18231134 | Small Business Direct Install | Electricity | LED Par 38 & 40 - Other Health | 185 | kWh | per unit | 52.35 | 52.35 | 3 | Comm Lighting
E262 | 18231134 | Small Business Direct Install | Electricity | LED Par 38 & 40 - Lodging Common Area | 344 | kWh | per unit | 52.35 | 52.35 | 3 | Comm Lighting
E262 | 18231134 | Small Business Direct Install | Electricity | LED Decorative - Lodging Common Area | 159 | kWh | per unit | 27.69 | 27.69 | 3 | Comm Lighting
E262 | 18231134 | Small Business Direct Install | Electricity | LED Decorative -Office | 58 | kWh | per unit | 27.69 | 27.69 | 3 | Comm Lighting
E262 | 18231134 | Small Business Direct Install | Electricity | LED Decorative -Other | 44 | kWh | per unit | 27.69 | 27.69 | 3 | Comm Lighting
E262 | 18231134 | Small Business Direct Install | Electricity | LED Decorative - Other Health | 86 | kWh | per unit | 27.69 | 27.69 | 3 | Comm Lighting
E262 | 18231134 | Small Business Direct Install | Electricity | LED Decorative - Restaurant | 70 | kWh | per unit | 27.69 | 27.69 | 3 | Comm Lighting
E262 | 18231134 | Small Business Direct Install | Electricity | LED Decorative - Retail | 64 | kWh | per unit | 27.69 | 27.69 | 3 | Comm Lighting
E262 | 18231134 | Small Business Direct Install | Electricity | LED Decorative - School (k-12) | 45 | kWh | per unit | 27.69 | 27.69 | 3 | Comm Lighting
E262 | 18231134 | Small Business Direct Install | Electricity | LED Decorative - Warehouse | 46 | kWh | per unit | 27.69 | 27.69 | 3 | Comm Lighting
E262 | 18231134 | Small Business Direct Install | Electricity | E Aer (ELEC) 0.5 GPM | 712 | kWh | per unit | 13.68 | 13.68 | 3 | Comm Lighting
E262 | 18231134 | Small Business Direct Install | Electricity | E Aer (ELEC) 1.0 GPM | 350 | kWh | per unit | 10.95 | 10.95 | 5 | Comm Water Heat
E262 | 18231134 | Small Business Direct Install | Electricity | Pre-rinse sprayer, SBO >2.6 to 1.6 | 1208 | kWh | per unit | 71.21 | 71.21 | 5 | Comm Water Heat
E262 | 18231134 | Small Business Direct Install | Electricity | Pre-rinse sprayer, SBO 1.6 to 1.6 | 839 | kWh | per unit | 71.21 | 71.21 | 5 | Comm Water Heat
E262 | 18231134 | Small Business Direct Install | Electricity | Pre-rinse sprayer, SBO 2.2 to 1.6 | 1322 | kWh | per unit | 71.21 | 71.21 | 5 | Comm Water Heat
E262 | 18231134 | Small Business Direct Install | Electricity | Pre-rinse sprayer, SBO 2.6 to 1.6 | 2187 | kWh | per unit | 71.21 | 71.21 | 5 | Comm Water Heat
E262 | 18231134 | Small Business Direct Install | Electricity | Super Low Flow Shwrhd - Std (ELEC) | 228 | kWh | per unit | 23.93 | 23.93 | 5 | Comm Water Heat
E262 | 18231134 | Small Business Direct Install | Electricity | Super Low Flow Shwrhd - Fitness Cntr (ELEC) | 4288 | kWh | per unit | 23.93 | 23.93 | 10 | Comm Water Heat
E262 | 18231134 | Small Business Direct Install | Electricity | Refrigerated DC 5' T12 to LED | 340 | kWh | per unit | 178.44 | 85 | 10 | Comm Water Heat
E262 | 18231134 | Small Business Direct Install | Electricity | Refrigerated DC 5' T8 to LED | 263 | kWh | per unit | 178.44 | 65.75 | 12 | Comm Water Heat
E262 | 18231134 | Small Business Direct Install | Electricity | Refrigerated DC 6' T12 to LED | 408 | kWh | per unit | 191.17 | 102 | 12 | Comm Lighting
E262 | 18231134 | Small Business Direct Install | Electricity | Refrigerated DC 6' T8 to LED | 315 | kWh | per unit | 191.17 | 78.75 | 12 | Comm Lighting
E262 | 18231134 | Small Business Direct Install | Electricity | Vending Cooler Miser | 40 | kWh | per unit | 175.5 | 175.5 | 4 | Comm Refrigeration
E262 | 18231134 | Small Business Direct Install | Electricity | Suction Line Insulation for Walk-In Refrigeration Units | 107 | kWh | per unit | 46.15 | 46.15 | 5 | Comm Refrigeration
E262 | 18231134 | Small Business Direct Install | Electricity | Suction Line Insulation for Walk-In Freezer Units | 148 | kWh | per unit | 46.15 | 46.15 | 5 | Comm Refrigeration
E262 | 18231134 | Small Business Direct Install | Electricity | Strip Curtains - G Store - Freezer | 535 | kWh | per unit | 16.1 | 16.1 | 2 | Comm Refrigeration
E262 | 18231134 | Small Business Direct Install | Electricity | Strip Curtains - G Store - Cooler | 123 | kWh | per unit | 16.1 | 16.1 | 2 | Comm Refrigeration
E262 | 18231134 | Small Business Direct Install | Electricity | Strip Curtains - C Store - Freezer | 31 | kWh | per unit | 16.1 | 16.1 | 2 | Comm Refrigeration
E262 | 18231134 | Small Business Direct Install | Electricity | Strip Curtains - Rest - Freezer | 129 | kWh | per unit | 16.1 | 16.1 | 2 | Comm Refrigeration
E262 | 18231134 | Small Business Direct Install | Electricity | Display Case ECM | 685 | kWh | per unit | 172.25 | 171.25 | 15 | Comm Refrigeration
E262 | 18231134 | Small Business Direct Install | Electricity | Case Lighting - Occupancy Sensor / Dimming Controls | 10 | kWh | per unit | 4.29 | 4.29 | 8 | Comm Lighting
E262 | 18231134 | Small Business Direct Install | Electricity | Controls - Anti-Sweat Heat (Low Temp) | 369 | kWh | per unit | 42.24 | 42.4 | 8 | Comm Refrigeration
E262 | 18231134 | Small Business Direct Install | Electricity | Controls - Anti-Sweat Heat (Med Temp) | 230 | kWh | per unit | 42.4 | 42.4 | 8 | Comm Refrigeration
E262 | 18231134 | Small Business Direct Install | Electricity | Cases - Add doors to Open Medium Temp Cases | 200 | kWh | per unit | 104 | 50 | 8 | Comm Refrigeration
E262 | 18231134 | Small Business Direct Install | Electricity | ECM Controller - High Temp | 100 | kWh | per unit | 165.1 | 25 | 8 | Comm Refrigeration
E262 | 18231134 | Small Business Direct Install | Electricity | ECM Controller- Low Temp | 100 | kWh | per unit | 165.1 | 25 | 8 | Comm Refrigeration
E262 | 18231134 | Small Business Direct Install | Electricity | Controls - Floating Head Pressure - Medium Temp | 757 | kWh | per unit | 364 | 189.25 | 15 | Comm Refrigeration
E262 | 18231134 | Small Business Direct Install | Electricity | Controls - Floating Head Pressure - Low Temp | 855 | kWh | per unit | 364 | 213.75 | 15 | Comm Refrigeration
E262 | 18231134 | Small Business Direct Install | Electricity | Andress Enpower HVAC Controller | 5340 | kWh | per unit | 2544.75 | 1335 | 10 | Comm Space Heat
E262 | 18231134 | Small Business Direct Install | Electricity | Small Pkg AC, increase refrigerant charge from typical under-charge to factory specified level | 1258 | kWh | per unit | 57.6 | 314.5 | 10 | Comm Space Heat
E262 | 18231134 | Small Business Direct Install | Electricity | Small Pkg AC, increase refrigerant charge from high under-charge to factory specified level | 1497 | kWh | per unit | 65.6 | 374.25 | 10 | Comm Space Heat
E262 | 18231134 | Small Business Direct Install | Electricity | Small Pkg AC, decrease refrigerant charge from typical over-charge to factory specified level | 1353 | kWh | per unit | 48 | 338.25 | 10 | Comm Space Heat
E262 | 18231134 | Small Business Direct Install | Electricity | Small Pkg AC, decrease refrigerant charge from high over-charge to factory specified level | 1322 | kWh | per unit | 48 | 330.5 | 10 | Comm Space Heat
E262 | 18231134 | Small Business Direct Install | Electricity | Programmable Communicating Thermostat | 473 | kWh | per unit | 160 | 160 | 10 | Comm Space Heat
E262 | 18231134 | Small Business Direct Install | Electricity | Packages Heat Pump (PTAC) | 380 | kWh | per unit | 845 | 95 | 10 | Comm Space Heat
E262 | 18231134 | Small Business Direct Install | Electricity | Bi-Level | 457 | kWh | per unit | 233.5 | 114.25 | 12 | Comm Lighting
E262 | 18231134 | Small Business Direct Install | Electricity | 2' 1L T12 HO To 2' 1L T8 2015 | 158 | kWh | per unit | 52.23 | 39.5 | 12 | Comm Lighting
E262 | 18231134 | Small Business Direct Install | Electricity | 4' 1L T12 to 4' 1L TLED | 79.2 | kWh | per unit | 58.59 | 29.3 | 12 | Comm Lighting
E262 | 18231134 | Small Business Direct Install | Electricity | 4' 2L T12 to 4' 2L TLED | 158.4 | kWh | per unit | 59.01 | 41.3 | 12 | Comm Lighting
E262 | 18231134 | Small Business Direct Install | Electricity | 4' 2L T12 HO to 4' 2L TLED | 389.4 | kWh | per unit | 66.35 | 33.17 | 12 | Comm Lighting
E262 | 18231134 | Small Business Direct Install | Electricity | 4' 3L T12 to 4' 3L TLED | 237.6 | kWh | per unit | 80.79 | 56.56 | 12 | Comm Lighting
E262 | 18231134 | Small Business Direct Install | Electricity | 4' 3L T12 HO to 4' 3L TLED | 584.1 | kWh | per unit | 81.11 | 40.55 | 12 | Comm Lighting
E262 | 18231134 | Small Business Direct Install | Electricity | 4' 4L T12 to 4' 4L TLED | 316.8 | kWh | per unit | 93.31 | 65.32 | 12 | Comm Lighting
E262 | 18231134 | Small Business Direct Install | Electricity | 4' 2L T8 32 W LLO to 4' 2L TLED | 72.6 | kWh | per unit | 58.59 | 29.3 | 12 | Comm Lighting
E262 | 18231134 | Small Business Direct Install | Electricity | 4' 2L T8 32 W NLO to 4' 2L TLED | 92.4 | kWh | per unit | 61.19 | 42.83 | 12 | Comm Lighting
E262 | 18231134 | Small Business Direct Install | Electricity | 4' 2L T8 32 W HLO to 4' 2L TLED | 151.8 | kWh | per unit | 61.19 | 42.83 | 12 | Comm Lighting
E262 | 18231134 | Small Business Direct Install | Electricity | 4' 2L T8 28 W NLO to 4' 2L TLED | 72.6 | kWh | per unit | 58.59 | 29.3 | 12 | Comm Lighting
E262 | 18231134 | Small Business Direct Install | Electricity | 4' 3L T8 32 W NLO to 4' 3L TLED | 138.6 | kWh | per unit | 73.72 | 51.6 | 12 | Comm Lighting
E262 | 18231134 | Small Business Direct Install | Electricity | 4' 3L T8 32 W NLO to 4' 3L TLED | 227.7 | kWh | per unit | 73.72 | 51.6 | 12 | Comm Lighting
E262 | 18231134 | Small Business Direct Install | Electricity | 4' 4L T8 28 W LLO to 4' 4L TLED | 105.6 | kWh | per unit | 89.32 | 60.93 | 12 | Comm Lighting
E262 | 18231134 | Small Business Direct Install | Electricity | 4' 4L T8 28 W NLO to 4' 4L TLED | 145.2 | kWh | per unit | 89.32 | 60.93 | 12 | Comm Lighting
E262 | 18231134 | Small Business Direct Install | Electricity | 4' 4L T8 32 W NLO to 4' 4L TLED | 184.8 | kWh | per unit | 89.32 | 60.93 | 12 | Comm Lighting
E262 | 18231134 | Small Business Direct Install | Electricity | 8' 1L T12 HO F96 to 4' 2L TLED (retro kit 2L 8') | 260.7 | kWh | per unit | 93.55 | 65.48 | 12 | Comm Lighting
E262 | 18231134 | Small Business Direct Install | Electricity | 8' 2L T12 HO F96 to 4' 4L TLED (retro kit 4L 8' NBF) | 521.4 | kWh | per unit | 77.21 | 54.05 | 12 | Comm Lighting
E262 | 18231134 | Small Business Direct Install | Electricity | 8' 2L T12 F96 to 4' 2L TLED (retro kit delamp) | 369.6 | kWh | per unit | 94.19 | 65.93 | 12 | Comm Lighting
E262 | 18231134 | Small Business Direct Install | Electricity | 8' 1L T12 F96 to 4' 2L TLED (retro kit 2L 8') | 141.9 | kWh | per unit | 92.72 | 64.9 | 12 | Comm Lighting
E262 | 18231134 | Small Business Direct Install | Electricity | 8' 2L T12 F96 to 4' 4L TLED (retro kit 4L 8') | 283.8 | kWh | per unit | 120.43 | 84.3 | 12 | Comm Lighting
E262 | 18231134 | Small Business Direct Install | Electricity | 4' 3L T12 to 4' 3L T8 | 162 | kWh | per unit | 61.25 | 61.25 | 12 | Comm Lighting
E262 | 18231134 | Small Business Direct Install | Electricity | 4' 3L T12 to 4' 2L T8 (delamp & reflector) | 230.9932 | kWh | per unit | 91 | 91 | 12 | Comm Lighting
E262 | 18231134 | Small Business Direct Install | Electricity | 4' 3L T12 HO to 4' 2L T8 (delamp & reflector) | 574.183 | kWh | per unit | 91 | 91 | 12 | Comm Lighting
E262 | 18231134 | Small Business Direct Install | Electricity | 4' 4L T12 HO to 4' 4L T8 | 673.1801 | kWh | per unit | 67.83 | 67.83 | 12 | Comm Lighting
E262 | 18231134 | Small Business Direct Install | Electricity | 4' 4L T12 HO to 4' 3L T8 (delamp) | 742.478 | kWh | per unit | 91 | 91 | 12 | Comm Lighting
E262 | 18231134 | Small Business Direct Install | Electricity | 400W HID to 80W LED | 1588 | kWh | per unit | 471.07 | 317.52 | 12 | Comm Lighting
E262 | 18231134 | Small Business Direct Install | Electricity | 400W HID to 60W LED | 1672 | kWh | per unit | 471.07 | 329.75 | 12 | Comm Lighting
E262 | 18231134 | Small Business Direct Install | Electricity | 250W HID to 60W LED | 970 | kWh | per unit | 298.62 | 194.04 | 12 | Comm Lighting
E262 | 18231134 | Small Business Direct Install | Electricity | 250W HID to 35W LED | 1075 | kWh | per unit | 218.82 | 153.17 | 12 | Comm Lighting
E262 | 18231134 | Small Business Direct Install | Electricity | 175W HID to 35W LED | 735 | kWh | per unit | 218.82 | 153.17 | 12 | Comm Lighting
E262 | 18231134 | Small Business Direct Install | Electricity | 100W HID to 20W LED | 458 | kWh | per unit | 176.82 | 91.56 | 12 | Comm Lighting
E262 | 18231134 | Small Business Direct Install | Electricity | Walk-In ECM <23W | 592 | kWh | per unit | 225.4 | 259.6 | 15 | Comm Refrigeration
E262 | 18231134 | Small Business Direct Install | Electricity | Walk-In ECM >23W | 1458 | kWh | per unit | 225.4 | 259.6 | 15 | Comm Refrigeration
E262 | 18231134 | Small Business Direct Install | Electricity | Gaskets for Walk-in Cooler - Main Door (per door) - Electric | 204 | kWh | per unit | 76 | 61.2 | 4 | Comm Refrigeration
E262 | 18231134 | Small Business Direct Install | Electricity | Retrofit from 320W HID to Low-Med Output LED | 1298 | kWh | per unit | 471.07 | 329.75 | 12 | Comm Lighting
E262 | 18231134 | Small Business Direct Install | Electricity | Retrofit from 400W HID to Low-Med Output LED | 1676 | kWh | per unit | 471.07 | 329.75 | 12 | Comm Lighting
E262 | 18231134 | Small Business Direct Install | Electricity | Retrofit from 320W HID to High Output LED | 928 | kWh | per unit | 471.07 | 329.75 | 12 | Comm Lighting
E262 | 18231134 | Small Business Direct Install | Electricity | Night Covers Medium Temperature (0 F to 30F) [Unknown Heating] | 43.8 | kWh | per unit | 60.2 | 42.14 | 5 | Comm Refrigeration
E262 | 18231134 | Small Business Direct Install | Electricity | 2.6 gpm to 0.65 gpm-gas (Elec IE) | 127 | kWh | per unit | 76.3 | 76.3 | 4 | Comm Water Heat
E262 | 18231134 | Small Business Direct Install | Electricity | Open Case Lights - Low Power LED from T12 (4' Lamp) | 170 | kWh | per unit | 83.64 | 58.55 | 11 | Comm Lighting
E262 | 18231134 | Small Business Direct Install | Electricity | Reach-in Case Lighting: T12 to LED (Retrofit)_Med Temp Case (4' Lamp) | 222 | kWh | per unit | 83.64 | 58.55 | 11 | Comm Lighting
E262 | 18231134 | Small Business Direct Install | Electricity | 1.5 GPM Showerhead Any Commercial, electric SBDI | 228 | kWh | per unit | 23.8 | 23.8 | 10 | Comm Water Heat
E262 | 18231134 | Small Business Direct Install | Electricity | 1.5 GPM Showerhead Any Commercial, gas IE SBDI | 10 | kWh | per unit | 0 | 0 | 10 | Comm Water Heat
E262 | 18231134 | Small Business Direct Install | Electricity | 1.5 GPM Showerhead Fitness Center, electric SBDI | 4288 | kWh | per unit | 23.8 | 23.8 | 10 | Comm Water Heat
E262 | 18231134 | Small Business Direct Install | Electricity | 1.5 GPM Showerhead Fitness Center, gas IE SBDI | 190 | kWh | per unit | 0 | 0 | 10 | Comm Water Heat
E262 | 18231134 | Small Business Direct Install | Electricity | 1.5 GPM Showerhead Any Commercial, electric SBDI– Split Cost with CWA | 228 | kWh | per unit | 12.8 | 12.8 | 10 | Comm Water Heat
E262 | 18231134 | Small Business Direct Install | Electricity | 1.5 GPM Showerhead Any Commercial, gas IE SBDI– Split Cost with CWA | 10 | kWh | per unit | 0 | 0 | 10 | Comm Water Heat
E262 | 18231134 | Small Business Direct Install | Electricity | 1.5 GPM Showerhead Fitness Center, electric SBDI – Split Cost with CWA | 4288 | kWh | per unit | 12.8 | 12.8 | 10 | Comm Water Heat
E262 | 18231134 | Small Business Direct Install | Electricity | 1.5 GPM Showerhead Fitness Center, gas IE SBDI – Split Cost with CWA | 190 | kWh | per unit | 0 | 0 | 10 | Comm Water Heat
E262 | 18231134 | Small Business Direct Install | Electricity | Aerator, Office Small-Electric | 46.6 | kWh | per unit | 13.09 | 13.09 | 10 | Comm Water Heat
E262 | 18231134 | Small Business Direct Install | Electricity | Aerator, Restaurant - Electric | 94 | kWh | per unit | 13.09 | 13.09 | 10 | Comm Water Heat
E262 | 18231134 | Small Business Direct Install | Electricity | Aerator, Retail-Electric | 151.6 | kWh | per unit | 13.09 | 13.09 | 10 | Comm Water Heat
E262 | 18231134 | Small Business Direct Install | Electricity | Aerator, School-Electric | 189.5 | kWh | per unit | 13.09 | 13.09 | 10 | Comm Water Heat
E262 | 18231134 | Small Business Direct Install | Electricity | Aerator, All Others-Electric | 151.6 | kWh | per unit | 13.09 | 13.09 | 10 | Comm Water Heat
E262 | 18231134 | Small Business Direct Install | Electricity | LED A Lamp 11W - Assembly Church | 55 | kWh | per unit | 19.68 | 19.68 | 5 | Comm Lighting
E262 | 18231134 | Small Business Direct Install | Electricity | LED Decorative - Assembly Church | 35 | kWh | per unit | 27.69 | 27.69 | 3 | Comm Lighting
E262 | 18231134 | Small Business Direct Install | Electricity | LED Decorative - Exterior | 79 | kWh | per unit | 27.69 | 27.69 | 3 | Comm Lighting
E262 | 18231134 | Small Business Direct Install | Electricity | LED Decorative - Grocery | 102 | kWh | per unit | 27.69 | 27.69 | 3 | Comm Lighting
E262 | 18231134 | Small Business Direct Install | Electricity | LED MR 16 - Assembley Church | 47 | kWh | per unit | 32.41 | 32.41 | 5 | Comm Lighting
E262 | 18231134 | Small Business Direct Install | Electricity | LED MR 16 - Exterior | 103 | kWh | per unit | 32.41 | 32.41 | 5 | Comm Lighting
E262 | 18230521 | Agriculture Direct Install | Electricity | Wheel/hand line systems: Replace worn nozzle with new flow controlling type nozzle for impact sprinklers - Western Washington and Oregon | 20 | kWh | per unit | 5.67 | 5.67 | 4 | Comm Flat
E262 | 18230521 | Agriculture Direct Install | Electricity | Wheel/hand line systems: Replace worn nozzle with new nozzle - Western Washington and Oregon | 20 | kWh | per unit | 2.12 | 2.12 | 4 | Comm Flat
E262 | 18230521 | Agriculture Direct Install | Electricity | Wheel/hand line systems: Rebuild or replace leaking impact sprinkler with new or rebuilt impact sprinkler - Western Washington and Oregon | 18 | kWh | per unit | 12.33 | 12.33 | 5 | Comm Flat
E262 | 18230521 | Agriculture Direct Install | Electricity | Wheel/hand line systems: Replace leaking gasket with new gasket - Western Washington and Oregon | 106 | kWh | per unit | 3.92 | 3.92 | 5 | Comm Flat
E262 | 18230521 | Agriculture Direct Install | Electricity | Wheel/hand line systems: Replace leaking drain with new drain - Western Washington and Oregon | 110 | kWh | per unit | 13.67 | 13.67 | 5 | Comm Flat
E262 | 18230521 | Agriculture Direct Install | Electricity | Wheel/hand line systems: Cut and pipe press repair of leaking hand-lines, wheel-lines, and portable main-lines - Western Washington and Oregon | 53 | kWh | per unit | 18 | 18 | 8 | Comm Flat
E262 | 18230521 | Agriculture Direct Install | Electricity | Thunderbird wheel line systems: Replace leaking hub with new hub - Western Washington and Oregon | 46 | kWh | per unit | 50 | 50 | 10 | Comm Flat
E262 | 18230521 | Agriculture Direct Install | Electricity | Wheel line systems: Rebuild or replace leaking or malfunctioning leveler with new or rebuilt leveler. - Western Washington and Oregon | 26 | kWh | per unit | 3.25 | 3.25 | 5 | Comm Flat
E262 | 18230521 | Agriculture Direct Install | Electricity | Center pivot/linear move systems: Install new sprinkler package on an existing system. - Western Washington and Oregon | 59 | kWh | per unit | 25.53 | 25.53 | 5 | Comm Flat
E262 | 18230521 | Agriculture Direct Install | Electricity | Center pivot/linear move systems: New gooseneck elbows - Western Washington and Oregon | 4 | kWh | per unit | 4.17 | 4.17 | 15 | Comm Flat
E262 | 18230521 | Agriculture Direct Install | Electricity | Center pivot/linear move systems: New drop tubes (3 feet minimum) - Western Washington and Oregon | 4 | kWh | per unit | 6.5 | 6.5 | 10 | Comm Flat
E262 | 18230521 | Agriculture Direct Install | Electricity | Center pivot/linear move systems: Replace leaking pivot boot gasket with new pivot boot gasket - Western Washington and Oregon | 856 | kWh | per unit | 250 | 250 | 8 | Comm Flat
E262 | 18230521 | Agriculture Direct Install | Electricity | Center pivot/linear move systems: Replace leaking tower gasket with new tower gasket - Western Washington and Oregon | 21 | kWh | per unit | 53.7 | 53.7 | 8 | Comm Flat
E262 | 18230521 | Agriculture Direct Install | Electricity | Freeze Resistant Stock Water Tanks/Fountains - Heating Zone 1 | 376 | kWh | per unit | 377 | 94 | 10 | Comm Water Heat
E262 | 18230521 | Agriculture Direct Install | Electricity | Freeze Resistant Stock Water Tanks/Fountains - Heating Zone 2 | 774 | kWh | per unit | 377 | 193.5 | 10 | Comm Water Heat
E262 | 18230521 | Agriculture Direct Install | Electricity | Variable Frequency Drive on Spud or Onion Shed Ventilation Fan - 5 HP | 5963.5 | kWh | per unit | 5866.55 | 1490.875 | 10 | Comm Cooling
E262 | 18230521 | Agriculture Direct Install | Electricity | Variable Frequency Drive on Spud or Onion Shed Ventilation Fan - 10 HP | 11927 | kWh | per unit | 7011.9 | 2981.75 | 10 | Comm Cooling
E262 | 18230521 | Agriculture Direct Install | Electricity | Variable Frequency Drive on Spud or Onion Shed Ventilation Fan - 15 HP | 17890.5 | kWh | per unit | 8157.25 | 4472.625 | 10 | Comm Cooling
E262 | 18230521 | Agriculture Direct Install | Electricity | Variable Frequency Drive on Spud or Onion Shed Ventilation Fan - 20 HP | 23854 | kWh | per unit | 9302.6 | 4651.3 | 10 | Comm Cooling
E262 | 18230521 | Agriculture Direct Install | Electricity | Variable Frequency Drive on Spud or Onion Shed Ventilation Fan - 25 HP | 29817.5 | kWh | per unit | 10447.95 | 5223.975 | 10 | Comm Cooling
E262 | 18230521 | Agriculture Direct Install | Electricity | Variable Frequency Drive on Spud or Onion Shed Ventilation Fan - 30 HP | 35781 | kWh | per unit | 11593.3 | 5796.65 | 10 | Comm Cooling
E262 | 18230521 | Agriculture Direct Install | Electricity | Variable Frequency Drive on Spud or Onion Shed Ventilation Fan - 35 HP | 41744.5 | kWh | per unit | 12738.65 | 6369.325 | 10 | Comm Cooling
E262 | 18230521 | Agriculture Direct Install | Electricity | Variable Frequency Drive on Spud or Onion Shed Ventilation Fan - 40 HP | 47708 | kWh | per unit | 13884 | 6942 | 10 | Comm Cooling
E262 | 18230521 | Agriculture Direct Install | Electricity | Variable Frequency Drive on Spud or Onion Shed Ventilation Fan - 45 HP | 53671.5 | kWh | per unit | 15029.35 | 7514.675 | 10 | Comm Cooling
E262 | 18230521 | Agriculture Direct Install | Electricity | Variable Frequency Drive on Spud or Onion Shed Ventilation Fan - 50 HP | 59635 | kWh | per unit | 16174.7 | 8087.35 | 10 | Comm Cooling
E262 | 18230521 | Agriculture Direct Install | Electricity | Evaporator Motor - Shaded Pole to ECM for Walk-ins >23 Watt | 243 | kWh | per unit | 525.41 | 262.705 | 16 | Comm Refrigeration
E262 | 18230521 | Agriculture Direct Install | Electricity | Evaporator Motor - Shaded Pole to ECM for Walk-ins ≤ 23 Watt | 114 | kWh | per unit | 194.77 | 97.385 | 16 | Comm Refrigeration
E262 | 18230521 | Agriculture Direct Install | Electricity | Pre-rinse sprayer, SBO >2.6 to 1.6 | 1200 | kWh | per unit | 10.95 | 10.95 | 5 | Comm Water Heat
E262 | 18230521 | Agriculture Direct Install | Electricity | Pre-rinse sprayer, SBO 1.6 to 1.6 | 1208 | kWh | per unit | 70.42 | 70.42 | 5 | Comm Water Heat
E262 | 18230521 | Agriculture Direct Install | Electricity | Pre-rinse sprayer, SBO 2.2 to 1.6 | 839 | kWh | per unit | 70.42 | 70.42 | 5 | Comm Water Heat
E262 | 18230521 | Agriculture Direct Install | Electricity | Pre-rinse sprayer, SBO 2.6 to 1.6 | 1322 | kWh | per unit | 70.42 | 70.42 | 5 | Comm Water Heat
E262 | 18230521 | Agriculture Direct Install | Electricity | Super Low Flow Shwrhd - Std (ELEC) | 2187 | kWh | per unit | 70.42 | 70.42 | 5 | Comm Water Heat
E262 | 18230521 | Agriculture Direct Install | Electricity | Super Low Flow Shwrhd - Fitness Cntr (ELEC) | 228 | kWh | per unit | 21.67 | 21.67 | 10 | Comm Water Heat
E262 | 18230521 | Agriculture Direct Install | Electricity | Load Sensing Smart Strip | 100 | kWh | per unit | 54.6 | 54.6 | 5 | Comm Lighting
E262 | 18230521 | Agriculture Direct Install | Electricity | Fixture LED, 35w Area (barn) w/ photo | 793 | kWh | per unit | 87.75 | 87.75 | 12 | Comm Lighting
E262 | 18230521 | Agriculture Direct Install | Electricity | LED Canopy fixture | 685 | kWh | per unit | 196.3 | 171.25 | 12 | Comm Lighting
E262 | 18230521 | Agriculture Direct Install | Electricity | Fixture LED, <30w Wall pack (small) w/ photo | 685 | kWh | per unit | 430.4 | 171.25 | 12 | Comm Lighting
E262 | 18230521 | Agriculture Direct Install | Electricity | Recessed Can 8" LED | 109 | kWh | per unit | 150.8 | 150.8 | 12 | Comm Lighting
E262 | 18230521 | Agriculture Direct Install | Electricity | LED A Lamp 7W - Other | 43 | kWh | per unit | 81.9 | 81.9 | 3 | Comm Lighting
E262 | 18230521 | Agriculture Direct Install | Electricity | LED A Lamp 7W - School (k-12) | 44 | kWh | per unit | 16.8 | 16.8 | 3 | Comm Lighting
E262 | 18230521 | Agriculture Direct Install | Electricity | LED A Lamp 7W - Warehouse | 46 | kWh | per unit | 16.8 | 16.8 | 3 | Comm Lighting
E262 | 18230521 | Agriculture Direct Install | Electricity | LED A Lamp 7W - Office | 58 | kWh | per unit | 16.8 | 16.8 | 3 | Comm Lighting
E262 | 18230521 | Agriculture Direct Install | Electricity | LED A Lamp 7W - Retail | 64 | kWh | per unit | 16.8 | 16.8 | 3 | Comm Lighting
E262 | 18230521 | Agriculture Direct Install | Electricity | LED A Lamp 7W - Restaurant | 70 | kWh | per unit | 16.8 | 16.8 | 3 | Comm Lighting
E262 | 18230521 | Agriculture Direct Install | Electricity | LED A Lamp 7W - Other Health | 85 | kWh | per unit | 16.8 | 16.8 | 3 | Comm Lighting
E262 | 18230521 | Agriculture Direct Install | Electricity | LED A Lamp 7W - Lodging Common Area | 158 | kWh | per unit | 16.8 | 16.8 | 3 | Comm Lighting
E262 | 18230521 | Agriculture Direct Install | Electricity | LED A Lamp 11W - Other | 68 | kWh | per unit | 16.8 | 16.8 | 3 | Comm Lighting
E262 | 18230521 | Agriculture Direct Install | Electricity | LED A Lamp 11W - School (k-12) | 70 | kWh | per unit | 15.81 | 15.81 | 3 | Comm Lighting
E262 | 18230521 | Agriculture Direct Install | Electricity | LED A Lamp 11W - Warehouse | 72 | kWh | per unit | 15.81 | 15.81 | 3 | Comm Lighting
E262 | 18230521 | Agriculture Direct Install | Electricity | LED A Lamp 11W - Office | 91 | kWh | per unit | 15.81 | 15.81 | 3 | Comm Lighting
E262 | 18230521 | Agriculture Direct Install | Electricity | LED A Lamp 11W - Retail | 100 | kWh | per unit | 15.81 | 15.81 | 3 | Comm Lighting
E262 | 18230521 | Agriculture Direct Install | Electricity | LED A Lamp 11W - Restaurant | 109 | kWh | per unit | 15.81 | 15.81 | 3 | Comm Lighting
E262 | 18230521 | Agriculture Direct Install | Electricity | LED A Lamp 11W - Other Health | 134 | kWh | per unit | 15.81 | 15.81 | 3 | Comm Lighting
E262 | 18230521 | Agriculture Direct Install | Electricity | LED A Lamp 11W - Lodging Common Area | 247 | kWh | per unit | 15.81 | 15.81 | 3 | Comm Lighting
E262 | 18230521 | Agriculture Direct Install | Electricity | LED A Lamp 5W Globe - Other | 31 | kWh | per unit | 15.81 | 15.81 | 3 | Comm Lighting
E262 | 18230521 | Agriculture Direct Install | Electricity | LED A Lamp 5W Globe - School (k-12) | 32 | kWh | per unit | 23.33 | 23.33 | 3 | Comm Lighting
E262 | 18230521 | Agriculture Direct Install | Electricity | LED A Lamp 5W Globe - Warehouse | 33 | kWh | per unit | 23.33 | 23.33 | 3 | Comm Lighting
E262 | 18230521 | Agriculture Direct Install | Electricity | LED A Lamp 5W Globe - Office | 41 | kWh | per unit | 23.33 | 23.33 | 3 | Comm Lighting
E262 | 18230521 | Agriculture Direct Install | Electricity | LED A Lamp 5W Globe - Retail | 46 | kWh | per unit | 23.33 | 23.33 | 3 | Comm Lighting
E262 | 18230521 | Agriculture Direct Install | Electricity | LED A Lamp 5W Globe - Restaurant | 50 | kWh | per unit | 23.33 | 23.33 | 3 | Comm Lighting
E262 | 18230521 | Agriculture Direct Install | Electricity | LED A Lamp 5W Globe - Other Health | 61 | kWh | per unit | 23.33 | 23.33 | 3 | Comm Lighting
E262 | 18230521 | Agriculture Direct Install | Electricity | LED A Lamp 5W Globe - Lodging Common Area | 113 | kWh | per unit | 23.33 | 23.33 | 3 | Comm Lighting
E262 | 18230521 | Agriculture Direct Install | Electricity | LED MR 16 - Other | 58 | kWh | per unit | 23.33 | 23.33 | 3 | Comm Lighting
E262 | 18230521 | Agriculture Direct Install | Electricity | LED MR 16 - School (k-12) | 59 | kWh | per unit | 24.29 | 24.29 | 3 | Comm Lighting
E262 | 18230521 | Agriculture Direct Install | Electricity | LED MR 16 - Warehouse | 61 | kWh | per unit | 24.29 | 24.29 | 3 | Comm Lighting
E262 | 18230521 | Agriculture Direct Install | Electricity | LED MR 16 - Office | 77 | kWh | per unit | 24.29 | 24.29 | 3 | Comm Lighting
E262 | 18230521 | Agriculture Direct Install | Electricity | LED MR 16 - Retail | 84 | kWh | per unit | 24.29 | 24.29 | 3 | Comm Lighting
E262 | 18230521 | Agriculture Direct Install | Electricity | LED MR 16 - Restaurant | 92 | kWh | per unit | 24.29 | 24.29 | 3 | Comm Lighting
E262 | 18230521 | Agriculture Direct Install | Electricity | LED MR 16 - Other Health | 113 | kWh | per unit | 24.29 | 24.29 | 3 | Comm Lighting
E262 | 18230521 | Agriculture Direct Install | Electricity | LED MR 16 - Lodging Common Area | 210 | kWh | per unit | 24.29 | 24.29 | 3 | Comm Lighting
E262 | 18230521 | Agriculture Direct Install | Electricity | LED Direction Par 20 - Other | 82 | kWh | per unit | 24.29 | 24.29 | 3 | Comm Lighting
E262 | 18230521 | Agriculture Direct Install | Electricity | LED Direction Par 20 - School (k-12) | 84 | kWh | per unit | 31.63 | 31.63 | 3 | Comm Lighting
E262 | 18230521 | Agriculture Direct Install | Electricity | LED Direction Par 20 - Warehouse | 87 | kWh | per unit | 31.63 | 31.63 | 3 | Comm Lighting
E262 | 18230521 | Agriculture Direct Install | Electricity | LED Direction Par 20 - Office | 110 | kWh | per unit | 31.63 | 31.63 | 3 | Comm Lighting
E262 | 18230521 | Agriculture Direct Install | Electricity | LED Direction Par 20 - Retail | 120 | kWh | per unit | 31.63 | 31.63 | 3 | Comm Lighting
E262 | 18230521 | Agriculture Direct Install | Electricity | LED Direction Par 20 - Restaurant | 131 | kWh | per unit | 31.63 | 31.63 | 3 | Comm Lighting
E262 | 18230521 | Agriculture Direct Install | Electricity | LED Direction Par 20 - Other Health | 161 | kWh | per unit | 31.63 | 31.63 | 3 | Comm Lighting
E262 | 18230521 | Agriculture Direct Install | Electricity | LED Direction Par 20 - Lodging Common Area | 299 | kWh | per unit | 31.63 | 31.63 | 3 | Comm Lighting
E262 | 18230521 | Agriculture Direct Install | Electricity | LED Direction Par 30 - Other | 70 | kWh | per unit | 31.63 | 31.63 | 3 | Comm Lighting
E262 | 18230521 | Agriculture Direct Install | Electricity | LED Direction Par 30 - School (k-12) | 71 | kWh | per unit | 35.71 | 35.71 | 3 | Comm Lighting
E262 | 18230521 | Agriculture Direct Install | Electricity | LED Direction Par 30 - Warehouse | 74 | kWh | per unit | 35.71 | 35.71 | 3 | Comm Lighting
E262 | 18230521 | Agriculture Direct Install | Electricity | LED Direction Par 30 - Office | 93 | kWh | per unit | 35.71 | 35.71 | 3 | Comm Lighting
E262 | 18230521 | Agriculture Direct Install | Electricity | LED Direction Par 30 - Retail | 103 | kWh | per unit | 35.71 | 35.71 | 3 | Comm Lighting
E262 | 18230521 | Agriculture Direct Install | Electricity | LED Direction Par 30 - Restaurant | 112 | kWh | per unit | 35.71 | 35.71 | 3 | Comm Lighting
E262 | 18230521 | Agriculture Direct Install | Electricity | LED Direction Par 30 - Other Health | 137 | kWh | per unit | 35.71 | 35.71 | 3 | Comm Lighting
E262 | 18230521 | Agriculture Direct Install | Electricity | LED Direction Par 30 - Lodging Common Area | 255 | kWh | per unit | 35.71 | 35.71 | 3 | Comm Lighting
E262 | 18230521 | Agriculture Direct Install | Electricity | LED Par 38 & 40 - Other | 95 | kWh | per unit | 35.71 | 35.71 | 3 | Comm Lighting
E262 | 18230521 | Agriculture Direct Install | Electricity | LED Par 38 & 40 - School (k-12) | 96 | kWh | per unit | 35.71 | 35.71 | 3 | Comm Lighting
E262 | 18230521 | Agriculture Direct Install | Electricity | LED Par 38 & 40 - Warehouse | 100 | kWh | per unit | 35.71 | 35.71 | 3 | Comm Lighting
E262 | 18230521 | Agriculture Direct Install | Electricity | LED Par 38 & 40 - Office | 126 | kWh | per unit | 35.71 | 35.71 | 3 | Comm Lighting
E262 | 18230521 | Agriculture Direct Install | Electricity | LED Par 38 & 40 - Retail | 139 | kWh | per unit | 35.71 | 35.71 | 3 | Comm Lighting
E262 | 18230521 | Agriculture Direct Install | Electricity | LED Par 38 & 40 - Restaurant | 151 | kWh | per unit | 35.71 | 35.71 | 3 | Comm Lighting
E262 | 18230521 | Agriculture Direct Install | Electricity | LED Par 38 & 40 - Other Health | 185 | kWh | per unit | 35.71 | 35.71 | 3 | Comm Lighting
E262 | 18230521 | Agriculture Direct Install | Electricity | LED Par 38 & 40 - Lodging Common Area | 344 | kWh | per unit | 35.71 | 35.71 | 3 | Comm Lighting
E262 | 18230521 | Agriculture Direct Install | Electricity | LED Decorative - Lodging Common Area | 159 | kWh | per unit | 35.71 | 35.71 | 3 | Comm Lighting
E262 | 18230521 | Agriculture Direct Install | Electricity | LED Decorative -Office | 58 | kWh | per unit | 13.68 | 13.68 | 3 | Comm Lighting
E262 | 18230521 | Agriculture Direct Install | Electricity | LED Decorative -Other | 44 | kWh | per unit | 13.68 | 13.68 | 3 | Comm Lighting
E262 | 18230521 | Agriculture Direct Install | Electricity | LED Decorative - Other Health | 86 | kWh | per unit | 13.68 | 13.68 | 3 | Comm Lighting
E262 | 18230521 | Agriculture Direct Install | Electricity | LED Decorative - Restaurant | 70 | kWh | per unit | 13.68 | 13.68 | 3 | Comm Lighting
E262 | 18230521 | Agriculture Direct Install | Electricity | LED Decorative - Retail | 64 | kWh | per unit | 13.68 | 13.68 | 3 | Comm Lighting
E262 | 18230521 | Agriculture Direct Install | Electricity | LED Decorative - School (k-12) | 45 | kWh | per unit | 13.68 | 13.68 | 3 | Comm Lighting
E262 | 18230521 | Agriculture Direct Install | Electricity | Programmable Communicating Thermostat | 473 | kWh | per unit | 160 | 160 | 10 | Comm Space Heat
E262 | 18230521 | Agriculture Direct Install | Electricity | 2' 1L T12 HO To 2' 1L T8 2015 | 158 | kWh | per unit | 52.23 | 39.5 | 12 | Comm Lighting
E262 | 18230521 | Agriculture Direct Install | Electricity | 3' 1L T12 to 3' 1L TLED | 92.4 | kWh | per unit | 43.85 | 19.07 | 12 | Comm Lighting
E262 | 18230521 | Agriculture Direct Install | Electricity | 3' 1L T8 25W to 3' 1L TLED | 42.9 | kWh | per unit | 43.85 | 19.07 | 12 | Comm Lighting
E262 | 18230521 | Agriculture Direct Install | Electricity | 4' 1L T12 to 4' 1L TLED | 79.2 | kWh | per unit | 58.59 | 29.3 | 12 | Comm Lighting
E262 | 18230521 | Agriculture Direct Install | Electricity | 4' 2L T12 to 4' 2L TLED | 158.4 | kWh | per unit | 59.01 | 41.3 | 12 | Comm Lighting
E262 | 18230521 | Agriculture Direct Install | Electricity | 4' 2L T12 HO to 4' 2L TLED | 389.4 | kWh | per unit | 66.35 | 33.17 | 12 | Comm Lighting
E262 | 18230521 | Agriculture Direct Install | Electricity | 4' 3L T12 to 4' 3L TLED | 237.6 | kWh | per unit | 80.79 | 56.56 | 12 | Comm Lighting
E262 | 18230521 | Agriculture Direct Install | Electricity | 4' 3L T12 HO to 4' 3L TLED | 584.1 | kWh | per unit | 81.11 | 40.55 | 12 | Comm Lighting
E262 | 18230521 | Agriculture Direct Install | Electricity | 4' 3L T12 to 4' 2L TLED (delamp & reflector) | 280.5 | kWh | per unit | 87.05 | 60.93 | 12 | Comm Lighting
E262 | 18230521 | Agriculture Direct Install | Electricity | 4' 3L T12 HO to 4' 2L TLED (delamp & reflector) | 627 | kWh | per unit | 87.46 | 43.73 | 12 | Comm Lighting
E262 | 18230521 | Agriculture Direct Install | Electricity | 4' 4L T12 to 4' 4L TLED | 316.8 | kWh | per unit | 93.31 | 65.32 | 12 | Comm Lighting
E262 | 18230521 | Agriculture Direct Install | Electricity | 4' 4L T12 HO to 4' 4L TLED | 778.8 | kWh | per unit | 89.32 | 44.66 | 12 | Comm Lighting
E262 | 18230521 | Agriculture Direct Install | Electricity | 4' 4L T12 to 4' 3L TLED (delamp) | 359.7 | kWh | per unit | 79.01 | 55.31 | 12 | Comm Lighting
E262 | 18230521 | Agriculture Direct Install | Electricity | 4' 4L T12 HO to 4' 3L TLED (delamp) | 821.7 | kWh | per unit | 75.02 | 37.51 | 12 | Comm Lighting
E262 | 18230521 | Agriculture Direct Install | Electricity | 4' 4L T12 to 4' 2L TLED (delamp & reflector) | 402.6 | kWh | per unit | 87.46 | 61.22 | 12 | Comm Lighting
E262 | 18230521 | Agriculture Direct Install | Electricity | 4' 4L T12 HO 4' 2L TLED (delamp & reflector) | 864.6 | kWh | per unit | 87.46 | 43.73 | 12 | Comm Lighting
E262 | 18230521 | Agriculture Direct Install | Electricity | 4' 1L T8 32 W LLO to 4' 1L TLED | 36.3 | kWh | per unit | 58.95 | 29.3 | 12 | Comm Lighting
E262 | 18230521 | Agriculture Direct Install | Electricity | 4' 1L T8 32 W NLO to 4' 1L TLED | 46.2 | kWh | per unit | 58.59 | 29.3 | 12 | Comm Lighting
E262 | 18230521 | Agriculture Direct Install | Electricity | 4' 1L T8 32 W HLO to 4' 1L TLED | 75.9 | kWh | per unit | 58.59 | 29.3 | 12 | Comm Lighting
E262 | 18230521 | Agriculture Direct Install | Electricity | 4' 1L T8 28 W LLO to 4' 1L TLED | 26.4 | kWh | per unit | 58.59 | 29.3 | 12 | Comm Lighting
E262 | 18230521 | Agriculture Direct Install | Electricity | 4' 1L T8 28 W NLO to 4' 1L TLED | 36.3 | kWh | per unit | 58.59 | 29.3 | 12 | Comm Lighting
E262 | 18230521 | Agriculture Direct Install | Electricity | 4' 2L T8 32 W LLO to 4' 2L TLED | 72.6 | kWh | per unit | 58.59 | 29.3 | 12 | Comm Lighting
E262 | 18230521 | Agriculture Direct Install | Electricity | 4' 2L T8 32 W NLO to 4' 2L TLED | 92.4 | kWh | per unit | 61.19 | 42.83 | 12 | Comm Lighting
E262 | 18230521 | Agriculture Direct Install | Electricity | 4' 2L T8 32 W HLO to 4' 2L TLED | 151.8 | kWh | per unit | 61.19 | 42.83 | 12 | Comm Lighting
E262 | 18230521 | Agriculture Direct Install | Electricity | 4' 2L T8 28 W LLO to 4' 2L TLED | 52.8 | kWh | per unit | 58.59 | 29.3 | 12 | Comm Lighting
E262 | 18230521 | Agriculture Direct Install | Electricity | 4' 2L T8 28 W NLO to 4' 2L TLED | 72.6 | kWh | per unit | 58.59 | 29.3 | 12 | Comm Lighting
E262 | 18230521 | Agriculture Direct Install | Electricity | 4' 3L T8 32 W LLO to 4' 3L TLED | 108.9 | kWh | per unit | 75.02 | 37.51 | 12 | Comm Lighting
E262 | 18230521 | Agriculture Direct Install | Electricity | 4' 3L T8 32 W NLO to 4' 3L TLED | 138.6 | kWh | per unit | 73.72 | 51.6 | 12 | Comm Lighting
E262 | 18230521 | Agriculture Direct Install | Electricity | 4' 3L T8 32 W NLO to 4' 3L TLED | 227.7 | kWh | per unit | 73.72 | 51.6 | 12 | Comm Lighting
E262 | 18230521 | Agriculture Direct Install | Electricity | 4' 3L T8 28 W LLO to 4' 3L TLED | 79.2 | kWh | per unit | 75.02 | 37.51 | 12 | Comm Lighting
E262 | 18230521 | Agriculture Direct Install | Electricity | 4' 3L T8 28 W NLO to 4' 3L TLED | 108.9 | kWh | per unit | 75.02 | 37.51 | 12 | Comm Lighting
E262 | 18230521 | Agriculture Direct Install | Electricity | 4' 3L T8 32 W LLO to 4' 2L TLED (delamp & reflector) | 151.8 | kWh | per unit | 87.05 | 60.93 | 12 | Comm Lighting
E262 | 18230521 | Agriculture Direct Install | Electricity | 4' 3L T8 32 W NLO to 4' 2L TLED (delamp & reflector) | 181.5 | kWh | per unit | 87.05 | 60.93 | 12 | Comm Lighting
E262 | 18230521 | Agriculture Direct Install | Electricity | 4' 3L T8 32 W HLO to 4' 2L TLED (delamp & reflector) | 270.6 | kWh | per unit | 87.05 | 60.93 | 12 | Comm Lighting
E262 | 18230521 | Agriculture Direct Install | Electricity | 4' 4L T8 28 W LLO to 4' 4L TLED | 105.6 | kWh | per unit | 89.32 | 60.93 | 12 | Comm Lighting
E262 | 18230521 | Agriculture Direct Install | Electricity | 4' 4L T8 28 W NLO to 4' 4L TLED | 145.2 | kWh | per unit | 89.32 | 60.93 | 12 | Comm Lighting
E262 | 18230521 | Agriculture Direct Install | Electricity | 4' 4L T8 32 W LLO to 4' 4L TLED | 145.2 | kWh | per unit | 89.32 | 60.93 | 12 | Comm Lighting
E262 | 18230521 | Agriculture Direct Install | Electricity | 4' 4L T8 32 W NLO to 4' 4L TLED | 184.8 | kWh | per unit | 89.32 | 60.93 | 12 | Comm Lighting
E262 | 18230521 | Agriculture Direct Install | Electricity | 4' 4L T8 32 W HLO to 4' 4L TLED | 303.6 | kWh | per unit | 89.32 | 60.93 | 12 | Comm Lighting
E262 | 18230521 | Agriculture Direct Install | Electricity | 4' 4L T8 28 W LLO to 4' 3L TLED (delamp) | 148.5 | kWh | per unit | 73.72 | 51.61 | 12 | Comm Lighting
E262 | 18230521 | Agriculture Direct Install | Electricity | 4' 4L T8 28 W NLO to 4' 2L TLED (delamp & reflector) | 231 | kWh | per unit | 98.39 | 68.87 | 12 | Comm Lighting
E262 | 18230521 | Agriculture Direct Install | Electricity | 4' 4L T8 32 W LLO to 4' 3L TLED (delamp) | 188.1 | kWh | per unit | 73.72 | 51.61 | 12 | Comm Lighting
E262 | 18230521 | Agriculture Direct Install | Electricity | 4' 4L T8 32 W HLO to 4' 2L TLED (delamp & reflector) | 270.6 | kWh | per unit | 98.39 | 68.87 | 12 | Comm Lighting
E262 | 18230521 | Agriculture Direct Install | Electricity | 4' 4L T8 32 W HLO to 4' 2L TLED (delamp & reflector) | 389.4 | kWh | per unit | 98.39 | 68.87 | 12 | Comm Lighting
E262 | 18230521 | Agriculture Direct Install | Electricity | 8' 1L T12 HO F96 to 4' 2L TLED (retro kit 2L 8') | 260.7 | kWh | per unit | 93.55 | 65.48 | 12 | Comm Lighting
E262 | 18230521 | Agriculture Direct Install | Electricity | 8' 2L T12 HO F96 to 4' 4L TLED (retro kit 4L 8' NBF) | 521.4 | kWh | per unit | 77.21 | 54.05 | 12 | Comm Lighting
E262 | 18230521 | Agriculture Direct Install | Electricity | 8' 2L T12 F96 to 4' 2L TLED (retro kit delamp) | 369.6 | kWh | per unit | 94.19 | 65.93 | 12 | Comm Lighting
E262 | 18230521 | Agriculture Direct Install | Electricity | 8' 1L T12 F96 to 4' 2L TLED (retro kit 2L 8') | 141.9 | kWh | per unit | 92.72 | 64.9 | 12 | Comm Lighting
E262 | 18230521 | Agriculture Direct Install | Electricity | 8' 2L T12 F96 to 4' 4L TLED (retro kit 4L 8') | 283.8 | kWh | per unit | 120.43 | 84.3 | 12 | Comm Lighting
E262 | 18230521 | Agriculture Direct Install | Electricity | 4' 3L T12 to 4' 3L T8 | 162 | kWh | per unit | 61.25 | 61.25 | 12 | Comm Lighting
E262 | 18230521 | Agriculture Direct Install | Electricity | 4' 3L T12 to 4' 2L T8 (delamp & reflector) | 230.9932 | kWh | per unit | 91 | 91 | 12 | Comm Lighting
E262 | 18230521 | Agriculture Direct Install | Electricity | 4' 3L T12 HO to 4' 2L T8 (delamp & reflector) | 574.183 | kWh | per unit | 91 | 91 | 12 | Comm Lighting
E262 | 18230521 | Agriculture Direct Install | Electricity | 4' 4L T12 HO to 4' 4L T8 | 673.1801 | kWh | per unit | 67.83 | 67.83 | 12 | Comm Lighting
E262 | 18230521 | Agriculture Direct Install | Electricity | 4' 4L T12 HO to 4' 3L T8 (delamp) | 742.478 | kWh | per unit | 91 | 91 | 12 | Comm Lighting
E262 | 18230521 | Agriculture Direct Install | Electricity | 400W HID to 80W LED | 1588 | kWh | per unit | 471.07 | 317.52 | 12 | Comm Lighting
E262 | 18230521 | Agriculture Direct Install | Electricity | 400W HID to 60W LED | 1672 | kWh | per unit | 471.07 | 329.75 | 12 | Comm Lighting
E262 | 18230521 | Agriculture Direct Install | Electricity | 250W HID to 60W LED | 970 | kWh | per unit | 298.62 | 194.04 | 12 | Comm Lighting
E262 | 18230521 | Agriculture Direct Install | Electricity | 250W HID to 35W LED | 1075 | kWh | per unit | 218.82 | 153.17 | 12 | Comm Lighting
E262 | 18230521 | Agriculture Direct Install | Electricity | 175W HID to 35W LED | 735 | kWh | per unit | 218.82 | 153.17 | 12 | Comm Lighting
E262 | 18230521 | Agriculture Direct Install | Electricity | 100W HID to 20W LED | 458 | kWh | per unit | 176.82 | 91.56 | 12 | Comm Lighting
E262 | 18230521 | Agriculture Direct Install | Electricity | Auto-Closers for Glass Reach-in Doors - Low-Temp (Gas Heating) | 336 | kWh | per unit | 190.4 | 133.28 | 8 | Comm Refrigeration
E262 | 18230521 | Agriculture Direct Install | Electricity | Auto-Closers for Glass Reach-in Doors - Medium Temp (gas heating) | 250 | kWh | per unit | 190.4 | 133.28 | 8 | Comm Refrigeration
E262 | 18230521 | Agriculture Direct Install | Electricity | Auto-Closers for Walk-in Doors - Low Temp (Gas Heating) | 2809 | kWh | per unit | 190.4 | 133.28 | 8 | Comm Refrigeration
E262 | 18230521 | Agriculture Direct Install | Electricity | Auto-Closers for Walk-in Doors - Medium Temp (Gas Heating) | 221 | kWh | per unit | 190.4 | 133.28 | 8 | Comm Refrigeration
E262 | 18230521 | Agriculture Direct Install | Electricity | Auto-Closers for Glass Reach-in Doors - Low Temp (Elect Heating) | 343 | kWh | per unit | 190.4 | 133.28 | 8 | Comm Refrigeration
E262 | 18230521 | Agriculture Direct Install | Electricity | Auto-Closers for Glass Reach-in Doors - Medium Temp (Elect Heating) | 252 | kWh | per unit | 190.4 | 133.28 | 8 | Comm Refrigeration
E262 | 18230521 | Agriculture Direct Install | Electricity | Auto-Closers for Walk-in Doors - Low Temp (Elect Heating) | 2836 | kWh | per unit | 190.4 | 133.28 | 8 | Comm Refrigeration
E262 | 18230521 | Agriculture Direct Install | Electricity | Auto-Closers for Walk-in Doors - Medium Temp (Elect Heating) | 223 | kWh | per unit | 190.4 | 133.28 | 8 | Comm Refrigeration
E262 | 18230521 | Agriculture Direct Install | Electricity | Walk-In ECM <23W | 592 | kWh | per unit | 225.4 | 259.6 | 15 | Comm Refrigeration
E262 | 18230521 | Agriculture Direct Install | Electricity | Walk-In ECM >23W | 1458 | kWh | per unit | 225.4 | 259.6 | 15 | Comm Refrigeration
E262 | 18230521 | Agriculture Direct Install | Electricity | Gaskets for Reach-in Glass Doors - Low Temp (per door) - Electric | 243 | kWh | per unit | 100 | 72.9 | 4 | Comm Refrigeration
E262 | 18230521 | Agriculture Direct Install | Electricity | Gaskets for Reach-in Glass Doors - Medium Temp (per door) - Electric | 248 | kWh | per unit | 81 | 74.4 | 4 | Comm Refrigeration
E262 | 18230521 | Agriculture Direct Install | Electricity | Gaskets for Walk-in Freezer - Main Door (per door) - Electric | 347 | kWh | per unit | 114 | 104.1 | 4 | Comm Refrigeration
E262 | 18230521 | Agriculture Direct Install | Electricity | Gaskets for Walk-in Cooler - Main Door (per door) - Electric | 204 | kWh | per unit | 76 | 61.2 | 4 | Comm Refrigeration
E262 | 18230521 | Agriculture Direct Install | Electricity | Retrofit from 320W HID to Low-Med Output LED | 1298 | kWh | per unit | 471.07 | 329.75 | 12 | Comm Lighting
E262 | 18230521 | Agriculture Direct Install | Electricity | Retrofit from 400W HID to Low-Med Output LED | 1676 | kWh | per unit | 471.07 | 329.75 | 12 | Comm Lighting
E262 | 18230521 | Agriculture Direct Install | Electricity | Retrofit from 320W HID to High Output LED | 928 | kWh | per unit | 471.07 | 329.75 | 12 | Comm Lighting
E262 | 18230521 | Agriculture Direct Install | Electricity | Retrofit from 400W HID to High Output LED | 1306 | kWh | per unit | 471.07 | 329.75 | 12 | Comm Lighting
E262 | 18230521 | Agriculture Direct Install | Electricity | Night Covers Low Temperature (-35 F to 0 F) [Unknown Heating] | 65.7 | kWh | per unit | 60.2 | 42.14 | 5 | Comm Refrigeration
E262 | 18230521 | Agriculture Direct Install | Electricity | Night Covers Medium Temperature (0 F to 30F) [Unknown Heating] | 43.8 | kWh | per unit | 60.2 | 42.14 | 5 | Comm Refrigeration
E262 | 18230521 | Agriculture Direct Install | Electricity | Night Covers High Temperature (30F to 55F) [Unknown Heating] | 21.9 | kWh | per unit | 60.2 | 42.14 | 5 | Comm Refrigeration
E262 | 18230521 | Agriculture Direct Install | Electricity | Night Covers Low Temperature (-35F to 0F) [Electric Heating] | 130.2 | kWh | per unit | 60.2 | 42.14 | 5 | Comm Refrigeration
E262 | 18230521 | Agriculture Direct Install | Electricity | Night Covers Medium Temperature (0F to 30F) [Electric Heating] | 129.8 | kWh | per unit | 60.2 | 42.14 | 5 | Comm Refrigeration
E262 | 18230521 | Agriculture Direct Install | Electricity | Night Covers High Temperature (30F to 55F) [Electric Heating] | 86.4 | kWh | per unit | 60.2 | 42.14 | 5 | Comm Refrigeration
E262 | 18230521 | Agriculture Direct Install | Electricity | Night Covers Low Temperature (-35F to 0F) [Heat Pump] | 92.5 | kWh | per unit | 60.2 | 42.14 | 5 | Comm Refrigeration
E262 | 18230521 | Agriculture Direct Install | Electricity | Night Covers Medium Temperature (0F to 30F) [Heat Pump] | 79.6 | kWh | per unit | 60.2 | 42.14 | 5 | Comm Refrigeration
E262 | 18230521 | Agriculture Direct Install | Electricity | Night Covers High Temperature (30F to 55F) [Heat Pump] | 48.7 | kWh | per unit | 60.2 | 42.14 | 5 | Comm Refrigeration
E262 | 18230521 | Agriculture Direct Install | Electricity | Night Covers Low Temperature (-35F to 0F) [Gas Heating] | 65.7 | kWh | per unit | 60.2 | 42.14 | 5 | Comm Refrigeration
E262 | 18230521 | Agriculture Direct Install | Electricity | Night Covers Medium Temperature (0F to 30F) [Gas Heating] | 43.8 | kWh | per unit | 60.2 | 42.14 | 5 | Comm Refrigeration
E262 | 18230521 | Agriculture Direct Install | Electricity | Night Covers High Temperature (30F to 55F) [Gas Heating] | 21.9 | kWh | per unit | 60.2 | 42.14 | 5 | Comm Refrigeration
E262 | 18230521 | Agriculture Direct Install | Electricity | Spray valve not previously installed by PSE to 0.65-gas (Elec IE) | 70 | kWh | per unit | 76.3 | 76.3 | 4 | Comm Water Heat
E262 | 18230521 | Agriculture Direct Install | Electricity | 2.6 gpm to 0.65 gpm-gas (Elec IE) | 127 | kWh | per unit | 76.3 | 76.3 | 4 | Comm Water Heat
E262 | 18230521 | Agriculture Direct Install | Electricity | 2.2 gpm to 0.65 gpm-gas (Elec IE) | 77 | kWh | per unit | 76.3 | 76.3 | 4 | Comm Water Heat
E262 | 18230521 | Agriculture Direct Install | Electricity | 1.6 gpm to 0.65 gpm-gas (Elec IE) | 49 | kWh | per unit | 76.3 | 76.3 | 4 | Comm Water Heat
E262 | 18230521 | Agriculture Direct Install | Electricity | Spray valve not previously installed by PSE to 0.65-elec | 1267 | kWh | per unit | 76.3 | 76.3 | 4 | Comm Water Heat
E262 | 18230521 | Agriculture Direct Install | Electricity | 2.6 gpm to 0.65 gpm-elec | 2295 | kWh | per unit | 76.3 | 76.3 | 4 | Comm Water Heat
E262 | 18230521 | Agriculture Direct Install | Electricity | 2.2 gpm to 0.65 gpm-elec | 1393 | kWh | per unit | 76.3 | 76.3 | 4 | Comm Water Heat
E262 | 18230521 | Agriculture Direct Install | Electricity | 1.6 gpm to 0.65 gpm-elec | 890 | kWh | per unit | 76.3 | 76.3 | 4 | Comm Water Heat
E262 | 18230521 | Agriculture Direct Install | Electricity | Spray valve not previously installed by PSE to 0.65-gas (Elec IE) | 1267 | kWh | per unit | 76.3 | 76.3 | 4 | Comm Water Heat
E262 | 18230521 | Agriculture Direct Install | Electricity | 2.6 gpm to 0.65 gpm-gas (Elec IE) | 2295 | kWh | per unit | 76.3 | 76.3 | 4 | Comm Water Heat
E262 | 18230521 | Agriculture Direct Install | Electricity | 2.2 gpm to 0.65 gpm-gas (Elec IE) | 1393 | kWh | per unit | 76.3 | 76.3 | 4 | Comm Water Heat
E262 | 18230521 | Agriculture Direct Install | Electricity | 1.6 gpm to 0.65 gpm-gas (Elec IE) | 890 | kWh | per unit | 76.3 | 76.3 | 4 | Comm Water Heat
E262 | 18230521 | Agriculture Direct Install | Electricity | Sprayvalve not previously installed by PSE to 0.65-elec – with CWA | 1267 | kWh | per unit | 76.3 | 41.3 | 4 | Comm Water Heat
E262 | 18230521 | Agriculture Direct Install | Electricity | 2.6 gpm to 0.65 gpm-elec – Split with CWA | 2295 | kWh | per unit | 76.3 | 41.3 | 4 | Comm Water Heat
E262 | 18230521 | Agriculture Direct Install | Electricity | 2.2 gpm to 0.65 gpm-elec – Split with CWA | 1393 | kWh | per unit | 76.3 | 41.3 | 4 | Comm Water Heat
E262 | 18230521 | Agriculture Direct Install | Electricity | 1.6 gpm to 0.65 gpm-elec – Split with CWA | 890 | kWh | per unit | 76.3 | 41.3 | 4 | Comm Water Heat
E262 | 18230521 | Agriculture Direct Install | Electricity | Open Case Lights - Low Power LED from T12 (4' Lamp) | 170 | kWh | per unit | 83.64 | 58.55 | 11 | Comm Lighting
E262 | 18230521 | Agriculture Direct Install | Electricity | Open Case Lights - Low Power LED from T8 (4' Lamp) | 98 | kWh | per unit | 83.64 | 41.82 | 11 | Comm Lighting
E262 | 18230521 | Agriculture Direct Install | Electricity | Open Case Lights - High Power LED from T12 (4' Lamp) | 301 | kWh | per unit | 83.64 | 58.55 | 11 | Comm Lighting
E262 | 18230521 | Agriculture Direct Install | Electricity | Open Case Lights - High Power LED from T8 (4' Lamp) | 179 | kWh | per unit | 83.64 | 41.82 | 11 | Comm Lighting
E262 | 18230521 | Agriculture Direct Install | Electricity | Open Case Lights - Delamp T12 (4' Lamp) | 226 | kWh | per unit | 83.64 | 58.55 | 11 | Comm Lighting
E262 | 18230521 | Agriculture Direct Install | Electricity | Open Case Lights - Delamp T8 (4' Lamp) | 165 | kWh | per unit | 83.64 | 41.82 | 11 | Comm Lighting
E262 | 18230521 | Agriculture Direct Install | Electricity | Reach-in Case Lighting: T12 to LED (Retrofit)_Low Temp Case (4' Lamp) | 302 | kWh | per unit | 83.64 | 58.55 | 11 | Comm Lighting
E262 | 18230521 | Agriculture Direct Install | Electricity | Reach-in Case Lighting: T8 to LED (Retrofit)_Low Temp Case (4' Lamp) | 206 | kWh | per unit | 83.64 | 41.82 | 11 | Comm Lighting
E262 | 18230521 | Agriculture Direct Install | Electricity | Reach-in Case Lighting: T12 to LED (Retrofit)_Med Temp Case (4' Lamp) | 222 | kWh | per unit | 83.64 | 58.55 | 11 | Comm Lighting
E262 | 18230521 | Agriculture Direct Install | Electricity | Reach-in Case Lighting: T8 to LED (Retrofit)_Med Temp Case (4' Lamp) | 152 | kWh | per unit | 83.64 | 41.82 | 11 | Comm Lighting
E262 | 18230521 | Agriculture Direct Install | Electricity | Open Case Lights - Low Power LED from T12 (5' Lamp) | 212 | kWh | per unit | 83.64 | 58.55 | 11 | Comm Lighting
E262 | 18230521 | Agriculture Direct Install | Electricity | Open Case Lights - Low Power LED from T8 (5' Lamp) | 122 | kWh | per unit | 83.64 | 41.82 | 11 | Comm Lighting
E262 | 18230521 | Agriculture Direct Install | Electricity | Open Case Lights - High Power LED from T12 (5' Lamp) | 376 | kWh | per unit | 83.64 | 58.55 | 11 | Comm Lighting
E262 | 18230521 | Agriculture Direct Install | Electricity | Open Case Lights - High Power LED from T8 (5' Lamp) | 223 | kWh | per unit | 83.64 | 41.82 | 11 | Comm Lighting
E262 | 18230521 | Agriculture Direct Install | Electricity | Open Case Lights - Delamp T12 (5' Lamp) | 282 | kWh | per unit | 83.64 | 58.55 | 11 | Comm Lighting
E262 | 18230521 | Agriculture Direct Install | Electricity | Open Case Lights - Delamp T8 (5' Lamp) | 206 | kWh | per unit | 83.64 | 41.82 | 11 | Comm Lighting
E262 | 18230521 | Agriculture Direct Install | Electricity | Reach-in Case Lighting: T12 to LED (Retrofit)_Low Temp Case (5' Lamp) | 378 | kWh | per unit | 83.64 | 58.55 | 11 | Comm Lighting
E262 | 18230521 | Agriculture Direct Install | Electricity | Reach-in Case Lighting: T8 to LED (Retrofit)_Low Temp Case (5' Lamp) | 258 | kWh | per unit | 83.64 | 41.82 | 11 | Comm Lighting
E262 | 18230521 | Agriculture Direct Install | Electricity | Reach-in Case Lighting: T12 to LED (Retrofit)_Med Temp Case (5' Lamp) | 278 | kWh | per unit | 83.64 | 58.55 | 11 | Comm Lighting
E262 | 18230521 | Agriculture Direct Install | Electricity | Reach-in Case Lighting: T8 to LED (Retrofit)_Med Temp Case (5' Lamp) | 190 | kWh | per unit | 83.64 | 41.82 | 11 | Comm Lighting
E262 | 18230521 | Agriculture Direct Install | Electricity | Open Case Lights - Low Power LED from T12 (6' Lamp) | 255 | kWh | per unit | 111.64 | 78.15 | 11 | Comm Lighting
E262 | 18230521 | Agriculture Direct Install | Electricity | Open Case Lights - Low Power LED from T8 (6' Lamp) | 147 | kWh | per unit | 111.64 | 55.82 | 11 | Comm Lighting
E262 | 18230521 | Agriculture Direct Install | Electricity | Open Case Lights - High Power LED from T12 (6' Lamp) | 451 | kWh | per unit | 111.64 | 78.15 | 11 | Comm Lighting
E262 | 18230521 | Agriculture Direct Install | Electricity | Open Case Lights - High Power LED from T8 (6' Lamp) | 268 | kWh | per unit | 111.64 | 55.82 | 11 | Comm Lighting
E262 | 18230521 | Agriculture Direct Install | Electricity | Open Case Lights - Delamp T12 (6' Lamp) | 339 | kWh | per unit | 111.64 | 78.15 | 11 | Comm Lighting
E262 | 18230521 | Agriculture Direct Install | Electricity | Open Case Lights - Delamp T8 (6' Lamp) | 247 | kWh | per unit | 111.64 | 55.82 | 11 | Comm Lighting
E262 | 18230521 | Agriculture Direct Install | Electricity | Reach-in Case Lighting: T12 to LED (Retrofit)_Low Temp Case (6' Lamp) | 453 | kWh | per unit | 111.64 | 78.15 | 11 | Comm Lighting
E262 | 18230521 | Agriculture Direct Install | Electricity | Reach-in Case Lighting: T8 to LED (Retrofit)_Low Temp Case (6' Lamp) | 309 | kWh | per unit | 111.64 | 55.82 | 11 | Comm Lighting
E262 | 18230521 | Agriculture Direct Install | Electricity | Reach-in Case Lighting: T12 to LED (Retrofit)_Med Temp Case (6' Lamp) | 333 | kWh | per unit | 111.64 | 78.15 | 11 | Comm Lighting
E262 | 18230521 | Agriculture Direct Install | Electricity | Reach-in Case Lighting: T8 to LED (Retrofit)_Med Temp Case (6' Lamp) | 228 | kWh | per unit | 111.64 | 55.82 | 11 | Comm Lighting
E262 | 18230521 | Agriculture Direct Install | Electricity | AGDI: 400W HID to 4' 6L T8 (HBF) | 2347.68 | kWh | per unit | 239.32 | 239.32 | 12 | Comm Lighting
E262 | 18230520 | Lodging Direct Install | Electricity | LGDI: Aerator - EWH - All Others | 152.6 | kWh | per unit | 13.09 | 13.09 | 10 | Comm Water Heat
E262 | 18230520 | Lodging Direct Install | Electricity | LGDI: Aerator - EWH - Restaurant | 94 | kWh | per unit | 13.09 | 13.09 | 10 | Comm Water Heat
E262 | 18230520 | Lodging Direct Install | Electricity | LGDI: Aerator - EWH - Retail | 151 | kWh | per unit | 13.09 | 13.09 | 10 | Comm Water Heat
E262 | 18230520 | Lodging Direct Install | Electricity | LGDI: Aerator - EWH - School | 189.5 | kWh | per unit | 13.09 | 13.09 | 10 | Comm Water Heat
E262 | 18230520 | Lodging Direct Install | Electricity | LGDI: Aerator - EWH - Small Office | 46.6 | kWh | per unit | 13.09 | 13.09 | 10 | Comm Water Heat
E262 | 18230520 | Lodging Direct Install | Electricity | LGDI: ECM - Display Case | 685 | kWh | per unit | 190.4 | 133.28 | 15 | Comm Refrigeration
E262 | 18230520 | Lodging Direct Install | Electricity | LGDI: Fixture - LED - Recessed Can - Lodging Common Areas | 280 | kWh | per unit | 106.68 | 106.68 | 12 | Comm Lighting
E262 | 18230520 | Lodging Direct Install | Electricity | LGDI: Fixture - LED - Wall Pack - Photocell - 60w | 937 | kWh | per unit | 298.62 | 209.03 | 12 | Comm Lighting
E262 | 18230520 | Lodging Direct Install | Electricity | LGDI: Fixture - LED - Wall Pack - Photocell - Less than 19w | 181 | kWh | per unit | 176.82 | 70.73 | 12 | Comm Lighting
E262 | 18230520 | Lodging Direct Install | Electricity | LGDI: Fixture - LED - Wall Pack - Photocell - Less than 30w | 601 | kWh | per unit | 218.82 | 153.17 | 12 | Comm Lighting
E262 | 18230520 | Lodging Direct Install | Electricity | LGDI: Lamp - LED - Decorative - Exterior | 79 | kWh | per unit | 27.69 | 27.69 | 3 | Comm Lighting
E262 | 18230520 | Lodging Direct Install | Electricity | LGDI: Lamp - LED - Decorative - Lodging Common Areas | 159 | kWh | per unit | 27.69 | 27.69 | 3 | Comm Lighting
E262 | 18230520 | Lodging Direct Install | Electricity | LGDI: Lamp - LED - Decorative - Office | 58 | kWh | per unit | 27.69 | 27.69 | 3 | Comm Lighting
E262 | 18230520 | Lodging Direct Install | Electricity | LGDI: Lamp - LED - Globe - 5w - Exterior | 56 | kWh | per unit | 21.07 | 21.07 | 5 | Comm Lighting
E262 | 18230520 | Lodging Direct Install | Electricity | LGDI: Lamp - LED - Globe - 5w - Lodging Common Areas | 113 | kWh | per unit | 21.07 | 21.07 | 5 | Comm Lighting
E262 | 18230520 | Lodging Direct Install | Electricity | LGDI: Lamp - LED - Globe - 5w - Office | 41 | kWh | per unit | 21.07 | 21.07 | 5 | Comm Lighting
E262 | 18230520 | Lodging Direct Install | Electricity | LGDI: Lamp - LED - MR 16 - Exterior | 103 | kWh | per unit | 32.41 | 32.41 | 5 | Comm Lighting
E262 | 18230520 | Lodging Direct Install | Electricity | LGDI: Lamp - LED - MR 16 - Lodging Common Areas | 210 | kWh | per unit | 32.41 | 32.41 | 5 | Comm Lighting
E262 | 18230520 | Lodging Direct Install | Electricity | LGDI: Lamp - LED - MR 16 - Office | 77 | kWh | per unit | 32.41 | 32.41 | 5 | Comm Lighting
E262 | 18230520 | Lodging Direct Install | Electricity | LGDI: Lamp - LED - Omni - 11w - Exterior | 123 | kWh | per unit | 19.68 | 19.68 | 5 | Comm Lighting
E262 | 18230520 | Lodging Direct Install | Electricity | LGDI: Lamp - LED - Omni - 11w - Lodging Common Areas | 249 | kWh | per unit | 19.68 | 19.68 | 5 | Comm Lighting
E262 | 18230520 | Lodging Direct Install | Electricity | LGDI: Lamp - LED - Omni - 11w - Office | 91 | kWh | per unit | 19.68 | 19.68 | 5 | Comm Lighting
E262 | 18230520 | Lodging Direct Install | Electricity | LGDI: Lamp - LED - Omni - 7w - Exterior | 78 | kWh | per unit | 18.7 | 18.7 | 5 | Comm Lighting
E262 | 18230520 | Lodging Direct Install | Electricity | LGDI: Lamp - LED - Omni - 7w - Lodging Common Areas | 158 | kWh | per unit | 18.7 | 18.7 | 5 | Comm Lighting
E262 | 18230520 | Lodging Direct Install | Electricity | LGDI: Lamp - LED - Omni - 7w - Office | 58 | kWh | per unit | 18.7 | 18.7 | 5 | Comm Lighting
E262 | 18230520 | Lodging Direct Install | Electricity | LGDI: Lamp - LED - Par 20 - Exterior | 147 | kWh | per unit | 36.68 | 36.68 | 5 | Comm Lighting
E262 | 18230520 | Lodging Direct Install | Electricity | LGDI: Lamp - LED - Par 20 - Lodging Common Areas | 299 | kWh | per unit | 36.68 | 36.68 | 5 | Comm Lighting
E262 | 18230520 | Lodging Direct Install | Electricity | LGDI: Lamp - LED - Par 20 - Office | 110 | kWh | per unit | 36.68 | 36.68 | 5 | Comm Lighting
E262 | 18230520 | Lodging Direct Install | Electricity | LGDI: Lamp - LED - Par 30 - Exterior | 126 | kWh | per unit | 50.64 | 50.64 | 5 | Comm Lighting
E262 | 18230520 | Lodging Direct Install | Electricity | LGDI: Lamp - LED - Par 30 - Lodging Common Areas | 255 | kWh | per unit | 50.64 | 50.64 | 5 | Comm Lighting
E262 | 18230520 | Lodging Direct Install | Electricity | LGDI: Lamp - LED - Par 30 - Office | 93 | kWh | per unit | 50.64 | 50.64 | 5 | Comm Lighting
E262 | 18230520 | Lodging Direct Install | Electricity | LGDI: Lamp - LED - Par 38 or 40 - Exterior | 170 | kWh | per unit | 52.35 | 52.35 | 5 | Comm Lighting
E262 | 18230520 | Lodging Direct Install | Electricity | LGDI: Lamp - LED - Par 38 or 40 - Lodging Common Areas | 344 | kWh | per unit | 52.35 | 52.35 | 5 | Comm Lighting
E262 | 18230520 | Lodging Direct Install | Electricity | LGDI: Lamp - LED - Par 38 or 40 - Office | 126 | kWh | per unit | 52.35 | 52.35 | 5 | Comm Lighting
E262 | 18230520 | Lodging Direct Install | Electricity | LGDI: Lamp - T8 - 4 ft - 3x - from 4 ft T12 3x - LCA | 409 | kWh | per unit | 44.25 | 44.25 | 12 | Comm Lighting
E262 | 18230520 | Lodging Direct Install | Electricity | LGDI: Lamp - T8 - 4 ft - 4x - from 4 ft T12 4x - LCA | 545 | kWh | per unit | 52.82 | 52.82 | 12 | Comm Lighting
E262 | 18230520 | Lodging Direct Install | Electricity | LGDI: Lamp - T8 - 4 ft - 4x - from 4 ft T12 HO 4x - LCA | 1738 | kWh | per unit | 52.82 | 52.82 | 12 | Comm Lighting
E262 | 18230520 | Lodging Direct Install | Electricity | LGDI: Lamp - T8 - DLR - 4 ft - 2x - from 4 ft T12 HO 4x - LCA | 2095 | kWh | per unit | 62.01 | 62.01 | 12 | Comm Lighting
E262 | 18230520 | Lodging Direct Install | Electricity | LGDI: Lamp - TLED - 3 ft - 1x - from 3 ft 1x T8 25w - LCA | 111 | kWh | per unit | 43.85 | 21.92 | 12 | Comm Lighting
E262 | 18230520 | Lodging Direct Install | Electricity | LGDI: Lamp - TLED - 3 ft - 1x - from 3 ft T12 1x - LCA | 239 | kWh | per unit | 43.85 | 19.07 | 12 | Comm Lighting
E262 | 18230520 | Lodging Direct Install | Electricity | LGDI: Lamp - TLED - 4 ft - 1x - from 4 ft T12 1x - LCA | 204 | kWh | per unit | 58.59 | 29.3 | 12 | Comm Lighting
E262 | 18230520 | Lodging Direct Install | Electricity | LGDI: Lamp - TLED - 4 ft - 1x - from 4 ft T8 28w LLO 1x - LCA | 68 | kWh | per unit | 58.59 | 29.3 | 12 | Comm Lighting
E262 | 18230520 | Lodging Direct Install | Electricity | LGDI: Lamp - TLED - 4 ft - 1x - from 4 ft T8 28w NLO 1x - LCA | 94 | kWh | per unit | 58.59 | 29.3 | 12 | Comm Lighting
E262 | 18230520 | Lodging Direct Install | Electricity | LGDI: Lamp - TLED - 4 ft - 1x - from 4ft T8 32w HLO 1x - LCA | 196 | kWh | per unit | 58.59 | 29.3 | 12 | Comm Lighting
E262 | 18230520 | Lodging Direct Install | Electricity | LGDI: Lamp - TLED - 4 ft - 1x - from 4ft T8 32w LLO 1x - LCA | 94 | kWh | per unit | 58.59 | 29.3 | 12 | Comm Lighting
E262 | 18230520 | Lodging Direct Install | Electricity | LGDI: Lamp - TLED - 4 ft - 1x - from 4ft T8 32w NLO 1x - LCA | 119 | kWh | per unit | 58.59 | 29.3 | 12 | Comm Lighting
E262 | 18230520 | Lodging Direct Install | Electricity | LGDI: Lamp - TLED - 4 ft - 2x - from 4 ft T12 2x - LCA | 409 | kWh | per unit | 59.01 | 41.3 | 12 | Comm Lighting
E262 | 18230520 | Lodging Direct Install | Electricity | LGDI: Lamp - TLED - 4 ft - 2x - from 4 ft T12 HO 2x - LCA | 1005 | kWh | per unit | 71.09 | 49.76 | 12 | Comm Lighting
E262 | 18230520 | Lodging Direct Install | Electricity | LGDI: Lamp - TLED - 4 ft - 2x - from 4 ft T8 28w LLO 2x - LCA | 136 | kWh | per unit | 61.19 | 30.6 | 12 | Comm Lighting
E262 | 18230520 | Lodging Direct Install | Electricity | LGDI: Lamp - TLED - 4 ft - 2x - from 4 ft T8 28w NLO 2x - LCA | 187 | kWh | per unit | 61.19 | 30.6 | 12 | Comm Lighting
E262 | 18230520 | Lodging Direct Install | Electricity | LGDI: Lamp - TLED - 4 ft - 2x - from 4 ft T8 32w HLO 2x - LCA | 392 | kWh | per unit | 61.19 | 30.6 | 12 | Comm Lighting
E262 | 18230520 | Lodging Direct Install | Electricity | LGDI: Lamp - TLED - 4 ft - 2x - from 4 ft T8 32w LLO 2x - LCA | 187 | kWh | per unit | 61.19 | 30.6 | 12 | Comm Lighting
E262 | 18230520 | Lodging Direct Install | Electricity | LGDI: Lamp - TLED - 4 ft - 2x - from 4 ft T8 32w NLO 2x - LCA | 239 | kWh | per unit | 61.19 | 30.6 | 12 | Comm Lighting
E262 | 18230520 | Lodging Direct Install | Electricity | LGDI: Lamp - TLED - 4 ft - 3x - from 4 ft T12 HO 3x - LCA | 1508 | kWh | per unit | 81.11 | 56.77 | 12 | Comm Lighting
E262 | 18230520 | Lodging Direct Install | Electricity | LGDI: Lamp - TLED - 4 ft - 3x - from 4 ft T8 28w LLO 3x - LCA | 204 | kWh | per unit | 75.02 | 37.51 | 12 | Comm Lighting
E262 | 18230520 | Lodging Direct Install | Electricity | LGDI: Lamp - TLED - 4 ft - 3x - from 4 ft T8 28w NLO 3x - LCA | 281 | kWh | per unit | 75.02 | 37.51 | 12 | Comm Lighting
E262 | 18230520 | Lodging Direct Install | Electricity | LGDI: Lamp - TLED - 4 ft - 3x - from 4 ft T8 32w HLO 3x - LCA | 588 | kWh | per unit | 75.02 | 37.51 | 12 | Comm Lighting
E262 | 18230520 | Lodging Direct Install | Electricity | LGDI: Lamp - TLED - 4 ft - 3x - from 4 ft T8 32w LLO 3x - LCA | 281 | kWh | per unit | 75.02 | 37.51 | 12 | Comm Lighting
E262 | 18230520 | Lodging Direct Install | Electricity | LGDI: Lamp - TLED - 4 ft - 3x - from 4 ft T8 32w NLO 3x - LCA | 358 | kWh | per unit | 75.02 | 37.51 | 12 | Comm Lighting
E262 | 18230520 | Lodging Direct Install | Electricity | LGDI: Lamp - TLED - 4 ft - 3x from 4 ft T12 3x - LCA | 613 | kWh | per unit | 86.57 | 60.6 | 12 | Comm Lighting
E262 | 18230520 | Lodging Direct Install | Electricity | LGDI: Lamp - TLED - 4 ft - 4x - from 4 ft T12 4x - LCA | 818 | kWh | per unit | 107.67 | 75.37 | 12 | Comm Lighting
E262 | 18230520 | Lodging Direct Install | Electricity | LGDI: Lamp - TLED - 4 ft - 4x - from 4 ft T12 HO 4x - LCA | 2010 | kWh | per unit | 103.07 | 72.15 | 12 | Comm Lighting
E262 | 18230520 | Lodging Direct Install | Electricity | LGDI: Lamp - TLED - 4 ft - 4x - from 4 ft T8 28w LLO 4x - LCA | 273 | kWh | per unit | 89.32 | 62.53 | 12 | Comm Lighting
E262 | 18230520 | Lodging Direct Install | Electricity | LGDI: Lamp - TLED - 4 ft - 4x - from 4 ft T8 28w NLO 4x - LCA | 375 | kWh | per unit | 89.32 | 62.53 | 12 | Comm Lighting
E262 | 18230520 | Lodging Direct Install | Electricity | LGDI: Lamp - TLED - 4 ft - 4x - from 4 ft T8 32w HLO 4x - LCA | 784 | kWh | per unit | 96.19 | 67.34 | 12 | Comm Lighting
E262 | 18230520 | Lodging Direct Install | Electricity | LGDI: Lamp - TLED - 4 ft - 4x - from 4 ft T8 32w LLO 4x - LCA | 375 | kWh | per unit | 89.32 | 62.53 | 12 | Comm Lighting
E262 | 18230520 | Lodging Direct Install | Electricity | LGDI: Lamp - TLED - 4 ft - 4x - from 4 ft T8 32w NLO 4x - LCA | 784 | kWh | per unit | 89.32 | 62.53 | 12 | Comm Lighting
E262 | 18230520 | Lodging Direct Install | Electricity | LGDI: LED Exit Sign | 153.3 | kWh | per unit | 60 | 60 | 9 | Comm Lighting
E262 | 18230520 | Lodging Direct Install | Electricity | LGDI: LED Open Sign | 338 | kWh | per unit | 130.65 | 130.65 | 16 | Comm Lighting
E262 | 18230520 | Lodging Direct Install | Electricity | LGDI: Occupancy Sensor - 100w to 150w | 120 | kWh | per unit | 68 | 68 | 10 | Comm Lighting
E262 | 18230520 | Lodging Direct Install | Electricity | LGDI: Occupancy Sensor - 151w to 200w | 167 | kWh | per unit | 68 | 68 | 10 | Comm Lighting
E262 | 18230520 | Lodging Direct Install | Electricity | LGDI: Occupancy Sensor - 201w to 450w | 311 | kWh | per unit | 68 | 68 | 10 | Comm Lighting
E262 | 18230520 | Lodging Direct Install | Electricity | LGDI: Occupancy Sensor - Less than 100w | 48 | kWh | per unit | 68 | 68 | 10 | Comm Lighting
E262 | 18230520 | Lodging Direct Install | Electricity | LGDI: Occupancy Sensor - over 450w | 478 | kWh | per unit | 68 | 68 | 10 | Comm Lighting
E262 | 18230520 | Lodging Direct Install | Electricity | LGDI: Open Case Lighting - LED - High - from 4ft T12 | 301 | kWh | per unit | 58.548 | 58.55 | 11 | Comm Lighting
E262 | 18230520 | Lodging Direct Install | Electricity | LGDI: Power Strip - Advanced | 118 | kWh | per unit | 40 | 40 | 4 | Comm Lighting
E262 | 18230520 | Lodging Direct Install | Electricity | LGDI: Sealing - Auto Closer - Reach In Glass Doors - Low Temp - NG - EIE | 336 | kWh | per unit | 190.4 | 133.28 | 8 | Comm Refrigeration
E262 | 18230520 | Lodging Direct Install | Electricity | LGDI: Sealing - Auto Closer - Reach In Glass Doors - Med Temp - E | 252 | kWh | per unit | 190.4 | 133.28 | 8 | Comm Refrigeration
E262 | 18230520 | Lodging Direct Install | Electricity | LGDI: Sealing - Auto Closer - Reach In Glass Doors - Med Temp - NG - EIE | 250 | kWh | per unit | 190.4 | 133.28 | 8 | Comm Refrigeration
E262 | 18230520 | Lodging Direct Install | Electricity | LGDI: Sealing - Auto Closer - Walk In Doors - Low Temp - E | 2836 | kWh | per unit | 190.4 | 133.28 | 8 | Comm Refrigeration
E262 | 18230520 | Lodging Direct Install | Electricity | LGDI: Sealing - Auto Closer - Walk In Doors - Low Temp - NG - EIE | 2809 | kWh | per unit | 190.4 | 133.28 | 8 | Comm Refrigeration
E262 | 18230520 | Lodging Direct Install | Electricity | LGDI: Sealing - Auto Closer - Walk In Doors - Med Temp - E | 223 | kWh | per unit | 190.4 | 133.28 | 8 | Comm Refrigeration
E262 | 18230520 | Lodging Direct Install | Electricity | LGDI: Sealing - Auto Closer - Walk In Doors - Med Temp - NG - EIE | 221 | kWh | per unit | 190.4 | 133.28 | 8 | Comm Refrigeration
E262 | 18230520 | Lodging Direct Install | Electricity | LGDI: Sealing - Gasket - Reach In Glass Door - Low Temp - E | 243 | kWh | per unit | 81 | 72.9 | 4 | Comm Refrigeration
E262 | 18230520 | Lodging Direct Install | Electricity | LGDI: Sealing - Gasket - Reach In Glass Door - Med Temp - E | 248 | kWh | per unit | 81 | 74.4 | 4 | Comm Refrigeration
E262 | 18230520 | Lodging Direct Install | Electricity | LGDI: Sealing - Gasket - Walk In Cooler Door- Main - E | 204 | kWh | per unit | 76 | 61.2 | 4 | Comm Refrigeration
E262 | 18230520 | Lodging Direct Install | Electricity | LGDI: Sealing - Gasket - Walk In Freezer Door - Main - E | 347 | kWh | per unit | 114 | 104.1 | 4 | Comm Refrigeration
E262 | 18230520 | Lodging Direct Install | Electricity | LGDI: Sealing - Strip Curtain - Freezer - Restaurant | 129 | kWh | per unit | 16.1 | 16.1 | 2 | Comm Refrigeration
E262 | 18230520 | Lodging Direct Install | Electricity | LGDI: Showerhead - Any Comm - GWH - 1.5 gpm - EIE | 10 | kWh | per unit | 0 | 0 | 10 | Comm Water Heat
E262 | 18230520 | Lodging Direct Install | Electricity | LGDI: Showerhead - DI - Any Comm - EWH - 1.5 gpm | 228 | kWh | per unit | 23.8 | 23.8 | 10 | Comm Water Heat
E262 | 18230520 | Lodging Direct Install | Electricity | LGDI: Showerhead - DI - Fit Ctr - EWH - 1.5 gpm | 4288 | kWh | per unit | 23.8 | 23.8 | 10 | Comm Water Heat
E262 | 18230520 | Lodging Direct Install | Electricity | LGDI: Showerhead - Fit Ctr - GWH - 1.5 gpm - EIE | 190 | kWh | per unit | 0 | 0 | 10 | Comm Water Heat
E262 | 18230520 | Lodging Direct Install | Electricity | LGDI: Sprayhead - EWH - 0.65 gpm - from 1.6 | 890 | kWh | per unit | 76.3 | 76.3 | 4 | Comm Water Heat
E262 | 18230520 | Lodging Direct Install | Electricity | LGDI: Sprayhead - EWH - 0.65 gpm - from 2.2 | 1393 | kWh | per unit | 76.3 | 76.3 | 4 | Comm Water Heat
E262 | 18230520 | Lodging Direct Install | Electricity | LGDI: Sprayhead - EWH - 0.65 gpm - from 2.6 | 2295 | kWh | per unit | 76.3 | 76.3 | 4 | Comm Water Heat
E262 | 18230520 | Lodging Direct Install | Electricity | LGDI: Sprayhead - EWH - 0.65 gpm - not PI | 1267 | kWh | per unit | 76.3 | 76.3 | 4 | Comm Water Heat
E262 | 18230520 | Lodging Direct Install | Electricity | LGDI: Sprayhead - GWH - 0.65 gpm - from 1.6 - EIE | 49 | kWh | per unit | 0 | 0 | 4 | Comm Water Heat
E262 | 18230520 | Lodging Direct Install | Electricity | LGDI: Sprayhead - GWH - 0.65 gpm - from 2.2 - EIE | 77 | kWh | per unit | 0 | 0 | 4 | Comm Water Heat
E262 | 18230520 | Lodging Direct Install | Electricity | LGDI: Sprayhead - GWH - 0.65 gpm - from 2.6 - EIE | 127 | kWh | per unit | 0 | 0 | 4 | Comm Water Heat
E262 | 18230520 | Lodging Direct Install | Electricity | LGDI: Sprayhead - GWH - 0.65 gpm - not PI - EIE | 70 | kWh | per unit | 0 | 0 | 4 | Comm Water Heat
E262 | 18230520 | Lodging Direct Install | Electricity | LGDI: Thermostat - Programmable | 473 | kWh | per unit | 160 | 160 | 10 | Comm Water Heat
E262 | 18230520 | Lodging Direct Install | Electricity | custom incentives | 776120 | kWh | calculated | 1320893 | 924626 | 15 | Comm Flat
E262 | 18230520 | Lodging Direct Install | Electricity | Lodging PTHP | 737 | kWh | per unit | 6008.08 | 100 | 15 | Comm Space Heat
E262 | 18230520 | Lodging Direct Install | Electricity | Hotel Room Occupancy based HVAC Controls | 264 | kWh | per unit | 186.09 | 100 | 15 | Comm Space Heat

## 2017 Natural Gas Measures
Schedule | Order Number | Program Description | Fuel Type | Measure Name | Savings | UOM | Unit Type | Measure Cost | Incentive | Measure Life | End Use
G201 | 18230661 | Low Income Weatherization | Natural Gas | Shareholder | 0 | therms | calculated
G201 | 18230661 | Low Income Weatherization | Natural Gas | Repairs | 0 | therms | calculated |  |  | 1
G201 | 18230661 | Low Income Weatherization | Natural Gas | Furnace / Heating: Gas Furnace Replacement >90% ~ TG, MF | 66 | therms | per unit | 600 | 600 | 18 | Res Space Heat
G201 | 18230661 | Low Income Weatherization | Natural Gas | Furnace / Heating: Gas Furnace Replacement >90% ~ TG, SF | 89 | therms | per unit | 692 | 692 | 18 | Res Space Heat
G201 | 18230661 | Low Income Weatherization | Natural Gas | Insulation, Ceiling: Attic Insulation (R0 to R38) ~ TG, MF | 0.05 | therms | square foot | 0.95 | 0.95 | 30 | Res Space Heat
G201 | 18230661 | Low Income Weatherization | Natural Gas | Insulation, Ceiling: Attic Insulation (R0 to R38) ~ TG, SF | 0.09 | therms | square foot | 0.95 | 0.95 | 30 | Res Space Heat
G201 | 18230661 | Low Income Weatherization | Natural Gas | Insulation, Ceiling: Attic Insulation (R11 to R38) ~ TG, MF | 0.06 | therms | square foot | 0.7 | 0.7 | 30 | Res Space Heat
G201 | 18230661 | Low Income Weatherization | Natural Gas | Insulation, Ceiling: Attic Insulation (R11 to R38) ~ TG, SF | 0.02 | therms | square foot | 0.7 | 0.7 | 30 | Res Space Heat
G201 | 18230661 | Low Income Weatherization | Natural Gas | Insulation: Duct Insulation (R0-R11) ~ TG, SF | 0.2 | therms | linear foot | 2.5 | 2.5 | 30 | Res Space Heat
G201 | 18230661 | Low Income Weatherization | Natural Gas | Insulation: Floor (R0 to R22) ~ TG, MH | 0.02 | therms | square foot | 0.7 | 0.7 | 25 | Res Space Heat
G201 | 18230661 | Low Income Weatherization | Natural Gas | Insulation: Floor Insulation (R0-R30) ~ TG, MH | 0.06 | therms | square foot | 0.8 | 0.8 | 25 | Res Space Heat
G201 | 18230661 | Low Income Weatherization | Natural Gas | Insulation: Floor Insulation (R0-R30) ~ TG, SF | 0.04 | therms | square foot | 0.85 | 0.85 | 30 | Res Space Heat
G201 | 18230661 | Low Income Weatherization | Natural Gas | Insulation: Wall Insulation (R0-R11) ~ TG, MF | 0.08 | therms | square foot | 0.85 | 0.85 | 30 | Res Space Heat
G201 | 18230661 | Low Income Weatherization | Natural Gas | Insulation: Wall Insulation (R0-R11) ~ TG, MH | 0.08 | therms | square foot | 0.8 | 0.8 | 25 | Res Space Heat
G201 | 18230661 | Low Income Weatherization | Natural Gas | Insulation: Wall Insulation (R0-R11) ~ TG, SF | 0.07 | therms | square foot | 0.85 | 0.85 | 30 | Res Space Heat
G201 | 18230661 | Low Income Weatherization | Natural Gas | Duct Sealing: Duct Sealing ~ TG, MH | 39.4 | therms | per unit | 350 | 350 | 18 | Res Space Heat
G201 | 18230661 | Low Income Weatherization | Natural Gas | Duct Sealing: Duct Sealing ~ TG, SF | 30 | therms | per unit | 350 | 350 | 20 | Res Space Heat
G201 | 18230661 | Low Income Weatherization | Natural Gas | Structure Sealing: Shell Sealing ~ TG, MH | 0.01 | therms | square foot | 0.4 | 0.4 | 25 | Res Space Heat
G201 | 18230661 | Low Income Weatherization | Natural Gas | Structure Sealing: Shell Sealing ~ TG, SF | 0.02 | therms | square foot | 0.4 | 0.4 | 15 | Res Space Heat
G201 | 18230661 | Low Income Weatherization | Natural Gas | Water Heater: Pipe Insulation ~ TG, MH | 0.9 | therms | linear foot | 5.5 | 5.5 | 15 | Res Water Heat
G201 | 18230661 | Low Income Weatherization | Natural Gas | Water Heater: Pipe Insulation ~ TG, SF | 0.9 | therms | linear foot | 5.5 | 5.5 | 15 | Res Water Heat
G201 | 18230661 | Low Income Weatherization | Natural Gas | Common Area Measures: Space Heating Boiler Replacement ~ TG, MF | 734 | therms | calculated | 4152 | 4152 | 24 | Comm Space Heat
G201 | 18230661 | Low Income Weatherization | Natural Gas | Integrated Space and Water Heat~SF | 173 | therms | per unit | 1526 | 1526 | 18 | Res Space Heat
G201 | 18230661 | Low Income Weatherization | Natural Gas | Aerator - 1.5 gpm GWH - Direct Install, SF | 1.64 | therms | per unit | 2 | 2 | 10 | Res Water Heat
G201 | 18230661 | Low Income Weatherization | Natural Gas | Aerator - 1.5 gpm GWH - Direct Install, MF | 2 | therms | per unit | 2 | 2 | 10 | Res Water Heat
G201 | 18230661 | Low Income Weatherization | Natural Gas | Aerator - 1.5 gpm GWH - Direct Install, MH | 1.64 | therms | per unit | 2 | 2 | 10 | Res Water Heat
G201 | 18230661 | Low Income Weatherization | Natural Gas | Insulation, Ceiling: Attic Insulation (R0 to R49) ~ TE, MF | 0.09 | therms | square foot | 0.95 | 0.95 | 30 | Res Space Heat
G201 | 18230661 | Low Income Weatherization | Natural Gas | Insulation, Ceiling: Attic Insulation (R11 to R49) ~ TE, SF | 0.02 | therms | square foot | 0.7 | 0.7 | 30 | Res Space Heat
G201 | 18230661 | Low Income Weatherization | Natural Gas | Insulation, Ceiling: Attic Insulation (R19 to R49) ~ TE, MF | 0.03 | therms | square foot | 0.7 | 0.7 | 30 | Res Space Heat
G214 | 18230638 | SF Existing Space Heat | Natural Gas | Efficient 95% Gas Furnace (Note: Raised from 90%) | 110 | therms | per unit | 603 | 350 | 18 | Res Space Heat
G214 | 18230638 | SF Existing Space Heat | Natural Gas | Energy Star qualified Boilers (95% AFUE) | 119 | therms | per unit | 1393 | 350 | 20 | Res Space Heat
G214 | 18230638 | SF Existing Space Heat | Natural Gas | High Efficiency Natural Gas Fireplace | 72 | therms | per home | 562 | 200 | 20 | Res Space Heat
G214 | 18230638 | SF Existing Space Heat | Natural Gas | NEW Integrated Space & Water Heating | 173 | therms | per home | 1526 | 800 | 18 | Res Space Heat
G214 | 18230637 | SF Existing Weatherization | Natural Gas | Air Sealing CFM 50 - Gas | 0.02 | therms | per unit | 0.66 | 0.66 | 15 | Res Space Heat
G214 | 18230637 | SF Existing Weatherization | Natural Gas | Attic Insulation R-0 to R-49 - Gas | 0.1 | therms | square foot | 1.12 | 0.275 | 30 | Res Space Heat
G214 | 18230637 | SF Existing Weatherization | Natural Gas | Attic Insulation R-11 to R-49 - Gas | 0.03 | therms | square foot | 0.98 | 0.275 | 30 | Res Space Heat
G214 | 18230637 | SF Existing Weatherization | Natural Gas | CO Monitor | 0 | therms | per home | 38.3 | 38.3 | 5 | Res Space Heat
G214 | 18230637 | SF Existing Weatherization | Natural Gas | Floor Insulation R-0 to R-30 - Gas | 0.04 | therms | square foot | 1.32 | 0.11 | 30 | Res Space Heat
G214 | 18230637 | SF Existing Weatherization | Natural Gas | Home Performance with Energy Star | 0 | therms | per home | 600 | 400 | 1 | Res Space Heat
G214 | 18230637 | SF Existing Weatherization | Natural Gas | Prescriptive Duct Sealing and Insulation - Gas | 75 | therms | per unit | 1000 | 400 | 20 | Res Space Heat
G214 | 18230637 | SF Existing Weatherization | Natural Gas | Showerhead - Fixed - Gas | 11 | therms | per unit | 3.95 | 3.95 | 10 | Res Water Heat
G214 | 18230637 | SF Existing Weatherization | Natural Gas | Wall Insulation R-0 to R-13 - Gas | 0.09 | therms | square foot | 1.39 | 0.33 | 30 | Res Space Heat
G214 | 18230637 | SF Existing Weatherization | Natural Gas | Windows Single Pane to U..30 - Gas | 0.64 | therms | square foot | 20.5 | 2.78 | 30 | Res Space Heat
G214 | 18230637 | SF Existing Weatherization | Natural Gas | Prescriptive air sealing - Crawl Space | 0.01 | therms | square foot | 0.2 | 0.09 | 30 | Res Space Heat
G214 | 18230637 | SF Existing Weatherization | Natural Gas | Residentail Aerators 1 GPM | 2.15 | therms | per unit | 2 | 2 | 10 | Res Water Heat
G214 | 18230637 | SF Existing Weatherization | Natural Gas | Residentail Aerators 1.5 GPM | 1.26 | therms | per unit | 2 | 2 | 10 | Res Water Heat
G214 | 18230637 | SF Existing Weatherization | Natural Gas | Prescriptive air sealing - Attic | 0.01 | therms | square foot | 0.2 | 0.09 | 30 | Res Space Heat
G214 | 18230637 | SF Existing Weatherization | Natural Gas | Duct Sealing Only | 42.5 | therms | per home | 608.58 | 300 | 20 | Res Space Heat
G214 | 18230637 | SF Existing Weatherization | Natural Gas | Showerhead - Handheld - Gas | 11 | therms | per unit | 9.48 | 9.48 | 10 | Res Water Heat
G214 | 18230637 | SF Existing Weatherization | Natural Gas | HEA - CAN - Gas | 0 | therms | per home | 121 | 121 | 1 | Res Space Heat
G214 | 18230637 | SF Existing Weatherization | Natural Gas | MH Single Pane to U.30 - Gas | 0.4 | therms | square foot | 17.81 | 2.78 | 30 | Res Space Heat
G214 | 18230637 | SF Existing Weatherization | Natural Gas | HEA - Franklin - Gas | 0 | therms | per home | 144 | 144 | 1 | Res Space Heat
G214 | 18230637 | SF Existing Weatherization | Natural Gas | MH Floor Insulation R-0 to R-22 - Gas | 0.02 | therms | square foot | 1.39 | 0.55 | 25 | Res Space Heat
G214 | 18230738 | Home Energy Reports | Natural Gas | Home Energy Reports (Original)- Gas | 0 | therms | per home | 0.88 | 0.88 | 2 | Res Water Heat
G214 | 18230434 | GHome Appliances | Natural Gas | Clothes Washer CEE Tier 1 Any WH/Any Dryer - Frontload | 1.2 | therms | per unit | 0 | 0 | 14 | Res Water Heat
G214 | 18230434 | GHome Appliances | Natural Gas | Clothes Washer CEE Tier 2 Any WH/Any Dryer | 1.9 | therms | per unit | 0 | 0 | 14 | Res Water Heat
G214 | 18230434 | GHome Appliances | Natural Gas | Clothes Washer CEE Tier 3 Any WH/Any Dryer | 2 | therms | per unit | 0 | 0 | 14 | Res Water Heat
G214 | 18230434 | GHome Appliances | Natural Gas | Showerhead - Engagement_C - Appl Repl - 1.5 gpm (G) | 5 | therms | per unit | 3.33 | 3.33 | 10 | Res Water Heat
G214 | 18230434 | GHome Appliances | Natural Gas | Clothes Washer AnyWH/Any Dryer - Topload | 0.9 | therms | per unit | 0 | 0 | 14 | Res Water Heat
G214 | 18230434 | GHome Appliances | Natural Gas | CEE Tier 1 or above - Any WH/Any Dryer - Top load | 0.95 | therms | per unit | 0 | 0 | 14 | Res Water Heat
G214 | 18230434 | GHome Appliances | Natural Gas | Energy Star Clothes Washer - Any WH/Any Dryer - Front load | 1.47 | therms | per unit | 0 | 0 | 14 | Res Water Heat
G214 | 18230434 | GHome Appliances | Natural Gas | Aerator - Bath - Engagement - C - APPD - 1.0 gpm - Therm | 1.18 | therms | per unit | 0.3 | 0.3 | 10 | Res Water Heat
G214 | 18230434 | GHome Appliances | Natural Gas | Aerator - Bath - Engagement - C - APPR - 1.0 gpm - Therm | 1.18 | therms | per unit | 0.3 | 0.3 | 10 | Res Water Heat
G214 | 18230434 | GHome Appliances | Natural Gas | Aerator - Kitchen - Engagement - C - APPD - 1.5 gpm - Therm | 0.69 | therms | per unit | 0.3 | 0.3 | 10 | Res Water Heat
G214 | 18230434 | GHome Appliances | Natural Gas | Aerator - Kitchen - Engagement - C - APPR - 1.5 gpm - Therm | 0.69 | therms | per unit | 0.3 | 0.3 | 10 | Res Water Heat
G214 | 18230700 | Residential Showerheads | Natural Gas | Adapter - ShowerStart (G) | 1.75 | therms | per unit | 15.98 | 10 | 10 | Res Water Heat
G214 | 18230700 | Residential Showerheads | Natural Gas | Showerhead - Retail_C - Any WH - 1.50 gpm and less (G) | 4.9 | therms | per unit | 13.29 | 4 | 10 | Res Water Heat
G214 | 18230700 | Residential Showerheads | Natural Gas | Showerhead - Retail_C - Any WH - 1.51 to 1.75 gpm (G) | 3.9 | therms | per unit | 13.29 | 4 | 10 | Res Water Heat
G214 | 18230700 | Residential Showerheads | Natural Gas | Showerhead - Retail_C - Any WH - 1.76 to 2.0 gpm (G) | 2.9 | therms | per unit | 13.29 | 4 | 10 | Res Water Heat
G214 | 18230700 | Residential Showerheads | Natural Gas | Showerhead - Retail_GO - Any WH - 1.50 gpm and less | 7.82 | therms | per unit | 26.58 | 10 | 10 | Res Water Heat
G214 | 18230700 | Residential Showerheads | Natural Gas | Showerhead - Retail_GO - Any WH - 1.51 to 1.75 gpm | 6.31 | therms | per unit | 26.58 | 10 | 10 | Res Water Heat
G214 | 18230700 | Residential Showerheads | Natural Gas | Showerhead - Retail_GO - Any WH - 1.76 to 2.0 gpm | 4.6 | therms | per unit | 26.58 | 10 | 10 | Res Water Heat
G214 | 18230700 | Residential Showerheads | Natural Gas | Showerhead - ShowerStart - 1.5 gpm (G) | 10.86 | therms | per unit | 18.87 | 10 | 10 | Res Water Heat
G214 | 18230700 | Residential Showerheads | Natural Gas | Adapter-ShowerStart - C_Gas Water Heat | 1.1 | therms | per unit | 7.99 | 3.5 | 10 | Res Water Heat
G214 | 18230700 | Residential Showerheads | Natural Gas | Showerhead-ShowerStart - C_Gas Water Heat | 6.7 | therms | per unit | 9.44 | 3.5 | 10 | Res Water Heat
G214 | 18230700 | Residential Showerheads | Natural Gas | Faucet - WaterSense - GO - Any WH - 1.5 gpm or less | 0.72 | therms | per unit | 20 | 10 | 10 | Res Water Heat
G214 | 18230700 | Residential Showerheads | Natural Gas | Faucet - WaterSense - C - Any WH - 1.5 gpm or less | 0.69 | therms | per unit | 20 | 3.5 | 10 | Res Water Heat
G214 | 18230700 | Residential Showerheads | Natural Gas | Aerator - WaterSense - GO - Any WH - 1.5 gpm or less | 0.72 | therms | per unit | 2 | 2 | 10 | Res Water Heat
G214 | 18230700 | Residential Showerheads | Natural Gas | Aerator - WaterSense - GO - Any WH - 1.0 gpm | 1.23 | therms | per unit | 2 | 2 | 10 | Res Water Heat
G214 | 18230700 | Residential Showerheads | Natural Gas | Aerator - WaterSense -C-Any WH -1.5 gpm - therm | 0.69 | therms | per unit | 0.3 | 0.3 | 10 | Res Water Heat
G214 | 18230700 | Residential Showerheads | Natural Gas | Aerator - WaterSense -C-Any WH -1.0 gpm | 1.18 | therms | per unit | 0.3 | 0.3 | 10 | Res Water Heat
G214 | 18230687 | Web-Enabled Thermostats | Natural Gas | Web-Enabled Thermostat (Retail) | 50 | therms | per unit | 187.35 | 75 | 20 | Res Space Heat
G217 | 18230736 | Multi-Family Retrofit | Natural Gas | Aerator - 1.5 gpm GWH - Direct Install | 2 | therms | per unit | 2.1 | 2.1 | 10 | Res Water Heat
G217 | 18230736 | Multi-Family Retrofit | Natural Gas | Attic Insulation R-0 to R-38 | 0.09 | therms | square foot | 1.06 | 0.75 | 30 | Res Space Heat
G217 | 18230736 | Multi-Family Retrofit | Natural Gas | Attic Insulation R-11 to R-38 | 0.06 | therms | square foot | 0.75 | 0.75 | 30 | Res Space Heat
G217 | 18230736 | Multi-Family Retrofit | Natural Gas | Boiler (Domestic Water + Space Heating) Replacement (Calculated) | 1923 | therms | calculated | 36251 | 11660 | 24 | Comm Space Heat
G217 | 18230736 | Multi-Family Retrofit | Natural Gas | Boiler (Domestic Water) Replacement (Calculated) | 1100 | therms | calculated | 11560 | 5500 | 15 | Comm Water Heat
G217 | 18230736 | Multi-Family Retrofit | Natural Gas | Boiler (Pool Heating ) (Calculated) | 412 | therms | calculated | 3600 | 1686 | 24 | Comm Water Heat
G217 | 18230736 | Multi-Family Retrofit | Natural Gas | Boiler (Space Heating ) Replacement (Calculated) | 734 | therms | calculated | 6000 | 3670 | 24 | Comm Space Heat
G217 | 18230736 | Multi-Family Retrofit | Natural Gas | Floor Insulation R-0 to R-30 | 0.05 | therms | square foot | 1.59 | 0.75 | 30 | Res Space Heat
G217 | 18230736 | Multi-Family Retrofit | Natural Gas | High Efficiency Natural Gas Fireplace - In-unit | 72 | therms | per home | 562 | 200 | 20 | Res Space Heat
G217 | 18230736 | Multi-Family Retrofit | Natural Gas | Integrated Space & Water Heating Natural Gas Boiler - In-unit | 129.7 | therms | per home | 1526 | 800 | 18 | Res Space Heat
G217 | 18230736 | Multi-Family Retrofit | Natural Gas | Natural Gas Boiler (.95 AFUE) - In-unit | 89.3 | therms | per home | 1393 | 350 | 20 | Res Space Heat
G217 | 18230736 | Multi-Family Retrofit | Natural Gas | Natural Gas Furnace (.95 AFUE) - In-unit | 82.4 | therms | per home | 603 | 250 | 18 | Res Space Heat
G217 | 18230736 | Multi-Family Retrofit | Natural Gas | Showerhead - Max 1.5 gpm GWH - Direct Install | 13 | therms | per unit | 18 | 18 | 10 | Res Water Heat
G217 | 18230736 | Multi-Family Retrofit | Natural Gas | Thermostatic Restrictor Handheld Showerhead | 15 | therms | per unit | 58 | 58 | 10 | Res Water Heat
G217 | 18230736 | Multi-Family Retrofit | Natural Gas | Thermostatic Restrictor Showerhead | 15 | therms | per unit | 41 | 41 | 10 | Res Water Heat
G217 | 18230736 | Multi-Family Retrofit | Natural Gas | Thermostatic Restrictor Showerhead Adaptor | 2.6 | therms | per unit | 33 | 33 | 10 | Res Water Heat
G217 | 18230736 | Multi-Family Retrofit | Natural Gas | Variable Speed Drive - Gas | 2724 | therms | calculated | 63620 | 27238 | 15 | Comm Space Heat
G217 | 18230736 | Multi-Family Retrofit | Natural Gas | Wall Insulation R-0 to R-11 | 0.05 | therms | square foot | 0.76 | 0.75 | 30 | Res Space Heat
G217 | 18230736 | Multi-Family Retrofit | Natural Gas | Windows (single to double paned) U= 1.2 to 0.30 | 0.88 | therms | square foot | 20.61 | 7 | 30 | Res Space Heat
G217 | 18230736 | Multi-Family Retrofit | Natural Gas | Windows (single to triple paned) U= 1.2 to 0.22 | 0.96 | therms | square foot | 21.97 | 9 | 30 | Res Space Heat
G217 | 18230736 | Multi-Family Retrofit | Natural Gas | Aerator - 1.0 gpm GWH - Direct Install | 3.4 | therms | per unit | 2.1 | 2.1 | 10 | Res Water Heat
G217 | 18230736 | Multi-Family Retrofit | Natural Gas | Strategic Energy Management | 3400 | therms | calculated | 1000 | 1000 | 3 | Res Space Heat
G218 | 18230673 | Multi-Family New Construction | Natural Gas | Condensing Boiler - Space Heat | 1 | therms | calculated | 5 | 5 | 24 | Comm Space Heat
G218 | 18230673 | Multi-Family New Construction | Natural Gas | Condensing Boiler - DHW | 1 | therms | calculated | 3.88 | 3.88 | 15 | Comm Water Heat
G218 | 18230673 | Multi-Family New Construction | Natural Gas | Condensing Water Heater - DHW | 1 | therms | calculated | 1.84 | 1.84 | 7 | Comm Water Heat
G218 | 18230673 | Multi-Family New Construction | Natural Gas | 1.75 gpm max showerhead | 9 | therms | per unit | 31 | 15 | 10 | Res Water Heat
G218 | 18230673 | Multi-Family New Construction | Natural Gas | 1.50 gpm max showerhead | 13 | therms | per unit | 31 | 25 | 10 | Res Water Heat
G218 | 18230673 | Multi-Family New Construction | Natural Gas | Whole Building - Gas | 1 | therms | calculated | 5 | 5 | 14 | Res Space Heat
G249R | 18230622 | Residential Energy Reports | Natural Gas | Individual Energy Reports- Expansion- HRU (2017) | 3 | therms | per home | 1 | 1 | 2 | Res Water Heat
G249R | 18230622 | Residential Energy Reports | Natural Gas | Individual Energy Reports- Expansion- Rural (2017) | 4 | therms | per home | 1 | 1 | 2 | Res Water Heat
G249R | 18230622 | Residential Energy Reports | Natural Gas | Refill Year 1 (2017) | 5 | therms | per home | 1 | 1 | 2 | Res Water Heat
G262 | 18231027 | Commercial Kitchen/Laundry | Natural Gas | Commercial Fryer - Standard | 432 | therms | per unit | 1017 | 500 | 12 | Comm Cooking
G262 | 18231027 | Commercial Kitchen/Laundry | Natural Gas | Steam Cooker - 3 Pan | 1164 | therms | per unit | 284 | 250 | 12 | Comm Cooking
G262 | 18231027 | Commercial Kitchen/Laundry | Natural Gas | Steam Cooker - 4 Pan | 1554 | therms | per unit | 378 | 350 | 12 | Comm Cooking
G262 | 18231027 | Commercial Kitchen/Laundry | Natural Gas | Steam Cooker - 5 Pan | 1944 | therms | per unit | 473 | 450 | 12 | Comm Cooking
G262 | 18231027 | Commercial Kitchen/Laundry | Natural Gas | Steam Cooker - 6 Pan | 2334 | therms | per unit | 567 | 550 | 12 | Comm Cooking
G262 | 18231027 | Commercial Kitchen/Laundry | Natural Gas | Steam Cooker - 10 Pan | 3893 | therms | per unit | 946 | 950 | 12 | Comm Cooking
G262 | 18231027 | Commercial Kitchen/Laundry | Natural Gas | Convection Oven - Full Size - $1000 - G | 357 | therms | per unit | 1177 | 1000 | 12 | Comm Cooking
G262 | 18231027 | Commercial Kitchen/Laundry | Natural Gas | Convection Oven - Double - $2000 - G | 714 | therms | per unit | 2354 | 2000 | 12 | Comm Cooking
G262 | 18231027 | Commercial Kitchen/Laundry | Natural Gas | Combination Oven <15 pan | 798 | therms | per unit | 2531 | 2500 | 12 | Comm Cooking
G262 | 18231027 | Commercial Kitchen/Laundry | Natural Gas | Double Rack Oven | 2100 | therms | per unit | 4128 | 2000 | 12 | Comm Cooking
G262 | 18231027 | Commercial Kitchen/Laundry | Natural Gas | Dishwasher - Under Counter Low Temp - $150 - G | 94 | therms | per unit | 232 | 150 | 10 | Comm Water Heat
G262 | 18231027 | Commercial Kitchen/Laundry | Natural Gas | Dishwasher - Under Counter High Temp - $0 - G | 40 | therms | per unit | 40 | 0 | 10 | Comm Water Heat
G262 | 18231027 | Commercial Kitchen/Laundry | Natural Gas | Dishwasher - Door Type Low Temp - $750 - G | 599 | therms | per unit | 2659 | 750 | 15 | Comm Water Heat
G262 | 18231027 | Commercial Kitchen/Laundry | Natural Gas | Dishwasher - Door Type High Temp - $250 - G | 261 | therms | per unit | 846 | 250 | 15 | Comm Water Heat
G262 | 18231027 | Commercial Kitchen/Laundry | Natural Gas | Dishwasher - ST Low Temp - $1000 - G | 484 | therms | per unit | 5385 | 1000 | 20 | Comm Water Heat
G262 | 18231027 | Commercial Kitchen/Laundry | Natural Gas | Dishwasher - ST High Temp - $250 - G | 158 | therms | per unit | 1436 | 250 | 20 | Comm Water Heat
G262 | 18231027 | Commercial Kitchen/Laundry | Natural Gas | Dishwasher - MT Low Temp - $1500 - G | 698 | therms | per unit | 3394 | 1500 | 20 | Comm Water Heat
G262 | 18231027 | Commercial Kitchen/Laundry | Natural Gas | Dishwasher - MT High Temp - $500 - G | 600 | therms | per unit | 1082 | 500 | 20 | Comm Water Heat
G262 | 18231027 | Commercial Kitchen/Laundry | Natural Gas | Hot Water Heater- Kitchen - G | 613 | therms | per unit | 1644 | 800 | 7 | Comm Water Heat
G262 | 18231027 | Commercial Kitchen/Laundry | Natural Gas | Boiler - Kitchen - G | 800 | therms | per unit | 3191 | 1500 | 15 | Comm Water Heat
G262 | 18231027 | Commercial Kitchen/Laundry | Natural Gas | Sales Incentive - Fryer - $30 - G | 0 | therms | per unit | 30 | 30 | 0
G262 | 18231027 | Commercial Kitchen/Laundry | Natural Gas | Sales Incentive - Steam Cooker - $30 - G | 0 | therms | per unit | 30 | 30 | 0
G262 | 18231027 | Commercial Kitchen/Laundry | Natural Gas | Sales Incentive Comml Oven - $50 - G | 0 | therms | per unit | 50 | 50 | 0
G262 | 18231027 | Commercial Kitchen/Laundry | Natural Gas | Sales Incentive - Under Counter Or Door Type - $30 - G | 0 | therms | per unit | 30 | 30 | 0
G262 | 18231027 | Commercial Kitchen/Laundry | Natural Gas | Sales Incentive - Single or Multi Tank - $50 - G | 0 | therms | per unit | 50 | 50 | 0
G262 | 18231027 | Commercial Kitchen/Laundry | Natural Gas | Commercial Washer - GWH / G Dryer | 32 | therms | per unit | 210 | 150 | 7 | Comm Water Heat
G262 | 18231027 | Commercial Kitchen/Laundry | Natural Gas | Commercial Washer - GWH Only | 20 | therms | per unit | 61 | 60 | 7 | Comm Water Heat
G262 | 18231027 | Commercial Kitchen/Laundry | Natural Gas | Commercial Washer - G Dryer Only | 12 | therms | per unit | 33 | 30 | 7 | Comm Water Heat
G262 | 18231027 | Commercial Kitchen/Laundry | Natural Gas | Hot Water Heater - Laundry - G | 597 | therms | per unit | 1644 | 800 | 7 | Comm Water Heat
G262 | 18231027 | Commercial Kitchen/Laundry | Natural Gas | Boiler - Laundry - G | 597 | therms | per unit | 3191 | 1500 | 15 | Comm Water Heat
G262 | 18231027 | Commercial Kitchen/Laundry | Natural Gas | Additional Measures - (DCKV, etc) | 55000 | therms | calculated | 0 | 0 | 15 | Comm Cooking
G262 | 18231027 | Commercial Kitchen/Laundry | Natural Gas | Commercial Fryer - Large Vat | 490 | therms | per unit | 591 | 500 | 12 | Comm Cooking
G262 | 18231027 | Commercial Kitchen/Laundry | Natural Gas | Griddle - 2 linear feet - Gas | 174 | therms | per unit | 1438 | 900 | 12 | Comm Cooking
G262 | 18231027 | Commercial Kitchen/Laundry | Natural Gas | Griddle - 3 linear feet - Gas | 261 | therms | per unit | 2157 | 1300 | 12 | Comm Cooking
G262 | 18231027 | Commercial Kitchen/Laundry | Natural Gas | Griddle - 4 linear feet - Gas | 348 | therms | per unit | 2876 | 1400 | 12 | Comm Cooking
G262 | 18231027 | Commercial Kitchen/Laundry | Natural Gas | Griddle - 5 linear feet - Gas | 435 | therms | per unit | 3494 | 1500 | 12 | Comm Cooking
G262 | 18231027 | Commercial Kitchen/Laundry | Natural Gas | Griddle - 6 linear feet - Gas | 522 | therms | per unit | 4314 | 1600 | 12 | Comm Cooking
G262 | 18231027 | Commercial Kitchen/Laundry | Natural Gas | Combination Oven – gas – 15-28 pan | 1120 | therms | per unit | 3361 | 3000 | 12 | Comm Cooking
G262 | 18231027 | Commercial Kitchen/Laundry | Natural Gas | Combination Oven – gas – >28 pan | 1573 | therms | per unit | 7890 | 7000 | 12 | Comm Cooking
G262 | 18231027 | Commercial Kitchen/Laundry | Natural Gas | Single Rack Oven – gas | 1034 | therms | per unit | 1817 | 1500 | 12 | Comm Cooking
G262 | 18231029 | Commercial HVAC | Natural Gas | Premium Service | 59435 | therms | calculated | 110880 | 92400 | 5 | Comm Space Heat
G262 | 18231029 | Commercial HVAC | Natural Gas | Web Enabled Thermostats No Electric Heat | 61 | therms | per unit | 167 | 150 | 5 | Comm Space Heat
G262 | 18231029 | Commercial HVAC | Natural Gas | HVAC retrofit | 5000 | therms | calculated | 50000 | 20150 | 15 | Comm Space Heat
G262 | 18231022 | Small Business Direct Install | Natural Gas | Auto-Closers for Glass Reach-in Doors - Low-Temp (Gas Heating IE) | 0.67 | therms | per unit | 0 | 0 | 8 | Comm Refrigeration
G262 | 18231022 | Small Business Direct Install | Natural Gas | Auto-Closers for Glass Reach-in Doors - Medium Temp (gas heating ie) | 0.25 | therms | per unit | 0 | 0 | 8 | Comm Refrigeration
G262 | 18231022 | Small Business Direct Install | Natural Gas | Auto-Closers for Walk-in Doors - Low Temp (Gas Heating IE) | 5.62 | therms | per unit | 0 | 0 | 8 | Comm Refrigeration
G262 | 18231022 | Small Business Direct Install | Natural Gas | Auto-Closers for Walk-in Doors - Medium Temp (Gas Heating ie) | 0.22 | therms | per unit | 0 | 0 | 8 | Comm Refrigeration
G262 | 18231022 | Small Business Direct Install | Natural Gas | Gaskets for Reach-in Glass Doors - Low Temp (per door) - Gas | 6.2 | therms | per unit | 100 | 72.9 | 4 | Comm Refrigeration
G262 | 18231022 | Small Business Direct Install | Natural Gas | Gaskets for Reach-in Glass Doors - Medium Temp (per door) - Gas | 13.9 | therms | per unit | 81 | 74.4 | 4 | Comm Refrigeration
G262 | 18231022 | Small Business Direct Install | Natural Gas | Gaskets for Walk-in Freezer - Main Door (per door) - Gas | 8.9 | therms | per unit | 114 | 104.1 | 4 | Comm Refrigeration
G262 | 18231022 | Small Business Direct Install | Natural Gas | Night Covers Medium Temperature (0F to 30F) [Gas Heating] Gas IE | 5.2 | therms | per unit | 0 | 0 | 5 | Comm Refrigeration
G262 | 18231022 | Small Business Direct Install | Natural Gas | Spray valve not previously installed by PSE to 0.65-gas | 50 | therms | per unit | 76.3 | 76.3 | 4 | Comm Water Heat
G262 | 18231022 | Small Business Direct Install | Natural Gas | 2.6 gpm to 0.65 gpm-gas | 91 | therms | per unit | 76.3 | 76.3 | 4 | Comm Water Heat
G262 | 18231022 | Small Business Direct Install | Natural Gas | 2.2 gpm to 0.65 gpm-gas | 55 | therms | per unit | 76.3 | 76.3 | 4 | Comm Water Heat
G262 | 18231022 | Small Business Direct Install | Natural Gas | 1.6 gpm to 0.65 gpm-gas | 35 | therms | per unit | 76.3 | 76.3 | 4 | Comm Water Heat
G262 | 18231022 | Small Business Direct Install | Natural Gas | Spray valve not previously installed by PSE to 0.65-gas – with CWA | 50 | therms | per unit | 76.3 | 41.3 | 4 | Comm Water Heat
G262 | 18231022 | Small Business Direct Install | Natural Gas | 2.6 gpm to 0.65 gpm-gas – with CWA | 91 | therms | per unit | 76.3 | 41.3 | 4 | Comm Water Heat
G262 | 18231022 | Small Business Direct Install | Natural Gas | 2.2 gpm to 0.65 gpm-gas – Split with CWA | 55 | therms | per unit | 76.3 | 41.3 | 4 | Comm Water Heat
G262 | 18231022 | Small Business Direct Install | Natural Gas | G PRE 26 to 65 (CWA) 1.6 gpm to 0.65 gpm-gas – Split with CWA | 35 | therms | per unit | 76.3 | 41.3 | 4 | Comm Water Heat
G262 | 18231022 | Small Business Direct Install | Natural Gas | 1.5 GPM Showerhead Any Commercial, gas SBDI | 10 | therms | per unit | 28.7 | 28.7 | 10 | Comm Water Heat
G262 | 18231022 | Small Business Direct Install | Natural Gas | 1.5 GPM Showerhead Fitness Center, gas SBDI | 183 | therms | per unit | 28.7 | 28.7 | 10 | Comm Water Heat
G262 | 18231022 | Small Business Direct Install | Natural Gas | 1.5 GPM Showerhead Any Commercial, gas SBDI– Split Cost with CWA | 10 | therms | per unit | 17.7 | 17.7 | 10 | Comm Water Heat
G262 | 18231022 | Small Business Direct Install | Natural Gas | 1.5 GPM Showerhead Fitness Center, gas SBDI – Split Cost with CWA | 183 | therms | per unit | 17.7 | 17.7 | 10 | Comm Water Heat
G262 | 18231022 | Small Business Direct Install | Natural Gas | Aerator, Office Small-Gas | 2 | therms | per unit | 13.09 | 13.09 | 10 | Comm Water Heat
G262 | 18231022 | Small Business Direct Install | Natural Gas | Aerator, Restaurant - Gas | 4.1 | therms | per unit | 13.09 | 13.09 | 10 | Comm Water Heat
G262 | 18231022 | Small Business Direct Install | Natural Gas | Aerator, Retail-Gas | 6.5 | therms | per unit | 13.09 | 13.09 | 10 | Comm Water Heat
G262 | 18231022 | Small Business Direct Install | Natural Gas | Aerator, School-Gas | 8.2 | therms | per unit | 13.09 | 13.09 | 10 | Comm Water Heat
G262 | 18231022 | Small Business Direct Install | Natural Gas | Aerator, All Others-Gas | 6.5 | therms | per unit | 13.09 | 13.09 | 10 | Comm Water Heat
G262 | 18230250 | Lodging Direct Install | Natural Gas | LGDI: Aerator - GWH - All Others | 6.5 | therms | per unit | 13.09 | 13.09 | 10 | Comm Water Heat
G262 | 18230250 | Lodging Direct Install | Natural Gas | LGDI: Aerator - GWH - Restaurant | 4.1 | therms | per unit | 13.09 | 13.09 | 10 | Comm Water Heat
G262 | 18230250 | Lodging Direct Install | Natural Gas | LGDI: Aerator - GWH - Retail | 6.5 | therms | per unit | 13.09 | 13.09 | 10 | Comm Water Heat
G262 | 18230250 | Lodging Direct Install | Natural Gas | LGDI: Aerator - GWH - School | 8.2 | therms | per unit | 13.09 | 13.09 | 10 | Comm Water Heat
G262 | 18230250 | Lodging Direct Install | Natural Gas | LGDI: Aerator - GWH - Small Office | 2 | therms | per unit | 13.09 | 13.09 | 10 | Comm Water Heat
G262 | 18230250 | Lodging Direct Install | Natural Gas | LGDI: Sealing - Auto Closer - Reach In Glass Doors - Low Temp - NG | 0.67 | therms | per unit | 0 | 0 | 8 | Comm Flat
G262 | 18230250 | Lodging Direct Install | Natural Gas | LGDI: Sealing - Auto Closer - Reach In Glass Doors - Med Temp - NG | 0.25 | therms | per unit | 0 | 0 | 8 | Comm Flat
G262 | 18230250 | Lodging Direct Install | Natural Gas | LGDI: Sealing - Auto Closer - Walk In Doors - Low Temp - NG | 5.62 | therms | per unit | 0 | 0 | 8 | Comm Flat
G262 | 18230250 | Lodging Direct Install | Natural Gas | LGDI: Sealing - Auto Closer - Walk In Doors - Med Temp - NG | 0.22 | therms | per unit | 0 | 0 | 8 | Comm Flat
G262 | 18230250 | Lodging Direct Install | Natural Gas | LGDI: Sealing - Gasket - Reach In Glass Door - Low Temp - NG | 6.2 | therms | per unit | 0 | 0 | 4 | Comm Flat
G262 | 18230250 | Lodging Direct Install | Natural Gas | LGDI: Sealing - Gasket - Reach In Glass Door - Med Temp - NG | 13.9 | therms | per unit | 0 | 0 | 4 | Comm Flat
G262 | 18230250 | Lodging Direct Install | Natural Gas | LGDI: Sealing - Gasket - Walk In Cooler Door- Main - NG | 11.4 | therms | per unit | 0 | 0 | 4 | Comm Flat
G262 | 18230250 | Lodging Direct Install | Natural Gas | LGDI: Sealing - Gasket - Walk In Freezer Door - Main - NG | 8.9 | therms | per unit | 0 | 0 | 4 | Comm Flat
G262 | 18230250 | Lodging Direct Install | Natural Gas | LGDI: Sealing - Night Cover - Produce - High Temp - 30F to 55F - NG - GIE | 3.9 | therms | per unit | 0 | 0 | 5 | Comm Flat
G262 | 18230250 | Lodging Direct Install | Natural Gas | LGDI: Sealing - Night Cover - Produce - Low Temp - Neg 35F to 0F - NG - GIE | 3.9 | therms | per unit | 0 | 0 | 5 | Comm Flat
G262 | 18230250 | Lodging Direct Install | Natural Gas | LGDI: Sealing - Night Cover - Produce - Med Temp - 0F to 30F - NG - GIE | 5.2 | therms | per unit | 0 | 0 | 5 | Comm Flat
G262 | 18230250 | Lodging Direct Install | Natural Gas | LGDI: Showerhead - Any Comm - GWH - 1.5 gpm | 10 | therms | per unit | 28.7 | 28.7 | 10 | Comm Water Heat
G262 | 18230250 | Lodging Direct Install | Natural Gas | LGDI: Showerhead - DI - Any Comm - GWH - 1.5 gpm | 10 | therms | per unit | 28.7 | 28.7 | 10 | Comm Water Heat
G262 | 18230250 | Lodging Direct Install | Natural Gas | LGDI: Showerhead - DI - Fit Ctr - GWH 1.5 gpm | 183 | therms | per unit | 28.7 | 28.7 | 10 | Comm Water Heat
G262 | 18230250 | Lodging Direct Install | Natural Gas | LGDI: Showerhead - Fit Ctr - GWH - 1.5 gpm | 183 | therms | per unit | 28.7 | 28.7 | 10 | Comm Water Heat
G262 | 18230250 | Lodging Direct Install | Natural Gas | LGDI: Sprayhead - GWH - 0.65 gpm - from 1.6 | 35.2 | therms | per unit | 76.3 | 76.3 | 4 | Comm Water Heat
G262 | 18230250 | Lodging Direct Install | Natural Gas | LGDI: Sprayhead - GWH - 0.65 gpm - from 2.2 | 55 | therms | per unit | 76.3 | 76.3 | 4 | Comm Water Heat
G262 | 18230250 | Lodging Direct Install | Natural Gas | LGDI: Sprayhead - GWH - 0.65 gpm - from 2.6 | 90.7 | therms | per unit | 76.3 | 76.3 | 4 | Comm Water Heat
G262 | 18230250 | Lodging Direct Install | Natural Gas | LGDI: Sprayhead - GWH - 0.65 gpm - not PI | 50 | therms | per unit | 76.3 | 76.3 | 4 | Comm Water Heat
G262 | 18230250 | Lodging Direct Install | Natural Gas | custom incentives | 32728 | therms | calculated | 914862 | 640404 | 15 | Comm Flat