## Program Measures Report
Default Program Sector | ElectricTariffID | ElectricOrderNum | ElectricOrderName | GasTariffID | GasOrderName | Measure Name | CustomGasMeasureTypes | MeasureLife | EnteredMeasureLife | EnteredMeasureLifeTherm | MeasureLifeTherm | NEBSYear1 | Description | Measure Category | Measure Type | Unit Savings kWh Period 1 | Unit Savings kWh Period 2 | Unit Savings Therm Period 1 | Unit Savings Therm Period 2 | Savings UOM Type | Unit Type | Source of Savings Type | PSE Deemed Type | Unit Incentive kWh | Unit Incentive Therm | Unit Measure Cost kWh | Unit Measure Cost Therm | Measure Cost Type | Measure Life Period 1 | Measure Life Period 2 | End Use | Secondary End Use | Unit Year 1 NEIs | Unit Year 1 Improved Home Comfort | Unit Annual OM
Commercial | E250 | 18230711 | Commercial Industrial Retrofit {E} | G250 | Commercial Industrial Retrofit {G} | O and M - Building - Custom | [6 empty] | Custom measure for building operations and maintenance | Other | Other |  |  |  |  | Dual | calculated | Custom | [6 empty] | 5 |  | Comm Flat
Commercial | E249C | 18231128 | SMB AMI Engagement {E} | G249C | SMB AMI Engagement {G} | Commissioning - Virtual - Custom | [6 empty] | Custom measure for virtual commissioning | Energy Performance | Optimization |  |  |  |  | Dual | calculated | Custom | [6 empty] | 5 |  | Comm Flat
Commercial | E250 | 18230013 | Clean Buildings Accelerator {E} | G250 | Clean Buildings Accelerator {G} | CBA - Performance - Custom | [6 empty] | Custom measure for Clean Buildings Accelerator: performance | Energy Performance | Optimization |  |  |  |  | Dual | calculated | Custom | [6 empty] | 5 |  | Comm Flat
Commercial | E250 | 18230711 | Commercial Industrial Retrofit {E} | G250 | Commercial Industrial Retrofit {G} | Insulation - Building Shell - Custom | Space Heating | 24 |  | 15 | 24 |  | Custom insulation measure: attic, wall, and floor | Weatherization | Insulation |  |  |  |  | Dual | calculated | Custom | [6 empty] | 24 |  | Comm Space Heat
Commercial | E250 | 18230711 | Commercial Industrial Retrofit {E} | G250 | Commercial Industrial Retrofit {G} | HVAC - Other - Custom |  | 15 | 10 |  | 15 |  | Custom HVAC measure: other | HVAC | HVAC System |  |  |  |  | Dual | calculated | Custom | [6 empty] | 15 |  | Comm Flat
Commercial | E250 | 18230711 | Commercial Industrial Retrofit {E} | G250 | Commercial Industrial Retrofit {G} | HVAC - Other - Custom |  | 15 | 10 |  | 15 |  | Custom HVAC measure: other | HVAC | HVAC System |  |  |  |  | Dual | calculated | Custom | [6 empty] | 15 |  | Comm Flat
Commercial | E250 | 18230711 | Commercial Industrial Retrofit {E} | G250 | Commercial Industrial Retrofit {G} | HVAC - Other - Custom |  | 15 | 15 |  | 15 |  | Custom HVAC measure: other | HVAC | HVAC System |  |  |  |  | Dual | calculated | Custom | [6 empty] | 15 |  | Comm Flat
Commercial | E250 | 18230711 | Commercial Industrial Retrofit {E} | G250 | Commercial Industrial Retrofit {G} | Window - Custom | Space Heating | 30 | 0 | 30 | 30 |  | Custom window measure | Weatherization | Window |  |  |  |  | Dual | calculated | Custom | [6 empty] | 30 |  | Comm Space Heat
Commercial | E250 | 18230711 | Commercial Industrial Retrofit {E} | G250 | Commercial Industrial Retrofit {G} | Energy Recovery System - Custom | Space Heating | 15 |  | 15 | 15 |  | Custom measure: energy recovery system | Energy Performance | Energy Recovery |  |  |  |  | Dual | calculated | Custom | [6 empty] | 15 |  | Comm Flat
Commercial | E250 | 18230711 | Commercial Industrial Retrofit {E} | G250 | Commercial Industrial Retrofit {G} | HVAC Control - Base - Custom |  | 10 | 10 |  | 10 |  | Custom HVAC control measure: base | Controls | HVAC Control |  |  |  |  | Dual | calculated | Custom | [6 empty] | 10 |  | Comm Flat
Commercial | E250 | 18230711 | Commercial Industrial Retrofit {E} | G250 | Commercial Industrial Retrofit {G} | HVAC Control - Base - Custom |  | 10 | 10 | 10 | 10 |  | Custom HVAC control measure: base | Controls | HVAC Control |  |  |  |  | Dual | calculated | Custom | [6 empty] | 10 |  | Comm Flat
Commercial | E250 | 18230711 | Commercial Industrial Retrofit {E} | G250 | Commercial Industrial Retrofit {G} | HVAC Control - Base - Custom | Not Applicable | 10 | 10 | 0 | 10 |  | Custom HVAC control measure: base | Controls | HVAC Control |  |  |  |  | Dual | calculated | Custom | [6 empty] | 10 |  | Comm Flat
Commercial | E250 | 18230711 | Commercial Industrial Retrofit {E} | G250 | Commercial Industrial Retrofit {G} | HVAC Control - Base - Custom | Space Heating | 10 | 10 | 10 | 10 |  | Custom HVAC control measure: base | Controls | HVAC Control |  |  |  |  | Dual | calculated | Custom | [6 empty] | 10 |  | Comm Flat
Commercial | E250 | 18230711 | Commercial Industrial Retrofit {E} | G250 | Commercial Industrial Retrofit {G} | HVAC Control - Base - Custom |  | 10 | 10 | 10 | 10 |  | Custom HVAC control measure: base | Controls | HVAC Control |  |  |  |  | Dual | calculated | Custom | [6 empty] | 10 |  | Comm Flat
Commercial | E250 | 18230711 | Commercial Industrial Retrofit {E} | G250 | Commercial Industrial Retrofit {G} | HVAC Control - Base - Custom | Space Heating | 10 | 10 | 10 | 10 |  | Custom HVAC control measure: base | Controls | HVAC Control |  |  |  |  | Dual | calculated | Custom | [6 empty] | 10 |  | Comm Flat
Commercial | E250 | 18230711 | Commercial Industrial Retrofit {E} | G250 | Commercial Industrial Retrofit {G} | HVAC - Central Equipment - Custom | Not Applicable | 15 | 15 |  | 15 |  | Custom HVAC measure: central equipment | HVAC | Central Equipment |  |  |  |  | Dual | calculated | Custom | [6 empty] | 15 |  | Comm Flat
Commercial | E250 | 18230711 | Commercial Industrial Retrofit {E} | G250 | Commercial Industrial Retrofit {G} | HVAC Control - Only - Custom |  | 10 | 10 | 0 | 10 |  | Custom HVAC control measure: only | Controls | HVAC Control |  |  |  |  | Dual | calculated | Custom | [6 empty] | 10 |  | Comm Flat
Commercial | E250 | 18230711 | Commercial Industrial Retrofit {E} | G250 | Commercial Industrial Retrofit {G} | HVAC Control - Only - Custom | Space Heating | 10 |  | 10 | 10 |  | Custom HVAC control measure: only | Controls | HVAC Control |  |  |  |  | Dual | calculated | Custom | [6 empty] | 10 |  | Comm Flat
Commercial | E250 | 18230711 | Commercial Industrial Retrofit {E} | G250 | Commercial Industrial Retrofit {G} | HVAC Control - Only - Custom |  | 10 | 10 |  | 10 |  | Custom HVAC control measure: only | Controls | HVAC Control |  |  |  |  | Dual | calculated | Custom | [6 empty] | 10 |  | Comm Flat
Commercial | E250 | 18230711 | Commercial Industrial Retrofit {E} | G250 | Commercial Industrial Retrofit {G} | Fan - VFD - Custom | Space Heating | 15 |  | 15 | 15 |  | Custom VFD measure: fan | Motors | Variable Frequency Drive |  |  |  |  | Dual | calculated | Custom | [6 empty] | 15 |  | Comm Flat
Commercial | E250 | 18230711 | Commercial Industrial Retrofit {E} | G250 | Commercial Industrial Retrofit {G} | Fan - VFD - Custom |  | 15 | 15 |  | 15 |  | Custom VFD measure: fan | Motors | Variable Frequency Drive |  |  |  |  | Dual | calculated | Custom | [6 empty] | 15 |  | Comm Flat
Commercial | E250 | 18230711 | Commercial Industrial Retrofit {E} | G250 | Commercial Industrial Retrofit {G} | Fan - VFD - Custom |  | 15 | 15 | 0 | 15 |  | Custom VFD measure: fan | Motors | Variable Frequency Drive |  |  |  |  | Dual | calculated | Custom | [6 empty] | 15 |  | Comm Flat
Commercial | E250 | 18230711 | Commercial Industrial Retrofit {E} | G250 | Commercial Industrial Retrofit {G} | CBTU - Performance Phase |  | 7 | 5 |  | 7 |  | Comprehensive building tune-up measure: performance phase | Energy Performance | Optimization |  |  |  |  | Dual | calculated | Custom | [6 empty] | 7 |  | Comm Flat
Commercial | E250 | 18230711 | Commercial Industrial Retrofit {E} | G250 | Commercial Industrial Retrofit {G} | Motor - Custom |  | 15 | 15 |  | 15 |  | Custom motor measure | Motors | Motor |  |  |  |  | Dual | calculated | Custom | [6 empty] | 15 |  | Comm Flat
Commercial | E250 | 18230711 | Commercial Industrial Retrofit {E} | G250 | Commercial Industrial Retrofit {G} | Motor - Custom |  | 15 | 15 |  | 15 |  | Custom motor measure | Motors | Motor |  |  |  |  | Dual | calculated | Custom | [6 empty] | 15 |  | Comm Flat
Commercial | E250 | 18230711 | Commercial Industrial Retrofit {E} | G250 | Commercial Industrial Retrofit {G} | Pump - VFD - Custom |  | 15 | 15 |  | 15 |  | Custom VFD measure: pump | Motors | Variable Frequency Drive |  |  |  |  | Dual | calculated | Custom | [6 empty] | 15 |  | Comm Flat
Commercial | E250 | 18230711 | Commercial Industrial Retrofit {E} | G250 | Commercial Industrial Retrofit {G} | Pump - VFD - Custom |  | 15 | 15 |  | 15 |  | Custom VFD measure: pump | Motors | Variable Frequency Drive |  |  |  |  | Dual | calculated | Custom | [6 empty] | 15 |  | Comm Flat
Commercial | E250 | 18230711 | Commercial Industrial Retrofit {E} | G250 | Commercial Industrial Retrofit {G} | Compressor or Dryer or Receiver - Custom |  | 15 | 15 |  | 15 |  | Custom compressed air measure: compressor, dryer, or receiver | Compressed Air | Compressed Air |  |  |  |  | Dual | calculated | Custom | [6 empty] | 15 |  | Comm Flat
Commercial | E250 | 18230711 | Commercial Industrial Retrofit {E} | G250 | Commercial Industrial Retrofit {G} | Boiler - Hot Water - Custom | Space Heating | 24 |  | 24 | 24 |  | Custom water heating measure: hot water boiler | HVAC | HVAC Boiler |  |  |  |  | Dual | calculated | Custom | [6 empty] | 24 |  | Comm Water Heat
Commercial | E250 | 18230711 | Commercial Industrial Retrofit {E} | G250 | Commercial Industrial Retrofit {G} | Boiler - Hot Water - Custom | Space Heating | 24 | 0 | 24 | 24 |  | Custom water heating measure: hot water boiler | HVAC | HVAC Boiler |  |  |  |  | Dual | calculated | Custom | [6 empty] | 24 |  | Comm Water Heat
Commercial | E250 | 18230711 | Commercial Industrial Retrofit {E} | G250 | Commercial Industrial Retrofit {G} | Refrigeration - Custom | Space Heating | 20 |  | 20 | 20 |  | Custom refrigeration measure | Refrigeration | Refrigeration System |  |  |  |  | Dual | calculated | Custom | [6 empty] | 20 |  | Comm Refrigeration
Commercial | E250 | 18230711 | Commercial Industrial Retrofit {E} | G250 | Commercial Industrial Retrofit {G} | Refrigeration - Custom | Space Heating | 20 | 0 | 12 | 20 |  | Custom refrigeration measure | Refrigeration | Refrigeration System |  |  |  |  | Dual | calculated | Custom | [6 empty] | 20 |  | Comm Refrigeration
Commercial | E250 | 18230711 | Commercial Industrial Retrofit {E} | G250 | Commercial Industrial Retrofit {G} | Refrigeration - Custom |  | 20 | 8 | 0 | 20 |  | Custom refrigeration measure | Refrigeration | Refrigeration System |  |  |  |  | Dual | calculated | Custom | [6 empty] | 20 |  | Comm Refrigeration
Commercial | E250 | 18230711 | Commercial Industrial Retrofit {E} | G250 | Commercial Industrial Retrofit {G} | Refrigeration - Custom | Space Heating | 20 | 12 | 12 | 20 |  | Custom refrigeration measure | Refrigeration | Refrigeration System |  |  |  |  | Dual | calculated | Custom | [6 empty] | 20 |  | Comm Refrigeration
Commercial | E250 | 18230711 | Commercial Industrial Retrofit {E} | G250 | Commercial Industrial Retrofit {G} | Refrigeration - Custom | Space Heating | 20 |  | 12 | 20 |  | Custom refrigeration measure | Refrigeration | Refrigeration System |  |  |  |  | Dual | calculated | Custom | [6 empty] | 20 |  | Comm Refrigeration
Commercial | E250 | 18230711 | Commercial Industrial Retrofit {E} | G250 | Commercial Industrial Retrofit {G} | Refrigeration - Custom | Space Heating | 20 | 12 | 12 | 20 |  | Custom refrigeration measure | Refrigeration | Refrigeration System |  |  |  |  | Dual | calculated | Custom | [6 empty] | 20 |  | Comm Refrigeration
Commercial | E250 | 18230711 | Commercial Industrial Retrofit {E} | G250 | Commercial Industrial Retrofit {G} | Refrigeration - Custom |  | 20 | 8 | 0 | 20 |  | Custom refrigeration measure | Refrigeration | Refrigeration System |  |  |  |  | Dual | calculated | Custom | [6 empty] | 20 |  | Comm Refrigeration
Commercial | E250 | 18230711 | Commercial Industrial Retrofit {E} | G250 | Commercial Industrial Retrofit {G} | Refrigeration - Custom | Not Applicable | 20 | 20 |  | 20 |  | Custom refrigeration measure | Refrigeration | Refrigeration System |  |  |  |  | Dual | calculated | Custom | [6 empty] | 20 |  | Comm Refrigeration
Commercial | E250 | 18230711 | Commercial Industrial Retrofit {E} | G250 | Commercial Industrial Retrofit {G} | Data Center - UPS - Custom |  | 10 | 10 |  | 10 |  | Custom data center measure: uninterruptible power supply | Data Center | Data Center |  |  |  |  | Dual | calculated | Custom | [6 empty] | 10 |  | Comm Flat
Commercial | E250 | 18230711 | Commercial Industrial Retrofit {E} | G250 | Commercial Industrial Retrofit {G} | HVAC Control - Performance - Custom | Space Heating | 10 |  | 10 | 10 |  | Custom HVAC control measure: performance | Controls | HVAC Control |  |  |  |  | Dual | calculated | Custom | [6 empty] | 10 |  | Comm Flat
Commercial | E250 | 18230711 | Commercial Industrial Retrofit {E} | G250 | Commercial Industrial Retrofit {G} | HVAC Control - Performance - Custom |  | 10 | 10 |  | 10 |  | Custom HVAC control measure: performance | Controls | HVAC Control |  |  |  |  | Dual | calculated | Custom | [6 empty] | 10 |  | Comm Flat
Commercial | E250 | 18230711 | Commercial Industrial Retrofit {E} | G250 | Commercial Industrial Retrofit {G} | HVAC Control - Performance - Custom |  | 10 | 10 | 0 | 10 |  | Custom HVAC control measure: performance | Controls | HVAC Control |  |  |  |  | Dual | calculated | Custom | [6 empty] | 10 |  | Comm Flat
Commercial | E250 | 18230711 | Commercial Industrial Retrofit {E} | G250 | Commercial Industrial Retrofit {G} | HVAC Control - Performance - Custom | Not Applicable | 10 | 10 | 0 | 10 |  | Custom HVAC control measure: performance | Controls | HVAC Control |  |  |  |  | Dual | calculated | Custom | [6 empty] | 10 |  | Comm Flat
Commercial | E250 | 18230711 | Commercial Industrial Retrofit {E} | G250 | Commercial Industrial Retrofit {G} | HVAC Control - Performance - Custom | Space Heating | 10 | 10 | 10 | 10 |  | Custom HVAC control measure: performance | Controls | HVAC Control |  |  |  |  | Dual | calculated | Custom | [6 empty] | 10 |  | Comm Flat
Commercial | E250 | 18230711 | Commercial Industrial Retrofit {E} | G250 | Commercial Industrial Retrofit {G} | HVAC Control - Performance - Custom |  | 10 | 10 | 10 | 10 |  | Custom HVAC control measure: performance | Controls | HVAC Control |  |  |  |  | Dual | calculated | Custom | [6 empty] | 10 |  | Comm Flat
Commercial | E250 | 18230711 | Commercial Industrial Retrofit {E} | G250 | Commercial Industrial Retrofit {G} | HVAC Control - Performance - Custom |  | 10 | 10 |  | 10 |  | Custom HVAC control measure: performance | Controls | HVAC Control |  |  |  |  | Dual | calculated | Custom | [6 empty] | 10 |  | Comm Flat
Commercial | E250 | 18230711 | Commercial Industrial Retrofit {E} | G250 | Commercial Industrial Retrofit {G} | HVAC Control - Performance - Custom | Space Heating | 10 | 10 | 10 | 10 |  | Custom HVAC control measure: performance | Controls | HVAC Control |  |  |  |  | Dual | calculated | Custom | [6 empty] | 10 |  | Comm Flat
Commercial | E250 | 18230711 | Commercial Industrial Retrofit {E} | G250 | Commercial Industrial Retrofit {G} | Process - Control - Custom |  | 10 | 10 |  | 10 |  | Custom process control measure | Controls | Process Control |  |  |  |  | Dual | calculated | Custom | [6 empty] | 10 |  | Comm Flat
Commercial | E250 | 18230711 | Commercial Industrial Retrofit {E} | G250 | Commercial Industrial Retrofit {G} | Process - Modification - Custom | Process | 15 |  | 5 | 15 |  | Custom process modification measure | Controls | Process Control |  |  |  |  | Dual | calculated | Custom | [6 empty] | 15 |  | Comm Flat
Commercial | E250 | 18230711 | Commercial Industrial Retrofit {E} | G250 | Commercial Industrial Retrofit {G} | HVAC - VRF - Custom |  | 20 | 20 |  | 20 |  | Custom variable refrigerant flow measure | HVAC | HVAC System |  |  |  |  | Dual | calculated | Custom | [6 empty] | 20 |  | Comm Space Heat
Commercial | E250 | 18230711 | Commercial Industrial Retrofit {E} | G250 | Commercial Industrial Retrofit {G} | EBCx - Assessment Phase - Custom | Space Heating | 5 | 0 | 5 | 5 |  | Custom measure for assessment phase of existing building commissioning | Energy Performance | Optimization |  |  |  |  | Dual | calculated | Custom | [6 empty] | 5 |  | Comm Flat
Commercial | E250 | 18230711 | Commercial Industrial Retrofit {E} | G250 | Commercial Industrial Retrofit {G} | EBCx - Assessment Phase - Custom | Not Applicable | 5 | 5 | 0 | 5 |  | Custom measure for assessment phase of existing building commissioning | Energy Performance | Optimization |  |  |  |  | Dual | calculated | Custom | [6 empty] | 5 |  | Comm Flat
Commercial | E250 | 18230711 | Commercial Industrial Retrofit {E} | G250 | Commercial Industrial Retrofit {G} | EBCx - Assessment Phase - Custom | Space Heating | 5 | 5 | 5 | 5 |  | Custom measure for assessment phase of existing building commissioning | Energy Performance | Optimization |  |  |  |  | Dual | calculated | Custom | [6 empty] | 5 |  | Comm Flat
Commercial | E250 | 18230711 | Commercial Industrial Retrofit {E} | G250 | Commercial Industrial Retrofit {G} | Commissioning - Monitoring Based - Performance - Year 2 - Custom | Space Heating | 5 | 5 | 5 | 5 |  | Custom measure for monitoring based commissioning: year 2 performance | Energy Performance | Optimization |  |  |  |  | Dual | calculated | Custom | [6 empty] | 5 |  | Comm Flat
Commercial | E250 | 18230711 | Commercial Industrial Retrofit {E} | G250 | Commercial Industrial Retrofit {G} | O and M - Building - Custom |  | 5 | 5 | 0 | 5 |  | Custom measure for building operations and maintenance | Other | Other |  |  |  |  | Dual | calculated | Custom | [6 empty] | 5 |  | Comm Flat
Commercial | E250 | 18230711 | Commercial Industrial Retrofit {E} | G250 | Commercial Industrial Retrofit {G} | Insulation - Pool Cover - Exterior - Custom | Process | 5 |  | 5 | 5 |  | Custom insulation measure: exterior pool cover | Weatherization | Insulation |  |  |  |  | Dual | calculated | Custom | [6 empty] | 5 |  | Comm Flat
Commercial | E250 | 18230711 | Commercial Industrial Retrofit {E} | G250 | Commercial Industrial Retrofit {G} | Insulation - Pool Cover - Exterior - Custom | Process | 5 | 0 |  | 5 |  | Custom insulation measure: exterior pool cover | Weatherization | Insulation |  |  |  |  | Dual | calculated | Custom | [6 empty] | 5 |  | Comm Flat
Commercial | E250 | 18230711 | Commercial Industrial Retrofit {E} | G250 | Commercial Industrial Retrofit {G} | Lighting - Horticulture - Custom |  | 6 | 6 |  | 6 |  | Custom horticulture lighting measure | Lighting | Area Lighting |  |  |  |  | Dual | calculated | Custom | [6 empty] | 6 |  | Comm Lighting
Commercial | E250 | 18230711 | Commercial Industrial Retrofit {E} | G250 | Commercial Industrial Retrofit {G} | HVAC - VRF - with VHE DOAS - Custom | Not Applicable | 20 | 20 | 0 | 20 |  | Custom variable refrigerant flow system with very high efficiency dedicated outside air system | HVAC | HVAC System |  |  |  |  | Dual | calculated | Custom | [6 empty] | 20 |  | Comm Flat
Commercial | E250 | 18230724 | Business Lighting - Grants {E} |  |  | Lighting - Custom |  | 12 | 11 |  | 12 |  | Custom lighting measure | Lighting | Area Lighting |  |  |  |  | Dual | calculated | Custom | [6 empty] | 20 |  | Comm Lighting
Commercial | E250 | 18230724 | Business Lighting - Grants {E} |  |  | Lighting - Custom |  | 12 | 12 |  | 12 |  | Custom lighting measure | Lighting | Area Lighting |  |  |  |  | Dual | calculated | Custom | [6 empty] | 20 |  | Comm Lighting
Commercial | E250 | 18230724 | Business Lighting - Grants {E} |  |  | Lighting - Custom |  | 20 | 10 |  | 20 |  | Custom lighting measure | Lighting | Area Lighting |  |  |  |  | Dual | calculated | Custom | [6 empty] | 20 |  | Comm Lighting
Commercial | E250 | 18230724 | Business Lighting - Grants {E} |  |  | Lighting - Custom |  | 20 | 11 |  | 20 |  | Custom lighting measure | Lighting | Area Lighting |  |  |  |  | Dual | calculated | Custom | [6 empty] | 20 |  | Comm Lighting
Commercial | E250 | 18230724 | Business Lighting - Grants {E} |  |  | Lighting - Custom |  | 20 | 13 |  | 20 |  | Custom lighting measure | Lighting | Area Lighting |  |  |  |  | Dual | calculated | Custom | [6 empty] | 20 |  | Comm Lighting
Commercial | E250 | 18230724 | Business Lighting - Grants {E} |  |  | Lighting - Custom |  | 20 | 14 |  | 20 |  | Custom lighting measure | Lighting | Area Lighting |  |  |  |  | Dual | calculated | Custom | [6 empty] | 20 |  | Comm Lighting
Commercial | E250 | 18230724 | Business Lighting - Grants {E} |  |  | Lighting - Custom |  | 20 | 15 |  | 20 |  | Custom lighting measure | Lighting | Area Lighting |  |  |  |  | Dual | calculated | Custom | [6 empty] | 20 |  | Comm Lighting
Commercial | E250 | 18230724 | Business Lighting - Grants {E} |  |  | Lighting - Custom |  | 20 | 16 |  | 20 |  | Custom lighting measure | Lighting | Area Lighting |  |  |  |  | Dual | calculated | Custom | [6 empty] | 20 |  | Comm Lighting
Commercial | E250 | 18230724 | Business Lighting - Grants {E} |  |  | Lighting - Custom |  | 20 | 17 |  | 20 |  | Custom lighting measure | Lighting | Area Lighting |  |  |  |  | Dual | calculated | Custom | [6 empty] | 20 |  | Comm Lighting
Commercial | E250 | 18230724 | Business Lighting - Grants {E} |  |  | Lighting - Custom |  | 20 | 18 |  | 20 |  | Custom lighting measure | Lighting | Area Lighting |  |  |  |  | Dual | calculated | Custom | [6 empty] | 20 |  | Comm Lighting
Commercial | E250 | 18230724 | Business Lighting - Grants {E} |  |  | Lighting - Custom |  | 20 | 19 |  | 20 |  | Custom lighting measure | Lighting | Area Lighting |  |  |  |  | Dual | calculated | Custom | [6 empty] | 20 |  | Comm Lighting
Commercial | E250 | 18230724 | Business Lighting - Grants {E} |  |  | Lighting - Custom |  | 20 | 20 |  | 20 |  | Custom lighting measure | Lighting | Area Lighting |  |  |  |  | Dual | calculated | Custom | [6 empty] | 20 |  | Comm Lighting
Commercial | E250 | 18230724 | Business Lighting - Grants {E} |  |  | Lighting - Street - Custom |  | 20 | 20 |  | 20 |  | Custom street lighting measure | Lighting | Street Lighting |  |  |  |  | Dual | calculated | Custom | [6 empty] | 20 |  | Comm Lighting
Commercial | E250 | 18230724 | Business Lighting - Grants {E} |  |  | Lighting - Base - Custom |  | 20 | 11 |  | 20 |  | Base custom lighting measure | Lighting | Area Lighting |  |  |  |  | Dual | calculated | Custom | [6 empty] | 20 |  | Comm Lighting
Commercial | E250 | 18230724 | Business Lighting - Grants {E} |  |  | Lighting - Base - Custom |  | 20 | 14 |  | 20 |  | Base custom lighting measure | Lighting | Area Lighting |  |  |  |  | Dual | calculated | Custom | [6 empty] | 20 |  | Comm Lighting
Commercial | E250 | 18230724 | Business Lighting - Grants {E} |  |  | Lighting - Base - Custom |  | 20 | 15 |  | 20 |  | Base custom lighting measure | Lighting | Area Lighting |  |  |  |  | Dual | calculated | Custom | [6 empty] | 20 |  | Comm Lighting
Commercial | E250 | 18230724 | Business Lighting - Grants {E} |  |  | Lighting - Base - Custom |  | 20 | 16 |  | 20 |  | Base custom lighting measure | Lighting | Area Lighting |  |  |  |  | Dual | calculated | Custom | [6 empty] | 20 |  | Comm Lighting
Commercial | E250 | 18230724 | Business Lighting - Grants {E} |  |  | Lighting - Base - Custom |  | 20 | 18 |  | 20 |  | Base custom lighting measure | Lighting | Area Lighting |  |  |  |  | Dual | calculated | Custom | [6 empty] | 20 |  | Comm Lighting
Commercial | E250 | 18230724 | Business Lighting - Grants {E} |  |  | Lighting - Base - Custom |  | 20 | 19 |  | 20 |  | Base custom lighting measure | Lighting | Area Lighting |  |  |  |  | Dual | calculated | Custom | [6 empty] | 20 |  | Comm Lighting
Commercial | E250 | 18230724 | Business Lighting - Grants {E} |  |  | Lighting - Base - Custom |  | 20 | 20 |  | 20 |  | Base custom lighting measure | Lighting | Area Lighting |  |  |  |  | Dual | calculated | Custom | [6 empty] | 20 |  | Comm Lighting
Commercial | E250 | 18230724 | Business Lighting - Grants {E} |  |  | Lighting - Performance - Custom |  | 10 | 10 |  | 10 |  | Custom performance lighting measure | Controls | Lighting Control |  |  |  |  | Dual | calculated | Custom | [6 empty] | 10 |  | Comm Lighting
Commercial | E250 | 18230724 | Business Lighting - Grants {E} |  |  | Lamp - TLED - Any - from any T8 - Comm | [6 empty] | General TLED lamp: replacing any length T8; commercial structure | Lighting | Lamp | 81 |  |  |  | kWh | per unit | PSE-deemed | Engineering | 4 |  | 39.54 |  |  | 12 |  | Comm Lighting |  | 2.61 | 0 | 0
Commercial | E250 | 18230724 | Business Lighting - Grants {E} |  |  | Troffer - LED - 25w to 50w - from FL - Comm | [6 empty] | 25 watt to 50 watt LED troffer: replacing fluorescent in commercial structure | Lighting | Fixture | 212 |  |  |  | kWh | per unit | PSE-deemed | Engineering | 74 |  | 163.77 |  |  | 15 |  | Comm Lighting |  | 6.82 | 0 | 0
Commercial | E250 | 18230724 | Business Lighting - Grants {E} |  |  | High Bay or Low Bay - LED - 50w to 149w - from FL or HID - Comm | [6 empty] | 50 watt to 149 watt LED high bay or low bay: replacing fluorescent or HID lamp in commercial structure | Lighting | Fixture | 836 |  |  |  | kWh | per unit | PSE-deemed | Engineering | 293 |  | 420.47 |  |  | 15 |  | Comm Lighting |  | 26.89 | 0 | 0
Commercial | E250 | 18230724 | Business Lighting - Grants {E} |  |  | High Bay or Low Bay - LED - 150w to 200w - from FL or HID - Comm | [6 empty] | 150 watt to 200 watt LED high bay or low bay: replacing fluorescent or HID lamp in commercial structure | Lighting | Fixture | 990 |  |  |  | kWh | per unit | PSE-deemed | Engineering | 347 |  | 494.09 |  |  | 15 |  | Comm Lighting |  | 31.85 | 0 | 0
Commercial | E250 | 18230724 | Business Lighting - Grants {E} |  |  | Lighting - Tenant Improvement - Custom |  | 15 | 15 |  | 15 |  | Custom tenant improvement lighting measure | Lighting | Area Lighting |  |  |  |  | Dual | calculated | Custom | [6 empty] | 15 |  | Comm Lighting
Commercial | E250 | 18230724 | Business Lighting - Grants {E} |  |  | Incentive - Sales - Contractor - Lighting - Comm | [6 empty] | Sales incentive for contractor: commercial lighting | Behavior | Sales Incentive | 0 |  |  |  | kWh | per unit |  |  | 0.01 |  | 0 | [6 empty] | 0 | 0 | 0
Commercial | E250 | 18230724 | Business Lighting - Grants {E} |  |  | Fixture - LED - 24w or less - Comm | [6 empty] | 24 watt or less LED fixture in commercial structure | Lighting | Fixture | 626 |  |  |  | kWh | per unit | PSE-deemed | Engineering | 201.24 |  | 201.24 |  |  | 15 |  | Comm Lighting |  | 20.14 | 0 | 0
Commercial | E250 | 18230724 | Business Lighting - Grants {E} |  |  | Fixture - LED - 25w to 49w - Comm | [6 empty] | 25 watt to 49 watt LED fixture in commercial structure | Lighting | Fixture | 559 |  |  |  | kWh | per unit | PSE-deemed | Engineering | 195.65 |  | 352.49 |  |  | 15 |  | Comm Lighting |  | 17.98 | 0 | 0
Commercial | E250 | 18230724 | Business Lighting - Grants {E} |  |  | Fixture - LED - 50w to 99w - Comm | [6 empty] | 50 watt to 99 watt LED fixture in commercial structure | Lighting | Fixture | 935 |  |  |  | kWh | per unit | PSE-deemed | Engineering | 327.25 |  | 466.09 |  |  | 15 |  | Comm Lighting |  | 30.08 | 0 | 0
Commercial | E250 | 18230724 | Business Lighting - Grants {E} |  |  | Fixture - LED - 100w to 149w - Comm | [6 empty] | 100 watt to 149 watt LED fixture in commercial structure | Lighting | Fixture | 1259 |  |  |  | kWh | per unit | PSE-deemed | Engineering | 440.65 |  | 662.51 |  |  | 15 |  | Comm Lighting |  | 40.5 | 0 | 0
Commercial | E250 | 18230724 | Business Lighting - Grants {E} |  |  | High Bay or Low Bay - LLLC - Comm | [6 empty] | High bay or low bay LLLC fixture in commercial structure | Lighting | Fixture | 1450 |  |  |  | kWh | per unit | PSE-deemed | Engineering | 484.73 |  | 484.73 |  |  | 15 |  | Comm Lighting |  | 46.65 | 0 | 0
Commercial | E250 | 18230724 | Business Lighting - Grants {E} |  |  | Control - Lighting - Daylight and Occupancy - Comm | [6 empty] | Daylight and occupancy lighting control in commercial structure | Controls | Lighting Control | 231 |  |  |  | kWh | per unit | PSE-deemed | Engineering | 100 |  | 75.4 |  |  | 10 |  | Comm Lighting |  | 7.7 | 0 | 0
Commercial | E250 | 18230724 | Business Lighting - Grants {E} |  |  | Control - Lighting - Occupancy Sensor - Comm | [6 empty] | Occupancy sensor lighting control in commercial structure | Controls | Lighting Control | 63 |  |  |  | kWh | per unit | PSE-deemed | Engineering | 50 |  | 39.81 |  |  | 10 |  | Comm Lighting |  | 2.1 | 0 | 0
Commercial | E250 | 18230724 | Business Lighting - Grants {E} |  |  | Control - Lighting - Occupancy Sensor - Exterior - Comm | [6 empty] | Exterior occupancy sensor lighting control in commercial structure | Controls | Lighting Control | 201 |  |  |  | kWh | per unit | PSE-deemed | Engineering | 50 |  | 85.74 |  |  | 10 |  | Comm Lighting |  | 6.7 | 0 | 0
Commercial | E250 | 18230724 | Business Lighting - Grants {E} |  |  | Control - Lighting - Photocell - Exterior - Comm | [6 empty] | Exterior photocell lighting control in commercial structure | Controls | Lighting Control | 166 |  |  |  | kWh | per unit | PSE-deemed | Engineering | 75 |  | 53.74 |  |  | 10 |  | Comm Lighting |  | 5.53 | 0 | 0
Commercial | E250 | 18230724 | Business Lighting - Grants {E} |  |  | Incentive - Sales - Contractor - Lighting - Comm - LTO | [6 empty] | Sales incentive for contractor: commercial lighting; limited-time offer | Behavior | Sales Incentive | 0 |  |  |  | kWh | per unit |  |  | 0.02 |  | 0 | [6 empty] | 0 | 0 | 0
Commercial | E250 | 18230724 | Business Lighting - Grants {E} |  |  | Incentive - Sales - Contractor - Lighting - Comm - b | [6 empty] | Sales incentive for contractor: commercial lighting; incentive B | Behavior | Sales Incentive | 0 |  |  |  | kWh | per unit |  |  | 0.05 |  | 0 | [6 empty] | 0 | 0 | 0
Commercial | E250 | 18230724 | Business Lighting - Grants {E} |  |  | Downlight - LED - Comm | [6 empty] | LED downlight in commercial structure | Lighting | Fixture | 135 |  |  |  | kWh | per unit | PSE-deemed | Engineering | 47 |  | 112.73 |  |  | 15 |  | Comm Lighting |  | 4.34 | 0 | 0
Commercial | E250 | 18230724 | Business Lighting - Grants {E} |  |  | Fixture - LED - 150w to 399w - Comm | [6 empty] | 150 watt to 399 watt LED fixture in commercial structure | Lighting | Fixture | 1390 |  |  |  | kWh | per unit | PSE-deemed | Engineering | 486.5 |  | 839 |  |  | 15 |  | Comm Lighting |  | 44.72 | 0 | 0
Commercial | E250 | 18230724 | Business Lighting - Grants {E} |  |  | Fixture - LED - 400w or higher - Comm | [6 empty] | 400 watt or higher LED fixture in commercial structure | Lighting | Fixture | 2176 |  |  |  | kWh | per unit | PSE-deemed | Engineering | 761.6 |  | 1656 |  |  | 15 |  | Comm Lighting |  | 70 | 0 | 0
Commercial | E250 | 18230724 | Business Lighting - Grants {E} |  |  | Fixture - Surface - Linear - LED - Comm | [6 empty] | LED Linear surface fixture in commercial structure | Lighting | Fixture | 236 |  |  |  | kWh | per unit | PSE-deemed | Engineering | 83 |  | 141.04 |  |  | 15 |  | Comm Lighting |  | 7.59 | 0 | 0
Commercial | E251 | 18230715 | Commercial Industrial New Construction {E} | G251 | Commercial Industrial New Construction {G} | HVAC - Other - Custom |  | 15 | 10 |  | 15 |  | Custom HVAC measure: other | HVAC | HVAC System |  |  |  |  | Dual | calculated | Custom | [6 empty] | 15 |  | Comm Flat
Commercial | E251 | 18230715 | Commercial Industrial New Construction {E} | G251 | Commercial Industrial New Construction {G} | Whole Building Design - Custom | DHW | 15 | 15 | 15 | 15 |  | Custom whole building design measure | Other | Other |  |  |  |  | Dual | calculated | Custom | [6 empty] | 15 |  | Comm Flat
Commercial | E251 | 18230715 | Commercial Industrial New Construction {E} | G251 | Commercial Industrial New Construction {G} | Whole Building Design - Custom | Space Heating | 15 |  |  | 15 |  | Custom whole building design measure | Other | Other |  |  |  |  | Dual | calculated | Custom | [6 empty] | 15 |  | Comm Flat
Commercial | E251 | 18230715 | Commercial Industrial New Construction {E} | G251 | Commercial Industrial New Construction {G} | Unitary Equipment - Custom |  | 15 | 10 |  | 15 |  | Custom HVAC measure: unitary equipment | HVAC | Unitary System |  |  |  |  | Dual | calculated | Custom | [6 empty] | 15 |  | Comm Space Heat
Commercial | E251 | 18230715 | Commercial Industrial New Construction {E} | G251 | Commercial Industrial New Construction {G} | Lighting - Custom |  | 20 | 15 |  | 20 |  | Custom lighting measure | Lighting | Area Lighting |  |  |  |  | Dual | calculated | Custom | [6 empty] | 20 |  | Comm Lighting
Commercial | E251 | 18230715 | Commercial Industrial New Construction {E} | G251 | Commercial Industrial New Construction {G} | Compressor or Dryer or Receiver - Custom |  | 15 | 15 |  | 15 |  | Custom compressed air measure: compressor, dryer, or receiver | Compressed Air | Compressed Air |  |  |  |  | Dual | calculated | Custom | [6 empty] | 15 |  | Comm Flat
Commercial | E251 | 18230715 | Commercial Industrial New Construction {E} | G251 | Commercial Industrial New Construction {G} | Compressor or Dryer or Receiver - Custom |  | 15 | 15 |  | 15 |  | Custom compressed air measure: compressor, dryer, or receiver | Compressed Air | Compressed Air |  |  |  |  | Dual | calculated | Custom | [6 empty] | 15 |  | Comm Flat
Commercial | E251 | 18230715 | Commercial Industrial New Construction {E} | G251 | Commercial Industrial New Construction {G} | Lighting Power Density Reduction - Custom |  | 15 | 15 |  | 15 |  | Custom lighting measure: power density reduction | Lighting | Area Lighting |  |  |  |  | Dual | calculated | Custom | [6 empty] | 15 |  | Comm Lighting
Commercial | E251 | 18230715 | Commercial Industrial New Construction {E} | G251 | Commercial Industrial New Construction {G} | EUI - Base - Custom |  | 15 | 15 |  | 15 |  | Custom measure for energy use intensity: base | Energy Performance | Optimization |  |  |  |  | Dual | calculated | Custom | [6 empty] | 15 |  | Comm Flat
Commercial | E251 | 18230715 | Commercial Industrial New Construction {E} | G251 | Commercial Industrial New Construction {G} | EUI - Base - Custom | DHW | 15 | 15 | 15 | 15 |  | Custom measure for energy use intensity: base | Energy Performance | Optimization |  |  |  |  | Dual | calculated | Custom | [6 empty] | 15 |  | Comm Flat
Commercial | E251 | 18230715 | Commercial Industrial New Construction {E} | G251 | Commercial Industrial New Construction {G} | EUI - Base - Custom | Not Applicable | 15 | 15 |  | 15 |  | Custom measure for energy use intensity: base | Energy Performance | Optimization |  |  |  |  | Dual | calculated | Custom | [6 empty] | 15 |  | Comm Flat
Commercial | E251 | 18230715 | Commercial Industrial New Construction {E} | G251 | Commercial Industrial New Construction {G} | EUI - Base - Custom | Not Applicable | 15 | 15 | 0 | 15 |  | Custom measure for energy use intensity: base | Energy Performance | Optimization |  |  |  |  | Dual | calculated | Custom | [6 empty] | 15 |  | Comm Flat
Commercial | E251 | 18230715 | Commercial Industrial New Construction {E} | G251 | Commercial Industrial New Construction {G} | EUI - Base - Custom | Space Heating | 15 | 15 | 15 | 15 |  | Custom measure for energy use intensity: base | Energy Performance | Optimization |  |  |  |  | Dual | calculated | Custom | [6 empty] | 15 |  | Comm Flat
Commercial | E251 | 18230715 | Commercial Industrial New Construction {E} | G251 | Commercial Industrial New Construction {G} | EUI - Performance - Custom |  | 15 | 15 |  | 15 |  | Custom measure for energy use intensity: performance | Energy Performance | Optimization |  |  |  |  | Dual | calculated | Custom | [6 empty] | 15 |  | Comm Flat
Commercial | E251 | 18230715 | Commercial Industrial New Construction {E} | G251 | Commercial Industrial New Construction {G} | EUI - Performance - Custom | DHW | 15 | 15 | 15 | 15 |  | Custom measure for energy use intensity: performance | Energy Performance | Optimization |  |  |  |  | Dual | calculated | Custom | [6 empty] | 15 |  | Comm Flat
Commercial | E251 | 18230715 | Commercial Industrial New Construction {E} | G251 | Commercial Industrial New Construction {G} | EUI - Performance - Custom | Space Heating | 15 | 15 | 15 | 15 |  | Custom measure for energy use intensity: performance | Energy Performance | Optimization |  |  |  |  | Dual | calculated | Custom | [6 empty] | 15 |  | Comm Flat
Commercial | E251 | 18230715 | Commercial Industrial New Construction {E} | G251 | Commercial Industrial New Construction {G} | Lighting - Horticulture - Custom |  | 5 | 5 |  | 5 |  | Custom horticulture lighting measure | Lighting | Area Lighting |  |  |  |  | Dual | calculated | Custom | [6 empty] | 6 |  | Comm Lighting
Commercial | E251 | 18230715 | Commercial Industrial New Construction {E} | G251 | Commercial Industrial New Construction {G} | Lighting - Horticulture - Custom |  | 6 | 6 |  | 6 |  | Custom horticulture lighting measure | Lighting | Area Lighting |  |  |  |  | Dual | calculated | Custom | [6 empty] | 6 |  | Comm Lighting
Commercial | E253 | 18230723 | Commercial Strategic Energy Management {E} | G253 | Commercial Strategic Energy Management {G} | CSEM - Performance Incentive - Year 1 | Space Heating | 3 | 3 | 3 | 3 |  | Year 1 performance incentive for commercial strategic energy management | Behavior | Energy Management |  |  |  |  | Dual | calculated | Custom | [6 empty] | 3 |  | Comm Flat
Commercial | E253 | 18230723 | Commercial Strategic Energy Management {E} | G253 | Commercial Strategic Energy Management {G} | CSEM - Performance Incentive - Year 2 | Space Heating | 3 | 3 | 3 | 3 |  | Year 2 performance incentive for commercial strategic energy management | Behavior | Energy Management |  |  |  |  | Dual | calculated | Custom | [6 empty] | 3 |  | Comm Flat
Commercial | E253 | 18230723 | Commercial Strategic Energy Management {E} | G253 | Commercial Strategic Energy Management {G} | CSEM - Performance Incentive - Year 2 | Space Heating | 3 | 3 | 3 | 3 |  | Year 2 performance incentive for commercial strategic energy management | Behavior | Energy Management |  |  |  |  | Dual | calculated | Custom | [6 empty] | 3 |  | Comm Flat
Commercial | E253 | 18230723 | Commercial Strategic Energy Management {E} | G253 | Commercial Strategic Energy Management {G} | CSEM - Performance Incentive - Year 3 | Space Heating | 3 | 3 | 3 | 3 |  | Year 3 performance incentive for commercial strategic energy management | Behavior | Energy Management |  |  |  |  | Dual | calculated | Custom | [6 empty] | 3 |  | Comm Flat
Commercial | E253 | 18230723 | Commercial Strategic Energy Management {E} | G253 | Commercial Strategic Energy Management {G} | CSEM - Target Incentive - Year 1 | Space Heating | 3 | 3 | 3 | 3 |  | Year 1 target incentive for commercial strategic energy management | Behavior | Energy Management |  |  |  |  | Dual | calculated | Custom | [6 empty] | 3 |  | Comm Flat
Commercial | E253 | 18230723 | Commercial Strategic Energy Management {E} | G253 | Commercial Strategic Energy Management {G} | CSEM - Target Incentive - Year 2 |  | 3 | 0 | 0 | 3 |  | Year 2 target incentive for commercial strategic energy management | Behavior | Energy Management |  |  |  |  | Dual | calculated | Custom | [6 empty] | 3 |  | Comm Flat
Commercial | E253 | 18230723 | Commercial Strategic Energy Management {E} | G253 | Commercial Strategic Energy Management {G} | CSEM - Target Incentive - Year 2 | Space Heating | 3 | 3 | 3 | 3 |  | Year 2 target incentive for commercial strategic energy management | Behavior | Energy Management |  |  |  |  | Dual | calculated | Custom | [6 empty] | 3 |  | Comm Flat
Commercial | E253 | 18230723 | Commercial Strategic Energy Management {E} | G253 | Commercial Strategic Energy Management {G} | CSEM - Target Incentive - Year 3 | Space Heating | 3 | 3 | 3 | 3 |  | Year 3 target incentive for commercial strategic energy management | Behavior | Energy Management |  |  |  |  | Dual | calculated | Custom | [6 empty] | 3 |  | Comm Flat
Commercial | E253 | 18230723 | Commercial Strategic Energy Management {E} | G253 | Commercial Strategic Energy Management {G} | CSEM - Start Up Incentive - Year 1 | Space Heating | 3 | 3 | 3 | 3 |  | Year 1 start up incentive for commercial strategic energy management | Behavior | Energy Management |  |  |  |  | Dual | calculated | Custom | [6 empty] | 3 |  | Comm Flat
Commercial | E253 | 18230723 | Commercial Strategic Energy Management {E} | G253 | Commercial Strategic Energy Management {G} | CSEM - Training Allowance - Year 1 | Space Heating | 3 | 3 | 3 | 3 |  | Year 1 training allowance for commercial strategic energy management | Behavior | Energy Management |  |  |  |  | Dual | calculated | Custom | [6 empty] | 3 |  | Comm Flat
Commercial | E253 | 18230723 | Commercial Strategic Energy Management {E} | G253 | Commercial Strategic Energy Management {G} | CSEM - Training Allowance - Year 2 | Space Heating | 3 | 3 | 3 | 3 |  | Year 2 training allowance for commercial strategic energy management | Behavior | Energy Management |  |  |  |  | Dual | calculated | Custom | [6 empty] | 3 |  | Comm Flat
Commercial | E253 | 18230723 | Commercial Strategic Energy Management {E} | G253 | Commercial Strategic Energy Management {G} | CSEM - Training Allowance - Year 3 | Space Heating | 3 | 3 | 3 | 3 |  | Year 3 training allowance for commercial strategic energy management | Behavior | Energy Management |  |  |  |  | Dual | calculated | Custom | [6 empty] | 3 |  | Comm Flat
Commercial | E253 | 18230723 | Commercial Strategic Energy Management {E} | G253 | Commercial Strategic Energy Management {G} | CSEM - Milestone Incentive 1 | Space Heating | 3 | 3 | 3 | 3 |  | Milestone incentive 1 for commercial strategic energy management | Behavior | Energy Management |  |  |  |  | Dual | calculated | Custom | [6 empty] | 3 |  | Comm Flat
Commercial | E253 | 18236102 | Pay for Performance {E} | G253 | Pay for Performance {G} | PFP: Base Incentive - Year 1 | Not Applicable | 20 | 15 | 13 | 13 |  | PFP measure: base incentive for Year 1 | Energy Performance | Energy Reduction |  |  |  |  | Dual | calculated | Custom | [6 empty] | 20 |  | Comm Flat
Commercial | E253 | 18236102 | Pay for Performance {E} | G253 | Pay for Performance {G} | PFP: Base Incentive - Year 2 | Not Applicable | 20 | 12 |  |  |  | PFP measure: base incentive for Year 2 | Energy Performance | Energy Reduction |  |  |  |  | Dual | calculated | Custom | [6 empty] | 20 |  | Comm Flat
Commercial | E253 | 18236102 | Pay for Performance {E} | G253 | Pay for Performance {G} | PFP: Base Incentive - Year 2 | Not Applicable | 20 | 14 |  |  |  | PFP measure: base incentive for Year 2 | Energy Performance | Energy Reduction |  |  |  |  | Dual | calculated | Custom | [6 empty] | 20 |  | Comm Flat
Commercial | E253 | 18236102 | Pay for Performance {E} | G253 | Pay for Performance {G} | PFP: Base Incentive - Year 2 | Not Applicable | 20 | 15 | 28 | 28 |  | PFP measure: base incentive for Year 2 | Energy Performance | Energy Reduction |  |  |  |  | Dual | calculated | Custom | [6 empty] | 20 |  | Comm Flat
Commercial | E253 | 18236102 | Pay for Performance {E} | G253 | Pay for Performance {G} | PFP: Base Incentive - Year 2 | Not Applicable | 20 | 13 | 13 | 13 |  | PFP measure: base incentive for Year 2 | Energy Performance | Energy Reduction |  |  |  |  | Dual | calculated | Custom | [6 empty] | 20 |  | Comm Flat
Commercial | E253 | 18236102 | Pay for Performance {E} | G253 | Pay for Performance {G} | PFP: Base Incentive - Year 2 | Space Heating | 20 |  | 15 | 15 |  | PFP measure: base incentive for Year 2 | Energy Performance | Energy Reduction |  |  |  |  | Dual | calculated | Custom | [6 empty] | 20 |  | Comm Flat
Commercial | E253 | 18236102 | Pay for Performance {E} | G253 | Pay for Performance {G} | PFP: Performance Incentive - Year 2 | Not Applicable | 1 | 1 |  |  |  | PFP measure: performance incentive for Year 2 | Energy Performance | Energy Reduction |  |  |  |  | Dual | calculated | Custom | [6 empty] | 1 |  | Comm Flat
Commercial | E253 | 18236102 | Pay for Performance {E} | G253 | Pay for Performance {G} | PFP: Performance Incentive - Year 2 | Not Applicable | 1 | 1 | 1 | 1 |  | PFP measure: performance incentive for Year 2 | Energy Performance | Energy Reduction |  |  |  |  | Dual | calculated | Custom | [6 empty] | 1 |  | Comm Flat
Commercial | E253 | 18236102 | Pay for Performance {E} | G253 | Pay for Performance {G} | PFP: Performance Incentive - Year 2 | Not Applicable | 1 | 1 | 1 | 1 |  | PFP measure: performance incentive for Year 2 | Energy Performance | Energy Reduction |  |  |  |  | Dual | calculated | Custom | [6 empty] | 1 |  | Comm Flat
Commercial | E253 | 18236102 | Pay for Performance {E} | G253 | Pay for Performance {G} | PFP: Performance Incentive - Year 2 | Space Heating | 1 |  | 1 | 1 |  | PFP measure: performance incentive for Year 2 | Energy Performance | Energy Reduction |  |  |  |  | Dual | calculated | Custom | [6 empty] | 1 |  | Comm Flat
Commercial | E253 | 18236102 | Pay for Performance {E} | G253 | Pay for Performance {G} | PFP: Base Incentive - Year 3 | Space Heating | 20 |  | 12 | 20 |  | PFP measure: base incentive for Year 3 | Energy Performance | Energy Reduction |  |  |  |  | Dual | calculated | Custom | [6 empty] | 20 |  | Comm Flat
Commercial | E253 | 18236102 | Pay for Performance {E} | G253 | Pay for Performance {G} | PFP: Base Incentive - Year 3 |  | 20 | 13.5 | 0 | 1 |  | PFP measure: base incentive for Year 3 | Energy Performance | Energy Reduction |  |  |  |  | Dual | calculated | Custom | [6 empty] | 20 |  | Comm Flat
Commercial | E253 | 18236102 | Pay for Performance {E} | G253 | Pay for Performance {G} | PFP: Base Incentive - Year 3 | Not Applicable | 20 | 14 |  |  |  | PFP measure: base incentive for Year 3 | Energy Performance | Energy Reduction |  |  |  |  | Dual | calculated | Custom | [6 empty] | 20 |  | Comm Flat
Commercial | E253 | 18236102 | Pay for Performance {E} | G253 | Pay for Performance {G} | PFP: Performance Incentive - Year 3 | Space Heating | 1 |  | 1 | 1 |  | PFP measure: performance incentive for Year 3 | Energy Performance | Energy Reduction |  |  |  |  | Dual | calculated | Custom | [6 empty] | 1 |  | Comm Flat
Commercial | E253 | 18236102 | Pay for Performance {E} | G253 | Pay for Performance {G} | PFP: Performance Incentive - Year 3 |  | 1 | 1 | 0 | 1 |  | PFP measure: performance incentive for Year 3 | Energy Performance | Energy Reduction |  |  |  |  | Dual | calculated | Custom | [6 empty] | 1 |  | Comm Flat
Commercial | E253 | 18236102 | Pay for Performance {E} | G253 | Pay for Performance {G} | PFP: Performance Incentive - Year 3 | Not Applicable | 1 | 1 |  |  |  | PFP measure: performance incentive for Year 3 | Energy Performance | Energy Reduction |  |  |  |  | Dual | calculated | Custom | [6 empty] | 1 |  | Comm Flat
Commercial | E253 | 18236102 | Pay for Performance {E} | G253 | Pay for Performance {G} | PFP: Base Incentive - Year 4 |  | 20 | 12 | 0 | 1 |  | PFP measure: base incentive for Year 4 | Energy Performance | Energy Reduction |  |  |  |  | Dual | calculated | Custom | [6 empty] | 20 |  | Comm Flat
Commercial | E253 | 18236102 | Pay for Performance {E} | G253 | Pay for Performance {G} | PFP: Base Incentive - Year 4 |  | 20 | 15 | 0 | 1 |  | PFP measure: base incentive for Year 4 | Energy Performance | Energy Reduction |  |  |  |  | Dual | calculated | Custom | [6 empty] | 20 |  | Comm Flat
Commercial | E253 | 18236102 | Pay for Performance {E} | G253 | Pay for Performance {G} | PFP: Base Incentive - Year 4 | Not Applicable | 20 | 11 | 0 | 1 |  | PFP measure: base incentive for Year 4 | Energy Performance | Energy Reduction |  |  |  |  | Dual | calculated | Custom | [6 empty] | 20 |  | Comm Flat
Commercial | E253 | 18236102 | Pay for Performance {E} | G253 | Pay for Performance {G} | PFP: Performance Incentive - Year 4 |  | 1 | 1 | 0 | 1 |  | PFP measure: performance incentive for Year 4 | Energy Performance | Energy Reduction |  |  |  |  | Dual | calculated | Custom | [6 empty] | 1 |  | Comm Flat
Commercial | E253 | 18236102 | Pay for Performance {E} | G253 | Pay for Performance {G} | PFP: Performance Incentive - Year 4 | Not Applicable | 1 | 1 | 0 | 1 |  | PFP measure: performance incentive for Year 4 | Energy Performance | Energy Reduction |  |  |  |  | Dual | calculated | Custom | [6 empty] | 1 |  | Comm Flat
Commercial | E258 | 18230720 | High Voltage Program 449 {E} |  |  | Energy Recovery System - Custom |  | 15 | 15 |  | 15 |  | Custom measure: energy recovery system | Energy Performance | Energy Recovery |  |  |  |  | Dual | calculated | Custom | [6 empty] | 15 |  | Comm Flat
Commercial | E258 | 18230720 | High Voltage Program 449 {E} |  |  | Fan - VFD - Custom |  | 15 | 15 |  | 15 |  | Custom VFD measure: fan | Motors | Variable Frequency Drive |  |  |  |  | Dual | calculated | Custom | [6 empty] | 15 |  | Comm Flat
Commercial | E258 | 18230720 | High Voltage Program 449 {E} |  |  | Lighting - Custom |  | 20 | 20 |  | 20 |  | Custom lighting measure | Lighting | Area Lighting |  |  |  |  | Dual | calculated | Custom | [6 empty] | 20 |  | Comm Lighting
Commercial | E258 | 18230720 | High Voltage Program 449 {E} |  |  | Pump - VFD - Custom |  | 15 | 15 |  | 15 |  | Custom VFD measure: pump | Motors | Variable Frequency Drive |  |  |  |  | Dual | calculated | Custom | [6 empty] | 15 |  | Comm Flat
Commercial | E258 | 18230720 | High Voltage Program 449 {E} |  |  | Lighting - Street - Custom |  | 20 |  |  | 20 |  | Custom street lighting measure | Lighting | Street Lighting |  |  |  |  | Dual | calculated | Custom | [6 empty] | 20 |  | Comm Lighting
Commercial | E258 | 18230720 | High Voltage Program 449 {E} |  |  | Generic Measure - Custom |  | 15 | 15 |  | 15 |  | Generic custom measure | Other | Other |  |  |  |  | Dual | calculated | Custom | [6 empty] | 15 |  | Comm Flat
Commercial | E258 | 18230720 | High Voltage Program 449 {E} |  |  | Commissioning - Ongoing - Performance - Year 2 - Custom |  | 5 | 5 |  | 5 |  | Custom measure for ongoing commissioning: year 2 performance | Energy Performance | Optimization |  |  |  |  | Dual | calculated | Custom | [6 empty] | 5 |  | Comm Flat
Commercial | E258 | 18230721 | High Voltage Program 40 46 49 {E} |  |  | Unitary Equipment - Custom |  | 15 | 15 |  |  |  | Custom HVAC measure: unitary equipment | HVAC | Unitary System |  |  |  |  | Dual | calculated | Custom | [6 empty] | 15 |  | Comm Space Heat
Commercial | E258 | 18230721 | High Voltage Program 40 46 49 {E} |  |  | Lighting - Custom |  | 20 | 13 |  |  |  | Custom lighting measure | Lighting | Area Lighting |  |  |  |  | Dual | calculated | Custom | [6 empty] | 20 |  | Comm Lighting
Commercial | E258 | 18230721 | High Voltage Program 40 46 49 {E} |  |  | Lighting - Custom |  | 20 | 20 |  |  |  | Custom lighting measure | Lighting | Area Lighting |  |  |  |  | Dual | calculated | Custom | [6 empty] | 20 |  | Comm Lighting
Commercial | E258 | 18230721 | High Voltage Program 40 46 49 {E} |  |  | Generic Measure - Custom |  | 15 | 15 |  |  |  | Generic custom measure | Other | Other |  |  |  |  | Dual | calculated | Custom | [6 empty] | 15 |  | Comm Flat
Commercial | E258 | 18230721 | High Voltage Program 40 46 49 {E} |  |  | Study - Engineering - Custom |  | 5 | 5 |  |  |  | Custom measure for engineering study | Other | Other |  |  |  |  | Dual | calculated | Custom | [6 empty] | 5 |  | Comm Flat
Commercial | E262 | 18230524 | Commercial Midstream {E} | G262 | Commercial Midstream {G} | CMID: Air Conditioner - AC - Bthu 135k to 240k - Tier 3 | [6 empty] | Tier 3 commercial air-cooled air conditioner: 135k to 240k Btuh | HVAC | Space Cooling |  |  |  |  | kWh | calculated | Calculated |  | 100 |  | 170 |  |  | 15 |  | Comm Space Heat |  | 0 | 0 | 0
Commercial | E262 | 18230524 | Commercial Midstream {E} | G262 | Commercial Midstream {G} | CMID: Water Heater - Condensing - Storage | [6 empty] | Commercial condensing storage water heater | Water Heating | Water Heater |  |  |  |  | Therm | calculated | Calculated |  |  | 5 |  | 5.68 |  | 13 |  | Comm Water Heat |  | 0.32 | 0 | 0
Commercial | E262 | 18230524 | Commercial Midstream {E} | G262 | Commercial Midstream {G} | CMID: Water Heater - Condensing - Storage - MF - HR | [6 empty] | Commercial condensing storage water heater: use in multi-family high rise | Water Heating | Water Heater |  |  |  |  | Therm | calculated | Calculated |  |  | 5 |  | 5.68 |  | 13 |  | Comm Water Heat |  | 0.32 | 0 | 0
Commercial | E262 | 18230524 | Commercial Midstream {E} | G262 | Commercial Midstream {G} | Heat Pump - Ductless - Tier 1 - Less than 65 kBtuh - EH - Comm | [6 empty] | Tier 1 ductless heat pump: less than 65 kBtuh; commercial structure heated with electricity | HVAC | Heat Pump |  |  |  |  | kWh | calculated | Calculated |  | 400 |  | 500 |  |  | 15 |  | Comm Space Heat |  | 0 | 0 | 0
Commercial | E262 | 18230524 | Commercial Midstream {E} | G262 | Commercial Midstream {G} | Heat Pump - Ductless - Tier 2 - Less than 65 kBtuh - EH - Comm | [6 empty] | Tier 2 ductless heat pump: less than 65 kBtuh; commercial structure heated with electricity | HVAC | Heat Pump |  |  |  |  | kWh | calculated | Calculated |  | 600 |  | 840 |  |  | 15 |  | Comm Space Heat |  | 0 | 0 | 0
Commercial | E262 | 18230524 | Commercial Midstream {E} | G262 | Commercial Midstream {G} | Incentive - Sales - Distributor - EH or EWH - Comm | [6 empty] | Sales incentive for distributor: commercial structure space or water heated with electricity | Behavior | Sales Incentive | 0 |  |  |  | kWh | per unit |  |  | 50 |  | 0 | [6 empty] | 0 | 0 | 0
Commercial | E262 | 18230524 | Commercial Midstream {E} | G262 | Commercial Midstream {G} | Incentive - Sales - Contractor - EH or EWH - Comm | [6 empty] | Sales incentive for contractor: commercial structure space or water heated with electricity | Behavior | Sales Incentive | 0 |  |  |  | kWh | per unit | PSE-deemed | Program Staff | 100 |  | 0 | [6 empty] | 0 | 0 | 0
Commercial | E262 | 18230524 | Commercial Midstream {E} | G262 | Commercial Midstream {G} | Air Conditioner - AC - Tier 1 - 135k to 240k Btuh - Comm | [6 empty] | 135k to 240k Btuh Tier 1 air-cooled air conditioner: commercial structure | HVAC | Space Cooling |  |  |  |  | kWh | calculated | Calculated |  | 65 |  | 135 |  |  | 15 |  | Comm Space Heat |  | 0.01 | 0 | 0
Commercial | E262 | 18230524 | Commercial Midstream {E} | G262 | Commercial Midstream {G} | Air Conditioner - AC - Tier 1 - 240k to 760k Btuh - Comm | [6 empty] | 240k to 760k Btuh Tier 1 air-cooled air conditioner: commercial structure | HVAC | Space Cooling |  |  |  |  | kWh | calculated | Calculated |  | 100 |  | 186 |  |  | 15 |  | Comm Space Heat |  | 0.01 | 0 | 0
Commercial | E262 | 18230524 | Commercial Midstream {E} | G262 | Commercial Midstream {G} | Air Conditioner - AC - Tier 1 - 65k to 135k Btuh - Comm | [6 empty] | 65k to 135k Btuh Tier 1 air-cooled air conditioner: commercial structure | HVAC | Space Cooling |  |  |  |  | kWh | calculated | Calculated |  | 100 |  | 245 |  |  | 15 |  | Comm Space Heat |  | 0.01 | 0 | 0
Commercial | E262 | 18230524 | Commercial Midstream {E} | G262 | Commercial Midstream {G} | Air Conditioner - AC - Tier 2 - 135k to 240k Btuh - Comm | [6 empty] | 135k to 240k Btuh Tier 2 air-cooled air conditioner: commercial structure | HVAC | Space Cooling |  |  |  |  | kWh | calculated | Calculated |  | 125 |  | 204 |  |  | 15 |  | Comm Space Heat |  | 0.01 | 0 | 0
Commercial | E262 | 18230524 | Commercial Midstream {E} | G262 | Commercial Midstream {G} | Air Conditioner - AC - Tier 2 - 240k to 760k Btuh - Comm | [6 empty] | 240k to 760k Btuh Tier 2 air-cooled air conditioner: commercial structure | HVAC | Space Cooling |  |  |  |  | kWh | calculated | Calculated |  | 125 |  | 287 |  |  | 15 |  | Comm Space Heat |  | 0.01 | 0 | 0
Commercial | E262 | 18230524 | Commercial Midstream {E} | G262 | Commercial Midstream {G} | Air Conditioner - AC - Tier 2 - 65k to 135k Btuh - Comm | [6 empty] | 65k to 135k Btuh Tier 2 air-cooled air conditioner: commercial structure | HVAC | Space Cooling |  |  |  |  | kWh | calculated | Calculated |  | 125 |  | 298 |  |  | 15 |  | Comm Space Heat |  | 0.01 | 0 | 0
Commercial | E262 | 18230524 | Commercial Midstream {E} | G262 | Commercial Midstream {G} | Air Conditioner - AC - Tier 2 - 760k Btuh or more - Comm | [6 empty] | 760k Btuh or more Tier 2 air-cooled air conditioner: commercial structure | HVAC | Space Cooling |  |  |  |  | kWh | calculated | Calculated |  | 65 |  | 158 |  |  | 15 |  | Comm Space Heat |  | 0.01 | 0 | 0
Commercial | E262 | 18230524 | Commercial Midstream {E} | G262 | Commercial Midstream {G} | Heat Pump - AC - Tier 1 - 65k Btuh or less - Comm | [6 empty] | 65k Btuh or less Tier 1 air-cooled heat pump; commercial structure | HVAC | Heat Pump |  |  |  |  | kWh | calculated | Calculated |  | 300 |  | 366.3 |  |  | 15 |  | Comm Space Heat |  | 0 | 0 | 0
Commercial | E262 | 18230524 | Commercial Midstream {E} | G262 | Commercial Midstream {G} | Heat Pump - AC - Tier 1 - 65k Btuh or less - Comm | [6 empty] | 65k Btuh or less Tier 1 air-cooled heat pump; commercial structure | HVAC | Heat Pump |  |  |  |  | kWh | calculated | Calculated |  | 300 |  | 698 |  |  | 15 |  | Comm Space Heat |  | 0 | 0 | 0
Commercial | E262 | 18230524 | Commercial Midstream {E} | G262 | Commercial Midstream {G} | Heat Pump - AC - Tier 1 - 65k to 135k Btuh - Comm | [6 empty] | 65k to 135k Btuh Tier 1 air-cooled heat pump: commercial structure | HVAC | Heat Pump |  |  |  |  | kWh | calculated | Calculated |  | 100 |  | 135 |  |  | 15 |  | Comm Space Heat |  | 0.01 | 0 | 0
Commercial | E262 | 18230524 | Commercial Midstream {E} | G262 | Commercial Midstream {G} | Heat Pump - AC - Tier 2 - 240k Btuh or more - Comm | [6 empty] | 240k Btuh or more Tier 2 air-cooled heat pump: commercial structure | HVAC | Heat Pump |  |  |  |  | kWh | calculated | Calculated |  | 125 |  | 158 |  |  | 15 |  | Comm Space Heat |  | 0.01 | 0 | 0
Commercial | E262 | 18230524 | Commercial Midstream {E} | G262 | Commercial Midstream {G} | Heat Pump - AC - Tier 2 - 65k Btuh or less - Comm | [6 empty] | 65k Btuh or less Tier 2 air-cooled heat pump; commercial structure | HVAC | Heat Pump |  |  |  |  | kWh | calculated | Calculated |  | 400 |  | 460 |  |  | 15 |  | Comm Space Heat |  | 0 | 0 | 0
Commercial | E262 | 18230524 | Commercial Midstream {E} | G262 | Commercial Midstream {G} | Heat Pump - AC - Tier 2 - 65k Btuh or less - Comm | [6 empty] | 65k Btuh or less Tier 2 air-cooled heat pump; commercial structure | HVAC | Heat Pump |  |  |  |  | kWh | calculated | Calculated |  | 400 |  | 1093 |  |  | 15 |  | Comm Space Heat |  | 0 | 0 | 0
Commercial | E262 | 18230524 | Commercial Midstream {E} | G262 | Commercial Midstream {G} | Heat Pump - AC - Tier 3 - 135k to 240k Btuh - Comm | [6 empty] | 135k to 240k Btuh Tier 3 air-cooled heat pump: commercial structure | HVAC | Heat Pump |  |  |  |  | kWh | calculated | Calculated |  | 125 |  | 186 |  |  | 15 |  | Comm Space Heat |  | 0 | 0 | 0
Commercial | E262 | 18230524 | Commercial Midstream {E} | G262 | Commercial Midstream {G} | Heat Pump - AC - Tier 3 - 65k Btuh or less - Comm | [6 empty] | 65k Btuh or less Tier 3 air-cooled heat pump; commercial structure | HVAC | Heat Pump |  |  |  |  | kWh | calculated | Calculated |  | 600 |  | 765.9 |  |  | 15 |  | Comm Space Heat |  | 0 | 0 | 0
Commercial | E262 | 18230524 | Commercial Midstream {E} | G262 | Commercial Midstream {G} | Heat Pump - AC - Tier 3 - 65k Btuh or less - Comm | [6 empty] | 65k Btuh or less Tier 3 air-cooled heat pump; commercial structure | HVAC | Heat Pump |  |  |  |  | kWh | calculated | Calculated |  | 600 |  | 1093 |  |  | 15 |  | Comm Space Heat |  | 0 | 0 | 0
Commercial | E262 | 18230524 | Commercial Midstream {E} | G262 | Commercial Midstream {G} | Heat Pump - Ductless - Tier 1 - 65k Btuh or less - Comm | [6 empty] | 65k Btuh or less Tier 1 ductless heat pump: commercial structure | HVAC | Heat Pump |  |  |  |  | kWh | calculated | Calculated |  | 400 |  | 460 |  |  | 15 |  | Comm Space Heat |  | 0 | 0 | 0
Commercial | E262 | 18230524 | Commercial Midstream {E} | G262 | Commercial Midstream {G} | Heat Pump - Ductless - Tier 2 - 65k Btuh or less - Comm | [6 empty] | 65k Btuh or less Tier 2 ductless heat pump: commercial structure | HVAC | Heat Pump |  |  |  |  | kWh | calculated | Calculated |  | 600 |  | 830 |  |  | 15 |  | Comm Space Heat |  | 0 | 0 | 0
Commercial | E262 | 18230524 | Commercial Midstream {E} | G262 | Commercial Midstream {G} | Heat Pump - Split - Tier 1 - 65k Btuh or less - Comm | [6 empty] | 65k Btuh or less Tier 1 split system heat pump: commercial structure | HVAC | Heat Pump |  |  |  |  | kWh | calculated | Calculated |  | 300 |  | 341.88 |  |  | 15 |  | Comm Space Heat |  | 0 | 0 | 0
Commercial | E262 | 18230524 | Commercial Midstream {E} | G262 | Commercial Midstream {G} | Heat Pump - Split - Tier 1 - 65k Btuh or less - Comm | [6 empty] | 65k Btuh or less Tier 1 split system heat pump: commercial structure | HVAC | Heat Pump |  |  |  |  | kWh | calculated | Calculated |  | 300 |  | 306 |  |  | 15 |  | Comm Space Heat |  | 0 | 0 | 0
Commercial | E262 | 18230524 | Commercial Midstream {E} | G262 | Commercial Midstream {G} | Heat Pump - Split - Tier 2 - 65k Btuh or less - Comm | [6 empty] | 65k Btuh or less Tier 2 split system heat pump: commercial structure | HVAC | Heat Pump |  |  |  |  | kWh | calculated | Calculated |  | 500 |  | 816.96 |  |  | 15 |  | Comm Space Heat |  | 0 | 0 | 0
Commercial | E262 | 18230524 | Commercial Midstream {E} | G262 | Commercial Midstream {G} | Water Heater - Boiler - Domestic - GH - Comm | [6 empty] | Domestic use water heating boiler using natural gas: commercial structure | Water Heating | Water Heater |  |  |  |  | Therm | calculated | Calculated |  |  | 13.13 |  | 13.13 |  | 13 |  | Comm Water Heat |  | 0.28 | 0 | 0
Commercial | E262 | 18230524 | Commercial Midstream {E} | G262 | Commercial Midstream {G} | Water Heater - Boiler - Domestic - GH - Comm | [6 empty] | Domestic use water heating boiler using natural gas: commercial structure | Water Heating | Water Heater |  |  |  |  | Therm | calculated | Calculated |  |  | 5 |  | 13.13 |  | 13 |  | Comm Water Heat |  | 0.28 | 0 | 0
Commercial | E262 | 18230524 | Commercial Midstream {E} | G262 | Commercial Midstream {G} | Water Heater - Boiler - Domestic - GH - MFHR | [6 empty] | Domestic use water heating boiler using natural gas: multi-family high rise structure | Water Heating | Water Heater |  |  |  |  | Therm | calculated | Calculated |  |  | 5 |  | 13.13 |  | 13 |  | Comm Water Heat |  | 0.28 | 0 | 0
Commercial | E262 | 18230524 | Commercial Midstream {E} | G262 | Commercial Midstream {G} | Water Heater - Boiler - Domestic - GH - MFLR | [6 empty] | Domestic use water heating boiler using natural gas: multi-family low rise structure | Water Heating | Water Heater |  |  |  |  | Therm | calculated | Calculated |  |  | 5 |  | 13.13 |  | 13 |  | Comm Water Heat |  | 0.28 | 0 | 0
Commercial | E262 | 18230524 | Commercial Midstream {E} | G262 | Commercial Midstream {G} | Water Heater - Condensing - Storage - GH - Comm | [6 empty] | Condensing storage water heater using natural gas: commercial structure | Water Heating | Water Heater |  |  |  |  | Therm | calculated | Calculated |  |  | 5 |  | 10.1 |  | 13 |  | Comm Water Heat |  | 0.32 | 0 | 0
Commercial | E262 | 18230524 | Commercial Midstream {E} | G262 | Commercial Midstream {G} | Water Heater - Condensing - Storage - GH - MFHR | [6 empty] | Condensing storage water heater using natural gas: multi-family high rise structure | Water Heating | Water Heater |  |  |  |  | Therm | calculated | Calculated |  |  | 5 |  | 10.1 |  | 13 |  | Comm Water Heat |  | 0.32 | 0 | 0
Commercial | E262 | 18230524 | Commercial Midstream {E} | G262 | Commercial Midstream {G} | Water Heater - Condensing - Storage - GH - MFLR | [6 empty] | Condensing storage water heater using natural gas: multi-family low rise structure | Water Heating | Water Heater |  |  |  |  | Therm | calculated | Calculated |  |  | 5 |  | 10.1 |  | 13 |  | Comm Water Heat |  | 0.32 | 0 | 0
Commercial | E262 | 18230524 | Commercial Midstream {E} | G262 | Commercial Midstream {G} | Water Heater - Condensing - Tankless - GH - MFHR | [6 empty] | Condensing tankless water heater using natural gas: multi-family high rise structure | Water Heating | Water Heater |  |  |  |  | Therm | calculated | Calculated |  |  | 3 |  | 5.3 |  | 13 |  | Comm Water Heat |  | 0.33 | 0 | 0
Commercial | E262 | 18230524 | Commercial Midstream {E} | G262 | Commercial Midstream {G} | Water Heater - Condensing - Tankless - GH - MFLR | [6 empty] | Condensing tankless water heater using natural gas: multi-family low rise structure | Water Heating | Water Heater |  |  |  |  | Therm | calculated | Calculated |  |  | 3 |  | 5.3 |  | 13 |  | Comm Water Heat |  | 0.33 | 0 | 0
Commercial | E262 | 18230524 | Commercial Midstream {E} | G262 | Commercial Midstream {G} | Water Heater - Heat Pump - 50 to 80 gal Tank - EH - Comm | [6 empty] | 50 to 80 gallon tank heat pump water heater: commercial structure with electricity | Water Heating | Water Heater |  |  |  |  | kWh | calculated | Calculated |  | 600 |  | 794 |  |  | 13 |  | Comm Water Heat |  | 0 | 0 | 0
Commercial | E262 | 18230524 | Commercial Midstream {E} | G262 | Commercial Midstream {G} | Water Heater - Heat Pump - 81 to under 120 gal Tank - EH - Comm | [6 empty] | 81 to under 120 gallon tank heat pump water heater: commercial structure with electricity | Water Heating | Water Heater |  |  |  |  | kWh | calculated | Calculated |  | 600 |  | 2915 |  |  | 13 |  | Comm Water Heat |  | 0 | 0 | 0
Commercial | E262 | 18230524 | Commercial Midstream {E} | G262 | Commercial Midstream {G} | Water Heater - Tankless - GH - Comm | [6 empty] | Tankless water heater using natural gas: commercial structure | Water Heating | Water Heater |  |  |  |  | Therm | calculated | Calculated |  |  | 3 |  | 5.3 |  | 13 |  | Comm Water Heat |  | 0.33 | 0 | 0
Commercial | E262 | 18230569 | Lodging Rebates {E} | G262 | Lodging Rebates {G} | Thermostat Control - Occupancy Based - Setback - 5 Degrees - Lodging | [6 empty] | Occupancy-based thermostat control with 5 degree setback: lodging | Controls | Occupancy Sensor | 317 |  |  |  | kWh | per unit | PSE-deemed | Engineering | 300 |  | 227.67 |  |  | 10 |  | Comm Space Heat |  | 0 | 0 | 0
Commercial | E262 | 18230569 | Lodging Rebates {E} | G262 | Lodging Rebates {G} | Thermostat Control - Occupancy Based - Setback - 5 Degrees - Lodging | [6 empty] | Occupancy-based thermostat control with 5 degree setback: lodging | Controls | Occupancy Sensor | 333 |  |  |  | kWh | per unit | PSE-deemed | Engineering | 500 |  | 500 |  |  | 10 |  | Comm Space Heat |  | 0 | 0 | 0
Commercial | E262 | 18230569 | Lodging Rebates {E} | G262 | Lodging Rebates {G} | Heat Pump - Packaged Terminal - Lodging | [6 empty] | Packaged terminal heat pump: lodging | HVAC | Heat Pump | 726 |  |  |  | kWh | per unit | PSE-deemed | Engineering | 1000 |  | 1185.62 |  |  | 15 |  | Comm Space Heat |  | 0 | 0 | 0
Commercial | E262 | 18230569 | Lodging Rebates {E} | G262 | Lodging Rebates {G} | Heat Pump - Packaged Terminal - Lodging | [6 empty] | Packaged terminal heat pump: lodging | HVAC | Heat Pump | 730 |  |  |  | kWh | per unit | PSE-deemed | Engineering | 2000 |  | 2000 |  |  | 15 |  | Comm Space Heat |  | 0 | 0 | 0
Commercial | E262 | 18230714 | Lighting to Go {E} |  |  | Lamp - LED - 101w to 200w - from 320w to 400w HID - Comm | [6 empty] | 101 to 200 watt LED lamp: replacing 320 to 400 watt high-intensity discharge lamp; commercial structure | Lighting | Lamp | 679.3 |  |  |  | kWh | per unit | PSE-deemed | Engineering | 150 | 0 | 206.89 | 0 |  | 10 |  | Comm Lighting |  | 22.95 | 0.01 | 0
Commercial | E262 | 18230714 | Lighting to Go {E} |  |  | Lamp - LED - 101w to 200w - from 320w to 400w HID - Comm | [6 empty] | 101 to 200 watt LED lamp: replacing 320 to 400 watt high-intensity discharge lamp; commercial structure | Lighting | Lamp | 1274 |  |  |  | kWh | per unit | PSE-deemed | Engineering | 75 |  | 259.77 |  |  | 10 |  | Comm Lighting |  | 22.95 | 0.01 | 0
Commercial | E262 | 18230714 | Lighting to Go {E} |  |  | Lamp - LED - 201w or more - from 1000w - Comm | [6 empty] | LED lamp 201 watts or more: replacing 1000 watt lamp; commercial structure | Lighting | Lamp | 2817.8 |  |  |  | kWh | per unit | PSE-deemed | Engineering | 300 | 0 | 693.27 | 0 |  | 10 |  | Comm Lighting |  | 95.18 | 0.03 | 0
Commercial | E262 | 18230714 | Lighting to Go {E} |  |  | Lamp - LED - 201w or more - from 1000w - Comm | [6 empty] | LED lamp 201 watts or more: replacing 1000 watt lamp; commercial structure | Lighting | Lamp | 3562 |  |  |  | kWh | per unit | PSE-deemed | Engineering | 90 |  | 785 |  |  | 10 |  | Comm Lighting |  | 95.18 | 0.03 | 0
Commercial | E262 | 18230714 | Lighting to Go {E} |  |  | Lamp - LED - 25w or less - from 50w to 100w HID - Comm | [6 empty] | LED lamp 25 watt or less: replacing 50 to 100 watt high-intensity discharge lamp; commercial structure | Lighting | Lamp | 232.3 |  |  |  | kWh | per unit | PSE-deemed | Engineering | 40 | 0 | 131.18 | 0 |  | 10 |  | Comm Lighting |  | 7.85 | 0 | 0
Commercial | E262 | 18230714 | Lighting to Go {E} |  |  | Lamp - LED - 25w or less - from 50w to 100w HID - Comm | [6 empty] | LED lamp 25 watt or less: replacing 50 to 100 watt high-intensity discharge lamp; commercial structure | Lighting | Lamp | 298 |  |  |  | kWh | per unit | PSE-deemed | Engineering | 20 |  | 81.58 |  |  | 10 |  | Comm Lighting |  | 7.85 | 0 | 0
Commercial | E262 | 18230714 | Lighting to Go {E} |  |  | Lamp - LED - 26w to 60w - from 150w to 175w HID - Comm | [6 empty] | 26 to 60 watt LED lamp: replacing 150 to 175 watt high-intensity discharge lamp; commercial structure | Lighting | Lamp | 502.4 |  |  |  | kWh | per unit | PSE-deemed | Engineering | 90 | 0 | 215.58 | 0 |  | 10 |  | Comm Lighting |  | 16.97 | 0 | 0
Commercial | E262 | 18230714 | Lighting to Go {E} |  |  | Lamp - LED - 26w to 60w - from 150w to 175w HID - Comm | [6 empty] | 26 to 60 watt LED lamp: replacing 150 to 175 watt high-intensity discharge lamp; commercial structure | Lighting | Lamp | 882 |  |  |  | kWh | per unit | PSE-deemed | Engineering | 40 |  | 131.73 |  |  | 10 |  | Comm Lighting |  | 16.97 | 0 | 0
Commercial | E262 | 18230714 | Lighting to Go {E} |  |  | Lamp - LED - 61w to 100w - from 250w HID - Comm | [6 empty] | 61 to 100 watt LED lamp: replacing 250 watt high-intensity discharge lamp; commercial structure | Lighting | Lamp | 652 |  |  |  | kWh | per unit | PSE-deemed | Engineering | 100 | 0 | 241.93 | 0 |  | 10 |  | Comm Lighting |  | 22.02 | 0.01 | 0
Commercial | E262 | 18230714 | Lighting to Go {E} |  |  | Lamp - LED - 61w to 100w - from 250w HID - Comm | [6 empty] | 61 to 100 watt LED lamp: replacing 250 watt high-intensity discharge lamp; commercial structure | Lighting | Lamp | 1213 |  |  |  | kWh | per unit | PSE-deemed | Engineering | 50 |  | 154.94 |  |  | 10 |  | Comm Lighting |  | 22.02 | 0.01 | 0
Commercial | E262 | 18230714 | Lighting to Go {E} |  |  | Lamp - LED - Any - from CFL - Comm | [6 empty] | General LED lamp: replacing CFL lamp; commercial structure | Lighting | Lamp | 54 |  |  |  | kWh | per unit | PSE-deemed | Engineering | 3 | 0 | 20 | 0 |  | 10 |  | Comm Lighting |  | 1.82 | 0 | 0
Commercial | E262 | 18230714 | Lighting to Go {E} |  |  | Lamp - LED - Any - from CFL - Comm | [6 empty] | General LED lamp: replacing CFL lamp; commercial structure | Lighting | Lamp | 104 |  |  |  | kWh | per unit | PSE-deemed | Engineering | 2 |  | 22.02 |  |  | 10 |  | Comm Lighting |  | 1.82 | 0 | 0
Commercial | E262 | 18230714 | Lighting to Go {E} |  |  | Lamp - TLED - Any - from 4 ft T5 - Comm | [6 empty] | General TLED lamp: replacing 4' T5; commercial structure | Lighting | Lamp | 129 |  |  |  | kWh | per unit | PSE-deemed | Engineering | 4 | 0 | 20 |  |  | 12 |  | Comm Lighting |  | 2.38 | 0 | 0
Commercial | E262 | 18230714 | Lighting to Go {E} |  |  | Lamp - TLED - Any - from 4 ft T5 - Comm | [6 empty] | General TLED lamp: replacing 4' T5; commercial structure | Lighting | Lamp | 123 |  |  |  | kWh | per unit | PSE-deemed | Engineering | 2 |  | 20.17 |  |  | 12 |  | Comm Lighting |  | 2.38 | 0 | 0
Commercial | E262 | 18230714 | Lighting to Go {E} |  |  | Troffer - LED - Any - from FL - Comm | [6 empty] | General LED troffer: replacing fluorescent in commercial structure | Lighting | Fixture | 234 |  |  |  | kWh | per unit | PSE-deemed | Engineering | 20 |  | 98 |  |  | 15 |  | Comm Lighting |  | 0 | 0 | 0
Commercial | E262 | 18230714 | Lighting to Go {E} |  |  | Strip Fixture - LED - Any - Comm | [6 empty] | General LED strip fixture with any wattage: commercial structure | Lighting | Fixture | 305 |  |  |  | kWh | per unit | PSE-deemed | Engineering | 15 |  | 89 |  |  | 15 |  | Comm Lighting |  | 0 | 0 | 0
Commercial | E262 | 18230714 | Lighting to Go {E} |  |  | Downlight - LED - 25w or less - from CFL - Comm | [6 empty] | 25 watt or less LED downlight: replacing CFL in commercial structure | Lighting | Fixture | 107 |  |  |  | kWh | per unit | PSE-deemed | Engineering | 30 |  | 66 |  |  | 15 |  | Comm Lighting |  | 0 | 0 | 0
Commercial | E262 | 18230714 | Lighting to Go {E} |  |  | Downlight - LED - 25w or less - from CFL - Comm | [6 empty] | 25 watt or less LED downlight: replacing CFL in commercial structure | Lighting | Fixture | 146 |  |  |  | kWh | per unit | PSE-deemed | Engineering | 10 |  | 61.44 |  |  | 15 |  | Comm Lighting |  | 0 | 0 | 0
Commercial | E262 | 18230714 | Lighting to Go {E} |  |  | Downlight - LED - over 25w - from CFL - Comm | [6 empty] | LED downlight over 25 watts: replacing CFL in commercial structure | Lighting | Fixture | 60 |  |  |  | kWh | per unit | PSE-deemed | Engineering | 30 |  | 45 |  |  | 15 |  | Comm Lighting |  | 0 | 0 | 0
Commercial | E262 | 18230714 | Lighting to Go {E} |  |  | Downlight - LED - over 25w - from CFL - Comm | [6 empty] | LED downlight over 25 watts: replacing CFL in commercial structure | Lighting | Fixture | 154 |  |  |  | kWh | per unit | PSE-deemed | Engineering | 20 |  | 83.16 |  |  | 15 |  | Comm Lighting |  | 0 | 0 | 0
Commercial | E262 | 18230714 | Lighting to Go {E} |  |  | High Bay - LED - 50w or less - Comm | [6 empty] | 50 watt or less LED high bay: commercial structure | Lighting | Fixture | 318 |  |  |  | kWh | per unit | PSE-deemed | Engineering | 45 |  | 68 |  |  | 15 |  | Comm Lighting |  | 0 | 0 | 0
Commercial | E262 | 18230714 | Lighting to Go {E} |  |  | High Bay - LED - 50w or less - Comm | [6 empty] | 50 watt or less LED high bay: commercial structure | Lighting | Fixture | 219 |  |  |  | kWh | per unit | PSE-deemed | Engineering | 50 |  | 121.6 |  |  | 15 |  | Comm Lighting |  | 0 | 0 | 0
Commercial | E262 | 18230714 | Lighting to Go {E} |  |  | High Bay - LED - 51w to 125 w - Comm | [6 empty] | 51 watt to 125 watt LED high bay: commercial structure | Lighting | Fixture | 620 |  |  |  | kWh | per unit | PSE-deemed | Engineering | 80 |  | 201 |  |  | 15 |  | Comm Lighting |  | 0 | 0 | 0
Commercial | E262 | 18230714 | Lighting to Go {E} |  |  | High Bay - LED - 51w to 125 w - Comm | [6 empty] | 51 watt to 125 watt LED high bay: commercial structure | Lighting | Fixture | 772 |  |  |  | kWh | per unit | PSE-deemed | Engineering | 100 |  | 235.4 |  |  | 15 |  | Comm Lighting |  | 0 | 0 | 0
Commercial | E262 | 18230714 | Lighting to Go {E} |  |  | High Bay - LED - over 125w - Comm | [6 empty] | LED high bay over 125 watts: commercial structure | Lighting | Fixture | 953 |  |  |  | kWh | per unit | PSE-deemed | Engineering | 140 |  | 352 |  |  | 15 |  | Comm Lighting |  | 0 | 0 | 0
Commercial | E262 | 18230714 | Lighting to Go {E} |  |  | High Bay - LED - over 125w - Comm | [6 empty] | LED high bay over 125 watts: commercial structure | Lighting | Fixture | 913 |  |  |  | kWh | per unit | PSE-deemed | Engineering | 160 |  | 316.91 |  |  | 15 |  | Comm Lighting |  | 0 | 0 | 0
Commercial | E262 | 18230714 | Lighting to Go {E} |  |  | Fixture - LED - 15w or less - from HID 50w - SMB | [6 empty] | 15 watt or less LED fixture: replacing 50 watt HID fixture in small or mid-size business | Lighting | Fixture | 202 |  |  |  | kWh | per unit | PSE-deemed | Engineering | 40 |  | 190 |  |  | 15 |  | Comm Lighting |  | 6.82 | 0 | 0
Commercial | E262 | 18230714 | Lighting to Go {E} |  |  | Fixture - LED - 15w or less - from HID 50w - SMB | [6 empty] | 15 watt or less LED fixture: replacing 50 watt HID fixture in small or mid-size business | Lighting | Fixture | 150 |  |  |  | kWh | per unit | PSE-deemed | Engineering | 20 |  | 125.26 |  |  | 15 |  | Comm Lighting |  | 6.82 | 0 | 0
Commercial | E262 | 18230714 | Lighting to Go {E} |  |  | Fixture - LED - 30w or less - from HID 70w - SMB | [6 empty] | 30 watt or less LED fixture: replacing 70 watt HID fixture in small or mid-size business | Lighting | Fixture | 252 |  |  |  | kWh | per unit | PSE-deemed | Engineering | 50 |  | 222 |  |  | 15 |  | Comm Lighting |  | 8.51 | 0 | 0
Commercial | E262 | 18230714 | Lighting to Go {E} |  |  | Fixture - LED - 30w or less - from HID 70w - SMB | [6 empty] | 30 watt or less LED fixture: replacing 70 watt HID fixture in small or mid-size business | Lighting | Fixture | 242 |  |  |  | kWh | per unit | PSE-deemed | Engineering | 40 |  | 175.11 |  |  | 15 |  | Comm Lighting |  | 8.51 | 0 | 0
Commercial | E262 | 18230714 | Lighting to Go {E} |  |  | Fixture - LED - 40w or less - from HID 100w - SMB | [6 empty] | 40 watt or less LED fixture: replacing 100 watt HID fixture in small or mid-size business | Lighting | Fixture | 352 |  |  |  | kWh | per unit | PSE-deemed | Engineering | 70 |  | 207 |  |  | 15 |  | Comm Lighting |  | 11.89 | 0 | 0
Commercial | E262 | 18230714 | Lighting to Go {E} |  |  | Fixture - LED - 40w or less - from HID 100w - SMB | [6 empty] | 40 watt or less LED fixture: replacing 100 watt HID fixture in small or mid-size business | Lighting | Fixture | 375 |  |  |  | kWh | per unit | PSE-deemed | Engineering | 60 |  | 208.82 |  |  | 15 |  | Comm Lighting |  | 11.89 | 0 | 0
Commercial | E262 | 18230714 | Lighting to Go {E} |  |  | Fixture - LED - 50w or less - from HID 150w - SMB | [6 empty] | 50 watt or less LED fixture: replacing 150 watt HID fixture in small or mid-size business | Lighting | Fixture | 533 |  |  |  | kWh | per unit | PSE-deemed | Engineering | 110 |  | 281 |  |  | 15 |  | Comm Lighting |  | 18 | 0 | 0
Commercial | E262 | 18230714 | Lighting to Go {E} |  |  | Fixture - LED - 50w or less - from HID 150w - SMB | [6 empty] | 50 watt or less LED fixture: replacing 150 watt HID fixture in small or mid-size business | Lighting | Fixture | 527 |  |  |  | kWh | per unit | PSE-deemed | Engineering | 80 |  | 280.44 |  |  | 15 |  | Comm Lighting |  | 18 | 0 | 0
Commercial | E262 | 18230714 | Lighting to Go {E} |  |  | Fixture - LED - 90w or less - from HID 250w - SMB | [6 empty] | 90 watt or less LED fixture: replacing 250 watt HID fixture in small or mid-size business | Lighting | Fixture | 857 |  |  |  | kWh | per unit | PSE-deemed | Engineering | 175 |  | 372 |  |  | 15 |  | Comm Lighting |  | 28.95 | 0 | 0
Commercial | E262 | 18230714 | Lighting to Go {E} |  |  | Fixture - LED - 90w or less - from HID 250w - SMB | [6 empty] | 90 watt or less LED fixture: replacing 250 watt HID fixture in small or mid-size business | Lighting | Fixture | 871 |  |  |  | kWh | per unit | PSE-deemed | Engineering | 110 |  | 405.66 |  |  | 15 |  | Comm Lighting |  | 28.95 | 0 | 0
Commercial | E262 | 18230714 | Lighting to Go {E} |  |  | Fixture - LED - 105w or less - from HID 320w - SMB | [6 empty] | 105 watt or less LED fixture: replacing 320 watt HID fixture in small or mid-size business | Lighting | Fixture | 1042 |  |  |  | kWh | per unit | PSE-deemed | Engineering | 210 |  | 292 |  |  | 15 |  | Comm Lighting |  | 35.2 | 0 | 0
Commercial | E262 | 18230714 | Lighting to Go {E} |  |  | Fixture - LED - 105w or less - from HID 320w - SMB | [6 empty] | 105 watt or less LED fixture: replacing 320 watt HID fixture in small or mid-size business | Lighting | Fixture | 1086 |  |  |  | kWh | per unit | PSE-deemed | Engineering | 160 |  | 192.34 |  |  | 15 |  | Comm Lighting |  | 35.2 | 0 | 0
Commercial | E262 | 18230714 | Lighting to Go {E} |  |  | Fixture - LED - 155w or less - from HID 400w - SMB | [6 empty] | 155 watt or less LED fixture: replacing 400 watt HID fixture in small or mid-size business | Lighting | Fixture | 1230 |  |  |  | kWh | per unit | PSE-deemed | Engineering | 250 |  | 475 |  |  | 15 |  | Comm Lighting |  | 41.55 | 0 | 0
Commercial | E262 | 18230714 | Lighting to Go {E} |  |  | Fixture - LED - 155w or less - from HID 400w - SMB | [6 empty] | 155 watt or less LED fixture: replacing 400 watt HID fixture in small or mid-size business | Lighting | Fixture | 1265 |  |  |  | kWh | per unit | PSE-deemed | Engineering | 220 |  | 521 |  |  | 15 |  | Comm Lighting |  | 41.55 | 0 | 0
Commercial | E262 | 18230714 | Lighting to Go {E} |  |  | Fixture - LED - 315w or less - from HID 1000w - SMB | [6 empty] | 315 watt or less LED fixture: replacing 1000 watt HID fixture in small or mid-size business | Lighting | Fixture | 3204 |  |  |  | kWh | per unit | PSE-deemed | Engineering | 645 |  | 873 |  |  | 15 |  | Comm Lighting |  | 108.23 | 0 | 0
Commercial | E262 | 18230714 | Lighting to Go {E} |  |  | Fixture - LED - 315w or less - from HID 1000w - SMB | [6 empty] | 315 watt or less LED fixture: replacing 1000 watt HID fixture in small or mid-size business | Lighting | Fixture | 3132 |  |  |  | kWh | per unit | PSE-deemed | Engineering | 300 |  | 906.72 |  |  | 15 |  | Comm Lighting |  | 108.23 | 0 | 0
Commercial | E262 | 18230714 | Lighting to Go {E} |  |  | Lamp - TLED - 2 3 or 4 foot - Comm | [6 empty] | 2 3 or 4 foot TLED lamp: commercial structure | Lighting | Lamp | 81 |  |  |  | kWh | per unit | PSE-deemed | PSE Regional | 4 |  | 4 |  |  | 12 |  | Comm Lighting |  | 2.68 | 0 | 0
Commercial | E262 | 18230714 | Lighting to Go {E} |  |  | Lamp - TLED - 2 3 or 4 foot - Comm | [6 empty] | 2 3 or 4 foot TLED lamp: commercial structure | Lighting | Lamp | 23.3 |  |  |  | kWh | per unit | PSE-deemed | PSE Regional | 2 |  | 15.42 |  |  | 12 |  | Comm Lighting |  | 2.68 | 0 | 0
Commercial | E262 | 18230714 | Lighting to Go {E} |  |  | Lamp - TLED - 8 ft - 1x - Comm | [6 empty] | 1-lamp 8' tubular LED: commercial structure | Lighting | Lamp | 118 |  |  |  | kWh | per unit | PSE-deemed | Engineering | 4 |  | 11.53 |  |  | 12 |  | Comm Lighting |  | 0 | 0 | 0
Commercial | E262 | 18230714 | Lighting to Go {E} |  |  | Control - Lighting - Integrated - High Bay - LED - 50w or less - Comm | [6 empty] | Integrated lighting control for 50 watt or less LED high bay: commercial structure | Lighting | Fixture | 281 |  |  |  | kWh | per unit | PSE-deemed | Engineering | 75 |  | 121.6 |  |  | 15 |  | Comm Lighting |  | 0 | 0 | 0
Commercial | E262 | 18230714 | Lighting to Go {E} |  |  | Control - Lighting - Integrated - High Bay - LED - 51w to 125 w - Comm | [6 empty] | Integrated lighting control for 51 watt to 125 watt LED high bay: commercial structure | Lighting | Fixture | 975 |  |  |  | kWh | per unit | PSE-deemed | Engineering | 150 |  | 235.4 |  |  | 15 |  | Comm Lighting |  | 0 | 0 | 0
Commercial | E262 | 18230714 | Lighting to Go {E} |  |  | Control - Lighting - Integrated - High Bay - LED - Over 125w - Comm | [6 empty] | Integrated lighting control for over 125 watt LED high bay: commercial structure | Lighting | Fixture | 1239 |  |  |  | kWh | per unit | PSE-deemed | Engineering | 270 |  | 316.91 |  |  | 15 |  | Comm Lighting |  | 0 | 0 | 0
Commercial | E262 | 18230714 | Lighting to Go {E} |  |  | Control - Lighting - Integrated - Parking Garage - Comm | [6 empty] | Integrated lighting control for parking garage fixture: commercial structure | Lighting | Fixture | 981 |  |  |  | kWh | per unit | PSE-deemed | Engineering | 75 |  | 427.08 |  |  | 15 |  | Comm Lighting |  | 0 | 0 | 0
Commercial | E262 | 18230714 | Lighting to Go {E} |  |  | Control - Lighting - Integrated - Passageway - Comm | [6 empty] | Integrated lighting control for passageway fixture: commercial structure | Lighting | Fixture | 364 |  |  |  | kWh | per unit | PSE-deemed | Engineering | 75 |  | 137.11 |  |  | 15 |  | Comm Lighting |  | 0 | 0 | 0
Commercial | E262 | 18230714 | Lighting to Go {E} |  |  | Control - Lighting - Integrated - Troffer - LED - 40w or less - Comm | [6 empty] | Integrated lighting control for 40 watt or less LED troffer: commercial structure | Lighting | Fixture | 287 |  |  |  | kWh | per unit | PSE-deemed | Engineering | 50 |  | 103.51 |  |  | 15 |  | Comm Lighting |  | 0 | 0 | 0
Commercial | E262 | 18230714 | Lighting to Go {E} |  |  | Control - Lighting - Integrated - Troffer - LED - Over 40w - Comm | [6 empty] | Integrated lighting control for over 40 watt LED troffer: commercial structure | Lighting | Fixture | 438 |  |  |  | kWh | per unit | PSE-deemed | Engineering | 70 |  | 205.94 |  |  | 15 |  | Comm Lighting |  | 0 | 0 | 0
Commercial | E262 | 18230714 | Lighting to Go {E} |  |  | Troffer - LED - 40w or less - Comm | [6 empty] | 40 watt or less LED troffer: commercial structure | Lighting | Fixture | 232 |  |  |  | kWh | per unit | PSE-deemed | Engineering | 20 |  | 103.51 |  |  | 15 |  | Comm Lighting |  | 0 | 0 | 0
Commercial | E262 | 18230714 | Lighting to Go {E} |  |  | Troffer - LED - Over 40w - Comm | [6 empty] | Over 40 watt LED troffer: commercial structure | Lighting | Fixture | 351 |  |  |  | kWh | per unit | PSE-deemed | Engineering | 30 |  | 205.94 |  |  | 15 |  | Comm Lighting |  | 0 | 0 | 0
Commercial | E262 | 18230714 | Lighting to Go {E} |  |  | Wrap - LED - 40w or less - Comm | [6 empty] | 40 watt or less LED wrap: commercial structure | Lighting | Fixture | 209 |  |  |  | kWh | per unit | PSE-deemed | Engineering | 20 |  | 72.22 |  |  | 15 |  | Comm Lighting |  | 0 | 0 | 0
Commercial | E262 | 18230714 | Lighting to Go {E} |  |  | Wrap - LED - Over 40w - Comm | [6 empty] | Over 40 watt LED wrap: commercial structure | Lighting | Fixture | 474 |  |  |  | kWh | per unit | PSE-deemed | Engineering | 30 |  | 145.17 |  |  | 15 |  | Comm Lighting |  | 0 | 0 | 0
Commercial | E262 | 18230716 | Commercial Kitchen Laundry {E} | G262 | Commercial Kitchen Laundry {G} | Fryer - Kitchen - Any Vat - Comm - E | [6 empty] | Commercial kitchen vat fryer: any size; electric fuel | Appliances | Commercial Kitchen | 1027 |  |  |  | kWh | per unit | PSE-deemed | Other Utility | 1500 |  | 871 |  |  | 12 |  | Comm Cooking |  | 1357 | 0 | 0
Commercial | E262 | 18230716 | Commercial Kitchen Laundry {E} | G262 | Commercial Kitchen Laundry {G} | DCV - Kitchen - Single - Comm - 7 HP - GO | [6 empty] | Demand control ventilation retrofit for commercial kitchen: single phase system; 7 total horsepower; natural gas only customer | HVAC | Ventilation |  |  | 854 |  | Therm | per unit | PSE-deemed | Engineering |  | 6300 |  | 5378.29 |  | 15 |  | Comm Space Heat |  | 0 | 0 | 0
Commercial | E262 | 18230716 | Commercial Kitchen Laundry {E} | G262 | Commercial Kitchen Laundry {G} | Oven - Convection - Half - EH - Comm | [6 empty] | Half-size convection oven: heated with electricity; commercial use | Appliances | Commercial Kitchen | 3127 |  |  |  | kWh | per unit | PSE-deemed | Other Utility | 1200 |  | 828 |  |  | 12 |  | Comm Cooking |  | 0 | 0 | 0
Commercial | E262 | 18230716 | Commercial Kitchen Laundry {E} | G262 | Commercial Kitchen Laundry {G} | Oven - Convection - Half - EH - Comm | [6 empty] | Half-size convection oven: heated with electricity; commercial use | Appliances | Commercial Kitchen | 1866 |  |  |  | kWh | per unit | PSE-deemed | Other Utility | 1200 |  | 1026.72 |  |  | 12 |  | Comm Cooking |  | 0 | 0 | 0
Commercial | E262 | 18230716 | Commercial Kitchen Laundry {E} | G262 | Commercial Kitchen Laundry {G} | Oven - Conveyor - GH - Comm | [6 empty] | Conveyor oven: heated with natural gas; commercial use | Appliances | Commercial Kitchen |  |  | 422 |  | Therm | per unit | PSE-deemed | Other Utility |  | 3300 |  | 2230 |  | 12 |  | Comm Cooking |  | 0 | 0 | 0
Commercial | E262 | 18230716 | Commercial Kitchen Laundry {E} | G262 | Commercial Kitchen Laundry {G} | Ice Maker - Ice Making Head - AC - IHR 1500 or more - Comm | [6 empty] | Air-cooled ice making head ice maker: 1500 or more lbs per day; commercial use | Appliances | Commercial Kitchen | 1812 |  |  |  | kWh | per unit | PSE-deemed | Other Utility | 675 |  | 496.43 |  |  | 10 |  | Comm Refrigeration |  | 927.92 | 0 | 0
Commercial | E262 | 18230716 | Commercial Kitchen Laundry {E} | G262 | Commercial Kitchen Laundry {G} | Ice Maker - Ice Making Head - AC - IHR 300 to 799 - Comm | [6 empty] | Air-cooled ice making head ice maker: 300 to 799 lbs per day; commercial use | Appliances | Commercial Kitchen | 666 |  |  |  | kWh | per unit | PSE-deemed | Other Utility | 375 |  | 272.88 |  |  | 10 |  | Comm Refrigeration |  | 927.92 | 0 | 0
Commercial | E262 | 18230716 | Commercial Kitchen Laundry {E} | G262 | Commercial Kitchen Laundry {G} | Ice Maker - Ice Making Head - AC - IHR 800 to 1499 - Comm | [6 empty] | Air-cooled ice making head ice maker: 800 to 1499 lbs per day; commercial use | Appliances | Commercial Kitchen | 1177 |  |  |  | kWh | per unit | PSE-deemed | Other Utility | 565 |  | 409.68 |  |  | 10 |  | Comm Refrigeration |  | 927.92 | 0 | 0
Commercial | E262 | 18230716 | Commercial Kitchen Laundry {E} | G262 | Commercial Kitchen Laundry {G} | Ice Maker - Ice Making Head - AC - IHR less than 300 - Comm | [6 empty] | Air-cooled ice making head ice maker: less than 300 lbs per day; commercial use | Appliances | Commercial Kitchen | 414 |  |  |  | kWh | per unit | PSE-deemed | Other Utility | 265 |  | 199.15 |  |  | 10 |  | Comm Refrigeration |  | 927.92 | 0 | 0
Commercial | E262 | 18230716 | Commercial Kitchen Laundry {E} | G262 | Commercial Kitchen Laundry {G} | Ice Maker - Remote Condensing - AC - IHR 988 or more - Comm | [6 empty] | Air-cooled remote condensing ice maker: 988 or more lbs per day; commercial use | Appliances | Commercial Kitchen | 2123 |  |  |  | kWh | per unit | PSE-deemed | Other Utility | 750 |  | 513.35 |  |  | 10 |  | Comm Refrigeration |  | 927.92 | 0 | 0
Commercial | E262 | 18230716 | Commercial Kitchen Laundry {E} | G262 | Commercial Kitchen Laundry {G} | Ice Maker - Remote Condensing - AC - IHR less than 988 - Comm | [6 empty] | Air-cooled remote condensing ice maker: less than 988 lbs per day; commercial use | Appliances | Commercial Kitchen | 1319 |  |  |  | kWh | per unit | PSE-deemed | Other Utility | 565 |  | 399.56 |  |  | 10 |  | Comm Refrigeration |  | 927.92 | 0 | 0
Commercial | E262 | 18230716 | Commercial Kitchen Laundry {E} | G262 | Commercial Kitchen Laundry {G} | Ice Maker - Self Contained - AC - IHR 110 to 199 - Comm | [6 empty] | Air-cooled self-contained ice maker: 110 to 199 lbs per day; commercial use | Appliances | Commercial Kitchen | 497 |  |  |  | kWh | per unit | PSE-deemed | Other Utility | 265 |  | 177.53 |  |  | 10 |  | Comm Refrigeration |  | 927.92 | 0 | 0
Commercial | E262 | 18230716 | Commercial Kitchen Laundry {E} | G262 | Commercial Kitchen Laundry {G} | Ice Maker - Self Contained - AC - IHR 200 or more - Comm | [6 empty] | Air-cooled self-contained ice maker: 200 or more lbs per day; commercial use | Appliances | Commercial Kitchen | 745 |  |  |  | kWh | per unit | PSE-deemed | Other Utility | 300 |  | 224.48 |  |  | 10 |  | Comm Refrigeration |  | 927.92 | 0 | 0
Commercial | E262 | 18230716 | Commercial Kitchen Laundry {E} | G262 | Commercial Kitchen Laundry {G} | Ice Maker - Self Contained - AC - IHR less than 110 - Comm | [6 empty] | Air-cooled self-contained ice maker: less than 110 lbs per day; commercial use | Appliances | Commercial Kitchen | 344 |  |  |  | kWh | per unit | PSE-deemed | Other Utility | 225 |  | 151.82 |  |  | 10 |  | Comm Refrigeration |  | 927.92 | 0 | 0
Commercial | E262 | 18230716 | Commercial Kitchen Laundry {E} | G262 | Commercial Kitchen Laundry {G} | Incentive - Sales - DCV - Single - Comm - Kitchen - C | [6 empty] | Sales incentive: single zone demand control ventilation retrofit in commercial kitchen; combined fuel customer | Behavior | Sales Incentive | 0 |  | 0 |  | Dual | per unit |  |  | 25 | 25 | 0 | 0 | [5 empty] | 0 | 0 | 0
Commercial | E262 | 18230716 | Commercial Kitchen Laundry {E} | G262 | Commercial Kitchen Laundry {G} | Incentive - Sales - DCV - Single - Comm - Kitchen - GO | [6 empty] | Sales incentive: single zone demand control ventilation retrofit in commercial kitchen; natural gas-only customer | Behavior | Sales Incentive |  |  | 0 |  | Therm | per unit |  |  |  | 50 |  | 0 | [5 empty] | 0 | 0 | 0
Commercial | E262 | 18230716 | Commercial Kitchen Laundry {E} | G262 | Commercial Kitchen Laundry {G} | Incentive - Sales - Dishwasher - DWH - Comm - Kitchen | [6 empty] | Sales incentive: commercial kitchen dishwasher with electric and natural gas water heating | Behavior | Sales Incentive | 0 |  | 0 |  | Dual | per unit |  |  | 25 | 25 | 0 | 0 | [5 empty] | 0 | 0 | 0
Commercial | E262 | 18230716 | Commercial Kitchen Laundry {E} | G262 | Commercial Kitchen Laundry {G} | Incentive - Sales - Dishwasher - EWH - Comm - Kitchen | [6 empty] | Sales incentive: commercial kitchen dishwasher with electric water heating | Behavior | Sales Incentive | 0 |  |  |  | kWh | per unit |  |  | 50 |  | 0 | [6 empty] | 0 | 0 | 0
Commercial | E262 | 18230716 | Commercial Kitchen Laundry {E} | G262 | Commercial Kitchen Laundry {G} | Incentive - Sales - Dishwasher - GWH - Comm - Kitchen | [6 empty] | Sales incentive: commercial kitchen dishwasher with natural gas water heating | Behavior | Sales Incentive |  |  | 0 |  | Therm | per unit |  |  |  | 50 |  | 0 | [5 empty] | 0 | 0 | 0
Commercial | E262 | 18230716 | Commercial Kitchen Laundry {E} | G262 | Commercial Kitchen Laundry {G} | Incentive - Sales - Food Cabinet - Hot - EH - Comm - Kitchen | [6 empty] | Sales incentive: hot food holding cabinet in commercial kitchen using electricity | Behavior | Sales Incentive | 0 |  |  |  | kWh | per unit |  |  | 50 |  | 0 | [6 empty] | 0 | 0 | 0
Commercial | E262 | 18230716 | Commercial Kitchen Laundry {E} | G262 | Commercial Kitchen Laundry {G} | Incentive - Sales - Fryer - EH - Comm - Kitchen | [6 empty] | Sales incentive: commercial kitchen fryer using electricity | Behavior | Sales Incentive | 0 |  |  |  | kWh | per unit |  |  | 50 |  | 0 | [6 empty] | 0 | 0 | 0
Commercial | E262 | 18230716 | Commercial Kitchen Laundry {E} | G262 | Commercial Kitchen Laundry {G} | Incentive - Sales - Fryer - GH - Comm - Kitchen | [6 empty] | Sales incentive: commercial kitchen fryer using natural gas | Behavior | Sales Incentive |  |  | 0 |  | Therm | per unit |  |  |  | 50 |  | 0 | [5 empty] | 0 | 0 | 0
Commercial | E262 | 18230716 | Commercial Kitchen Laundry {E} | G262 | Commercial Kitchen Laundry {G} | Incentive - Sales - Griddle - EH - Comm - Kitchen | [6 empty] | Sales incentive: commercial kitchen griddle using electricity | Behavior | Sales Incentive | 0 |  |  |  | kWh | per unit |  |  | 50 |  | 0 | [6 empty] | 0 | 0 | 0
Commercial | E262 | 18230716 | Commercial Kitchen Laundry {E} | G262 | Commercial Kitchen Laundry {G} | Incentive - Sales - Griddle - GH - Comm - Kitchen | [6 empty] | Sales incentive: commercial kitchen griddle using natural gas | Behavior | Sales Incentive |  |  | 0 |  | Therm | per unit |  |  |  | 50 |  | 0 | [5 empty] | 0 | 0 | 0
Commercial | E262 | 18230716 | Commercial Kitchen Laundry {E} | G262 | Commercial Kitchen Laundry {G} | Incentive - Sales - Ice Maker - EH - Comm - Kitchen | [6 empty] | Sales incentive: ice maker in commercial kitchen using electricity | Behavior | Sales Incentive | 0 |  |  |  | kWh | per unit |  |  | 50 |  | 0 | [6 empty] | 0 | 0 | 0
Commercial | E262 | 18230716 | Commercial Kitchen Laundry {E} | G262 | Commercial Kitchen Laundry {G} | Incentive - Sales - Oven - EH - Comm - Kitchen | [6 empty] | Sales incentive: commercial kitchen oven using electricity | Behavior | Sales Incentive | 0 |  |  |  | kWh | per unit |  |  | 50 |  | 0 | [6 empty] | 0 | 0 | 0
Commercial | E262 | 18230716 | Commercial Kitchen Laundry {E} | G262 | Commercial Kitchen Laundry {G} | Incentive - Sales - Oven - GH - Comm - Kitchen | [6 empty] | Sales incentive: commercial kitchen oven using natural gas | Behavior | Sales Incentive |  |  | 0 |  | Therm | per unit |  |  |  | 50 |  | 0 | [5 empty] | 0 | 0 | 0
Commercial | E262 | 18230716 | Commercial Kitchen Laundry {E} | G262 | Commercial Kitchen Laundry {G} | Incentive - Sales - Steam Cooker - EH - Comm - Kitchen | [6 empty] | Sales incentive: commercial kitchen steam cooker using electricity | Behavior | Sales Incentive | 0 |  |  |  | kWh | per unit |  |  | 300 |  | 0 | [6 empty] | 0 | 0 | 0
Commercial | E262 | 18230716 | Commercial Kitchen Laundry {E} | G262 | Commercial Kitchen Laundry {G} | Incentive - Sales - Steam Cooker - GH - Comm - Kitchen | [6 empty] | Sales incentive: commercial kitchen steam cooker using natural gas | Behavior | Sales Incentive |  |  | 0 |  | Therm | per unit |  |  |  | 300 |  | 0 | [5 empty] | 0 | 0 | 0
Commercial | E262 | 18230716 | Commercial Kitchen Laundry {E} | G262 | Commercial Kitchen Laundry {G} | Food Cabinet - Holding - 13 ft to under 28 ft - Kitchen - Comm | [6 empty] | Hot food holding cabinet in commercial kitchen: 13 feet to under 28 feet | Appliances | Commercial Kitchen | 1016 |  |  |  | kWh | per unit | RTF-deemed |  | 500 |  | 2094 |  |  | 7 |  | Comm Cooking |  | 0 | 0 | 0
Commercial | E262 | 18230716 | Commercial Kitchen Laundry {E} | G262 | Commercial Kitchen Laundry {G} | Food Cabinet - Holding - Under 13 ft - Kitchen - Comm | [6 empty] | Hot food holding cabinet in commercial kitchen: under 13 feet | Appliances | Commercial Kitchen | 398 |  |  |  | kWh | per unit | RTF-deemed |  | 200 |  | 429 |  |  | 7 |  | Comm Cooking |  | 0 | 0 | 0
Commercial | E262 | 18230716 | Commercial Kitchen Laundry {E} | G262 | Commercial Kitchen Laundry {G} | Freezer - Ultra Low Temp - 15 ft to under 24 ft - Comm | [6 empty] | Ultra-low temperature freezer: 15 feet to under 24 feet; commercial use | Appliances | Freezer | 1851 |  |  |  | kWh | per unit | PSE-deemed | Other Utility | 1200 |  | 1821 |  |  | 12 |  | Comm Refrigeration |  | 0 | 0 | 0
Commercial | E262 | 18230716 | Commercial Kitchen Laundry {E} | G262 | Commercial Kitchen Laundry {G} | Freezer - Ultra Low Temp - 24 ft to 29 ft - Comm | [6 empty] | Ultra-low temperature freezer: 24 feet to 29 feet; commercial use | Appliances | Freezer | 3772 |  |  |  | kWh | per unit | PSE-deemed | Other Utility | 1200 |  | 1476 |  |  | 12 |  | Comm Refrigeration |  | 0 | 0 | 0
Commercial | E262 | 18230716 | Commercial Kitchen Laundry {E} | G262 | Commercial Kitchen Laundry {G} | Griddle - 3 LF - EH - Kitchen - Comm | [6 empty] | 3 linear feet griddle in commercial kitchen: electric heating | Appliances | Commercial Kitchen | 3977 |  |  |  | kWh | per unit | PSE-deemed | Other Utility | 1800 |  | 961.09 |  |  | 12 |  | Comm Cooking |  | 0 | 0 | 0
Commercial | E262 | 18230716 | Commercial Kitchen Laundry {E} | G262 | Commercial Kitchen Laundry {G} | Griddle - 3 LF - GH - Kitchen - Comm | [6 empty] | 3 linear feet griddle in commercial kitchen: natural gas heating | Appliances | Commercial Kitchen |  |  | 379 |  | Therm | per unit | PSE-deemed | Other Utility |  | 1800 |  | 1346.08 |  | 12 |  | Comm Cooking |  | 0 | 0 | 0
Commercial | E262 | 18230716 | Commercial Kitchen Laundry {E} | G262 | Commercial Kitchen Laundry {G} | Griddle - 4 LF - EH - Kitchen - Comm | [6 empty] | 4 linear feet griddle in commercial kitchen: electric heating | Appliances | Commercial Kitchen | 5302 |  |  |  | kWh | per unit | PSE-deemed | Other Utility | 2400 |  | 1281.45 |  |  | 12 |  | Comm Cooking |  | 0 | 0 | 0
Commercial | E262 | 18230716 | Commercial Kitchen Laundry {E} | G262 | Commercial Kitchen Laundry {G} | Griddle - 4 LF - GH - Kitchen - Comm | [6 empty] | 4 linear feet griddle in commercial kitchen: natural gas heating | Appliances | Commercial Kitchen |  |  | 505.72 |  | Therm | per unit | PSE-deemed | Other Utility |  | 2400 |  | 1794.78 |  | 12 |  | Comm Cooking |  | 0 | 0 | 0
Commercial | E262 | 18230716 | Commercial Kitchen Laundry {E} | G262 | Commercial Kitchen Laundry {G} | Griddle - 6 LF - GH - Kitchen - Comm | [6 empty] | 6 linear feet griddle in commercial kitchen: natural gas heating | Appliances | Commercial Kitchen |  |  | 759 |  | Therm | per unit | PSE-deemed | Other Utility |  | 3600 |  | 2692.17 |  | 12 |  | Comm Cooking |  | 0 | 0 | 0
Commercial | E262 | 18230716 | Commercial Kitchen Laundry {E} | G262 | Commercial Kitchen Laundry {G} | Oven - Convection - Double - EH - Comm | [6 empty] | Double convection oven heated with electricity: commercial use | Appliances | Commercial Kitchen | 5190 |  |  |  | kWh | per unit | PSE-deemed | Other Utility | 3000 |  | 2382 |  |  | 12 |  | Comm Cooking |  | 0 | 0 | 0
Commercial | E262 | 18230716 | Commercial Kitchen Laundry {E} | G262 | Commercial Kitchen Laundry {G} | Oven - Convection - Double - EH - Comm | [6 empty] | Double convection oven heated with electricity: commercial use | Appliances | Commercial Kitchen | 5828 |  |  |  | kWh | per unit | PSE-deemed | Other Utility | 4000 |  | 4158.38 |  |  | 12 |  | Comm Cooking |  | 0 | 0 | 0
Commercial | E262 | 18230716 | Commercial Kitchen Laundry {E} | G262 | Commercial Kitchen Laundry {G} | Oven - Convection - Double - GH - Comm | [6 empty] | Double convection oven heated with natural gas: commercial use | Appliances | Commercial Kitchen |  |  | 812 |  | Therm | per unit | PSE-deemed | Other Utility |  | 3000 |  | 2648 |  | 12 |  | Comm Cooking |  | 0 | 0 | 0
Commercial | E262 | 18230716 | Commercial Kitchen Laundry {E} | G262 | Commercial Kitchen Laundry {G} | Oven - Convection - Full - EH - Comm | [6 empty] | Full-size convection oven heated with electricity: commercial use | Appliances | Commercial Kitchen | 2595 |  |  |  | kWh | per unit | PSE-deemed | Other Utility | 1500 |  | 1191 |  |  | 12 |  | Comm Cooking |  | 0 | 0 | 0
Commercial | E262 | 18230716 | Commercial Kitchen Laundry {E} | G262 | Commercial Kitchen Laundry {G} | Oven - Convection - Full - EH - Comm | [6 empty] | Full-size convection oven heated with electricity: commercial use | Appliances | Commercial Kitchen | 2914 |  |  |  | kWh | per unit | PSE-deemed | Other Utility | 2000 |  | 2079.19 |  |  | 12 |  | Comm Cooking |  | 0 | 0 | 0
Commercial | E262 | 18230716 | Commercial Kitchen Laundry {E} | G262 | Commercial Kitchen Laundry {G} | Oven - Convection - Full - GH - Comm | [6 empty] | Full-size convection oven heated with natural gas: commercial use | Appliances | Commercial Kitchen |  |  | 406 |  | Therm | per unit | PSE-deemed | Other Utility |  | 1500 |  | 1324 |  | 12 |  | Comm Cooking |  | 0 | 0 | 0
Commercial | E262 | 18230716 | Commercial Kitchen Laundry {E} | G262 | Commercial Kitchen Laundry {G} | Oven - Deck - EH - Comm | [6 empty] | Deck oven heated with electricity: commercial use | Appliances | Commercial Kitchen | 7633 |  |  |  | kWh | per unit | PSE-deemed | Other Utility | 4800 |  | 3271.95 |  |  | 12 |  | Comm Cooking |  | 0 | 0 | 0
Commercial | E262 | 18230716 | Commercial Kitchen Laundry {E} | G262 | Commercial Kitchen Laundry {G} | Oven - Double Rack - GH - Comm | [6 empty] | Double-rack oven heated with natural gas: commercial use | Appliances | Commercial Kitchen |  |  | 719 |  | Therm | per unit | PSE-deemed | Other Utility |  | 6000 |  | 4128 |  | 12 |  | Comm Cooking |  | 0 | 0 | 0
Commercial | E262 | 18230716 | Commercial Kitchen Laundry {E} | G262 | Commercial Kitchen Laundry {G} | Oven - Single Rack - GH - Comm | [6 empty] | Single-rack oven heated with natural gas: commercial use | Appliances | Commercial Kitchen |  |  | 416 |  | Therm | per unit | PSE-deemed | Other Utility |  | 4500 |  | 3068 |  | 12 |  | Comm Cooking |  | 0 | 0 | 0
Commercial | E262 | 18230716 | Commercial Kitchen Laundry {E} | G262 | Commercial Kitchen Laundry {G} | Steamer - Any Size - EH - Kitchen - Comm | [6 empty] | Any size steamer in commercial kitchen: electric heating | Appliances | Commercial Kitchen | 36468 |  |  |  | kWh | per unit | PSE-deemed | Other Utility | 3500 |  | 2393 |  |  | 12 |  | Comm Cooking |  | 1887.14 | 0 | 0
Commercial | E262 | 18230716 | Commercial Kitchen Laundry {E} | G262 | Commercial Kitchen Laundry {G} | Incentive - Sales - Freezer - Ultra Low Temp - EH - Comm | [6 empty] | Sales incentive: commercial ultra low temperature freezers using electricity | Behavior | Sales Incentive | 0 |  |  |  | kWh | per unit |  |  | 100 |  | 0 | [6 empty] | 0 | 0 | 0
Commercial | E262 | 18230716 | Commercial Kitchen Laundry {E} | G262 | Commercial Kitchen Laundry {G} | Incentive - Sales - Oven - Combination - EH - Comm - Kitchen | [6 empty] | Sales incentive: commercial kitchen combination oven using electricity | Behavior | Sales Incentive | 0 |  |  |  | kWh | per unit |  |  | 100 |  | 0 | [6 empty] | 0 | 0 | 0
Commercial | E262 | 18230716 | Commercial Kitchen Laundry {E} | G262 | Commercial Kitchen Laundry {G} | Incentive - Sales - Oven - Combination - GH - Comm - Kitchen | [6 empty] | Sales incentive: commercial kitchen combination oven using natural gas | Behavior | Sales Incentive |  |  | 0 |  | Therm | per unit |  |  |  | 100 |  | 0 | [5 empty] | 0 | 0 | 0
Commercial | E262 | 18230716 | Commercial Kitchen Laundry {E} | G262 | Commercial Kitchen Laundry {G} | Incentive - Sales - Oven - Rack - GH - Comm - Kitchen | [6 empty] | Sales incentive: commercial kitchen rack oven using natural gas | Behavior | Sales Incentive |  |  | 0 |  | Therm | per unit |  |  |  | 200 |  | 0 | [5 empty] | 0 | 0 | 0
Commercial | E262 | 18230716 | Commercial Kitchen Laundry {E} | G262 | Commercial Kitchen Laundry {G} | Dishwasher - Door Type - Single Tank - High Temp - EWH - E Booster - Foodservice | [6 empty] | Door type single tank high temperature dishwasher with electric water heating and electric booster: foodservice | Appliances | Dishwasher | 11333.92 |  |  |  | kWh | per unit | PSE-deemed | Other Utility | 3975 | 0 | 2659 | 0 |  | 15 |  | Comm Cooking |  | 806.51 | 0 | 0
Commercial | E262 | 18230716 | Commercial Kitchen Laundry {E} | G262 | Commercial Kitchen Laundry {G} | Dishwasher - Door Type - Single Tank - High Temp - EWH - E Booster - Foodservice | [6 empty] | Door type single tank high temperature dishwasher with electric water heating and electric booster: foodservice | Appliances | Dishwasher | 11334 |  |  |  | kWh | per unit | PSE-deemed | Other Utility | 3975 | 0 | 2659 | 0 |  | 15 |  | Comm Cooking |  | 806.51 | 0 | 0
Commercial | E262 | 18230716 | Commercial Kitchen Laundry {E} | G262 | Commercial Kitchen Laundry {G} | Dishwasher - Door Type - Single Tank - High Temp - GWH - E Booster - Foodservice | [6 empty] | Door type single tank high temperature dishwasher with natural gas water heating and electric booster: foodservice | Appliances | Dishwasher | 5013.35 |  | 264.26 |  | Dual | per unit | PSE-deemed | Other Utility | 3600 | 375 | 2400.49 | 258.51 |  | 15 |  | Comm Cooking | Comm Cooking | 806.51 | 0 | 0
Commercial | E262 | 18230716 | Commercial Kitchen Laundry {E} | G262 | Commercial Kitchen Laundry {G} | Dishwasher - Door Type - Single Tank - High Temp - GWH - E Booster - Foodservice | [6 empty] | Door type single tank high temperature dishwasher with natural gas water heating and electric booster: foodservice | Appliances | Dishwasher | 5013 |  | 264 |  | Dual | per unit | PSE-deemed | Other Utility | 3600 | 375 | 1670.23 | 988.77 |  | 15 |  | Comm Cooking | Comm Cooking | 806.51 | 0 | 0
Commercial | E262 | 18230716 | Commercial Kitchen Laundry {E} | G262 | Commercial Kitchen Laundry {G} | Dishwasher - Door Type - Single Tank - High Temp - GWH - Foodservice | [6 empty] | Door type single tank high temperature dishwasher with natural gas water heating: foodservice | Appliances | Dishwasher |  |  | 264.26 |  | Therm | per unit | PSE-deemed | Other Utility | 0 | 375 | 0 | 258.51 |  | 15 |  | Comm Cooking |  | 78.41 | 0 | 0
Commercial | E262 | 18230716 | Commercial Kitchen Laundry {E} | G262 | Commercial Kitchen Laundry {G} | Dishwasher - Door Type - Single Tank - High Temp - GWH - Foodservice | [6 empty] | Door type single tank high temperature dishwasher with natural gas water heating: foodservice | Appliances | Dishwasher |  |  | 264 |  | Therm | per unit | PSE-deemed | Other Utility | 0 | 375 |  | 988.77 |  | 15 |  | Comm Cooking |  | 299.91 | 0 | 0
Commercial | E262 | 18230716 | Commercial Kitchen Laundry {E} | G262 | Commercial Kitchen Laundry {G} | Dishwasher - Door Type - Single Tank - Low Temp - EWH - Foodservice | [6 empty] | Door type single tank low temperature dishwasher with electric water heating: foodservice | Appliances | Dishwasher | 15621.35 |  |  |  | kWh | per unit | PSE-deemed | Other Utility | 3975 | 0 | 2659 | 0 |  | 15 |  | Comm Cooking |  | 1854.97 | 0 | 0
Commercial | E262 | 18230716 | Commercial Kitchen Laundry {E} | G262 | Commercial Kitchen Laundry {G} | Dishwasher - Door Type - Single Tank - Low Temp - EWH - Foodservice | [6 empty] | Door type single tank low temperature dishwasher with electric water heating: foodservice | Appliances | Dishwasher | 15621 |  |  |  | kWh | per unit | PSE-deemed | Other Utility | 3975 | 0 | 2659 |  |  | 15 |  | Comm Cooking |  | 1854.97 | 0 | 0
Commercial | E262 | 18230716 | Commercial Kitchen Laundry {E} | G262 | Commercial Kitchen Laundry {G} | Dishwasher - Door Type - Single Tank - Low Temp - GWH - Foodservice | [6 empty] | Door type single tank low temperature dishwasher with natural gas water heating: foodservice | Appliances | Dishwasher |  |  | 607.79 |  | Therm | per unit | PSE-deemed | Other Utility | 0 | 3975 | 0 | 2659 |  | 15 |  | Comm Cooking |  | 1854.97 | 0 | 0
Commercial | E262 | 18230716 | Commercial Kitchen Laundry {E} | G262 | Commercial Kitchen Laundry {G} | Dishwasher - Door Type - Single Tank - Low Temp - GWH - Foodservice | [6 empty] | Door type single tank low temperature dishwasher with natural gas water heating: foodservice | Appliances | Dishwasher |  |  | 608 |  | Therm | per unit | PSE-deemed | Other Utility | 0 | 3975 |  | 2659 |  | 15 |  | Comm Cooking |  | 1854.97 | 0 | 0
Commercial | E262 | 18230716 | Commercial Kitchen Laundry {E} | G262 | Commercial Kitchen Laundry {G} | Dishwasher - Rack Conveyor - Multi Tank - High Temp - EWH - E Booster - Foodservice | [6 empty] | Rack conveyor multi tank high temperature dishwasher with electric water heating and electric booster: foodservice | Appliances | Dishwasher | 26769 |  |  |  | kWh | per unit | PSE-deemed | Other Utility | 5025 | 0 | 3394 |  |  | 20 |  | Comm Cooking |  | 1984.93 | 0 | 0
Commercial | E262 | 18230716 | Commercial Kitchen Laundry {E} | G262 | Commercial Kitchen Laundry {G} | Dishwasher - Rack Conveyor - Multi Tank - High Temp - GWH - E Booster - Foodservice | [6 empty] | Rack conveyor multi tank high temperature dishwasher with natural gas water heating and electric booster: foodservice | Appliances | Dishwasher | 12209.37 |  | 608.74 |  | Dual | per unit | PSE-deemed | Other Utility | 2400 | 2625 | 1635.12 | 1758.88 |  | 20 |  | Comm Cooking | Comm Cooking | 1984.93 | 0 | 0
Commercial | E262 | 18230716 | Commercial Kitchen Laundry {E} | G262 | Commercial Kitchen Laundry {G} | Dishwasher - Rack Conveyor - Multi Tank - Low Temp - EWH - Foodservice | [6 empty] | Rack conveyor multi tank low temperature dishwasher with electric water heating: foodservice | Appliances | Dishwasher | 21858 |  |  |  | kWh | per unit | PSE-deemed | Other Utility | 5025 | 0 | 3394 |  |  | 20 |  | Comm Cooking |  | 2308.06 | 0 | 0
Commercial | E262 | 18230716 | Commercial Kitchen Laundry {E} | G262 | Commercial Kitchen Laundry {G} | Dishwasher - Rack Conveyor - Single Tank - High Temp - EWH - E Booster - Foodservice | [6 empty] | Rack conveyor single tank high temperature dishwasher with electric water heating and electric booster: foodservice | Appliances | Dishwasher | 9867 |  |  |  | kWh | per unit | PSE-deemed | Other Utility | 8775 | 0 | 5882 |  |  | 20 |  | Comm Cooking |  | 4949.58 | 0 | 0
Commercial | E262 | 18230716 | Commercial Kitchen Laundry {E} | G262 | Commercial Kitchen Laundry {G} | Dishwasher - Rack Conveyor - Single Tank - High Temp - GWH - E Booster - Foodservice | [6 empty] | Rack conveyor single tank high temperature dishwasher with natural gas water heating and electric booster: foodservice | Appliances | Dishwasher | 6029.73 |  | 160.44 |  | Dual | per unit | PSE-deemed | Other Utility | 5325 | 3450 | 3583.43 | 2298.57 |  | 20 |  | Comm Cooking | Comm Cooking | 4949.58 | 0 | 0
Commercial | E262 | 18230716 | Commercial Kitchen Laundry {E} | G262 | Commercial Kitchen Laundry {G} | Dishwasher - Rack Conveyor - Single Tank - High Temp - GWH - E Booster - Foodservice | [6 empty] | Rack conveyor single tank high temperature dishwasher with natural gas water heating and electric booster: foodservice | Appliances | Dishwasher | 6030 |  | 160 |  | Dual | per unit | PSE-deemed | Other Utility | 5325 | 3450 | 4462.03 | 1419.97 |  | 20 |  | Comm Cooking | Comm Cooking | 4949.58 | 0 | 0
Commercial | E262 | 18230716 | Commercial Kitchen Laundry {E} | G262 | Commercial Kitchen Laundry {G} | Dishwasher - Under Counter - High Temp - EWH - E Booster - Foodservice | [6 empty] | Under counter high temperature dishwasher with electric water heating and electric booster: foodservice | Appliances | Dishwasher | 3871.96 |  |  |  | kWh | per unit | PSE-deemed | Other Utility | 345 | 0 | 232 | 0 |  | 10 |  | Comm Cooking |  | 116.41 | 0 | 0
Commercial | E262 | 18230716 | Commercial Kitchen Laundry {E} | G262 | Commercial Kitchen Laundry {G} | Dishwasher - Under Counter - High Temp - EWH - E Booster - Foodservice | [6 empty] | Under counter high temperature dishwasher with electric water heating and electric booster: foodservice | Appliances | Dishwasher | 3872 |  |  |  | kWh | per unit | PSE-deemed | Other Utility | 345 | 0 | 232 |  |  | 10 |  | Comm Cooking |  | 116.41 | 0 | 0
Commercial | E262 | 18230716 | Commercial Kitchen Laundry {E} | G262 | Commercial Kitchen Laundry {G} | Dishwasher - Under Counter - High Temp - GWH - E Booster - Foodservice | [6 empty] | Under counter high temperature dishwasher with natural gas water heating and electric booster: foodservice | Appliances | Dishwasher | 2898.48 |  | 40.7 |  | Dual | per unit | PSE-deemed | Other Utility | 285 | 60 | 192.37 | 39.63 |  | 10 |  | Comm Cooking | Comm Cooking | 116.41 | 0 | 0
Commercial | E262 | 18230716 | Commercial Kitchen Laundry {E} | G262 | Commercial Kitchen Laundry {G} | Dishwasher - Under Counter - High Temp - GWH - E Booster - Foodservice | [6 empty] | Under counter high temperature dishwasher with natural gas water heating and electric booster: foodservice | Appliances | Dishwasher | 2898 |  | 41 |  | Dual | per unit | PSE-deemed | Other Utility | 285 | 60 | 201.56 | 30.44 |  | 10 |  | Comm Cooking | Comm Cooking | 116.41 | 0 | 0
Commercial | E262 | 18230716 | Commercial Kitchen Laundry {E} | G262 | Commercial Kitchen Laundry {G} | Dishwasher - Under Counter - High Temp - GWH - Foodservice | [6 empty] | Under counter high temperature dishwasher with natural gas water heating: foodservice | Appliances | Dishwasher |  |  | 40.7 |  | Therm | per unit | PSE-deemed | Other Utility | 0 | 60 | 0 | 39.63 |  | 10 |  | Comm Cooking |  | 19.88 | 0 | 0
Commercial | E262 | 18230716 | Commercial Kitchen Laundry {E} | G262 | Commercial Kitchen Laundry {G} | Dishwasher - Under Counter - High Temp - GWH - Foodservice | [6 empty] | Under counter high temperature dishwasher with natural gas water heating: foodservice | Appliances | Dishwasher |  |  | 41 |  | Therm | per unit | PSE-deemed | Other Utility | 0 | 60 |  | 30.44 |  | 10 |  | Comm Cooking |  | 15.28 | 0 | 0
Commercial | E262 | 18230716 | Commercial Kitchen Laundry {E} | G262 | Commercial Kitchen Laundry {G} | Dishwasher - Under Counter - Low Temp - EWH - Foodservice | [6 empty] | Under counter low temperature dishwasher with electric water heating: foodservice | Appliances | Dishwasher | 3558 |  |  |  | kWh | per unit | PSE-deemed | Other Utility | 345 | 0 | 232 |  |  | 10 |  | Comm Cooking |  | 273.32 | 0 | 0
Commercial | E262 | 18230716 | Commercial Kitchen Laundry {E} | G262 | Commercial Kitchen Laundry {G} | Dishwasher - Under Counter - Low Temp - GWH - Foodservice | [6 empty] | Under counter low temperature dishwasher with natural gas water heating: foodservice | Appliances | Dishwasher |  |  | 96 |  | Therm | per unit | PSE-deemed | Other Utility | 0 | 345 |  | 232 |  | 10 |  | Comm Cooking |  | 273.32 | 0 | 0
Commercial | E262 | 18230716 | Commercial Kitchen Laundry {E} | G262 | Commercial Kitchen Laundry {G} | Oven - Combination - 14 Pans or less - EH - Comm | [6 empty] | Combination oven heated with electricity: 14 pans or less; commercial use | Appliances | Commercial Kitchen | 15115 |  |  |  | kWh | per unit | PSE-deemed | Other Utility | 1500 |  | 1053 |  |  | 12 |  | Comm Cooking |  | 521.09 | 0 | 0
Commercial | E262 | 18230716 | Commercial Kitchen Laundry {E} | G262 | Commercial Kitchen Laundry {G} | Oven - Combination - 14 Pans or less - EH - Comm | [6 empty] | Combination oven heated with electricity: 14 pans or less; commercial use | Appliances | Commercial Kitchen | 4573 |  |  |  | kWh | per unit | PSE-deemed | Other Utility | 4000 |  | 6920 |  |  | 12 |  | Comm Cooking |  | 68.79 | 0 | 0
Commercial | E262 | 18230716 | Commercial Kitchen Laundry {E} | G262 | Commercial Kitchen Laundry {G} | Oven - Combination - 15 to 28 Pans - EH - Comm | [6 empty] | Combination oven heated with electricity: 15 to 28 pans; commercial use | Appliances | Commercial Kitchen | 19763 |  |  |  | kWh | per unit | PSE-deemed | Other Utility | 2250 |  | 1584 |  |  | 12 |  | Comm Cooking |  | 781.64 | 0 | 0
Commercial | E262 | 18230716 | Commercial Kitchen Laundry {E} | G262 | Commercial Kitchen Laundry {G} | Oven - Combination - 15 to 28 Pans - EH - Comm | [6 empty] | Combination oven heated with electricity: 15 to 28 pans; commercial use | Appliances | Commercial Kitchen | 13935 |  |  |  | kWh | per unit | PSE-deemed | Other Utility | 5000 |  | 6368 |  |  | 12 |  | Comm Cooking |  | 181.34 | 0 | 0
Commercial | E262 | 18230716 | Commercial Kitchen Laundry {E} | G262 | Commercial Kitchen Laundry {G} | Oven - Combination - 14 Pans or less - GH - Comm | [6 empty] | Combination oven heated with natural gas: 14 pans or less; commercial use | Appliances | Commercial Kitchen |  |  | 1021 |  | Therm | per unit | PSE-deemed | Other Utility |  | 3750 |  | 2531 |  | 12 |  | Comm Cooking |  | 1250.64 | 0 | 0
Commercial | E262 | 18230716 | Commercial Kitchen Laundry {E} | G262 | Commercial Kitchen Laundry {G} | Oven - Combination - 14 Pans or less - GH - Comm | [6 empty] | Combination oven heated with natural gas: 14 pans or less; commercial use | Appliances | Commercial Kitchen |  |  | 296 |  | Therm | per unit | PSE-deemed | Other Utility |  | 3000 |  | 6225 |  | 12 |  | Comm Cooking |  | 178.23 | 0 | 0
Commercial | E262 | 18230716 | Commercial Kitchen Laundry {E} | G262 | Commercial Kitchen Laundry {G} | Oven - Combination - More than 28 Pans - GH - Comm | [6 empty] | Combination oven heated with natural gas: more than 28 pans; commercial use | Appliances | Commercial Kitchen |  |  | 1971 |  | Therm | per unit | PSE-deemed | Other Utility |  | 10500 |  | 7890 |  | 12 |  | Comm Cooking |  | 4168.79 | 0 | 0
Commercial | E262 | 18230716 | Commercial Kitchen Laundry {E} | G262 | Commercial Kitchen Laundry {G} | Oven - Combination - More than 28 Pans - GH - Comm | [6 empty] | Combination oven heated with natural gas: more than 28 pans; commercial use | Appliances | Commercial Kitchen |  |  | 462 |  | Therm | per unit | PSE-deemed | Other Utility |  | 5000 |  | 6225 |  | 12 |  | Comm Cooking |  | 356.95 | 0 | 0
Commercial | E262 | 18230716 | Commercial Kitchen Laundry {E} | G262 | Commercial Kitchen Laundry {G} | Oven - Combination - 15 to 28 Pans - GH - Comm | [6 empty] | Combination oven heated with natural gas: 15 to 28 pans; commercial use | Appliances | Commercial Kitchen |  |  | 1434 |  | Therm | per unit | PSE-deemed | Other Utility |  | 4500 |  | 3361 |  | 12 |  | Comm Cooking |  | 2084.4 | 0 | 0
Commercial | E262 | 18230716 | Commercial Kitchen Laundry {E} | G262 | Commercial Kitchen Laundry {G} | Oven - Combination - 15 to 28 Pans - GH - Comm | [6 empty] | Combination oven heated with natural gas: 15 to 28 pans; commercial use | Appliances | Commercial Kitchen |  |  | 329 |  | Therm | per unit | PSE-deemed | Other Utility |  | 4000 |  | 6862 |  | 12 |  | Comm Cooking |  | 465.33 | 0 | 0
Commercial | E262 | 18230716 | Commercial Kitchen Laundry {E} | G262 | Commercial Kitchen Laundry {G} | Freezer - Solid Door - less than 15 cu ft - Foodservice | [6 empty] | Less than 15 cubic feet foodservice solid door freezer | Appliances | Freezer | 868.7 |  |  |  | kWh | per unit | PSE-deemed | Other Utility | 100 |  | 119.07 |  |  | 12 |  | Comm Refrigeration |  | 0 | 0 | 0
Commercial | E262 | 18230716 | Commercial Kitchen Laundry {E} | G262 | Commercial Kitchen Laundry {G} | Freezer - Solid Door - less than 15 cu ft - Foodservice | [6 empty] | Less than 15 cubic feet foodservice solid door freezer | Appliances | Freezer | 869 |  |  |  | kWh | per unit | PSE-deemed | Other Utility | 750 |  | 3405.59 |  |  | 12 |  | Comm Refrigeration |  | 0 | 0 | 0
Commercial | E262 | 18230716 | Commercial Kitchen Laundry {E} | G262 | Commercial Kitchen Laundry {G} | Freezer - Solid Door - 15 to 29.9 cu ft - Foodservice | [6 empty] | 15 to 29.9 cubic feet foodservice solid door freezer | Appliances | Freezer | 2135.98 |  |  |  | kWh | per unit | PSE-deemed | Other Utility | 450 |  | 456.52 |  |  | 12 |  | Comm Refrigeration |  | 0 | 0 | 0
Commercial | E262 | 18230716 | Commercial Kitchen Laundry {E} | G262 | Commercial Kitchen Laundry {G} | Freezer - Solid Door - 15 to 29.9 cu ft - Foodservice | [6 empty] | 15 to 29.9 cubic feet foodservice solid door freezer | Appliances | Freezer | 2136 |  |  |  | kWh | per unit | PSE-deemed | Other Utility | 1500 |  | 3747.58 |  |  | 12 |  | Comm Refrigeration |  | 0 | 0 | 0
Commercial | E262 | 18230716 | Commercial Kitchen Laundry {E} | G262 | Commercial Kitchen Laundry {G} | Freezer - Solid Door - 30 to 49.9 cu ft - Foodservice | [6 empty] | 30 to 49.9 cubic feet foodservice solid door freezer | Appliances | Freezer | 3107.24 |  |  |  | kWh | per unit | PSE-deemed | Other Utility | 600 |  | 634.77 |  |  | 12 |  | Comm Refrigeration |  | 0 | 0 | 0
Commercial | E262 | 18230716 | Commercial Kitchen Laundry {E} | G262 | Commercial Kitchen Laundry {G} | Freezer - Solid Door - 30 to 49.9 cu ft - Foodservice | [6 empty] | 30 to 49.9 cubic feet foodservice solid door freezer | Appliances | Freezer | 3476 |  |  |  | kWh | per unit | PSE-deemed | Other Utility | 3000 |  | 5266.6 |  |  | 12 |  | Comm Refrigeration |  | 0 | 0 | 0
Commercial | E262 | 18230716 | Commercial Kitchen Laundry {E} | G262 | Commercial Kitchen Laundry {G} | Freezer - Solid Door - over 50 cu ft - Foodservice | [6 empty] | Over 50 cubic feet foodservice solid door freezer | Appliances | Freezer | 5661.52 |  |  |  | kWh | per unit | PSE-deemed | Other Utility | 750 |  | 777.49 |  |  | 12 |  | Comm Refrigeration |  | 0 | 0 | 0
Commercial | E262 | 18230716 | Commercial Kitchen Laundry {E} | G262 | Commercial Kitchen Laundry {G} | Freezer - Solid Door - over 50 cu ft - Foodservice | [6 empty] | Over 50 cubic feet foodservice solid door freezer | Appliances | Freezer | 5877 |  |  |  | kWh | per unit | PSE-deemed | Other Utility | 4000 |  | 6833.06 |  |  | 12 |  | Comm Refrigeration |  | 0 | 0 | 0
Commercial | E262 | 18230716 | Commercial Kitchen Laundry {E} | G262 | Commercial Kitchen Laundry {G} | Freezer - Glass Door - less than 15 cu ft - Foodservice | [6 empty] | Less than 15 cubic feet foodservice glass door freezer | Appliances | Freezer | 2526 |  |  |  | kWh | per unit | PSE-deemed | Other Utility | 1000 |  | 2116.01 |  |  | 12 |  | Comm Refrigeration |  | 0 | 0 | 0
Commercial | E262 | 18230716 | Commercial Kitchen Laundry {E} | G262 | Commercial Kitchen Laundry {G} | Freezer - Glass Door - 15 to 29.9 cu ft - Foodservice | [6 empty] | 15 to 29.9 cubic feet foodservice glass door freezer | Appliances | Freezer | 5173 |  |  |  | kWh | per unit | PSE-deemed | Other Utility | 2000 |  | 3930.1 |  |  | 12 |  | Comm Refrigeration |  | 0 | 0 | 0
Commercial | E262 | 18230716 | Commercial Kitchen Laundry {E} | G262 | Commercial Kitchen Laundry {G} | Freezer - Glass Door - 30 to 49.9 cu ft - Foodservice | [6 empty] | 30 to 49.9 cubic feet foodservice glass door freezer | Appliances | Freezer | 8954.18 |  |  |  | kWh | per unit | PSE-deemed | Other Utility | 350 |  | 364.9 |  |  | 12 |  | Comm Refrigeration |  | 0 | 0 | 0
Commercial | E262 | 18230716 | Commercial Kitchen Laundry {E} | G262 | Commercial Kitchen Laundry {G} | Freezer - Glass Door - 30 to 49.9 cu ft - Foodservice | [6 empty] | 30 to 49.9 cubic feet foodservice glass door freezer | Appliances | Freezer | 8954 |  |  |  | kWh | per unit | PSE-deemed | Other Utility | 3000 |  | 4743.17 |  |  | 12 |  | Comm Refrigeration |  | 0 | 0 | 0
Commercial | E262 | 18230716 | Commercial Kitchen Laundry {E} | G262 | Commercial Kitchen Laundry {G} | Freezer - Glass Door - over 50 cu ft - Foodservice | [6 empty] | Over 50 cubic feet foodservice glass door freezer | Appliances | Freezer | 14248 |  |  |  | kWh | per unit | PSE-deemed | Other Utility | 4000 |  | 5087.67 |  |  | 12 |  | Comm Refrigeration |  | 0 | 0 | 0
Commercial | E262 | 18230716 | Commercial Kitchen Laundry {E} | G262 | Commercial Kitchen Laundry {G} | Refrigerator - Glass Door - less than 15 cu ft - Foodservice | [6 empty] | Less than 15 cubic feet foodservice glass door refrigerator | Appliances | Refrigerator | 1147.92 |  |  |  | kWh | per unit | PSE-deemed | Other Utility | 100 |  | 41.48 |  |  | 12 |  | Comm Refrigeration |  | 0 | 0 | 0
Commercial | E262 | 18230716 | Commercial Kitchen Laundry {E} | G262 | Commercial Kitchen Laundry {G} | Refrigerator - Glass Door - less than 15 cu ft - Foodservice | [6 empty] | Less than 15 cubic feet foodservice glass door refrigerator | Appliances | Refrigerator | 1148 |  |  |  | kWh | per unit | PSE-deemed | Other Utility | 500 |  | 2172.75 |  |  | 12 |  | Comm Refrigeration |  | 0 | 0 | 0
Commercial | E262 | 18230716 | Commercial Kitchen Laundry {E} | G262 | Commercial Kitchen Laundry {G} | Refrigerator - Glass Door - 15 to 29.9 cu ft - Foodservice | [6 empty] | 15 to 29.9 cubic feet foodservice glass door refrigerator | Appliances | Refrigerator | 1423.5 |  |  |  | kWh | per unit | PSE-deemed | Other Utility | 300 |  | 298.7 |  |  | 12 |  | Comm Refrigeration |  | 0 | 0 | 0
Commercial | E262 | 18230716 | Commercial Kitchen Laundry {E} | G262 | Commercial Kitchen Laundry {G} | Refrigerator - Glass Door - 15 to 29.9 cu ft - Foodservice | [6 empty] | 15 to 29.9 cubic feet foodservice glass door refrigerator | Appliances | Refrigerator | 1423 |  |  |  | kWh | per unit | PSE-deemed | Other Utility | 1000 |  | 3409.32 |  |  | 12 |  | Comm Refrigeration |  | 0 | 0 | 0
Commercial | E262 | 18230716 | Commercial Kitchen Laundry {E} | G262 | Commercial Kitchen Laundry {G} | Refrigerator - Glass Door - 30 to 49.9 cu ft - Foodservice | [6 empty] | 30 to 49.9 cubic feet foodservice glass door refrigerator | Appliances | Refrigerator | 1801.64 |  |  |  | kWh | per unit | PSE-deemed | Other Utility | 550 |  | 549.98 |  |  | 12 |  | Comm Refrigeration |  | 0 | 0 | 0
Commercial | E262 | 18230716 | Commercial Kitchen Laundry {E} | G262 | Commercial Kitchen Laundry {G} | Refrigerator - Glass Door - 30 to 49.9 cu ft - Foodservice | [6 empty] | 30 to 49.9 cubic feet foodservice glass door refrigerator | Appliances | Refrigerator | 1801 |  |  |  | kWh | per unit | PSE-deemed | Other Utility | 1500 |  | 3713.83 |  |  | 12 |  | Comm Refrigeration |  | 0 | 0 | 0
Commercial | E262 | 18230716 | Commercial Kitchen Laundry {E} | G262 | Commercial Kitchen Laundry {G} | Refrigerator - Glass Door - over 50 cu ft - Foodservice | [6 empty] | Over 50 cubic feet foodservice glass door refrigerator | Appliances | Refrigerator | 2018.82 |  |  |  | kWh | per unit | PSE-deemed | Other Utility | 850 |  | 875.47 |  |  | 12 |  | Comm Refrigeration |  | 0 | 0 | 0
Commercial | E262 | 18230716 | Commercial Kitchen Laundry {E} | G262 | Commercial Kitchen Laundry {G} | Refrigerator - Glass Door - over 50 cu ft - Foodservice | [6 empty] | Over 50 cubic feet foodservice glass door refrigerator | Appliances | Refrigerator | 2018 |  |  |  | kWh | per unit | PSE-deemed | Other Utility | 2000 |  | 5912 |  |  | 12 |  | Comm Refrigeration |  | 0 | 0 | 0
Commercial | E262 | 18230716 | Commercial Kitchen Laundry {E} | G262 | Commercial Kitchen Laundry {G} | Refrigerator - Solid Door - less than 15 cu ft - Foodservice | [6 empty] | Less than 15 cubic feet foodservice solid door refrigerator | Appliances | Refrigerator | 675.25 |  |  |  | kWh | per unit | PSE-deemed | Other Utility | 200 |  | 224.72 |  |  | 12 |  | Comm Refrigeration |  | 0 | 0 | 0
Commercial | E262 | 18230716 | Commercial Kitchen Laundry {E} | G262 | Commercial Kitchen Laundry {G} | Refrigerator - Solid Door - less than 15 cu ft - Foodservice | [6 empty] | Less than 15 cubic feet foodservice solid door refrigerator | Appliances | Refrigerator | 720 |  |  |  | kWh | per unit | PSE-deemed | Other Utility | 500 |  | 872.08 |  |  | 12 |  | Comm Refrigeration |  | 0 | 0 | 0
Commercial | E262 | 18230716 | Commercial Kitchen Laundry {E} | G262 | Commercial Kitchen Laundry {G} | Refrigerator - Solid Door - 15 to 29.9 cu ft - Foodservice | [6 empty] | 15 to 29.9 cubic feet foodservice solid door refrigerator | Appliances | Refrigerator | 929.29 |  |  |  | kWh | per unit | PSE-deemed | Other Utility | 250 |  | 267.99 |  |  | 12 |  | Comm Refrigeration |  | 0 | 0 | 0
Commercial | E262 | 18230716 | Commercial Kitchen Laundry {E} | G262 | Commercial Kitchen Laundry {G} | Refrigerator - Solid Door - 15 to 29.9 cu ft - Foodservice | [6 empty] | 15 to 29.9 cubic feet foodservice solid door refrigerator | Appliances | Refrigerator | 1018 |  |  |  | kWh | per unit | PSE-deemed | Other Utility | 750 |  | 2018.6 |  |  | 12 |  | Comm Refrigeration |  | 0 | 0 | 0
Commercial | E262 | 18230716 | Commercial Kitchen Laundry {E} | G262 | Commercial Kitchen Laundry {G} | Refrigerator - Solid Door - 30 to 49.9 cu ft - Foodservice | [6 empty] | 30 to 49.9 cubic feet foodservice solid door refrigerator | Appliances | Refrigerator | 1310.35 |  |  |  | kWh | per unit | PSE-deemed | Other Utility | 300 |  | 334.89 |  |  | 12 |  | Comm Refrigeration |  | 0 | 0 | 0
Commercial | E262 | 18230716 | Commercial Kitchen Laundry {E} | G262 | Commercial Kitchen Laundry {G} | Refrigerator - Solid Door - 30 to 49.9 cu ft - Foodservice | [6 empty] | 30 to 49.9 cubic feet foodservice solid door refrigerator | Appliances | Refrigerator | 1383 |  |  |  | kWh | per unit | PSE-deemed | Other Utility | 1000 |  | 4253 |  |  | 12 |  | Comm Refrigeration |  | 0 | 0 | 0
Commercial | E262 | 18230716 | Commercial Kitchen Laundry {E} | G262 | Commercial Kitchen Laundry {G} | Refrigerator - Solid Door - over 50 cu ft - Foodservice | [6 empty] | Over 50 cubic feet foodservice solid door refrigerator | Appliances | Refrigerator | 2052.03 |  |  |  | kWh | per unit | PSE-deemed | Other Utility | 400 |  | 435.23 |  |  | 12 |  | Comm Refrigeration |  | 0 | 0 | 0
Commercial | E262 | 18230716 | Commercial Kitchen Laundry {E} | G262 | Commercial Kitchen Laundry {G} | Refrigerator - Solid Door - over 50 cu ft - Foodservice | [6 empty] | Over 50 cubic feet foodservice solid door refrigerator | Appliances | Refrigerator | 2095 |  |  |  | kWh | per unit | PSE-deemed | Other Utility | 2000 |  | 5036.84 |  |  | 12 |  | Comm Refrigeration |  | 0 | 0 | 0
Commercial | E262 | 18230716 | Commercial Kitchen Laundry {E} | G262 | Commercial Kitchen Laundry {G} | Incentive - Sales - Freezer - Reach In - Foodservice | [6 empty] | Sales incentive for reach-in freezer: foodservice | Behavior | Sales Incentive | 0 |  |  |  | kWh | per unit |  |  | 100 |  | 0 | [6 empty] | 0 | 0 | 0
Commercial | E262 | 18230716 | Commercial Kitchen Laundry {E} | G262 | Commercial Kitchen Laundry {G} | Incentive - Sales - Fryer - Tier 2 - GH - Foodservice | [6 empty] | Sales incentive for fryer using natural gas: foodservice | Behavior | Sales Incentive |  |  | 0 |  | Therm | per unit |  |  |  | 100 |  | 0 | [5 empty] | 0 | 0 | 0
Commercial | E262 | 18230716 | Commercial Kitchen Laundry {E} | G262 | Commercial Kitchen Laundry {G} | Incentive - Sales - Refrigerator - Reach In - Foodservice | [6 empty] | Sales incentive for reach-in refrigerator: foodservice | Behavior | Sales Incentive | 0 |  |  |  | kWh | per unit |  |  | 100 |  | 0 | [6 empty] | 0 | 0 | 0
Commercial | E262 | 18230716 | Commercial Kitchen Laundry {E} | G262 | Commercial Kitchen Laundry {G} | Fryer - Any Vat - Tier 1 - GH - Foodservice | [6 empty] | Tier 1 any vat size foodservice fryer using natural gas | Appliances | Commercial Kitchen |  |  | 375 |  | Therm | per unit | PSE-deemed | Other Utility |  | 1500 |  | 1488 |  | 11 |  | Comm Cooking |  | 1357 | 0 | 0
Commercial | E262 | 18230716 | Commercial Kitchen Laundry {E} | G262 | Commercial Kitchen Laundry {G} | Fryer - Any Vat - Tier 2 - GH - Foodservice | [6 empty] | Tier 2 any vat size foodservice fryer using natural gas | Appliances | Commercial Kitchen |  |  | 569 |  | Therm | per unit | PSE-deemed | Other Utility |  | 4000 |  | 4521 |  | 11 |  | Comm Cooking |  | 1357 | 0 | 0
Commercial | E262 | 18230716 | Commercial Kitchen Laundry {E} | G262 | Commercial Kitchen Laundry {G} | Fryer - Any Vat - Tier 2 - GH - Foodservice - Seattle | [6 empty] | Tier 2 any vat size foodservice fryer using natural gas: Seattle business | Appliances | Commercial Kitchen |  |  | 194 |  | Therm | per unit | PSE-deemed | Other Utility |  | 1500 |  | 3033 |  | 11 |  | Comm Cooking |  | 1357 | 0 | 0
Commercial | E262 | 18230716 | Commercial Kitchen Laundry {E} | G262 | Commercial Kitchen Laundry {G} | DCV - Single - 2 hp - Foodservice - GO | [6 empty] | 2 horsepower single phase demand control ventilation system: foodservice; natural gas only customer | HVAC | Ventilation |  |  | 244 |  | Therm | per unit | PSE-deemed | Engineering |  | 2500 |  | 2871.96 |  | 15 |  | Comm Space Heat |  | 0 | 0 | 0
Commercial | E262 | 18230716 | Commercial Kitchen Laundry {E} | G262 | Commercial Kitchen Laundry {G} | DCV - Single - 6 hp - Foodservice - C | [6 empty] | 6 horsepower single phase demand control ventilation system: foodservice; dual fuel customer | HVAC | Ventilation | 7506 |  | 732 |  | Dual | per unit | PSE-deemed | Engineering | 7500 | 7500 | 7739.59 | 8615.88 |  | 15 |  | Comm Space Heat | Comm Space Heat | 0 | 0 | 0
Commercial | E262 | 18230716 | Commercial Kitchen Laundry {E} | G262 | Commercial Kitchen Laundry {G} | Holding Unit - 18 Bins - Foodservice | [6 empty] | 18 bin foodservice holding unit | Appliances | Commercial Kitchen | 2934 |  |  |  | kWh | per unit | PSE-deemed | Other Utility | 2700 |  | 2737.26 |  |  | 12 |  | Comm Cooking |  | 0 | 0 | 0
Commercial | E262 | 18230716 | Commercial Kitchen Laundry {E} | G262 | Commercial Kitchen Laundry {G} | Toaster - Conveyor - 208V or 240V - Foodservice | [6 empty] | 208 or 240 volt foodservice conveyor toaster | Appliances | Toaster | 2780 |  |  |  | kWh | per unit | PSE-deemed | Other Utility | 250 |  | 232.83 |  |  | 12 |  | Comm Cooking |  | 0 | 0 | 0
Commercial | E262 | 18230716 | Commercial Kitchen Laundry {E} | G262 | Commercial Kitchen Laundry {G} | Steamer - Any Size - EH - Foodservice | [6 empty] | Any size foodservice steamer using electricity | Appliances | Commercial Kitchen | 31580 |  |  |  | kWh | per unit | PSE-deemed | Other Utility | 3500 |  | 2758 |  |  | 12 |  | Comm Cooking |  | 1994.37 | 0 | 0
Commercial | E262 | 18230716 | Commercial Kitchen Laundry {E} | G262 | Commercial Kitchen Laundry {G} | Steamer - Any Size - GH - Foodservice | [6 empty] | Any size foodservice steamer using natural gas | Appliances | Commercial Kitchen |  |  | 3070 |  | Therm | per unit | PSE-deemed | Other Utility |  | 3500 |  | 2059 |  | 12 |  | Comm Cooking |  | 1994.37 | 0 | 0
Commercial | E262 | 18230716 | Commercial Kitchen Laundry {E} | G262 | Commercial Kitchen Laundry {G} | Cooktop - 1 Burner - EH - Foodservice | [6 empty] | 1 burner foodservice cooktop using electricity | Appliances | Cooktop | 233 |  |  |  | kWh | per unit | PSE-deemed | Other Utility | 250 |  | 669.68 |  |  | 12 |  | Comm Cooking |  | 0 | 0 | 0
Commercial | E262 | 18230716 | Commercial Kitchen Laundry {E} | G262 | Commercial Kitchen Laundry {G} | Cooktop - 4 Burners - GH - Foodservice | [6 empty] | 4 burner foodservice cooktop using natural gas | Appliances | Cooktop |  |  | 184 |  | Therm | per unit | PSE-deemed | Other Utility |  | 1000 |  | 1353.76 |  | 12 |  | Comm Cooking |  | 0 | 0 | 0
Commercial | E262 | 18230716 | Commercial Kitchen Laundry {E} | G262 | Commercial Kitchen Laundry {G} | Cooktop - 6 Burners - GH - Foodservice | [6 empty] | 6 burner foodservice cooktop using natural gas | Appliances | Cooktop |  |  | 276 |  | Therm | per unit | PSE-deemed | Other Utility |  | 1500 |  | 2030.64 |  | 12 |  | Comm Cooking |  | 0 | 0 | 0
Commercial | E262 | 18230716 | Commercial Kitchen Laundry {E} | G262 | Commercial Kitchen Laundry {G} | Cooktop - 8 Burners - GH - Foodservice | [6 empty] | 8 burner foodservice cooktop using natural gas | Appliances | Cooktop |  |  | 368 |  | Therm | per unit | PSE-deemed | Other Utility |  | 2000 |  | 2707.52 |  | 12 |  | Comm Cooking |  | 0 | 0 | 0
Commercial | E262 | 18230716 | Commercial Kitchen Laundry {E} | G262 | Commercial Kitchen Laundry {G} | Oven - Convection - Double - Tier 1 - GH - Foodservice | [6 empty] | Tier 1 double foodservice convection oven using natural gas | Appliances | Commercial Kitchen |  |  | 532 |  | Therm | per unit | PSE-deemed | Other Utility |  | 4000 |  | 4551.08 |  | 12 |  | Comm Cooking |  | 0 | 0 | 0
Commercial | E262 | 18230716 | Commercial Kitchen Laundry {E} | G262 | Commercial Kitchen Laundry {G} | Oven - Convection - Double - Tier 2 - GH - Foodservice | [6 empty] | Tier 2 double foodservice convection oven using natural gas | Appliances | Commercial Kitchen |  |  | 622 |  | Therm | per unit | PSE-deemed | Other Utility |  | 6000 |  | 6665.86 |  | 12 |  | Comm Cooking |  | 0 | 0 | 0
Commercial | E262 | 18230716 | Commercial Kitchen Laundry {E} | G262 | Commercial Kitchen Laundry {G} | Oven - Convection - Full - Tier 1 - GH - Foodservice | [6 empty] | Tier 1 full-size foodservice convection oven using natural gas | Appliances | Commercial Kitchen |  |  | 266 |  | Therm | per unit | PSE-deemed | Other Utility |  | 2000 |  | 2275.54 |  | 12 |  | Comm Cooking |  | 0 | 0 | 0
Commercial | E262 | 18230716 | Commercial Kitchen Laundry {E} | G262 | Commercial Kitchen Laundry {G} | Oven - Convection - Full - Tier 2 - GH - Foodservice | [6 empty] | Tier 2 full-size foodservice convection oven using natural gas | Appliances | Commercial Kitchen |  |  | 311 |  | Therm | per unit | PSE-deemed | Other Utility |  | 3000 |  | 3332.93 |  | 12 |  | Comm Cooking |  | 0 | 0 | 0
Commercial | E262 | 18230716 | Commercial Kitchen Laundry {E} | G262 | Commercial Kitchen Laundry {G} | Incentive - Sales - Cooktop - EH - Foodservice | [6 empty] | Sales incentive for cooktop using electricity: foodservice | Behavior | Sales Incentive | 0 |  |  |  | kWh | per unit |  |  | 100 |  | 0 | [6 empty] | 0 | 0 | 0
Commercial | E262 | 18230716 | Commercial Kitchen Laundry {E} | G262 | Commercial Kitchen Laundry {G} | Incentive - Sales - Cooktop - GH - Foodservice | [6 empty] | Sales incentive for cooktop using natural gas: foodservice | Behavior | Sales Incentive |  |  | 0 |  | Therm | per unit |  |  |  | 100 |  | 0 | [5 empty] | 0 | 0 | 0
Commercial | E262 | 18230716 | Commercial Kitchen Laundry {E} | G262 | Commercial Kitchen Laundry {G} | Incentive - Sales - Toaster - Conveyor - EH - Foodservice | [6 empty] | Sales incentive for conveyor toaster using electricity: foodservice | Behavior | Sales Incentive | 0 |  |  |  | kWh | per unit |  |  | 50 |  | 0 | [6 empty] | 0 | 0 | 0
Commercial | E262 | 18230718 | Commercial HVAC {E} | G262 | Commercial HVAC {G} | Thermostat - Web Enabled - HP Heating - Comm | [6 empty] | Commercial use web-enabled thermostat: heat pump heating | Controls | Thermostat | 116 |  |  |  | kWh | varies | PSE-deemed | RTF Derived | 200 |  | 74.22 |  |  | 10 |  | Comm Space Heat |  | -2.12 | 0.01 | 0
Commercial | E262 | 18230718 | Commercial HVAC {E} | G262 | Commercial HVAC {G} | Thermostat - Web Enabled - GP Heating - Comm | [6 empty] | Commercial use web-enabled thermostat: gas pack heating | Controls | Thermostat | 51 |  | 6 |  | Dual | varies | PSE-deemed | RTF Derived | 200 | 0 | 74.22 | 0 |  | 10 |  | Comm Space Heat | Comm Space Heat | 0 | 0 | 0
Commercial | E262 | 18230718 | Commercial HVAC {E} | G262 | Commercial HVAC {G} | Supply Fan VFD and Controller - RTU - 10 to 20 Tons - Gas Pack - Comm | [6 empty] | Supply fan variable frequency drive and economizer controller for gas pack rooftop unit: 10 to 20 ton capacity; commercial structure | Controls | HVAC Control | 522 |  |  |  | kWh | varies | PSE-deemed | RTF Derived | 1000 |  | 225.2 |  |  | 15 |  | Comm Flat |  | 6.73 | 0 | 0
Commercial | E262 | 18230718 | Commercial HVAC {E} | G262 | Commercial HVAC {G} | Heat Pump - Ductless - from Zonal - Comm | [6 empty] | Zonal heating to ductless heat pump conversion: commercial structure | HVAC | Heat Pump | 1589 |  |  |  | kWh | per ton | PSE-deemed | Engineering | 1000 |  | 2115.35 |  |  | 15 |  | Comm Space Heat |  | 0 | 0 | 0
Commercial | E262 | 18230718 | Commercial HVAC {E} | G262 | Commercial HVAC {G} | Heat Pump - Ductless - from Zonal - Comm | [6 empty] | Zonal heating to ductless heat pump conversion: commercial structure | HVAC | Heat Pump | 1589 |  |  |  | kWh | per ton | PSE-deemed | Engineering | 1000 |  | 3115.01 |  |  | 15 |  | Comm Space Heat |  | 0 | 0 | 0
Commercial | E262 | 18230718 | Commercial HVAC {E} | G262 | Commercial HVAC {G} | Windows - Any Pane - U26 - from SP U116 - GH - Comm | [6 empty] | Any pane windows: U-factor 0.26; from 1.16 single pane; commercial structure heated with natural gas | Weatherization | Window | 9.43 |  | 0.87 |  | Dual | square foot | PSE-deemed | Engineering | 20 | 0 | 54.4 | 0 |  | 45 |  | Comm Space Heat | Comm Space Heat | 0 | 0 | 0
Commercial | E262 | 18230718 | Commercial HVAC {E} | G262 | Commercial HVAC {G} | Windows - Any Pane - U26 - from DP U63 - GH - Comm | [6 empty] | Any pane windows: U-factor 0.26; from 0.63 double pane; commercial structure heated with natural gas | Weatherization | Window | 4.25 |  | 0.42 |  | Dual | square foot | PSE-deemed | Engineering | 9 | 0 | 17.55 | 0 |  | 45 |  | Comm Space Heat | Comm Space Heat | 0 | 0 | 0
Commercial | E262 | 18230718 | Commercial HVAC {E} | G262 | Commercial HVAC {G} | Insulation - Attic - R26 - EH - Comm | [6 empty] | R26 attic insulation: commercial structure heated with electricity | Weatherization | Insulation | 1.48 |  |  |  | kWh | square foot | PSE-deemed | Engineering | 1.4 |  | 1.64 |  |  | 45 |  | Comm Space Heat |  | 0 | 0 | 0
Commercial | E262 | 18230718 | Commercial HVAC {E} | G262 | Commercial HVAC {G} | Insulation - Attic - R26 - GH - Comm | [6 empty] | R26 attic insulation: commercial structure heated with natural gas | Weatherization | Insulation | 1.17 |  | 0.18 |  | Dual | square foot | PSE-deemed | Engineering | 1.4 | 0 | 1.64 | 0 |  | 45 |  | Comm Space Heat | Comm Space Heat | 0 | 0 | 0
Commercial | E262 | 18230718 | Commercial HVAC {E} | G262 | Commercial HVAC {G} | Insulation - Attic - R48 or higher - EH - Comm | [6 empty] | R48 or higher attic insulation: commercial structure heated with electricity | Weatherization | Insulation | 1.64 |  |  |  | kWh | square foot | PSE-deemed | Engineering | 1.5 |  | 2.57 |  |  | 45 |  | Comm Space Heat |  | 0 | 0 | 0
Commercial | E262 | 18230718 | Commercial HVAC {E} | G262 | Commercial HVAC {G} | Insulation - Attic - R48 or higher - GH - Comm | [6 empty] | R48 or higher attic insulation: commercial structure heated with natural gas | Weatherization | Insulation | 1.29 |  | 0.2 |  | Dual | square foot | PSE-deemed | Engineering | 1.5 | 0 | 2.57 | 0 |  | 45 |  | Comm Space Heat | Comm Water Heat | 0 | 0 | 0
Commercial | E262 | 18230718 | Commercial HVAC {E} | G262 | Commercial HVAC {G} | Insulation - Wall - R14 - GH - Comm | [6 empty] | R14 wall insulation: commercial structure heated with natural gas | Weatherization | Insulation | 0.91 |  | 0.1 |  | Dual | square foot | PSE-deemed | Engineering | 0.75 | 0 | 3.04 | 0 |  | 45 |  | Comm Space Heat | Comm Space Heat | 0 | 0 | 0
Commercial | E262 | 18230718 | Commercial HVAC {E} | G262 | Commercial HVAC {G} | Insulation - Wall - R18 or higher - EH - Comm | [6 empty] | R18 or higher wall insulation: commercial structure heated with electricity | Weatherization | Insulation | 0.93 |  |  |  | kWh | square foot | PSE-deemed | Engineering | 1 |  | 4.33 |  |  | 45 |  | Comm Space Heat |  | 0 | 0 | 0
Commercial | E262 | 18230718 | Commercial HVAC {E} | G262 | Commercial HVAC {G} | Insulation - Wall - R18 or higher - GH - Comm | [6 empty] | R18 or higher wall insulation: commercial structure heated with natural gas | Weatherization | Insulation | 1.04 |  | 0.11 |  | Dual | square foot | PSE-deemed | Engineering | 1 | 0 | 4.33 | 0 |  | 45 |  | Comm Space Heat | Comm Space Heat | 0 | 0 | 0
Commercial | E262 | 18230718 | Commercial HVAC {E} | G262 | Commercial HVAC {G} | Insulation - Attic - R26 - GH - Comm - C | [6 empty] | R26 attic insulation: commercial structure heated with natural gas; dual fuel customer | Weatherization | Insulation | 1.17 |  | 0.18 |  | Dual | square foot | PSE-deemed | Engineering | 1.4 | 0 | 1.64 | 0 |  | 45 |  | Comm Space Heat | Comm Space Heat | 0 | 0 | 0
Commercial | E262 | 18230718 | Commercial HVAC {E} | G262 | Commercial HVAC {G} | Windows - Any Pane - U26 - from SP U116 - EH - Comm - EO | [6 empty] | Any pane windows: U-factor 0.26; from 1.16 single pane; commercial structure heated with electricity; electric-only customer | Weatherization | Window | 12.24 |  |  |  | kWh | square foot | PSE-deemed | Engineering | 20 | 0 | 54 |  |  | 45 |  | Comm Space Heat |  | 0 | 0 | 0
Commercial | E262 | 18230718 | Commercial HVAC {E} | G262 | Commercial HVAC {G} | Windows - Any Pane - U26 - from SP U116 - GH - Comm - C | [6 empty] | Any pane windows: U-factor 0.26; from 1.16 single pane; commercial structure heated with natural gas; dual fuel customer | Weatherization | Window | 9.43 |  | 0.87 |  | Dual | square foot | PSE-deemed | Engineering | 20 | 0 | 54.4 | 0 |  | 45 |  | Comm Space Heat | Comm Space Heat | 0 | 0 | 0
Commercial | E262 | 18230718 | Commercial HVAC {E} | G262 | Commercial HVAC {G} | Windows - Any Pane - U26 - from SP U116 - GH - Comm - GO | [6 empty] | Any pane windows: U-factor 0.26; from 1.16 single pane; commercial structure heated with natural gas; natural gas only customer | Weatherization | Window |  |  | 0.87 |  | Therm | square foot | PSE-deemed | Engineering |  | 20 |  | 54.4 |  | 45 |  | Comm Space Heat |  | 0 | 0 | 0
Commercial | E262 | 18230718 | Commercial HVAC {E} | G262 | Commercial HVAC {G} | Thermostat - Web Enabled - GP - Comm - C | [6 empty] | Web-enabled thermostat: commercial structure with gas pack unit; dual fuel customer | Controls | Thermostat | 51 |  | 6 |  | Dual | varies | PSE-deemed | RTF Derived | 200 | 0 | 74.22 | 0 |  | 10 |  | Comm Space Heat | Comm Space Heat | 0 | 0 | 0
Commercial | E262 | 18231134 | Small Business Direct Install {E} | G262 | Small Business Direct Install {G} | HVAC - Other - Custom | [6 empty] | Custom HVAC measure: other | HVAC | HVAC System |  |  |  |  | Dual | calculated | Custom | [6 empty] | 15 |  | Comm Flat
Commercial | E262 | 18231134 | Small Business Direct Install {E} | G262 | Small Business Direct Install {G} | Lighting - Custom | [6 empty] | Custom lighting measure | Lighting | Area Lighting |  |  |  |  | Dual | calculated | Custom | [6 empty] | 20 |  | Comm Lighting
Commercial | E262 | 18231134 | Small Business Direct Install {E} | G262 | Small Business Direct Install {G} | SBDI: Lamp - TLED - 3 ft - 1x - from 3 ft 1x T8 25w | [6 empty] | 1-lamp 3'; tubular LED: replace 3' 1-lamp 25 watt T8 | Lighting | Lamp | 51 |  |  |  | kWh | per unit | PSE-deemed | Engineering | 43 |  | 43 |  |  | 12 |  | Comm Lighting |  | 1.72 | 0 | 0
Commercial | E262 | 18231134 | Small Business Direct Install {E} | G262 | Small Business Direct Install {G} | SBDI: Lamp - TLED - 4 ft - 1x - from 4 ft T12 1x | [6 empty] | 1-lamp 4' tubular LED: replace 1-lamp 4' T12 | Lighting | Lamp | 85 |  |  |  | kWh | per unit | PSE-deemed | Engineering | 43 |  | 43 |  |  | 12 |  | Comm Lighting |  | 2.87 | 0 | 0
Commercial | E262 | 18231134 | Small Business Direct Install {E} | G262 | Small Business Direct Install {G} | SBDI: Lamp - TLED - 4 ft - 2x - from 4 ft T12 2x | [6 empty] | 2-lamp 4' tubular LED: replace 2-lamp; 4' T12 | Lighting | Lamp | 171 |  |  |  | kWh | per unit | PSE-deemed | Engineering | 81 |  | 81 |  |  | 12 |  | Comm Lighting |  | 5.78 | 0 | 0
Commercial | E262 | 18231134 | Small Business Direct Install {E} | G262 | Small Business Direct Install {G} | SBDI: Lamp - TLED - 4 ft - 3x from 4 ft T12 3x | [6 empty] | 3-lamp 4' tubular LED: replace 3-lamp 4' T12 | Lighting | Lamp | 256 |  |  |  | kWh | per unit | PSE-deemed | Engineering | 106 |  | 106 |  |  | 12 |  | Comm Lighting |  | 8.65 | 0 | 0
Commercial | E262 | 18231134 | Small Business Direct Install {E} | G262 | Small Business Direct Install {G} | SBDI: Lamp - TLED - 4 ft - 4x - from 4 ft T12 4x | [6 empty] | 4-lamp 4' tubular LED: replace 4-lamp 4' T12 | Lighting | Lamp | 341 |  |  |  | kWh | per unit | PSE-deemed | Engineering | 133 |  | 133 |  |  | 12 |  | Comm Lighting |  | 11.52 | 0 | 0
Commercial | E262 | 18231134 | Small Business Direct Install {E} | G262 | Small Business Direct Install {G} | SBDI: Lamp - TLED - 4 ft - 4x - from 4 ft T12 HO 4x | [6 empty] | 4-lamp 4' tubular LED: replace 4-lamp 4' high output T12 | Lighting | Lamp | 783 |  |  |  | kWh | per unit | PSE-deemed | Engineering | 133 |  | 133 |  |  | 12 |  | Comm Lighting |  | 26.45 | 0.01 | 0
Commercial | E262 | 18231134 | Small Business Direct Install {E} | G262 | Small Business Direct Install {G} | SBDI: LED Exit Sign | [6 empty] | LED exit sign | Lighting | Signage | 153.3 |  |  |  | kWh | per unit | PSE-deemed | Engineering | 60 |  | 60 |  |  | 9 |  | Comm Flat |  | 4.93 | 0 | 0
Commercial | E262 | 18231134 | Small Business Direct Install {E} | G262 | Small Business Direct Install {G} | SBDI: Fixture - LED - 100w - from 400w HID | [6 empty] | 100w LED fixture: replace 400w high-intensity discharge lamp | Lighting | Fixture | 1130 |  |  |  | kWh | per unit | PSE-deemed | Engineering | 239.32 |  | 239.32 |  |  | 15 |  | Comm Lighting |  | 38.17 | 0.01 | 0
Commercial | E262 | 18231134 | Small Business Direct Install {E} | G262 | Small Business Direct Install {G} | SBDI: Fixture - LED - 20w - from 100w HID | [6 empty] | 20 watt LED fixture: replace 100 watt high intensity discharge lamp | Lighting | Fixture | 457.8 |  |  |  | kWh | per unit | PSE-deemed | Engineering | 176.82 |  | 176.82 |  |  | 15 |  | Comm Lighting |  | 15.47 | 0 | 0
Commercial | E262 | 18231134 | Small Business Direct Install {E} | G262 | Small Business Direct Install {G} | SBDI: Lamp - TLED - 4 ft - 1x - from 4ft T8 32w BBF 1x | [6 empty] | 1-lamp 4' tubular LED: replace 1-lamp; blended ballast factor; 32 watt T8 | Lighting | Lamp | 60 |  |  |  | kWh | per unit | PSE-deemed | Engineering | 43 |  | 43 |  |  | 12 |  | Comm Lighting |  | 2.03 | 0 | 0
Commercial | E262 | 18231134 | Small Business Direct Install {E} | G262 | Small Business Direct Install {G} | SBDI: Lamp - TLED - 4 ft - 2x - from 4 ft T8 28w BBF 2x | [6 empty] | 2-lamp 4' tubular LED: replace 2-lamp; 4' 28 watt blended ballast factor T8 | Lighting | Lamp | 79 |  |  |  | kWh | per unit | PSE-deemed | Engineering | 81 |  | 81 |  |  | 12 |  | Comm Lighting |  | 2.67 | 0 | 0
Commercial | E262 | 18231134 | Small Business Direct Install {E} | G262 | Small Business Direct Install {G} | SBDI: Lamp - TLED - 4 ft - 2x - from 4 ft T8 32w BBF 2x | [6 empty] | 2-lamp 4' tubular LED: replace 2-lamp; 4' 32 watt blended ballast factor T8 | Lighting | Lamp | 120 |  |  |  | kWh | per unit | PSE-deemed | Engineering | 81 |  | 81 |  |  | 12 |  | Comm Lighting |  | 4.05 | 0 | 0
Commercial | E262 | 18231134 | Small Business Direct Install {E} | G262 | Small Business Direct Install {G} | SBDI: Lamp - TLED - 4 ft - 3x - from 4 ft T8 32w BBF 3x | [6 empty] | 3-lamp 4' tubular LED: replace 3-lamp 4' 32 watt blended ballast factor T8 | Lighting | Lamp | 180 |  |  |  | kWh | per unit | PSE-deemed | Engineering | 84 |  | 84 |  |  | 12 |  | Comm Lighting |  | 6.08 | 0 | 0
Commercial | E262 | 18231134 | Small Business Direct Install {E} | G262 | Small Business Direct Install {G} | SBDI: Lamp - TLED - 4 ft - 4x - from 4 ft T8 32w BBF 4x | [6 empty] | 4-lamp 4' tubular LED: replace 4-lamp 4' 32 watt blended ballast factor T8 | Lighting | Lamp | 240 |  |  |  | kWh | per unit | PSE-deemed | Engineering | 106 |  | 106 |  |  | 12 |  | Comm Lighting |  | 8.11 | 0 | 0
Commercial | E262 | 18231134 | Small Business Direct Install {E} | G262 | Small Business Direct Install {G} | SBDI: Fixture - Volumetric - LED - 24w - from 4 ft T12 4x | [6 empty] | 24 watt volumetric LED fixture: replace 4-lamp 4' T12 | Lighting | Fixture | 392 |  |  |  | kWh | per unit | PSE-deemed | Engineering | 140 |  | 140 |  |  | 15 |  | Comm Lighting |  | 14.19 | 0 | 0
Commercial | E262 | 18231134 | Small Business Direct Install {E} | G262 | Small Business Direct Install {G} | SBDI: Fixture - Volumetric - LED - 24w - from 4 ft T8 32w 4x | [6 empty] | 24 watt volumetric LED fixture: replacing 4-lamp 4' 32 watt T8 | Lighting | Fixture | 290 |  |  |  | kWh | per unit | PSE-deemed | Engineering | 140 |  | 140 |  |  | 15 |  | Comm Lighting |  | 10.54 | 0 | 0
Commercial | E262 | 18231134 | Small Business Direct Install {E} | G262 | Small Business Direct Install {G} | SBDI: Fixture - LED - 35w - from 175w HID | [6 empty] | 35 watt LED fixture: replace 175 watt high intensity discharge lamp | Lighting | Fixture | 735 |  |  |  | kWh | per unit | PSE-deemed | Engineering | 218.82 |  | 218.82 |  |  | 15 |  | Comm Lighting |  | 24.83 | 0.01 | 0
Commercial | E262 | 18231134 | Small Business Direct Install {E} | G262 | Small Business Direct Install {G} | SBDI: Fixture - LED - 35w - from 250w HID | [6 empty] | 35 watt LED fixture: replace 250 watt high intensity discharge lamp | Lighting | Fixture | 1075.2 |  |  |  | kWh | per unit | PSE-deemed | Engineering | 218.82 |  | 218.82 |  |  | 15 |  | Comm Lighting |  | 36.31 | 0.01 | 0
Commercial | E262 | 18231134 | Small Business Direct Install {E} | G262 | Small Business Direct Install {G} | SBDI: Fixture - LED - 60w - from 250w HID | [6 empty] | 60 watt LED fixture: replace 250 watt high intensity discharge lamp | Lighting | Fixture | 970.2 |  |  |  | kWh | per unit | PSE-deemed | Engineering | 298.62 |  | 298.62 |  |  | 15 |  | Comm Lighting |  | 32.77 | 0.01 | 0
Commercial | E262 | 18231134 | Small Business Direct Install {E} | G262 | Small Business Direct Install {G} | SBDI: Fixture - LED - 60w - from 400w HID | [6 empty] | 60w LED fixture: replace 400 watt high intensity discharge lamp | Lighting | Fixture | 1671.6 |  |  |  | kWh | per unit | PSE-deemed | Engineering | 471.07 |  | 471.07 |  |  | 15 |  | Comm Lighting |  | 56.48 | 0.02 | 0
Commercial | E262 | 18231134 | Small Business Direct Install {E} | G262 | Small Business Direct Install {G} | SBDI: Fixture - LED - 80w - from 400w HID | [6 empty] | 80w LED fixture: replace 400 watt high intensity discharge lamp | Lighting | Fixture | 1587.6 |  |  |  | kWh | per unit | PSE-deemed | Engineering | 471.07 |  | 471.07 |  |  | 15 |  | Comm Lighting |  | 53.64 | 0.02 | 0
Commercial | E262 | 18231134 | Small Business Direct Install {E} | G262 | Small Business Direct Install {G} | Fixture - LED - 100w - from 4 ft T8 32w HBF 6x - SMB | [6 empty] | 100 watt LED fixture: replacing 6-lamp 4' high ballast factor 32 watt T8 fixture; small or mid-size business | Lighting | Fixture | 349 |  |  |  | kWh | per unit | PSE-deemed | Engineering | 225 |  | 225 |  |  | 15 |  | Comm Lighting |  | 11.79 | 0 | 0
Commercial | E262 | 18231134 | Small Business Direct Install {E} | G262 | Small Business Direct Install {G} | Fixture - LED - 150w - from 4 ft T5 HLO 6x - SMB | [6 empty] | 150 watt LED fixture: replacing 6-lamp 4' high light output T5 fixture; small or mid-size business | Lighting | Fixture | 883 |  |  |  | kWh | per unit | PSE-deemed | Engineering | 225 |  | 225 |  |  | 15 |  | Comm Lighting |  | 29.83 | 0.01 | 0
Commercial | E262 | 18231134 | Small Business Direct Install {E} | G262 | Small Business Direct Install {G} | Fixture - LED - 300w - from 1000w MH - SMB | [6 empty] | 300 watt LED fixture: replacing 1000 watt metal halide fixture; small or mid-size business | Lighting | Fixture | 3276 |  |  |  | kWh | per unit | PSE-deemed | Engineering | 558 |  | 558 |  |  | 15 |  | Comm Lighting |  | 110.66 | 0.03 | 0
Commercial | E262 | 18231134 | Small Business Direct Install {E} | G262 | Small Business Direct Install {G} | Lamp - TLED - 4 ft - 2x - DLR from 4 ft T12 3x - DI - SMB | [6 empty] | 2-lamp 4' tubular LED fixture: delamp and reflector replacing 3-lamp 4' T12; direct install in small to mid-size business | Lighting | Lamp | 290 |  |  |  | kWh | per unit | PSE-deemed | Engineering | 114 |  | 114 |  |  | 12 |  | Comm Lighting |  | 10.4 | 0 | 0
Commercial | E262 | 18231134 | Small Business Direct Install {E} | G262 | Small Business Direct Install {G} | Lamp - TLED - 4 ft - 2x - DLR from 4 ft T12 4x - DI - SMB | [6 empty] | 2-lamp 4' tubular LED fixture: delamp and reflector replacing 4-lamp 4' T12; direct install in small or mid-size business | Lighting | Lamp | 408 |  |  |  | kWh | per unit | PSE-deemed | Engineering | 127 |  | 127 |  |  | 12 |  | Comm Lighting |  | 14.66 | 0 | 0
Commercial | E262 | 18231134 | Small Business Direct Install {E} | G262 | Small Business Direct Install {G} | Lamp - TLED - 4 ft - 2x - DLR from 4 ft T12 HO 4x - DI - SMB | [6 empty] | 2-lamp 4' tubular LED: delamp and reflector replacing 4-lamp 4' high output T12; direct install in small or mid-size business | Lighting | Lamp | 854 |  |  |  | kWh | per unit | PSE-deemed | Engineering | 127 |  | 127 |  |  | 12 |  | Comm Lighting |  | 30.67 | 0.01 | 0
Commercial | E262 | 18231134 | Small Business Direct Install {E} | G262 | Small Business Direct Install {G} | Lamp - TLED - 4 ft - 2x - DLR from 4 ft T8 32w BBF 3x - DI - SMB | [6 empty] | 2-lamp 4' tubular LED fixture: delamp and reflector replacing 3-lamp 4' 32 watt blended ballast factor T8; direct install in small or mid-size business | Lighting | Lamp | 214 |  |  |  | kWh | per unit | PSE-deemed | Engineering | 109 |  | 109 |  |  | 12 |  | Comm Lighting |  | 7.67 | 0 | 0
Commercial | E262 | 18231134 | Small Business Direct Install {E} | G262 | Small Business Direct Install {G} | Lamp - TLED - 4 ft - 2x - DLR from 4 ft T8 32w BBF 4x - DI - SMB | [6 empty] | 2-lamp 4' tubular LED fixture: delamp and reflector replacing 4-lamp 4' 32 watt blended ballast factor T8; direct install in small or mid-size business | Lighting | Lamp | 303 |  |  |  | kWh | per unit | PSE-deemed | Engineering | 135 |  | 135 |  |  | 12 |  | Comm Lighting |  | 10.98 | 0 | 0
Commercial | E262 | 18231134 | Small Business Direct Install {E} | G262 | Small Business Direct Install {G} | Lamp - TLED - 4 ft - 2x - DLR from 4 ft T8 32w BBF 4x - DI - SMB | [6 empty] | 2-lamp 4' tubular LED fixture: delamp and reflector replacing 4-lamp 4' 32 watt blended ballast factor T8; direct install in small or mid-size business | Lighting | Lamp | 306 |  |  |  | kWh | per unit | PSE-deemed | Engineering | 135 |  | 135 |  |  | 12 |  | Comm Lighting |  | 10.98 | 0 | 0
Commercial | E262 | 18231134 | Small Business Direct Install {E} | G262 | Small Business Direct Install {G} | Lamp - TLED - 4 ft - 2x - DLR from 8 ft T12 F96 2x - DI - SMB | [6 empty] | 2-lamp 4' tubular LED fixture: delamp and reflector: replace 2-lamp 8' F96 T12; direct install in small or mid-size business | Lighting | Lamp | 373 |  |  |  | kWh | per unit | PSE-deemed | Engineering | 116 |  | 116 |  |  | 12 |  | Comm Lighting |  | 13.51 | 0 | 0
Commercial | E262 | 18231134 | Small Business Direct Install {E} | G262 | Small Business Direct Install {G} | Lamp - TLED - 4 ft - 2x - DLR from 8 ft T12 F96 2x - DI - SMB | [6 empty] | 2-lamp 4' tubular LED fixture: delamp and reflector: replace 2-lamp 8' F96 T12; direct install in small or mid-size business | Lighting | Lamp | 376 |  |  |  | kWh | per unit | PSE-deemed | Engineering | 116 |  | 116 |  |  | 12 |  | Comm Lighting |  | 13.51 | 0 | 0
Commercial | E262 | 18231134 | Small Business Direct Install {E} | G262 | Small Business Direct Install {G} | Lamp - TLED - 4 ft - 2x - from 8 ft T12 F96 1x - DI - SMB | [6 empty] | 2-lamp 4' tubular LED fixture: replace 1-lamp 8' F96 T12; direct install in small or mid-size business | Lighting | Lamp | 156 |  |  |  | kWh | per unit | PSE-deemed | Engineering | 118 |  | 118 |  |  | 12 |  | Comm Lighting |  | 5.24 | 0 | 0
Commercial | E262 | 18231134 | Small Business Direct Install {E} | G262 | Small Business Direct Install {G} | Lamp - TLED - 4 ft - 2x - from 8 ft T12 HO F96 1x - DI - SMB | [6 empty] | 2-lamp 4' tubular LED fixture: replace 1-lamp 8' high output F96 T12; direct install in small or mid-size business | Lighting | Lamp | 271 |  |  |  | kWh | per unit | PSE-deemed | Engineering | 118 |  | 118 |  |  | 12 |  | Comm Lighting |  | 9.05 | 0 | 0
Commercial | E262 | 18231134 | Small Business Direct Install {E} | G262 | Small Business Direct Install {G} | Lamp - TLED - 4 ft - 4x - from 8 ft T12 F96 2x - DI - SMB | [6 empty] | 4-lamp 4' tubular LED fixture: replace 2-lamp 8' F96 T12; direct install in small or mid-size business | Lighting | Lamp | 309 |  |  |  | kWh | per unit | PSE-deemed | Engineering | 160 |  | 160 |  |  | 12 |  | Comm Lighting |  | 10.44 | 0 | 0
Commercial | E262 | 18231134 | Small Business Direct Install {E} | G262 | Small Business Direct Install {G} | Lamp - TLED - 4 ft - 4x - from 8 ft T12 F96 2x - DI - SMB | [6 empty] | 4-lamp 4' tubular LED fixture: replace 2-lamp 8' F96 T12; direct install in small or mid-size business | Lighting | Lamp | 312 |  |  |  | kWh | per unit | PSE-deemed | Engineering | 160 |  | 160 |  |  | 12 |  | Comm Lighting |  | 10.44 | 0 | 0
Commercial | E262 | 18231134 | Small Business Direct Install {E} | G262 | Small Business Direct Install {G} | Lamp - TLED - 4 ft - 4x - from 8 ft T12 HO F96 2x - DI - SMB | [6 empty] | 4-lamp 4' tubular LED fixture: replace 2-lamp 8' high output F96 T12; direct install in small or mid-size business | Lighting | Lamp | 537 |  |  |  | kWh | per unit | PSE-deemed | Engineering | 176 |  | 176 |  |  | 12 |  | Comm Lighting |  | 18.14 | 0.01 | 0
Commercial | E262 | 18231134 | Small Business Direct Install {E} | G262 | Small Business Direct Install {G} | Lamp - TLED - 4 ft - 4x - from 8 ft T12 HO F96 2x - DI - SMB | [6 empty] | 4-lamp 4' tubular LED fixture: replace 2-lamp 8' high output F96 T12; direct install in small or mid-size business | Lighting | Lamp | 542 |  |  |  | kWh | per unit | PSE-deemed | Engineering | 176 |  | 176 |  |  | 12 |  | Comm Lighting |  | 18.14 | 0.01 | 0
Commercial | E262 | 18231134 | Small Business Direct Install {E} | G262 | Small Business Direct Install {G} | Case Lighting - LED - Low Power - Refrigerated Space - Med Temp - from Single T8 - Restaurant | [6 empty] | Low-power LED case lighting inside medium temperature refrigerated space: replacing single row T8; installed in restaurant | Lighting | Display Lighting | 25.37 |  |  |  | kWh | linear foot | PSE-deemed | RTF Derived | 17 |  | 17 |  |  | 13 |  | Comm Lighting |  | 0.09 | 0 | 0
Commercial | E262 | 18231134 | Small Business Direct Install {E} | G262 | Small Business Direct Install {G} | Case Lighting - LED - Low Power - Refrigerated Space - Med Temp - from Single T8 - Grocery | [6 empty] | Low-power LED case lighting inside medium temperature refrigerated space: replacing single row T8; installed in grocery | Lighting | Display Lighting | 37 |  |  |  | kWh | linear foot | PSE-deemed | RTF Derived | 17 |  | 17 |  |  | 7 |  | Comm Lighting |  | 0.14 | 0 | 0
Commercial | E262 | 18231134 | Small Business Direct Install {E} | G262 | Small Business Direct Install {G} | Case Lighting - LED - Low Power - Refrigerated Space - Med Temp - from Single T12 - Grocery | [6 empty] | Low-power LED case lighting inside medium temperature refrigerated space: replacing single row T12; installed in grocery | Lighting | Display Lighting | 60.64 |  |  |  | kWh | linear foot | PSE-deemed | RTF Derived | 17 |  | 17 |  |  | 7 |  | Comm Lighting |  | 0.22 | 0 | 0
Commercial | E262 | 18231134 | Small Business Direct Install {E} | G262 | Small Business Direct Install {G} | Case Lighting - LED - Low Power - Refrigerated Space - Low Temp - from Single T8 - Grocery | [6 empty] | Low-power LED case lighting inside low temperature refrigerated space: replacing single row T8; installed in grocery | Lighting | Display Lighting | 45.15 |  |  |  | kWh | linear foot | PSE-deemed | RTF Derived | 17 |  | 17 |  |  | 7 |  | Comm Lighting |  | 0.17 | 0 | 0
Commercial | E262 | 18231134 | Small Business Direct Install {E} | G262 | Small Business Direct Install {G} | Case Lighting - LED - Low Power - Refrigerated Space - Low Temp - from Single T12 - Grocery | [6 empty] | Low-power LED case lighting inside low temperature refrigerated space: replacing single row T12; installed in grocery | Lighting | Display Lighting | 74 |  |  |  | kWh | linear foot | PSE-deemed | RTF Derived | 17 |  | 17 |  |  | 7 |  | Comm Lighting |  | 0.27 | 0 | 0
Commercial | E262 | 18231134 | Small Business Direct Install {E} | G262 | Small Business Direct Install {G} | Energy Audit - EH - SMB | [6 empty] | Energy audit for small or mid-size business heated with electricity | Behavior | Energy Assessment | 0 |  |  |  | kWh | per home |  |  | 240 |  | 240 |  |  | 1 |  | Comm Lighting |  | 0 | 0 | 0
Commercial | E262 | 18231134 | Small Business Direct Install {E} | G262 | Small Business Direct Install {G} | Energy Audit - GH - SMB | [6 empty] | Energy audit for small or mid-size business heated with natural gas | Behavior | Energy Assessment |  |  | 0 |  | Therm | per home |  |  |  | 240 |  | 240 |  | 1 |  | Comm Space Heat |  | 0 | 0 | 0
Commercial | E262 | 18231134 | Small Business Direct Install {E} | G262 | Small Business Direct Install {G} | Fixture - LED - Recessed Can - 4 to 6 in - Exterior - SMB | [6 empty] | Exterior 4 to 6 inch recessed can LED fixture in small or mid-size business | Lighting | Fixture | 85 |  |  |  | kWh | per unit | PSE-deemed | Engineering | 100 |  | 100 |  |  | 15 |  | Comm Lighting |  | 0 | 0 | 0
Commercial | E262 | 18231134 | Small Business Direct Install {E} | G262 | Small Business Direct Install {G} | Fixture - LED - Recessed Can - 8 in - Exterior - SMB | [6 empty] | Exterior 8 inch recessed can LED fixture in small or mid-size business | Lighting | Fixture | 61 |  |  |  | kWh | per unit | PSE-deemed | Engineering | 130 |  | 130 |  |  | 15 |  | Comm Lighting |  | 0 | 0 | 0
Commercial | E262 | 18231134 | Small Business Direct Install {E} | G262 | Small Business Direct Install {G} | Fixture - LED - Recessed Can - 4 to 6 in - Interior - SMB | [6 empty] | Interior 4 to 6 inch recessed can LED fixture in small or mid-size business | Lighting | Fixture | 64 |  |  |  | kWh | per unit | PSE-deemed | Engineering | 100 |  | 100 |  |  | 15 |  | Comm Lighting |  | 0 | 0 | 0
Commercial | E262 | 18231134 | Small Business Direct Install {E} | G262 | Small Business Direct Install {G} | Fixture - LED - Recessed Can - 8 in - Interior - SMB | [6 empty] | Interior 8 inch recessed can LED fixture in small or mid-size business | Lighting | Fixture | 46 |  |  |  | kWh | per unit | PSE-deemed | Engineering | 130 |  | 130 |  |  | 15 |  | Comm Lighting |  | 0 | 0 | 0
Commercial | E262 | 18231134 | Small Business Direct Install {E} | G262 | Small Business Direct Install {G} | Aerator - 1.0 gpm - EWH - Foodservice | [6 empty] | 1.0 gpm aerator using electric water heating: foodservice | Water Heating | Aerator | 270.5 |  |  |  | kWh | per unit | PSE-deemed | Engineering | 13.09 |  | 13.09 |  |  | 10 |  | Comm Space Heat |  | 262.04 | 0 | 0
Commercial | E262 | 18231134 | Small Business Direct Install {E} | G262 | Small Business Direct Install {G} | Aerator - 1.0 gpm - GWH - Lodging Guest Room | [6 empty] | 1.0 gpm aerator using natural gas water heating: lodging guest room | Water Heating | Aerator |  |  | 2.9 |  | Therm | per unit | PSE-deemed | Engineering |  | 13.09 |  | 13.09 |  | 10 |  | Comm Water Heat |  | 80.62 | 0 | 0
Commercial | E262 | 18231134 | Small Business Direct Install {E} | G262 | Small Business Direct Install {G} | Aerator - EWH - Restaurant | [6 empty] | Aerator using electric water heating: restaurant | Water Heating | Aerator | 215.1 |  |  |  | kWh | per unit | PSE-deemed | Engineering | 13.09 |  | 13.09 |  |  | 10 |  | Comm Water Heat |  | 256.11 | 0 | 0
Commercial | E262 | 18231134 | Small Business Direct Install {E} | G262 | Small Business Direct Install {G} | Aerator - EWH - Retail | [6 empty] | Aerator using electric water heating: retail | Water Heating | Aerator | 151.6 |  |  |  | kWh | per unit | PSE-deemed | Engineering | 13.09 |  | 13.09 |  |  | 10 |  | Comm Water Heat |  | 180.48 | 0 | 0
Commercial | E262 | 18231134 | Small Business Direct Install {E} | G262 | Small Business Direct Install {G} | Aerator - EWH - Small Office | [6 empty] | Aerator using electric water heating: small office | Water Heating | Aerator | 46.6 |  |  |  | kWh | per unit | PSE-deemed | Engineering | 13.09 |  | 13.09 |  |  | 10 |  | Comm Water Heat |  | 55.5 | 0 | 0
Commercial | E262 | 18231134 | Small Business Direct Install {E} | G262 | Small Business Direct Install {G} | Aerator - EWH - SMB | [6 empty] | Aerator using electric water heating: small or mid-size business | Water Heating | Aerator | 151.6 |  |  |  | kWh | per unit | PSE-deemed | Engineering | 13.09 |  | 13.09 |  |  | 10 |  | Comm Water Heat |  | 180.48 | 0 | 0
Commercial | E262 | 18231134 | Small Business Direct Install {E} | G262 | Small Business Direct Install {G} | Aerator - GWH - Restaurant | [6 empty] | Aerator using natural gas water heating: restaurant | Water Heating | Aerator |  |  | 9.3 |  | Therm | per unit | PSE-deemed | Engineering |  | 13.09 |  | 13.09 |  | 10 |  | Comm Water Heat |  | 256.11 | 0 | 0
Commercial | E262 | 18231134 | Small Business Direct Install {E} | G262 | Small Business Direct Install {G} | Aerator - GWH - Retail | [6 empty] | Aerator using natural gas water heating: retail | Water Heating | Aerator |  |  | 6.5 |  | Therm | per unit | PSE-deemed | Engineering |  | 13.09 |  | 13.09 |  | 10 |  | Comm Water Heat |  | 180.48 | 0 | 0
Commercial | E262 | 18231134 | Small Business Direct Install {E} | G262 | Small Business Direct Install {G} | Aerator - GWH - SMB | [6 empty] | Aerator using natural gas water heating: small or mid-size business | Water Heating | Aerator |  |  | 6.5 |  | Therm | per unit | PSE-deemed | Engineering |  | 13.09 |  | 13.09 |  | 10 |  | Comm Water Heat |  | 180.48 | 0 | 0
Commercial | E262 | 18231134 | Small Business Direct Install {E} | G262 | Small Business Direct Install {G} | Control - Lighting - Occupancy Sensor - 100w to 150w - SMB | [6 empty] | 100 watt to 150 watt occupancy sensor lighting control in small to mid-size business | Controls | Occupancy Sensor | 85.25 |  |  |  | kWh | per unit | PSE-deemed | Engineering | 68 |  | 68 |  |  | 10 |  | Comm Lighting |  | 2.72 | 0 | 0
Commercial | E262 | 18231134 | Small Business Direct Install {E} | G262 | Small Business Direct Install {G} | Control - Lighting - Occupancy Sensor - Over 450w - SMB | [6 empty] | Over 450 watts occupancy sensor lighting control in small to mid-size business | Controls | Occupancy Sensor | 341.01 |  |  |  | kWh | per unit | PSE-deemed | Engineering | 68 |  | 68 |  |  | 10 |  | Comm Lighting |  | 10.87 | 0 | 0
Commercial | E262 | 18231134 | Small Business Direct Install {E} | G262 | Small Business Direct Install {G} | Heat Pump - Packaged Terminal - DI - Lodging | [6 empty] | Packaged terminal heat pump: direct install for lodging | HVAC | Heat Pump | 730 |  |  |  | kWh | per unit | PSE-deemed | Engineering | 1000 |  | 1000 |  |  | 15 |  | Comm Space Heat |  | 0 | 0 | 0
Commercial | E262 | 18231134 | Small Business Direct Install {E} | G262 | Small Business Direct Install {G} | Heat Pump - Packaged Terminal - DI - Lodging | [6 empty] | Packaged terminal heat pump: direct install for lodging | HVAC | Heat Pump | 730 |  |  |  | kWh | per unit | PSE-deemed | Engineering | 1200 |  | 1200 |  |  | 15 |  | Comm Space Heat |  | 0 | 0 | 0
Commercial | E262 | 18231134 | Small Business Direct Install {E} | G262 | Small Business Direct Install {G} | Thermostat Control - Occupancy Based - Setback - 5 Degrees - DI - Lodging | [6 empty] | Occupancy-based thermostat control with 5 degree setback: direct install for lodging | Controls | Occupancy Sensor | 333 |  |  |  | kWh | per unit | PSE-deemed | Engineering | 300 |  | 300 |  |  | 10 |  | Comm Space Heat |  | 0 | 0 | 0
Commercial | E262 | 18231134 | Small Business Direct Install {E} | G262 | Small Business Direct Install {G} | Thermostat Control - Occupancy Based - Setback - 5 Degrees - DI - Lodging | [6 empty] | Occupancy-based thermostat control with 5 degree setback: direct install for lodging | Controls | Occupancy Sensor | 333 |  |  |  | kWh | per unit | PSE-deemed | Engineering | 400 |  | 400 |  |  | 10 |  | Comm Space Heat |  | 0 | 0 | 0
Commercial | E262 | 18231134 | Small Business Direct Install {E} | G262 | Small Business Direct Install {G} | Sprayhead - 0.65 gpm - from 1.6 - EWH - SMB | [6 empty] | 0.65 gpm sprayhead using electric water heating: from 1.6 gpm; small to mid-size business | Water Heating | Sprayhead | 943 |  |  |  | kWh | per unit | PSE-deemed | RTF Derived | 76.3 |  | 76.3 |  |  | 2 |  | Comm Water Heat |  | 160.99 | 0 | 0
Commercial | E262 | 18231134 | Small Business Direct Install {E} | G262 | Small Business Direct Install {G} | Sprayhead - 0.65 gpm - from 2.6 - EWH - SMB | [6 empty] | 0.65 gpm sprayhead using electric water heating: from 2.6 gpm; small to mid-size business | Water Heating | Sprayhead | 2432 |  |  |  | kWh | per unit | PSE-deemed | RTF Derived | 76.3 |  | 76.3 |  |  | 2 |  | Comm Water Heat |  | 415.1 | 0 | 0
Commercial | E262 | 18231134 | Small Business Direct Install {E} | G262 | Small Business Direct Install {G} | Sprayhead - 0.65 gpm - not PI - EWH - SMB | [6 empty] | 0.65 gpm sprayhead using electric water heating: no previous install; small to mid-size business | Water Heating | Sprayhead | 1342 |  |  |  | kWh | per unit | PSE-deemed | RTF Derived | 76.3 |  | 76.3 |  |  | 2 |  | Comm Water Heat |  | 229.15 | 0 | 0
Commercial | E262 | 18231134 | Small Business Direct Install {E} | G262 | Small Business Direct Install {G} | Sprayhead - 0.65 gpm - from 2.2 - GWH - SMB | [6 empty] | 0.65 gpm sprayhead using natural gas water heating: from 2.2 gpm; small to mid-size business | Water Heating | Sprayhead |  |  | 59 |  | Therm | per unit | PSE-deemed | RTF Derived |  | 76.3 |  | 76.3 |  | 2 |  | Comm Water Heat |  | 251.96 | 0 | 0
Commercial | E262 | 18231134 | Small Business Direct Install {E} | G262 | Small Business Direct Install {G} | Sprayhead - 0.65 gpm - from 2.2 - EIE - GWH - SMB | [6 empty] | 0.65 gpm sprayhead using natural gas water heating: from 2.2 gpm; electric interactive effect; small to mid-size business | Water Heating | Sprayhead | 54 |  |  |  | kWh | per unit | PSE-deemed | RTF Derived | 0 |  | 0 |  |  | 2 |  | Comm Water Heat |  | 0 | 0 | 0
Commercial | E262 | 18231134 | Small Business Direct Install {E} | G262 | Small Business Direct Install {G} | Sprayhead - 0.65 gpm - no PI - GWH - SMB | [6 empty] | 0.65 gpm sprayhead using natural gas water heating: no previous install; small to mid-size business | Water Heating | Sprayhead |  |  | 54 |  | Therm | per unit | PSE-deemed | RTF Derived |  | 76.3 |  | 76.3 |  | 2 |  | Comm Water Heat |  | 229.15 | 0 | 0
Commercial | E262 | 18231134 | Small Business Direct Install {E} | G262 | Small Business Direct Install {G} | Sprayhead - 0.65 gpm - no PI - EIE - GWH - SMB | [6 empty] | 0.65 gpm sprayhead using natural gas water heating: no previous install; electric interactive effect; small to mid-size business | Water Heating | Sprayhead | 49 |  |  |  | kWh | per unit | PSE-deemed | RTF Derived | 0 |  | 0 |  |  | 2 |  | Comm Water Heat |  | 0 | 0 | 0
Commercial | E262 | 18231134 | Small Business Direct Install {E} | G262 | Small Business Direct Install {G} | Lamp - TLED - 3 ft - 1x - from 3 ft 1x T8 25w - SMB | [6 empty] | 1-lamp 3' tubular LED: replacing 3' 1-lamp 25 watt T8; small or mid-size business | Lighting | Lamp | 51 |  |  |  | kWh | per unit | PSE-deemed | Engineering | 43 |  | 43 |  |  | 12 |  | Comm Lighting |  | 1.72 | 0 | 0
Commercial | E262 | 18231134 | Small Business Direct Install {E} | G262 | Small Business Direct Install {G} | Lamp - TLED - 3 ft - 1x - from 3 ft T12 1x - SMB | [6 empty] | 1-lamp 3' tubular LED: replacing 3' 1-lamp T12; small or mid-size business | Lighting | Lamp | 99 |  |  |  | kWh | per unit | PSE-deemed | Engineering | 43 |  | 43 |  |  | 12 |  | Comm Lighting |  | 3.31 | 0 | 0
Commercial | E262 | 18231134 | Small Business Direct Install {E} | G262 | Small Business Direct Install {G} | Lamp - TLED - 4 ft - 1x - from 4 ft T12 1x - LCA | [6 empty] | 1-lamp 4' tubular LED: replacing 1-lamp 4' T12; lodging common area | Lighting | Lamp | 230 |  |  |  | kWh | per unit | PSE-deemed | Engineering | 37 |  | 37 |  |  | 12 |  | Comm Lighting |  | 7.77 | 0 | 0
Commercial | E262 | 18231134 | Small Business Direct Install {E} | G262 | Small Business Direct Install {G} | Lamp - TLED - 4 ft - 1x - from 4 ft T12 1x - SMB | [6 empty] | 1-lamp 4' tubular LED: replacing 1-lamp 4' T12; small or mid-size business | Lighting | Lamp | 86 |  |  |  | kWh | per unit | PSE-deemed | Engineering | 43 |  | 43 |  |  | 12 |  | Comm Lighting |  | 2.87 | 0 | 0
Commercial | E262 | 18231134 | Small Business Direct Install {E} | G262 | Small Business Direct Install {G} | Lamp - TLED - 4 ft - 1x - from 4 ft T8 28w BBF 1x - SMB | [6 empty] | 1-lamp 4' tubular LED: replacing 1-lamp blended ballast factor 28 watt T8; small or mid-size business | Lighting | Lamp | 40 |  |  |  | kWh | per unit | PSE-deemed | Engineering | 43 |  | 43 |  |  | 12 |  | Comm Lighting |  | 1.32 | 0 | 0
Commercial | E262 | 18231134 | Small Business Direct Install {E} | G262 | Small Business Direct Install {G} | Lamp - TLED - 4 ft - 1x - from 4 ft T8 32w BBF 1x - SMB | [6 empty] | 1-lamp 4' tubular LED: replacing 1-lamp blended ballast factor 32 watt T8; small to mid-size business | Lighting | Lamp | 61 |  |  |  | kWh | per unit | PSE-deemed | Engineering | 43 |  | 43 |  |  | 12 |  | Comm Lighting |  | 2.03 | 0 | 0
Commercial | E262 | 18231134 | Small Business Direct Install {E} | G262 | Small Business Direct Install {G} | Lamp - TLED - 4 ft - 1x - from 4 ft T8 32w NLO 1x - LCA | [6 empty] | 1-lamp 4' tubular LED: replacing 1-lamp normal light output 32 watt T8; lodging common area | Lighting | Lamp | 145 |  |  |  | kWh | per unit | PSE-deemed | Engineering | 37 |  | 37 |  |  | 12 |  | Comm Lighting |  | 4.9 | 0 | 0
Commercial | E262 | 18231134 | Small Business Direct Install {E} | G262 | Small Business Direct Install {G} | Lamp - TLED - 4 ft - 2x - from 4 ft T12 2x - LCA | [6 empty] | 2-lamp 4' tubular LED: replacing 2-lamp 4' T12; lodging common area | Lighting | Lamp | 460 |  |  |  | kWh | per unit | PSE-deemed | Engineering | 75 |  | 75 |  |  | 12 |  | Comm Lighting |  | 15.54 | 0 | 0
Commercial | E262 | 18231134 | Small Business Direct Install {E} | G262 | Small Business Direct Install {G} | Lamp - TLED - 4 ft - 2x - from 4 ft T12 2x - SMB | [6 empty] | 2-lamp 4' tubular LED: replacing 2-lamp 4' T12; small or mid-size business | Lighting | Lamp | 172 |  |  |  | kWh | per unit | PSE-deemed | Engineering | 81 |  | 81 |  |  | 12 |  | Comm Lighting |  | 5.78 | 0 | 0
Commercial | E262 | 18231134 | Small Business Direct Install {E} | G262 | Small Business Direct Install {G} | Lamp - TLED - 4 ft - 2x - from 4 ft T12 HO 2x - LCA | [6 empty] | 2-lamp 4' tubular LED: replacing 2-lamp 4' high output T12; lodging common area | Lighting | Lamp | 1056 |  |  |  | kWh | per unit | PSE-deemed | Engineering | 75 |  | 75 |  |  | 12 |  | Comm Lighting |  | 35.67 | 0.01 | 0
Commercial | E262 | 18231134 | Small Business Direct Install {E} | G262 | Small Business Direct Install {G} | Lamp - TLED - 4 ft - 2x - from 4 ft T12 HO 2x - SMB | [6 empty] | 2-lamp 4' tubular LED: replacing 2-lamp 4' high output T12; small or mid-size business | Lighting | Lamp | 395 |  |  |  | kWh | per unit | PSE-deemed | Engineering | 81 |  | 81 |  |  | 12 |  | Comm Lighting |  | 13.24 | 0 | 0
Commercial | E262 | 18231134 | Small Business Direct Install {E} | G262 | Small Business Direct Install {G} | Lamp - TLED - 4 ft - 2x - from 4 ft T8 28w BBF 2x - SMB | [6 empty] | 2-lamp 4' tubular LED: replacing 2-lamp 4' 28 watt blended ballast factor T8; small or mid-size business | Lighting | Lamp | 80 |  |  |  | kWh | per unit | PSE-deemed | Engineering | 81 |  | 81 |  |  | 12 |  | Comm Lighting |  | 2.67 | 0 | 0
Commercial | E262 | 18231134 | Small Business Direct Install {E} | G262 | Small Business Direct Install {G} | Lamp - TLED - 4 ft - 2x - from 4 ft T8 32w BBF 2x - SMB | [6 empty] | 2-lamp 4' tubular LED: replacing 2-lamp 4' 32 watt blended ballast factor T8; small or mid-size business | Lighting | Lamp | 121 |  |  |  | kWh | per unit | PSE-deemed | Engineering | 81 |  | 81 |  |  | 12 |  | Comm Lighting |  | 4.05 | 0 | 0
Commercial | E262 | 18231134 | Small Business Direct Install {E} | G262 | Small Business Direct Install {G} | Lamp - TLED - 4 ft - 2x - from 4 ft T8 32w NLO 2x - LCA | [6 empty] | 2-lamp 4' tubular LED: replacing 2-lamp 4' 32 watt low normal output T8; lodging common area | Lighting | Lamp | 290 |  |  |  | kWh | per unit | PSE-deemed | Engineering | 75 |  | 75 |  |  | 12 |  | Comm Lighting |  | 9.8 | 0 | 0
Commercial | E262 | 18231134 | Small Business Direct Install {E} | G262 | Small Business Direct Install {G} | Lamp - TLED - 4 ft - 3x - from 4 ft T12 3x - SMB | [6 empty] | 3-lamp 4' tubular LED: replacing 3-lamp 4' T12; small or mid-size business | Lighting | Lamp | 258 |  |  |  | kWh | per unit | PSE-deemed | Engineering | 106 |  | 106 |  |  | 12 |  | Comm Lighting |  | 8.65 | 0 | 0
Commercial | E262 | 18231134 | Small Business Direct Install {E} | G262 | Small Business Direct Install {G} | Lamp - TLED - 4 ft - 3x - from 4 ft T8 28w BBF 3x - SMB | [6 empty] | 3-lamp 4' tubular LED: replacing 3-lamp 4' 28 watt blended ballast factor T8; small or mid-size business | Lighting | Lamp | 120 |  |  |  | kWh | per unit | PSE-deemed | Engineering | 84 |  | 84 |  |  | 12 |  | Comm Lighting |  | 3.99 | 0 | 0
Commercial | E262 | 18231134 | Small Business Direct Install {E} | G262 | Small Business Direct Install {G} | Lamp - TLED - 4 ft - 3x - from 4 ft T8 32w BBF 3x - SMB | [6 empty] | 3-lamp 4' tubular LED: replacing 3-lamp 4' 32 watt blended ballast factor T8; small or mid-size business | Lighting | Lamp | 182 |  |  |  | kWh | per unit | PSE-deemed | Engineering | 84 |  | 84 |  |  | 12 |  | Comm Lighting |  | 6.08 | 0 | 0
Commercial | E262 | 18231134 | Small Business Direct Install {E} | G262 | Small Business Direct Install {G} | Lamp - TLED - 4 ft - 3x - from 4 ft T8 32w NLO 3x - LCA | [6 empty] | 3-lamp 4' tubular LED: replacing 3-lamp 4' 32 watt normal light output T8; lodging common area | Lighting | Lamp | 358 |  |  |  | kWh | per unit | PSE-deemed | Engineering | 78 |  | 78 |  |  | 12 |  | Comm Lighting |  | 12.09 | 0 | 0
Commercial | E262 | 18231134 | Small Business Direct Install {E} | G262 | Small Business Direct Install {G} | Lamp - TLED - 4 ft - 4x - from 4 ft T12 4x - SMB | [6 empty] | 4-lamp 4' tubular LED: replacing 4-lamp 4' T12; small or mid-size business | Lighting | Lamp | 344 |  |  |  | kWh | per unit | PSE-deemed | Engineering | 133 |  | 133 |  |  | 12 |  | Comm Lighting |  | 11.52 | 0 | 0
Commercial | E262 | 18231134 | Small Business Direct Install {E} | G262 | Small Business Direct Install {G} | Lamp - TLED - 4 ft - 4x - from 4 ft T12 HO 4x - SMB | [6 empty] | 4-lamp 4' tubular LED: replacing 4-lamp 4' high output T12; small or mid-size business | Lighting | Lamp | 790 |  |  |  | kWh | per unit | PSE-deemed | Engineering | 133 |  | 133 |  |  | 12 |  | Comm Lighting |  | 26.45 | 0.01 | 0
Commercial | E262 | 18231134 | Small Business Direct Install {E} | G262 | Small Business Direct Install {G} | Lamp - TLED - 4 ft - 4x - from 4 ft T8 28w BBF 4x - SMB | [6 empty] | 4-lamp 4' tubular LED: replacing 4-lamp 4' 28 watt blended ballast factor T8; small or mid-size business | Lighting | Lamp | 159 |  |  |  | kWh | per unit | PSE-deemed | Engineering | 106 |  | 106 |  |  | 12 |  | Comm Lighting |  | 5.34 | 0 | 0
Commercial | E262 | 18231134 | Small Business Direct Install {E} | G262 | Small Business Direct Install {G} | Lamp - TLED - 4 ft - 4x - from 4 ft T8 32w BBF 4x - SMB | [6 empty] | 4-lamp 4' tubular LED: replacing 4-lamp 4' 32 watt blended ballast factor T8; small or mid-size business | Lighting | Lamp | 242 |  |  |  | kWh | per unit | PSE-deemed | Engineering | 106 |  | 106 |  |  | 12 |  | Comm Lighting |  | 8.11 | 0 | 0
Commercial | E262 | 18231134 | Small Business Direct Install {E} | G262 | Small Business Direct Install {G} | Lamp - TLED - 4 ft - 4x - from 4 ft T8 32w NLO 4x - LCA | [6 empty] | 4-lamp 4' tubular LED: replacing 4-lamp 4' 32 watt normal light output T8; lodging common area | Lighting | Lamp | 886 |  |  |  | kWh | per unit | PSE-deemed | Engineering | 100 |  | 100 |  |  | 12 |  | Comm Lighting |  | 29.93 | 0.01 | 0
Commercial | E262 | 18231134 | Small Business Direct Install {E} | G262 | Small Business Direct Install {G} | Exit Sign - LED - SMB | [6 empty] | LED exit sign: small or mid-size business | Lighting | Signage | 153.3 |  |  |  | kWh | per unit | PSE-deemed | Engineering | 60 |  | 60 |  |  | 9 |  | Comm Flat |  | 4.93 | 0 | 0
Commercial | E262 | 18231134 | Small Business Direct Install {E} | G262 | Small Business Direct Install {G} | Fixture - LED - 100w - from 400w HID - SMB | [6 empty] | 100 watt LED fixture: replacing 400 watt high-intensity discharge lamp; small or mid-size business | Lighting | Fixture | 1140.96 |  |  |  | kWh | per unit | PSE-deemed | Engineering | 239.32 |  | 239.32 |  |  | 15 |  | Comm Lighting |  | 38.17 | 0.01 | 0
Commercial | E262 | 18231134 | Small Business Direct Install {E} | G262 | Small Business Direct Install {G} | Fixture - LED - 20w - from 100w HID - SMB | [6 empty] | 20 watt LED fixture: replacing 100 watt high intensity discharge lamp; small or mid-size business | Lighting | Fixture | 457.8 |  |  |  | kWh | per unit | PSE-deemed | Engineering | 176.82 |  | 176.82 |  |  | 15 |  | Comm Lighting |  | 15.47 | 0 | 0
Commercial | E262 | 18231134 | Small Business Direct Install {E} | G262 | Small Business Direct Install {G} | Fixture - LED - 35w - from 175w HID - SMB | [6 empty] | 35 watt LED fixture: replacing 175 watt high intensity discharge lamp; small or mid-size business | Lighting | Fixture | 735 |  |  |  | kWh | per unit | PSE-deemed | Engineering | 218.82 |  | 218.82 |  |  | 15 |  | Comm Lighting |  | 24.83 | 0.01 | 0
Commercial | E262 | 18231134 | Small Business Direct Install {E} | G262 | Small Business Direct Install {G} | Fixture - LED - 35w - from 250w HID - SMB | [6 empty] | 35 watt LED fixture: replacing 250 watt high intensity discharge lamp; small or mid-size business | Lighting | Fixture | 1075.2 |  |  |  | kWh | per unit | PSE-deemed | Engineering | 218.82 |  | 218.82 |  |  | 15 |  | Comm Lighting |  | 36.31 | 0.01 | 0
Commercial | E262 | 18231134 | Small Business Direct Install {E} | G262 | Small Business Direct Install {G} | Fixture - LED - 60w - from 250w HID - SMB | [6 empty] | 60 watt LED fixture: replacing 250 watt high intensity discharge lamp; small or mid-size business | Lighting | Fixture | 970.2 |  |  |  | kWh | per unit | PSE-deemed | Engineering | 298.62 |  | 298.62 |  |  | 15 |  | Comm Lighting |  | 32.77 | 0.01 | 0
Commercial | E262 | 18231134 | Small Business Direct Install {E} | G262 | Small Business Direct Install {G} | Fixture - LED - 60w - from 400w HID - SMB | [6 empty] | 60 watt LED fixture: replacing 400 watt high intensity discharge lamp; small or mid-size business | Lighting | Fixture | 1671.6 |  |  |  | kWh | per unit | PSE-deemed | Engineering | 471.07 |  | 471.07 |  |  | 15 |  | Comm Lighting |  | 56.48 | 0.02 | 0
Commercial | E262 | 18231134 | Small Business Direct Install {E} | G262 | Small Business Direct Install {G} | Fixture - LED - 80w - from 400w HID - SMB | [6 empty] | 80 watt LED fixture: replacing 400 watt high intensity discharge lamp; small or mid-size business | Lighting | Fixture | 1587.6 |  |  |  | kWh | per unit | PSE-deemed | Engineering | 471.07 |  | 471.07 |  |  | 15 |  | Comm Lighting |  | 53.64 | 0.02 | 0
Commercial | E262 | 18231134 | Small Business Direct Install {E} | G262 | Small Business Direct Install {G} | Fixture - Volumetric - LED - 24w - from 4 ft T12 4x - SMB | [6 empty] | 24 watt volumetric LED fixture: replacing 4-lamp 4' T12; small or mid-size business | Lighting | Fixture | 395 |  |  |  | kWh | per unit | PSE-deemed | Engineering | 140 |  | 140 |  |  | 15 |  | Comm Lighting |  | 14.19 | 0 | 0
Commercial | E262 | 18231134 | Small Business Direct Install {E} | G262 | Small Business Direct Install {G} | Fixture - Volumetric - LED - 24w - from 4 ft T8 32w 3x - SMB | [6 empty] | 24 watt volumetric LED fixture: replacing 3-lamp 4' 32 watt T8; small or mid-size business | Lighting | Fixture | 201 |  |  |  | kWh | per unit | PSE-deemed | Engineering | 140 |  | 140 |  |  | 15 |  | Comm Lighting |  | 7.2 | 0 | 0
Commercial | E262 | 18231134 | Small Business Direct Install {E} | G262 | Small Business Direct Install {G} | Fixture - Volumetric - LED - 24w - from 4 ft T8 32w 4x - SMB | [6 empty] | 24 watt volumetric LED fixture: replacing 4-lamp 4' 32 watt T8; small or mid-size business | Lighting | Fixture | 293 |  |  |  | kWh | per unit | PSE-deemed | Engineering | 140 |  | 140 |  |  | 15 |  | Comm Lighting |  | 10.54 | 0 | 0
Commercial | E250 | 18231137 | Industrial Energy Management {E} | G250 | Industrial Energy Management {G} | Fan - VFD - Custom |  | 15 | 15 |  | 15 |  | Custom VFD measure: fan | Motors | Variable Frequency Drive |  |  |  |  | Dual | calculated | Custom | [6 empty] | 15 |  | Comm Flat
Commercial | E250 | 18231137 | Industrial Energy Management {E} | G250 | Industrial Energy Management {G} | Fan - VFD - Custom |  | 15 | 15 |  | 15 |  | Custom VFD measure: fan | Motors | Variable Frequency Drive |  |  |  |  | Dual | calculated | Custom | [6 empty] | 15 |  | Comm Flat
Commercial | E250 | 18231137 | Industrial Energy Management {E} | G250 | Industrial Energy Management {G} | Motor - Custom |  | 15 | 15 |  | 15 |  | Custom motor measure | Motors | Motor |  |  |  |  | Dual | calculated | Custom | [6 empty] | 15 |  | Comm Flat
Commercial | E250 | 18231137 | Industrial Energy Management {E} | G250 | Industrial Energy Management {G} | Compressor or Dryer or Receiver - Custom |  | 15 | 12 |  | 15 |  | Custom compressed air measure: compressor, dryer, or receiver | Compressed Air | Compressed Air |  |  |  |  | Dual | calculated | Custom | [6 empty] | 15 |  | Comm Flat
Commercial | E250 | 18231137 | Industrial Energy Management {E} | G250 | Industrial Energy Management {G} | Compressor or Dryer or Receiver - Custom |  | 15 | 15 |  | 15 |  | Custom compressed air measure: compressor, dryer, or receiver | Compressed Air | Compressed Air |  |  |  |  | Dual | calculated | Custom | [6 empty] | 15 |  | Comm Flat
Commercial | E250 | 18231137 | Industrial Energy Management {E} | G250 | Industrial Energy Management {G} | Boiler - Hot Water - Custom | Process | 24 | 0 | 24 | 24 |  | Custom water heating measure: hot water boiler | HVAC | HVAC Boiler |  |  |  |  | Dual | calculated | Custom | [6 empty] | 24 |  | Comm Water Heat
Commercial | E250 | 18231137 | Industrial Energy Management {E} | G250 | Industrial Energy Management {G} | Refrigeration - Custom |  | 20 | 20 |  | 20 |  | Custom refrigeration measure | Refrigeration | Refrigeration System |  |  |  |  | Dual | calculated | Custom | [6 empty] | 20 |  | Comm Refrigeration
Commercial | E250 | 18231137 | Industrial Energy Management {E} | G250 | Industrial Energy Management {G} | Refrigeration - Custom |  | 20 | 15 |  | 20 |  | Custom refrigeration measure | Refrigeration | Refrigeration System |  |  |  |  | Dual | calculated | Custom | [6 empty] | 20 |  | Comm Refrigeration
Commercial | E250 | 18231137 | Industrial Energy Management {E} | G250 | Industrial Energy Management {G} | Process - Control - Custom |  | 10 | 10 |  | 10 |  | Custom process control measure | Controls | Process Control |  |  |  |  | Dual | calculated | Custom | [6 empty] | 10 |  | Comm Flat
Commercial | E250 | 18231137 | Industrial Energy Management {E} | G250 | Industrial Energy Management {G} | Process - Modification - Custom |  | 15 | 15 |  | 15 |  | Custom process modification measure | Controls | Process Control |  |  |  |  | Dual | calculated | Custom | [6 empty] | 15 |  | Comm Flat
Commercial | E250 | 18231137 | Industrial Energy Management {E} | G250 | Industrial Energy Management {G} | Process - Modification - Custom | Not Applicable | 15 | 15 | 0 | 15 |  | Custom process modification measure | Controls | Process Control |  |  |  |  | Dual | calculated | Custom | [6 empty] | 15 |  | Comm Flat
Commercial | E250 | 18231137 | Industrial Energy Management {E} | G250 | Industrial Energy Management {G} | Optimization - Refrigeration - O and M - Custom |  | 5 | 5 |  | 5 |  | Custom measure for refrigeration optimization: system maintenance and adjustments | Energy Performance | Optimization |  |  |  |  | Dual | calculated | Custom | [6 empty] | 5 |  | Comm Refrigeration
Commercial | E250 | 18231137 | Industrial Energy Management {E} | G250 | Industrial Energy Management {G} | Optimization - Process Heating - O and M | Process | 5 |  | 5 | 5 |  | Custom measure for process heating optimization: system maintenance and adjustments | Energy Performance | Optimization |  |  |  |  | Dual | calculated | Custom | [6 empty] | 5 |  | Comm Flat
Commercial | E250 | 18231137 | Industrial Energy Management {E} | G250 | Industrial Energy Management {G} | ISEM - Performance Incentive - Year 1 |  | 3 | 3 |  | 3 |  | Year 1 performance incentive for industrial strategic energy management | Behavior | Energy Management |  |  |  |  | Dual | calculated | Custom | [6 empty] | 3 |  | Comm Flat
Commercial | E250 | 18231137 | Industrial Energy Management {E} | G250 | Industrial Energy Management {G} | ISEM - Performance Incentive - Year 1 | Process | 3 |  |  | 3 |  | Year 1 performance incentive for industrial strategic energy management | Behavior | Energy Management |  |  |  |  | Dual | calculated | Custom | [6 empty] | 3 |  | Comm Flat
Commercial | E250 | 18231137 | Industrial Energy Management {E} | G250 | Industrial Energy Management {G} | ISEM - Performance Incentive - Year 1 | Process | 3 | 3 | 3 | 3 |  | Year 1 performance incentive for industrial strategic energy management | Behavior | Energy Management |  |  |  |  | Dual | calculated | Custom | [6 empty] | 3 |  | Comm Flat
Commercial | E250 | 18231137 | Industrial Energy Management {E} | G250 | Industrial Energy Management {G} | ISEM - Performance Incentive - Year 2 |  | 3 | 3 |  | 3 |  | Year 2 performance incentive for industrial strategic energy management | Behavior | Energy Management |  |  |  |  | Dual | calculated | Custom | [6 empty] | 3 |  | Comm Flat
Commercial | E250 | 18231137 | Industrial Energy Management {E} | G250 | Industrial Energy Management {G} | ISEM - Performance Incentive - Year 2 |  | 3 | 3 | 3 | 3 |  | Year 2 performance incentive for industrial strategic energy management | Behavior | Energy Management |  |  |  |  | Dual | calculated | Custom | [6 empty] | 3 |  | Comm Flat
Commercial | E250 | 18231137 | Industrial Energy Management {E} | G250 | Industrial Energy Management {G} | ISEM - Performance Incentive - Year 2 | Not Applicable | 3 | 3 | 0 | 3 |  | Year 2 performance incentive for industrial strategic energy management | Behavior | Energy Management |  |  |  |  | Dual | calculated | Custom | [6 empty] | 3 |  | Comm Flat
Commercial | E250 | 18231137 | Industrial Energy Management {E} | G250 | Industrial Energy Management {G} | ISEM - Performance Incentive - Year 2 | Process | 3 | 3 | 3 | 3 |  | Year 2 performance incentive for industrial strategic energy management | Behavior | Energy Management |  |  |  |  | Dual | calculated | Custom | [6 empty] | 3 |  | Comm Flat
Commercial | E250 | 18231137 | Industrial Energy Management {E} | G250 | Industrial Energy Management {G} | ISEM - Performance Incentive - Year 3 |  | 3 | 3 |  | 3 |  | Year 3 performance incentive for industrial strategic energy management | Behavior | Energy Management |  |  |  |  | Dual | calculated | Custom | [6 empty] | 3 |  | Comm Flat
Commercial | E250 | 18231137 | Industrial Energy Management {E} | G250 | Industrial Energy Management {G} | ISEM - Milestone Incentive 1 |  | 0 | 0 |  | 0 |  | Milestone 1 incentive for industrial strategic energy management | Behavior | Energy Management |  |  |  |  | Dual | calculated | Custom | [6 empty] | 0 |  | Comm Flat
Commercial | E250 | 18231137 | Industrial Energy Management {E} | G250 | Industrial Energy Management {G} | ISEM - Milestone Incentive 1 |  | 0 |  |  | 0 |  | Milestone 1 incentive for industrial strategic energy management | Behavior | Energy Management |  |  |  |  | Dual | calculated | Custom | [6 empty] | 0 |  | Comm Flat
Commercial | E250 | 18231137 | Industrial Energy Management {E} | G250 | Industrial Energy Management {G} | ISEM - Milestone Incentive 1 |  | 0 | 0 |  | 0 |  | Milestone 1 incentive for industrial strategic energy management | Behavior | Energy Management |  |  |  |  | Dual | calculated | Custom | [6 empty] | 0 |  | Comm Flat
Commercial | E250 | 18231137 | Industrial Energy Management {E} | G250 | Industrial Energy Management {G} | ISEM - Milestone Incentive 1 | Not Applicable | 0 | 0 |  | 0 |  | Milestone 1 incentive for industrial strategic energy management | Behavior | Energy Management |  |  |  |  | Dual | calculated | Custom | [6 empty] | 0 |  | Comm Flat
Commercial | E250 | 18231137 | Industrial Energy Management {E} | G250 | Industrial Energy Management {G} | ISEM - Milestone Incentive 1 | Not Applicable | 0 | 0 | 0 | 0 |  | Milestone 1 incentive for industrial strategic energy management | Behavior | Energy Management |  |  |  |  | Dual | calculated | Custom | [6 empty] | 0 |  | Comm Flat
Commercial | E250 | 18231137 | Industrial Energy Management {E} | G250 | Industrial Energy Management {G} | ISEM - Milestone Incentive 1 | Process | 0 |  |  | 0 |  | Milestone 1 incentive for industrial strategic energy management | Behavior | Energy Management |  |  |  |  | Dual | calculated | Custom | [6 empty] | 0 |  | Comm Flat
Commercial | E250 | 18231137 | Industrial Energy Management {E} | G250 | Industrial Energy Management {G} | ISEM - Milestone Incentive 1 | Process | 0 | 0 |  | 0 |  | Milestone 1 incentive for industrial strategic energy management | Behavior | Energy Management |  |  |  |  | Dual | calculated | Custom | [6 empty] | 0 |  | Comm Flat
Commercial | E250 | 18231137 | Industrial Energy Management {E} | G250 | Industrial Energy Management {G} | ISEM - Milestone Incentive 2 |  | 0 |  |  | 0 |  | Milestone 2 incentive for industrial strategic energy management | Behavior | Energy Management |  |  |  |  | Dual | calculated | Custom | [6 empty] | 0 |  | Comm Flat
Commercial | E250 | 18231137 | Industrial Energy Management {E} | G250 | Industrial Energy Management {G} | ISEM - Milestone Incentive 2 |  | 0 | 0 |  | 0 |  | Milestone 2 incentive for industrial strategic energy management | Behavior | Energy Management |  |  |  |  | Dual | calculated | Custom | [6 empty] | 0 |  | Comm Flat
Commercial | E250 | 18231137 | Industrial Energy Management {E} | G250 | Industrial Energy Management {G} | ISEM - Milestone Incentive 2 |  | 0 |  |  | 0 |  | Milestone 2 incentive for industrial strategic energy management | Behavior | Energy Management |  |  |  |  | Dual | calculated | Custom | [6 empty] | 0 |  | Comm Flat
Commercial | E250 | 18231137 | Industrial Energy Management {E} | G250 | Industrial Energy Management {G} | ISEM - Milestone Incentive 2 |  | 0 | 0 | 0 | 0 |  | Milestone 2 incentive for industrial strategic energy management | Behavior | Energy Management |  |  |  |  | Dual | calculated | Custom | [6 empty] | 0 |  | Comm Flat
Commercial | E250 | 18231137 | Industrial Energy Management {E} | G250 | Industrial Energy Management {G} | ISEM - Milestone Incentive 2 | Process | 0 |  |  | 0 |  | Milestone 2 incentive for industrial strategic energy management | Behavior | Energy Management |  |  |  |  | Dual | calculated | Custom | [6 empty] | 0 |  | Comm Flat
Commercial | E250 | 18231137 | Industrial Energy Management {E} | G250 | Industrial Energy Management {G} | ISEM - Milestone Incentive 2 | Process | 0 | 0 | 0 | 0 |  | Milestone 2 incentive for industrial strategic energy management | Behavior | Energy Management |  |  |  |  | Dual | calculated | Custom | [6 empty] | 0 |  | Comm Flat
Commercial | E250 | 18239043 | Telecommunications Efficiency {E} |  |  | HVAC - Other - Custom |  | 15 | 15 |  | 15 |  | Custom HVAC measure: other | HVAC | HVAC System |  |  |  |  | Dual | calculated | Custom | [6 empty] | 15 |  | Comm Flat
Commercial | E250 | 18239043 | Telecommunications Efficiency {E} |  |  | Process - Control - Custom |  | 10 | 10 |  | 10 |  | Custom process control measure | Controls | Process Control |  |  |  |  | Dual | calculated | Custom | [6 empty] | 10 |  | Comm Flat
Commercial | E250 | 18239043 | Telecommunications Efficiency {E} |  |  | Process - Modification - Custom |  | 15 | 10 |  | 15 |  | Custom process modification measure | Controls | Process Control |  |  |  |  | Dual | calculated | Custom | [6 empty] | 15 |  | Comm Flat
Commercial | E250 | 18239043 | Telecommunications Efficiency {E} |  |  | Process - Modification - Custom |  | 15 | 15 |  | 15 |  | Custom process modification measure | Controls | Process Control |  |  |  |  | Dual | calculated | Custom | [6 empty] | 15 |  | Comm Flat
Regional | E254 | 18230421 | NW Energy Efficiency Alliance {E} |  |  | Savings Tracking - kWh | [6 empty] | Savings tracking for kWh | Behavior | Energy Efficiency Adoption |  |  |  |  | kWh | calculated | Calculated |  | 0 |  | 0 | [6 empty] | 0 | 0 | 0
Regional | E292 | 18230713 | Generation Transmission and Distribution {E} |  |  | Conservation Voltage Reduction - Custom |  | 15 |  |  |  |  | Custom measure for conservation voltage reduction | Energy Performance | Generation |  |  |  |  | Dual | calculated | Custom | [6 empty] | 15 |  | Comm Flat
Residential |  |  |  | G214 | SF Existing Space Heat {G} | Integrated Heating System - Space and Water - GH - Res | [6 empty] | Integrated space and water heating system: residential dwelling with natural gas | Combined | Combined |  |  | 104 |  | Therm | per unit | PSE-deemed | Evaluation Study |  | 800 |  | 1502 |  | 20 |  | Res Space Heat |  | 7.7 | 4.57 | 0
Residential |  |  |  | G214 | SF Existing Space Heat {G} | Furnace - 95pc - GH - Res | [6 empty] | 95% efficient furnace: home heated with natural gas | HVAC | Furnace |  |  | 113.24 |  | Therm | per unit | PSE-deemed | Combination |  | 700 |  | 1438 |  | 22 |  | Res Space Heat |  | 33.93 | 18.9 | 0
Residential |  |  |  | G214 | SF Existing Space Heat {G} | Furnace - 95pc - GH - Res | [6 empty] | 95% efficient furnace: home heated with natural gas | HVAC | Furnace |  |  | 45.2 |  | Therm | per unit | RTF-deemed |  |  | 250 |  | 265 |  | 22 |  | Res Space Heat |  | 33.93 | 18.9 | 0
Residential |  |  |  | G214 | SF Existing Space Heat {G} | Furnace - 95pc - GH - Res - MI | [6 empty] | 95% efficient furnace: home heated with natural gas; moderate income customer | HVAC | Furnace |  |  | 105.31 |  | Therm | per unit | PSE-deemed | Combination |  | 1000 |  | 1438 |  | 20 |  | Res Space Heat |  | 30.07 | 0 | 0
Residential |  |  |  | G214 | SF Existing Space Heat {G} | Furnace - 95pc - GH - Res - MI | [6 empty] | 95% efficient furnace: home heated with natural gas; moderate income customer | HVAC | Furnace |  |  | 113.24 |  | Therm | per unit | PSE-deemed | Combination |  | 1400 |  | 1438 |  | 22 |  | Res Space Heat |  | 33.95 | 18.91 | 0
Residential |  |  |  | G214 | SF Existing Space Heat {G} | Furnace - 95pc - GH - Res - MI | [6 empty] | 95% efficient furnace: home heated with natural gas; moderate income customer | HVAC | Furnace |  |  | 45.2 |  | Therm | per unit | PSE-deemed | Combination |  | 750 |  | 265 |  | 22 |  | Res Space Heat |  | 33.95 | 18.91 | 0
Residential |  |  |  | G214 | SF Existing Space Heat {G} | Boiler - Energy Star - 95pc AFUE - GH - Res | [6 empty] | 95% AFUE Energy Star boiler: home heated with natural gas | HVAC | HVAC Boiler |  |  | 98 |  | Therm | per unit | PSE-deemed | Program Staff |  | 700 |  | 1118 |  | 20 |  | Res Space Heat |  | 28.58 | 0 | 0
Residential |  |  |  | G214 | SF Existing Space Heat {G} | Thermostat - Smart - GH - Res | [6 empty] | Smart thermostat: home heated with natural gas | Controls | Thermostat |  |  | 26.7 |  | Therm | per unit | PSE-deemed | RTF Derived |  | 75 |  | 165.03 |  | 7 |  | Res Space Heat |  | 5.16 | 2.36 | 0
Residential |  |  |  | G214 | SF Existing Space Heat {G} | Thermostat - Smart - GH - Res - MI | [6 empty] | Smart thermostat: home heated with natural gas; moderate income customer | Controls | Thermostat |  |  | 26.7 |  | Therm | per unit | RTF-deemed |  |  | 175 |  | 165.03 |  | 7 |  | Res Space Heat |  | 5.16 | 2.36 | 0
Residential |  |  |  | G214 | SF Existing Space Heat {G} | Furnace - 95pc - GH - MH | [6 empty] | 95% efficient furnace: manufactured home heated with natural gas | HVAC | Furnace |  |  | 76 |  | Therm | per unit | PSE-deemed | Combination |  | 1400 |  | 1438 |  | 22 |  | Res Space Heat |  | 0 | 0 | 0
Residential |  |  |  | G214 | SF Existing Space Heat {G} | Furnace - 95pc - GH - MH | [6 empty] | 95% efficient furnace: manufactured home heated with natural gas | HVAC | Furnace |  |  | 30.3 |  | Therm | per unit | RTF-deemed |  |  | 750 |  | 231 |  | 22 |  | Res Space Heat |  | 0 | 0 | 0
Residential |  |  |  | G214 | SF Existing Space Heat {G} | Thermostat - Smart - GH - Res - TDSM - Duvall | [6 empty] | Smart thermostat: home heated with natural gas; TDSM participant in Duvall | Controls | Thermostat |  |  | 26.7 |  | Therm | per unit | PSE-deemed | RTF Derived |  | 350 |  | 165.03 |  | 7 |  | Res Space Heat |  | 5.16 | 2.36 | 0
Residential |  |  |  | G214 | SF Existing Space Heat {G} | Furnace - 95pc - GH - Res - TDSM - Duvall | [6 empty] | 95% efficient furnace: home heated with natural gas; TDSM participant in Duvall | HVAC | Furnace |  |  | 113.24 |  | Therm | per unit | PSE-deemed | Combination |  | 1780 |  | 1438 |  | 22 |  | Res Space Heat |  | 33.93 | 18.9 | 0
Residential |  |  |  | G214 | SF Existing Space Heat {G} | Furnace - 95pc - GH - Res - TDSM - Duvall | [6 empty] | 95% efficient furnace: home heated with natural gas; TDSM participant in Duvall | HVAC | Furnace |  |  | 45.2 |  | Therm | per unit | PSE-deemed | Combination |  | 1150 |  | 265 |  | 22 |  | Res Space Heat |  | 33.95 | 18.91 | 0
Residential |  |  |  | G214 | SF Existing Space Heat {G} | Furnace - Hybrid System - GH - SF or DX | [6 empty] | Hybrid heating system furnace: single family or duplex dwelling heated with natural gas | HVAC | Furnace |  |  | 56.62 |  | Therm | per unit | PSE-deemed | Combination |  | 700 |  | 1438 |  | 22 |  | Res Space Heat |  | 16.96 | 9.45 | 0
Residential |  |  |  | G214 | SF Existing Space Heat {G} | Furnace - Hybrid System - GH - SF or DX | [6 empty] | Hybrid heating system furnace: single family or duplex dwelling heated with natural gas | HVAC | Furnace |  |  | 22.6 |  | Therm | per unit | PSE-deemed | Combination |  | 250 |  | 265 |  | 22 |  | Res Space Heat |  | 16.96 | 9.45 | 0
Residential |  |  |  | G214 | SF Existing Space Heat {G} | Thermostat - Smart - GH - Res - TAN - LTO - b | [6 empty] | Smart thermostat: home heated with natural gas; Trade Ally Network contractor; limited-time offer Option B | Controls | Thermostat |  |  | 26.7 |  | Therm | per unit | RTF-deemed |  |  | 150 |  | 165.03 |  | 7 |  | Res Space Heat |  | 5.16 | 2.36 | 0
Residential |  | 92303001 | Home Electrification Assessments {E} |  |  | Assessment - Electrification - EH - SF or MH or DX | [6 empty] | Electrification assessment for single family, manufactured home, or duplex dwelling heated with electricity | Behavior | Energy Assessment | 0 |  |  |  | kWh | per home |  |  | 209.94 |  | 209.94 |  |  | 1 |  | SF Space Heat |  | 0 | 0 | 0
Residential |  | 92303001 | Home Electrification Assessments {E} |  |  | Assessment - Electrification - GH - SF or MH or DX | [6 empty] | Electrification assessment for single family, manufactured home, or duplex dwelling heated with natural gas | Behavior | Energy Assessment |  |  | 0 |  | Therm | per home |  |  |  | 209.94 |  | 209.94 |  | 1 |  | Res Space Heat |  | 0 | 0 | 0
Residential | E201 | 18230611 | Low Income Weatherization {E} | G201 | Low Income Weatherization {G} | Ground Vapor Barrier - Res - LI | [6 empty] | Ground vapor barrier: residential low income customer | Weatherization | Barrier | 0 |  | 0 |  | Dual | per home |  |  | 0 | 0 | 0 | 0 | [5 empty] | 0 | 0 | 0
Residential | E201 | 18230611 | Low Income Weatherization {E} | G201 | Low Income Weatherization {G} | Sealing - Air - Bath Fan Timer - EH - MF - LI | [6 empty] | Bath fan timer air sealing: multi-family dwelling heated with electricity; low income customer | Weatherization | Sealing | 0 |  |  |  | kWh | per unit |  |  | 50 |  | 50 |  |  | 30 |  | MF Space Heat |  | 0 | 0 | 0
Residential | E201 | 18230611 | Low Income Weatherization {E} | G201 | Low Income Weatherization {G} | Sealing - Air - Ceiling - EH - MF - LI | [6 empty] | Ceiling air sealing: multi-family dwelling heated with electricity; low income customer | Weatherization | Sealing | 0 |  |  |  | kWh | per unit |  |  | 1.3 |  | 1.3 |  |  | 45 |  | MF Space Heat |  | 0 | 0 | 0
Residential | E201 | 18230611 | Low Income Weatherization {E} | G201 | Low Income Weatherization {G} | Sealing - Air - Package - EH - MF - LI | [6 empty] | Package air sealing: multi-family dwelling heated with electricity; low income customer | Weatherization | Sealing | 764 |  |  |  | kWh | per home | PSE-deemed | Evaluation Study | 0 |  | 0 |  |  | 45 |  | MF Space Heat |  | 68.74 | 10.58 | 0
Residential | E201 | 18230611 | Low Income Weatherization {E} | G201 | Low Income Weatherization {G} | Sealing - Air - Package - SIR - 20 or more units - EH - Res - LI | [6 empty] | Package air sealing using Savings-to-Investment Ratio: 20 or more units; home heated with electricity; low income customer | Weatherization | Sealing |  |  |  |  | kWh | calculated | Custom | [10 empty] | 0 | 0 | 0
Residential | E201 | 18230611 | Low Income Weatherization {E} | G201 | Low Income Weatherization {G} | Sealing - Air - Prescriptive - EH - MH - LI | [6 empty] | Prescriptive air sealing: manufactured home heated with electricity; low income customer | Weatherization | Sealing | 0.34 |  |  |  | kWh | per unit | RTF-deemed |  | 1.58 |  | 1.58 |  |  | 25 |  | SF Space Heat |  | 0.03 | 0 | 0
Residential | E201 | 18230611 | Low Income Weatherization {E} | G201 | Low Income Weatherization {G} | Sealing - Air - Prescriptive - EH - SF - LI | [6 empty] | Prescriptive air sealing: single family dwelling heated with electricity; low income customer | Weatherization | Sealing | 0.13 |  |  |  | kWh | per unit | RTF-deemed |  | 1.81 |  | 1.81 |  |  | 15 |  | SF Space Heat |  | 0.01 | 0 | 0
Residential | E201 | 18230611 | Low Income Weatherization {E} | G201 | Low Income Weatherization {G} | Sealing - Air - Prescriptive - GH - MH - LI | [6 empty] | Prescriptive air sealing: manufactured home heated with natural gas; low income customer | Weatherization | Sealing |  |  | 0.02 |  | Therm | per unit | RTF-deemed |  |  | 1.58 |  | 1.58 |  | 25 |  | Res Space Heat |  | 0 | 0 | 0
Residential | E201 | 18230611 | Low Income Weatherization {E} | G201 | Low Income Weatherization {G} | Sealing - Air - Prescriptive - GH - SF - LI | [6 empty] | Prescriptive air sealing: single family dwelling heated with natural gas; low income customer | Weatherization | Sealing |  |  | 0.01 |  | Therm | per unit | RTF-deemed |  |  | 1.81 |  | 1.81 |  | 15 |  | Res Space Heat |  | 0 | 0 | 0
Residential | E201 | 18230611 | Low Income Weatherization {E} | G201 | Low Income Weatherization {G} | Sealing - Air - Wall - EH - MF - LI | [6 empty] | Wall air sealing: multi-family dwelling heated with electricity; low income customer | Weatherization | Sealing | 0 |  |  |  | kWh | per unit |  |  | 3.01 |  | 3.01 |  |  | 45 |  | MF Space Heat |  | 0 | 0 | 0
Residential | E201 | 18230611 | Low Income Weatherization {E} | G201 | Low Income Weatherization {G} | Sealing - Duct - EH - MH - LI | [6 empty] | Duct sealing: manufactured home heated with electricity; low income customer | Weatherization | Sealing | 888 |  |  |  | kWh | per home | PSE-deemed | Other Utility | 714 |  | 714 |  |  | 18 |  | SF Space Heat |  | 246.33 | 46.49 | 0
Residential | E201 | 18230611 | Low Income Weatherization {E} | G201 | Low Income Weatherization {G} | Sealing - Duct - EH - SF - LI | [6 empty] | Duct sealing: single family dwelling heated with electricity; low income customer | Weatherization | Sealing | 1134 |  |  |  | kWh | per home | RTF-deemed |  | 895 |  | 895 |  |  | 20 |  | SF Space Heat |  | 90.03 | 2.08 | 0
Residential | E201 | 18230611 | Low Income Weatherization {E} | G201 | Low Income Weatherization {G} | Sealing - Duct - GH - MH - LI | [6 empty] | Duct sealing: manufactured home heated with natural gas; low income customer | Weatherization | Sealing |  |  | 63 |  | Therm | per home | PSE-deemed | Other Utility |  | 714 |  | 714 |  | 18 |  | Res Space Heat |  | 25.81 | 2.17 | 0
Residential | E201 | 18230611 | Low Income Weatherization {E} | G201 | Low Income Weatherization {G} | Sealing - Duct - GH - SF - LI | [6 empty] | Duct sealing: single family dwelling heated with natural gas; low income customer | Weatherization | Sealing |  |  | 80.6 |  | Therm | per home | PSE-deemed | RTF Derived |  | 895 |  | 895 |  | 20 |  | Res Space Heat |  | 40.07 | 3.6 | 0
Residential | E201 | 18230611 | Low Income Weatherization {E} | G201 | Low Income Weatherization {G} | Sealing - Shell - EH - MH - LI | [6 empty] | Shell sealing: manufactured home heated with electricity; low income customer | Weatherization | Sealing | 0.34 |  |  |  | kWh | per unit | RTF-deemed |  | 1.58 |  | 1.58 |  |  | 25 |  | SF Space Heat |  | 0.19 | 0.16 | 0
Residential | E201 | 18230611 | Low Income Weatherization {E} | G201 | Low Income Weatherization {G} | Sealing - Shell - EH - SF - LI | [6 empty] | Shell sealing: single family dwelling heated with electricity; low income customer | Weatherization | Sealing | 0.13 |  |  |  | kWh | per unit | PSE-deemed | RTF Derived | 1.81 |  | 1.81 |  |  | 15 |  | SF Space Heat |  | 0.04 | 0.03 | 0
Residential | E201 | 18230611 | Low Income Weatherization {E} | G201 | Low Income Weatherization {G} | Sealing - Shell - GH - MH - LI | [6 empty] | Shell sealing: manufactured home heated with natural gas; low income customer | Weatherization | Sealing |  |  | 0.02 |  | Therm | per unit | RTF-deemed |  |  | 1.58 |  | 1.58 |  | 25 |  | Res Space Heat |  | 0.22 | 0.21 | 0
Residential | E201 | 18230611 | Low Income Weatherization {E} | G201 | Low Income Weatherization {G} | Sealing - Shell - GH - SF - LI | [6 empty] | Shell sealing: single family dwelling heated with natural gas; low income customer | Weatherization | Sealing |  |  | 0.01 |  | Therm | per unit | RTF-deemed |  |  | 1.81 |  | 1.81 |  | 15 |  | Res Space Heat |  | 0.05 | 0.05 | 0
Residential | E201 | 18230611 | Low Income Weatherization {E} | G201 | Low Income Weatherization {G} | Furnace - 95pc - GH - SF - LI | [6 empty] | 95% efficient furnace: single family dwelling heated with natural gas; low income customer | HVAC | Furnace |  |  | 45.2 |  | Therm | per unit | PSE-deemed | Combination |  | 5876 |  | 5876 |  | 22 |  | Res Space Heat |  | 54.78 | 0 | 0
Residential | E201 | 18230611 | Low Income Weatherization {E} | G201 | Low Income Weatherization {G} | Detector - Carbon Monoxide - Res - LI | [6 empty] | Carbon monoxide detector installed in home: low income customer | Safety | Safety Equipment | 0 |  | 0 |  | Dual | per unit |  |  | 0 | 0 | 0 | 0 | [5 empty] | 0 | 0 | 0
Residential | E201 | 18230611 | Low Income Weatherization {E} | G201 | Low Income Weatherization {G} | Detector - Smoke - Res - LI | [6 empty] | Smoke detector installed in home: low income customer | Safety | Safety Equipment | 0 |  | 0 |  | Dual | per unit |  |  | 0 | 0 | 0 | 0 | [5 empty] | 0 | 0 | 0
Residential | E201 | 18230611 | Low Income Weatherization {E} | G201 | Low Income Weatherization {G} | Equipment - Personal Protective - Res - LI | [6 empty] | Personal protective equipment: residential low income customer | Safety | Safety Equipment | 0 |  | 0 |  | Dual | per unit |  |  | 0 | 0 | 0 | 0 | [5 empty] | 0 | 0 | 0
Residential | E201 | 18230611 | Low Income Weatherization {E} | G201 | Low Income Weatherization {G} | Furnace - Replacement - Res - LI | [6 empty] | Furnace replacement for home: low income customer | HVAC | Furnace | 0 |  | 0 |  | Dual | per home |  |  | 0 | 0 | 0 | 0 | [5 empty] | 0 | 0 | 0
Residential | E201 | 18230611 | Low Income Weatherization {E} | G201 | Low Income Weatherization {G} | Program Support - Res - LI | [6 empty] | Program support: residential low income customer | Other | Other |  |  |  |  | Dual | calculated |  |  | 0 | 0 | 0 | 0 | [5 empty] | 0 | 0 | 0
Residential | E201 | 18230611 | Low Income Weatherization {E} | G201 | Low Income Weatherization {G} | Repair - Electrical - Res - LI | [6 empty] | Electrical repair for home: low income customer | Repair | Repair | 0 |  | 0 |  | Dual | per home |  |  | 0 | 0 | 0 | 0 | [5 empty] | 0 | 0 | 0
Residential | E201 | 18230611 | Low Income Weatherization {E} | G201 | Low Income Weatherization {G} | Repair - Floor - Res - LI | [6 empty] | Floor repair for home: low income customer | Repair | Repair | 0 |  | 0 |  | Dual | per home |  |  | 0 | 0 | 0 | 0 | [5 empty] | 0 | 0 | 0
Residential | E201 | 18230611 | Low Income Weatherization {E} | G201 | Low Income Weatherization {G} | Repair - Health - Res - LI | [6 empty] | Health-related repair for home: low income customer | Repair | Repair | 0 |  | 0 |  | Dual | per home |  |  | 0 | 0 | 0 | 0 | [5 empty] | 0 | 0 | 0
Residential | E201 | 18230611 | Low Income Weatherization {E} | G201 | Low Income Weatherization {G} | Repair - Plumbing - Res - LI | [6 empty] | Plumbing repair for home: low income customer | Repair | Repair | 0 |  | 0 |  | Dual | per unit |  |  | 0 | 0 | 0 | 0 | [5 empty] | 0 | 0 | 0
Residential | E201 | 18230611 | Low Income Weatherization {E} | G201 | Low Income Weatherization {G} | Repair - Roof - Res - LI | [6 empty] | Roof repair for home: low income customer | Repair | Repair | 0 |  | 0 |  | Dual | per home |  |  | 0 | 0 | 0 | 0 | [5 empty] | 0 | 0 | 0
Residential | E201 | 18230611 | Low Income Weatherization {E} | G201 | Low Income Weatherization {G} | Repair - Structural - Res - LI | [6 empty] | Structural repair for home: low income customer | Repair | Repair | 0 |  | 0 |  | Dual | per home |  |  | 0 | 0 | 0 | 0 | [5 empty] | 0 | 0 | 0
Residential | E201 | 18230611 | Low Income Weatherization {E} | G201 | Low Income Weatherization {G} | Repair - Water Heater - Res - LI | [6 empty] | Water heater repair for home: low income customer | Repair | Repair | 0 |  | 0 |  | Dual | per unit |  |  | 0 | 0 | 0 | 0 | [5 empty] | 0 | 0 | 0
Residential | E201 | 18230611 | Low Income Weatherization {E} | G201 | Low Income Weatherization {G} | Repair or Maintenance - HVAC - Res - LI | [6 empty] | HVAC repair or maintenance for home: low income customer | Repair | Repair | 0 |  | 0 |  | Dual | per home |  |  | 0 | 0 | 0 | 0 | [5 empty] | 0 | 0 | 0
Residential | E201 | 18230611 | Low Income Weatherization {E} | G201 | Low Income Weatherization {G} | Safety Test - Combustion - Res - LI | [6 empty] | Combustion safety test for home: low income customer | Safety | Safety Testing | 0 |  | 0 |  | Dual | per home |  |  | 0 | 0 | 0 | 0 | [5 empty] | 0 | 0 | 0
Residential | E201 | 18230611 | Low Income Weatherization {E} | G201 | Low Income Weatherization {G} | Ventilation - Mechanical - Res - LI | [6 empty] | Mechanical ventilation in home: low income customer | HVAC | Ventilation | 0 |  | 0 |  | Dual | per unit |  |  | 0 | 0 | 0 | 0 | [5 empty] | 0 | 0 | 0
Residential | E201 | 18230611 | Low Income Weatherization {E} | G201 | Low Income Weatherization {G} | Water Heater - Replacement - Res - LI | [6 empty] | Water heater replacement for home: low income customer | Water Heating | Water Heater | 0 |  | 0 |  | Dual | per unit |  |  | 0 | 0 | 0 | 0 | [5 empty] | 0 | 0 | 0
Residential | E201 | 18230611 | Low Income Weatherization {E} | G201 | Low Income Weatherization {G} | Wrap - Water Heater - Res - LI | [6 empty] | Water heater wrap: residential low income customer | Water Heating | Water Heater | 0 |  |  |  | kWh | per unit |  |  | 0 |  | 0 | [6 empty] | 0 | 0 | 0
Residential | E201 | 18230611 | Low Income Weatherization {E} | G201 | Low Income Weatherization {G} | Heat Pump - Ductless - EH - MF - LI | [6 empty] | Ductless heat pump: multi-family dwelling heated with electricity; low income customer | HVAC | Heat Pump | 1300 |  |  |  | kWh | per unit | RTF-deemed |  | 5360 |  | 5360 |  |  | 15 |  | MF Heat Pump |  | 125.13 | 14.88 | 0
Residential | E201 | 18230611 | Low Income Weatherization {E} | G201 | Low Income Weatherization {G} | Heat Pump - Ductless - EH - MH - LI | [6 empty] | Ductless heat pump: manufactured home heated with electricity; low income customer | HVAC | Heat Pump | 2502 |  |  |  | kWh | per unit | PSE-deemed | RTF Derived | 5952 |  | 5952 |  |  | 15 |  | SF Heat Pump |  | 299.41 | 82.76 | 0
Residential | E201 | 18230611 | Low Income Weatherization {E} | G201 | Low Income Weatherization {G} | Heat Pump - Ductless - EH - SF - LI | [6 empty] | Ductless heat pump: single family dwelling heated with electricity; low income customer | HVAC | Heat Pump | 1790 |  |  |  | kWh | per unit | PSE-deemed | RTF Derived | 5867 |  | 5867 |  |  | 15 |  | SF Heat Pump |  | 208.31 | 53.76 | 0
Residential | E201 | 18230611 | Low Income Weatherization {E} | G201 | Low Income Weatherization {G} | Heat Pump - from E FAF - MH - LI | [6 empty] | Electric forced air furnace to heat pump conversion: manufactured home; low income customer | HVAC | Heat Pump | 4126 | 3094.71 |  |  | kWh | per unit | RTF-deemed |  | 8336 |  | 8336 |  |  | 10 | 8 | SF Heat Pump |  | 869.31 | 243.64 | 0
Residential | E201 | 18230611 | Low Income Weatherization {E} | G201 | Low Income Weatherization {G} | Heat Pump - from E FAF - SF - LI | [6 empty] | Electric forced air furnace to heat pump conversion: single family dwelling; low income customer | HVAC | Heat Pump | 4482 | 3361.81 |  |  | kWh | per unit | RTF-deemed |  | 9229 |  | 9229 |  |  | 10 | 8 | SF Heat Pump |  | 742.06 | 77.77 | 0
Residential | E201 | 18230611 | Low Income Weatherization {E} | G201 | Low Income Weatherization {G} | Insulation - Attic - R0 to R22 - EH - MH - LI | [6 empty] | R0 to R22 attic insulation: manufactured home heated with electricity; low income customer | Weatherization | Insulation | 0.68 |  |  |  | kWh | square foot | RTF-deemed |  | 2.12 |  | 2.12 |  |  | 25 |  | SF Space Heat |  | 0 | 0.1 | 0
Residential | E201 | 18230611 | Low Income Weatherization {E} | G201 | Low Income Weatherization {G} | Insulation - Attic - R0 to R30 - EH - MH - LI | [6 empty] | R0 to R30 attic insulation: manufactured home heated with electricity; low income customer | Weatherization | Insulation | 0.93 |  |  |  | kWh | square foot | RTF-deemed |  | 2.41 |  | 2.41 |  |  | 25 |  | SF Space Heat |  | 0.3 | 0.22 | 0
Residential | E201 | 18230611 | Low Income Weatherization {E} | G201 | Low Income Weatherization {G} | Insulation - Attic - R0 to R30 - GH - MH - LI | [6 empty] | R0 to R30 attic insulation: manufactured home heated with natural gas; low income customer | Weatherization | Insulation |  |  | 0.04 |  | Therm | square foot | PSE-deemed | RTF Derived |  | 2.41 |  | 2.41 |  | 25 |  | Res Space Heat |  | 0.25 | 0.23 | 0
Residential | E201 | 18230611 | Low Income Weatherization {E} | G201 | Low Income Weatherization {G} | Insulation - Attic - R0 to R38 - EH - MF - LI | [6 empty] | R0 to R38 attic insulation: multi-family dwelling heated with electricity; low income customer | Weatherization | Insulation | 0.91 |  |  |  | kWh | square foot | RTF-deemed |  | 2.63 |  | 2.63 |  |  | 45 |  | MF Space Heat |  | 0.12 | 0.04 | 0
Residential | E201 | 18230611 | Low Income Weatherization {E} | G201 | Low Income Weatherization {G} | Insulation - Attic - R0 to R38 - EH - SF - LI | [6 empty] | R0 to R38 attic insulation: single family dwelling heated with electricity; low income customer | Weatherization | Insulation | 1.35 |  |  |  | kWh | square foot | PSE-deemed | RTF Derived | 2.63 |  | 2.63 |  |  | 45 |  | SF Space Heat |  | 0.19 | 0.06 | 0
Residential | E201 | 18230611 | Low Income Weatherization {E} | G201 | Low Income Weatherization {G} | Insulation - Attic - R0 to R38 - GH - SF - LI | [6 empty] | R0 to R38 attic insulation: single family dwelling heated with natural gas; low income customer | Weatherization | Insulation |  |  | 0.22 |  | Therm | square foot | RTF-deemed |  |  | 2.63 |  | 2.63 |  | 45 |  | Res Space Heat |  | 0.35 | 0.31 | 0
Residential | E201 | 18230611 | Low Income Weatherization {E} | G201 | Low Income Weatherization {G} | Insulation - Attic - R0 to R49 - EH - MF - LI | [6 empty] | R0 to R49 attic insulation: multi-family dwelling heated with electricity; low income customer | Weatherization | Insulation | 0.95 |  |  |  | kWh | square foot | RTF-deemed |  | 2.93 |  | 2.93 |  |  | 45 |  | MF Space Heat |  | 0.1 | 0.02 | 0
Residential | E201 | 18230611 | Low Income Weatherization {E} | G201 | Low Income Weatherization {G} | Insulation - Attic - R0 to R49 - EH - SF - LI | [6 empty] | R0 to R49 attic insulation: single family dwelling heated with electricity; low income customer | Weatherization | Insulation | 1.37 |  |  |  | kWh | square foot | PSE-deemed | RTF Derived | 2.93 |  | 2.93 |  |  | 45 |  | SF Space Heat |  | 0.17 | 0.04 | 0
Residential | E201 | 18230611 | Low Income Weatherization {E} | G201 | Low Income Weatherization {G} | Insulation - Attic - R0 to R49 - GH - SF - LI | [6 empty] | R0 to R49 attic insulation: single family dwelling heated with natural gas; low income customer | Weatherization | Insulation |  |  | 0.23 |  | Therm | square foot | RTF-deemed |  |  | 2.93 |  | 2.93 |  | 45 |  | Res Space Heat |  | 0.23 | 0.2 | 0
Residential | E201 | 18230611 | Low Income Weatherization {E} | G201 | Low Income Weatherization {G} | Insulation - Attic - R11 to R38 - EH - SF - LI | [6 empty] | R11 to R38 attic insulation: single family dwelling heated with electricity; low income customer | Weatherization | Insulation | 0.36 |  |  |  | kWh | square foot | PSE-deemed | RTF Derived | 2.18 |  | 2.18 |  |  | 45 |  | SF Space Heat |  | 0.1 | 0.06 | 0
Residential | E201 | 18230611 | Low Income Weatherization {E} | G201 | Low Income Weatherization {G} | Insulation - Attic - R11 to R38 - GH - SF - LI | [6 empty] | R11 to R38 attic insulation: single family dwelling heated with natural gas; low income customer | Weatherization | Insulation |  |  | 0.08 |  | Therm | square foot | RTF-deemed |  |  | 2.18 |  | 2.18 |  | 45 |  | Res Space Heat |  | 0.32 | 0.29 | 0
Residential | E201 | 18230611 | Low Income Weatherization {E} | G201 | Low Income Weatherization {G} | Insulation - Attic - R11 to R49 - EH - SF - LI | [6 empty] | R11 to R49 attic insulation: single family dwelling heated with electricity; low income customer | Weatherization | Insulation | 0.38 |  |  |  | kWh | square foot | PSE-deemed | RTF Derived | 2.49 |  | 2.49 |  |  | 45 |  | SF Space Heat |  | 0.1 | 0.06 | 0
Residential | E201 | 18230611 | Low Income Weatherization {E} | G201 | Low Income Weatherization {G} | Insulation - Attic - R11 to R49 - GH - SF - LI | [6 empty] | R11 to R49 attic insulation: single family dwelling heated with natural gas; low income customer | Weatherization | Insulation |  |  | 0.08 |  | Therm | square foot | RTF-deemed |  |  | 2.49 |  | 2.49 |  | 45 |  | Res Space Heat |  | 0.33 | 0.3 | 0
Residential | E201 | 18230611 | Low Income Weatherization {E} | G201 | Low Income Weatherization {G} | Insulation - Attic - R19 to R38 - EH - SF - LI | [6 empty] | R19 to R38 attic insulation: single family dwelling heated with electricity; low income customer | Weatherization | Insulation | 0.17 |  |  |  | kWh | square foot | PSE-deemed | RTF Derived | 1.77 |  | 1.77 |  |  | 45 |  | SF Space Heat |  | 0.07 | 0.06 | 0
Residential | E201 | 18230611 | Low Income Weatherization {E} | G201 | Low Income Weatherization {G} | Insulation - Duct - R0 to R11 - EH - MF - LI | [6 empty] | R0 to R11 duct insulation: multi- family dwelling heated with electricity; low income customer | Weatherization | Insulation | 4.65 |  |  |  | kWh | square foot | PSE-deemed | Program Staff | 8.85 |  | 8.85 |  |  | 20 |  | MF Space Heat |  | 0.45 | 0.03 | 0
Residential | E201 | 18230611 | Low Income Weatherization {E} | G201 | Low Income Weatherization {G} | Insulation - Duct - R0 to R11 - EH - SF - LI | [6 empty] | R0 to R11 duct insulation: single family dwelling heated with electricity; low income customer | Weatherization | Insulation | 4.65 |  |  |  | kWh | square foot | PSE-deemed | Program Staff | 8.85 |  | 8.85 |  |  | 20 |  | SF Space Heat |  | 1.31 | 0.89 | 0
Residential | E201 | 18230611 | Low Income Weatherization {E} | G201 | Low Income Weatherization {G} | Insulation - Duct - R0 to R11 - GH - SF - LI | [6 empty] | R0 to R11 duct insulation: single family dwelling heated with natural gas; low income customer | Weatherization | Insulation |  |  | 0.2 |  | Therm | square foot | PSE-deemed | Program Staff |  | 8.85 |  | 8.85 |  | 20 |  | Res Space Heat |  | 0.52 | 0.46 | 0
Residential | E201 | 18230611 | Low Income Weatherization {E} | G201 | Low Income Weatherization {G} | Insulation - Floor - R0 to R19 - EH - SF - LI | [6 empty] | R0 to R19 floor insulation: single family dwelling heated with electricity; low income customer | Weatherization | Insulation | 0.36 |  |  |  | kWh | square foot | PSE-deemed | RTF Derived | 2.55 |  | 2.55 |  |  | 45 |  | SF Space Heat |  | 0.07 | 0.04 | 0
Residential | E201 | 18230611 | Low Income Weatherization {E} | G201 | Low Income Weatherization {G} | Insulation - Floor - R0 to R22 - EH - MH - LI | [6 empty] | R0 to R22 floor insulation: manufactured home heated with electricity; low income customer | Weatherization | Insulation | 0.8 |  |  |  | kWh | square foot | RTF-deemed |  | 3.25 |  | 3.25 |  |  | 25 |  | SF Space Heat |  | 0.18 | 0.11 | 0
Residential | E201 | 18230611 | Low Income Weatherization {E} | G201 | Low Income Weatherization {G} | Insulation - Floor - R0 to R22 - GH - MH - LI | [6 empty] | R0 to R22 floor insulation: manufactured home heated with natural gas; low income customer | Weatherization | Insulation |  |  | 0.04 |  | Therm | square foot | RTF-deemed |  |  | 3.25 |  | 3.25 |  | 25 |  | Res Space Heat |  | 0.16 | 0.14 | 0
Residential | E201 | 18230611 | Low Income Weatherization {E} | G201 | Low Income Weatherization {G} | Insulation - Floor - R0 to R30 - EH - MH - LI | [6 empty] | R0 to R30 floor insulation: manufactured home heated with electricity; low income customer | Weatherization | Insulation | 0.52 |  |  |  | kWh | square foot | RTF-deemed |  | 3.7 |  | 3.7 |  |  | 25 |  | SF Space Heat |  | 0.12 | 0.07 | 0
Residential | E201 | 18230611 | Low Income Weatherization {E} | G201 | Low Income Weatherization {G} | Insulation - Floor - R0 to R30 - EH - SF - LI | [6 empty] | R0 to R30 floor insulation: single family dwelling heated with electricity; low income customer | Weatherization | Insulation | 0.4 |  |  |  | kWh | square foot | PSE-deemed | RTF Derived | 2.93 |  | 2.93 |  |  | 45 |  | SF Space Heat |  | 0.07 | 0.03 | 0
Residential | E201 | 18230611 | Low Income Weatherization {E} | G201 | Low Income Weatherization {G} | Insulation - Floor - R0 to R30 - GH - MH - LI | [6 empty] | R0 to R30 floor insulation: manufactured home heated with natural gas; low income customer | Weatherization | Insulation |  |  | 0.02 |  | Therm | square foot | PSE-deemed | RTF Derived |  | 3.7 |  | 3.7 |  | 25 |  | Res Space Heat |  | 0 | 0 | 0
Residential | E201 | 18230611 | Low Income Weatherization {E} | G201 | Low Income Weatherization {G} | Insulation - Floor - R0 to R30 - GH - SF - LI | [6 empty] | R0 to R30 floor insulation: single family dwelling heated with natural gas; low income customer | Weatherization | Insulation |  |  | 0.06 |  | Therm | square foot | RTF-deemed |  |  | 2.93 |  | 2.93 |  | 45 |  | Res Space Heat |  | 0.15 | 0.14 | 0
Residential | E201 | 18230611 | Low Income Weatherization {E} | G201 | Low Income Weatherization {G} | Insulation - Floor - R11 to R22 - EH - MH - LI | [6 empty] | R11 to R22 floor insulation: manufactured home heated with electricity; low income customer | Weatherization | Insulation | 0.37 |  |  |  | kWh | square foot | RTF-deemed |  | 2.52 |  | 2.52 |  |  | 25 |  | SF Space Heat |  | 0.15 | 0.12 | 0
Residential | E201 | 18230611 | Low Income Weatherization {E} | G201 | Low Income Weatherization {G} | Insulation - Pipe - Water Heater - EH - MF - LI | [6 empty] | Pipe insulation for water heater using electricity in multi-family dwelling: low income customer | Weatherization | Insulation | 20.68 |  |  |  | kWh | per unit | PSE-deemed | Other Utility | 27.4 |  | 27.4 |  |  | 15 |  | Res Water Heat |  | 16.61 | 15.01 | 0
Residential | E201 | 18230611 | Low Income Weatherization {E} | G201 | Low Income Weatherization {G} | Insulation - Pipe - Water Heater - EH - MH - LI | [6 empty] | Pipe insulation for water heater using electricity in manufactured home: low income customer | Weatherization | Insulation | 20.68 |  |  |  | kWh | per unit | PSE-deemed | Other Utility | 27.4 |  | 27.4 |  |  | 15 |  | Res Water Heat |  | 17.02 | 15.42 | 0
Residential | E201 | 18230611 | Low Income Weatherization {E} | G201 | Low Income Weatherization {G} | Insulation - Pipe - Water Heater - EH - SF - LI | [6 empty] | Pipe insulation for water heater using electricity in single family dwelling: low income customer | Weatherization | Insulation | 20.68 |  |  |  | kWh | per unit | PSE-deemed | Other Utility | 27.4 |  | 27.4 |  |  | 15 |  | Res Water Heat |  | 17.02 | 15.42 | 0
Residential | E201 | 18230611 | Low Income Weatherization {E} | G201 | Low Income Weatherization {G} | Insulation - Pipe - Water Heater - GH - MH - LI | [6 empty] | Pipe insulation for water heater using natural gas in manufactured home: low income customer | Weatherization | Insulation |  |  | 0.84 |  | Therm | per unit | PSE-deemed | Other Utility |  | 27.4 |  | 27.4 |  | 15 |  | Res Water Heat |  | 11.69 | 11.41 | 0
Residential | E201 | 18230611 | Low Income Weatherization {E} | G201 | Low Income Weatherization {G} | Insulation - Pipe - Water Heater - GH - SF - LI | [6 empty] | Pipe insulation for water heater using natural gas in single family dwelling: low income customer | Weatherization | Insulation |  |  | 0.84 |  | Therm | per unit | PSE-deemed | Other Utility |  | 27.4 |  | 27.4 |  | 15 |  | Res Water Heat |  | 11.59 | 11.32 | 0
Residential | E201 | 18230611 | Low Income Weatherization {E} | G201 | Low Income Weatherization {G} | Insulation - Wall - R0 to R11 - EH - MF - LI | [6 empty] | R0 to R11 wall insulation: multi-family dwelling heated with electricity; low income customer | Weatherization | Insulation | 2.05 |  |  |  | kWh | square foot | RTF-deemed |  | 3.01 |  | 3.01 |  |  | 45 |  | MF Space Heat |  | 0.22 | 0.04 | 0
Residential | E201 | 18230611 | Low Income Weatherization {E} | G201 | Low Income Weatherization {G} | Insulation - Wall - R0 to R11 - EH - MH - LI | [6 empty] | R0 to R11 wall insulation: manufactured home heated with electricity; low income customer | Weatherization | Insulation | 4.58 |  |  |  | kWh | square foot | RTF-deemed |  | 3.08 |  | 3.08 |  |  | 25 |  | SF Space Heat |  | 5.05 | 4.59 | 0
Residential | E201 | 18230611 | Low Income Weatherization {E} | G201 | Low Income Weatherization {G} | Insulation - Wall - R0 to R11 - EH - SF - LI | [6 empty] | R0 to R11 wall insulation: single family dwelling heated with electricity; low income customer | Weatherization | Insulation | 0.83 |  |  |  | kWh | square foot | PSE-deemed | RTF Derived | 3.01 |  | 3.01 |  |  | 45 |  | SF Space Heat |  | 0.13 | 0.06 | 0
Residential | E201 | 18230611 | Low Income Weatherization {E} | G201 | Low Income Weatherization {G} | Insulation - Wall - R0 to R11 - GH - SF - LI | [6 empty] | R0 to R11 wall insulation: single family dwelling heated with natural gas; low income customer | Weatherization | Insulation |  |  | 0.05 |  | Therm | square foot | RTF-deemed |  |  | 3.01 |  | 3.01 |  | 45 |  | Res Space Heat |  | 0.07 | 0.06 | 0
Residential | E201 | 18230611 | Low Income Weatherization {E} | G201 | Low Income Weatherization {G} | Sweep - Door - Res - LI | [6 empty] | Door sweep in home: low income customer | Weatherization | Door | 0 |  | 0 |  | Dual | per unit |  |  | 0 | 0 | 0 | 0 | [5 empty] | 0 | 0 | 0
Residential | E201 | 18230611 | Low Income Weatherization {E} | G201 | Low Income Weatherization {G} | Weather Strip - Door - Res - LI | [6 empty] | Weather strip for door in home: low income customer | Weatherization | Door | 0 |  | 0 |  | Dual | per unit |  |  | 0 | 0 | 0 | 0 | [5 empty] | 0 | 0 | 0
Residential | E201 | 18230611 | Low Income Weatherization {E} | G201 | Low Income Weatherization {G} | Integrated Heating System - Space and Water - GH - SF - LI | [6 empty] | Integrated space and water heating system: single family dwelling with natural gas; low income customer | Combined | Combined |  |  | 104 |  | Therm | per unit | PSE-deemed | Evaluation Study |  | 6746.55 |  | 6746.55 |  | 15 |  | Res Space Heat |  | 17.33 | 7.07 | 0
Residential | E201 | 18230611 | Low Income Weatherization {E} | G201 | Low Income Weatherization {G} | Lighting - SIR - Res - LI | [6 empty] | Lighting using Savings-to-Investment Ratio: residential low income customer | Lighting | Area Lighting |  |  |  |  | kWh | calculated | Custom | [10 empty] | 0 | 0 | 0
Residential | E201 | 18230611 | Low Income Weatherization {E} | G201 | Low Income Weatherization {G} | Thermostat - SIR - EH - Res - LI | [6 empty] | Thermostat using Savings-to-Investment Ratio: home heated with electricity; low income customer | Controls | Thermostat |  |  |  |  | kWh | calculated | Custom | [10 empty] | 0 | 0 | 0
Residential | E201 | 18230611 | Low Income Weatherization {E} | G201 | Low Income Weatherization {G} | Thermostat - Smart - EH - MF - LI | [6 empty] | Smart thermostat: multi-family dwelling heated with electricity; low income customer | Controls | Thermostat | 95 |  |  |  | kWh | per unit | PSE-deemed | RTF Derived | 484 |  | 484 |  |  | 7 |  | MF Space Heat |  | 7.59 | 0 | 0
Residential | E201 | 18230611 | Low Income Weatherization {E} | G201 | Low Income Weatherization {G} | Thermostat - Smart - GH - SF - LI | [6 empty] | Smart thermostat: single family dwelling heated with natural gas; low income customer | Controls | Thermostat |  |  | 26.7 |  | Therm | per unit | PSE-deemed | RTF Derived |  | 484 |  | 484 |  | 7 |  | Res Space Heat |  | 22.47 | 11.52 | 0
Residential | E201 | 18230611 | Low Income Weatherization {E} | G201 | Low Income Weatherization {G} | Sealing - Air - Mechanical Ventilation - EH - MF - LI | [6 empty] | Mechanical ventilation air sealing: multi-family dwelling heated with electricity; low income customer | Weatherization | Sealing | 127 |  |  |  | kWh | per unit | PSE-deemed | Program Staff | 970 |  | 970 |  |  | 45 |  | Res Plug Load |  | 13.85 | 4.33 | 0
Residential | E201 | 18230611 | Low Income Weatherization {E} | G201 | Low Income Weatherization {G} | Ventilation - Recovery - SIR - EH - Res - LI | [6 empty] | Recovery ventilation using Savings-to-Investment Ratio: home heated with electricity; low income customer | HVAC | Ventilation |  |  |  |  | kWh | calculated | Custom | Engineering | [9 empty] | 0 | 0 | 0
Residential | E201 | 18230611 | Low Income Weatherization {E} | G201 | Low Income Weatherization {G} | Ventilation - Whole House - MF - LI | [6 empty] | Whole house ventilation in multi-family dwelling: low income customer | HVAC | Ventilation | 127 |  |  |  | kWh | per unit | PSE-deemed | Program Staff | 970 |  | 970 |  |  | 45 |  | Res Plug Load |  | 13.85 | 4.33 | 0
Residential | E201 | 18230611 | Low Income Weatherization {E} | G201 | Low Income Weatherization {G} | Ventilation - Whole House - MH - LI | [6 empty] | Whole house ventilation in manufactured home: low income customer | HVAC | Ventilation | 127 |  |  |  | kWh | per unit | PSE-deemed | Program Staff | 1000 |  | 1000 |  |  | 45 |  | Res Plug Load |  | 50.14 | 35.82 | 0
Residential | E201 | 18230611 | Low Income Weatherization {E} | G201 | Low Income Weatherization {G} | Ventilation - Whole House - SF - LI | [6 empty] | Whole house ventilation in single family dwelling: low income customer | HVAC | Ventilation | 127 |  |  |  | kWh | per unit | PSE-deemed | Program Staff | 970 |  | 970 |  |  | 45 |  | Res Plug Load |  | 40.9 | 27.8 | 0
Residential | E201 | 18230611 | Low Income Weatherization {E} | G201 | Low Income Weatherization {G} | Windows - Double Pane - from DP - EH - MH - LI | [6 empty] | Double pane windows: from double pane; manufactured home heated with electricity; low income customer | Weatherization | Window | 6.71 |  |  |  | kWh | square foot | RTF-deemed |  | 34.93 |  | 34.93 |  |  | 25 |  | SF Space Heat |  | 4.67 | 4.21 | 0
Residential | E201 | 18230611 | Low Income Weatherization {E} | G201 | Low Income Weatherization {G} | Windows - Double Pane - from DP - EH - SF - LI | [6 empty] | Double pane windows: from double pane; single family dwelling heated with electricity; low income customer | Weatherization | Window | 2.6 |  |  |  | kWh | square foot | PSE-deemed | RTF Derived | 42.61 |  | 42.61 |  |  | 45 |  | SF Space Heat |  | 0.16 | 0 | 0
Residential | E201 | 18230611 | Low Income Weatherization {E} | G201 | Low Income Weatherization {G} | Windows - Double Pane - from SP - EH - MH - LI | [6 empty] | Double pane windows: from single pane; manufactured home heated with electricity; low income customer | Weatherization | Window | 16.54 |  |  |  | kWh | square foot | RTF-deemed |  | 34.93 |  | 34.93 |  |  | 25 |  | SF Space Heat |  | 2.64 | 1.59 | 0
Residential | E201 | 18230611 | Low Income Weatherization {E} | G201 | Low Income Weatherization {G} | Windows - Double Pane - from SP - EH - SF - LI | [6 empty] | Double pane windows: from single pane; single family dwelling heated with electricity; low income customer | Weatherization | Window | 3.98 |  |  |  | kWh | square foot | PSE-deemed | RTF Derived | 42.61 |  | 42.61 |  |  | 45 |  | SF Space Heat |  | 0.5 | 0.25 | 0
Residential | E201 | 18230611 | Low Income Weatherization {E} | G201 | Low Income Weatherization {G} | Windows - Double Pane - from SP - GH - SF - LI | [6 empty] | Double pane windows: from single pane; single family dwelling heated with natural gas; low income customer | Weatherization | Window |  |  | 0.38 |  | Therm | square foot | RTF-deemed |  |  | 42.61 |  | 42.61 |  | 45 |  | Res Space Heat |  | 1.28 | 1.19 | 0
Residential | E201 | 18230611 | Low Income Weatherization {E} | G201 | Low Income Weatherization {G} | Water Heater - Heat Pump - Tier 3 - MF - EH - LI | [6 empty] | Tier 3 heat pump water heater using electricity: multi-family dwelling; low income customer | Water Heating | Water Heater | 1360.37 |  |  |  | kWh | per unit | RTF-deemed |  | 1486 |  | 1486 |  |  | 13 |  | Res Water Heat |  | 94.03 | 0.03 | 0
Residential | E201 | 18230611 | Low Income Weatherization {E} | G201 | Low Income Weatherization {G} | Water Heater - Heat Pump - Tier 3 - MH - EH - LI | [6 empty] | Tier 3 heat pump water heater using electricity: manufactured home; low income customer | Water Heating | Water Heater | 1360.37 |  |  |  | kWh | per unit | RTF-deemed |  | 1486 |  | 1486 |  |  | 13 |  | Res Water Heat |  | 94.03 | 0.03 | 0
Residential | E201 | 18230611 | Low Income Weatherization {E} | G201 | Low Income Weatherization {G} | Water Heater - Heat Pump - Tier 3 - SF - EH - LI | [6 empty] | Tier 3 heat pump water heater using electricity: single family dwelling; low income customer | Water Heating | Water Heater | 1360.37 |  |  |  | kWh | per unit | RTF-deemed | RTF Derived | 1486 |  | 1486 |  |  | 13 |  | Res Water Heat |  | 96.45 | 2.32 | 0
Residential | E201 | 18230611 | Low Income Weatherization {E} | G201 | Low Income Weatherization {G} | Water Heater - Storage - Energy Star - GH - SF - LI | [6 empty] | Energy Star storage water heater using natural gas: single family dwelling; low income customer | Water Heating | Water Heater |  |  | 15.1 |  | Therm | per unit | PSE-deemed | Combination |  | 1513 |  | 1513 |  | 13 |  | Res Water Heat |  | 1.61 | 0 | 0
Residential | E201 | 18230611 | Low Income Weatherization {E} | G201 | Low Income Weatherization {G} | Water Heater - Tankless - Energy Star - GH - SF - LI | [6 empty] | Energy Star tankless water heater using natural gas: single family dwelling; low income customer | Water Heating | Water Heater |  |  | 60.7 |  | Therm | per unit | PSE-deemed | Combination |  | 2674 |  | 2674 |  | 20 |  | Res Water Heat |  | 20.99 | 0 | 0
Residential | E201 | 18230611 | Low Income Weatherization {E} | G201 | Low Income Weatherization {G} | Insulation - Attic - R11 to R30 - EH - MH - LI | [6 empty] | R11 to R30 attic insulation: manufactured home heated with electricity; low income customer | Weatherization | Insulation | 0.34 |  |  |  | kWh | square foot | RTF-deemed |  | 1.95 |  | 1.95 |  |  | 25 |  | SF Space Heat |  | 0 | 0 | 0
Residential | E201 | 18230611 | Low Income Weatherization {E} | G201 | Low Income Weatherization {G} | Insulation - Attic - R19 to R49 - EH - SF - LI | [6 empty] | R19 to R49 attic insulation: single family dwelling heated with electricity; low income customer | Weatherization | Insulation | 0.19 |  |  |  | kWh | square foot | PSE-deemed | RTF Derived | 2.14 |  | 2.14 |  |  | 45 |  | SF Space Heat |  | 0 | 0 | 0
Residential | E201 | 18230611 | Low Income Weatherization {E} | G201 | Low Income Weatherization {G} | Insulation - Attic - R19 to R49 - GH - SF - LI | [6 empty] | R19 to R49 attic insulation: single family dwelling heated with natural gas; low income customer | Weatherization | Insulation |  |  | 0.04 |  | Therm | square foot | RTF-deemed |  |  | 2.14 |  | 2.14 |  | 45 |  | Res Space Heat |  | 0 | 0 | 0
Residential | E201 | 18230611 | Low Income Weatherization {E} | G201 | Low Income Weatherization {G} | Water Heater - Heat Pump - SIR - MFCA - LI | [6 empty] | Heat pump water heater in multi-family common area using Savings-to-Investment Ratio: low income customer | Water Heating | Water Heater |  |  |  |  | kWh | calculated | Custom | [10 empty] | 0 | 0 | 0
Residential | E214 | 18230016 | Single Family Electric Vehicle Chargers {E} |  |  | EV Charger - Networked - Level 2 - Energy Star - Res | [6 empty] | Energy Star level 2 networked electric vehicle charger: residential dwelling | Appliances | Vehicle Charger | 48.4 |  |  |  | kWh | per unit | RTF-deemed |  | 0 |  | 50.6 |  |  | 10 |  | Res Plug Load |  | 0 | 0 | 0
Residential | E214 | 18230016 | Single Family Electric Vehicle Chargers {E} |  |  | EV Charger - Networked - Level 2 - Energy Star - Res - EM | [6 empty] | Energy Star level 2 networked electric vehicle charger: residential dwelling; Empower Mobility | Appliances | Vehicle Charger | 48.4 |  |  |  | kWh | per unit | RTF-deemed |  | 0 |  | 50.6 |  |  | 10 |  | Res Plug Load |  | 0 | 0 | 0
Residential | E214 | 18230016 | Single Family Electric Vehicle Chargers {E} |  |  | EV Charger - Networked - Level 2 - Energy Star - Res - EM - Installation Cost | [6 empty] | Installation cost for Energy Star level 2 networked electric vehicle charger: residential dwelling; Empower Mobility | Appliances | Vehicle Charger | 0 |  |  |  | kWh | per unit |  |  | 0 |  | 0 | [6 empty] | 0 | 0 | 0
Residential | E214 | 18230016 | Single Family Electric Vehicle Chargers {E} |  |  | EV Charger - Networked - Level 2 - Energy Star - Res - NQC | [6 empty] | Energy Star level 2 networked electric vehicle charger: residential dwelling; non-qualified customer | Appliances | Vehicle Charger | 0 |  |  |  | kWh | per unit |  |  | 0 |  | 50.6 |  |  | 10 |  | Res Plug Load |  | 0 | 0 | 0
Residential | E214 | 18230016 | Single Family Electric Vehicle Chargers {E} |  |  | EV Charger - Networked - Level 2 - Energy Star - Res - EM - NQC | [6 empty] | Energy Star level 2 networked electric vehicle charger: residential dwelling; Empower Mobility; non-qualified customer | Appliances | Vehicle Charger | 0 |  |  |  | kWh | per unit |  |  | 0 |  | 50.6 |  |  | 10 |  | Res Plug Load |  | 0 | 0 | 0
Residential | E214 | 18230023 | Smart Thermostats {E} | G214 | Smart Thermostats {G} | WET: Thermostat - Web Enabled - Retail - NQC | [6 empty] | Web-enabled thermostat: non-qualified customer | Controls | Thermostat | 0 |  |  |  | kWh | per unit | PSE-deemed | Program Staff | 0 |  | 0 |  |  |  |  | SF Space Heat |  | 0 | 0 | 0
Residential | E214 | 18230023 | Smart Thermostats {E} | G214 | Smart Thermostats {G} | Thermostat - Smart - EH - Res | [6 empty] | Smart thermostat: home heated with electricity | Controls | Thermostat | 508 |  |  |  | kWh | per unit | PSE-deemed | RTF Derived | 75 |  | 189 |  |  | 11 |  | SF Space Heat |  | 20.9 | 2.95 | 0
Residential | E214 | 18230023 | Smart Thermostats {E} | G214 | Smart Thermostats {G} | Thermostat - Smart - EH - Res | [6 empty] | Smart thermostat: home heated with electricity | Controls | Thermostat | 245 |  |  |  | kWh | per unit | PSE-deemed | RTF Derived | 75 |  | 165.03 |  |  | 7 |  | SF Space Heat |  | 10.63 | 1.42 | 0
Residential | E214 | 18230023 | Smart Thermostats {E} | G214 | Smart Thermostats {G} | Thermostat - Smart - EH - Res | [6 empty] | Smart thermostat: home heated with electricity | Controls | Thermostat | 260 |  |  |  | kWh | per unit | PSE-deemed | RTF Derived | 75 |  | 165.03 |  |  | 7 |  | SF Space Heat |  | 11.28 | 1.51 | 0
Residential | E214 | 18230023 | Smart Thermostats {E} | G214 | Smart Thermostats {G} | Thermostat - Smart - EH - Res - MI | [6 empty] | Smart thermostat: home heated with electricity; moderate income customer | Controls | Thermostat | 245 |  |  |  | kWh | per unit | PSE-deemed | RTF Derived | 175 |  | 165.03 |  |  | 7 |  | SF Space Heat |  | 10.63 | 1.42 | 0
Residential | E214 | 18230023 | Smart Thermostats {E} | G214 | Smart Thermostats {G} | Thermostat - Smart - EH - Res - MI | [6 empty] | Smart thermostat: home heated with electricity; moderate income customer | Controls | Thermostat | 260 |  |  |  | kWh | per unit | PSE-deemed | RTF Derived | 175 |  | 165.03 |  |  | 7 |  | SF Space Heat |  | 11.28 | 1.51 | 0
Residential | E214 | 18230023 | Smart Thermostats {E} | G214 | Smart Thermostats {G} | Thermostat - Smart - GH - Res | [6 empty] | Smart thermostat: home heated with natural gas | Controls | Thermostat |  |  | 33 |  | Therm | per unit | PSE-deemed | RTF Derived |  | 75 |  | 189 |  | 11 |  | Res Space Heat |  | 0 |  | 0
Residential | E214 | 18230023 | Smart Thermostats {E} | G214 | Smart Thermostats {G} | Thermostat - Smart - GH - Res | [6 empty] | Smart thermostat: home heated with natural gas | Controls | Thermostat |  |  | 33 |  | Therm | per unit | PSE-deemed | RTF Derived |  | 75 |  | 189 |  | 11 |  | Res Space Heat |  | 6.08 | 0 | 0
Residential | E214 | 18230023 | Smart Thermostats {E} | G214 | Smart Thermostats {G} | Thermostat - Smart - GH - Res | [6 empty] | Smart thermostat: home heated with natural gas | Controls | Thermostat |  |  | 26.7 |  | Therm | per unit | PSE-deemed | RTF Derived |  | 75 |  | 165.03 |  | 7 |  | Res Space Heat |  | 5.16 | 2.36 | 0
Residential | E214 | 18230023 | Smart Thermostats {E} | G214 | Smart Thermostats {G} | Thermostat - Smart - GH - Res - MI | [6 empty] | Smart thermostat: home heated with natural gas; moderate income customer | Controls | Thermostat |  |  | 26.7 |  | Therm | per unit | RTF-deemed |  |  | 175 |  | 165.03 |  | 7 |  | Res Space Heat |  | 5.16 | 2.36 | 0
Residential | E214 | 18230023 | Smart Thermostats {E} | G214 | Smart Thermostats {G} | Thermostat - ELV - Smart - SF or MH or DX | [6 empty] | Smart electronic line voltage thermostat: single family, manufactured home, or duplex dwelling | Controls | Thermostat | 58 |  |  |  | kWh | per unit | RTF-deemed |  | 75 |  | 91.85 |  |  | 15 |  | SF Space Heat |  | 2.01 | 0 | 0
Residential | E214 | 18230023 | Smart Thermostats {E} | G214 | Smart Thermostats {G} | Thermostat - ELV - Smart - SF or MH or DX - LTO | [6 empty] | Smart electronic line voltage thermostat: single family, manufactured home, or duplex dwelling; limited-time offer | Controls | Thermostat | 58 |  |  |  | kWh | per unit | RTF-deemed |  | 100 |  | 91.85 |  |  | 15 |  | SF Space Heat |  | 2.01 | 0 | 0
Residential | E214 | 18230023 | Smart Thermostats {E} | G214 | Smart Thermostats {G} | Thermostat - ELV - Smart - SF or MH or DX - NQC | [6 empty] | Smart electronic line voltage thermostat: single family, manufactured home, or duplex dwelling; non-qualified customer | Controls | Thermostat | 0 |  |  |  | kWh | per unit | PSE-deemed | Program Staff | 0 |  | 0 | [6 empty] | 0 | 0 | 0
Residential | E214 | 18230023 | Smart Thermostats {E} | G214 | Smart Thermostats {G} | Thermostat - ELV - Smart - SF or MH or DX - MI | [6 empty] | Smart electronic line voltage thermostat: single family, manufactured home, or duplex dwelling; moderate income customer | Controls | Thermostat | 58 |  |  |  | kWh | per unit | RTF-deemed |  | 130 |  | 91.85 |  |  | 15 |  | SF Space Heat |  | 2.01 | 0 | 0
Residential | E214 | 18230023 | Smart Thermostats {E} | G214 | Smart Thermostats {G} | Thermostat - Smart - EH - Res - LTO - ecobee - a | [6 empty] | ecobee smart thermostat: home heated with electricity; limited-time offer Option A | Controls | Thermostat | 260 |  |  |  | kWh | per unit | PSE-deemed | RTF Derived | 100 |  | 165.03 |  |  | 7 |  | SF Space Heat |  | 11.28 | 1.51 | 0
Residential | E214 | 18230023 | Smart Thermostats {E} | G214 | Smart Thermostats {G} | Thermostat - Smart - EH - Res - LTO - ecobee - b | [6 empty] | ecobee smart thermostat: home heated with electricity; limited-time offer Option B | Controls | Thermostat | 508 |  |  |  | kWh | per unit | PSE-deemed | RTF Derived | 150 |  | 189 |  |  | 11 |  | SF Space Heat |  | 20.9 | 0 | 0
Residential | E214 | 18230023 | Smart Thermostats {E} | G214 | Smart Thermostats {G} | Thermostat - Smart - EH - Res - LTO - Emerson - a | [6 empty] | Emerson smart thermostat: home heated with electricity; limited-time offer Option A | Controls | Thermostat | 260 |  |  |  | kWh | per unit | PSE-deemed | RTF Derived | 100 |  | 165.03 |  |  | 7 |  | SF Space Heat |  | 11.28 | 1.51 | 0
Residential | E214 | 18230023 | Smart Thermostats {E} | G214 | Smart Thermostats {G} | Thermostat - Smart - EH - Res - LTO - Nest - b | [6 empty] | Nest smart thermostat: home heated with electricity; limited-time offer Option B | Controls | Thermostat | 508 |  |  |  | kWh | per unit | PSE-deemed | RTF Derived | 150 |  | 189 |  |  | 11 |  | SF Space Heat |  | 20.9 | 0 | 0
Residential | E214 | 18230023 | Smart Thermostats {E} | G214 | Smart Thermostats {G} | Thermostat - Smart - EH - Res - LTO - Nest - b | [6 empty] | Nest smart thermostat: home heated with electricity; limited-time offer Option B | Controls | Thermostat | 260 |  |  |  | kWh | per unit | PSE-deemed | RTF Derived | 150 |  | 165.03 |  |  | 7 |  | SF Space Heat |  | 11.28 | 1.51 | 0
Residential | E214 | 18230023 | Smart Thermostats {E} | G214 | Smart Thermostats {G} | Thermostat - Smart - GH - Res - LTO - a | [6 empty] | Smart thermostat: home heated with natural gas; limited-time offer Option A | Controls | Thermostat |  |  | 26.7 |  | Therm | per unit | RTF-deemed |  |  | 100 |  | 165.03 |  | 7 |  | Res Space Heat |  | 5.16 | 2.36 | 0
Residential | E214 | 18230023 | Smart Thermostats {E} | G214 | Smart Thermostats {G} | Thermostat - Smart - GH - Res - LTO - b | [6 empty] | Smart thermostat: home heated with natural gas; limited-time offer Option B | Controls | Thermostat |  |  | 26.7 |  | Therm | per unit | RTF-deemed |  |  | 150 |  | 165.03 |  | 7 |  | Res Space Heat |  | 5.16 | 2.36 | 0
Residential | E214 | 18230023 | Smart Thermostats {E} | G214 | Smart Thermostats {G} | Thermostat - Smart - GH - Res - LTO - ecobee - a | [6 empty] | ecobee smart thermostat: home heated with natural gas; limited-time offer Option A | Controls | Thermostat |  |  | 26.7 |  | Therm | per unit | RTF-deemed |  |  | 100 |  | 165.03 |  | 7 |  | Res Space Heat |  | 5.16 | 2.36 | 0
Residential | E214 | 18230023 | Smart Thermostats {E} | G214 | Smart Thermostats {G} | Thermostat - Smart - GH - Res - LTO - ecobee - b | [6 empty] | ecobee smart thermostat: home heated with natural gas; limited-time offer Option B | Controls | Thermostat |  |  | 33 |  | Therm | per unit | PSE-deemed | RTF Derived |  | 150 |  | 189 |  | 11 |  | Res Space Heat |  | 6.08 | 0 | 0
Residential | E214 | 18230023 | Smart Thermostats {E} | G214 | Smart Thermostats {G} | Thermostat - Smart - GH - Res - LTO - Emerson - a | [6 empty] | Emerson smart thermostat: home heated with natural gas; limited-time offer Option A | Controls | Thermostat |  |  | 26.7 |  | Therm | per unit | RTF-deemed |  |  | 100 |  | 165.03 |  | 7 |  | Res Space Heat |  | 5.16 | 2.36 | 0
Residential | E214 | 18230023 | Smart Thermostats {E} | G214 | Smart Thermostats {G} | Thermostat - Smart - GH - Res - LTO - Nest - a | [6 empty] | Nest smart thermostat: home heated with natural gas; limited-time offer Option A | Controls | Thermostat |  |  | 33 |  | Therm | per unit | PSE-deemed | RTF Derived |  | 100 |  | 189 |  | 11 |  | Res Space Heat |  | 6.08 | 0 | 0
Residential | E214 | 18230023 | Smart Thermostats {E} | G214 | Smart Thermostats {G} | Thermostat - Smart - GH - Res - LTO - Nest - b | [6 empty] | Nest smart thermostat: home heated with natural gas; limited-time offer Option B | Controls | Thermostat |  |  | 33 |  | Therm | per unit | PSE-deemed | RTF Derived |  | 150 |  | 189 |  | 11 |  | Res Space Heat |  | 6.08 | 0 | 0
Residential | E214 | 18230023 | Smart Thermostats {E} | G214 | Smart Thermostats {G} | Thermostat - Smart - GH - Res - LTO - Nest - b | [6 empty] | Nest smart thermostat: home heated with natural gas; limited-time offer Option B | Controls | Thermostat |  |  | 26.7 |  | Therm | per unit | RTF-deemed |  |  | 150 |  | 165.03 |  | 7 |  | Res Space Heat |  | 5.16 | 2.36 | 0
Residential | E214 | 18230023 | Smart Thermostats {E} | G214 | Smart Thermostats {G} | Thermostat - Smart - EH - Res - TDSM - Bainbridge | [6 empty] | Smart thermostat: home heated with electricity; TDSM participant on Bainbridge Island | Controls | Thermostat | 245 |  |  |  | kWh | per unit | PSE-deemed | RTF Derived | 350 |  | 165.03 |  |  | 7 |  | SF Space Heat |  | 10.63 | 1.42 | 0
Residential | E214 | 18230023 | Smart Thermostats {E} | G214 | Smart Thermostats {G} | Thermostat - Smart - EH - Res - TDSM - Bainbridge | [6 empty] | Smart thermostat: home heated with electricity; TDSM participant on Bainbridge Island | Controls | Thermostat | 260 |  | 0 |  | kWh | per unit | PSE-deemed | RTF Derived | 350 |  | 165.03 |  |  | 7 |  | SF Space Heat |  | 11.28 | 1.51 | 0
Residential | E214 | 18230023 | Smart Thermostats {E} | G214 | Smart Thermostats {G} | Thermostat - ELV - Smart - SF or MH or DX - LTO - Mysa | [6 empty] | Mysa smart electronic line voltage thermostat: single family, manufactured home, or duplex dwelling; limited-time offer | Controls | Thermostat | 58 |  |  |  | kWh | per unit | RTF-deemed |  | 100 |  | 91.85 |  |  | 15 |  | SF Space Heat |  | 2.01 | 0 | 0
Residential | E214 | 18230023 | Smart Thermostats {E} | G214 | Smart Thermostats {G} | Thermostat - ELV - Smart - SF or MH or DX - LTO - Sinope | [6 empty] | Sinope smart electronic line voltage thermostat: single family, manufactured home, or duplex dwelling; limited-time offer | Controls | Thermostat | 58 |  |  |  | kWh | per unit | RTF-deemed |  | 100 |  | 91.85 |  |  | 15 |  | SF Space Heat |  | 2.01 | 0 | 0
Residential | E214 | 18230023 | Smart Thermostats {E} | G214 | Smart Thermostats {G} | Thermostat - Smart - SF or MH or DX - NQC | [6 empty] | Smart thermostat: single family, manufactured home, or duplex dwelling; non-qualified customer | Controls | Thermostat | 0 |  |  |  | kWh | per unit | PSE-deemed | Program Staff | 0 |  | 0 |  |  |  |  | SF Space Heat |  | 0 | 0 | 0
Residential | E214 | 18230023 | Smart Thermostats {E} | G214 | Smart Thermostats {G} | Thermostat - Smart - EH - Res - DR | [6 empty] | Smart thermostat: home heated with electricity; demand response participant | Controls | Thermostat | 245 |  |  |  | kWh | per unit | PSE-deemed | RTF Derived | 0 |  | 165.03 |  |  | 7 |  | SF Space Heat |  | 10.63 | 1.42 | 0
Residential | E214 | 18230023 | Smart Thermostats {E} | G214 | Smart Thermostats {G} | Thermostat - Smart - EH - Res - DR | [6 empty] | Smart thermostat: home heated with electricity; demand response participant | Controls | Thermostat | 260 |  |  |  | kWh | per unit | PSE-deemed | RTF Derived | 0 |  | 165.03 |  |  | 7 |  | SF Space Heat |  | 11.28 | 1.51 | 0
Residential | E214 | 18230023 | Smart Thermostats {E} | G214 | Smart Thermostats {G} | Thermostat - Smart - GH - Res - DR | [6 empty] | Smart thermostat: home heated with natural gas; demand response participant | Controls | Thermostat |  |  | 26.7 |  | Therm | per unit | PSE-deemed | RTF Derived |  | 0 |  | 165.03 |  | 7 |  | Res Space Heat |  | 5.16 | 2.36 | 0
Residential | E214 | 18230023 | Smart Thermostats {E} | G214 | Smart Thermostats {G} | Thermostat - ELV - Smart - SF or MH or DX - DR | [6 empty] | Smart electronic line voltage thermostat: single family, manufactured home, or duplex dwelling; demand response participant | Controls | Thermostat | 58 |  |  |  | kWh | per unit | RTF-deemed |  | 0 |  | 91.85 |  |  | 15 |  | SF Space Heat |  | 2.01 | 0 | 0
Residential | E214 | 18230023 | Smart Thermostats {E} | G214 | Smart Thermostats {G} | Thermostat - Smart - EH - Res - TAN - LTO - b | [6 empty] | Smart thermostat: home heated with electricity; Trade Ally Network contractor; limited-time offer Option B | Controls | Thermostat | 260 |  |  |  | kWh | per unit | PSE-deemed | RTF Derived | 150 |  | 165.03 |  |  | 7 |  | SF Space Heat |  | 11.28 | 1.51 | 0
Residential | E214 | 18230023 | Smart Thermostats {E} | G214 | Smart Thermostats {G} | Thermostat - Smart - GH - Res - TAN - LTO - b | [6 empty] | Smart thermostat: home heated with natural gas; Trade Ally Network contractor; limited-time offer Option B | Controls | Thermostat |  |  | 26.7 |  | Therm | per unit | RTF-deemed |  |  | 150 |  | 165.03 |  | 7 |  | Res Space Heat |  | 5.16 | 2.36 | 0
Residential | E214 | 18230162 | Residential Midstream HVAC and Water Heat {E} | G214 | Residential Midstream HVAC and Water Heat {G} | Heat Pump - Ductless - Tier 1 - Less than 65 kBtuh - EH - Res - EX | [6 empty] | Tier 1 ductless heat pump: less than 65 kBtuh; existing home heated with electricity | HVAC | Heat Pump |  |  |  |  | kWh | calculated | Calculated |  | 400 |  | 500 |  |  | 15 |  | SF Heat Pump |  | 0 | 0 | 0
Residential | E214 | 18230162 | Residential Midstream HVAC and Water Heat {E} | G214 | Residential Midstream HVAC and Water Heat {G} | Heat Pump - Ductless - Tier 1 - Less than 65 kBtuh - EH - Res - NC | [6 empty] | Tier 1 ductless heat pump: less than 65 kBtuh; new construction home heated with electricity | HVAC | Heat Pump |  |  |  |  | kWh | calculated | Calculated |  | 400 |  | 500 |  |  | 15 |  | SF Heat Pump |  | 0 | 0 | 0
Residential | E214 | 18230162 | Residential Midstream HVAC and Water Heat {E} | G214 | Residential Midstream HVAC and Water Heat {G} | Heat Pump - Ductless - Tier 2 - Less than 65 kBtuh - EH - Res - EX | [6 empty] | Tier 2 ductless heat pump: less than 65 kBtuh; existing home heated with electricity | HVAC | Heat Pump |  |  |  |  | kWh | calculated | Calculated |  | 600 |  | 840 |  |  | 15 |  | SF Heat Pump |  | 0 | 0 | 0
Residential | E214 | 18230162 | Residential Midstream HVAC and Water Heat {E} | G214 | Residential Midstream HVAC and Water Heat {G} | Heat Pump - Ductless - Tier 2 - Less than 65 kBtuh - EH - Res - NC | [6 empty] | Tier 2 ductless heat pump: less than 65 kBtuh; new construction home heated with electricity | HVAC | Heat Pump |  |  |  |  | kWh | calculated | Calculated |  | 600 |  | 840 |  |  | 15 |  | SF Heat Pump |  | 0 | 0 | 0
Residential | E214 | 18230162 | Residential Midstream HVAC and Water Heat {E} | G214 | Residential Midstream HVAC and Water Heat {G} | Heat Pump - Split - Tier 1 - Less than 65 kBtuh - EH - Res - EX | [6 empty] | Tier 1 split system heat pump: less than 65 kBtuh; existing home heated with electricity | HVAC | Heat Pump |  |  |  |  | kWh | calculated | Calculated |  | 300 |  | 450 |  |  | 15 |  | SF Heat Pump |  | 0 | 0 | 0
Residential | E214 | 18230162 | Residential Midstream HVAC and Water Heat {E} | G214 | Residential Midstream HVAC and Water Heat {G} | Heat Pump - Split - Tier 2 - Less than 65 kBtuh - EH - Res - EX | [6 empty] | Tier 2 split system heat pump: less than 65 kBtuh; existing home heated with electricity | HVAC | Heat Pump |  |  |  |  | kWh | calculated | Calculated |  | 500 |  | 732 |  |  | 15 |  | SF Heat Pump |  | 0 | 0 | 0
Residential | E214 | 18230162 | Residential Midstream HVAC and Water Heat {E} | G214 | Residential Midstream HVAC and Water Heat {G} | Heat Pump - Split - Tier 2 - Less than 65 kBtuh - EH - Res - NC | [6 empty] | Tier 2 split system heat pump: less than 65 kBtuh; new construction home heated with electricity | HVAC | Heat Pump |  |  |  |  | kWh | calculated | Calculated |  | 500 |  | 732 |  |  | 15 |  | SF Heat Pump |  | 0 | 0 | 0
Residential | E214 | 18230162 | Residential Midstream HVAC and Water Heat {E} | G214 | Residential Midstream HVAC and Water Heat {G} | Incentive - Sales - Distributor - EH or EWH - Res | [6 empty] | Sales incentive for distributor: home space or water heated with electricity | Behavior | Sales Incentive | 0 |  |  |  | kWh | per unit |  |  | 50 |  | 0 | [6 empty] | 0 | 0 | 0
Residential | E214 | 18230162 | Residential Midstream HVAC and Water Heat {E} | G214 | Residential Midstream HVAC and Water Heat {G} | Water Heater - Heat Pump - NEEA Specs - Tier 3 or 4 - EH - Res - EX | [6 empty] | Tier 3 or 4 NEEA Northern Climate specs heat pump water heater using electricity: existing home | Water Heating | Water Heater |  |  |  |  | kWh | calculated | Calculated |  | 500 |  | 727.16 |  |  | 13 |  | Res Water Heat |  | 0 | 0 | 0
Residential | E214 | 18230162 | Residential Midstream HVAC and Water Heat {E} | G214 | Residential Midstream HVAC and Water Heat {G} | Water Heater - Heat Pump - NEEA Specs - Tier 4 - EH - Res - NC | [6 empty] | Tier 4 NEEA Northern Climate specs heat pump water heater using electricity: new construction home | Water Heating | Water Heater |  |  |  |  | kWh | calculated | Calculated |  | 150 |  | 727.16 |  |  | 13 |  | Res Water Heat |  | 0 | 0 | 0
Residential | E214 | 18230162 | Residential Midstream HVAC and Water Heat {E} | G214 | Residential Midstream HVAC and Water Heat {G} | Water Heater - Heat Pump - NEEA Specs - Tier 4 - EH - Res - NC | [6 empty] | Tier 4 NEEA Northern Climate specs heat pump water heater using electricity: new construction home | Water Heating | Water Heater |  |  |  |  | kWh | calculated | Calculated |  | 150 |  | 398.67 |  |  | 13 |  | Res Water Heat |  | 0 | 0 | 0
Residential | E214 | 18230162 | Residential Midstream HVAC and Water Heat {E} | G214 | Residential Midstream HVAC and Water Heat {G} | Incentive - Sales - Contractor - EH or EWH - Res | [6 empty] | Sales incentive for contractor: home space or water heated with electricity | Behavior | Sales Incentive | 0 |  |  |  | kWh | per unit | PSE-deemed | Program Staff | 100 |  | 0 | [6 empty] | 0 | 0 | 0
Residential | E214 | 18230162 | Residential Midstream HVAC and Water Heat {E} | G214 | Residential Midstream HVAC and Water Heat {G} | Water Heater - Heat Pump - NEEA Specs - Tier 3 - EH - Res - EX | [6 empty] | Tier 3 NEEA Northern Climate specs heat pump water heater using electricity: existing home | Water Heating | Water Heater |  |  |  |  | kWh | calculated | Calculated |  | 500 |  | 775.88 |  |  | 13 |  | Res Water Heat |  | 0 | 0 | 0
Residential | E214 | 18230162 | Residential Midstream HVAC and Water Heat {E} | G214 | Residential Midstream HVAC and Water Heat {G} | Water Heater - Heat Pump - NEEA Specs - Tier 4 - EH - Res - EX | [6 empty] | Tier 4 NEEA Northern Climate specs heat pump water heater using electricity: existing home | Water Heating | Water Heater |  |  |  |  | kWh | calculated | Calculated |  | 500 |  | 775.88 |  |  | 13 |  | Res Water Heat |  | 0 | 0 | 0
Residential | E214 | 18230162 | Residential Midstream HVAC and Water Heat {E} | G214 | Residential Midstream HVAC and Water Heat {G} | Water Heater - Heat Pump - Split - NEEA Specs - Tier 3 - EH - Res - EX | [6 empty] | Tier 3 NEEA Northern Climate specs split system heat pump water heater using electricity: existing home | Water Heating | Water Heater |  |  |  |  | kWh | calculated | Calculated |  | 500 |  | 775.88 |  |  | 13 |  | Res Water Heat |  | 0 | 0 | 0
Residential | E214 | 18230162 | Residential Midstream HVAC and Water Heat {E} | G214 | Residential Midstream HVAC and Water Heat {G} | Heat Pump - AC - Tier 1 - 65k Btuh or less - Res - EX | [6 empty] | 65k Btuh or less Tier 1 air-cooled heat pump: existing home | HVAC | Heat Pump |  |  |  |  | kWh | calculated | Calculated |  | 300 |  | 1915.68 |  |  | 15 |  | SF Heat Pump |  | 0 | 0 | 0
Residential | E214 | 18230162 | Residential Midstream HVAC and Water Heat {E} | G214 | Residential Midstream HVAC and Water Heat {G} | Heat Pump - AC - Tier 1 - 65k Btuh or less - Res - EX | [6 empty] | 65k Btuh or less Tier 1 air-cooled heat pump: existing home | HVAC | Heat Pump |  |  |  |  | kWh | calculated | Calculated |  | 300 |  | 1277 |  |  | 15 |  | SF Heat Pump |  | 0 | 0 | 0
Residential | E214 | 18230162 | Residential Midstream HVAC and Water Heat {E} | G214 | Residential Midstream HVAC and Water Heat {G} | Heat Pump - AC - Tier 1 - 65k Btuh or less - Res - NC | [6 empty] | 65k Btuh or less Tier 1 air-cooled heat pump: new construction home | HVAC | Heat Pump |  |  |  |  | kWh | calculated | Calculated |  | 300 |  | 366.3 |  |  | 15 |  | SF Heat Pump |  | 0 | 0 | 0
Residential | E214 | 18230162 | Residential Midstream HVAC and Water Heat {E} | G214 | Residential Midstream HVAC and Water Heat {G} | Heat Pump - AC - Tier 2 - 65k Btuh or less - Res - EX | [6 empty] | 65k Btuh or less Tier 2 air-cooled heat pump: existing home | HVAC | Heat Pump |  |  |  |  | kWh | calculated | Calculated |  | 400 |  | 1762.72 |  |  | 15 |  | SF Heat Pump |  | 0 | 0 | 0
Residential | E214 | 18230162 | Residential Midstream HVAC and Water Heat {E} | G214 | Residential Midstream HVAC and Water Heat {G} | Heat Pump - AC - Tier 2 - 65k Btuh or less - Res - EX | [6 empty] | 65k Btuh or less Tier 2 air-cooled heat pump: existing home | HVAC | Heat Pump |  |  |  |  | kWh | calculated | Calculated |  | 400 |  | 1762.62 |  |  | 15 |  | SF Heat Pump |  | 0 | 0 | 0
Residential | E214 | 18230162 | Residential Midstream HVAC and Water Heat {E} | G214 | Residential Midstream HVAC and Water Heat {G} | Heat Pump - AC - Tier 2 - 65k Btuh or less - Res - NC | [6 empty] | 65k Btuh or less Tier 2 air-cooled heat pump: new construction home | HVAC | Heat Pump |  |  |  |  | kWh | calculated | Calculated |  | 400 |  | 460 |  |  | 15 |  | SF Heat Pump |  | 0 | 0 | 0
Residential | E214 | 18230162 | Residential Midstream HVAC and Water Heat {E} | G214 | Residential Midstream HVAC and Water Heat {G} | Heat Pump - AC - Tier 2 - 65k Btuh or less - Res - NC | [6 empty] | 65k Btuh or less Tier 2 air-cooled heat pump: new construction home | HVAC | Heat Pump |  |  |  |  | kWh | calculated | Calculated |  | 400 |  | 559.1 |  |  | 15 |  | SF Heat Pump |  | 0 | 0 | 0
Residential | E214 | 18230162 | Residential Midstream HVAC and Water Heat {E} | G214 | Residential Midstream HVAC and Water Heat {G} | Heat Pump - AC - Tier 3 - 65k Btuh or less - Res - EX | [6 empty] | 65k Btuh or less Tier 3 air-cooled heat pump: existing home | HVAC | Heat Pump |  |  |  |  | kWh | calculated | Calculated |  | 600 |  | 2176.72 |  |  | 15 |  | SF Heat Pump |  | 0 | 0 | 0
Residential | E214 | 18230162 | Residential Midstream HVAC and Water Heat {E} | G214 | Residential Midstream HVAC and Water Heat {G} | Heat Pump - AC - Tier 3 - 65k Btuh or less - Res - EX | [6 empty] | 65k Btuh or less Tier 3 air-cooled heat pump: existing home | HVAC | Heat Pump |  |  |  |  | kWh | calculated | Calculated |  | 600 |  | 2176.2 |  |  | 15 |  | SF Heat Pump |  | 0 | 0 | 0
Residential | E214 | 18230162 | Residential Midstream HVAC and Water Heat {E} | G214 | Residential Midstream HVAC and Water Heat {G} | Heat Pump - AC - Tier 3 - 65k Btuh or less - Res - NC | [6 empty] | 65k Btuh or less Tier 3 air-cooled heat pump: new construction home | HVAC | Heat Pump |  |  |  |  | kWh | calculated | Calculated |  | 600 |  | 874 |  |  | 15 |  | SF Heat Pump |  | 0 | 0 | 0
Residential | E214 | 18230162 | Residential Midstream HVAC and Water Heat {E} | G214 | Residential Midstream HVAC and Water Heat {G} | Heat Pump - AC - Tier 3 - 65k Btuh or less - Res - NC | [6 empty] | 65k Btuh or less Tier 3 air-cooled heat pump: new construction home | HVAC | Heat Pump |  |  |  |  | kWh | calculated | Calculated |  | 600 |  | 874 |  |  | 15 |  | SF Heat Pump |  | 0 | 0 | 0
Residential | E214 | 18230162 | Residential Midstream HVAC and Water Heat {E} | G214 | Residential Midstream HVAC and Water Heat {G} | Heat Pump - Ductless - Tier 1 - 65k Btuh or less - Res - EX | [6 empty] | 65k Btuh or less Tier 1 ductless heat pump: existing home | HVAC | Heat Pump |  |  |  |  | kWh | calculated | Calculated |  | 400 |  | 1762.72 |  |  | 15 |  | SF Heat Pump |  | 0 | 0 | 0
Residential | E214 | 18230162 | Residential Midstream HVAC and Water Heat {E} | G214 | Residential Midstream HVAC and Water Heat {G} | Heat Pump - Ductless - Tier 1 - 65k Btuh or less - Res - EX | [6 empty] | 65k Btuh or less Tier 1 ductless heat pump: existing home | HVAC | Heat Pump |  |  |  |  | kWh | calculated | Calculated |  | 400 |  | 1277 |  |  | 15 |  | SF Heat Pump |  | 0 | 0 | 0
Residential | E214 | 18230162 | Residential Midstream HVAC and Water Heat {E} | G214 | Residential Midstream HVAC and Water Heat {G} | Heat Pump - Ductless - Tier 1 - 65k Btuh or less - Res - NC | [6 empty] | 65k Btuh or less Tier 1 ductless heat pump: new construction home | HVAC | Heat Pump |  |  |  |  | kWh | calculated | Calculated |  | 400 |  | 460 |  |  | 15 |  | SF Heat Pump |  | 0 | 0 | 0
Residential | E214 | 18230162 | Residential Midstream HVAC and Water Heat {E} | G214 | Residential Midstream HVAC and Water Heat {G} | Heat Pump - Ductless - Tier 1 - 65k Btuh or less - Res - NC | [6 empty] | 65k Btuh or less Tier 1 ductless heat pump: new construction home | HVAC | Heat Pump |  |  |  |  | kWh | calculated | Calculated |  | 400 |  | 244 |  |  | 15 |  | SF Heat Pump |  | 0 | 0 | 0
Residential | E214 | 18230162 | Residential Midstream HVAC and Water Heat {E} | G214 | Residential Midstream HVAC and Water Heat {G} | Heat Pump - Ductless - Tier 2 - 65k Btuh or less - Res - EX | [6 empty] | 65k Btuh or less Tier 2 ductless heat pump: existing home | HVAC | Heat Pump |  |  |  |  | kWh | calculated | Calculated |  | 600 |  | 2176.72 |  |  | 15 |  | SF Heat Pump |  | 0 | 0 | 0
Residential | E214 | 18230162 | Residential Midstream HVAC and Water Heat {E} | G214 | Residential Midstream HVAC and Water Heat {G} | Heat Pump - Ductless - Tier 2 - 65k Btuh or less - Res - EX | [6 empty] | 65k Btuh or less Tier 2 ductless heat pump: existing home | HVAC | Heat Pump |  |  |  |  | kWh | calculated | Calculated |  | 600 |  | 1762.62 |  |  | 15 |  | SF Heat Pump |  | 0 | 0 | 0
Residential | E214 | 18230162 | Residential Midstream HVAC and Water Heat {E} | G214 | Residential Midstream HVAC and Water Heat {G} | Heat Pump - Ductless - Tier 2 - 65k Btuh or less - Res - NC | [6 empty] | 65k Btuh or less Tier 2 ductless heat pump: new construction home | HVAC | Heat Pump |  |  |  |  | kWh | calculated | Calculated |  | 600 |  | 874 |  |  | 15 |  | SF Heat Pump |  | 0 | 0 | 0
Residential | E214 | 18230162 | Residential Midstream HVAC and Water Heat {E} | G214 | Residential Midstream HVAC and Water Heat {G} | Heat Pump - Ductless - Tier 2 - 65k Btuh or less - Res - NC | [6 empty] | 65k Btuh or less Tier 2 ductless heat pump: new construction home | HVAC | Heat Pump |  |  |  |  | kWh | calculated | Calculated |  | 600 |  | 559 |  |  | 15 |  | SF Heat Pump |  | 0 | 0 | 0
Residential | E214 | 18230162 | Residential Midstream HVAC and Water Heat {E} | G214 | Residential Midstream HVAC and Water Heat {G} | Heat Pump - Packaged - Tier 1 - 65k Btuh or less - Res - EX | [6 empty] | 65k Btuh or less Tier 1 packaged heat pump: existing home | HVAC | Heat Pump |  |  |  |  | kWh | calculated | Calculated |  | 300 |  | 1277 |  |  | 15 |  | SF Heat Pump |  | 0 | 0 | 0
Residential | E214 | 18230162 | Residential Midstream HVAC and Water Heat {E} | G214 | Residential Midstream HVAC and Water Heat {G} | Heat Pump - Packaged - Tier 2 - 65k Btuh or less - Res - EX | [6 empty] | 65k Btuh or less Tier 2 packaged heat pump: existing home | HVAC | Heat Pump |  |  |  |  | kWh | calculated | Calculated |  | 500 |  | 1762.62 |  |  | 15 |  | SF Heat Pump |  | 0 | 0 | 0
Residential | E214 | 18230162 | Residential Midstream HVAC and Water Heat {E} | G214 | Residential Midstream HVAC and Water Heat {G} | Heat Pump - Packaged - Tier 2 - 65k Btuh or less - Res - NC | [6 empty] | 65k Btuh or less Tier 2 packaged heat pump: new construction home | HVAC | Heat Pump |  |  |  |  | kWh | calculated | Calculated |  | 500 |  | 559 |  |  | 15 |  | SF Heat Pump |  | 0 | 0 | 0
Residential | E214 | 18230162 | Residential Midstream HVAC and Water Heat {E} | G214 | Residential Midstream HVAC and Water Heat {G} | Heat Pump - Split - Tier 1 - 65k Btuh or less - Res - EX | [6 empty] | 65k Btuh or less Tier 1 split system heat pump: existing home | HVAC | Heat Pump |  |  |  |  | kWh | calculated | Calculated |  | 300 |  | 1915.68 |  |  | 15 |  | SF Heat Pump |  | 0 | 0 | 0
Residential | E214 | 18230162 | Residential Midstream HVAC and Water Heat {E} | G214 | Residential Midstream HVAC and Water Heat {G} | Heat Pump - Split - Tier 1 - 65k Btuh or less - Res - EX | [6 empty] | 65k Btuh or less Tier 1 split system heat pump: existing home | HVAC | Heat Pump |  |  |  |  | kWh | calculated | Calculated |  | 300 |  | 1277 |  |  | 15 |  | SF Heat Pump |  | 0 | 0 | 0
Residential | E214 | 18230162 | Residential Midstream HVAC and Water Heat {E} | G214 | Residential Midstream HVAC and Water Heat {G} | Heat Pump - Split - Tier 2 - 65k Btuh or less - Res - EX | [6 empty] | 65k Btuh or less Tier 2 split system heat pump: existing home | HVAC | Heat Pump |  |  |  |  | kWh | calculated | Calculated |  | 500 |  | 2314.92 |  |  | 15 |  | SF Heat Pump |  | 0 | 0 | 0
Residential | E214 | 18230162 | Residential Midstream HVAC and Water Heat {E} | G214 | Residential Midstream HVAC and Water Heat {G} | Heat Pump - Split - Tier 2 - 65k Btuh or less - Res - EX | [6 empty] | 65k Btuh or less Tier 2 split system heat pump: existing home | HVAC | Heat Pump |  |  |  |  | kWh | calculated | Calculated |  | 500 |  | 1762.62 |  |  | 15 |  | SF Heat Pump |  | 0 | 0 | 0
Residential | E214 | 18230162 | Residential Midstream HVAC and Water Heat {E} | G214 | Residential Midstream HVAC and Water Heat {G} | Heat Pump - Split - Tier 2 - 65k Btuh or less - Res - NC | [6 empty] | 65k Btuh or less Tier 2 split system heat pump: new construction home | HVAC | Heat Pump |  |  |  |  | kWh | calculated | Calculated |  | 500 |  | 765.9 |  |  | 15 |  | SF Heat Pump |  | 0 | 0 | 0
Residential | E214 | 18230162 | Residential Midstream HVAC and Water Heat {E} | G214 | Residential Midstream HVAC and Water Heat {G} | Heat Pump - Split - Tier 2 - 65k Btuh or less - Res - NC | [6 empty] | 65k Btuh or less Tier 2 split system heat pump: new construction home | HVAC | Heat Pump |  |  |  |  | kWh | calculated | Calculated |  | 500 |  | 559 |  |  | 15 |  | SF Heat Pump |  | 0 | 0 | 0
Residential | E214 | 18230162 | Residential Midstream HVAC and Water Heat {E} | G214 | Residential Midstream HVAC and Water Heat {G} | Water Heater - Storage - GH - Res | [6 empty] | Storage water heater using natural gas: residential dwelling | Water Heating | Water Heater |  |  | 23.2 |  | Therm | per unit | PSE-deemed | RTF Derived |  | 135 |  | 690.28 |  | 13 |  | Res Water Heat |  | 0 | 0 | 0
Residential | E214 | 18230162 | Residential Midstream HVAC and Water Heat {E} | G214 | Residential Midstream HVAC and Water Heat {G} | Boiler - Space Heat - GH - SF | [6 empty] | Space heat boiler using natural gas: single family dwelling | HVAC | HVAC Boiler |  |  | 248.03 |  | Therm | per unit | RTF-deemed |  |  | 450 |  | 1382.35 |  | 20 |  | Res Space Heat |  | 0 | 0 | 0
Residential | E214 | 18230162 | Residential Midstream HVAC and Water Heat {E} | G214 | Residential Midstream HVAC and Water Heat {G} | Incentive - Sales - Boiler - Space Heat - GH - SF | [6 empty] | Sales incentive for space heat boiler using natural gas: single family dwelling | Behavior | Sales Incentive |  |  | 0 |  | Therm | per unit |  |  |  | 50 |  | 0 | [5 empty] | 0 | 0 | 0
Residential | E214 | 18230162 | Residential Midstream HVAC and Water Heat {E} | G214 | Residential Midstream HVAC and Water Heat {G} | Incentive - Sales - Water Heater - Storage - GH - Res | [6 empty] | Sales incentive for storage water heater using natural gas: residential dwelling | Behavior | Sales Incentive |  |  | 0 |  | Therm | per unit |  |  |  | 50 |  | 0 | [5 empty] | 0 | 0 | 0
Residential | E214 | 18230434 | Home Appliances {E} | G214 | Home Appliances {E} | Clothes Washer - Energy Star - Any WH - Any Dryer - Res - NQC | [6 empty] | Energy Star clothes washer: any water heating, any dryer; residential dwelling; non-qualified customer | Appliances | Clothes Washer | 0 |  | 0 |  | kWh | per unit | PSE-deemed | Program Staff | 0 | 0 | 0 | 0 |  |  |  | Res Water Heat |  | 0 | 0 | 0
Residential | E214 | 18230434 | Home Appliances {E} | G214 | Home Appliances {E} | Clothes Dryer - HP - Vented - EH - Res | [6 empty] | Electric vented heat pump clothes dryer: residential dwelling | Appliances | Clothes Dryer | 324.58 |  |  |  | kWh | per unit | RTF-deemed |  | 75 |  | 411.53 |  |  | 12 |  | Res Plug Load |  | -0.24 | 0 | 0
Residential | E214 | 18230434 | Home Appliances {E} | G214 | Home Appliances {E} | Clothes Dryer - HP - Ventless - EH - Res | [6 empty] | Electric ventless heat pump clothes dryer: residential dwelling | Appliances | Clothes Dryer | 408.03 |  |  |  | kWh | per unit | PSE-deemed | RTF Derived | 75 |  | 411.53 |  |  | 12 |  | Res Plug Load |  | 2.69 | 0 | 0
Residential | E214 | 18230434 | Home Appliances {E} | G214 | Home Appliances {E} | Clothes Dryer - Vented - Energy Star - EH - Res | [6 empty] | Energy Star electric vented clothes dryer: residential dwelling | Appliances | Clothes Dryer | 52.5 |  |  |  | kWh | per unit | RTF-deemed |  | 50 |  | 103.49 |  |  | 12 |  | Res Plug Load |  | -0.07 | 0 | 0
Residential | E214 | 18230434 | Home Appliances {E} | G214 | Home Appliances {E} | Clothes Dryer - Ventless - Energy Star - EH - Res | [6 empty] | Energy Star electric ventless clothes dryer: residential dwelling | Appliances | Clothes Dryer | 96.6 |  |  |  | kWh | per unit | RTF-deemed |  | 50 |  | 196.59 |  |  | 12 |  | Res Plug Load |  | 4.24 | 0 | 0
Residential | E214 | 18230434 | Home Appliances {E} | G214 | Home Appliances {E} | Clothes Washer - Front Load - Energy Star - Any WH - Any Dryer - Res - C | [6 empty] | Energy Star front load clothes washer: any water heating, any dryer; residential dwelling; dual fuel customer | Appliances | Clothes Washer | 120 |  | 2.4 |  | kWh | per unit | RTF-deemed | RTF UES Deemed | 75 | 0 | 133.95 | 0 |  | 14 |  | Res Water Heat | Res Water Heat | 18.98 | 0 | 0
Residential | E214 | 18230434 | Home Appliances {E} | G214 | Home Appliances {E} | Clothes Washer - Front Load - Energy Star - Any WH - Any Dryer - Res - C | [6 empty] | Energy Star front load clothes washer: any water heating, any dryer; residential dwelling; dual fuel customer | Appliances | Clothes Washer | 120 |  | 2.4 |  | kWh | per unit | RTF-deemed | RTF UES Deemed | 75 | 0 | 163.01 | 0 |  | 14 |  | Res Water Heat | Res Water Heat | 18.98 | 0 | 0
Residential | E214 | 18230434 | Home Appliances {E} | G214 | Home Appliances {E} | Clothes Washer - Front Load - Energy Star - Any WH - Any Dryer - Res - C - LTO | [6 empty] | Energy Star front load clothes washer: any water heating, any dryer; residential dwelling; dual fuel customer; limited-time offer | Appliances | Clothes Washer | 120 |  | 2.4 |  | kWh | per unit | RTF-deemed | RTF UES Deemed | 125 | 0 | 133.95 | 0 |  | 14 |  | Res Water Heat | Res Water Heat | 18.98 | 0 | 0
Residential | E214 | 18230434 | Home Appliances {E} | G214 | Home Appliances {E} | Clothes Washer - Front Load - Energy Star - Any WH - Any Dryer - Res - C - LTO | [6 empty] | Energy Star front load clothes washer: any water heating, any dryer; residential dwelling; dual fuel customer; limited-time offer | Appliances | Clothes Washer | 120 |  | 2.4 |  | kWh | per unit | RTF-deemed | RTF UES Deemed | 125 | 0 | 163.01 | 0 |  | 14 |  | Res Water Heat | Res Water Heat | 18.98 | 0 | 0
Residential | E214 | 18230434 | Home Appliances {E} | G214 | Home Appliances {E} | Clothes Washer - Front Load - Energy Star - Any WH - Any Dryer - Res - C - LTO | [6 empty] | Energy Star front load clothes washer: any water heating, any dryer; residential dwelling; dual fuel customer; limited-time offer | Appliances | Clothes Washer | 120 |  | 2.4 |  | kWh | per unit | RTF-deemed | RTF UES Deemed | 125 | 0 | 163.01 | 0 |  | 14 |  | Res Water Heat | Res Water Heat | 18.98 | 0 | 0
Residential | E214 | 18230434 | Home Appliances {E} | G214 | Home Appliances {E} | Clothes Washer - Front Load - Energy Star - Any WH - Any Dryer - Res - EO | [6 empty] | Energy Star front load clothes washer: any water heating, any dryer; residential dwelling; electric-only customer | Appliances | Clothes Washer | 120 |  |  |  | kWh | per unit | RTF-deemed | RTF UES Deemed | 50 |  | 125.32 |  |  | 14 |  | Res Water Heat |  | 17.88 | 0 | 0
Residential | E214 | 18230434 | Home Appliances {E} | G214 | Home Appliances {E} | Clothes Washer - Front Load - Energy Star - Any WH - Any Dryer - Res - EO | [6 empty] | Energy Star front load clothes washer: any water heating, any dryer; residential dwelling; electric-only customer | Appliances | Clothes Washer | 120 |  |  |  | kWh | per unit | RTF-deemed | RTF UES Deemed | 75 |  | 133.95 |  |  | 14 |  | Res Water Heat |  | 18.98 | 0 | 0
Residential | E214 | 18230434 | Home Appliances {E} | G214 | Home Appliances {E} | Clothes Washer - Front Load - Energy Star - Any WH - Any Dryer - Res - EO | [6 empty] | Energy Star front load clothes washer: any water heating, any dryer; residential dwelling; electric-only customer | Appliances | Clothes Washer | 120 |  |  |  | kWh | per unit | RTF-deemed | RTF UES Deemed | 75 |  | 163.01 |  |  | 14 |  | Res Water Heat |  | 18.98 | 0 | 0
Residential | E214 | 18230434 | Home Appliances {E} | G214 | Home Appliances {E} | Clothes Washer - Front Load - Energy Star - Any WH - Any Dryer - Res - EO - LTO | [6 empty] | Energy Star front load clothes washer: any water heating, any dryer; residential dwelling; electric-only customer; limited-time offer | Appliances | Clothes Washer | 120 |  |  |  | kWh | per unit | RTF-deemed | RTF UES Deemed | 125 |  | 133.95 |  |  | 14 |  | Res Water Heat |  | 18.98 | 0 | 0
Residential | E214 | 18230434 | Home Appliances {E} | G214 | Home Appliances {E} | Clothes Washer - Front Load - Energy Star - Any WH - Any Dryer - Res - EO - LTO | [6 empty] | Energy Star front load clothes washer: any water heating, any dryer; residential dwelling; electric-only customer; limited-time offer | Appliances | Clothes Washer | 120 |  |  |  | kWh | per unit | RTF-deemed | RTF UES Deemed | 125 |  | 163.01 |  |  | 14 |  | Res Water Heat |  | 18.98 | 0 | 0
Residential | E214 | 18230434 | Home Appliances {E} | G214 | Home Appliances {E} | Clothes Washer - Front Load - Energy Star - Any WH - Any Dryer - Res - EO - LTO | [6 empty] | Energy Star front load clothes washer: any water heating, any dryer; residential dwelling; electric-only customer; limited-time offer | Appliances | Clothes Washer | 120 |  |  |  | kWh | per unit | RTF-deemed | RTF UES Deemed | 125 |  | 163.01 |  |  | 14 |  | Res Water Heat |  | 18.98 | 0 | 0
Residential | E214 | 18230434 | Home Appliances {E} | G214 | Home Appliances {E} | Clothes Dryer - HP - Vented - EH - Res - LTO | [6 empty] | Electric vented heat pump clothes dryer: residential dwelling; limited-time offer | Appliances | Clothes Dryer | 324.58 |  |  |  | kWh | per unit | RTF-deemed |  | 150 |  | 411.53 |  |  | 12 |  | Res Plug Load |  | -0.24 | 0 | 0
Residential | E214 | 18230434 | Home Appliances {E} | G214 | Home Appliances {E} | Clothes Dryer - HP - Vented - EH - Res - LTO | [6 empty] | Electric vented heat pump clothes dryer: residential dwelling; limited-time offer | Appliances | Clothes Dryer | 324.58 |  |  |  | kWh | per unit | RTF-deemed |  | 250 |  | 411.53 |  |  | 12 |  | Res Plug Load |  | -0.24 | 0 | 0
Residential | E214 | 18230434 | Home Appliances {E} | G214 | Home Appliances {E} | Clothes Dryer - HP - Ventless - EH - Res - LTO | [6 empty] | Electric ventless heat pump clothes dryer: residential dwelling; limited-time offer | Appliances | Clothes Dryer | 408.03 |  |  |  | kWh | per unit | PSE-deemed | RTF Derived | 150 |  | 411.53 |  |  | 12 |  | Res Plug Load |  | 2.69 | 0 | 0
Residential | E214 | 18230434 | Home Appliances {E} | G214 | Home Appliances {E} | Clothes Dryer - HP - Ventless - EH - Res - LTO | [6 empty] | Electric ventless heat pump clothes dryer: residential dwelling; limited-time offer | Appliances | Clothes Dryer | 408.03 |  |  |  | kWh | per unit | PSE-deemed | RTF Derived | 250 |  | 411.53 |  |  | 12 |  | Res Plug Load |  | 2.69 | 0 | 0
Residential | E214 | 18230434 | Home Appliances {E} | G214 | Home Appliances {E} | Clothes Dryer - Vented - Energy Star - EH - Res - LTO | [6 empty] | Energy Star electric vented clothes dryer: residential dwelling; limited-time offer | Appliances | Clothes Dryer | 52.5 |  |  |  | kWh | per unit | RTF-deemed |  | 100 |  | 103.49 |  |  | 12 |  | Res Plug Load |  | -0.07 | 0 | 0
Residential | E214 | 18230434 | Home Appliances {E} | G214 | Home Appliances {E} | Clothes Dryer - Vented - Energy Star - EH - Res - LTO | [6 empty] | Energy Star electric vented clothes dryer: residential dwelling; limited-time offer | Appliances | Clothes Dryer | 52.5 |  |  |  | kWh | per unit | RTF-deemed |  | 100 |  | 103.49 |  |  | 12 |  | Res Plug Load |  | -0.07 | 0 | 0
Residential | E214 | 18230434 | Home Appliances {E} | G214 | Home Appliances {E} | Clothes Dryer - Ventless - Energy Star - EH - Res - LTO | [6 empty] | Energy Star electric ventless clothes dryer: ventless; residential dwelling; limited-time offer | Appliances | Clothes Dryer | 96.6 |  |  |  | kWh | per unit | RTF-deemed |  | 100 |  | 196.59 |  |  | 12 |  | Res Plug Load |  | 4.24 | 0 | 0
Residential | E214 | 18230434 | Home Appliances {E} | G214 | Home Appliances {E} | Clothes Washer - Front Load - Energy Star - Any WH - Any Dryer - Res - MI - C | [6 empty] | Energy Star front load clothes washer: any water heating, any dryer; residential dwelling; moderate income dual fuel customer | Appliances | Clothes Washer | 120 |  | 2.4 |  | kWh | per unit | RTF-deemed | RTF UES Deemed | 125 | 0 | 133.95 | 0 |  | 14 |  | Res Water Heat | Res Water Heat | 18.98 | 0 | 0
Residential | E214 | 18230434 | Home Appliances {E} | G214 | Home Appliances {E} | Clothes Washer - Front Load - Energy Star - Any WH - Any Dryer - Res - MI - C | [6 empty] | Energy Star front load clothes washer: any water heating, any dryer; residential dwelling; moderate income dual fuel customer | Appliances | Clothes Washer | 120 |  | 2.4 |  | kWh | per unit | RTF-deemed | RTF UES Deemed | 125 | 0 | 163.01 | 0 |  | 14 |  | Res Water Heat | Res Water Heat | 18.98 | 0 | 0
Residential | E214 | 18230434 | Home Appliances {E} | G214 | Home Appliances {E} | Clothes Washer - Front Load - Energy Star - Any WH - Any Dryer - Res - MI - EO | [6 empty] | Energy Star front load clothes washer: any water heating, any dryer; residential dwelling; moderate income electric-only customer | Appliances | Clothes Washer | 120 |  |  |  | kWh | per unit | RTF-deemed | RTF UES Deemed | 125 |  | 133.95 |  |  | 14 |  | Res Water Heat |  | 18.98 | 0 | 0
Residential | E214 | 18230434 | Home Appliances {E} | G214 | Home Appliances {E} | Clothes Washer - Front Load - Energy Star - Any WH - Any Dryer - Res - MI - EO | [6 empty] | Energy Star front load clothes washer: any water heating, any dryer; residential dwelling; moderate income electric-only customer | Appliances | Clothes Washer | 120 |  |  |  | kWh | per unit | RTF-deemed | RTF UES Deemed | 125 |  | 163.01 |  |  | 14 |  | Res Water Heat |  | 18.98 | 0 | 0
Residential | E214 | 18230434 | Home Appliances {E} | G214 | Home Appliances {E} | Clothes Dryer - Vented - Energy Star - EH - SF or DX | [6 empty] | Energy Star electric vented clothes dryer: single family or duplex dwelling | Appliances | Clothes Dryer | 52.5 |  |  |  | kWh | per unit | RTF-deemed |  | 50 |  | 103.49 |  |  | 12 |  | Res Plug Load |  | -0.07 | 0 | 0
Residential | E214 | 18230434 | Home Appliances {E} | G214 | Home Appliances {E} | Clothes Dryer - Ventless - Energy Star - EH - SF or DX | [6 empty] | Energy Star electric ventless clothes dryer: single family or duplex dwelling | Appliances | Clothes Dryer | 96.6 |  |  |  | kWh | per unit | RTF-deemed |  | 50 |  | 196.59 |  |  | 12 |  | Res Plug Load |  | 4.24 | 0 | 0
Residential | E214 | 18230434 | Home Appliances {E} | G214 | Home Appliances {E} | Clothes Dryer - Vented - Energy Star - EH - Res - MI | [6 empty] | Energy Star electric vented clothes dryer: residential dwelling; moderate income customer | Appliances | Clothes Dryer | 52.5 |  |  |  | kWh | per unit | RTF-deemed |  | 100 |  | 103.49 |  |  | 12 |  | Res Plug Load |  | -0.07 | 0 | 0
Residential | E214 | 18230434 | Home Appliances {E} | G214 | Home Appliances {E} | Clothes Dryer - Ventless - Energy Star - EH - Res - MI | [6 empty] | Energy Star electric ventless clothes dryer: residential dwelling; moderate income customer | Appliances | Clothes Dryer | 96.6 |  |  |  | kWh | per unit | RTF-deemed |  | 100 |  | 196.59 |  |  | 12 |  | Res Plug Load |  | 4.24 | 0 | 0
Residential | E214 | 18230434 | Home Appliances {E} | G214 | Home Appliances {E} | Clothes Dryer - Vented - Energy Star - EH - MH | [6 empty] | Energy Star electric vented clothes dryer: manufactured home | Appliances | Clothes Dryer | 52.5 |  |  |  | kWh | per unit | RTF-deemed |  | 100 |  | 103.49 |  |  | 12 |  | Res Plug Load |  | -0.07 | 0 | 0
Residential | E214 | 18230434 | Home Appliances {E} | G214 | Home Appliances {E} | Clothes Dryer - Ventless - Energy Star - EH - MH | [6 empty] | Energy Star electric ventless clothes dryer: manufactured home | Appliances | Clothes Dryer | 96.6 |  |  |  | kWh | per unit | RTF-deemed |  | 100 |  | 196.59 |  |  | 12 |  | Res Plug Load |  | 4.24 | 0 | 0
Residential | E214 | 18230434 | Home Appliances {E} | G214 | Home Appliances {E} | Clothes Dryer - Energy Star - Any WH - Any Dryer - Res - NQC | [6 empty] | Energy Star clothes dryer: any water heating, any washer; residential dwelling; non-qualified customer | Appliances | Clothes Dryer | 0 |  |  |  | kWh | per unit |  |  | 0 |  | 0 |  |  |  |  | Res Plug Load |  | 0 | 0 | 0
Residential | E214 | 18230434 | Home Appliances {E} | G214 | Home Appliances {E} | Clothes Dryer - Vented - Energy Star - EH - SF or DX - LTO | [6 empty] | Energy Star electric vented clothes dryer: single family or duplex dwelling; limited-time offer | Appliances | Clothes Dryer | 52.5 |  |  |  | kWh | per unit | RTF-deemed |  | 100 |  | 103.49 |  |  | 12 |  | Res Plug Load |  | -0.07 | 0 | 0
Residential | E214 | 18230434 | Home Appliances {E} | G214 | Home Appliances {E} | Clothes Dryer - Ventless - Energy Star - EH - SF or DX - LTO | [6 empty] | Energy Star electric ventless clothes dryer: single family or duplex dwelling; limited-time offer | Appliances | Clothes Dryer | 96.6 |  |  |  | kWh | per unit | RTF-deemed |  | 100 |  | 196.59 |  |  | 12 |  | Res Plug Load |  | 4.24 | 0 | 0
Residential | E214 | 18230434 | Home Appliances {E} | G214 | Home Appliances {E} | Clothes Washer - Front Load - Energy Star - Any WH - Any Dryer - MH - C | [6 empty] | Energy Star front load clothes washer: any water heating, any dryer; manufactured home; dual fuel customer | Appliances | Clothes Washer | 120 |  | 2.4 |  | kWh | per unit | RTF-deemed | RTF UES Deemed | 125 | 0 | 133.95 | 0 |  | 14 |  | Res Water Heat | Res Water Heat | 18.98 | 0 | 0
Residential | E214 | 18230434 | Home Appliances {E} | G214 | Home Appliances {E} | Clothes Washer - Front Load - Energy Star - Any WH - Any Dryer - MH - EO | [6 empty] | Energy Star front load clothes washer: any water heating, any dryer; manufactured home; electric-only customer | Appliances | Clothes Washer | 120 |  |  |  | kWh | per unit | RTF-deemed | RTF UES Deemed | 125 |  | 133.95 |  |  | 14 |  | Res Water Heat |  | 18.98 | 0 | 0
Residential | E214 | 18230434 | Home Appliances {E} | G214 | Home Appliances {E} | Clothes Washer - Front Load - Energy Star - Any WH - Any Dryer - Res - MI - C - LTO | [6 empty] | Energy Star front load clothes washer: any water heating, any dryer; residential dwelling; moderate income dual fuel customer; limited-time offer | Appliances | Clothes Washer | 120 |  | 2.4 |  | kWh | per unit | RTF-deemed | RTF UES Deemed | 175 | 0 | 133.95 | 0 |  | 14 |  | Res Water Heat | Res Water Heat | 18.98 | 0 | 0
Residential | E214 | 18230434 | Home Appliances {E} | G214 | Home Appliances {E} | Clothes Washer - Front Load - Energy Star - Any WH - Any Dryer - Res - MI - C - LTO | [6 empty] | Energy Star front load clothes washer: any water heating, any dryer; residential dwelling; moderate income dual fuel customer; limited-time offer | Appliances | Clothes Washer | 120 |  | 2.4 |  | kWh | per unit | RTF-deemed | RTF UES Deemed | 175 | 0 | 163.01 | 0 |  | 14 |  | Res Water Heat | Res Water Heat | 18.98 | 0 | 0
Residential | E214 | 18230434 | Home Appliances {E} | G214 | Home Appliances {E} | Clothes Washer - Front Load - Energy Star - Any WH - Any Dryer - Res - MI - C - LTO | [6 empty] | Energy Star front load clothes washer: any water heating, any dryer; residential dwelling; moderate income dual fuel customer; limited-time offer | Appliances | Clothes Washer | 120 |  | 2.4 |  | kWh | per unit | RTF-deemed | RTF UES Deemed | 175 | 0 | 163.01 | 0 |  | 14 |  | Res Water Heat | Res Water Heat | 18.98 | 0 | 0
Residential | E214 | 18230434 | Home Appliances {E} | G214 | Home Appliances {E} | Clothes Washer - Front Load - Energy Star - Any WH - Any Dryer - Res - MI - EO - LTO | [6 empty] | Energy Star front load clothes washer: any water heating, any dryer; residential dwelling; moderate income electric-only customer; limited-time offer | Appliances | Clothes Washer | 120 |  |  |  | kWh | per unit | RTF-deemed | RTF UES Deemed | 175 |  | 133.95 |  |  | 14 |  | Res Water Heat |  | 18.98 | 0 | 0
Residential | E214 | 18230434 | Home Appliances {E} | G214 | Home Appliances {E} | Clothes Washer - Front Load - Energy Star - Any WH - Any Dryer - Res - MI - EO - LTO | [6 empty] | Energy Star front load clothes washer: any water heating, any dryer; residential dwelling; moderate income electric-only customer; limited-time offer | Appliances | Clothes Washer | 120 |  |  |  | kWh | per unit | RTF-deemed | RTF UES Deemed | 175 |  | 163.01 |  |  | 14 |  | Res Water Heat |  | 18.98 | 0 | 0
Residential | E214 | 18230434 | Home Appliances {E} | G214 | Home Appliances {E} | Clothes Washer - Front Load - Energy Star - Any WH - Any Dryer - Res - MI - EO - LTO | [6 empty] | Energy Star front load clothes washer: any water heating, any dryer; residential dwelling; moderate income electric-only customer; limited-time offer | Appliances | Clothes Washer | 120 |  |  |  | kWh | per unit | RTF-deemed | RTF UES Deemed | 175 |  | 163.01 |  |  | 14 |  | Res Water Heat |  | 18.98 | 0 | 0
Residential | E214 | 18230434 | Home Appliances {E} | G214 | Home Appliances {E} | Clothes Washer - Front Load - Energy Star - Any WH - Any Dryer - MH - EO - LTO | [6 empty] | Energy Star front load clothes washer: any water heating, any dryer; manufactured home; electric-only customer; limited-time offer | Appliances | Clothes Washer | 120 |  |  |  | kWh | per unit | RTF-deemed | RTF UES Deemed | 175 |  | 133.95 |  |  | 14 |  | Res Water Heat |  | 18.98 | 0 | 0
Residential | E214 | 18230434 | Home Appliances {E} | G214 | Home Appliances {E} | Clothes Dryer - HP - Vented - EH - Res - MI | [6 empty] | Electric vented heat pump clothes dryer: residential dwelling; moderate income customer | Appliances | Clothes Dryer | 324.58 |  |  |  | kWh | per unit | RTF-deemed |  | 200 |  | 411.53 |  |  | 12 |  | Res Plug Load |  | -0.24 | 0 | 0
Residential | E214 | 18230434 | Home Appliances {E} | G214 | Home Appliances {E} | Clothes Dryer - HP - Ventless - EH - Res - MI | [6 empty] | Electric ventless heat pump clothes dryer: residential dwelling; moderate income customer | Appliances | Clothes Dryer | 408.03 |  |  |  | kWh | per unit | PSE-deemed | RTF Derived | 200 |  | 411.53 |  |  | 12 |  | Res Plug Load |  | 2.69 | 0 | 0
Residential | E214 | 18230440 | Residential Lighting {E} |  |  | String Lighting - LED - Outdoor - Res | [6 empty] | Outdoor LED string lighting : residential dwelling | Lighting | String Lighting | 5.8 |  |  |  | kWh | per unit | PSE-deemed | Program Staff | 3 |  | 39.98 |  |  | 12 |  | Res Lighting |  | 0.11 | 0 | 0
Residential | E214 | 18230440 | Residential Lighting {E} |  |  | Fixture - LED - Indoor - Res | [6 empty] | Indoor LED fixture in residential dwelling | Lighting | Fixture | 5.1 |  |  |  | kWh | per unit | PSE-deemed | RTF Derived | 3 |  | 59.97 |  |  | 15 |  | Res Lighting |  | 0.31 | 0.01 | 0
Residential | E214 | 18230440 | Residential Lighting {E} |  |  | Fixture - LED - Outdoor - Res | [6 empty] | Outdoor LED fixture in residential dwelling | Lighting | Fixture | 16.2 |  |  |  | kWh | per unit | PSE-deemed | RTF Derived | 10 |  | 59.97 |  |  | 15 |  | Res Lighting |  | 0.52 | 0.01 | 0
Residential | E214 | 18230440 | Residential Lighting {E} |  |  | Fixture - LED - T8 - Res | [6 empty] | T8 LED fixture in residential dwelling | Lighting | Fixture | 2.2 |  |  |  | kWh | per unit | PSE-deemed | RTF Derived | 2 |  | 64.98 |  |  | 15 |  | Res Lighting |  | 0.04 | 0 | 0
Residential | E214 | 18230440 | Residential Lighting {E} |  |  | Fixture - LED - T8 Retrofit - Res | [6 empty] | T8 LED fixture retrofit in residential dwelling | Lighting | Fixture | 9 |  |  |  | kWh | per unit | PSE-deemed | RTF Derived | 4 |  | 4.63 |  |  | 12 |  | Res Lighting |  | 0.18 | 0 | 0
Residential | E214 | 18230461 | Home Energy Reports {E} | G214 | Home Energy Reports {G} | Energy Report - E - Res | [6 empty] | Energy report: residential customer with PSE electric service | Behavior | Energy Management | 107.87 |  |  |  | kWh | per home | PSE-deemed | Evaluation Study | 1.66 |  | 1.66 |  |  | 1 |  | Res Lighting |  | 0 | 0 | 0
Residential | E214 | 18230461 | Home Energy Reports {E} | G214 | Home Energy Reports {G} | Energy Report - G - Res | [6 empty] | Energy report: residential customer with PSE natural gas service | Behavior | Energy Management |  |  | 4.39 |  | Therm | per home | PSE-deemed | Evaluation Study |  | 1.77 |  | 1.77 |  | 1 |  | Res Water Heat |  | 0 | 0 | 0
Residential | E214 | 18230626 | SF Existing Water Heat {E} | G214 | SF Existing Water Heat {G} | Heat Pump Water Heater - Tier 3 - NEEA Specs - MH | [6 empty] | Tier 3 heat pump water heater: NEEA Northern Climate specs; manufactured home dwelling | Water Heating | Water Heater | 1360.37 |  |  |  | kWh | per unit | RTF-deemed |  | 700 |  | 775.88 |  |  | 13 |  | Res Water Heat |  | 0 | 0 | 0
Residential | E214 | 18230626 | SF Existing Water Heat {E} | G214 | SF Existing Water Heat {G} | Water Heater - Heat Pump - NEEA Specs - Tier 3 - EH - Res | [6 empty] | Tier 3 NEEA Northern Climate specs heat pump water heater: home with electricity | Water Heating | Water Heater | 1360.37 |  | -5.39 |  | kWh | per unit | RTF-deemed |  | 500 | 0 | 775.88 | 0 |  | 13 |  | Res Water Heat | Res Water Heat | 2.6 | 0.05 | 0
Residential | E214 | 18230626 | SF Existing Water Heat {E} | G214 | SF Existing Water Heat {G} | Water Heater - Heat Pump - NEEA Specs - Tier 3 - EH - Res | [6 empty] | Tier 3 NEEA Northern Climate specs heat pump water heater: home with electricity | Water Heating | Water Heater | 1360.37 |  |  |  | kWh | per unit | RTF-deemed |  | 500 |  | 775.88 |  |  | 13 |  | Res Water Heat |  | 3.74 | 0 | 0
Residential | E214 | 18230626 | SF Existing Water Heat {E} | G214 | SF Existing Water Heat {G} | Water Heater - Heat Pump - NEEA Specs - Tier 3 - EH - Res - MI | [6 empty] | Tier 3 NEEA Northern Climate specs heat pump water heater: home with electricity; moderate income customer | Water Heating | Water Heater | 1360.37 |  | -5.39 |  | kWh | per unit | RTF-deemed |  | 700 | 0 | 775.88 | 0 |  | 13 |  | Res Water Heat | Res Water Heat | 2.48 | 0.03 | 0
Residential | E214 | 18230626 | SF Existing Water Heat {E} | G214 | SF Existing Water Heat {G} | Water Heater - Tankless - Energy Star - 0.9 EF - GH - Res - MI | [6 empty] | 0.9 Energy Factor Energy Star tankless water heater: home with natural gas; moderate income customer | Water Heating | Water Heater | -22.54 |  | 60.69 |  | Therm | per unit | PSE-deemed | RTF Derived | 0 | 600 | 0 | 665.13 |  | 20 |  | Res Water Heat | Res Water Heat | 16.21 | -3.57 | 0
Residential | E214 | 18230626 | SF Existing Water Heat {E} | G214 | SF Existing Water Heat {G} | Water Heater - Tankless - Energy Star - 0.9 EF - GH - Res - MI | [6 empty] | 0.9 Energy Factor Energy Star tankless water heater: home with natural gas; moderate income customer | Water Heating | Water Heater |  |  | 60.69 |  | Therm | per unit | PSE-deemed | RTF Derived |  | 600 |  | 665.13 |  | 20 |  | Res Water Heat |  | 16.21 | -3.57 | 0
Residential | E214 | 18230626 | SF Existing Water Heat {E} | G214 | SF Existing Water Heat {G} | Incentive - Add On - Water Heater - Heat Pump - EH - SF or DX - MI | [6 empty] | Additional incentive for heat pump water heater: single family or duplex dwelling heated with electricity; moderate income customer | Behavior | Energy Efficiency Adoption | 0 |  |  |  | kWh | per unit | RTF-deemed |  | 200 |  | 0 |  |  |  |  | Res Water Heat |  | 0 | 0 | 0
Residential | E214 | 18230626 | SF Existing Water Heat {E} | G214 | SF Existing Water Heat {G} | Water Heater - Heat Pump - NEEA Specs - Tier 3 - RP - Any - Res - E or B | [6 empty] | Tier 3 NEEA Northern Climate specs heat pump water heater: retail purchase in PSE electric territory; assumed residential customer with unknown home heating fuel | Water Heating | Water Heater | 1360.37 |  | -5.39 |  | kWh | per unit | PSE-deemed | RTF UES Deemed | 500 | 0 | 775.88 | 0 |  | 13 |  | Res Water Heat | Res Water Heat | 3.74 | 0.03 | 0
Residential | E214 | 18230626 | SF Existing Water Heat {E} | G214 | SF Existing Water Heat {G} | Water Heater - Heat Pump - NEEA Specs - Tier 3 - RP - Any - Res - E or B | [6 empty] | Tier 3 NEEA Northern Climate specs heat pump water heater: retail purchase in PSE electric territory; assumed residential customer with unknown home heating fuel | Water Heating | Water Heater | 1360.37 |  |  |  | kWh | per unit | PSE-deemed | RTF UES Deemed | 500 |  | 775.88 |  |  | 13 |  | Res Water Heat |  | 3.74 | 0.03 | 0
Residential | E214 | 18230626 | SF Existing Water Heat {E} | G214 | SF Existing Water Heat {G} | Water Heater - Storage - Energy Star - 0.67 EF - GH - SF or DX | [6 empty] | 0.67 energy factor Energy Star storage water heater using natural gas: single family or duplex dwelling | Water Heating | Water Heater | 3.19 |  | 15.05 |  | Therm | per unit | PSE-deemed | RTF Derived | 0 | 50 | 0 | 134.81 |  | 13 |  | Res Water Heat | Res Water Heat | 6.87 | 0 | 0
Residential | E214 | 18230626 | SF Existing Water Heat {E} | G214 | SF Existing Water Heat {G} | Water Heater - Tankless - Energy Star - 0.9 EF - GH - MH | [6 empty] | 0.9 energy factor Energy Star tankless water heater using natural gas: manufactured home | Water Heating | Water Heater |  |  | 60.69 |  | Therm | per unit | PSE-deemed | RTF Derived |  | 600 |  | 665.13 |  | 20 |  | Res Water Heat |  | 16.21 | 0 | 0
Residential | E214 | 18230626 | SF Existing Water Heat {E} | G214 | SF Existing Water Heat {G} | Water Heater - Tankless - Energy Star - 0.9 EF - GH - SF or DX | [6 empty] | 0.9 energy factor Energy Star tankless water heater using natural gas: single family or duplex dwelling | Water Heating | Water Heater | -22.54 |  | 60.69 |  | Therm | per unit | PSE-deemed | RTF Derived | 0 | 250 | 0 | 623.9 |  | 20 |  | Res Water Heat | Res Water Heat | 15.44 | 0 | 0
Residential | E214 | 18230626 | SF Existing Water Heat {E} | G214 | SF Existing Water Heat {G} | Water Heater - Tankless - Energy Star - 0.9 EF - GH - SF or DX | [6 empty] | 0.9 energy factor Energy Star tankless water heater using natural gas: single family or duplex dwelling | Water Heating | Water Heater | -22.54 |  | 60.69 |  | Therm | per unit | PSE-deemed | RTF Derived | 0 | 250 | 0 | 665.13 |  | 20 |  | Res Water Heat | Res Water Heat | 16.21 | -3.57 | 0
Residential | E214 | 18230626 | SF Existing Water Heat {E} | G214 | SF Existing Water Heat {G} | Water Heater - Tankless - Energy Star - 0.9 EF - GH - SF or DX | [6 empty] | 0.9 energy factor Energy Star tankless water heater using natural gas: single family or duplex dwelling | Water Heating | Water Heater |  |  | 60.69 |  | Therm | per unit | PSE-deemed | RTF Derived |  | 250 |  | 665.13 |  | 20 |  | Res Water Heat |  | 16.21 | -3.57 | 0
Residential | E214 | 18230626 | SF Existing Water Heat {E} | G214 | SF Existing Water Heat {G} | Water Heater - Heat Pump - NEEA Specs - Tier 3 - EH - Res - TDSM - Bainbridge | [6 empty] | Tier 3 NEEA Northern Climate specs heat pump water heater: home with electricity; TDSM participant on Bainbridge Island | Water Heating | Water Heater | 1360.37 |  | -5.39 |  | kWh | per unit | RTF-deemed |  | 1650 | 0 | 775.88 | 0 |  | 13 |  | Res Water Heat | Res Water Heat | 2.6 | 0.05 | 0
Residential | E214 | 18230626 | SF Existing Water Heat {E} | G214 | SF Existing Water Heat {G} | Incentive - Add On - Water Heater - Heat Pump - NEEA Specs - Tier 3 - RP - Any - Res - E or B - TDSM - Bainbridge | [6 empty] | Additional incentive for Tier 3 NEEA Northern Climate specs heat pump water heater: retail purchase in PSE electric territory; assumed residential customer with unknown home heating fuel; TDSM participant on Bainbridge Island | Behavior | Energy Efficiency Adoption | 0 |  |  |  | kWh | per home |  |  | 1150 |  | 0 | [6 empty] | 0 | 0 | 0
Residential | E214 | 18230626 | SF Existing Water Heat {E} | G214 | SF Existing Water Heat {G} | Water Heater - Tankless - Energy Star - 0.9 EF - GH - Res - LTO | [6 empty] | 0.9 energy factor Energy Star tankless water heater using natural gas: residential dwelling; limited-time offer | Water Heating | Water Heater | -22.54 |  | 60.69 |  | Therm | per unit | PSE-deemed | RTF Derived | 0 | 400 | 0 | 665.13 |  | 20 |  | Res Water Heat | Res Water Heat | 16.21 | -3.57 | 0
Residential | E214 | 18230626 | SF Existing Water Heat {E} | G214 | SF Existing Water Heat {G} | Incentive - Add On - Water Heater - Tankless - Energy Star - 0.9 EF - GH - Res - LTO | [6 empty] | Additional incentive for 0.9 energy factor Energy Star tankless water heater using natural gas: residential dwelling; limited-time offer | Behavior | Energy Efficiency Adoption |  |  | 0 |  | Therm | per unit |  |  |  | 150 |  | 0 | [5 empty] | 0 | 0 | 0
Residential | E214 | 18230626 | SF Existing Water Heat {E} | G214 | SF Existing Water Heat {G} | Water Heater - Heat Pump - NEEA Specs - Tier 4 - EH - MH | [6 empty] | Tier 4 NEEA Northern Climate specs heat pump water heater using electricity: manufactured home | Water Heating | Water Heater | 1502.48 |  |  |  | kWh | per unit | RTF-deemed |  | 750 |  | 775.88 |  |  | 13 |  | Res Water Heat |  | 3.78 | 0 | 0
Residential | E214 | 18230626 | SF Existing Water Heat {E} | G214 | SF Existing Water Heat {G} | Water Heater - Heat Pump - NEEA Specs - Tier 4 - EH - Res | [6 empty] | Tier 4 NEEA Northern Climate specs heat pump water heater using electricity: residential dwelling | Water Heating | Water Heater | 1502.48 |  |  |  | kWh | per unit | PSE-deemed | RTF Derived | 500 |  | 775.88 |  |  | 13 |  | Res Water Heat |  | 3.74 | 0 | 0
Residential | E214 | 18230626 | SF Existing Water Heat {E} | G214 | SF Existing Water Heat {G} | Water Heater - Heat Pump - NEEA Specs - Tier 4 - EH - Res - MI | [6 empty] | Tier 4 NEEA Northern Climate specs heat pump water heater using electricity: residential dwelling; moderate income customer | Water Heating | Water Heater | 1502.48 |  |  |  | kWh | per unit | PSE-deemed | RTF Derived | 750 |  | 775.88 |  |  | 13 |  | Res Water Heat |  | 3.74 | 0 | 0
Residential | E214 | 18230626 | SF Existing Water Heat {E} | G214 | SF Existing Water Heat {G} | Water Heater - Heat Pump - NEEA Specs - Tier 4 - RP - Any - Res - E or B | [6 empty] | Tier 4 NEEA Northern Climate specs heat pump water heater: retail purchase in PSE electric territory; assumed residential customer with unknown home heating fuel | Water Heating | Water Heater | 1502.48 |  |  |  | kWh | per unit | PSE-deemed | RTF Derived | 500 |  | 775.88 |  |  | 13 |  | Res Water Heat |  | 3.74 | 0 | 0
Residential | E214 | 18230626 | SF Existing Water Heat {E} | G214 | SF Existing Water Heat {G} | Water Heater - Heat Pump - NEEA Specs - Tier 3 - EH - Res - LTO | [6 empty] | Tier 3 NEEA Northern Climate specs heat pump water heater: home with electricity; limited-time offer | Water Heating | Water Heater | 1360.37 |  |  |  | kWh | per unit | PSE-deemed | RTF Derived | 750 |  | 775.88 |  |  | 13 |  | Res Water Heat |  | 3.74 | 0 | 0
Residential | E214 | 18230626 | SF Existing Water Heat {E} | G214 | SF Existing Water Heat {G} | Water Heater - Heat Pump - NEEA Specs - Tier 4 - RP - Any - Res - E or B - LTO | [6 empty] | Tier 4 NEEA Northern Climate specs heat pump water heater: retail purchase in PSE electric territory; assumed residential customer with unknown home heating fuel; limited-time offer | Water Heating | Water Heater | 1502.48 |  |  |  | kWh | per unit | PSE-deemed | RTF Derived | 750 |  | 775.88 |  |  | 13 |  | Res Water Heat |  | 3.74 | 0 | 0
Residential | E214 | 18230626 | SF Existing Water Heat {E} | G214 | SF Existing Water Heat {G} | Water Heater - Heat Pump - NEEA Specs - Tier 4 - EH - Res - LTO | [6 empty] | Tier 4 NEEA Northern Climate specs heat pump water heater using electricity: residential dwelling; limited-time offer | Water Heating | Water Heater | 1502.48 |  |  |  | kWh | per unit | PSE-deemed | RTF Derived | 750 |  | 775.88 |  |  | 13 |  | Res Water Heat |  | 3.74 | 0 | 0
Residential | E214 | 18230627 | SF Existing Weatherization {E} | G214 | SF Existing Weatherization {G} | SFWIN: Windows - Single Pane - to U30 - HP | [6 empty] | Single pane windows: U-factor up to 0.30; home heated with heat pump | Weatherization | Window | 2.9 |  |  |  | kWh | varies | RTF-deemed |  | 50 |  | 22.6 |  |  | 45 |  | SF Space Heat |  | 0 | 0 | 0
Residential | E214 | 18230627 | SF Existing Weatherization {E} | G214 | SF Existing Weatherization {G} | SFWIN: Windows - Single Pane - to U30 - NG | [6 empty] | Single pane windows: U-factor up to 0.30; home heated with natural gas | Weatherization | Window | 0.32 |  | 0.38 |  | Therm | varies | PSE-deemed | RTF Derived | 0 | 50 | 0 | 22.6 |  | 45 |  | SF Space Heat | Res Space Heat | 0 | 0 | 0
Residential | E214 | 18230627 | SF Existing Weatherization {E} | G214 | SF Existing Weatherization {G} | Insulation - Attic - R0 to R22 - ER - MH - Pre HUD | [6 empty] | Attic insulation: R0 to R22; Pre-HUD manufactured home heated with electric resistance | Weatherization | Insulation | 0.68 |  |  |  | kWh | square foot | RTF-deemed |  | 1.75 |  | 1.36 |  |  | 25 |  | SF Space Heat |  | 0.01 | 0 | 0
Residential | E214 | 18230627 | SF Existing Weatherization {E} | G214 | SF Existing Weatherization {G} | Insulation - Attic - R0 to R22 - HP - MH - Pre HUD | [6 empty] | Attic insulation: R0 to R22; Pre-HUD manufactured home heated with heat pump | Weatherization | Insulation | 0.45 |  |  |  | kWh | square foot | RTF-deemed |  | 1.75 |  | 1.36 |  |  | 25 |  | SF Space Heat |  | 0 | 0 | 0
Residential | E214 | 18230627 | SF Existing Weatherization {E} | G214 | SF Existing Weatherization {G} | Insulation - Attic - R0 to R30 - ER - MH - HUD | [6 empty] | Attic insulation: R0 to R30; HUD manufactured home heated with electric resistance | Weatherization | Insulation | 0.93 |  |  |  | kWh | square foot | RTF-deemed |  | 1.75 |  | 1.84 |  |  | 25 |  | SF Space Heat |  | 0.01 | 0 | 0
Residential | E214 | 18230627 | SF Existing Weatherization {E} | G214 | SF Existing Weatherization {G} | Insulation - Attic - R0 to R30 - HP - MH - HUD | [6 empty] | Attic insulation: R0 to R30; HUD manufactured home heated with heat pump | Weatherization | Insulation | 0.61 |  |  |  | kWh | square foot | RTF-deemed |  | 1.75 |  | 1.84 |  |  | 25 |  | SF Space Heat |  | 0.01 | 0 | 0
Residential | E214 | 18230627 | SF Existing Weatherization {E} | G214 | SF Existing Weatherization {G} | Windows - Double Pane - Metal Frame - to U30 - ER - MH | [6 empty] | Double pane metal-framed windows: U-factor up to 0.30; manufactured home heated with electric resistance | Weatherization | Window | 6.71 |  |  |  | kWh | varies | RTF-deemed |  | 200 |  | 18.53 |  |  | 25 |  | SF Space Heat |  | 0 | 0 | 0
Residential | E214 | 18230627 | SF Existing Weatherization {E} | G214 | SF Existing Weatherization {G} | Windows - Double Pane - Metal Frame - to U30 - ER - MH | [6 empty] | Double pane metal-framed windows: U-factor up to 0.30; manufactured home heated with electric resistance | Weatherization | Window | 6.71 |  |  |  | kWh | varies | RTF-deemed |  | 200 |  | 19.79 |  |  | 25 |  | SF Space Heat |  | 0 | 0 | 0
Residential | E214 | 18230627 | SF Existing Weatherization {E} | G214 | SF Existing Weatherization {G} | Windows - Double Pane - Metal Frame - to U30 - ER - MH | [6 empty] | Double pane metal-framed windows: U-factor up to 0.30; manufactured home heated with electric resistance | Weatherization | Window | 6.71 |  |  |  | kWh | varies | RTF-deemed |  | 200 |  | 31.22 |  |  | 25 |  | SF Space Heat |  | 0 | 0 | 0
Residential | E214 | 18230627 | SF Existing Weatherization {E} | G214 | SF Existing Weatherization {G} | Windows - Double Pane - Metal Frame - to U30 - HP - MH | [6 empty] | Double pane metal-framed windows: U-factor up to 0.30; manufactured home heated with heat pump | Weatherization | Window | 5.16 |  |  |  | kWh | varies | RTF-deemed |  | 200 |  | 18.53 |  |  | 25 |  | SF Space Heat |  | 0 | 0 | 0
Residential | E214 | 18230627 | SF Existing Weatherization {E} | G214 | SF Existing Weatherization {G} | Windows - Double Pane - Metal Frame - to U30 - HP - MH | [6 empty] | Double pane metal-framed windows: U-factor up to 0.30; manufactured home heated with heat pump | Weatherization | Window | 5.16 |  |  |  | kWh | varies | RTF-deemed |  | 200 |  | 19.79 |  |  | 25 |  | SF Space Heat |  | 0 | 0 | 0
Residential | E214 | 18230627 | SF Existing Weatherization {E} | G214 | SF Existing Weatherization {G} | Windows - Double Pane - Metal Frame - to U30 - HP - MH | [6 empty] | Double pane metal-framed windows: U-factor up to 0.30; manufactured home heated with heat pump | Weatherization | Window | 5.16 |  |  |  | kWh | varies | RTF-deemed |  | 200 |  | 31.22 |  |  | 25 |  | SF Space Heat |  | 0 | 0 | 0
Residential | E214 | 18230627 | SF Existing Weatherization {E} | G214 | SF Existing Weatherization {G} | Windows - Double Pane - Metal Frame - to U30 - NG - MH | [6 empty] | Double pane metal-framed windows: U-factor up to 0.30; manufactured home heated with natural gas | Weatherization | Window | 0.21 |  | 0.33 |  | Therm | varies | PSE-deemed | RTF Derived | 0 | 200 | 0 | 19.79 |  | 25 |  | SF Space Heat | Res Space Heat | 0 | 0 | 0
Residential | E214 | 18230627 | SF Existing Weatherization {E} | G214 | SF Existing Weatherization {G} | Windows - Double Pane - Metal Frame - to U30 - NG - MH | [6 empty] | Double pane metal-framed windows: U-factor up to 0.30; manufactured home heated with natural gas | Weatherization | Window | 0.21 |  | 0.33 |  | Therm | varies | PSE-deemed | RTF Derived | 0 | 200 | 0 | 31.22 |  | 25 |  | SF Space Heat | Res Space Heat | 0 | 0 | 0
Residential | E214 | 18230627 | SF Existing Weatherization {E} | G214 | SF Existing Weatherization {G} | Incentive - Add On - 3 Bundle - Wx - EH - Res | [6 empty] | Weatherization add-on incentive: three measure bundle; home heated with electricity | Behavior | Energy Efficiency Adoption | 0 |  |  |  | kWh | per home | PSE-deemed | Program Staff | 350 |  | 0 |  |  |  |  | SF Space Heat |  | 0 | 0 | 0
Residential | E214 | 18230627 | SF Existing Weatherization {E} | G214 | SF Existing Weatherization {G} | Incentive - Add On - 3 Bundle - Wx - GH - Res | [6 empty] | Weatherization add-on incentive: three measure bundle; home heated with natural gas | Behavior | Energy Efficiency Adoption |  |  | 0 |  | Therm | per home | PSE-deemed | Program Staff |  | 350 |  | 0 |  |  |  | Res Space Heat |  | 0 | 0 | 0
Residential | E214 | 18230627 | SF Existing Weatherization {E} | G214 | SF Existing Weatherization {G} | Incentive - Add On - 4 Bundle - Wx - EH - Res | [6 empty] | Weatherization add-on incentive: four measure bundle; home heated with electricity | Behavior | Energy Efficiency Adoption | 0 |  |  |  | kWh | per home | PSE-deemed | Program Staff | 500 |  | 0 |  |  |  |  | SF Space Heat |  | 0 | 0 | 0
Residential | E214 | 18230627 | SF Existing Weatherization {E} | G214 | SF Existing Weatherization {G} | Incentive - Add On - 4 Bundle - Wx - GH - Res | [6 empty] | Weatherization add-on incentive: four measure bundle; home heated with natural gas | Behavior | Energy Efficiency Adoption |  |  | 0 |  | Therm | per home | PSE-deemed | Program Staff |  | 500 |  | 0 |  |  |  | Res Space Heat |  | 0 | 0 | 0
Residential | E214 | 18230627 | SF Existing Weatherization {E} | G214 | SF Existing Weatherization {G} | Fan - Ventilation - Energy Star - Res | [6 empty] | Energy Star ventilation fan: residential dwelling | HVAC | Ventilation | 129 |  |  |  | kWh | per unit | PSE-deemed | Program Staff | 50 |  | 60.87 |  |  | 10 |  | Res Plug Load |  | 9.93 | 4.45 | 0
Residential | E214 | 18230627 | SF Existing Weatherization {E} | G214 | SF Existing Weatherization {G} | Fan - Ventilation - Energy Star - Res | [6 empty] | Energy Star ventilation fan: residential dwelling | HVAC | Ventilation | 127 |  |  |  | kWh | per unit | PSE-deemed | Program Staff | 50 |  | 62.88 |  |  | 19 |  | Res Plug Load |  | 10.28 | 4.38 | 0
Residential | E214 | 18230627 | SF Existing Weatherization {E} | G214 | SF Existing Weatherization {G} | Insulation - Attic - R0 to R49 - E FAF - SF or DX - MI | [6 empty] | R0 to R49 attic insulation: single family or duplex dwelling with electric forced-air furnace; moderate income customer | Weatherization | Insulation | 1.86 |  |  |  | kWh | square foot | RTF-deemed |  | 1.5 |  | 1.59 |  |  | 45 |  | SF Space Heat |  | 0.02 | 0 | 0
Residential | E214 | 18230627 | SF Existing Weatherization {E} | G214 | SF Existing Weatherization {G} | Insulation - Attic - R0 to R49 - Zonal - SF or DX - MI | [6 empty] | R0 to R49 attic insulation: single family or duplex dwelling with zonal heating; moderate income customer | Weatherization | Insulation | 1.2 |  |  |  | kWh | square foot | RTF-deemed |  | 1.5 |  | 1.59 |  |  | 45 |  | SF Space Heat |  | 0.01 | 0 | 0
Residential | E214 | 18230627 | SF Existing Weatherization {E} | G214 | SF Existing Weatherization {G} | Insulation - Attic - R11 to R49 - GH - SF or DX - MI | [6 empty] | R11 to R49 attic insulation: single family or duplex dwelling heated with natural gas; moderate income customer | Weatherization | Insulation | 0.03 |  | 0.07 |  | Therm | square foot | PSE-deemed | RTF Derived | 0 | 1.3 | 0 | 1.32 |  | 45 |  | SF Space Heat | Res Space Heat | 0.04 | 0.02 | 0
Residential | E214 | 18230627 | SF Existing Weatherization {E} | G214 | SF Existing Weatherization {G} | Insulation - Attic - R11 to R49 - HP - SF or DX - MI | [6 empty] | R11 to R49 attic insulation: single family or duplex dwelling with heat pump; moderate income customer | Weatherization | Insulation | 0.33 |  |  |  | kWh | square foot | RTF-deemed |  | 1.3 |  | 1.32 |  |  | 45 |  | SF Space Heat |  | 0 | 0 | 0
Residential | E214 | 18230627 | SF Existing Weatherization {E} | G214 | SF Existing Weatherization {G} | Insulation - Attic - R11 to R49 - Zonal - SF or DX - MI | [6 empty] | R11 to R49 attic insulation: single family or duplex dwelling with zonal heating; moderate income customer | Weatherization | Insulation | 0.43 |  |  |  | kWh | square foot | RTF-deemed |  | 1.3 |  | 1.32 |  |  | 45 |  | SF Space Heat |  | 0 | 0 | 0
Residential | E214 | 18230627 | SF Existing Weatherization {E} | G214 | SF Existing Weatherization {G} | Insulation - Floor - R0 to R30 - E FAF - SF or DX - MI | [6 empty] | R0 to R30 floor insulation: single family or duplex dwelling with electric forced-air furnace; moderate income customer | Weatherization | Insulation | 0.34 |  |  |  | kWh | square foot | RTF-deemed |  | 1.45 |  | 1.5 |  |  | 45 |  | SF Space Heat |  | 0 | 0 | 0
Residential | E214 | 18230627 | SF Existing Weatherization {E} | G214 | SF Existing Weatherization {G} | Insulation - Floor - R0 to R30 - GH - SF or DX - MI | [6 empty] | R0 to R30 floor insulation: single family or duplex dwelling heated with natural gas; moderate income customer | Weatherization | Insulation | 0.03 |  | 0.07 |  | Therm | square foot | PSE-deemed | RTF Derived | 0 | 1.45 | 0 | 1.5 |  | 45 |  | SF Space Heat | Res Space Heat | 0.04 | 0.02 | 0
Residential | E214 | 18230627 | SF Existing Weatherization {E} | G214 | SF Existing Weatherization {G} | Insulation - Floor - R0 to R30 - HP - SF or DX - MI | [6 empty] | R0 to R30 floor insulation: single family or duplex dwelling with heat pump; moderate income customer | Weatherization | Insulation | 0.18 |  |  |  | kWh | square foot | RTF-deemed |  | 1.45 |  | 1.5 |  |  | 45 |  | SF Space Heat |  | 0 | 0 | 0
Residential | E214 | 18230627 | SF Existing Weatherization {E} | G214 | SF Existing Weatherization {G} | Insulation - Floor - R0 to R30 - Zonal - SF or DX - MI | [6 empty] | R0 to R30 floor insulation: single family or duplex dwelling with zonal heating; moderate income customer | Weatherization | Insulation | 0.62 |  |  |  | kWh | square foot | RTF-deemed |  | 1.45 |  | 1.5 |  |  | 45 |  | SF Space Heat |  | 0.01 | 0 | 0
Residential | E214 | 18230627 | SF Existing Weatherization {E} | G214 | SF Existing Weatherization {G} | Insulation - Wall - R0 to R13 - E FAF - SF or DX - MI | [6 empty] | R0 to R13 wall insulation: single family or duplex dwelling with electric forced-air furnace; moderate income customer | Weatherization | Insulation | 1.04 |  |  |  | kWh | square foot | RTF-deemed |  | 1.6 |  | 1.67 |  |  | 45 |  | SF Space Heat |  | 0.01 | 0 | 0
Residential | E214 | 18230627 | SF Existing Weatherization {E} | G214 | SF Existing Weatherization {G} | Insulation - Wall - R0 to R13 - GH - SF or DX - MI | [6 empty] | R0 to R13 wall insulation: single family or duplex dwelling heated with natural gas; moderate income customer | Weatherization | Insulation | 0.06 |  | 0.07 |  | Therm | square foot | PSE-deemed | RTF Derived | 0 | 1.6 | 0 | 1.67 |  | 45 |  | SF Space Heat | Res Space Heat | 0 | 0 | 0
Residential | E214 | 18230627 | SF Existing Weatherization {E} | G214 | SF Existing Weatherization {G} | Insulation - Wall - R0 to R13 - HP - SF or DX - MI | [6 empty] | R0 to R13 wall insulation: single family or duplex dwelling with heat pump; moderate income customer | Weatherization | Insulation | 0.59 |  |  |  | kWh | square foot | RTF-deemed |  | 1.6 |  | 1.67 |  |  | 45 |  | SF Space Heat |  | 0.01 | 0 | 0
Residential | E214 | 18230627 | SF Existing Weatherization {E} | G214 | SF Existing Weatherization {G} | Windows - Single Pane - to U30 - E FAF - SF or DX - MI | [6 empty] | Single pane windows: U-factor up to 0.30; single family or duplex dwelling with electric forced-air furnace; moderate income customer | Weatherization | Window | 4.67 |  |  |  | kWh | varies | RTF-deemed |  | 200 |  | 38.09 |  |  | 45 |  | SF Space Heat |  | 0 | 0 | 0
Residential | E214 | 18230627 | SF Existing Weatherization {E} | G214 | SF Existing Weatherization {G} | Windows - Single Pane - to U30 - GH - SF or DX - MI | [6 empty] | Single pane windows: U-factor up to 0.30; single family or duplex dwelling heated with natural gas; moderate income customer | Weatherization | Window | 0.32 |  | 0.35 |  | Therm | varies | PSE-deemed | RTF Derived | 0 | 200 | 0 | 24.11 |  | 45 |  | SF Space Heat | Res Space Heat | 0 | 0 | 0
Residential | E214 | 18230627 | SF Existing Weatherization {E} | G214 | SF Existing Weatherization {G} | Windows - Single Pane - to U30 - GH - SF or DX - MI | [6 empty] | Single pane windows: U-factor up to 0.30; single family or duplex dwelling heated with natural gas; moderate income customer | Weatherization | Window | 0.38 |  | 0.38 |  | Therm | varies | PSE-deemed | RTF Derived | 0 | 200 | 0 | 38.09 |  | 45 |  | SF Space Heat | Res Space Heat | 0 | 0 | 0
Residential | E214 | 18230627 | SF Existing Weatherization {E} | G214 | SF Existing Weatherization {G} | Windows - Single Pane - to U30 - HP - MH | [6 empty] | Single pane windows: U-factor up to 0.30; manufactured home with heat pump | Weatherization | Window | 10.02 |  |  |  | kWh | varies | RTF-deemed |  | 200 |  | 19.79 |  |  | 25 |  | SF Space Heat |  | 0 | 0 | 0
Residential | E214 | 18230627 | SF Existing Weatherization {E} | G214 | SF Existing Weatherization {G} | Windows - Single Pane - to U30 - HP - MH | [6 empty] | Single pane windows: U-factor up to 0.30; manufactured home with heat pump | Weatherization | Window | 10.02 |  |  |  | kWh | varies | RTF-deemed |  | 200 |  | 31.22 |  |  | 25 |  | SF Space Heat |  | 0 | 0 | 0
Residential | E214 | 18230627 | SF Existing Weatherization {E} | G214 | SF Existing Weatherization {G} | Windows - Single Pane - to U30 - HP - SF or DX - MI | [6 empty] | Single pane windows: U-factor up to 0.30; single family or duplex dwelling with heat pump; moderate income customer | Weatherization | Window | 2.9 |  |  |  | kWh | varies | RTF-deemed |  | 200 |  | 24.11 |  |  | 45 |  | SF Space Heat |  | 0 | 0 | 0
Residential | E214 | 18230627 | SF Existing Weatherization {E} | G214 | SF Existing Weatherization {G} | Windows - Single Pane - to U30 - HP - SF or DX - MI | [6 empty] | Single pane windows: U-factor up to 0.30; single family or duplex dwelling with heat pump; moderate income customer | Weatherization | Window | 2.9 |  |  |  | kWh | varies | RTF-deemed |  | 200 |  | 38.09 |  |  | 45 |  | SF Space Heat |  | 0 | 0 | 0
Residential | E214 | 18230627 | SF Existing Weatherization {E} | G214 | SF Existing Weatherization {G} | Windows - Single Pane - to U30 - Zonal - SF or DX - MI | [6 empty] | Single pane windows: U-factor up to 0.30; single family or duplex dwelling with zonal heating; moderate income customer | Weatherization | Window | 4.43 |  |  |  | kWh | varies | RTF-deemed |  | 200 |  | 24.11 |  |  | 45 |  | SF Space Heat |  | 0 | 0 | 0
Residential | E214 | 18230627 | SF Existing Weatherization {E} | G214 | SF Existing Weatherization {G} | Windows - Single Pane - to U30 - Zonal - SF or DX - MI | [6 empty] | Single pane windows: U-factor up to 0.30; single family or duplex dwelling with zonal heating; moderate income customer | Weatherization | Window | 4.43 |  |  |  | kWh | varies | RTF-deemed |  | 200 |  | 38.09 |  |  | 45 |  | SF Space Heat |  | 0 | 0 | 0
Residential | E214 | 18230627 | SF Existing Weatherization {E} | G214 | SF Existing Weatherization {G} | Duct Sealing and Insulation - EH - SF or DX - MI | [6 empty] | Duct sealing and insulation: single family or duplex dwelling heated with electricity; moderate income customer | Combined | Combined | 1252 |  |  |  | kWh | per home | PSE-deemed | Evaluation Study | 900 |  | 1000 |  |  | 20 |  | SF Space Heat |  | 43.57 | 0.03 | 0
Residential | E214 | 18230627 | SF Existing Weatherization {E} | G214 | SF Existing Weatherization {G} | Duct Sealing and Insulation - GH - SF or DX - MI | [6 empty] | Duct sealing and insulation: single family or duplex dwelling heated with natural gas; moderate income customer | Combined | Combined |  |  | 75.32 |  | Therm | per home | PSE-deemed | Evaluation Study |  | 900 |  | 1000 |  | 20 |  | Res Space Heat |  | 37.79 | 11.5 | 0
Residential | E214 | 18230627 | SF Existing Weatherization {E} | G214 | SF Existing Weatherization {G} | Sealing - Air - Attic - EH - SF or DX | [6 empty] | Attic air sealing: single family or duplex dwelling heated with electricity | Weatherization | Sealing | 0.15 |  |  |  | kWh | square foot | PSE-deemed | Other Utility | 0.1 |  | 0.2 |  |  | 45 |  | SF Space Heat |  | 0 | 0 | 0
Residential | E214 | 18230627 | SF Existing Weatherization {E} | G214 | SF Existing Weatherization {G} | Sealing - Air - Attic - EH - SF or DX | [6 empty] | Attic air sealing: single family or duplex dwelling heated with electricity | Weatherization | Sealing | 0.15 |  |  |  | kWh | square foot | PSE-deemed | Other Utility | 0.2 |  | 0.2 |  |  | 45 |  | SF Space Heat |  | 0 | 0 | 0
Residential | E214 | 18230627 | SF Existing Weatherization {E} | G214 | SF Existing Weatherization {G} | Sealing - Air - Attic - EH - SF or DX - MI | [6 empty] | Attic air sealing: single family or duplex dwelling heated with electricity; moderate income customer | Weatherization | Sealing | 0.15 |  |  |  | kWh | square foot | PSE-deemed | Other Utility | 0.2 |  | 0.2 |  |  | 45 |  | SF Space Heat |  | 0 | 0 | 0
Residential | E214 | 18230627 | SF Existing Weatherization {E} | G214 | SF Existing Weatherization {G} | Sealing - Air - Attic - GH - SF or DX | [6 empty] | Attic air sealing: single family or duplex dwelling heated with natural gas | Weatherization | Sealing |  |  | 0.01 |  | Therm | square foot | PSE-deemed | Other Utility |  | 0.1 |  | 0.2 |  | 45 |  | Res Space Heat |  | 0 | 0 | 0
Residential | E214 | 18230627 | SF Existing Weatherization {E} | G214 | SF Existing Weatherization {G} | Sealing - Air - Attic - GH - SF or DX | [6 empty] | Attic air sealing: single family or duplex dwelling heated with natural gas | Weatherization | Sealing |  |  | 0.01 |  | Therm | square foot | PSE-deemed | Other Utility |  | 0.2 |  | 0.2 |  | 45 |  | Res Space Heat |  | 0 | 0 | 0
Residential | E214 | 18230627 | SF Existing Weatherization {E} | G214 | SF Existing Weatherization {G} | Sealing - Air - Attic - GH - SF or DX - MI | [6 empty] | Attic air sealing: single family or duplex dwelling heated with natural gas; moderate income customer | Weatherization | Sealing |  |  | 0.01 |  | Therm | square foot | PSE-deemed | Other Utility |  | 0.2 |  | 0.2 |  | 45 |  | Res Space Heat |  | 0 | 0 | 0
Residential | E214 | 18230627 | SF Existing Weatherization {E} | G214 | SF Existing Weatherization {G} | Sealing - Air - Floor - EH - SF or DX | [6 empty] | Floor air sealing: single family or duplex dwelling heated with electricity | Weatherization | Sealing | 0.15 |  |  |  | kWh | square foot | PSE-deemed | Other Utility | 0.1 |  | 0.2 |  |  | 45 |  | SF Space Heat |  | 0 | 0 | 0
Residential | E214 | 18230627 | SF Existing Weatherization {E} | G214 | SF Existing Weatherization {G} | Sealing - Air - Floor - EH - SF or DX | [6 empty] | Floor air sealing: single family or duplex dwelling heated with electricity | Weatherization | Sealing | 0.15 |  |  |  | kWh | square foot | PSE-deemed | Other Utility | 0.2 |  | 0.2 |  |  | 45 |  | SF Space Heat |  | 0 | 0 | 0
Residential | E214 | 18230627 | SF Existing Weatherization {E} | G214 | SF Existing Weatherization {G} | Sealing - Air - Floor - EH - SF or DX - MI | [6 empty] | Floor air sealing: single family or duplex dwelling heated with electricity; moderate income customer | Weatherization | Sealing | 0.15 |  |  |  | kWh | square foot | PSE-deemed | Other Utility | 0.2 |  | 0.2 |  |  | 45 |  | SF Space Heat |  | 0 | 0 | 0
Residential | E214 | 18230627 | SF Existing Weatherization {E} | G214 | SF Existing Weatherization {G} | Sealing - Air - Floor - GH - SF or DX | [6 empty] | Floor air sealing: single family or duplex dwelling heated with natural gas | Weatherization | Sealing |  |  | 0.01 |  | Therm | square foot | PSE-deemed | Other Utility |  | 0.1 |  | 0.2 |  | 45 |  | Res Space Heat |  | 0 | 0 | 0
Residential | E214 | 18230627 | SF Existing Weatherization {E} | G214 | SF Existing Weatherization {G} | Sealing - Air - Floor - GH - SF or DX | [6 empty] | Floor air sealing: single family or duplex dwelling heated with natural gas | Weatherization | Sealing |  |  | 0.01 |  | Therm | square foot | PSE-deemed | Other Utility |  | 0.2 |  | 0.2 |  | 45 |  | Res Space Heat |  | 0 | 0 | 0
Residential | E214 | 18230627 | SF Existing Weatherization {E} | G214 | SF Existing Weatherization {G} | Sealing - Air - Floor - GH - SF or DX - MI | [6 empty] | Floor air sealing: single family or duplex dwelling heated with natural gas; moderate income customer | Weatherization | Sealing |  |  | 0.01 |  | Therm | square foot | PSE-deemed | Other Utility |  | 0.2 |  | 0.2 |  | 45 |  | Res Space Heat |  | 0 | 0 | 0
Residential | E214 | 18230627 | SF Existing Weatherization {E} | G214 | SF Existing Weatherization {G} | Sealing - Duct - EH - MH | [6 empty] | Duct sealing: manufactured home heated with electricity | Weatherization | Sealing | 468 |  |  |  | kWh | per home | PSE-deemed | Other Utility | 450 |  | 549 |  |  | 18 |  | SF Space Heat |  | 21.58 | 4.36 | 0
Residential | E214 | 18230627 | SF Existing Weatherization {E} | G214 | SF Existing Weatherization {G} | Sealing - Duct - EH - MH | [6 empty] | Duct sealing: manufactured home heated with electricity | Weatherization | Sealing | 468 |  |  |  | kWh | per home | PSE-deemed | Other Utility | 550 |  | 549 |  |  | 18 |  | SF Space Heat |  | 21.58 | 4.36 | 0
Residential | E214 | 18230627 | SF Existing Weatherization {E} | G214 | SF Existing Weatherization {G} | Sealing - Duct - GH - MH | [6 empty] | Duct sealing: manufactured home heated with natural gas | Weatherization | Sealing |  |  | 18.96 |  | Therm | per home | PSE-deemed | Other Utility |  | 550 |  | 549 |  | 18 |  | Res Space Heat |  | 37.8 | 11.5 | 0
Residential | E214 | 18230627 | SF Existing Weatherization {E} | G214 | SF Existing Weatherization {G} | Sealing - Duct - GH - SF or DX - MI | [6 empty] | Duct sealing: single family or duplex dwelling heated with natural gas; moderate income customer | Weatherization | Sealing | 12 |  | 31 |  | Therm | per home | RTF-deemed |  | 0 | 500 | 0 | 440 |  | 20 |  | SF Space Heat | Res Space Heat | 0 | 0 | 0
Residential | E214 | 18230627 | SF Existing Weatherization {E} | G214 | SF Existing Weatherization {G} | Windows - Double Pane - Metal Frame - to U22 - E FAF - SF or DX | [6 empty] | Double pane metal-framed windows: U-factor up to 0.22; single family or duplex dwelling with electric forced-air furnace | Weatherization | Window | 3.63 |  |  |  | kWh | varies | RTF-deemed |  | 100 |  | 26.25 |  |  | 45 |  | SF Space Heat |  | 0 | 0 | 0
Residential | E214 | 18230627 | SF Existing Weatherization {E} | G214 | SF Existing Weatherization {G} | Windows - Double Pane - Metal Frame - to U22 - E FAF - SF or DX | [6 empty] | Double pane metal-framed windows: U-factor up to 0.22; single family or duplex dwelling with electric forced-air furnace | Weatherization | Window | 3.63 |  |  |  | kWh | varies | RTF-deemed |  | 100 |  | 28.01 |  |  | 45 |  | SF Space Heat |  | 0 | 0 | 0
Residential | E214 | 18230627 | SF Existing Weatherization {E} | G214 | SF Existing Weatherization {G} | Windows - Double Pane - Metal Frame - to U22 - E FAF - SF or DX | [6 empty] | Double pane metal-framed windows: U-factor up to 0.22; single family or duplex dwelling with electric forced-air furnace | Weatherization | Window | 3.63 |  |  |  | kWh | varies | RTF-deemed |  | 100 |  | 44.24 |  |  | 45 |  | SF Space Heat |  | 0 | 0 | 0
Residential | E214 | 18230627 | SF Existing Weatherization {E} | G214 | SF Existing Weatherization {G} | Windows - Double Pane - Metal Frame - to U22 - E FAF - SF or DX - MI | [6 empty] | Double pane metal-framed windows: U-factor up to 0.22; single family or duplex dwelling with electric forced-air furnace; moderate income customer | Weatherization | Window | 3.63 |  |  |  | kWh | varies | RTF-deemed |  | 200 |  | 28.01 |  |  | 45 |  | SF Space Heat |  | 0 | 0 | 0
Residential | E214 | 18230627 | SF Existing Weatherization {E} | G214 | SF Existing Weatherization {G} | Windows - Double Pane - Metal Frame - to U22 - E FAF - SF or DX - MI | [6 empty] | Double pane metal-framed windows: U-factor up to 0.22; single family or duplex dwelling with electric forced-air furnace; moderate income customer | Weatherization | Window | 3.63 |  |  |  | kWh | varies | RTF-deemed |  | 200 |  | 44.24 |  |  | 45 |  | SF Space Heat |  | 0 | 0 | 0
Residential | E214 | 18230627 | SF Existing Weatherization {E} | G214 | SF Existing Weatherization {G} | Windows - Double Pane - Metal Frame - to U22 - GH - SF or DX | [6 empty] | Double pane metal-framed windows: U-factor up to 0.22; single family or duplex dwelling heated with natural gas | Weatherization | Window | 0.23 |  | 0.24 |  | Therm | varies | PSE-deemed | RTF Derived | 0 | 100 | 0 | 28.01 |  | 45 |  | SF Space Heat | Res Space Heat | 0 | 0 | 0
Residential | E214 | 18230627 | SF Existing Weatherization {E} | G214 | SF Existing Weatherization {G} | Windows - Double Pane - Metal Frame - to U22 - GH - SF or DX | [6 empty] | Double pane metal-framed windows: U-factor up to 0.22; single family or duplex dwelling heated with natural gas | Weatherization | Window | 0.23 |  | 0.26 |  | Therm | varies | PSE-deemed | RTF Derived | 0 | 100 | 0 | 44.24 |  | 45 |  | SF Space Heat | Res Space Heat | 0 | 0 | 0
Residential | E214 | 18230627 | SF Existing Weatherization {E} | G214 | SF Existing Weatherization {G} | Windows - Double Pane - Metal Frame - to U22 - GH - SF or DX - MI | [6 empty] | Double pane metal-framed windows: U-factor up to 0.22; single family or duplex dwelling heated with natural gas; moderate income customer | Weatherization | Window | 0.23 |  | 0.24 |  | Therm | varies | PSE-deemed | RTF Derived | 0 | 200 | 0 | 28.01 |  | 45 |  | SF Space Heat | Res Space Heat | 0 | 0 | 0
Residential | E214 | 18230627 | SF Existing Weatherization {E} | G214 | SF Existing Weatherization {G} | Windows - Double Pane - Metal Frame - to U22 - GH - SF or DX - MI | [6 empty] | Double pane metal-framed windows: U-factor up to 0.22; single family or duplex dwelling heated with natural gas; moderate income customer | Weatherization | Window | 0.23 |  | 0.26 |  | Therm | varies | PSE-deemed | RTF Derived | 0 | 200 | 0 | 44.24 |  | 45 |  | SF Space Heat | Res Space Heat | 0 | 0 | 0
Residential | E214 | 18230627 | SF Existing Weatherization {E} | G214 | SF Existing Weatherization {G} | Windows - Double Pane - Metal Frame - to U22 - HP - SF or DX | [6 empty] | Double pane metal-framed windows: U-factor up to 0.22; single family or duplex dwelling with heat pump | Weatherization | Window | 2.57 |  |  |  | kWh | varies | RTF-deemed |  | 100 |  | 28.01 |  |  | 45 |  | SF Space Heat |  | 0 | 0 | 0
Residential | E214 | 18230627 | SF Existing Weatherization {E} | G214 | SF Existing Weatherization {G} | Windows - Double Pane - Metal Frame - to U22 - HP - SF or DX | [6 empty] | Double pane metal-framed windows: U-factor up to 0.22; single family or duplex dwelling with heat pump | Weatherization | Window | 2.57 |  |  |  | kWh | varies | RTF-deemed |  | 100 |  | 44.24 |  |  | 45 |  | SF Space Heat |  | 0 | 0 | 0
Residential | E214 | 18230627 | SF Existing Weatherization {E} | G214 | SF Existing Weatherization {G} | Windows - Double Pane - Metal Frame - to U22 - Zonal - SF or DX | [6 empty] | Double pane metal-framed windows: U-factor up to 0.22; single family or duplex dwelling with zonal heating | Weatherization | Window | 3.4 |  |  |  | kWh | varies | RTF-deemed |  | 100 |  | 28.01 |  |  | 45 |  | SF Space Heat |  | 0 | 0 | 0
Residential | E214 | 18230627 | SF Existing Weatherization {E} | G214 | SF Existing Weatherization {G} | Windows - Double Pane - Metal Frame - to U22 - Zonal - SF or DX | [6 empty] | Double pane metal-framed windows: U-factor up to 0.22; single family or duplex dwelling with zonal heating | Weatherization | Window | 3.4 |  |  |  | kWh | varies | RTF-deemed |  | 100 |  | 44.24 |  |  | 45 |  | SF Space Heat |  | 0 | 0 | 0
Residential | E214 | 18230627 | SF Existing Weatherization {E} | G214 | SF Existing Weatherization {G} | Windows - Double Pane - Metal Frame - to U22 - Zonal - SF or DX - MI | [6 empty] | Double pane metal-framed windows: U-factor up to 0.22; single family or duplex dwelling with zonal heating; moderate income customer | Weatherization | Window | 3.4 |  |  |  | kWh | varies | RTF-deemed |  | 200 |  | 28.01 |  |  | 45 |  | SF Space Heat |  | 0 | 0 | 0
Residential | E214 | 18230627 | SF Existing Weatherization {E} | G214 | SF Existing Weatherization {G} | Windows - Double Pane - Metal Frame - to U22 - Zonal - SF or DX - MI | [6 empty] | Double pane metal-framed windows: U-factor up to 0.22; single family or duplex dwelling with zonal heating; moderate income customer | Weatherization | Window | 3.4 |  |  |  | kWh | varies | RTF-deemed |  | 200 |  | 44.24 |  |  | 45 |  | SF Space Heat |  | 0 | 0 | 0
Residential | E214 | 18230627 | SF Existing Weatherization {E} | G214 | SF Existing Weatherization {G} | Windows - Single Pane - to U22 - E FAF - SF or DX | [6 empty] | Single pane windows: U-factor up to 0.22; single family or duplex dwelling with electric forced-air furnace | Weatherization | Window | 5.22 |  |  |  | kWh | varies | RTF-deemed |  | 100 |  | 28.01 |  |  | 45 |  | SF Space Heat |  | 0 | 0 | 0
Residential | E214 | 18230627 | SF Existing Weatherization {E} | G214 | SF Existing Weatherization {G} | Windows - Single Pane - to U22 - E FAF - SF or DX | [6 empty] | Single pane windows: U-factor up to 0.22; single family or duplex dwelling with electric forced-air furnace | Weatherization | Window | 5.22 |  |  |  | kWh | varies | RTF-deemed |  | 100 |  | 44.24 |  |  | 45 |  | SF Space Heat |  | 0 | 0 | 0
Residential | E214 | 18230627 | SF Existing Weatherization {E} | G214 | SF Existing Weatherization {G} | Windows - Single Pane - to U22 - E FAF - SF or DX - MI | [6 empty] | Single pane windows: U-factor up to 0.22; single family or duplex dwelling with electric forced-air furnace; moderate income customer | Weatherization | Window | 5.22 |  |  |  | kWh | varies | RTF-deemed |  | 200 |  | 44.24 |  |  | 45 |  | SF Space Heat |  | 0 | 0 | 0
Residential | E214 | 18230627 | SF Existing Weatherization {E} | G214 | SF Existing Weatherization {G} | Windows - Single Pane - to U22 - GH - SF or DX | [6 empty] | Single pane windows: U-factor up to 0.22; single family or duplex dwelling heated with natural gas | Weatherization | Window | 0.35 |  | 0.39 |  | Therm | varies | PSE-deemed | RTF Derived | 0 | 100 | 0 | 28.01 |  | 45 |  | SF Space Heat | Res Space Heat | 0 | 0 | 0
Residential | E214 | 18230627 | SF Existing Weatherization {E} | G214 | SF Existing Weatherization {G} | Windows - Single Pane - to U22 - GH - SF or DX | [6 empty] | Single pane windows: U-factor up to 0.22; single family or duplex dwelling heated with natural gas | Weatherization | Window | 0.35 |  | 0.42 |  | Therm | varies | PSE-deemed | RTF Derived | 0 | 100 | 0 | 44.24 |  | 45 |  | SF Space Heat | Res Space Heat | 0 | 0 | 0
Residential | E214 | 18230627 | SF Existing Weatherization {E} | G214 | SF Existing Weatherization {G} | Windows - Single Pane - to U22 - GH - SF or DX - MI | [6 empty] | Single pane windows: U-factor up to 0.22; single family or duplex dwelling heated with natural gas; moderate income customer | Weatherization | Window | 0.35 |  | 0.39 |  | Therm | varies | PSE-deemed | RTF Derived | 0 | 200 | 0 | 28.01 |  | 45 |  | SF Space Heat | Res Space Heat | 0 | 0 | 0
Residential | E214 | 18230627 | SF Existing Weatherization {E} | G214 | SF Existing Weatherization {G} | Windows - Single Pane - to U22 - GH - SF or DX - MI | [6 empty] | Single pane windows: U-factor up to 0.22; single family or duplex dwelling heated with natural gas; moderate income customer | Weatherization | Window | 0.35 |  | 0.42 |  | Therm | varies | PSE-deemed | RTF Derived | 0 | 200 | 0 | 44.24 |  | 45 |  | SF Space Heat | Res Space Heat | 0 | 0 | 0
Residential | E214 | 18230627 | SF Existing Weatherization {E} | G214 | SF Existing Weatherization {G} | Windows - Single Pane - to U22 - HP - SF or DX | [6 empty] | Single pane windows: U-factor up to 0.22; single family or duplex dwelling with heat pump | Weatherization | Window | 3.28 |  |  |  | kWh | varies | RTF-deemed |  | 100 |  | 28.01 |  |  | 45 |  | SF Space Heat |  | 0 | 0 | 0
Residential | E214 | 18230627 | SF Existing Weatherization {E} | G214 | SF Existing Weatherization {G} | Windows - Single Pane - to U22 - HP - SF or DX | [6 empty] | Single pane windows: U-factor up to 0.22; single family or duplex dwelling with heat pump | Weatherization | Window | 3.28 |  |  |  | kWh | varies | RTF-deemed |  | 100 |  | 44.24 |  |  | 45 |  | SF Space Heat |  | 0 | 0 | 0
Residential | E214 | 18230627 | SF Existing Weatherization {E} | G214 | SF Existing Weatherization {G} | Windows - Single Pane - to U22 - HP - SF or DX - MI | [6 empty] | Single pane windows: U-factor up to 0.22; single family or duplex dwelling with heat pump; moderate income customer | Weatherization | Window | 3.28 |  |  |  | kWh | varies | RTF-deemed |  | 200 |  | 44.24 |  |  | 45 |  | SF Space Heat |  | 0 | 0 | 0
Residential | E214 | 18230627 | SF Existing Weatherization {E} | G214 | SF Existing Weatherization {G} | Windows - Single Pane - to U22 - Zonal - SF or DX | [6 empty] | Single pane windows: U-factor up to 0.22; single family or duplex dwelling with zonal heating | Weatherization | Window | 4.95 |  |  |  | kWh | varies | RTF-deemed |  | 100 |  | 28.01 |  |  | 45 |  | SF Space Heat |  | 0 | 0 | 0
Residential | E214 | 18230627 | SF Existing Weatherization {E} | G214 | SF Existing Weatherization {G} | Windows - Single Pane - to U22 - Zonal - SF or DX | [6 empty] | Single pane windows: U-factor up to 0.22; single family or duplex dwelling with zonal heating | Weatherization | Window | 4.95 |  |  |  | kWh | varies | RTF-deemed |  | 100 |  | 44.24 |  |  | 45 |  | SF Space Heat |  | 0 | 0 | 0
Residential | E214 | 18230627 | SF Existing Weatherization {E} | G214 | SF Existing Weatherization {G} | Windows - Single Pane - to U22 - Zonal - SF or DX - MI | [6 empty] | Single pane windows: U-factor up to 0.22; single family or duplex dwelling with zonal heating; moderate income customer | Weatherization | Window | 4.95 |  |  |  | kWh | varies | RTF-deemed |  | 200 |  | 44.24 |  |  | 45 |  | SF Space Heat |  | 0 | 0 | 0
Residential | E214 | 18230627 | SF Existing Weatherization {E} | G214 | SF Existing Weatherization {G} | Sealing - Air - Attic - EH - SF or DX - TDSM - Bainbridge | [6 empty] | Attic air sealing: single family or duplex dwelling heated with electricity; TDSM participant on Bainbridge Island | Weatherization | Sealing | 0.15 |  |  |  | kWh | square foot | PSE-deemed | Other Utility | 0.69 |  | 0.2 |  |  | 45 |  | SF Space Heat |  | 0 | 0 | 0
Residential | E214 | 18230627 | SF Existing Weatherization {E} | G214 | SF Existing Weatherization {G} | Sealing - Duct - EH - MH - TDSM - Bainbridge | [6 empty] | Duct sealing: manufactured home heated with electricity; TDSM participant on Bainbridge Island | Weatherization | Sealing | 468 |  |  |  | kWh | per home | PSE-deemed | Other Utility | 1000 |  | 549 |  |  | 18 |  | SF Space Heat |  | 21.58 | 4.36 | 0
Residential | E214 | 18230627 | SF Existing Weatherization {E} | G214 | SF Existing Weatherization {G} | Sealing - Air - Attic - EH - SF or DX - LTO | [6 empty] | Attic air sealing: single family or duplex dwelling heated with electricity; limited-time offer | Weatherization | Sealing | 0.15 |  |  |  | kWh | square foot | PSE-deemed | Other Utility | 0.15 |  | 0.2 |  |  | 45 |  | SF Space Heat |  | 0 | 0 | 0
Residential | E214 | 18230627 | SF Existing Weatherization {E} | G214 | SF Existing Weatherization {G} | Sealing - Air - Floor - EH - SF or DX - LTO | [6 empty] | Floor air sealing: single family or duplex dwelling heated with electricity; limited-time offer | Weatherization | Sealing | 0.15 |  |  |  | kWh | square foot | PSE-deemed | Other Utility | 0.15 |  | 0.2 |  |  | 45 |  | SF Space Heat |  | 0 | 0 | 0
Residential | E214 | 18230627 | SF Existing Weatherization {E} | G214 | SF Existing Weatherization {G} | Insulation - Attic - R0 to R49 - HP - SF or DX - TDSM - Bainbridge | [6 empty] | R0 to R49 attic insulation: single family or duplex dwelling with heat pump; TDSM participant on Bainbridge Island | Weatherization | Insulation | 1.3 |  |  |  | kWh | square foot | RTF-deemed |  | 3 |  | 1.59 |  |  | 45 |  | SF Space Heat |  | 0.01 | 0 | 0
Residential | E214 | 18230627 | SF Existing Weatherization {E} | G214 | SF Existing Weatherization {G} | Insulation - Floor - R0 to R22 - Zonal - MH - TDSM - Bainbridge | [6 empty] | R0 to R22 floor insulation: manufactured home with zonal heating; TDSM participant on Bainbridge Island | Weatherization | Insulation | 0.8 |  |  |  | kWh | square foot | RTF-deemed |  | 2.2 |  | 2.32 |  |  | 25 |  | SF Space Heat |  | 0.01 | 0 | 0
Residential | E214 | 18230627 | SF Existing Weatherization {E} | G214 | SF Existing Weatherization {G} | Windows - Single Pane - to U30 - Zonal - SF or DX - TDSM - Bainbridge | [6 empty] | Single pane windows: U-factor up to 0.30; single family or duplex dwelling with zonal heating; TDSM participant on Bainbridge Island | Weatherization | Window | 4.43 |  |  |  | kWh | varies | RTF-deemed |  | 200 |  | 38.09 |  |  | 45 |  | SF Space Heat |  | 0 | 0 | 0
Residential | E214 | 18230627 | SF Existing Weatherization {E} | G214 | SF Existing Weatherization {G} | Windows - Single Pane - to U30 - E FAF - SF or DX | [6 empty] | Single pane windows: U-factor up to 0.30; single family or duplex dwelling with electric forced-air furnace | Weatherization | Window | 4.67 |  |  |  | kWh | varies | RTF-deemed |  | 50 |  | 24.11 |  |  | 45 |  | SF Space Heat |  | 0 | 0 | 0
Residential | E214 | 18230627 | SF Existing Weatherization {E} | G214 | SF Existing Weatherization {G} | Windows - Single Pane - to U30 - E FAF - SF or DX | [6 empty] | Single pane windows: U-factor up to 0.30; single family or duplex dwelling with electric forced-air furnace | Weatherization | Window | 4.67 |  |  |  | kWh | varies | RTF-deemed |  | 50 |  | 38.09 |  |  | 45 |  | SF Space Heat |  | 0 | 0 | 0
Residential | E214 | 18230627 | SF Existing Weatherization {E} | G214 | SF Existing Weatherization {G} | Windows - Single Pane - to U30 - ER - MH | [6 empty] | Single pane windows: U-factor up to 0.30; manufactured home heated with electric resistance | Weatherization | Window | 16.54 |  |  |  | kWh | varies | RTF-deemed |  | 200 |  | 19.79 |  |  | 25 |  | SF Space Heat |  | 0 | 0 | 0
Residential | E214 | 18230627 | SF Existing Weatherization {E} | G214 | SF Existing Weatherization {G} | Windows - Single Pane - to U30 - ER - MH | [6 empty] | Single pane windows: U-factor up to 0.30; manufactured home heated with electric resistance | Weatherization | Window | 16.54 |  |  |  | kWh | varies | RTF-deemed |  | 200 |  | 31.22 |  |  | 25 |  | SF Space Heat |  | 0 | 0 | 0
Residential | E214 | 18230627 | SF Existing Weatherization {E} | G214 | SF Existing Weatherization {G} | Windows - Single Pane - to U30 - GH - MH | [6 empty] | Single pane windows: U-factor up to 0.30; manufactured home heated with natural gas | Weatherization | Window | 0.56 |  | 0.76 |  | Therm | varies | PSE-deemed | RTF Derived | 0 | 200 | 0 | 31.22 |  | 25 |  | SF Space Heat | Res Space Heat | 0 | 0 | 0
Residential | E214 | 18230627 | SF Existing Weatherization {E} | G214 | SF Existing Weatherization {G} | Windows - Single Pane - to U30 - GH - SF or DX | [6 empty] | Single pane windows: U-factor up to 0.30; single family or duplex dwelling heated with natural gas | Weatherization | Window | 0.32 |  | 0.38 |  | Therm | varies | PSE-deemed | RTF Derived | 0 | 50 | 0 | 24.11 |  | 45 |  | SF Space Heat | Res Space Heat | 0 | 0 | 0
Residential | E214 | 18230627 | SF Existing Weatherization {E} | G214 | SF Existing Weatherization {G} | Windows - Single Pane - to U30 - GH - SF or DX | [6 empty] | Single pane windows: U-factor up to 0.30; single family or duplex dwelling heated with natural gas | Weatherization | Window | 0.38 |  | 0.38 |  | Therm | varies | PSE-deemed | RTF Derived | 0 | 50 | 0 | 38.09 |  | 45 |  | SF Space Heat | Res Space Heat | 0 | 0 | 0
Residential | E214 | 18230627 | SF Existing Weatherization {E} | G214 | SF Existing Weatherization {G} | Windows - Single Pane - to U30 - HP - SF or DX | [6 empty] | Single pane windows: U-factor up to 0.30; single family or duplex dwelling with heat pump | Weatherization | Window | 2.9 |  |  |  | kWh | varies | RTF-deemed |  | 50 |  | 24.11 |  |  | 45 |  | SF Space Heat |  | 0 | 0 | 0
Residential | E214 | 18230627 | SF Existing Weatherization {E} | G214 | SF Existing Weatherization {G} | Windows - Single Pane - to U30 - HP - SF or DX | [6 empty] | Single pane windows: U-factor up to 0.30; single family or duplex dwelling with heat pump | Weatherization | Window | 2.9 |  |  |  | kWh | varies | RTF-deemed |  | 50 |  | 38.09 |  |  | 45 |  | SF Space Heat |  | 0 | 0 | 0
Residential | E214 | 18230627 | SF Existing Weatherization {E} | G214 | SF Existing Weatherization {G} | Windows - Single Pane - to U30 - Zonal - SF or DX | [6 empty] | Single pane windows: U-factor up to 0.30; single family or duplex dwelling with zonal heating | Weatherization | Window | 4.43 |  |  |  | kWh | varies | RTF-deemed |  | 50 |  | 24.11 |  |  | 45 |  | SF Space Heat |  | 0 | 0 | 0
Residential | E214 | 18230627 | SF Existing Weatherization {E} | G214 | SF Existing Weatherization {G} | Windows - Single Pane - to U30 - Zonal - SF or DX | [6 empty] | Single pane windows: U-factor up to 0.30; single family or duplex dwelling with zonal heating | Weatherization | Window | 4.43 |  |  |  | kWh | varies | RTF-deemed |  | 50 |  | 38.09 |  |  | 45 |  | SF Space Heat |  | 0 | 0 | 0
Residential | E214 | 18230627 | SF Existing Weatherization {E} | G214 | SF Existing Weatherization {G} | Duct Sealing and Insulation - EH - SF or DX | [6 empty] | Duct sealing and insulation: single family or duplex dwelling heated with electricity | Combined | Combined | 1252 |  |  |  | kWh | per home | PSE-deemed | Evaluation Study | 400 |  | 1000 |  |  | 20 |  | SF Space Heat |  | 47.87 | 3.36 | 0
Residential | E214 | 18230627 | SF Existing Weatherization {E} | G214 | SF Existing Weatherization {G} | Duct Sealing and Insulation - EH - SF or DX | [6 empty] | Duct sealing and insulation: single family or duplex dwelling heated with electricity | Combined | Combined | 1252.43 |  |  |  | kWh | per home | PSE-deemed | Evaluation Study | 1000 |  | 1000 |  |  | 20 |  | SF Space Heat |  | 47.87 | 3.36 | 0
Residential | E214 | 18230627 | SF Existing Weatherization {E} | G214 | SF Existing Weatherization {G} | Duct Sealing and Insulation - GH - SF or DX | [6 empty] | Duct sealing and insulation: single family or duplex dwelling heated with natural gas | Combined | Combined |  |  | 75.32 |  | Therm | per home | PSE-deemed | Evaluation Study |  | 400 |  | 1000 |  | 20 |  | Res Space Heat |  | 47.87 | 11.53 | 0
Residential | E214 | 18230627 | SF Existing Weatherization {E} | G214 | SF Existing Weatherization {G} | Duct Sealing and Insulation - GH - SF or DX | [6 empty] | Duct sealing and insulation: single family or duplex dwelling heated with natural gas | Combined | Combined |  |  | 75.32 |  | Therm | per home | PSE-deemed | Evaluation Study |  | 1000 |  | 1000 |  | 20 |  | Res Space Heat |  | 37.9 | 11.53 | 0
Residential | E214 | 18230627 | SF Existing Weatherization {E} | G214 | SF Existing Weatherization {G} | Sealing - Duct - E FAF - SF or DX | [6 empty] | Duct sealing: single family or duplex dwelling with electric forced-air furnace | Weatherization | Sealing | 436 |  |  |  | kWh | per home | RTF-deemed |  | 300 |  | 440 |  |  | 20 |  | SF Space Heat |  | 49.02 | 4.86 | 0
Residential | E214 | 18230627 | SF Existing Weatherization {E} | G214 | SF Existing Weatherization {G} | Sealing - Duct - E FAF - SF or DX | [6 empty] | Duct sealing: single family or duplex dwelling with electric forced-air furnace | Weatherization | Sealing | 436 |  |  |  | kWh | per home | RTF-deemed |  | 550 |  | 526.95 |  |  | 20 |  | SF Space Heat |  | 17.04 | 1.69 | 0
Residential | E214 | 18230627 | SF Existing Weatherization {E} | G214 | SF Existing Weatherization {G} | Sealing - Duct - GH - SF or DX | [6 empty] | Duct sealing: single family or duplex dwelling heated with natural gas | Weatherization | Sealing | 12 |  | 31 |  | Therm | per home | PSE-deemed | RTF Derived | 0 | 300 | 0 | 440 |  | 20 |  | SF Space Heat | Res Space Heat | 42.42 | 12.91 | 0
Residential | E214 | 18230627 | SF Existing Weatherization {E} | G214 | SF Existing Weatherization {G} | Sealing - Duct - GH - SF or DX | [6 empty] | Duct sealing: single family or duplex dwelling heated with natural gas | Weatherization | Sealing | 5.81 |  | 31 |  | Therm | per home | PSE-deemed | RTF Derived | 0 | 550 | 0 | 526.95 |  | 20 |  | SF Space Heat | Res Space Heat | 25.88 | 7.88 | 0
Residential | E214 | 18230627 | SF Existing Weatherization {E} | G214 | SF Existing Weatherization {G} | Sealing - Duct - HP - SF or DX | [6 empty] | Duct sealing: single family or duplex dwelling with heat pump | Weatherization | Sealing | 436 |  |  |  | kWh | per home | RTF-deemed |  | 300 |  | 440 |  |  | 20 |  | SF Space Heat |  | 35.02 | 4.74 | 0
Residential | E214 | 18230627 | SF Existing Weatherization {E} | G214 | SF Existing Weatherization {G} | Sealing - Duct - HP - SF or DX | [6 empty] | Duct sealing: single family or duplex dwelling with heat pump | Weatherization | Sealing | 436 |  |  |  | kWh | per home | RTF-deemed |  | 550 |  | 526.95 |  |  | 20 |  | SF Space Heat |  | 18.01 | 2.44 | 0
Residential | E214 | 18230627 | SF Existing Weatherization {E} | G214 | SF Existing Weatherization {G} | Insulation - Attic - R0 to R49 - E FAF - SF or DX | [6 empty] | R0 to R49 attic insulation: single family or duplex dwelling with electric forced-air furnace | Weatherization | Insulation | 1.86 |  |  |  | kWh | square foot | RTF-deemed |  | 0.5 |  | 1.59 |  |  | 45 |  | SF Space Heat |  | 0.02 | 0.01 | 0
Residential | E214 | 18230627 | SF Existing Weatherization {E} | G214 | SF Existing Weatherization {G} | Insulation - Attic - R0 to R49 - E FAF - SF or DX | [6 empty] | R0 to R49 attic insulation: single family or duplex dwelling with electric forced-air furnace | Weatherization | Insulation | 1.86 |  |  |  | kWh | square foot | RTF-deemed |  | 1.75 |  | 2 |  |  | 45 |  | SF Space Heat |  | 0.02 | 0.01 | 0
Residential | E214 | 18230627 | SF Existing Weatherization {E} | G214 | SF Existing Weatherization {G} | Insulation - Attic - R0 to R49 - GH - SF or DX | [6 empty] | R0 to R49 attic insulation: single family or duplex dwelling heated with natural gas | Weatherization | Insulation | 0.08 |  | 0.09 |  | Therm | square foot | PSE-deemed | RTF Derived | 0 | 0.5 | 0 | 1.49 |  | 45 |  | SF Space Heat | Res Space Heat | 0.04 | 0.02 | 0
Residential | E214 | 18230627 | SF Existing Weatherization {E} | G214 | SF Existing Weatherization {G} | Insulation - Attic - R0 to R49 - GH - SF or DX | [6 empty] | R0 to R49 attic insulation: single family or duplex dwelling heated with natural gas | Weatherization | Insulation | 0.08 |  | 0.23 |  | Therm | square foot | PSE-deemed | RTF Derived | 0 | 1.75 | 0 | 2 |  | 45 |  | SF Space Heat | Res Space Heat | 0.09 | 0.05 | 0
Residential | E214 | 18230627 | SF Existing Weatherization {E} | G214 | SF Existing Weatherization {G} | Insulation - Attic - R0 to R49 - HP - SF or DX | [6 empty] | R0 to R49 attic insulation: single family or duplex dwelling with heat pump | Weatherization | Insulation | 1.3 |  |  |  | kWh | square foot | RTF-deemed |  | 0.5 |  | 1.59 |  |  | 45 |  | SF Space Heat |  | 0.01 | 0 | 0
Residential | E214 | 18230627 | SF Existing Weatherization {E} | G214 | SF Existing Weatherization {G} | Insulation - Attic - R0 to R49 - HP - SF or DX | [6 empty] | R0 to R49 attic insulation: single family or duplex dwelling with heat pump | Weatherization | Insulation | 1.3 |  |  |  | kWh | square foot | RTF-deemed |  | 1.75 |  | 2 |  |  | 45 |  | SF Space Heat |  | 0.01 | 0 | 0
Residential | E214 | 18230627 | SF Existing Weatherization {E} | G214 | SF Existing Weatherization {G} | Insulation - Attic - R0 to R49 - Zonal - SF or DX | [6 empty] | R0 to R49 attic insulation: single family or duplex dwelling with zonal heating | Weatherization | Insulation | 1.2 |  |  |  | kWh | square foot | RTF-deemed |  | 0.5 |  | 1.59 |  |  | 45 |  | SF Space Heat |  | 0.01 | 0 | 0
Residential | E214 | 18230627 | SF Existing Weatherization {E} | G214 | SF Existing Weatherization {G} | Insulation - Attic - R0 to R49 - Zonal - SF or DX | [6 empty] | R0 to R49 attic insulation: single family or duplex dwelling with zonal heating | Weatherization | Insulation | 1.2 |  |  |  | kWh | square foot | RTF-deemed |  | 1.75 |  | 2 |  |  | 45 |  | SF Space Heat |  | 0.01 | 0 | 0
Residential | E214 | 18230627 | SF Existing Weatherization {E} | G214 | SF Existing Weatherization {G} | Insulation - Attic - R11 to R49 - E FAF - SF or DX | [6 empty] | R11 to R49 attic insulation: single family or duplex dwelling with electric forced-air furnace | Weatherization | Insulation | 0.44 |  |  |  | kWh | square foot | RTF-deemed |  | 0.5 |  | 1.32 |  |  | 45 |  | SF Space Heat |  | 0 | 0 | 0
Residential | E214 | 18230627 | SF Existing Weatherization {E} | G214 | SF Existing Weatherization {G} | Insulation - Attic - R11 to R49 - E FAF - SF or DX | [6 empty] | R11 to R49 attic insulation: single family or duplex dwelling with electric forced-air furnace | Weatherization | Insulation | 0.44 |  |  |  | kWh | square foot | RTF-deemed |  | 1.75 |  | 1.65 |  |  | 45 |  | SF Space Heat |  | 0 | 0 | 0
Residential | E214 | 18230627 | SF Existing Weatherization {E} | G214 | SF Existing Weatherization {G} | Insulation - Attic - R11 to R49 - GH - SF or DX | [6 empty] | R11 to R49 attic insulation: single family or duplex dwelling heated with natural gas | Weatherization | Insulation | 0.03 |  | 0.03 |  | Therm | square foot | PSE-deemed | RTF Derived | 0 | 0.5 | 0 | 1.32 |  | 45 |  | SF Space Heat | Res Space Heat | 0.04 | 0.02 | 0
Residential | E214 | 18230627 | SF Existing Weatherization {E} | G214 | SF Existing Weatherization {G} | Insulation - Attic - R11 to R49 - GH - SF or DX | [6 empty] | R11 to R49 attic insulation: single family or duplex dwelling heated with natural gas | Weatherization | Insulation | 0.03 |  | 0.08 |  | Therm | square foot | PSE-deemed | RTF Derived | 0 | 1.75 | 0 | 1.65 |  | 45 |  | SF Space Heat | Res Space Heat | 0.1 | 0.05 | 0
Residential | E214 | 18230627 | SF Existing Weatherization {E} | G214 | SF Existing Weatherization {G} | Insulation - Attic - R11 to R49 - HP - SF or DX | [6 empty] | R11 to R49 attic insulation: single family or duplex dwelling with heat pump | Weatherization | Insulation | 0.33 |  |  |  | kWh | square foot | RTF-deemed |  | 0.5 |  | 1.32 |  |  | 45 |  | SF Space Heat |  | 0 | 0 | 0
Residential | E214 | 18230627 | SF Existing Weatherization {E} | G214 | SF Existing Weatherization {G} | Insulation - Attic - R11 to R49 - HP - SF or DX | [6 empty] | R11 to R49 attic insulation: single family or duplex dwelling with heat pump | Weatherization | Insulation | 0.33 |  |  |  | kWh | square foot | RTF-deemed |  | 1.75 |  | 1.65 |  |  | 45 |  | SF Space Heat |  | 0 | 0 | 0
Residential | E214 | 18230627 | SF Existing Weatherization {E} | G214 | SF Existing Weatherization {G} | Insulation - Attic - R11 to R49 - Zonal - SF or DX | [6 empty] | R11 to R49 attic insulation: single family or duplex dwelling with zonal heating | Weatherization | Insulation | 0.43 |  |  |  | kWh | square foot | RTF-deemed |  | 1.75 |  | 1.65 |  |  | 45 |  | SF Space Heat |  | 0 | 0 | 0
Residential | E214 | 18230627 | SF Existing Weatherization {E} | G214 | SF Existing Weatherization {G} | Insulation - Floor - R0 to R22 - GH - MH | [6 empty] | R0 to R22 floor insulation: manufactured home heated with natural gas | Weatherization | Insulation | 0.03 |  | 0.04 |  | Therm | square foot | PSE-deemed | RTF Derived | 0 | 2.5 | 0 | 2.23 |  | 25 |  | SF Space Heat | Res Space Heat | 0.08 | 0.04 | 0
Residential | E214 | 18230627 | SF Existing Weatherization {E} | G214 | SF Existing Weatherization {G} | Insulation - Floor - R0 to R22 - HP - MH | [6 empty] | R0 to R22 floor insulation: manufactured home with heat pump | Weatherization | Insulation | 0.31 |  |  |  | kWh | square foot | RTF-deemed |  | 1.3 |  | 1.37 |  |  | 25 |  | SF Space Heat |  | 0 | 0 | 0
Residential | E214 | 18230627 | SF Existing Weatherization {E} | G214 | SF Existing Weatherization {G} | Insulation - Floor - R0 to R22 - HP - MH | [6 empty] | R0 to R22 floor insulation: manufactured home with heat pump | Weatherization | Insulation | 0.31 |  |  |  | kWh | square foot | RTF-deemed |  | 2.5 |  | 2.23 |  |  | 25 |  | SF Space Heat |  | 0 | 0 | 0
Residential | E214 | 18230627 | SF Existing Weatherization {E} | G214 | SF Existing Weatherization {G} | Insulation - Floor - R0 to R22 - Zonal - MH | [6 empty] | R0 to R22 floor insulation: manufactured home with zonal heating | Weatherization | Insulation | 0.8 |  |  |  | kWh | square foot | RTF-deemed |  | 1.3 |  | 1.37 |  |  | 25 |  | SF Space Heat |  | 0.01 | 0 | 0
Residential | E214 | 18230627 | SF Existing Weatherization {E} | G214 | SF Existing Weatherization {G} | Insulation - Floor - R0 to R22 - Zonal - MH | [6 empty] | R0 to R22 floor insulation: manufactured home with zonal heating | Weatherization | Insulation | 0.8 |  |  |  | kWh | square foot | RTF-deemed |  | 2.5 |  | 2.23 |  |  | 25 |  | SF Space Heat |  | 0.01 | 0 | 0
Residential | E214 | 18230627 | SF Existing Weatherization {E} | G214 | SF Existing Weatherization {G} | Insulation - Floor - R0 to R30 - E FAF - SF or DX | [6 empty] | R0 to R30 floor insulation: single family or duplex dwelling with electric forced-air furnace | Weatherization | Insulation | 0.34 |  |  |  | kWh | square foot | RTF-deemed |  | 0.25 |  | 1.5 |  |  | 45 |  | SF Space Heat |  | 0 | 0 | 0
Residential | E214 | 18230627 | SF Existing Weatherization {E} | G214 | SF Existing Weatherization {G} | Insulation - Floor - R0 to R30 - E FAF - SF or DX | [6 empty] | R0 to R30 floor insulation: single family or duplex dwelling with electric forced-air furnace | Weatherization | Insulation | 0.34 |  |  |  | kWh | square foot | RTF-deemed |  | 2.5 |  | 3.17 |  |  | 45 |  | SF Space Heat |  | 0 | 0 | 0
Residential | E214 | 18230627 | SF Existing Weatherization {E} | G214 | SF Existing Weatherization {G} | Insulation - Floor - R0 to R30 - GH - SF or DX | [6 empty] | R0 to R30 floor insulation: single family or duplex dwelling heated with natural gas | Weatherization | Insulation | 0.03 |  | 0.03 |  | Therm | square foot | PSE-deemed | RTF Derived | 0 | 0.25 | 0 | 1.5 |  | 45 |  | SF Space Heat | Res Space Heat | 0.04 | 0.02 | 0
Residential | E214 | 18230627 | SF Existing Weatherization {E} | G214 | SF Existing Weatherization {G} | Insulation - Floor - R0 to R30 - GH - SF or DX | [6 empty] | R0 to R30 floor insulation: single family or duplex dwelling heated with natural gas | Weatherization | Insulation | 0.03 |  | 0.06 |  | Therm | square foot | PSE-deemed | RTF Derived | 0 | 2.5 | 0 | 3.17 |  | 45 |  | SF Space Heat | Res Space Heat | 0.06 | 0.03 | 0
Residential | E214 | 18230627 | SF Existing Weatherization {E} | G214 | SF Existing Weatherization {G} | Insulation - Floor - R0 to R30 - HP - SF or DX | [6 empty] | R0 to R30 floor insulation: single family or duplex dwelling with heat pump | Weatherization | Insulation | 0.18 |  |  |  | kWh | square foot | RTF-deemed |  | 0.25 |  | 1.5 |  |  | 45 |  | SF Space Heat |  | 0 | 0 | 0
Residential | E214 | 18230627 | SF Existing Weatherization {E} | G214 | SF Existing Weatherization {G} | Insulation - Floor - R0 to R30 - HP - SF or DX | [6 empty] | R0 to R30 floor insulation: single family or duplex dwelling with heat pump | Weatherization | Insulation | 0.18 |  |  |  | kWh | square foot | RTF-deemed |  | 2.5 |  | 3.17 |  |  | 45 |  | SF Space Heat |  | 0 | 0 | 0
Residential | E214 | 18230627 | SF Existing Weatherization {E} | G214 | SF Existing Weatherization {G} | Insulation - Floor - R0 to R30 - Zonal - SF or DX | [6 empty] | R0 to R30 floor insulation: single family or duplex dwelling with zonal heating | Weatherization | Insulation | 0.62 |  |  |  | kWh | square foot | RTF-deemed |  | 0.25 |  | 1.5 |  |  | 45 |  | SF Space Heat |  | 0.01 | 0 | 0
Residential | E214 | 18230627 | SF Existing Weatherization {E} | G214 | SF Existing Weatherization {G} | Insulation - Floor - R0 to R30 - Zonal - SF or DX | [6 empty] | R0 to R30 floor insulation: single family or duplex dwelling with zonal heating | Weatherization | Insulation | 0.62 |  |  |  | kWh | square foot | RTF-deemed |  | 2.5 |  | 3.17 |  |  | 45 |  | SF Space Heat |  | 0.01 | 0 | 0
Residential | E214 | 18230627 | SF Existing Weatherization {E} | G214 | SF Existing Weatherization {G} | Insulation - Wall - R0 to R13 - E FAF - SF or DX | [6 empty] | R0 to R13 wall insulation: single family or duplex dwelling with electric forced-air furnace | Weatherization | Insulation | 1.04 |  |  |  | kWh | square foot | RTF-deemed |  | 2.5 |  | 3.01 |  |  | 45 |  | SF Space Heat |  | 0.01 | 0 | 0
Residential | E214 | 18230627 | SF Existing Weatherization {E} | G214 | SF Existing Weatherization {G} | Insulation - Wall - R0 to R13 - GH - SF or DX | [6 empty] | R0 to R13 wall insulation: single family or duplex dwelling heated with natural gas | Weatherization | Insulation | 0.06 |  | 0.07 |  | Therm | square foot | PSE-deemed | RTF Derived | 0 | 0.75 | 0 | 1.67 |  | 45 |  | SF Space Heat | Res Space Heat | 0.04 | 0.02 | 0
Residential | E214 | 18230627 | SF Existing Weatherization {E} | G214 | SF Existing Weatherization {G} | Insulation - Wall - R0 to R13 - GH - SF or DX | [6 empty] | R0 to R13 wall insulation: single family or duplex dwelling heated with natural gas | Weatherization | Insulation | 0.06 |  | 0.05 |  | Therm | square foot | PSE-deemed | RTF Derived | 0 | 2.5 | 0 | 3.01 |  | 45 |  | SF Space Heat | Res Space Heat | 0.02 | 0.01 | 0
Residential | E214 | 18230627 | SF Existing Weatherization {E} | G214 | SF Existing Weatherization {G} | Insulation - Wall - R0 to R13 - HP - SF or DX | [6 empty] | R0 to R13 wall insulation: single family or duplex dwelling with heat pump | Weatherization | Insulation | 0.59 |  |  |  | kWh | square foot | RTF-deemed |  | 0.75 |  | 1.67 |  |  | 45 |  | SF Space Heat |  | 0.01 | 0 | 0
Residential | E214 | 18230627 | SF Existing Weatherization {E} | G214 | SF Existing Weatherization {G} | Insulation - Wall - R0 to R13 - HP - SF or DX | [6 empty] | R0 to R13 wall insulation: single family or duplex dwelling with heat pump | Weatherization | Insulation | 0.59 |  |  |  | kWh | square foot | RTF-deemed |  | 2.5 |  | 3.01 |  |  | 45 |  | SF Space Heat |  | 0.01 | 0 | 0
Residential | E214 | 18230627 | SF Existing Weatherization {E} | G214 | SF Existing Weatherization {G} | Insulation - Wall - R0 to R13 - Zonal - SF or DX | [6 empty] | R0 to R13 wall insulation: single family or duplex dwelling with zonal heating | Weatherization | Insulation | 0.84 |  |  |  | kWh | square foot | RTF-deemed |  | 0.75 |  | 1.67 |  |  | 45 |  | SF Space Heat |  | 0.01 | 0 | 0
Residential | E214 | 18230627 | SF Existing Weatherization {E} | G214 | SF Existing Weatherization {G} | Insulation - Wall - R0 to R13 - Zonal - SF or DX | [6 empty] | R0 to R13 wall insulation: single family or duplex dwelling with zonal heating | Weatherization | Insulation | 0.84 |  |  |  | kWh | square foot | RTF-deemed |  | 2.5 |  | 3.01 |  |  | 45 |  | SF Space Heat |  | 0.01 | 0 | 0
Residential | E214 | 18230627 | SF Existing Weatherization {E} | G214 | SF Existing Weatherization {G} | Detector - Carbon Monoxide - Res | [6 empty] | Carbon monoxide detector installed in home | Safety | Safety Equipment |  |  | 0 |  | Therm | per home |  |  |  | 38.3 |  | 38.3 |  | 5 |  | Res Space Heat |  | 38.85 | 0 | 0
Residential | E214 | 18230628 | SF Existing Space Heat {E} |  |  | Heat Pump - Ductless - from Zonal - 9.0 or greater HSPF - HZ1CZ1 - MH | [6 empty] | Zonal heating to ductless heat pump conversion: 9.0 HSPF or greater; Heating Zone 1; Cooling Zone 1; manufactured home dwelling | HVAC | Heat Pump | 2065 |  |  |  | kWh | per unit | PSE-deemed | RTF Derived | 2400 |  | 3906.22 |  |  | 15 |  | SF Heat Pump |  | 41.61 | 41.61 | 0
Residential | E214 | 18230628 | SF Existing Space Heat {E} |  |  | Heat Pump - Ductless - from Zonal - 9.0 or greater HSPF - HZ1CZ1 - MH | [6 empty] | Zonal heating to ductless heat pump conversion: 9.0 HSPF or greater; Heating Zone 1; Cooling Zone 1; manufactured home dwelling | HVAC | Heat Pump | 2065 |  |  |  | kWh | per unit | PSE-deemed | RTF Derived | 2400 |  | 3906.22 |  |  | 15 |  | SF Heat Pump |  | 41.61 | 41.61 | 0
Residential | E214 | 18230628 | SF Existing Space Heat {E} |  |  | Heat Pump - Ductless - from Zonal - 9.0 or greater HSPF - HZ1CZ1 - SF or DX | [6 empty] | Zonal heating to ductless heat pump conversion: 9.0 HSPF or greater; Heating Zone 1; Cooling Zone 1; single family or duplex dwelling | HVAC | Heat Pump | 2065 |  |  |  | kWh | per unit | PSE-deemed | RTF Derived | 800 |  | 3906.22 |  |  | 15 |  | SF Heat Pump |  | 41.61 | 41.61 | 0
Residential | E214 | 18230628 | SF Existing Space Heat {E} |  |  | Heat Pump - Ductless - from Zonal - 9.0 or greater HSPF - HZ1CZ1 - SF or DX | [6 empty] | Zonal heating to ductless heat pump conversion: 9.0 HSPF or greater; Heating Zone 1; Cooling Zone 1; single family or duplex dwelling | HVAC | Heat Pump | 2065 |  |  |  | kWh | per unit | PSE-deemed | RTF Derived | 1500 |  | 3906.22 |  |  | 15 |  | SF Heat Pump |  | 41.61 | 41.61 | 0
Residential | E214 | 18230628 | SF Existing Space Heat {E} |  |  | Heat Pump - from E FAF - SF or DX | [6 empty] | Electric forced air furnace to heat pump conversion: single family or duplex dwelling | HVAC | Heat Pump | 3517 |  |  |  | kWh | per unit | RTF-deemed |  | 1500 |  | 4956.68 |  |  | 15 |  | SF Heat Pump |  | 0 |  | 0
Residential | E214 | 18230628 | SF Existing Space Heat {E} |  |  | Heat Pump - from E FAF - SF or DX | [6 empty] | Electric forced air furnace to heat pump conversion: single family or duplex dwelling | HVAC | Heat Pump | 4268 | 3201 |  |  | kWh | per unit | RTF-deemed |  | 1500 |  | 5020.6 |  |  | 10 | 8 | SF Heat Pump |  | 0 | 0 | 0
Residential | E214 | 18230628 | SF Existing Space Heat {E} |  |  | Heat Pump - from E FAF - SF or DX | [6 empty] | Electric forced air furnace to heat pump conversion: single family or duplex dwelling | HVAC | Heat Pump | 4268 | 3201 |  |  | kWh | per unit | RTF-deemed |  | 1500 |  | 5020.6 |  |  | 10 | 8 | SF Heat Pump |  | 0 | 0 | 0
Residential | E214 | 18230628 | SF Existing Space Heat {E} |  |  | Heat Pump - from E FAF - MH | [6 empty] | Electric forced air furnace to heat pump conversion: manufactured home dwelling | HVAC | Heat Pump | 3988 | 2991 |  |  | kWh | per unit | RTF-deemed |  | 2400 |  | 4556.01 |  |  | 10 | 8 | SF Heat Pump |  | 0 | 0 | 0
Residential | E214 | 18230628 | SF Existing Space Heat {E} |  |  | Heat Pump - from E FAF - MH | [6 empty] | Electric forced air furnace to heat pump conversion: manufactured home dwelling | HVAC | Heat Pump | 3988 | 2991 |  |  | kWh | per unit | RTF-deemed |  | 2400 |  | 4556.01 |  |  | 10 | 8 | SF Heat Pump |  | 0 | 0 | 0
Residential | E214 | 18230628 | SF Existing Space Heat {E} |  |  | Thermostat - Smart - EH - Res | [6 empty] | Smart thermostat: home heated with electricity | Controls | Thermostat | 260 |  |  |  | kWh | per unit | PSE-deemed | RTF Derived | 75 |  | 165.03 |  |  | 7 |  | SF Space Heat |  | 11.28 | 1.51 | 0
Residential | E214 | 18230628 | SF Existing Space Heat {E} |  |  | Thermostat - Smart - EH - Res - MI | [6 empty] | Smart thermostat: home heated with electricity; moderate income customer | Controls | Thermostat | 260 |  |  |  | kWh | per unit | PSE-deemed | RTF Derived | 175 |  | 165.03 |  |  | 7 |  | SF Space Heat |  | 11.28 | 1.51 | 0
Residential | E214 | 18230628 | SF Existing Space Heat {E} |  |  | Heat Pump - Ductless - from Zonal - 9.0 or greater HSPF - HZ1CZ1 - SF or DX - MI | [6 empty] | Zonal heating to ductless heat pump conversion: 9.0 HSPF or greater; Heating Zone 1; Cooling Zone 1; single family or duplex dwelling; moderate income customer | HVAC | Heat Pump | 2065 |  |  |  | kWh | per unit | PSE-deemed | RTF Derived | 2400 |  | 3906.22 |  |  | 15 |  | SF Heat Pump |  | 41.61 | 41.61 | 0
Residential | E214 | 18230628 | SF Existing Space Heat {E} |  |  | Heat Pump - Ductless - from Zonal - 9.0 or greater HSPF - HZ1CZ1 - SF or DX - MI | [6 empty] | Zonal heating to ductless heat pump conversion: 9.0 HSPF or greater; Heating Zone 1; Cooling Zone 1; single family or duplex dwelling; moderate income customer | HVAC | Heat Pump | 2065 |  |  |  | kWh | per unit | PSE-deemed | RTF Derived | 2400 |  | 3906.22 |  |  | 15 |  | SF Heat Pump |  | 41.61 | 41.61 | 0
Residential | E214 | 18230628 | SF Existing Space Heat {E} |  |  | Heat Pump - from E FAF - SF or DX - MI | [6 empty] | Electric forced air furnace to heat pump conversion: single family or duplex dwelling; moderate income customer | HVAC | Heat Pump | 4268 | 3201 |  |  | kWh | per unit | RTF-deemed |  | 2400 |  | 5020.6 |  |  | 10 | 8 | SF Heat Pump |  | 0 | 0 | 0
Residential | E214 | 18230628 | SF Existing Space Heat {E} |  |  | Heat Pump - from E FAF - SF or DX - MI | [6 empty] | Electric forced air furnace to heat pump conversion: single family or duplex dwelling; moderate income customer | HVAC | Heat Pump | 4268 | 3201 |  |  | kWh | per unit | RTF-deemed |  | 2400 |  | 5020.6 |  |  | 10 | 8 | SF Heat Pump |  | 0 | 0 | 0
Residential | E214 | 18230628 | SF Existing Space Heat {E} |  |  | Heat Pump - with AC - from E FAF - MH | [6 empty] | Electric forced air furnace to heat pump conversion: with air conditioning; manufactured home | HVAC | Heat Pump | 4193 | 2096 |  |  | kWh | per unit | RTF-deemed |  | 2400 |  | 6220.8 |  |  | 6 | 12 | SF Heat Pump |  | 0 | 0 | 0
Residential | E214 | 18230628 | SF Existing Space Heat {E} |  |  | Heat Pump - with AC - from E FAF - MH | [6 empty] | Electric forced air furnace to heat pump conversion: with air conditioning; manufactured home | HVAC | Heat Pump | 4193 | 2096 |  |  | kWh | per unit | RTF-deemed |  | 2400 |  | 6220.8 |  |  | 6 | 12 | SF Heat Pump |  | 0 | 0 | 0
Residential | E214 | 18230628 | SF Existing Space Heat {E} |  |  | Heat Pump - with AC - from E FAF - SF or DX | [6 empty] | Electric forced air furnace to heat pump conversion: with air conditioning; single family or duplex dwelling | HVAC | Heat Pump | 4566 | 2283 |  |  | kWh | per unit | RTF-deemed |  | 1500 |  | 6886.89 |  |  | 6 | 12 | SF Heat Pump |  | 184.23 | 5.97 | 0
Residential | E214 | 18230628 | SF Existing Space Heat {E} |  |  | Heat Pump - with AC - from E FAF - SF or DX | [6 empty] | Electric forced air furnace to heat pump conversion: with air conditioning; single family or duplex dwelling | HVAC | Heat Pump | 4566 | 2283 |  |  | kWh | per unit | RTF-deemed |  | 1500 |  | 6886.89 |  |  | 6 | 12 | SF Heat Pump |  | 184.23 | 5.97 | 0
Residential | E214 | 18230628 | SF Existing Space Heat {E} |  |  | Heat Pump - with AC - from E FAF - SF or DX - MI | [6 empty] | Electric forced air furnace to heat pump conversion: with air conditioning; single family or duplex dwelling; moderate income customer | HVAC | Heat Pump | 4566 | 2283 |  |  | kWh | per unit | RTF-deemed |  | 2400 |  | 6886.89 |  |  | 6 | 12 | SF Heat Pump |  | 184.23 | 5.97 | 0
Residential | E214 | 18230628 | SF Existing Space Heat {E} |  |  | Heat Pump - with AC - from E FAF - SF or DX - MI | [6 empty] | Electric forced air furnace to heat pump conversion: with air conditioning; single family or duplex dwelling; moderate income customer | HVAC | Heat Pump | 4566 | 2283 |  |  | kWh | per unit | RTF-deemed |  | 2400 |  | 6886.89 |  |  | 6 | 12 | SF Heat Pump |  | 184.23 | 5.97 | 0
Residential | E214 | 18230628 | SF Existing Space Heat {E} |  |  | Heat Pump - Ductless - from E FAF - HZ1 - MH | [6 empty] | Electric forced-air furnace to ductless heat pump conversion: Heating Zone 1; manufactured home | HVAC | Heat Pump | 2918 |  |  |  | kWh | per unit | RTF-deemed |  | 2400 |  | 4452.41 |  |  | 15 |  | SF Heat Pump |  | 66 | 0 | 0
Residential | E214 | 18230628 | SF Existing Space Heat {E} |  |  | Heat Pump - Ductless - from E FAF - HZ1 - MH | [6 empty] | Electric forced-air furnace to ductless heat pump conversion: Heating Zone 1; manufactured home | HVAC | Heat Pump | 2918 |  |  |  | kWh | per unit | RTF-deemed |  | 2400 |  | 4452.41 |  |  | 15 |  | SF Heat Pump |  | 66 | 0 | 0
Residential | E214 | 18230628 | SF Existing Space Heat {E} |  |  | Heat Pump - Ductless - from E FAF - HZ1 - SF or DX | [6 empty] | Electric forced-air furnace to ductless heat pump conversion: Heating Zone 1; single family or duplex dwelling | HVAC | Heat Pump | 2550 |  |  |  | kWh | per unit | RTF-deemed |  | 800 |  | 4452.41 |  |  | 15 |  | SF Heat Pump |  | 170 | 0 | 0
Residential | E214 | 18230628 | SF Existing Space Heat {E} |  |  | Heat Pump - Ductless - from E FAF - HZ1 - SF or DX | [6 empty] | Electric forced-air furnace to ductless heat pump conversion: Heating Zone 1; single family or duplex dwelling | HVAC | Heat Pump | 2550 |  |  |  | kWh | per unit | RTF-deemed |  | 1500 |  | 4452.41 |  |  | 15 |  | SF Heat Pump |  | 170 | 0 | 0
Residential | E214 | 18230628 | SF Existing Space Heat {E} |  |  | Heat Pump - Ductless - from E FAF - HZ1 - SF or DX - MI | [6 empty] | Electric forced-air furnace to ductless heat pump conversion: Heating Zone 1; single family or duplex dwelling; moderate income customer | HVAC | Heat Pump | 2550 |  |  |  | kWh | per unit | RTF-deemed |  | 2400 |  | 4452.41 |  |  | 15 |  | SF Heat Pump |  | 170 | 0 | 0
Residential | E214 | 18230628 | SF Existing Space Heat {E} |  |  | Thermostat - Smart - EH - Res - TDSM - Bainbridge | [6 empty] | Smart thermostat: home heated with electricity; TDSM participant on Bainbridge Island | Controls | Thermostat | 245 |  |  |  | kWh | per unit | PSE-deemed | RTF Derived | 350 |  | 165.03 |  |  | 7 |  | SF Space Heat |  | 10.63 | 1.42 | 0
Residential | E214 | 18230628 | SF Existing Space Heat {E} |  |  | Thermostat - Smart - EH - Res - TDSM - Bainbridge | [6 empty] | Smart thermostat: home heated with electricity; TDSM participant on Bainbridge Island | Controls | Thermostat | 260 |  | 0 |  | kWh | per unit | PSE-deemed | RTF Derived | 350 |  | 165.03 |  |  | 7 |  | SF Space Heat |  | 11.28 | 1.51 | 0
Residential | E214 | 18230628 | SF Existing Space Heat {E} |  |  | Heat Pump - Ductless - from Zonal - 9.0 or greater HSPF - HZ1CZ1 - SF or DX - TDSM - Bainbridge | [6 empty] | Zonal heating to ductless heat pump conversion: 9.0 HSPF or greater; Heating Zone 1; Cooling Zone 1; single family or duplex dwelling; TDSM participant on Bainbridge Island | HVAC | Heat Pump | 2065 |  |  |  | kWh | per unit | PSE-deemed | RTF Derived | 3900 |  | 3906.22 |  |  | 15 |  | SF Heat Pump |  | 41.61 | 41.63 | 0
Residential | E214 | 18230628 | SF Existing Space Heat {E} |  |  | Heat Pump - from E FAF - SF or DX - TDSM - Bainbridge | [6 empty] | Electric forced air furnace to heat pump conversion: single family or duplex dwelling; TDSM participant on Bainbridge Island | HVAC | Heat Pump | 4268 | 3201 |  |  | kWh | per unit | RTF-deemed |  | 8400 |  | 5020.6 |  |  | 10 | 8 | SF Heat Pump |  | 0 | 0 | 0
Residential | E214 | 18230628 | SF Existing Space Heat {E} |  |  | Heat Pump - from E FAF - MH - TDSM - Bainbridge | [6 empty] | Electric forced air furnace to heat pump conversion: manufactured home dwelling; TDSM participant on Bainbridge Island | HVAC | Heat Pump | 3988 | 2991 |  |  | kWh | per unit | RTF-deemed |  | 7750 |  | 4556.01 |  |  | 10 | 8 | SF Heat Pump |  | 0 | 0 | 0
Residential | E214 | 18230628 | SF Existing Space Heat {E} |  |  | Heat Pump - with AC - from E FAF - MH - TDSM - Bainbridge | [6 empty] | Electric forced air furnace to heat pump conversion: with air conditioning; manufactured home; TDSM participant on Bainbridge Island | HVAC | Heat Pump | 4193 | 2096 |  |  | kWh | per unit | RTF-deemed |  | 6350 |  | 6220.8 |  |  | 6 | 12 | SF Heat Pump |  | 0 | 0 | 0
Residential | E214 | 18230628 | SF Existing Space Heat {E} |  |  | Heat Pump - with AC - from E FAF - SF or DX - TDSM - Bainbridge | [6 empty] | Electric forced air furnace to heat pump conversion: with air conditioning; single family or duplex dwelling; TDSM participant on Bainbridge Island | HVAC | Heat Pump | 4566 | 2283 |  |  | kWh | per unit | RTF-deemed |  | 6850 |  | 6886.89 |  |  | 6 | 12 | SF Heat Pump |  | 184.23 | 5.97 | 0
Residential | E214 | 18230628 | SF Existing Space Heat {E} |  |  | Heat Pump - Ductless - from E FAF - HZ1 - SF or DX - TDSM - Bainbridge | [6 empty] | Electric forced-air furnace to ductless heat pump conversion: Heating Zone 1; single family or duplex dwelling; TDSM participant on Bainbridge Island | HVAC | Heat Pump | 2550 |  |  |  | kWh | per unit | RTF-deemed |  | 4750 |  | 4452.41 |  |  | 15 |  | SF Heat Pump |  | 170 | 0 | 0
Residential | E214 | 18230628 | SF Existing Space Heat {E} |  |  | Heat Pump - Ductless - from E FAF - HZ1 - MH - LTO | [6 empty] | Electric forced-air furnace to ductless heat pump conversion: Heating Zone 1; manufactured home; limited-time offer | HVAC | Heat Pump | 2918 |  |  |  | kWh | per unit | RTF-deemed |  | 2900 |  | 4452.41 |  |  | 15 |  | SF Heat Pump |  | 66 | 0 | 0
Residential | E214 | 18230628 | SF Existing Space Heat {E} |  |  | Heat Pump - Ductless - from E FAF - HZ1 - MH - LTO | [6 empty] | Electric forced-air furnace to ductless heat pump conversion: Heating Zone 1; manufactured home; limited-time offer | HVAC | Heat Pump | 2918 |  |  |  | kWh | per unit | RTF-deemed |  | 2900 |  | 4452.41 |  |  | 15 |  | SF Heat Pump |  | 66 | 0 | 0
Residential | E214 | 18230628 | SF Existing Space Heat {E} |  |  | Heat Pump - Ductless - from E FAF - HZ1 - SF or DX - LTO | [6 empty] | Electric forced-air furnace to ductless heat pump conversion: Heating Zone 1; single family or duplex dwelling; limited-time offer | HVAC | Heat Pump | 2550 |  |  |  | kWh | per unit | RTF-deemed |  | 1300 |  | 4452.41 |  |  | 15 |  | SF Heat Pump |  | 170 | 0 | 0
Residential | E214 | 18230628 | SF Existing Space Heat {E} |  |  | Heat Pump - Ductless - from E FAF - HZ1 - SF or DX - LTO | [6 empty] | Electric forced-air furnace to ductless heat pump conversion: Heating Zone 1; single family or duplex dwelling; limited-time offer | HVAC | Heat Pump | 2550 |  |  |  | kWh | per unit | RTF-deemed |  | 2000 |  | 4452.41 |  |  | 15 |  | SF Heat Pump |  | 170 | 0 | 0
Residential | E214 | 18230628 | SF Existing Space Heat {E} |  |  | Heat Pump - Ductless - from E FAF - HZ1 - SF or DX - LTO | [6 empty] | Electric forced-air furnace to ductless heat pump conversion: Heating Zone 1; single family or duplex dwelling; limited-time offer | HVAC | Heat Pump | 2550 |  |  |  | kWh | per unit | RTF-deemed |  | 2000 |  | 4452.41 |  |  | 15 |  | SF Heat Pump |  | 170 | 0 | 0
Residential | E214 | 18230628 | SF Existing Space Heat {E} |  |  | Heat Pump - Ductless - from E FAF - HZ1 - SF or DX - MI - LTO | [6 empty] | Electric forced-air furnace to ductless heat pump conversion: Heating Zone 1; single family or duplex dwelling; moderate income customer; limited-time offer | HVAC | Heat Pump | 2550 |  |  |  | kWh | per unit | RTF-deemed |  | 2900 |  | 4452.41 |  |  | 15 |  | SF Heat Pump |  | 170 | 0 | 0
Residential | E214 | 18230628 | SF Existing Space Heat {E} |  |  | Heat Pump - Ductless - from E FAF - HZ1 - SF or DX - MI - LTO | [6 empty] | Electric forced-air furnace to ductless heat pump conversion: Heating Zone 1; single family or duplex dwelling; moderate income customer; limited-time offer | HVAC | Heat Pump | 2550 |  |  |  | kWh | per unit | RTF-deemed |  | 2900 |  | 4452.41 |  |  | 15 |  | SF Heat Pump |  | 170 | 0 | 0
Residential | E214 | 18230628 | SF Existing Space Heat {E} |  |  | Heat Pump - Ductless - from Zonal - 9.0 or greater HSPF - HZ1CZ1 - MH - LTO | [6 empty] | Zonal heating to ductless heat pump conversion: 9.0 HSPF or greater; Heating Zone 1; Cooling Zone 1; manufactured home dwelling; limited-time offer | HVAC | Heat Pump | 2065 |  |  |  | kWh | per unit | PSE-deemed | RTF Derived | 2900 |  | 3906.22 |  |  | 15 |  | SF Heat Pump |  | 41.61 | 41.61 | 0
Residential | E214 | 18230628 | SF Existing Space Heat {E} |  |  | Heat Pump - Ductless - from Zonal - 9.0 or greater HSPF - HZ1CZ1 - MH - LTO | [6 empty] | Zonal heating to ductless heat pump conversion: 9.0 HSPF or greater; Heating Zone 1; Cooling Zone 1; manufactured home dwelling; limited-time offer | HVAC | Heat Pump | 2065 |  |  |  | kWh | per unit | PSE-deemed | RTF Derived | 2900 |  | 3906.22 |  |  | 15 |  | SF Heat Pump |  | 41.61 | 41.61 | 0
Residential | E214 | 18230628 | SF Existing Space Heat {E} |  |  | Heat Pump - Ductless - from Zonal - 9.0 or greater HSPF - HZ1CZ1 - SF or DX - LTO | [6 empty] | Zonal heating to ductless heat pump conversion: 9.0 HSPF or greater; Heating Zone 1; Cooling Zone 1; single family or duplex dwelling; limited-time offer | HVAC | Heat Pump | 2065 |  |  |  | kWh | per unit | PSE-deemed | RTF Derived | 1300 |  | 3906.22 |  |  | 15 |  | SF Heat Pump |  | 41.61 | 41.61 | 0
Residential | E214 | 18230628 | SF Existing Space Heat {E} |  |  | Heat Pump - Ductless - from Zonal - 9.0 or greater HSPF - HZ1CZ1 - SF or DX - LTO | [6 empty] | Zonal heating to ductless heat pump conversion: 9.0 HSPF or greater; Heating Zone 1; Cooling Zone 1; single family or duplex dwelling; limited-time offer | HVAC | Heat Pump | 2065 |  |  |  | kWh | per unit | PSE-deemed | RTF Derived | 2000 |  | 3906.22 |  |  | 15 |  | SF Heat Pump |  | 41.61 | 41.61 | 0
Residential | E214 | 18230628 | SF Existing Space Heat {E} |  |  | Heat Pump - Ductless - from Zonal - 9.0 or greater HSPF - HZ1CZ1 - SF or DX - LTO | [6 empty] | Zonal heating to ductless heat pump conversion: 9.0 HSPF or greater; Heating Zone 1; Cooling Zone 1; single family or duplex dwelling; limited-time offer | HVAC | Heat Pump | 2065 |  |  |  | kWh | per unit | PSE-deemed | RTF Derived | 2000 |  | 3906.22 |  |  | 15 |  | SF Heat Pump |  | 41.61 | 41.61 | 0
Residential | E214 | 18230628 | SF Existing Space Heat {E} |  |  | Heat Pump - Ductless - from Zonal - 9.0 or greater HSPF - HZ1CZ1 - SF or DX - MI - LTO | [6 empty] | Zonal heating to ductless heat pump conversion: 9.0 HSPF or greater; Heating Zone 1; Cooling Zone 1; single family or duplex dwelling; moderate income customer; limited-time offer | HVAC | Heat Pump | 2065 |  |  |  | kWh | per unit | PSE-deemed | RTF Derived | 2900 |  | 3906.22 |  |  | 15 |  | SF Heat Pump |  | 41.61 | 41.61 | 0
Residential | E214 | 18230628 | SF Existing Space Heat {E} |  |  | Heat Pump - Ductless - from Zonal - 9.0 or greater HSPF - HZ1CZ1 - SF or DX - MI - LTO | [6 empty] | Zonal heating to ductless heat pump conversion: 9.0 HSPF or greater; Heating Zone 1; Cooling Zone 1; single family or duplex dwelling; moderate income customer; limited-time offer | HVAC | Heat Pump | 2065 |  |  |  | kWh | per unit | PSE-deemed | RTF Derived | 2900 |  | 3906.22 |  |  | 15 |  | SF Heat Pump |  | 41.61 | 41.61 | 0
Residential | E214 | 18230628 | SF Existing Space Heat {E} |  |  | Heat Pump - Ductless - from Zonal - 9.0 or greater HSPF - HZ1CZ1 - SF or DX - MI - LTO | [6 empty] | Zonal heating to ductless heat pump conversion: 9.0 HSPF or greater; Heating Zone 1; Cooling Zone 1; single family or duplex dwelling; moderate income customer; limited-time offer | HVAC | Heat Pump | 2065 |  |  |  | kWh | per unit | PSE-deemed | RTF Derived | 2900 |  | 3906.22 |  |  | 15 |  | SF Heat Pump |  | 41.61 | 41.61 | 0
Residential | E214 | 18230628 | SF Existing Space Heat {E} |  |  | Heat Pump - from E FAF - MH - LTO | [6 empty] | Electric forced air furnace to heat pump conversion: manufactured home dwelling; limited-time offer | HVAC | Heat Pump | 3988 | 2991 |  |  | kWh | per unit | RTF-deemed |  | 2900 |  | 4556.01 |  |  | 10 | 8 | SF Heat Pump |  | 0 | 0 | 0
Residential | E214 | 18230628 | SF Existing Space Heat {E} |  |  | Heat Pump - from E FAF - MH - LTO | [6 empty] | Electric forced air furnace to heat pump conversion: manufactured home dwelling; limited-time offer | HVAC | Heat Pump | 3988 | 2991 |  |  | kWh | per unit | RTF-deemed |  | 2900 |  | 4556.01 |  |  | 10 | 8 | SF Heat Pump |  | 0 | 0 | 0
Residential | E214 | 18230628 | SF Existing Space Heat {E} |  |  | Heat Pump - from E FAF - MH - LTO | [6 empty] | Electric forced air furnace to heat pump conversion: manufactured home dwelling; limited-time offer | HVAC | Heat Pump | 3988 | 2991 |  |  | kWh | per unit | RTF-deemed |  | 2900 |  | 4556.01 |  |  | 10 | 8 | SF Heat Pump |  | 0 | 0 | 0
Residential | E214 | 18230628 | SF Existing Space Heat {E} |  |  | Heat Pump - from E FAF - SF or DX - LTO | [6 empty] | Electric forced air furnace to heat pump conversion: single family or duplex dwelling; limited-time offer | HVAC | Heat Pump | 4268 | 3201 |  |  | kWh | per unit | RTF-deemed |  | 2000 |  | 5020.6 |  |  | 10 | 8 | SF Heat Pump |  | 0 | 0 | 0
Residential | E214 | 18230628 | SF Existing Space Heat {E} |  |  | Heat Pump - from E FAF - SF or DX - LTO | [6 empty] | Electric forced air furnace to heat pump conversion: single family or duplex dwelling; limited-time offer | HVAC | Heat Pump | 4268 | 3201 |  |  | kWh | per unit | RTF-deemed |  | 2000 |  | 5020.6 |  |  | 10 | 8 | SF Heat Pump |  | 0 | 0 | 0
Residential | E214 | 18230628 | SF Existing Space Heat {E} |  |  | Heat Pump - from E FAF - SF or DX - LTO | [6 empty] | Electric forced air furnace to heat pump conversion: single family or duplex dwelling; limited-time offer | HVAC | Heat Pump | 4268 | 3201 |  |  | kWh | per unit | RTF-deemed |  | 2000 |  | 5020.6 |  |  | 10 | 8 | SF Heat Pump |  | 0 | 0 | 0
Residential | E214 | 18230628 | SF Existing Space Heat {E} |  |  | Heat Pump - from E FAF - SF or DX - MI - LTO | [6 empty] | Electric forced air furnace to heat pump conversion: single family or duplex dwelling; moderate income customer; limited-time offer | HVAC | Heat Pump | 4268 | 3201 |  |  | kWh | per unit | RTF-deemed |  | 2900 |  | 5020.6 |  |  | 10 | 8 | SF Heat Pump |  | 0 | 0 | 0
Residential | E214 | 18230628 | SF Existing Space Heat {E} |  |  | Heat Pump - with AC - from E FAF - MH - LTO | [6 empty] | Electric forced air furnace to heat pump conversion with air conditioning: manufactured home; limited-time offer | HVAC | Heat Pump | 4193 | 2096 |  |  | kWh | per unit | RTF-deemed |  | 2900 |  | 6220.8 |  |  | 6 | 12 | SF Heat Pump |  | 0 | 0 | 0
Residential | E214 | 18230628 | SF Existing Space Heat {E} |  |  | Heat Pump - with AC - from E FAF - MH - LTO | [6 empty] | Electric forced air furnace to heat pump conversion with air conditioning: manufactured home; limited-time offer | HVAC | Heat Pump | 4193 | 2096 |  |  | kWh | per unit | RTF-deemed |  | 2900 |  | 6220.8 |  |  | 6 | 12 | SF Heat Pump |  | 0 | 0 | 0
Residential | E214 | 18230628 | SF Existing Space Heat {E} |  |  | Heat Pump - with AC - from E FAF - SF or DX - LTO | [6 empty] | Electric forced air furnace to heat pump conversion with air conditioning: single family or duplex dwelling; limited-time offer | HVAC | Heat Pump | 4566 | 2283 |  |  | kWh | per unit | RTF-deemed |  | 2000 |  | 6886.89 |  |  | 6 | 12 | SF Heat Pump |  | 184.23 | 5.97 | 0
Residential | E214 | 18230628 | SF Existing Space Heat {E} |  |  | Heat Pump - with AC - from E FAF - SF or DX - LTO | [6 empty] | Electric forced air furnace to heat pump conversion with air conditioning: single family or duplex dwelling; limited-time offer | HVAC | Heat Pump | 4566 | 2283 |  |  | kWh | per unit | RTF-deemed |  | 2000 |  | 6886.89 |  |  | 6 | 12 | SF Heat Pump |  | 184.23 | 5.97 | 0
Residential | E214 | 18230628 | SF Existing Space Heat {E} |  |  | Heat Pump - with AC - from E FAF - SF or DX - MI - LTO | [6 empty] | Electric forced air furnace to heat pump conversion with air conditioning: single family or duplex dwelling; moderate income customer; limited-time offer | HVAC | Heat Pump | 4566 | 2283 |  |  | kWh | per unit | RTF-deemed |  | 2900 |  | 6886.89 |  |  | 6 | 12 | SF Heat Pump |  | 184.23 | 5.97 | 0
Residential | E214 | 18230628 | SF Existing Space Heat {E} |  |  | Heat Pump - with AC - from E FAF - SF or DX - MI - LTO | [6 empty] | Electric forced air furnace to heat pump conversion with air conditioning: single family or duplex dwelling; moderate income customer; limited-time offer | HVAC | Heat Pump | 4566 | 2283 |  |  | kWh | per unit | RTF-deemed |  | 2900 |  | 6886.89 |  |  | 6 | 12 | SF Heat Pump |  | 184.23 | 5.97 | 0
Residential | E214 | 18230628 | SF Existing Space Heat {E} |  |  | Thermostat - Smart - SF or MH or DX - NQC | [6 empty] | Smart thermostat: single family, manufactured home, or duplex dwelling; non-qualified customer | Controls | Thermostat | 0 |  |  |  | kWh | per unit | PSE-deemed | Program Staff | 0 |  | 0 |  |  |  |  | SF Space Heat |  | 0 | 0 | 0
Residential | E214 | 18230628 | SF Existing Space Heat {E} |  |  | Heat Pump - Air Source - Hybrid System - SF or MH or DX | [6 empty] | Hybrid heating system air source heat pump: single family, manufactured home, or duplex dwelling | HVAC | Heat Pump | 1142 |  |  |  | kWh | per unit | PSE-deemed | RTF Derived | 1700 |  | 2420 |  |  | 18 |  | SF Heat Pump |  | 92.12 | 2.99 | 0
Residential | E214 | 18230628 | SF Existing Space Heat {E} |  |  | Heat Pump - Air Source - Hybrid System - SF or MH or DX | [6 empty] | Hybrid heating system air source heat pump: single family, manufactured home, or duplex dwelling | HVAC | Heat Pump | 1142 |  |  |  | kWh | per unit | PSE-deemed | RTF Derived | 1700 |  | 2420 |  |  | 18 |  | SF Heat Pump |  | 92.12 | 2.99 | 0
Residential | E214 | 18230628 | SF Existing Space Heat {E} |  |  | Heat Pump - Cold Climate - from E FAF - SF or DX | [6 empty] | Electric forced air furnace to cold climate heat pump conversion: single family or duplex dwelling | HVAC | Heat Pump | 4268 | 3201 |  |  | kWh | per unit | RTF-deemed |  | 4000 |  | 5020.6 |  |  | 10 | 8 | SF Heat Pump |  | 0 | 0 | 0
Residential | E214 | 18230628 | SF Existing Space Heat {E} |  |  | Heat Pump - Cold Climate - with AC - from E FAF - SF or DX | [6 empty] | Electric forced air furnace to cold climate heat pump conversion with air conditioning: single family or duplex dwelling | HVAC | Heat Pump | 4566 | 2283 |  |  | kWh | per unit | RTF-deemed |  | 4000 |  | 5020.6 |  |  | 6 | 12 | SF Heat Pump |  | 184.23 | 5.97 | 0
Residential | E214 | 18230628 | SF Existing Space Heat {E} |  |  | Heat Pump - Cold Climate - from E FAF - MH | [6 empty] | Electric forced air furnace to cold climate heat pump conversion: manufactured home | HVAC | Heat Pump | 3988 | 2991 |  |  | kWh | per unit | RTF-deemed |  | 4000 |  | 5020.6 |  |  | 10 | 8 | SF Heat Pump |  | 0 | 0 | 0
Residential | E214 | 18230628 | SF Existing Space Heat {E} |  |  | Thermostat - Smart - EH - Res - TAN - LTO - b | [6 empty] | Smart thermostat: home heated with electricity; Trade Ally Network contractor; limited-time offer Option B | Controls | Thermostat | 260 |  |  |  | kWh | per unit | PSE-deemed | RTF Derived | 150 |  | 165.03 |  |  | 7 |  | SF Space Heat |  | 11.28 | 1.51 | 0
Residential | E214 | 18230628 | SF Existing Space Heat {E} |  |  | Heat Pump - Ductless - from E FAF - HZ1 - SF or DX - below 120pc AMI - LTO | [6 empty] | Electric forced-air furnace to ductless heat pump conversion: Heating Zone 1; single family or duplex dwelling; customer with income below 120 percent AMI; limited-time offer | HVAC | Heat Pump | 2550 |  |  |  | kWh | per unit | RTF-deemed |  | 2900 |  | 4452.41 |  |  | 15 |  | SF Heat Pump |  | 170 | 0 | 0
Residential | E214 | 18230628 | SF Existing Space Heat {E} |  |  | Heat Pump - Ductless - from Zonal - 9.0 or greater HSPF - HZ1CZ1 - SF or DX - below 120pc AMI | [6 empty] | Zonal heating to ductless heat pump conversion: 9.0 HSPF or greater; Heating Zone 1; Cooling Zone 1; single family or duplex dwelling; customer with income below 120 percent AMI | HVAC | Heat Pump | 2065 |  |  |  | kWh | per unit | PSE-deemed | RTF Derived | 2400 |  | 3906.22 |  |  | 15 |  | SF Heat Pump |  | 41.61 | 41.61 | 0
Residential | E214 | 18230628 | SF Existing Space Heat {E} |  |  | Heat Pump - Ductless - from Zonal - 9.0 or greater HSPF - HZ1CZ1 - SF or DX - below 120pc AMI - LTO | [6 empty] | Zonal heating to ductless heat pump conversion: 9.0 HSPF or greater; Heating Zone 1; Cooling Zone 1; single family or duplex dwelling; customer with income below 120 percent AMI; limited-time offer | HVAC | Heat Pump | 2065 |  |  |  | kWh | per unit | PSE-deemed | RTF Derived | 2900 |  | 3906.22 |  |  | 15 |  | SF Heat Pump |  | 41.61 | 41.61 | 0
Residential | E214 | 18230628 | SF Existing Space Heat {E} |  |  | Heat Pump - Ducted - from GH - 8.1 or greater HSPF2 - SF or DX - below 120pc AMI | [6 empty] | Natural gas to ducted heat pump conversion: 8.1 or greater HSPF2; single family or duplex dwelling; customer with income below 120 percent AMI | HVAC | Heat Pump | 0 |  |  |  | kWh | per unit |  |  | 0 |  | 17800 |  |  | 18 |  | SF Heat Pump |  | 0 | 0 | 0
Residential | E214 | 18230628 | SF Existing Space Heat {E} |  |  | Heat Pump - Ductless - from GH - 8.5 or greater HSPF2 - SF or DX - below 120pc AMI | [6 empty] | Natural gas to ductless heat pump conversion: 8.5 or greater HSPF2; single family or duplex dwelling; customer with income below 120 percent AMI | HVAC | Heat Pump | 0 |  |  |  | kWh | per unit |  |  | 0 |  | 15223 |  |  | 15 |  | SF Heat Pump |  | 0 | 0 | 0
Residential | E214 | 18230628 | SF Existing Space Heat {E} | G214 | SF Existing Space Heat {G} | Sealing - Duct - Advanced - E FAF - SF or DX | [6 empty] | Advanced duct sealing: single family or duplex dwelling with electric forced-air furnace | Weatherization | Sealing | 1134 |  |  |  | kWh | per home | PSE-deemed | RTF Derived | 1250 |  | 2500 |  |  | 20 |  | SF Space Heat |  | 14.87 | 0.01 | 0
Residential | E214 | 18230628 | SF Existing Space Heat {E} | G214 | SF Existing Space Heat {G} | Sealing - Duct - Advanced - GH - SF or DX | [6 empty] | Advanced duct sealing: single family or duplex dwelling heated with natural gas | Weatherization | Sealing | 30 |  | 81 |  | Therm | per home | PSE-deemed | RTF Derived | 0 | 1250 | 0 | 2500 |  | 20 |  | SF Space Heat | Res Space Heat | 14.87 | 0.01 | 0
Residential | E214 | 18230628 | SF Existing Space Heat {E} | G214 | SF Existing Space Heat {G} | Sealing - Duct - Advanced - HP - SF or DX | [6 empty] | Advanced duct sealing: single family or duplex dwelling heated with heat pump | Weatherization | Sealing | 1134 |  |  |  | kWh | per home | PSE-deemed | RTF Derived | 1250 |  | 2500 |  |  | 20 |  | SF Space Heat |  | 0 | 0 | 0
Residential | E215 | 18230071 | Manufactured Home New Construction {E} | G215 | Manufactured Home New Construction {G} | Incentive - Sales - NEEM 1.1 | [6 empty] | Sales incentive for Northwest Energy-Efficient Manufactured Housing Program 1.1 | Behavior | Sales Incentive | 0 |  |  |  | kWh | per home |  |  | 200 |  | 0 | [6 empty] | 0 | 0 | 0
Residential | E215 | 18230071 | Manufactured Home New Construction {E} | G215 | Manufactured Home New Construction {G} | Incentive - Sales - NEEM 1.1 | [6 empty] | Sales incentive for Northwest Energy-Efficient Manufactured Housing Program 1.1 | Behavior | Sales Incentive | 0 |  | 0 |  | Therm | per home |  |  |  | 400 |  | 0 | [5 empty] | 0 | 0 | 0
Residential | E215 | 18230071 | Manufactured Home New Construction {E} | G215 | Manufactured Home New Construction {G} | Incentive - Sales - NEEM 2.0 | [6 empty] | Sales incentive for Northwest Energy-Efficient Manufactured Housing Program 2.0 | Behavior | Sales Incentive | 0 |  | 0 |  | Therm | per home |  |  |  | 800 |  | 0 | [5 empty] | 0 | 0 | 0
Residential | E215 | 18230071 | Manufactured Home New Construction {E} | G215 | Manufactured Home New Construction {G} | NEEM 1.1 - Energy Star Rated - EH | [6 empty] | NEEM 1.1 program participant for Energy Star rated manufactured home: home heated with electricity | Combined | Combined | 2066 |  |  |  | kWh | per home | RTF-deemed |  | 1000 |  | 2514.08 |  |  | 45 |  | SF Space Heat |  | 72.56 | 0 | 0
Residential | E215 | 18230071 | Manufactured Home New Construction {E} | G215 | Manufactured Home New Construction {G} | NEEM 1.1 - Energy Star Rated - EH | [6 empty] | NEEM 1.1 program participant for Energy Star rated manufactured home: home heated with electricity | Combined | Combined | 2066 |  |  |  | kWh | per home | RTF-deemed |  | 2200 |  | 2675.93 |  |  | 45 |  | SF Space Heat |  | 72.56 | 0 | 0
Residential | E215 | 18230071 | Manufactured Home New Construction {E} | G215 | Manufactured Home New Construction {G} | NEEM 2.0 - Energy Star with NEEM Plus Rated - EH | [6 empty] | NEEM 2.0 program participant for Energy Star with NEEM+ rated manufactured home: home heated with electricity | Combined | Combined | 2606 |  |  |  | kWh | per home | RTF-deemed |  | 4400 |  | 4428.42 |  |  | 43 |  | SF Space Heat |  | 77.72 | 0 | 0
Residential | E217 | 18230407 | Multi Family Retrofit {E} | G217 | Multi Family Retrofit {G} | Heat Pump - Ductless - from Zonal - 9.0 or greater HSPF - HZ1CZ1 - MF | [6 empty] | Zonal heating to ductless heat pump conversion: 9.0 HSPF or greater; Heating Zone 1; Cooling Zone 1; multi-family dwelling | HVAC | Heat Pump | 1300 |  |  |  | kWh | per unit | RTF-deemed |  | 800 |  | 4000 |  |  | 15 |  | MF Heat Pump |  | 26.21 | 26.21 | 0
Residential | E217 | 18230407 | Multi Family Retrofit {E} | G217 | Multi Family Retrofit {G} | Heat Pump - Ductless - from Zonal - 9.0 or greater HSPF - HZ1CZ1 - MF | [6 empty] | Zonal heating to ductless heat pump conversion: 9.0 HSPF or greater; Heating Zone 1; Cooling Zone 1; multi-family dwelling | HVAC | Heat Pump | 1300 |  |  |  | kWh | per unit | RTF-deemed |  | 1500 |  | 4000 |  |  | 15 |  | MF Heat Pump |  | 26.21 | 26.21 | 0
Residential | E217 | 18230407 | Multi Family Retrofit {E} | G217 | Multi Family Retrofit {G} | Clothes Dryer - Vented - Energy Star - EH - Res | [6 empty] | Energy Star electric vented clothes dryer: residential dwelling | Appliances | Clothes Dryer | 52.5 |  |  |  | kWh | per unit | RTF-deemed |  | 50 |  | 103.49 |  |  | 12 |  | Res Plug Load |  | -0.07 | 0 | 0
Residential | E217 | 18230407 | Multi Family Retrofit {E} | G217 | Multi Family Retrofit {G} | Fan - Ventilation - Energy Star - Res | [6 empty] | Energy Star ventilation fan: residential dwelling | HVAC | Ventilation | 127 |  |  |  | kWh | per unit | PSE-deemed | Program Staff | 50 |  | 60.87 |  |  | 19 |  | Res Plug Load |  | 10.28 | 4.38 | 0
Residential | E217 | 18230407 | Multi Family Retrofit {E} | G217 | Multi Family Retrofit {G} | Fan - Ventilation - Energy Star - Res | [6 empty] | Energy Star ventilation fan: residential dwelling | HVAC | Ventilation | 127 |  |  |  | kWh | per unit | PSE-deemed | Program Staff | 50 |  | 62.88 |  |  | 19 |  | Res Plug Load |  | 10.28 | 4.38 | 0
Residential | E217 | 18230407 | Multi Family Retrofit {E} | G217 | Multi Family Retrofit {G} | Fan - Ventilation - Energy Star - with AS - Res | [6 empty] | Energy Star ventilation fan: when air sealing completed in home | HVAC | Ventilation | 127 |  |  |  | kWh | per unit | PSE-deemed | Engineering | 200 |  | 172.89 |  |  | 19 |  | Res Plug Load |  | 10.28 | 4.38 | 0
Residential | E217 | 18230407 | Multi Family Retrofit {E} | G217 | Multi Family Retrofit {G} | Windows - Double Pane - from U60 to U30 - EH - MF | [6 empty] | Double pane windows: U-factor from 0.60 to 0.30; multi-family dwelling heated with electricity | Weatherization | Window | 13 |  |  |  | kWh | square foot | RTF-deemed |  | 10 |  | 31.8 |  |  | 45 |  | MF Space Heat |  | 0.18 | 0 | 0
Residential | E217 | 18230407 | Multi Family Retrofit {E} | G217 | Multi Family Retrofit {G} | Windows - Double Pane - U30 - from SP U120 - EH - MF | [6 empty] | Double pane windows: U-factor 0.30; from 1.20 single pane; multi-family dwelling heated with electricity | Weatherization | Window | 24 |  |  |  | kWh | square foot | RTF-deemed |  | 20 |  | 31.8 |  |  | 45 |  | MF Space Heat |  | 0.33 | 0 | 0
Residential | E217 | 18230407 | Multi Family Retrofit {E} | G217 | Multi Family Retrofit {G} | Furnace - 95pc - GH - Res | [6 empty] | 95% efficient furnace: home heated with natural gas | HVAC | Furnace |  |  | 45.2 |  | Therm | per unit | RTF-deemed |  |  | 250 |  | 265 |  | 22 |  | Res Space Heat |  | 33.93 | 18.9 | 0
Residential | E217 | 18230407 | Multi Family Retrofit {E} | G217 | Multi Family Retrofit {G} | Furnace - 95pc - GH - Res - MI | [6 empty] | 95% efficient furnace: home heated with natural gas; moderate income customer | HVAC | Furnace |  |  | 45.2 |  | Therm | per unit | PSE-deemed | Combination |  | 750 |  | 265 |  | 22 |  | Res Space Heat |  | 33.95 | 18.91 | 0
Residential | E217 | 18230407 | Multi Family Retrofit {E} | G217 | Multi Family Retrofit {G} | Water Heater - Heat Pump - NEEA Specs - Tier 3 - EH - Res | [6 empty] | Tier 3 NEEA Northern Climate specs heat pump water heater: home with electricity | Water Heating | Water Heater | 1360.37 |  |  |  | kWh | per unit | RTF-deemed |  | 500 |  | 775.88 |  |  | 13 |  | Res Water Heat |  | 3.74 | 0 | 0
Residential | E217 | 18230407 | Multi Family Retrofit {E} | G217 | Multi Family Retrofit {G} | Water Heater - Heat Pump - NEEA Specs - Tier 3 - EH - Res - MI | [6 empty] | Tier 3 NEEA Northern Climate specs heat pump water heater: home with electricity; moderate income customer | Water Heating | Water Heater | 1360.37 |  | -5.39 |  | Dual | per unit | RTF-deemed |  | 700 | 0 | 775.88 | 0 |  | 13 |  | Res Water Heat | Res Water Heat | 2.48 | 0.03 | 0
Residential | E217 | 18230407 | Multi Family Retrofit {E} | G217 | Multi Family Retrofit {G} | Water Heater - Tankless - Energy Star - 0.9 EF - GH - Res - MI | [6 empty] | 0.9 Energy Factor Energy Star tankless water heater: home with natural gas; moderate income customer | Water Heating | Water Heater |  |  | 60.69 |  | Therm | per unit | PSE-deemed | RTF Derived |  | 600 |  | 665.13 |  | 20 |  | Res Water Heat |  | 16.21 | -3.57 | 0
Residential | E217 | 18230407 | Multi Family Retrofit {E} | G217 | Multi Family Retrofit {G} | Thermostat - ELV - Smart - Zonal - MF | [6 empty] | Smart electronic line voltage thermostat: multi-family dwelling with zonal heating | Controls | Thermostat | 59 | 53 |  |  | kWh | per unit | PSE-deemed | RTF Derived | 100 |  | 91.85 |  |  | 5 | 10 | MF Space Heat |  | 2.04 | 0 | 0
Residential | E217 | 18230407 | Multi Family Retrofit {E} | G217 | Multi Family Retrofit {G} | Thermostat - ELV - Smart - Zonal - MF | [6 empty] | Smart electronic line voltage thermostat: multi-family dwelling with zonal heating | Controls | Thermostat | 59 | 53 |  |  | kWh | per unit | PSE-deemed | RTF Derived | 150 |  | 150 |  |  | 5 | 10 | MF Space Heat |  | 2.04 | 0 | 0
Residential | E217 | 18230407 | Multi Family Retrofit {E} | G217 | Multi Family Retrofit {G} | Thermostat - ELV - Smart - Zonal - MF - MI | [6 empty] | Smart electronic line voltage thermostat: multi-family dwelling with zonal heating; moderate income customer | Controls | Thermostat | 59 | 53 |  |  | kWh | per unit | PSE-deemed | RTF Derived | 130 |  | 130 |  |  | 5 | 10 | MF Space Heat |  | 2.04 | 0 | 0
Residential | E217 | 18230407 | Multi Family Retrofit {E} | G217 | Multi Family Retrofit {G} | Thermostat - ELV - Smart - Zonal - MF - MI | [6 empty] | Smart electronic line voltage thermostat: multi-family dwelling with zonal heating; moderate income customer | Controls | Thermostat | 59 | 53 |  |  | kWh | per unit | PSE-deemed | RTF Derived | 150 |  | 150 |  |  | 5 | 10 | MF Space Heat |  | 2.04 | 0 | 0
Residential | E217 | 18230407 | Multi Family Retrofit {E} | G217 | Multi Family Retrofit {G} | Thermostat - Smart - EH - Res - MI | [6 empty] | Smart thermostat: home heated with electricity; moderate income customer | Controls | Thermostat | 260 |  |  |  | kWh | per unit | PSE-deemed | RTF Derived | 175 |  | 165.03 |  |  | 7 |  | SF Space Heat |  | 11.28 | 1.51 | 0
Residential | E217 | 18230407 | Multi Family Retrofit {E} | G217 | Multi Family Retrofit {G} | Lamp - TLED - 4 ft - 2x - from 4 ft T12 2x - DI - MF | [6 empty] | 2-lamp 4' tubular LED fixture: replace 2-lamp 4' T12; direct install in multi-family unit or common area | Lighting | Lamp | 90 |  |  |  | kWh | per unit | PSE-deemed | Program Staff | 70 |  | 70 |  |  | 15 |  | Res Lighting |  | 14.09 | 0.01 | 0
Residential | E217 | 18230407 | Multi Family Retrofit {E} | G217 | Multi Family Retrofit {G} | Lamp - TLED - 4 ft - 2x - from 4 ft T8 32w 2x - DI - MF | [6 empty] | 2-lamp 4' tubular LED fixture: replace 2-lamp 4' 32 watt T8; direct install in multi-family unit or common area | Lighting | Lamp | 61 |  |  |  | kWh | per unit | PSE-deemed | Program Staff | 70 |  | 70 |  |  | 15 |  | Res Lighting |  | 5.61 | 0 | 0
Residential | E217 | 18230407 | Multi Family Retrofit {E} | G217 | Multi Family Retrofit {G} | Windows - Double Pane - from U60 to U30 - GH - MF | [6 empty] | Double pane windows: U-factor from 0.60 to 0.30; multi-family dwelling heated with natural gas | Weatherization | Window |  |  | 0.62 |  | Therm | square foot | RTF-deemed |  |  | 10 |  | 31.8 |  | 45 |  | Res Space Heat |  | 1.59 | 0 | 0
Residential | E217 | 18230407 | Multi Family Retrofit {E} | G217 | Multi Family Retrofit {G} | Insulation - Attic - R0 to R49 - EH - MF | [6 empty] | R0 to R49 attic insulation: multi-family dwelling heated with electricity | Weatherization | Insulation | 1 |  |  |  | kWh | square foot | PSE-deemed | RTF Derived | 1.5 |  | 1.78 |  |  | 45 |  | MF Space Heat |  | 0.01 | 0 | 0
Residential | E217 | 18230407 | Multi Family Retrofit {E} | G217 | Multi Family Retrofit {G} | Insulation - Attic - R11 to R49 - EH - MF | [6 empty] | R11 to R49 attic insulation: multi-family dwelling heated with electricity | Weatherization | Insulation | 0.6 |  |  |  | kWh | square foot | PSE-deemed | RTF Derived | 1 |  | 1.56 |  |  | 45 |  | MF Space Heat |  | 0.01 | 0 | 0
Residential | E217 | 18230407 | Multi Family Retrofit {E} | G217 | Multi Family Retrofit {G} | Insulation - Attic - R11 to R49 - EH - MF | [6 empty] | R11 to R49 attic insulation: multi-family dwelling heated with electricity | Weatherization | Insulation | 0.6 |  |  |  | kWh | square foot | PSE-deemed | RTF Derived | 1 |  | 1.22 |  |  | 45 |  | MF Space Heat |  | 0.01 | 0 | 0
Residential | E217 | 18230407 | Multi Family Retrofit {E} | G217 | Multi Family Retrofit {G} | Insulation - Attic - R11 to R49 - GH - MF | [6 empty] | R11 to R49 attic insulation: multi-family dwelling heated with natural gas | Weatherization | Insulation |  |  | 0.03 |  | Therm | square foot | PSE-deemed | RTF Derived |  | 1 |  | 1.22 |  | 45 |  | Res Space Heat |  | 0 | 0 | 0
Residential | E217 | 18230407 | Multi Family Retrofit {E} | G217 | Multi Family Retrofit {G} | Clothes Washer - Front Load - Energy Star - Any WH - Any Dryer - Res - EO | [6 empty] | Energy Star front load clothes washer: any water heating, any dryer; residential dwelling; electric-only customer | Appliances | Clothes Washer | 120 |  |  |  | kWh | per unit | RTF-deemed | RTF UES Deemed | 75 |  | 133.95 |  |  | 14 |  | Res Water Heat |  | 18.98 | 0 | 0
Residential | E217 | 18230407 | Multi Family Retrofit {E} | G217 | Multi Family Retrofit {G} | Clothes Washer - Front Load - Energy Star - Any WH - Any Dryer - Res - EO | [6 empty] | Energy Star front load clothes washer: any water heating, any dryer; residential dwelling; electric-only customer | Appliances | Clothes Washer | 120 |  |  |  | kWh | per unit | RTF-deemed | RTF UES Deemed | 75 |  | 163.01 |  |  | 14 |  | Res Water Heat |  | 18.98 | 0 | 0
Residential | E217 | 18230407 | Multi Family Retrofit {E} | G217 | Multi Family Retrofit {G} | Clothes Washer - Front Load - Energy Star - Any WH - Any Dryer - Res - MI - C | [6 empty] | Energy Star front load clothes washer: any water heating, any dryer; residential dwelling; moderate income dual fuel customer | Appliances | Clothes Washer | 120 |  | 2.4 |  | Dual | per unit | RTF-deemed | RTF UES Deemed | 125 | 0 | 163.01 | 0 |  | 14 |  | Res Water Heat | Res Water Heat | 18.98 | 0 | 0
Residential | E217 | 18230407 | Multi Family Retrofit {E} | G217 | Multi Family Retrofit {G} | Clothes Washer - Front Load - Energy Star - Any WH - Any Dryer - Res - MI - EO | [6 empty] | Energy Star front load clothes washer: any water heating, any dryer; residential dwelling; moderate income electric-only customer | Appliances | Clothes Washer | 120 |  |  |  | kWh | per unit | RTF-deemed | RTF UES Deemed | 125 |  | 133.95 |  |  | 14 |  | Res Water Heat |  | 18.98 | 0 | 0
Residential | E217 | 18230407 | Multi Family Retrofit {E} | G217 | Multi Family Retrofit {G} | Clothes Washer - Front Load - Energy Star - Any WH - Any Dryer - Res - MI - EO | [6 empty] | Energy Star front load clothes washer: any water heating, any dryer; residential dwelling; moderate income electric-only customer | Appliances | Clothes Washer | 120 |  |  |  | kWh | per unit | RTF-deemed | RTF UES Deemed | 125 |  | 163.01 |  |  | 14 |  | Res Water Heat |  | 18.98 | 0 | 0
Residential | E217 | 18230407 | Multi Family Retrofit {E} | G217 | Multi Family Retrofit {G} | Windows - Double Pane - from U60 to U30 - EH - MF - MI | [6 empty] | Double pane windows: U-factor from 0.60 to 0.30; multi-family dwelling heated with electricity; moderate income customer | Weatherization | Window | 13 |  |  |  | kWh | square foot | RTF-deemed |  | 15 |  | 24.7 |  |  | 45 |  | MF Space Heat |  | 0.18 | 0 | 0
Residential | E217 | 18230407 | Multi Family Retrofit {E} | G217 | Multi Family Retrofit {G} | Windows - Double Pane - from U60 to U30 - EH - MF - MI | [6 empty] | Double pane windows: U-factor from 0.60 to 0.30; multi-family dwelling heated with electricity; moderate income customer | Weatherization | Window | 13 |  |  |  | kWh | square foot | RTF-deemed |  | 15 |  | 31.8 |  |  | 45 |  | MF Space Heat |  | 0.18 | 0 | 0
Residential | E217 | 18230407 | Multi Family Retrofit {E} | G217 | Multi Family Retrofit {G} | Windows - Double Pane - from U60 to U30 - GH - MF - MI | [6 empty] | Double pane windows: U-factor from 0.60 to 0.30; multi-family dwelling heated with natural gas; moderate income customer | Weatherization | Window |  |  | 0.62 |  | Therm | square foot | RTF-deemed |  |  | 15 |  | 31.8 |  | 45 |  | Res Space Heat |  | 1.59 | 0 | 0
Residential | E217 | 18230407 | Multi Family Retrofit {E} | G217 | Multi Family Retrofit {G} | Windows - Double Pane - U30 - from SP U120 - EH - MF - MI | [6 empty] | Double pane windows: U-factor 0.30; from 1.20 single pane; multi-family dwelling heated with electricity; moderate income customer | Weatherization | Window | 24 |  |  |  | kWh | square foot | RTF-deemed |  | 25 |  | 24.7 |  |  | 45 |  | MF Space Heat |  | 0.33 | 0 | 0
Residential | E217 | 18230407 | Multi Family Retrofit {E} | G217 | Multi Family Retrofit {G} | Windows - Double Pane - U30 - from SP U120 - EH - MF - MI | [6 empty] | Double pane windows: U-factor 0.30; from 1.20 single pane; multi-family dwelling heated with electricity; moderate income customer | Weatherization | Window | 24 |  |  |  | kWh | square foot | RTF-deemed |  | 25 |  | 31.8 |  |  | 45 |  | MF Space Heat |  | 0.33 | 0 | 0
Residential | E217 | 18230407 | Multi Family Retrofit {E} | G217 | Multi Family Retrofit {G} | Windows - Double Pane - U30 - from SP U120 - GH - MF - MI | [6 empty] | Double pane windows: U-factor 0.30; from 1.20 single pane; multi-family dwelling heated with natural gas; moderate income customer | Weatherization | Window |  |  | 1.15 |  | Therm | square foot | RTF-deemed |  |  | 25 |  | 31.8 |  | 45 |  | Res Space Heat |  | 2.96 | 0 | 0
Residential | E217 | 18230407 | Multi Family Retrofit {E} | G217 | Multi Family Retrofit {G} | Windows - Triple Pane - U22 - from DP U60 - EH - MF - MI | [6 empty] | Triple pane windows: U-factor 0.22; from 0.60 double pane; multi-family dwelling heated with electricity; moderate income customer | Weatherization | Window | 15 |  |  |  | kWh | square foot | RTF-deemed |  | 20 |  | 28.6 |  |  | 45 |  | MF Space Heat |  | 0.21 | 0 | 0
Residential | E217 | 18230407 | Multi Family Retrofit {E} | G217 | Multi Family Retrofit {G} | Windows - Triple Pane - U22 - from DP U60 - EH - MF - MI | [6 empty] | Triple pane windows: U-factor 0.22; from 0.60 double pane; multi-family dwelling heated with electricity; moderate income customer | Weatherization | Window | 15 |  |  |  | kWh | square foot | RTF-deemed |  | 20 |  | 36.94 |  |  | 45 |  | MF Space Heat |  | 0.21 | 0 | 0
Residential | E217 | 18230407 | Multi Family Retrofit {E} | G217 | Multi Family Retrofit {G} | Thermostat - ELV - Zonal - MF | [6 empty] | Electronic line voltage thermostat: multi-family dwelling with zonal heating | Controls | Thermostat | 59 | 53 |  |  | kWh | per unit | RTF-deemed |  | 50 |  | 60.4 |  |  | 5 | 10 | MF Space Heat |  | 2.04 | 0 | 0
Residential | E217 | 18230407 | Multi Family Retrofit {E} | G217 | Multi Family Retrofit {G} | Thermostat - ELV - Zonal - MF - MI | [6 empty] | Electronic line voltage thermostat: multi-family dwelling with zonal heating; moderate income customer | Controls | Thermostat | 59 | 53 |  |  | kWh | per unit | PSE-deemed | RTF Derived | 80 |  | 80 |  |  | 5 | 10 | MF Space Heat |  | 2.04 | 0 | 0
Residential | E217 | 18230407 | Multi Family Retrofit {E} | G217 | Multi Family Retrofit {G} | Water Heater - Storage - Energy Star - 0.67 EF - GH - MF | [6 empty] | 0.67 energy factor Energy Star storage water heater using natural gas: multi-family dwelling | Water Heating | Water Heater | 3.19 |  | 15.05 |  | Dual | per unit | PSE-deemed | RTF Derived | 0 | 50 | 0 | 134.81 |  | 13 |  | Res Water Heat | Res Water Heat | 6.87 | 0 | 0
Residential | E217 | 18230407 | Multi Family Retrofit {E} | G217 | Multi Family Retrofit {G} | Water Heater - Tankless - Energy Star - 0.9 EF - GH - MF | [6 empty] | 0.9 energy factor Energy Star tankless water heater using natural gas: multi-family dwelling | Water Heating | Water Heater | -22.54 |  | 60.69 |  | Dual | per unit | PSE-deemed | RTF Derived | 0 | 250 | 0 | 665.13 |  | 20 |  | Res Water Heat | Res Water Heat | 16.21 | -3.57 | 0
Residential | E217 | 18230407 | Multi Family Retrofit {E} | G217 | Multi Family Retrofit {G} | Water Heater - Tankless - Energy Star - 0.9 EF - GH - MF | [6 empty] | 0.9 energy factor Energy Star tankless water heater using natural gas: multi-family dwelling | Water Heating | Water Heater |  |  | 60.69 |  | Therm | per unit | PSE-deemed | RTF Derived |  | 250 |  | 665.13 |  | 20 |  | Res Water Heat |  | 16.21 | -3.57 | 0
Residential | E217 | 18230407 | Multi Family Retrofit {E} | G217 | Multi Family Retrofit {G} | Lighting - MFCA - MI | [6 empty] | Lighting in multi-family common area: moderate income customer | Lighting | Area Lighting |  |  |  |  | kWh | calculated | Calculated | Engineering | 1 |  | 1.27 |  |  | 15 |  | Comm Lighting |  | 0 | 0 | 0
Residential | E217 | 18230407 | Multi Family Retrofit {E} | G217 | Multi Family Retrofit {G} | Lamp - TLED - 4 ft - 1x - from 4 ft T8 1x - DI - MFCA | [6 empty] | 1-lamp 4' tubular LED lamp replacing 1-lamp 4' T8; direct install in multi-family common area | Lighting | Lamp | 57 |  |  |  | kWh | per unit | PSE-deemed | Program Staff | 32.5 |  | 32.5 |  |  | 12 |  | Res Lighting |  | 0.72 | 0 | 0
Residential | E217 | 18230407 | Multi Family Retrofit {E} | G217 | Multi Family Retrofit {G} | Sealing - Air - GH - MF | [6 empty] | Air sealing for multi-family dwelling heated with natural gas | Weatherization | Sealing |  |  |  |  | Therm | calculated | Calculated |  |  | 37.67 |  | 37.67 |  | 45 |  | Res Space Heat |  | 0 | 0 | 0
Residential | E217 | 18230407 | Multi Family Retrofit {E} | G217 | Multi Family Retrofit {G} | Heat Pump - Ductless - from Zonal - 9.0 or greater HSPF - HZ1CZ1 - MF - TDSM - Bainbridge | [6 empty] | Zonal heating to ductless heat pump conversion: 9.0 HSPF or greater; Heating Zone 1; Cooling Zone 1; multi-family dwelling; TDSM participant on Bainbridge Island | HVAC | Heat Pump | 1300 |  |  |  | kWh | per unit | RTF-deemed |  | 2450 |  | 5120 |  |  | 15 |  | MF Heat Pump |  | 125.13 | 14.88 | 0
Residential | E217 | 18230407 | Multi Family Retrofit {E} | G217 | Multi Family Retrofit {G} | Heat Pump - Ductless - from Zonal - 9.0 or greater HSPF - HZ1CZ1 - MF - TDSM - Bainbridge | [6 empty] | Zonal heating to ductless heat pump conversion: 9.0 HSPF or greater; Heating Zone 1; Cooling Zone 1; multi-family dwelling; TDSM participant on Bainbridge Island | HVAC | Heat Pump | 1300 |  |  |  | kWh | per unit | RTF-deemed |  | 2900 |  | 4000 |  |  | 15 |  | MF Heat Pump |  | 26.21 | 26.21 | 0
Residential | E217 | 18230407 | Multi Family Retrofit {E} | G217 | Multi Family Retrofit {G} | Heat Pump - Ductless - from Zonal - 9.0 or greater HSPF - HZ1CZ1 - MF - TDSM - Bainbridge | [6 empty] | Zonal heating to ductless heat pump conversion: 9.0 HSPF or greater; Heating Zone 1; Cooling Zone 1; multi-family dwelling; TDSM participant on Bainbridge Island | HVAC | Heat Pump | 1300 |  |  |  | kWh | per unit | RTF-deemed |  | 3900 |  | 4000 |  |  | 15 |  | MF Heat Pump |  | 26.21 | 26.21 | 0
Residential | E217 | 18230407 | Multi Family Retrofit {E} | G217 | Multi Family Retrofit {G} | Clothes Dryer - Vented - Energy Star - EH - SF or DX | [6 empty] | Energy Star electric vented clothes dryer: single family or duplex dwelling | Appliances | Clothes Dryer | 52.5 |  |  |  | kWh | per unit | RTF-deemed |  | 50 |  | 103.49 |  |  | 12 |  | Res Plug Load |  | -0.07 | 0 | 0
Residential | E217 | 18230407 | Multi Family Retrofit {E} | G217 | Multi Family Retrofit {G} | Clothes Dryer - Vented - Energy Star - EH - Res - MI | [6 empty] | Energy Star electric vented clothes dryer: residential dwelling; moderate income customer | Appliances | Clothes Dryer | 52.5 |  |  |  | kWh | per unit | RTF-deemed |  | 100 |  | 103.49 |  |  | 12 |  | Res Plug Load |  | -0.07 | 0 | 0
Residential | E217 | 18230407 | Multi Family Retrofit {E} | G217 | Multi Family Retrofit {G} | Clothes Dryer - Ventless - Energy Star - EH - Res - MI | [6 empty] | Energy Star electric ventless clothes dryer: residential dwelling; moderate income customer | Appliances | Clothes Dryer | 96.6 |  |  |  | kWh | per unit | RTF-deemed |  | 100 |  | 196.59 |  |  | 12 |  | Res Plug Load |  | 4.24 | 0 | 0
Residential | E217 | 18230407 | Multi Family Retrofit {E} | G217 | Multi Family Retrofit {G} | Lighting - MFCA | [6 empty] | Lighting in multi-family common area | Lighting | Area Lighting |  |  |  |  | kWh | calculated | Calculated | Engineering | 0.75 |  | 1.27 |  |  | 15 |  | Comm Lighting |  | 0 | 0 | 0
Residential | E217 | 18230407 | Multi Family Retrofit {E} | G217 | Multi Family Retrofit {G} | Heat Pump - Package Terminal - MF | [6 empty] | Packaged terminal heat pump: multi-family dwelling | HVAC | Heat Pump | 708 | 321 |  |  | kWh | per unit | PSE-deemed | Other Utility | 2400 |  | 839 |  |  | 9 | 4 | MF Heat Pump |  | 14.27 | 14.27 | 0
Residential | E217 | 18230407 | Multi Family Retrofit {E} | G217 | Multi Family Retrofit {G} | Heat Pump - Ductless - from E FAF - HZ1 - MF | [6 empty] | Electric forced-air furnace to ductless heat pump conversion: Heating Zone 1; multi-family dwelling | HVAC | Heat Pump | 1250 |  |  |  | kWh | per unit | PSE-deemed | RTF Derived | 1500 |  | 4452.41 |  |  | 15 |  | MF Heat Pump |  | 25.2 | 25.2 | 0
Residential | E217 | 18230407 | Multi Family Retrofit {E} | G217 | Multi Family Retrofit {G} | Heat Pump - Ductless - from E FAF - HZ1 - MF - LTO | [6 empty] | Electric forced-air furnace to ductless heat pump conversion: Heating Zone 1; multi-family dwelling; limited-time offer | HVAC | Heat Pump | 1250 |  |  |  | kWh | per unit | PSE-deemed | RTF Derived | 2000 |  | 4452.41 |  |  | 15 |  | MF Heat Pump |  | 25.2 | 25.2 | 0
Residential | E217 | 18230407 | Multi Family Retrofit {E} | G217 | Multi Family Retrofit {G} | Heat Pump - Ductless - from E FAF - HZ1 - MF - MI | [6 empty] | Electric forced-air furnace to ductless heat pump conversion: Heating Zone 1; multi-family dwelling; moderate income customer | HVAC | Heat Pump | 1250 |  |  |  | kWh | per unit | PSE-deemed | RTF Derived | 2400 |  | 4452.41 |  |  | 15 |  | MF Heat Pump |  | 25.2 | 25.2 | 0
Residential | E217 | 18230407 | Multi Family Retrofit {E} | G217 | Multi Family Retrofit {G} | Heat Pump - Ductless - from E FAF - HZ1 - MF - MI | [6 empty] | Electric forced-air furnace to ductless heat pump conversion: Heating Zone 1; multi-family dwelling; moderate income customer | HVAC | Heat Pump | 1250 |  |  |  | kWh | per unit | PSE-deemed | RTF Derived | 2400 |  | 4452.41 |  |  | 15 |  | MF Heat Pump |  | 25.2 | 25.2 | 0
Residential | E217 | 18230407 | Multi Family Retrofit {E} | G217 | Multi Family Retrofit {G} | Heat Pump - Ductless - from E FAF - HZ1 - MF - MI - LTO | [6 empty] | Electric forced-air furnace to ductless heat pump conversion: Heating Zone 1; multi-family dwelling; moderate income customer; limited-time offer | HVAC | Heat Pump | 1250 |  |  |  | kWh | per unit | PSE-deemed | RTF Derived | 2900 |  | 4452.41 |  |  | 15 |  | MF Heat Pump |  | 25.2 | 25.2 | 0
Residential | E217 | 18230407 | Multi Family Retrofit {E} | G217 | Multi Family Retrofit {G} | Heat Pump - Ductless - from Zonal - 9.0 or greater HSPF - HZ1CZ1 - MF - LTO | [6 empty] | Zonal heating to ductless heat pump conversion: 9.0 HSPF or greater; Heating Zone 1; Cooling Zone 1; multi-family dwelling; limited-time offer | HVAC | Heat Pump | 1300 |  |  |  | kWh | per unit | RTF-deemed |  | 1300 |  | 4000 |  |  | 15 |  | MF Heat Pump |  | 26.21 | 26.21 | 0
Residential | E217 | 18230407 | Multi Family Retrofit {E} | G217 | Multi Family Retrofit {G} | Heat Pump - Ductless - from Zonal - 9.0 or greater HSPF - HZ1CZ1 - MF - LTO | [6 empty] | Zonal heating to ductless heat pump conversion: 9.0 HSPF or greater; Heating Zone 1; Cooling Zone 1; multi-family dwelling; limited-time offer | HVAC | Heat Pump | 1300 |  |  |  | kWh | per unit | RTF-deemed |  | 2000 |  | 4000 |  |  | 15 |  | MF Heat Pump |  | 26.21 | 26.21 | 0
Residential | E217 | 18230407 | Multi Family Retrofit {E} | G217 | Multi Family Retrofit {G} | Heat Pump - Ductless - from Zonal - 9.0 or greater HSPF - HZ1CZ1 - MF - MI | [6 empty] | Zonal heating to ductless heat pump conversion: 9.0 HSPF or greater; Heating Zone 1; Cooling Zone 1; multi-family dwelling; moderate income customer | HVAC | Heat Pump | 1300 |  |  |  | kWh | per unit | RTF-deemed |  | 2400 |  | 4000 |  |  | 15 |  | MF Heat Pump |  | 26.21 | 26.21 | 0
Residential | E217 | 18230407 | Multi Family Retrofit {E} | G217 | Multi Family Retrofit {G} | Heat Pump - Ductless - from Zonal - 9.0 or greater HSPF - HZ1CZ1 - MF - MI | [6 empty] | Zonal heating to ductless heat pump conversion: 9.0 HSPF or greater; Heating Zone 1; Cooling Zone 1; multi-family dwelling; moderate income customer | HVAC | Heat Pump | 1300 |  |  |  | kWh | per unit | RTF-deemed |  | 2400 |  | 4000 |  |  | 15 |  | MF Heat Pump |  | 26.21 | 26.21 | 0
Residential | E217 | 18230407 | Multi Family Retrofit {E} | G217 | Multi Family Retrofit {G} | Heat Pump - Ductless - from Zonal - 9.0 or greater HSPF - HZ1CZ1 - MF - MI - LTO | [6 empty] | Zonal heating to ductless heat pump conversion: 9.0 HSPF or greater; Heating Zone 1; Cooling Zone 1; multi-family dwelling; moderate income customer; limited-time offer | HVAC | Heat Pump | 1300 |  |  |  | kWh | per unit | RTF-deemed |  | 2900 |  | 4000 |  |  | 15 |  | MF Heat Pump |  | 26.21 | 26.21 | 0
Residential | E217 | 18230407 | Multi Family Retrofit {E} | G217 | Multi Family Retrofit {G} | Heat Pump - Ductless - from Zonal - 9.0 or greater HSPF - HZ1CZ1 - MF - MI - LTO | [6 empty] | Zonal heating to ductless heat pump conversion: 9.0 HSPF or greater; Heating Zone 1; Cooling Zone 1; multi-family dwelling; moderate income customer; limited-time offer | HVAC | Heat Pump | 1300 |  |  |  | kWh | per unit | RTF-deemed |  | 2900 |  | 4000 |  |  | 15 |  | MF Heat Pump |  | 26.21 | 26.21 | 0
Residential | E217 | 18230407 | Multi Family Retrofit {E} | G217 | Multi Family Retrofit {G} | Heat Pump - from E FAF - MF | [6 empty] | Electric forced air furnace to heat pump conversion: multi-family dwelling | HVAC | Heat Pump | 2091 | 1568 |  |  | kWh | per unit | PSE-deemed | RTF Derived | 1500 |  | 5020.6 |  |  | 10 | 8 | MF Heat Pump |  | 42.16 | 42.16 | 0
Residential | E217 | 18230407 | Multi Family Retrofit {E} | G217 | Multi Family Retrofit {G} | Heat Pump - from E FAF - MF - LTO | [6 empty] | Electric forced air furnace to heat pump conversion: multi-family; limited-time offer | HVAC | Heat Pump | 2091 | 1568 |  |  | kWh | per unit | PSE-deemed | RTF Derived | 2000 |  | 5020.6 |  |  | 10 | 8 | MF Heat Pump |  | 42.16 | 42.16 | 0
Residential | E217 | 18230407 | Multi Family Retrofit {E} | G217 | Multi Family Retrofit {G} | Heat Pump - from E FAF - MF - MI | [6 empty] | Electric forced air furnace to heat pump conversion: multi-family; moderate income customer | HVAC | Heat Pump | 2091 | 1568 |  |  | kWh | per unit | PSE-deemed | RTF Derived | 2400 |  | 5020.6 |  |  | 10 | 8 | MF Heat Pump |  | 42.16 | 42.16 | 0
Residential | E217 | 18230407 | Multi Family Retrofit {E} | G217 | Multi Family Retrofit {G} | Heat Pump - from E FAF - MF - MI | [6 empty] | Electric forced air furnace to heat pump conversion: multi-family; moderate income customer | HVAC | Heat Pump | 2091 | 1568 |  |  | kWh | per unit | PSE-deemed | RTF Derived | 2400 |  | 5020.6 |  |  | 10 | 8 | MF Heat Pump |  | 42.16 | 42.16 | 0
Residential | E217 | 18230407 | Multi Family Retrofit {E} | G217 | Multi Family Retrofit {G} | Heat Pump - from E FAF - MF - MI - LTO | [6 empty] | Electric forced air furnace to heat pump conversion: multi-family; moderate income customer; limited-time offer | HVAC | Heat Pump | 2091 | 1568 |  |  | kWh | per unit | PSE-deemed | RTF Derived | 2900 |  | 5020.6 |  |  | 10 | 8 | MF Heat Pump |  | 42.16 | 42.16 | 0
Residential | E217 | 18230407 | Multi Family Retrofit {E} | G217 | Multi Family Retrofit {G} | Thermostat - Smart - EH - MF | [6 empty] | Smart thermostat: multi-family dwelling heated with electricity | Controls | Thermostat | 95 |  |  |  | kWh | per unit | PSE-deemed | RTF Derived | 75 |  | 165.03 |  |  | 7 |  | MF Space Heat |  | 0 | 0 | 0
Residential | E217 | 18230407 | Multi Family Retrofit {E} | G217 | Multi Family Retrofit {G} | Thermostat - Smart - EH - MF - MI | [6 empty] | Smart thermostat: multi-family dwelling heated with electricity; moderate income customer | Controls | Thermostat | 95 |  |  |  | kWh | per unit | PSE-deemed | RTF Derived | 175 |  | 165.03 |  |  | 7 |  | MF Space Heat |  | 0 | 0 | 0
Residential | E217 | 18230407 | Multi Family Retrofit {E} | G217 | Multi Family Retrofit {G} | Thermostat - Smart - GH - MF - MI | [6 empty] | Smart thermostat: multi-family dwelling heated with natural gas; moderate income customer | Controls | Thermostat |  |  | 11.7 |  | Therm | per unit | RTF-deemed |  |  | 175 |  | 165.03 |  | 7 |  | Res Space Heat |  | 0 | 0 | 0
Residential | E217 | 18230407 | Multi Family Retrofit {E} | G217 | Multi Family Retrofit {G} | Sealing - Air - EH - MF | [6 empty] | Air sealing: multi-family dwelling heated with electricity | Weatherization | Sealing |  |  |  |  | kWh | calculated | Calculated |  | 1.7 |  | 1.7 |  |  | 45 |  | MF Space Heat |  | 0 | 0 | 0
Residential | E217 | 18230407 | Multi Family Retrofit {E} | G217 | Multi Family Retrofit {G} | Sealing - Door Kit - EH - MF | [6 empty] | Door sealing kit: multi-family dwelling heated with electricity | Weatherization | Sealing | 26 |  |  |  | kWh | per unit | RTF-deemed |  | 75 |  | 75 |  |  | 5 |  | MF Space Heat |  | 0 | 0 | 0
Residential | E217 | 18230407 | Multi Family Retrofit {E} | G217 | Multi Family Retrofit {G} | Insulation - Floor - R0 to R30 - EH - MF | [6 empty] | R0 to R30 floor insulation: multi-family dwelling heated with electricity | Weatherization | Insulation | 1.4 |  |  |  | kWh | square foot | PSE-deemed | RTF Derived | 1.5 |  | 2.02 |  |  | 45 |  | MF Space Heat |  | 0.01 | 0 | 0
Residential | E217 | 18230407 | Multi Family Retrofit {E} | G217 | Multi Family Retrofit {G} | Insulation - Floor - R0 to R30 - EH - MF | [6 empty] | R0 to R30 floor insulation: multi-family dwelling heated with electricity | Weatherization | Insulation | 1.4 |  |  |  | kWh | square foot | PSE-deemed | RTF Derived | 2.5 |  | 3.11 |  |  | 45 |  | MF Space Heat |  | 0.01 | 0 | 0
Residential | E217 | 18230407 | Multi Family Retrofit {E} | G217 | Multi Family Retrofit {G} | Insulation - Floor - R0 to R30 - GH - MF | [6 empty] | R0 to R30 floor insulation: multi-family dwelling heated with natural gas | Weatherization | Insulation |  |  | 0.06 |  | Therm | square foot | PSE-deemed | RTF Derived |  | 2.5 |  | 3.11 |  | 45 |  | Res Space Heat |  | 0 | 0 | 0
Residential | E217 | 18230407 | Multi Family Retrofit {E} | G217 | Multi Family Retrofit {G} | Insulation - Floor - R11 to R30 - EH - MF | [6 empty] | R11 to R30 floor insulation: multi-family dwelling heated with electricity | Weatherization | Insulation | 0.7 |  |  |  | kWh | square foot | PSE-deemed | RTF Derived | 1 |  | 1.59 |  |  | 45 |  | MF Space Heat |  | 0.01 | 0 | 0
Residential | E217 | 18230407 | Multi Family Retrofit {E} | G217 | Multi Family Retrofit {G} | Insulation - Floor - R11 to R30 - EH - MF | [6 empty] | R11 to R30 floor insulation: multi-family dwelling heated with electricity | Weatherization | Insulation | 0.7 |  |  |  | kWh | square foot | PSE-deemed | RTF Derived | 1.75 |  | 2.63 |  |  | 45 |  | MF Space Heat |  | 0.01 | 0 | 0
Residential | E217 | 18230407 | Multi Family Retrofit {E} | G217 | Multi Family Retrofit {G} | Insulation - Wall - R0 to R11 - EH - MF | [6 empty] | R0 to R11 wall insulation: multi-family dwelling heated with electricity | Weatherization | Insulation | 2.1 |  |  |  | kWh | square foot | PSE-deemed | RTF Derived | 2 |  | 2.36 |  |  | 45 |  | MF Space Heat |  | 0.02 | 0.01 | 0
Residential | E217 | 18230407 | Multi Family Retrofit {E} | G217 | Multi Family Retrofit {G} | Strategic Energy Management - MF | [6 empty] | Strategic energy management for multi-family dwelling | Behavior | Energy Management |  |  |  |  | Dual | calculated | Calculated | Evaluation Study | 0.1 | 0.75 | 0.1 | 0.75 |  | 1 |  | MF Space Heat | Res Space Heat | 0 | 0 | 0
Residential | E217 | 18230407 | Multi Family Retrofit {E} | G217 | Multi Family Retrofit {G} | Insulation - Wall - Dense Pack - EH - MF | [6 empty] | Dense pack wall insulation: multi-family dwelling heated with electricity | Weatherization | Insulation | 2.1 |  |  |  | kWh | square foot | PSE-deemed | RTF Derived | 3 |  | 3 |  |  | 45 |  | MF Space Heat |  | 0.02 | 0.01 | 0
Residential | E217 | 18230407 | Multi Family Retrofit {E} | G217 | Multi Family Retrofit {G} | Insulation - Wall - Dense Pack - EH - MF | [6 empty] | Dense pack wall insulation: multi-family dwelling heated with electricity | Weatherization | Insulation | 2.1 |  |  |  | kWh | square foot | PSE-deemed | RTF Derived | 4 |  | 4 |  |  | 45 |  | MF Space Heat |  | 0.02 | 0.01 | 0
Residential | E217 | 18230407 | Multi Family Retrofit {E} | G217 | Multi Family Retrofit {G} | Clothes Dryer - HP - Ventless - EH - Res - MI | [6 empty] | Electric ventless heat pump clothes dryer: residential dwelling; moderate income customer | Appliances | Clothes Dryer | 408.03 |  |  |  | kWh | per unit | PSE-deemed | RTF Derived | 200 |  | 411.53 |  |  | 12 |  | Res Plug Load |  | 2.69 | 0 | 0
Residential | E217 | 18230407 | Multi Family Retrofit {E} | G217 | Multi Family Retrofit {G} | Fan - Ventilation - Energy Star - with Whole Building AS - Res | [6 empty] | Energy Star ventilation fan: when whole building air sealing completed in home | HVAC | Ventilation | 127 |  |  |  | kWh | per unit | PSE-deemed | Engineering | 500 |  | 500 |  |  | 19 |  | Res Plug Load |  | 10.28 | 4.38 | 0
Residential | E218 | 18230486 | Multi Family New Construction {E} | G218 | Multi Family New Construction {G} | Whole Building Design - Custom | DHW | 15 |  |  | 15 |  | Custom whole building design measure | Other | Other |  |  |  |  | Dual | calculated | Custom | [6 empty] | 15 |  | Comm Flat
Residential | E218 | 18230486 | Multi Family New Construction {E} | G218 | Multi Family New Construction {G} | Whole Building Design - Custom | Not Applicable | 15 |  |  | 15 |  | Custom whole building design measure | Other | Other |  |  |  |  | Dual | calculated | Custom | [6 empty] | 15 |  | Comm Flat
Residential | E218 | 18230486 | Multi Family New Construction {E} | G218 | Multi Family New Construction {G} | Whole Building Design - Custom | Not Applicable | 15 |  | 0 | 15 |  | Custom whole building design measure | Other | Other |  |  |  |  | Dual | calculated | Custom | [6 empty] | 15 |  | Comm Flat
Residential | E218 | 18230486 | Multi Family New Construction {E} | G218 | Multi Family New Construction {G} | Whole Building Design - Custom | Space Heating | 15 |  |  | 15 |  | Custom whole building design measure | Other | Other |  |  |  |  | Dual | calculated | Custom | [6 empty] | 15 |  | Comm Flat
Residential | E249A | 18230566 | Demand Response {E} | G249A | Demand Response {G} | Incentive - Demand Response - EH - Res | [6 empty] | Incentive for demand response participant: home heated with electricity | Behavior | Energy Management | 0 |  |  |  | kWh | per home |  |  | 75 |  | 0 | [6 empty] | 0 | 0 | 0
Residential | E249A | 18230566 | Demand Response {E} | G249A | Demand Response {G} | Incentive - Demand Response - EWH - Res | [6 empty] | Incentive for demand response participant: home with electric water heating | Behavior | Energy Management | 0 |  |  |  | kWh | per home |  |  | 75 |  | 0 | [6 empty] | 0 | 0 | 0
Residential | E249A | 18230566 | Demand Response {E} | G249A | Demand Response {G} | Incentive - Demand Response - GH - Res | [6 empty] | Incentive for demand response participant: home heated with natural gas | Behavior | Energy Management |  |  | 0 |  | Therm | per home |  |  |  | 75 |  | 0 | [5 empty] | 0 | 0 | 0
Residential | E249A | 18230566 | Demand Response {E} | G249A | Demand Response {G} | Incentive - Demand Response - EVSE - Res - Bainbridge | [6 empty] | Incentive for demand response participant on Bainbridge Island: home with electric vehicle supply equipment | Behavior | Energy Management | 0 |  |  |  | kWh | per unit |  |  | 75 |  | 0 | [6 empty] | 0 | 0 | 0