## Public Version
Public Version
REDACTED

## Exh. PKW-53C (R)
Puget Sound Energy
Winter Peak Planning Incremental Costs
2019 GRC Rebuttal Power Cost Update
| 2019 GRC Rebuttal Update |  |  |  | 2019 GRC Proposed |  |  |  | Increase / (Decrease)
| Rate Year Winter Months |  |  |  | Rate Year Winter Months |  |  |  | Winter Months
| 2021-01-01 | 2021-02-01 | 2020-11-01 | 2020-12-01 | 2021-01-01 | 2021-02-01 | 2020-11-01 | 2020-12-01 | Jan | Feb | Nov | Dec
Calculation for BAL-002-WECC-1 & 2 Reserve Requirement
PSE load - gross of DSR | 5100 | 4925 | 4886 | 5182 | 5100 | 4925 | 4886 | 5182 | 0 | 0 | 0 | 0
Demand-side resources (conservation) | -328 | -331 | -222 | -246 | -328 | -331 | -222 | -246 | 0 | 0 | 0 | 0
Demand response included in DSR | 0 | 0 | 0 | 12 | 0 | 0 | 0 | 12 | 0 | 0 | 0 | 0
Pt. Roberts | -8 | -8 | -8 | -8 | -8 | -8 | -8 | -8 | 0 | 0 | 0 | 0
Third-party load in PSE BA (includes 449 customer load) | 617 | 617 | 617 | 617 | 617 | 617 | 617 | 617 | 0 | 0 | 0 | 0
Subtotal load subject to contingency reserve | 5381 | 5203 | 5273 | 5557 | 5381 | 5203 | 5273 | 5557 | 0 | 0 | 0 | 0
PSE generators in PSE BA or pseudo-tied | 3103.2092 | 3089.0065 | 3180.6136 | 3120.381 | 3103.2092 | 3089.0065 | 3180.6136 | 3120.381 | 0 | 0 | 0 | 0
Third-party generation in PSE BA | 241 | 241 | 241 | 241 | 241 | 241 | 241 | 241 | 0 | 0 | 0 | 0
Subtotal generation subject to contingency reserve | 3344.2092 | 3330.0065 | 3421.6136 | 3361.381 | 3344.2092 | 3330.0065 | 3421.6136 | 3361.381 | 0 | 0 | 0 | 0
[9 empty] | 0 | 0 | 0 | 0
Total load and generation subject to reserve requirement (MW) | 8725.2092 | 8533.0065 | 8694.6136 | 8918.381 | 8725.2092 | 8533.0065 | 8694.6136 | 8918.381 | 0 | 0 | 0 | 0
Spinning Reserve Requirement 3% (MW) | 130.8781 | 127.9951 | 130.4192 | 133.7757 | 130.8781 | 127.9951 | 130.4192 | 133.7757 | 0 | 0 | 0 | 0
Supplemental Reserve Requirement, 3% (MW) | 130.8781 | 127.9951 | 130.4192 | 133.7757 | 130.8781 | 127.9951 | 130.4192 | 133.7757 | 0 | 0 | 0 | 0
Total Bal-002-WECC-1 & 2 Reserve Requirement (MW) | 261.7563 | 255.9902 | 260.8384 | 267.5514 | 261.7563 | 255.9902 | 260.8384 | 267.5514 | 0 | 0 | 0 | 0
On-peak hours | 400 | 384 | 384 | 416 | 400 | 384 | 384 | 416 | 0 | 0 | 0 | 0
Normal peak (MW) | 5100 | 4925 | 4886 | 5182 | 5100 | 4925 | 4886 | 5182 | 0 | 0 | 0 | 0
BPA loss return at MidC (MW) | -71.307 | -71.307 | -71.307 | -71.307 | -71.307 | -71.307 | -71.307 | -71.307 | 0 | 0 | 0 | 0
Normal peak less BPA loss return (MW) | 5028.693 | 4853.693 | 4814.693 | 5110.693 | 5028.693 | 4853.693 | 4814.693 | 5110.693 | 0 | 0 | 0 | 0
Planning margin @ 12.1% (MW) | 608.4719 | 587.2969 | 582.5779 | 618.3939 | 608.4719 | 587.2969 | 582.5779 | 618.3939 | 0 | 0 | 0 | 0
Add back BPA loss return (MW) | 71.307 | 71.307 | 71.307 | 71.307 | 71.307 | 71.307 | 71.307 | 71.307 | 0 | 0 | 0 | 0
Subtract demand-side resources | -328 | -331 | -222 | -246 | -328 | -331 | -222 | -246 | 0 | 0 | 0 | 0
Add 449 customer load | 309 | 309 | 309 | 309 | 309 | 309 | 309 | 309 | 0 | 0 | 0 | 0
Resources needed - normal peak + planning margin (MW) | 5689.4719 | 5490.2969 | 5555.5779 | 5863.3939 | 5689.4719 | 5490.2969 | 5555.5779 | 5863.3939 | 0 | 0 | 0 | 0
Upper Baker - assume 1 hour peak | XXXX | XXXX | XXXX | XXXX | XXXX | XXXX | XXXX | XXXX | XXXX | XXXX | XXXX | XXXX
Lower Baker - assume 1 hour peak | XXXX | XXXX | XXXX | XXXX | XXXX | XXXX | XXXX | XXXX | XXXX | XXXX | XXXX | XXXX
Snoqualmie | XXXX | XXXX | XXXX | XXXX | XXXX | XXXX | XXXX | XXXX | XXXX | XXXX | XXXX | XXXX
Sub-total Westside Hydro (MW) | XXXX | XXXX | XXXX | XXXX | XXXX | XXXX | XXXX | XXXX | XXXX | XXXX | XXXX | XXXX
Mid C Wells | XXXX | XXXX | XXXX | XXXX | XXXX | XXXX | XXXX | XXXX | XXXX | XXXX | XXXX | XXXX
Mid C Rocky Reach | XXXX | XXXX | XXXX | XXXX | XXXX | XXXX | XXXX | XXXX | XXXX | XXXX | XXXX | XXXX
Mid C Rock Island | XXXX | XXXX | XXXX | XXXX | XXXX | XXXX | XXXX | XXXX | XXXX | XXXX | XXXX | XXXX
Mid C Wanapum | XXXX | XXXX | XXXX | XXXX | XXXX | XXXX | XXXX | XXXX | XXXX | XXXX | XXXX | XXXX
Mid C Priest Rapids | XXXX | XXXX | XXXX | XXXX | XXXX | XXXX | XXXX | XXXX | XXXX | XXXX | XXXX | XXXX
Sub-total Mid-Columbia (MW) | XXXX | XXXX | XXXX | XXXX | XXXX | XXXX | XXXX | XXXX | XXXX | XXXX | XXXX | XXXX
Colstrip 1&2 | XXXX | XXXX | XXXX | XXXX | XXXX | XXXX | XXXX | XXXX | XXXX | XXXX | XXXX | XXXX
Colstrip 3&4 | XXXX | XXXX | XXXX | XXXX | XXXX | XXXX | XXXX | XXXX | XXXX | XXXX | XXXX | XXXX
Encogen | XXXX | XXXX | XXXX | XXXX | XXXX | XXXX | XXXX | XXXX | XXXX | XXXX | XXXX | XXXX
Whitehorn 2&3 | XXXX | XXXX | XXXX | XXXX | XXXX | XXXX | XXXX | XXXX | XXXX | XXXX | XXXX | XXXX
Fred1 | XXXX | XXXX | XXXX | XXXX | XXXX | XXXX | XXXX | XXXX | XXXX | XXXX | XXXX | XXXX
Frederickson 1&2 | XXXX | XXXX | XXXX | XXXX | XXXX | XXXX | XXXX | XXXX | XXXX | XXXX | XXXX | XXXX
Fredonia 1 & 2 | XXXX | XXXX | XXXX | XXXX | XXXX | XXXX | XXXX | XXXX | XXXX | XXXX | XXXX | XXXX
Fredonia 3 & 4 | XXXX | XXXX | XXXX | XXXX | XXXX | XXXX | XXXX | XXXX | XXXX | XXXX | XXXX | XXXX
Ferndale | XXXX | XXXX | XXXX | XXXX | XXXX | XXXX | XXXX | XXXX | XXXX | XXXX | XXXX | XXXX
Sumas | XXXX | XXXX | XXXX | XXXX | XXXX | XXXX | XXXX | XXXX | XXXX | XXXX | XXXX | XXXX
Goldendale | XXXX | XXXX | XXXX | XXXX | XXXX | XXXX | XXXX | XXXX | XXXX | XXXX | XXXX | XXXX
Mint Farm | XXXX | XXXX | XXXX | XXXX | XXXX | XXXX | XXXX | XXXX | XXXX | XXXX | XXXX | XXXX
Sub-total thermal (MW) | XXXX | XXXX | XXXX | XXXX | XXXX | XXXX | XXXX | XXXX | XXXX | XXXX | XXXX | XXXX
Hopkins Ridge @ 12% | 18.792 | 18.792 | 18.792 | 18.792 | 18.792 | 18.792 | 18.792 | 18.792 | 0 | 0 | 0 | 0
Wild Horse @ 12% | 32.712 | 32.712 | 32.712 | 32.712 | 32.712 | 32.712 | 32.712 | 32.712 | 0 | 0 | 0 | 0
Klondike III @ 12% | 6 | 6 | 6 | 6 | 6 | 6 | 6 | 6 | 0 | 0 | 0 | 0
LSR @ 12% | 41.124 | 41.124 | 41.124 | 41.124 | 41.124 | 41.124 | 41.124 | 41.124 | 0 | 0 | 0 | 0
Sub-total wind (MW) | 98.628 | 98.628 | 98.628 | 98.628 | 98.628 | 98.628 | 98.628 | 98.628 | 0 | 0 | 0 | 0
BC Hydro Point Roberts | XXXX | XXXX | XXXX | XXXX | XXXX | XXXX | XXXX | XXXX | XXXX | XXXX | XXXX | XXXX
Canadian EA | -24.5066 | -23.564 | -29.5167 | -25.7892 | -24.5066 | -23.564 | -29.5167 | -25.7892 | 0 | 0 | 0 | 0
PG&E Exchange | 300 | 300 | 300 | 300 | 300 | 300 | 300 | 300 | 0 | 0 | 0 | 0
QF Koma Kulshan Hydro | 3.3798 | 2.2837 | 5.8621 | 3.6902 | 3.3798 | 2.2837 | 5.8621 | 3.6902 | 0 | 0 | 0 | 0
QF Twin Falls | 10.5545 | 9.181 | 9.8176 | 10.1889 | 10.5545 | 9.181 | 9.8176 | 10.1889 | 0 | 0 | 0 | 0
QF Weeks Falls | 1.7373 | 1.5016 | 1.8343 | 1.8161 | 1.7373 | 1.5016 | 1.8343 | 1.8161 | 0 | 0 | 0 | 0
Sch. 91 - Total | 21.0508 | 21.1037 | 21.6875 | 19.7667 | 21.0508 | 21.1037 | 21.6875 | 19.7667 | 0 | 0 | 0 | 0
WECC reserves requirement | -261.7563 | -255.9902 | -260.8384 | -267.5514 | -261.7563 | -255.9902 | -260.8384 | -267.5514 | 0 | 0 | 0 | 0
Regulation Balancing | -123 | -123 | -123 | -123 | -123 | -123 | -123 | -123 | 0 | 0 | 0 | 0
Electron PPA | XXXX | XXXX | XXXX | XXXX | XXXX | XXXX | XXXX | XXXX | XXXX | XXXX | XXXX | XXXX
Centralia PPA | 395.2 | 380 | 395.8333 | 394.6154 | 395.2 | 380 | 395.8333 | 394.6154 | 0 | 0 | 0 | 0
Skookumchuck PPA | XXXX | XXXX | XXXX | XXXX | 70.7776 | 73.7267 | 73.7267 | 68.0554 | XXXX | XXXX | XXXX | XXXX
Lund Hill PPA | XXXX | XXXX | XXXX | XXXX | 20.3405 | 21.188 | 21.188 | 19.5582 | XXXX | XXXX | XXXX | XXXX
449 Customer | 309 | 309 | 309 | 309 | 309 | 309 | 309 | 309 | 0 | 0 | 0 | 0
Microsoft | 67 | 67 | 67 | 67 | 67 | 67 | 67 | 67 | 0 | 0 | 0 | 0
Peaking ST Contracts | XXXX | XXXX | XXXX | XXXX | XXXX | XXXX | XXXX | XXXX | 0 | 0 | 0 | 0
On Peak Net Purch. less BC/West. | XXXX | XXXX | XXXX | XXXX | XXXX | XXXX | XXXX | XXXX | 0 | 0 | 0 | 0
AURORA On-Peak Purchases | XXXX | XXXX | XXXX | XXXX | XXXX | XXXX | XXXX | XXXX | 0 | 0 | 0 | 0
Sub-total Contracts (MW) | 2019.7305 | 1964.3585 | 1724.2179 | 1770.7454 | 2019.7305 | 1964.3585 | 1724.2179 | 1770.7454 | 0 | 0 | 0 | 0
Total resources available (MW) | 5188.8558 | 5119.281 | 4970.7476 | 4957.0424 | 5188.8558 | 5119.281 | 4970.7476 | 4957.0424 | 0 | 0 | 0 | 0
[9 empty] | 0 | 0 | 0 | 0
System MW short / (long) | 500.6161 | 371.0159 | 584.8303 | 906.3514 | 500.6161 | 371.0159 | 584.8303 | 906.3514 | 0 | 0 | 0 | 0
[9 empty] | 0 | 0 | 0 | 0
Winter on-peak purchase need (25 MW increments) | 525 | 375 | 600 | 925 | 525 | 375 | 600 | 925 | 0 | 0 | 0 | 0
PSE Mid-C Contract Capacity | XXXX | XXXX | XXXX | XXXX | XXXX | XXXX | XXXX | XXXX | XXXX | XXXX | XXXX | XXXX
Spinning Reserve Requirement | -130.8781 | -127.9951 | -130.4192 | -133.7757 | -130.8781 | -127.9951 | -130.4192 | -133.7757 | 0 | 0 | 0 | 0
Regulation | -123 | -123 | -123 | -123 | -123 | -123 | -123 | -123 | 0 | 0 | 0 | 0
Canadian Entitlement Return | -24.5066 | -23.564 | -29.5167 | -25.7892 | -24.5066 | -23.564 | -29.5167 | -25.7892 | 0 | 0 | 0 | 0
Short Term Purchase - PSE | XXXX | XXXX | XXXX | XXXX | XXXX | XXXX | XXXX | XXXX | XXXX | XXXX | XXXX | XXXX
Short Term Purchase - AURORA | XXXX | XXXX | XXXX | XXXX | XXXX | XXXX | XXXX | XXXX | XXXX | XXXX | XXXX | XXXX
Short Term Purchase - AURORA - at Westside | XXXX | XXXX | XXXX | XXXX | XXXX | XXXX | XXXX | XXXX | XXXX | XXXX | XXXX | XXXX
Wild Horse Generation | 32.712 | 32.712 | 32.712 | 32.712 | 32.712 | 32.712 | 32.712 | 32.712 | 0 | 0 | 0 | 0
Schedule 449 Customers | 309 | 309 | 309 | 309 | 309 | 309 | 309 | 309 | 0 | 0 | 0 | 0
Microsoft | 67 | 67 | 67 | 67 | 67 | 67 | 67 | 67 | 0 | 0 | 0 | 0
Total committed transmission capacity (MW) | XXXX | XXXX | XXXX | XXXX | XXXX | XXXX | XXXX | XXXX | XXXX | XXXX | XXXX | XXXX
BPA Mid-C IR (Douglas Wells) | 266 | 266 | 266 | 266 | 266 | 266 | 266 | 266 | 0 | 0 | 0 | 0
Rock Island to Beverly Park (non BPA) | 50 | 50 | 50 | 50 | 50 | 50 | 50 | 50 | 0 | 0 | 0 | 0
Rocky Reach to White River (non BPA) | 400 | 400 | 400 | 400 | 400 | 400 | 400 | 400 | 0 | 0 | 0 | 0
BPA Mid-C PTP for winter peaking | 1825 | 1825 | 1825 | 1825 | 1825 | 1825 | 1825 | 1825 | 0 | 0 | 0 | 0
Total available transmission rights | 2541 | 2541 | 2541 | 2541 | 2541 | 2541 | 2541 | 2541 | 0 | 0 | 0 | 0
[9 empty] | 0 | 0 | 0 | 0
Transmission available for on-peak purchases (MW) | 711.4478 | 754.2859 | 905.1851 | 903.5576 | 711.4478 | 754.2859 | 905.1851 | 903.5576 | 0 | 0 | 0 | 0
Total short / (long) transmission (MW) | XXXX | XXXX | XXXX | XXXX | XXXX | XXXX | XXXX | XXXX | XXXX | XXXX | XXXX | XXXX
Transmission to purchase (MW) | XXXX | XXXX | XXXX | XXXX | XXXX | XXXX | XXXX | XXXX | XXXX | XXXX | XXXX | XXXX
BPA Charge kw/day | XXXX | XXXX | XXXX | XXXX | XXXX | XXXX | XXXX | XXXX | XXXX | XXXX | XXXX | XXXX
plus Op Reserves per MWh of 0.34 |  |  | Winter $$= | XXXX |  |  | Winter $$= | XXXX | 0 | 0 |  | XXXX
[9 empty] | 0 | 0 | 0 | XXXX
Winter peak incremental cost summary | [8 empty] | 0 | 0 | 0 | 0
Estimated premium for Peak MidC Index | XXXX | XXXX | XXXX | XXXX | XXXX | XXXX | XXXX | XXXX | XXXX | XXXX | XXXX | XXXX
$3.0 Est. cost for Westside delivered power | XXXX | XXXX | XXXX | XXXX | XXXX | XXXX | XXXX | XXXX | XXXX | XXXX | XXXX | XXXX
Transmission ST Purchases | XXXX | XXXX | XXXX | XXXX | XXXX | XXXX | XXXX | XXXX | XXXX | XXXX | XXXX | XXXX
TOTAL incremental cost (in $000's) | XXXX | XXXX | XXXX | XXXX | XXXX | XXXX | XXXX | XXXX | XXXX | XXXX | XXXX | XXXX
|  |  | Total Winter Peaking Costs $ (1,000s) = | XXXX |  |  | Total Winter Peaking Costs $ (1,000s) = | XXXX | 0 | 0 |  | XXXX
GRC 04 Approach:(impact on 05-06 winter peaking)
1. Use net of market pur&sales(aMW) from Aurora 1.19.04 run as indictive number of peak firm purchases for KW3000 does not include 2006 position.
2. Use Christine's option quotes updated in Feb to estimate the remaining cap calculations.
-----Original Message-----
From: Spellman, John
Sent: Friday, April 30, 2004 2:47 PM
To: Zhang, Yuxiao -Michelle
Cc: Chandler, Kacee R; Aladin, Salman; Jacobs, Josh
Subject: RE: Winter option pricing
Michelle:
Morgan Stanley gave a quote of $6.00. For Nov-Feb.
Avista thought somewhere close to $10.50 for Nov-Feb
Spellman(5.6.04) - Dec 04- Feb 05moragn's quote is $6.50/mwhr
Spellman(5.6.04) - Avista quote is $9.50 physical
$65. strike
REDACTED VERSION
Note on A94: Paul Nichols: $.05/MWh premium is a good estimation for Mid-C. If no Mid-C transmission, PSE will purchase on the westside at Mid-C Index +~$3 to $4

## Exh. PKW-35C (R)
Puget Sound Energy
Rate Year Power Costs
2019 GRC Rebuttal Power Cost Update
Acct. | ($ in thousands) | 2020-05-01 | 2020-06-01 | 2020-07-01 | 2020-08-01 | 2020-09-01 | 2020-10-01 | 2020-11-01 | 2020-12-01 | 2021-01-01 | 2021-02-01 | 2021-03-01 | 2021-04-01 | 2019 GRC Rebuttal Update | 2019 GRC Proposed | Increase / (Decrease)
501 | Coal fuel | $XXXXX | $XXXXX | $XXXXX | $XXXXX | $XXXXX | $XXXXX | $XXXXX | $XXXXX | $XXXXX | $XXXXX | $XXXXX | $XXXXX | 38804.0347 | 39258.684 | -454.6492
547 | Natural gas fuel | $XXXXX | $XXXXX | $XXXXX | $XXXXX | $XXXXX | $XXXXX | $XXXXX | $XXXXX | $XXXXX | $XXXXX | $XXXXX | $XXXXX | 132793.7175 | 150065.4996 | -17271.7821
555WS | Wind and solar purchases | $XXXXX | $XXXXX | $XXXXX | $XXXXX | $XXXXX | $XXXXX | $XXXXX | $XXXXX | $XXXXX | $XXXXX | $XXXXX | $XXXXX | 32384.219 | 32384.219 | 0
555H | Hydro purchases | $XXXXX | $XXXXX | $XXXXX | $XXXXX | $XXXXX | $XXXXX | $XXXXX | $XXXXX | $XXXXX | $XXXXX | $XXXXX | $XXXXX | 113558.832 | 104334.2511 | 9224.5809
555MP | Market purchases | $XXXXX | $XXXXX | $XXXXX | $XXXXX | $XXXXX | $XXXXX | $XXXXX | $XXXXX | $XXXXX | $XXXXX | $XXXXX | $XXXXX | 82149.3905 | 120904.6989 | -38755.3084
555 | Other contract purchases | $XXXXX | $XXXXX | $XXXXX | $XXXXX | $XXXXX | $XXXXX | $XXXXX | $XXXXX | $XXXXX | $XXXXX | $XXXXX | $XXXXX | 281513.7414 | 196580.5392 | 84933.2022
447 | Secondary sales | $XXXXX | $XXXXX | $XXXXX | $XXXXX | $XXXXX | $XXXXX | $XXXXX | $XXXXX | $XXXXX | $XXXXX | $XXXXX | $XXXXX | -9461.7266 | -5731.3966 | -3730.33
565 | Transmission | $XXXXX | $XXXXX | $XXXXX | $XXXXX | $XXXXX | $XXXXX | $XXXXX | $XXXXX | $XXXXX | $XXXXX | $XXXXX | $XXXXX | 117686.6379 | 117713.4938 | -26.856
456 | Other revenues | $XXXXX | $XXXXX | $XXXXX | $XXXXX | $XXXXX | $XXXXX | $XXXXX | $XXXXX | $XXXXX | $XXXXX | $XXXXX | $XXXXX | -28825.9905 | -22440.5952 | -6385.3952
557 | Other power supply expense | $XXXXX | $XXXXX | $XXXXX | $XXXXX | $XXXXX | $XXXXX | $XXXXX | $XXXXX | $XXXXX | $XXXXX | $XXXXX | $XXXXX | 10436.0622 | 10436.0622 | 0
| Total Rate Year Power Costs | $XXXXX | $XXXXX | $XXXXX | $XXXXX | $XXXXX | $XXXXX | $XXXXX | $XXXXX | $XXXXX | $XXXXX | $XXXXX | $XXXXX | 771038.9182 | 743505.4559 | 27533.4623
| Total load (MWh) | 1713634 | 1641494 | 1688368 | 1691471 | 1633727 | 1835245 | 2069949 | 2453508 | 2410070 | 2068379 | 2116149 | 1830661 | 23152655 | 23152655 | 0
Rate year: May 2020 through April 2021
Gas price date: 12/05/2019
Redacted Version

## Exh. PKW-38
Puget Sound Energy
Westcoast Pipeline Capacity Adjustment
2019 GRC Rebuttal Power Cost Update
Monthly Summary
Year | Month | Month | Capacity Available | PSE Westcoast Contracted Capacity (Dth/day) | PSE Westcoast Capacity Adjusted for Constraints & Outages (Dth/day)
2017 | 1 | January | 100% | #REF! | #REF!
2017 | 2 | February | 100% | #REF! | #REF!
2017 | 3 | March | 100% | #REF! | #REF!
2017 | 4 | April | 100% | #REF! | #REF!
2017 | 5 | May | 100% | #REF! | #REF!
2017 | 6 | June | 100% | #REF! | #REF!
2017 | 7 | July | 100% | #REF! | #REF!
2017 | 8 | August | 100% | #REF! | #REF!
2017 | 9 | September | 100% | #REF! | #REF!
2017 | 10 | October | 100% | #REF! | #REF!
2017 | 11 | November | 100% | #REF! | #REF!
2017 | 12 | December | 100% | #REF! | #REF!
*Source - Enbridge Shipper Share reports. The calculated monthly average is the simple average of the daily reported capacity percentage from Endbridge, reflecting PSE's daily contracted capacity on the Westcoast pipeline.

## Exh. PKW-39C (R)
Puget Sound Energy
Rate Year Power Costs by Resource
2019 GRC Rebuttal Power Cost Update vs 2019 GRC Proposed
| ($ in thousands) | 2019 GRC Rebuttal Update |  |  | 2019 GRC Proposed |  |  | Increase / (Decrease) |  |  | Energy (MWh)
Acct. | Resource/item | AURORA | Not in AURORA | Total | AURORA | Not in AURORA | Total | AURORA | Not in AURORA | Total | 2019 GRC Rebuttal Update | 2019 GRC Proposed | Increase / (Decrease)
555H | Lower Baker | 0 | 0 | 0 | 0 | 0 | 0 | 0 | 0 | 0 | XXXXX | XXXXX | XXXXX
555H | Upper Baker | 0 | 0 | 0 | 0 | 0 | 0 | 0 | 0 | 0 | XXXXX | XXXXX | XXXXX
555H | Snoqualmie Falls | 0 | 0 | 0 | 0 | 0 | 0 | 0 | 0 | 0 | XXXXX | XXXXX | XXXXX
555H | Canadian Entitlement | 0 | 0 | 0 | 0 | 0 | 0 | 0 | 0 | 0 | -136225.3275 | -136225.3275 | 0
555H | Mid C Rock Island | XXXXX | XXXXX | XXXXX | XXXXX | XXXXX | XXXXX | XXXXX | XXXXX | XXXXX | 645492.7262 | 634763.0053 | 10729.7209
555H | Mid C Rocky Reach | XXXXX | XXXXX | XXXXX | XXXXX | XXXXX | XXXXX | XXXXX | XXXXX | XXXXX | 1575658.156 | 1570713.718 | 4944.438
555H | Mid C Wells | XXXXX | XXXXX | XXXXX | XXXXX | XXXXX | XXXXX | XXXXX | XXXXX | XXXXX | 769689.9444 | 761581.0281 | 8108.9163
555H | Mid C Priest Rapids Project | XXXXX | XXXXX | XXXXX | XXXXX | XXXXX | XXXXX | XXXXX | XXXXX | XXXXX | 311175.8476 | 46696.7473 | 264479.1003
501 | Colstrip 1&2 | XXXXX | XXXXX | XXXXX | XXXXX | XXXXX | XXXXX | XXXXX | XXXXX | XXXXX | XXXXX | XXXXX | XXXXX
501 | Colstrip 3&4 | XXXXX | XXXXX | XXXXX | XXXXX | XXXXX | XXXXX | XXXXX | XXXXX | XXXXX | XXXXX | XXXXX | XXXXX
547 | Goldendale | XXXXX | XXXXX | XXXXX | XXXXX | XXXXX | XXXXX | XXXXX | XXXXX | XXXXX | XXXXX | XXXXX | XXXXX
547 | Mint Farm | XXXXX | XXXXX | XXXXX | XXXXX | XXXXX | XXXXX | XXXXX | XXXXX | XXXXX | XXXXX | XXXXX | XXXXX
547 | Sumas | XXXXX | XXXXX | XXXXX | XXXXX | XXXXX | XXXXX | XXXXX | XXXXX | XXXXX | XXXXX | XXXXX | XXXXX
547 | Freddy 1 | XXXXX | XXXXX | XXXXX | XXXXX | XXXXX | XXXXX | XXXXX | XXXXX | XXXXX | XXXXX | XXXXX | XXXXX
547 | Encogen | XXXXX | XXXXX | XXXXX | XXXXX | XXXXX | XXXXX | XXXXX | XXXXX | XXXXX | XXXXX | XXXXX | XXXXX
547 | Fredonia 1&2 | XXXXX | XXXXX | XXXXX | XXXXX | XXXXX | XXXXX | XXXXX | XXXXX | XXXXX | XXXXX | XXXXX | XXXXX
547 | Fredonia 3&4 | XXXXX | XXXXX | XXXXX | XXXXX | XXXXX | XXXXX | XXXXX | XXXXX | XXXXX | XXXXX | XXXXX | XXXXX
547 | Frederickson 1&2 | XXXXX | XXXXX | XXXXX | XXXXX | XXXXX | XXXXX | XXXXX | XXXXX | XXXXX | XXXXX | XXXXX | XXXXX
547 | Whitehorn 2&3 | XXXXX | XXXXX | XXXXX | XXXXX | XXXXX | XXXXX | XXXXX | XXXXX | XXXXX | XXXXX | XXXXX | XXXXX
547 | Ferndale | XXXXX | XXXXX | XXXXX | XXXXX | XXXXX | XXXXX | XXXXX | XXXXX | XXXXX | XXXXX | XXXXX | XXXXX
548 | Crystal Mountain | XXXXX | XXXXX | XXXXX | XXXXX | XXXXX | XXXXX | XXXXX | XXXXX | XXXXX | XXXXX | XXXXX | XXXXX
555 | Centralia coal PPA | XXXXX | XXXXX | XXXXX | XXXXX | XXXXX | XXXXX | XXXXX | XXXXX | XXXXX | XXXXX | XXXXX | XXXXX
555WS | Lund Hill solar PPA | XXXXX | XXXXX | XXXXX | XXXXX | XXXXX | XXXXX | XXXXX | XXXXX | XXXXX | XXXXX | XXXXX | XXXXX
555WS | Skookumchuck wind PPA | XXXXX | XXXXX | XXXXX | XXXXX | XXXXX | XXXXX | XXXXX | XXXXX | XXXXX | XXXXX | XXXXX | XXXXX
555WS | Hopkins Ridge wind | 0 | 0 | 0 | 0 | 0 | 0 | 0 | 0 | 0 | XXXXX | XXXXX | XXXXX
555WS | Wild Horse wind | 0 | 0 | 0 | 0 | 0 | 0 | 0 | 0 | 0 | XXXXX | XXXXX | XXXXX
555WS | Wild Horse Expansion wind | 0 | 0 | 0 | 0 | 0 | 0 | 0 | 0 | 0 | XXXXX | XXXXX | XXXXX
555WS | Lower Snake River wind | 0 | 0 | 0 | 0 | 0 | 0 | 0 | 0 | 0 | XXXXX | XXXXX | XXXXX
555WS | Klondike IIII wind PPA | XXXXX | XXXXX | XXXXX | XXXXX | XXXXX | XXXXX | XXXXX | XXXXX | XXXXX | XXXXX | XXXXX | XXXXX
555H | Electron hydro PPA | XXXXX | XXXXX | XXXXX | XXXXX | XXXXX | XXXXX | XXXXX | XXXXX | XXXXX | XXXXX | XXXXX | XXXXX
555 | Baker Replacement | 0 | 0 | 0 | 0 | 0 | 0 | 0 | 0 | 0 | 6998.3503 | 6998.3503 | 0
555 | Glacier Battery Storage | XXXXX | XXXXX | XXXXX | XXXXX | XXXXX | XXXXX | XXXXX | XXXXX | XXXXX | XXXXX | XXXXX | XXXXX
555 | PG&E Exchange | 0 | 0 | 0 | 0 | 0 | 0 | 0 | 0 | 0 | 0.0149 | 0.0149 | 0
555 | Point Roberts (BC Hydro) | 1658.0563 | 0 | 1658.0563 | 1658.0563 | 0 | 1658.0563 | 0 | 0 | 0 | 20725.704 | 20725.704 | 0
555H | QF Koma Kulshan | 3301.5673 | 0 | 3301.5673 | 3301.5673 | 0 | 3301.5673 | 0 | 0 | 0 | 40006.0234 | 40006.0234 | 0
555H | QF Twin Falls | 5399.3363 | 0 | 5399.3363 | 5399.3363 | 0 | 5399.3363 | 0 | 0 | 0 | 71991.1502 | 71991.1502 | 0
555H | QF Weeks Falls | 993.2542 | 0 | 993.2542 | 993.2542 | 0 | 993.2542 | 0 | 0 | 0 | 13243.3885 | 13243.3885 | 0
555 | Schedule 91 contracts | 16522.4799 | 0 | 16522.4799 | 16522.4799 | 0 | 16522.4799 | 0 | 0 | 0 | 211297.3337 | 211297.3337 | 0
447 | PSE hedges sales | XXXXX | XXXXX | XXXXX | XXXXX | XXXXX | XXXXX | XXXXX | XXXXX | XXXXX | XXXXX | XXXXX | XXXXX
555 | PSE hedges purchases | XXXXX | XXXXX | XXXXX | XXXXX | XXXXX | XXXXX | XXXXX | XXXXX | XXXXX | XXXXX | XXXXX | XXXXX
555MP | Market purchases | XXXXX | XXXXX | XXXXX | XXXXX | XXXXX | XXXXX | XXXXX | XXXXX | XXXXX | XXXXX | XXXXX | XXXXX
447 | Market sales | XXXXX | XXXXX | XXXXX | XXXXX | XXXXX | XXXXX | XXXXX | XXXXX | XXXXX | XXXXX | XXXXX | XXXXX
555H | Chelan pre-payment amort. | XXXXX | XXXXX | XXXXX | XXXXX | XXXXX | XXXXX | XXXXX | XXXXX | XXXXX | 0 | 0 | 0
565 | BPA transmission cost | XXXXX | XXXXX | XXXXX | XXXXX | XXXXX | XXXXX | XXXXX | XXXXX | XXXXX | 0 | 0 | 0
565 | Chelan transmission cost | XXXXX | XXXXX | XXXXX | XXXXX | XXXXX | XXXXX | XXXXX | XXXXX | XXXXX | 0 | 0 | 0
565 | Transmission re-assignments | XXXXX | XXXXX | XXXXX | XXXXX | XXXXX | XXXXX | XXXXX | XXXXX | XXXXX | 0 | 0 | 0
456 | Gas mark-to-model | XXXXX | XXXXX | XXXXX | XXXXX | XXXXX | XXXXX | XXXXX | XXXXX | XXXXX | 0 | 0 | 0
547 | Fixed gas transportation cost | XXXXX | XXXXX | XXXXX | XXXXX | XXXXX | XXXXX | XXXXX | XXXXX | XXXXX | 0 | 0 | 0
555MP | Day-ahead wind integration cost | XXXXX | XXXXX | XXXXX | XXXXX | XXXXX | XXXXX | XXXXX | XXXXX | XXXXX | 0 | 0 | 0
547 | Balancing and contingency reserves | XXXXX | XXXXX | XXXXX | XXXXX | XXXXX | XXXXX | XXXXX | XXXXX | XXXXX | 0 | 0 | 0
555WS | Skookumchuck incremental balancing | XXXXX | XXXXX | XXXXX | XXXXX | XXXXX | XXXXX | XXXXX | XXXXX | XXXXX | 0 | 0 | 0
547 | Distillate fuel incremental cost | XXXXX | XXXXX | XXXXX | XXXXX | XXXXX | XXXXX | XXXXX | XXXXX | XXXXX | 0 | 0 | 0
547 | Remove non-fuel peaker start cost | XXXXX | XXXXX | XXXXX | XXXXX | XXXXX | XXXXX | XXXXX | XXXXX | XXXXX | 0 | 0 | 0
555 | Winter peak incremental cost | XXXXX | XXXXX | XXXXX | XXXXX | XXXXX | XXXXX | XXXXX | XXXXX | XXXXX | 0 | 0 | 0
456 | Premium / (discount) index deals | XXXXX | XXXXX | XXXXX | XXXXX | XXXXX | XXXXX | XXXXX | XXXXX | XXXXX | 0 | 0 | 0
555WS | Klondike wind cost adjustment | XXXXX | XXXXX | XXXXX | XXXXX | XXXXX | XXXXX | XXXXX | XXXXX | XXXXX | 0 | 0 | 0
555WS | LSR wind generation adjustment | XXXXX | XXXXX | XXXXX | XXXXX | XXXXX | XXXXX | XXXXX | XXXXX | XXXXX | 0 | 0 | 0
557 | Other power supply expense | XXXXX | XXXXX | XXXXX | XXXXX | XXXXX | XXXXX | XXXXX | XXXXX | XXXXX | 0 | 0 | 0
555 | Settlement adjustment | XXXXX | XXXXX | XXXXX | XXXXX | XXXXX | XXXXX | XXXXX | XXXXX | XXXXX | 0 | 0 | 0
| Total | 511485.9015 | 259553.0167 | 771038.9182 | 487335.529 | 256169.9269 | 743505.4559 | 24150.3724 | 3383.0898 | 27533.4623 | 23152654.6737 | 23152654.5877 | 0.085985
501 | Coal | 32219.9705 | 6584.0642 | 38804.0347 | 32674.6197 | 6584.0642 | 39258.684 | -454.6492 | 0 | -454.6492 | 2344751.8195 | 2379191.3877 | -34439.5682
547 | Natural gas | 78751.1487 | 54042.5688 | 132793.7175 | 96593.9159 | 53471.5836 | 150065.4996 | -17842.7673 | 570.9852 | -17271.7821 | 4234079.0176 | 5186031.5003 | -951952.4827
555WS | Wind and solar | 29839.739 | 2544.48 | 32384.219 | 29839.739 | 2544.48 | 32384.219 | 0 | 0 | 0 | 2546775.423 | 2547184.6631 | -409.2401
555H | Hydro | 17714.2157 | 95844.6164 | 113558.832 | 17714.2157 | 86620.0354 | 104334.2511 | 0 | 9224.5809 | 9224.5809 | 4293165.1 | 4012163.1679 | 281001.9321
555 | Other contracts | 281461.7947 | 51.9468 | 281513.7414 | 196528.5924 | 51.9468 | 196580.5392 | 84933.2022 | 0 | 84933.2022 | 6274930.2766 | 3599362.058 | 2675568.2185
555MP | Market purchases | 80960.7596 | 1188.631 | 82149.3905 | 119715.8428 | 1188.8561 | 120904.6989 | -38755.0833 | -0.2251 | -38755.3084 | 3838167.6668 | 5671956.33 | -1833788.6632
447 | Secondary sales | -9461.7266 | 0 | -9461.7266 | -5731.3966 | 0 | -5731.3966 | -3730.33 | 0 | -3730.33 | -379214.6298 | -243234.5194 | -135980.1104
565 | Transmission | 0 | 117686.6379 | 117686.6379 | 0 | 117713.4938 | 117713.4938 | 0 | -26.856 | -26.856 | 0 | 0 | 0
456 | Other revenues | 0 | -28825.9905 | -28825.9905 | 0 | -22440.5952 | -22440.5952 | 0 | -6385.3952 | -6385.3952 | 0 | 0 | 0
557 | Other power supply expense | 0 | 10436.0622 | 10436.0622 | 0 | 10436.0622 | 10436.0622 | 0 | 0 | 0 | 0 | 0 | 0
| Total | 511485.9015 | 259553.0167 | 771038.9182 | 487335.529 | 256169.9269 | 743505.4559 | 24150.3724 | 3383.0898 | 27533.4623 | 23152654.6737 | 23152654.5877 | 0.085985
[8 empty] | % increase from 2019 initial GRC filing |  |  | Total Power Costs per MWh
[8 empty] | 4.956% | 1.321% | 3.703% | 33.3024 | 32.1132 | 1.1892
Rate year: May 2020 through April 2021
Gas price date: 12/05/2019
REDACTED VERSION

## Exh. PKW-40C (R)
Puget Sound Energy
Market Energy Prices
2019 GRC Rebuttal Power Cost Update
19GRC Rebuttal Power Cost Update, 12/05/19 gas price date
| Units | 2020-05-01 | 2020-06-01 | 2020-07-01 | 2020-08-01 | 2020-09-01 | 2020-10-01 | 2020-11-01 | 2020-12-01 | 2021-01-01 | 2021-02-01 | 2021-03-01 | 2021-04-01 | Rate Year Average
Sumas | $/MMBtu | 1.3181 | 1.3835 | 1.9221 | 1.9827 | 1.9083 | 1.8354 | 2.5922 | 3.2595 | 3.1384 | 2.8222 | 2.3981 | 1.4965 | 2.1714
Stanfield | $/MMBtu | 1.5173 | 1.53 | 1.8908 | 1.8979 | 1.8738 | 1.7222 | 2.159 | 2.377 | 2.4594 | 2.4138 | 2.2595 | 1.6098 | 1.9759
AECO | $/MMBtu | 1.197 | 1.1859 | 1.2213 | 1.2457 | 1.2581 | 1.3332 | 1.4368 | 1.6249 | 1.7302 | 1.6711 | 1.531 | 1.3046 | 1.395
Henry HUB | $/MMBtu | 2.303 | 2.3417 | 2.3868 | 2.3944 | 2.38 | 2.4078 | 2.4725 | 2.6392 | 2.7562 | 2.7133 | 2.5863 | 2.3138 | 2.4746
Mid C On-Peak | $/MWh | $X.XX | $X.XX | $X.XX | $X.XX | $X.XX | $X.XX | $X.XX | $X.XX | $X.XX | $X.XX | $X.XX | $X.XX | $X.XX
Mid C Off-Peak | $/MWh | $X.XX | $X.XX | $X.XX | $X.XX | $X.XX | $X.XX | $X.XX | $X.XX | $X.XX | $X.XX | $X.XX | $X.XX | $X.XX
Mid C Flat | $/MWh | $X.XX | $X.XX | $X.XX | $X.XX | $X.XX | $X.XX | $X.XX | $X.XX | $X.XX | $X.XX | $X.XX | $X.XX | $X.XX
Market Heat Rate - On Peak | MMBtu/MWh | X.XX | X.XX | X.XX | X.XX | X.XX | X.XX | X.XX | X.XX | X.XX | X.XX | X.XX | X.XX | X.XX
Market Heat Rate - Off Peak | MMBtu/MWh | X.XX | X.XX | X.XX | X.XX | X.XX | X.XX | X.XX | X.XX | X.XX | X.XX | X.XX | X.XX | X.XX
Market Heat Rate - Flat | MMBtu/MWh | X.XX | X.XX | X.XX | X.XX | X.XX | X.XX | X.XX | X.XX | X.XX | X.XX | X.XX | X.XX | X.XX
19GRC Proposed, 1/31/19 gas price date
| Units | 2020-05-01 | 2020-06-01 | 2020-07-01 | 2020-08-01 | 2020-09-01 | 2020-10-01 | 2020-11-01 | 2020-12-01 | 2021-01-01 | 2021-02-01 | 2021-03-01 | 2021-04-01 | Rate Year Average
Sumas | $/MMBtu | 1.5698 | 1.5948 | 1.8031 | 1.8095 | 1.82 | 1.8713 | 2.3889 | 2.6854 | 2.6895 | 2.5464 | 2.4061 | 1.5115 | 2.058
Stanfield | $/MMBtu | 1.6925 | 1.7625 | 1.9762 | 1.9562 | 1.9033 | 1.9095 | 2.2579 | 2.4062 | 2.5874 | 2.5249 | 2.4469 | 1.5797 | 2.0836
AECO | $/MMBtu | 0.8982 | 0.95262 | 1.0107 | 1.0179 | 1.0175 | 1.0564 | 1.2413 | 1.463 | 1.6443 | 1.5454 | 1.4036 | 1.1192 | 1.1975
Henry HUB | $/MMBtu | 2.5005 | 2.5346 | 2.5741 | 2.5785 | 2.561 | 2.5795 | 2.6357 | 2.8057 | 2.9238 | 2.8672 | 2.722 | 2.4823 | 2.6471
Mid C On-Peak | $/MWh | $X.XX | $X.XX | $X.XX | $X.XX | $X.XX | $X.XX | $X.XX | $X.XX | $X.XX | $X.XX | $X.XX | $X.XX | $X.XX
Mid C Off-Peak | $/MWh | $X.XX | $X.XX | $X.XX | $X.XX | $X.XX | $X.XX | $X.XX | $X.XX | $X.XX | $X.XX | $X.XX | $X.XX | $X.XX
Mid C Flat | $/MWh | $X.XX | $X.XX | $X.XX | $X.XX | $X.XX | $X.XX | $X.XX | $X.XX | $X.XX | $X.XX | $X.XX | $X.XX | $X.XX
Market Heat Rate - On Peak | MMBtu/MWh | X.XX | X.XX | X.XX | X.XX | X.XX | X.XX | X.XX | X.XX | X.XX | X.XX | X.XX | X.XX | X.XX
Market Heat Rate - Off Peak | MMBtu/MWh | X.XX | X.XX | X.XX | X.XX | X.XX | X.XX | X.XX | X.XX | X.XX | X.XX | X.XX | X.XX | X.XX
Market Heat Rate - Flat | MMBtu/MWh | X.XX | X.XX | X.XX | X.XX | X.XX | X.XX | X.XX | X.XX | X.XX | X.XX | X.XX | X.XX | X.XX
Increase / (Decrease)
| Units | May | Jun | Jul | Aug | Sep | Oct | Nov | Dec | Jan | Feb | Mar | Apr | Rate Year Average
Sumas | $/MMBtu | -0.25174 | -0.21126 | 0.11895 | 0.17319 | 0.088254 | -0.035915 | 0.20337 | 0.57411 | 0.4489 | 0.27583 | -0.0079703 | -0.014967 | 0.1134
Stanfield | $/MMBtu | -0.17516 | -0.23246 | -0.085436 | -0.058293 | -0.029469 | -0.18729 | -0.098821 | -0.029245 | -0.12801 | -0.11111 | -0.18736 | 0.030169 | -0.10771
AECO | $/MMBtu | 0.29879 | 0.23325 | 0.21061 | 0.22785 | 0.24055 | 0.27678 | 0.19551 | 0.16197 | 0.085896 | 0.1257 | 0.12735 | 0.18542 | 0.19747
Henry HUB | $/MMBtu | -0.19748 | -0.19284 | -0.18727 | -0.18408 | -0.18098 | -0.17173 | -0.1632 | -0.16653 | -0.16758 | -0.15388 | -0.13562 | -0.16849 | -0.17247
Mid C On-Peak | $/MWh | $X.XX | $X.XX | $X.XX | $X.XX | $X.XX | $X.XX | $X.XX | $X.XX | $X.XX | $X.XX | $X.XX | $X.XX | $X.XX
Mid C Off-Peak | $/MWh | $X.XX | $X.XX | $X.XX | $X.XX | $X.XX | $X.XX | $X.XX | $X.XX | $X.XX | $X.XX | $X.XX | $X.XX | $X.XX
Mid C Flat | $/MWh | $X.XX | $X.XX | $X.XX | $X.XX | $X.XX | $X.XX | $X.XX | $X.XX | $X.XX | $X.XX | $X.XX | $X.XX | $X.XX
Market Heat Rate - On Peak | MMBtu/MWh | X.XX | X.XX | X.XX | X.XX | X.XX | X.XX | X.XX | X.XX | X.XX | X.XX | X.XX | X.XX | X.XX
Market Heat Rate - Off Peak | MMBtu/MWh | X.XX | X.XX | X.XX | X.XX | X.XX | X.XX | X.XX | X.XX | X.XX | X.XX | X.XX | X.XX | X.XX
Market Heat Rate - Flat | MMBtu/MWh | X.XX | X.XX | X.XX | X.XX | X.XX | X.XX | X.XX | X.XX | X.XX | X.XX | X.XX | X.XX | X.XX
Rate year: May 2020 through April 2021
Gas price date: 12/05/2019
REDACTED VERSION

## Exh. PKW-41C (R)
Puget Sound Energy
Power Costs Not in AURORA
2019 GRC Rebuttal Power Cost Update
Acct. | ($ in thousands) | 2020-05-01 | 2020-06-01 | 2020-07-01 | 2020-08-01 | 2020-09-01 | 2020-10-01 | 2020-11-01 | 2020-12-01 | 2021-01-01 | 2021-02-01 | 2021-03-01 | 2021-04-01 | 2019 GRC Rebuttal Power Cost Update | 2019 GRC Proposed | Increase / (Decrease)
501 | Colstrip 1&2 fixed fuel cost | XXXXX | XXXXX | XXXXX | XXXXX | XXXXX | XXXXX | XXXXX | XXXXX | XXXXX | XXXXX | XXXXX | XXXXX | XXXXX | XXXXX | XXXXX
501 | Colstrip 1&2 pre-payment amort. (exp. 2019) | XXXXX | XXXXX | XXXXX | XXXXX | XXXXX | XXXXX | XXXXX | XXXXX | XXXXX | XXXXX | XXXXX | XXXXX | XXXXX | XXXXX | XXXXX
501 | Colstrip 3&4 fixed fuel cost | XXXXX | XXXXX | XXXXX | XXXXX | XXXXX | XXXXX | XXXXX | XXXXX | XXXXX | XXXXX | XXXXX | XXXXX | XXXXX | XXXXX | XXXXX
555H | Mid C Rock Island cost | XXXXX | XXXXX | XXXXX | XXXXX | XXXXX | XXXXX | XXXXX | XXXXX | XXXXX | XXXXX | XXXXX | XXXXX | XXXXX | XXXXX | XXXXX
555H | Mid C Rocky Reach cost | XXXXX | XXXXX | XXXXX | XXXXX | XXXXX | XXXXX | XXXXX | XXXXX | XXXXX | XXXXX | XXXXX | XXXXX | XXXXX | XXXXX | XXXXX
555H | Mid C Wells cost | XXXXX | XXXXX | XXXXX | XXXXX | XXXXX | XXXXX | XXXXX | XXXXX | XXXXX | XXXXX | XXXXX | XXXXX | XXXXX | XXXXX | XXXXX
555H | Mid C Priest Rapids Project cost | XXXXX | XXXXX | XXXXX | XXXXX | XXXXX | XXXXX | XXXXX | XXXXX | XXXXX | XXXXX | XXXXX | XXXXX | XXXXX | XXXXX | XXXXX
555H | Chelan pre-payment amort. (Nov. 2011 - Oct. 2031) | XXXXX | XXXXX | XXXXX | XXXXX | XXXXX | XXXXX | XXXXX | XXXXX | XXXXX | XXXXX | XXXXX | XXXXX | XXXXX | XXXXX | XXXXX
565 | BPA transmission cost | XXXXX | XXXXX | XXXXX | XXXXX | XXXXX | XXXXX | XXXXX | XXXXX | XXXXX | XXXXX | XXXXX | XXXXX | XXXXX | XXXXX | XXXXX
565 | Chelan transmission cost | XXXXX | XXXXX | XXXXX | XXXXX | XXXXX | XXXXX | XXXXX | XXXXX | XXXXX | XXXXX | XXXXX | XXXXX | XXXXX | XXXXX | XXXXX
565 | Transmission re-assignments (test year order 56500100) | XXXXX | XXXXX | XXXXX | XXXXX | XXXXX | XXXXX | XXXXX | XXXXX | XXXXX | XXXXX | XXXXX | XXXXX | XXXXX | XXXXX | XXXXX
456 | Gas hedges and transport mark-to-model | XXXXX | XXXXX | XXXXX | XXXXX | XXXXX | XXXXX | XXXXX | XXXXX | XXXXX | XXXXX | XXXXX | XXXXX | XXXXX | XXXXX | XXXXX
547 | Fixed gas transportation cost | XXXXX | XXXXX | XXXXX | XXXXX | XXXXX | XXXXX | XXXXX | XXXXX | XXXXX | XXXXX | XXXXX | XXXXX | XXXXX | XXXXX | XXXXX
555MP | Day-ahead wind integration cost | XXXXX | XXXXX | XXXXX | XXXXX | XXXXX | XXXXX | XXXXX | XXXXX | XXXXX | XXXXX | XXXXX | XXXXX | XXXXX | XXXXX | XXXXX
547 | Balancing and contingency reserves cost | 2020-05-01: XXXXXXXXXXXXXXXXXXXXXXXXXXXXXXXXXXXXXXXXXXXXXXXXXXXXXXXXXXXXXXXXXXXXXXXXXXXXXXXXXXXXX | XXXXX | XXXXX | XXXXX
555WS | Skookumchuck wind incremental balancing cost | XXXXX | XXXXX | XXXXX | XXXXX | XXXXX | XXXXX | XXXXX | XXXXX | XXXXX | XXXXX | XXXXX | XXXXX | XXXXX | XXXXX | XXXXX
547 | Distillate fuel incremental costs | XXXXX | XXXXX | XXXXX | XXXXX | XXXXX | XXXXX | XXXXX | XXXXX | XXXXX | XXXXX | XXXXX | XXXXX | XXXXX | XXXXX | XXXXX
547 | Remove non-fuel peaker start cost | XXXXX | XXXXX | XXXXX | XXXXX | XXXXX | XXXXX | XXXXX | XXXXX | XXXXX | XXXXX | XXXXX | XXXXX | XXXXX | XXXXX | XXXXX
555 | Winter peak planning incremental cost | XXXXX | XXXXX | XXXXX | XXXXX | XXXXX | XXXXX | XXXXX | XXXXX | XXXXX | XXXXX | XXXXX | XXXXX | XXXXX | XXXXX | XXXXX
456 | Premium / (discount) on power index deals | XXXXX | XXXXX | XXXXX | XXXXX | XXXXX | XXXXX | XXXXX | XXXXX | XXXXX | XXXXX | XXXXX | XXXXX | XXXXX | XXXXX | XXXXX
555WS | Klondike wind cost adjustment | XXXXX | XXXXX | XXXXX | XXXXX | XXXXX | XXXXX | XXXXX | XXXXX | XXXXX | XXXXX | XXXXX | XXXXX | XXXXX | XXXXX | XXXXX
555WS | LSR wind generation adjustment | XXXXX | XXXXX | XXXXX | XXXXX | XXXXX | XXXXX | XXXXX | XXXXX | XXXXX | XXXXX | XXXXX | XXXXX | XXXXX | XXXXX | XXXXX
557 | Other power supply expense | XXXXX | XXXXX | XXXXX | XXXXX | XXXXX | XXXXX | XXXXX | XXXXX | XXXXX | XXXXX | XXXXX | XXXXX | XXXXX | XXXXX | XXXXX
| Total | 24730.3134 | 24476.0785 | 22957.5475 | 22290.7648 | 21727.5674 | 22620.1025 | 21418.8386 | 19264.0055 | 17555.3138 | 19069.7186 | 21066.5335 | 22376.2325 | 259553.0167 | 256169.9269 | 3383.0898
Summary of costs not in AURORA | [15 empty] | 0
501 | Coal fuel | 545.9071 | 545.9071 | 545.9071 | 545.9071 | 545.9071 | 545.9071 | 545.9071 | 545.9071 | 554.2019 | 554.2019 | 554.2019 | 554.2019 | 6584.0642 | 6584.0642 | 0
547 | Natural gas fuel | 4474.482 | 4357.2171 | 4427.0397 | 4330.4815 | 4216.5591 | 4440.045 | 4719.014 | 4728.7338 | 4709.5133 | 4472.5972 | 4794.553 | 4372.3332 | 54042.5688 | 53471.5836 | 570.9852
555WS | Wind and solar purchases | 212.04 | 212.04 | 212.04 | 212.04 | 212.04 | 212.04 | 212.04 | 212.04 | 212.04 | 212.04 | 212.04 | 212.04 | 2544.48 | 2544.48 | 0
555H | Hydro purchases | 8631.1875 | 8635.4078 | 9331.1666 | 9199.4797 | 8478.8042 | 8481.8868 | 8595.9116 | 8439.4469 | 6426.6381 | 6401.4318 | 6648.6088 | 6574.6466 | 95844.6164 | 86620.0354 | 9224.5809
555 | Other contract purchases and interchange | 0 | 0 | 0 | 0 | 0 | 0 | 11.52 | 22.7268 | 10.5 | 7.2 | 0 | 0 | 51.9468 | 51.9468
555MP | Market purchases | 104.0039 | 103.2418 | 85.9394 | 83.5134 | 77.1317 | 96.7985 | 98.7511 | 103.0449 | 103.0085 | 93.9097 | 126.7194 | 112.5686 | 1188.631 | 1188.8561
447 | Secondary sales | 0 | 0 | 0 | 0 | 0 | 0 | 0 | 0 | 0 | 0 | 0 | 0 | 0 | 0
565 | Transmission | 9934.4855 | 9867.3167 | 9754.3474 | 9756.9255 | 9465.9946 | 9521.2084 | 9545.9724 | 9902.8395 | 9938.2234 | 10012.3807 | 10032.7343 | 9954.2096 | 117686.6379 | 117713.4938 | -26.856
456 | Other revenues | -41.4645 | -114.7239 | -2268.5645 | -2707.2542 | -2138.5411 | -1547.455 | -3179.9494 | -5560.4052 | -5268.4833 | -3553.7146 | -2171.9958 | -273.4392 | -28825.9905 | -22440.5952 | -6385.3952
557 | Other power supply expense | 869.6718 | 869.6718 | 869.6718 | 869.6718 | 869.6718 | 869.6718 | 869.6718 | 869.6718 | 869.6718 | 869.6718 | 869.6718 | 869.6718 | 10436.0622 | 10436.0622 | 0
| Total Power Costs Not in AURORA | 24730.3134 | 24476.0785 | 22957.5475 | 22290.7648 | 21727.5674 | 22620.1025 | 21418.8386 | 19264.0055 | 17555.3138 | 19069.7186 | 21066.5335 | 22376.2325 | 259553.0167 | 256169.9269 | 3383.0898
Rate year: May 2020 through April 2021
Gas price date: 12/05/2019
REDACTED VERSION

## Exh. PKW-43C (R)
Puget Sound Energy | [15 empty] | Puget Sound Energy
AURORA Cost and Energy Outputs | [15 empty] | AURORA Cost and Energy Outputs
2019 GRC Rebuttal Update vs 2019 GRC Proposed | [15 empty] | 2019 GRC Rebuttal Update vs 2019 GRC Proposed
|  |  | 2019 GRC Rebuttal Power Cost Update | [12 empty] | 2019 GRC Proposed
|  |  | 2020-05-01 | 2020-06-01 | 2020-07-01 | 2020-08-01 | 2020-09-01 | 2020-10-01 | 2020-11-01 | 2020-12-01 | 2021-01-01 | 2021-02-01 | 2021-03-01 | 2021-04-01 | Rate Year Total | 2020-05-01 | 2020-06-01 | 2020-07-01 | 2020-08-01 | 2020-09-01 | 2020-10-01 | 2020-11-01 | 2020-12-01 | 2021-01-01 | 2021-02-01 | 2021-03-01 | 2021-04-01 | Rate Year Total | Increase / (Decrease)
Units | Acct. | ($ in thousands)
$ | 555H | Lower Baker | 0 | 0 | 0 | 0 | 0 | 0 | 0 | 0 | 0 | 0 | 0 | 0 | 0 | 0 | 0 | 0 | 0 | 0 | 0 | 0 | 0 | 0 | 0 | 0 | 0 | 0 | 0
$ | 555H | Upper Baker | 0 | 0 | 0 | 0 | 0 | 0 | 0 | 0 | 0 | 0 | 0 | 0 | 0 | 0 | 0 | 0 | 0 | 0 | 0 | 0 | 0 | 0 | 0 | 0 | 0 | 0 | 0
$ | 555H | Snoqualmie Falls | 0 | 0 | 0 | 0 | 0 | 0 | 0 | 0 | 0 | 0 | 0 | 0 | 0 | 0 | 0 | 0 | 0 | 0 | 0 | 0 | 0 | 0 | 0 | 0 | 0 | 0 | 0
$ | 555H | Canadian Entitlement | 0 | 0 | 0 | 0 | 0 | 0 | 0 | 0 | 0 | 0 | 0 | 0 | 0 | 0 | 0 | 0 | 0 | 0 | 0 | 0 | 0 | 0 | 0 | 0 | 0 | 0 | 0
$ | 555H | Mid C Priest Rapids Project | 0 | 0 | 0 | 0 | 0 | 0 | 0 | 0 | 0 | 0 | 0 | 0 | 0 | 0 | 0 | 0 | 0 | 0 | 0 | 0 | 0 | 0 | 0 | 0 | 0 | 0 | 0
$ | 555H | Mid C Rock Island | 0 | 0 | 0 | 0 | 0 | 0 | 0 | 0 | 0 | 0 | 0 | 0 | 0 | 0 | 0 | 0 | 0 | 0 | 0 | 0 | 0 | 0 | 0 | 0 | 0 | 0 | 0
$ | 555H | Mid C Rocky Reach | 0 | 0 | 0 | 0 | 0 | 0 | 0 | 0 | 0 | 0 | 0 | 0 | 0 | 0 | 0 | 0 | 0 | 0 | 0 | 0 | 0 | 0 | 0 | 0 | 0 | 0 | 0
$ | 555H | Mid C Wells | 0 | 0 | 0 | 0 | 0 | 0 | 0 | 0 | 0 | 0 | 0 | 0 | 0 | 0 | 0 | 0 | 0 | 0 | 0 | 0 | 0 | 0 | 0 | 0 | 0 | 0 | 0
$ | 501 | Colstrip 1&2 | $XXXX | $XXXX | $XXXX | $XXXX | $XXXX | $XXXX | $XXXX | $XXXX | $XXXX | $XXXX | $XXXX | $XXXX | $XXXX | $XXXX | $XXXX | $XXXX | $XXXX | $XXXX | $XXXX | $XXXX | $XXXX | $XXXX | $XXXX | $XXXX | $XXXX | $XXXX | $XXXX
$ | 501 | Colstrip 3&4 | $XXXX | $XXXX | $XXXX | $XXXX | $XXXX | $XXXX | $XXXX | $XXXX | $XXXX | $XXXX | $XXXX | $XXXX | $XXXX | $XXXX | $XXXX | $XXXX | $XXXX | $XXXX | $XXXX | $XXXX | $XXXX | $XXXX | $XXXX | $XXXX | $XXXX | $XXXX | $XXXX
$ | 547 | Goldendale | $XXXX | $XXXX | $XXXX | $XXXX | $XXXX | $XXXX | $XXXX | $XXXX | $XXXX | $XXXX | $XXXX | $XXXX | $XXXX | $XXXX | $XXXX | $XXXX | $XXXX | $XXXX | $XXXX | $XXXX | $XXXX | $XXXX | $XXXX | $XXXX | $XXXX | $XXXX | $XXXX
$ | 547 | Mint Farm | $XXXX | $XXXX | $XXXX | $XXXX | $XXXX | $XXXX | $XXXX | $XXXX | $XXXX | $XXXX | $XXXX | $XXXX | $XXXX | $XXXX | $XXXX | $XXXX | $XXXX | $XXXX | $XXXX | $XXXX | $XXXX | $XXXX | $XXXX | $XXXX | $XXXX | $XXXX | $XXXX
$ | 547 | Sumas | $XXXX | $XXXX | $XXXX | $XXXX | $XXXX | $XXXX | $XXXX | $XXXX | $XXXX | $XXXX | $XXXX | $XXXX | $XXXX | $XXXX | $XXXX | $XXXX | $XXXX | $XXXX | $XXXX | $XXXX | $XXXX | $XXXX | $XXXX | $XXXX | $XXXX | $XXXX | $XXXX
$ | 547 | Freddy 1 | $XXXX | $XXXX | $XXXX | $XXXX | $XXXX | $XXXX | $XXXX | $XXXX | $XXXX | $XXXX | $XXXX | $XXXX | $XXXX | $XXXX | $XXXX | $XXXX | $XXXX | $XXXX | $XXXX | $XXXX | $XXXX | $XXXX | $XXXX | $XXXX | $XXXX | $XXXX | $XXXX
$ | 547 | Encogen | $XXXX | $XXXX | $XXXX | $XXXX | $XXXX | $XXXX | $XXXX | $XXXX | $XXXX | $XXXX | $XXXX | $XXXX | $XXXX | $XXXX | $XXXX | $XXXX | $XXXX | $XXXX | $XXXX | $XXXX | $XXXX | $XXXX | $XXXX | $XXXX | $XXXX | $XXXX | $XXXX
$ | 547 | Fredonia 1&2 | $XXXX | $XXXX | $XXXX | $XXXX | $XXXX | $XXXX | $XXXX | $XXXX | $XXXX | $XXXX | $XXXX | $XXXX | $XXXX | $XXXX | $XXXX | $XXXX | $XXXX | $XXXX | $XXXX | $XXXX | $XXXX | $XXXX | $XXXX | $XXXX | $XXXX | $XXXX | $XXXX
$ | 547 | Fredonia 3&4 | $XXXX | $XXXX | $XXXX | $XXXX | $XXXX | $XXXX | $XXXX | $XXXX | $XXXX | $XXXX | $XXXX | $XXXX | $XXXX | $XXXX | $XXXX | $XXXX | $XXXX | $XXXX | $XXXX | $XXXX | $XXXX | $XXXX | $XXXX | $XXXX | $XXXX | $XXXX | $XXXX
$ | 547 | Frederickson 1&2 | $XXXX | $XXXX | $XXXX | $XXXX | $XXXX | $XXXX | $XXXX | $XXXX | $XXXX | $XXXX | $XXXX | $XXXX | $XXXX | $XXXX | $XXXX | $XXXX | $XXXX | $XXXX | $XXXX | $XXXX | $XXXX | $XXXX | $XXXX | $XXXX | $XXXX | $XXXX | $XXXX
$ | 547 | Whitehorn 2&3 | $XXXX | $XXXX | $XXXX | $XXXX | $XXXX | $XXXX | $XXXX | $XXXX | $XXXX | $XXXX | $XXXX | $XXXX | $XXXX | $XXXX | $XXXX | $XXXX | $XXXX | $XXXX | $XXXX | $XXXX | $XXXX | $XXXX | $XXXX | $XXXX | $XXXX | $XXXX | $XXXX
$ | 547 | Ferndale | $XXXX | $XXXX | $XXXX | $XXXX | $XXXX | $XXXX | $XXXX | $XXXX | $XXXX | $XXXX | $XXXX | $XXXX | $XXXX | $XXXX | $XXXX | $XXXX | $XXXX | $XXXX | $XXXX | $XXXX | $XXXX | $XXXX | $XXXX | $XXXX | $XXXX | $XXXX | $XXXX
$ | 548 | Crystal Mountain | $XXXX | $XXXX | $XXXX | $XXXX | $XXXX | $XXXX | $XXXX | $XXXX | $XXXX | $XXXX | $XXXX | $XXXX | $XXXX | $XXXX | $XXXX | $XXXX | $XXXX | $XXXX | $XXXX | $XXXX | $XXXX | $XXXX | $XXXX | $XXXX | $XXXX | $XXXX | $XXXX
$ | 555 | Centralia coal PPA | $XXXX | $XXXX | $XXXX | $XXXX | $XXXX | $XXXX | $XXXX | $XXXX | $XXXX | $XXXX | $XXXX | $XXXX | $XXXX | $XXXX | $XXXX | $XXXX | $XXXX | $XXXX | $XXXX | $XXXX | $XXXX | $XXXX | $XXXX | $XXXX | $XXXX | $XXXX | $XXXX
$ | 555WS | Lund Hill solar PPA | $XXXX | $XXXX | $XXXX | $XXXX | $XXXX | $XXXX | $XXXX | $XXXX | $XXXX | $XXXX | $XXXX | $XXXX | $XXXX | $XXXX | $XXXX | $XXXX | $XXXX | $XXXX | $XXXX | $XXXX | $XXXX | $XXXX | $XXXX | $XXXX | $XXXX | $XXXX | $XXXX
$ | 555WS | Skookumchuck wind PPA | $XXXX | $XXXX | $XXXX | $XXXX | $XXXX | $XXXX | $XXXX | $XXXX | $XXXX | $XXXX | $XXXX | $XXXX | $XXXX | $XXXX | $XXXX | $XXXX | $XXXX | $XXXX | $XXXX | $XXXX | $XXXX | $XXXX | $XXXX | $XXXX | $XXXX | $XXXX | $XXXX
$ | 555WS | Hopkins Ridge wind | $XXXX | $XXXX | $XXXX | $XXXX | $XXXX | $XXXX | $XXXX | $XXXX | $XXXX | $XXXX | $XXXX | $XXXX | $XXXX | $XXXX | $XXXX | $XXXX | $XXXX | $XXXX | $XXXX | $XXXX | $XXXX | $XXXX | $XXXX | $XXXX | $XXXX | $XXXX | $XXXX
$ | 555WS | Wild Horse wind | $XXXX | $XXXX | $XXXX | $XXXX | $XXXX | $XXXX | $XXXX | $XXXX | $XXXX | $XXXX | $XXXX | $XXXX | $XXXX | $XXXX | $XXXX | $XXXX | $XXXX | $XXXX | $XXXX | $XXXX | $XXXX | $XXXX | $XXXX | $XXXX | $XXXX | $XXXX | $XXXX
$ | 555WS | Wild Horse Expansion wind | $XXXX | $XXXX | $XXXX | $XXXX | $XXXX | $XXXX | $XXXX | $XXXX | $XXXX | $XXXX | $XXXX | $XXXX | $XXXX | $XXXX | $XXXX | $XXXX | $XXXX | $XXXX | $XXXX | $XXXX | $XXXX | $XXXX | $XXXX | $XXXX | $XXXX | $XXXX | $XXXX
$ | 555WS | Lower Snake River wind | $XXXX | $XXXX | $XXXX | $XXXX | $XXXX | $XXXX | $XXXX | $XXXX | $XXXX | $XXXX | $XXXX | $XXXX | $XXXX | $XXXX | $XXXX | $XXXX | $XXXX | $XXXX | $XXXX | $XXXX | $XXXX | $XXXX | $XXXX | $XXXX | $XXXX | $XXXX | $XXXX
$ | 555WS | Klondike IIII wind PPA | $XXXX | $XXXX | $XXXX | $XXXX | $XXXX | $XXXX | $XXXX | $XXXX | $XXXX | $XXXX | $XXXX | $XXXX | $XXXX | $XXXX | $XXXX | $XXXX | $XXXX | $XXXX | $XXXX | $XXXX | $XXXX | $XXXX | $XXXX | $XXXX | $XXXX | $XXXX | $XXXX
$ | 555H | Electron hydro PPA | $XXXX | $XXXX | $XXXX | $XXXX | $XXXX | $XXXX | $XXXX | $XXXX | $XXXX | $XXXX | $XXXX | $XXXX | $XXXX | $XXXX | $XXXX | $XXXX | $XXXX | $XXXX | $XXXX | $XXXX | $XXXX | $XXXX | $XXXX | $XXXX | $XXXX | $XXXX | $XXXX
$ | 555 | Baker Replacement | 0 | 0 | 0 | 0 | 0 | 0 | 0 | 0 | 0 | 0 | 0 | 0 | 0 | 0 | 0 | 0 | 0 | 0 | 0 | 0 | 0 | 0 | 0 | 0 | 0 | 0 | 0
$ | 555 | Glacier Battery Storage | $XXXX | $XXXX | $XXXX | $XXXX | $XXXX | $XXXX | $XXXX | $XXXX | $XXXX | $XXXX | $XXXX | $XXXX | $XXXX | $XXXX | $XXXX | $XXXX | $XXXX | $XXXX | $XXXX | $XXXX | $XXXX | $XXXX | $XXXX | $XXXX | $XXXX | $XXXX | $XXXX
$ | 555 | PG&E Exchange | 0 | 0 | 0 | 0 | 0 | 0 | 0 | 0 | 0 | 0 | 0 | 0 | 0 | 0 | 0 | 0 | 0 | 0 | 0 | 0 | 0 | 0 | 0 | 0 | 0 | 0 | 0
$ | 555 | Point Roberts (BC Hydro) | 108.4731 | 96.1082 | 106.1812 | 105.4125 | 99.135 | 118.342 | 165.0288 | 203.3578 | 199.9556 | 166.5372 | 162.7005 | 126.8244 | 1658.0563 | 108.4731 | 96.1082 | 106.1812 | 105.4125 | 99.135 | 118.342 | 165.0288 | 203.3578 | 199.9556 | 166.5372 | 162.7005 | 126.8244 | 1658.0563 | 0
$ | 555H | QF Koma Kulshan | 489.6364 | 624.7089 | 451.8034 | 187.4883 | 120.0284 | 241.1285 | 334.7632 | 218.4276 | 199.7617 | 126.7917 | 118.7572 | 188.2722 | 3301.5673 | 489.6364 | 624.7089 | 451.8034 | 187.4883 | 120.0284 | 241.1285 | 334.7632 | 218.4276 | 199.7617 | 126.7917 | 118.7572 | 188.2722 | 3301.5673 | 0
$ | 555H | QF Twin Falls | 874.0586 | 739.5306 | 258.6243 | 28.3422 | 34.4326 | 200.2652 | 508.9457 | 547.4814 | 566.2895 | 462.7208 | 521.5831 | 657.0623 | 5399.3363 | 874.0586 | 739.5306 | 258.6243 | 28.3422 | 34.4326 | 200.2652 | 508.9457 | 547.4814 | 566.2895 | 462.7208 | 521.5831 | 657.0623 | 5399.3363 | 0
$ | 555H | QF Weeks Falls | 168.2497 | 155.4953 | 50.3067 | 5.0475 | 4.559 | 35.8372 | 95.0882 | 97.5849 | 93.2104 | 75.6798 | 81.9376 | 130.2579 | 993.2542 | 168.2497 | 155.4953 | 50.3067 | 5.0475 | 4.559 | 35.8372 | 95.0882 | 97.5849 | 93.2104 | 75.6798 | 81.9376 | 130.2579 | 993.2542 | 0
$ | 555 | Schedule 91 contracts | 1642.5107 | 1607.7242 | 1659.131 | 1577.1213 | 1383.1721 | 1291.9508 | 1233.41 | 1169.1937 | 1173.7327 | 1072.988 | 1311.0465 | 1400.4988 | 16522.4799 | 1642.5107 | 1607.7242 | 1659.131 | 1577.1213 | 1383.1721 | 1291.9508 | 1233.41 | 1169.1937 | 1173.7327 | 1072.988 | 1311.0465 | 1400.4988 | 16522.4799 | 0
$ | 447 | PSE hedges sales | $XXXX | $XXXX | $XXXX | $XXXX | $XXXX | $XXXX | $XXXX | $XXXX | $XXXX | $XXXX | $XXXX | $XXXX | $XXXX | $XXXX | $XXXX | $XXXX | $XXXX | $XXXX | $XXXX | $XXXX | $XXXX | $XXXX | $XXXX | $XXXX | $XXXX | $XXXX | $XXXX
$ | 555 | PSE hedges purchases | $XXXX | $XXXX | $XXXX | $XXXX | $XXXX | $XXXX | $XXXX | $XXXX | $XXXX | $XXXX | $XXXX | $XXXX | $XXXX | $XXXX | $XXXX | $XXXX | $XXXX | $XXXX | $XXXX | $XXXX | $XXXX | $XXXX | $XXXX | $XXXX | $XXXX | $XXXX | $XXXX
$ | 555MP | Market purchases | $XXXX | $XXXX | $XXXX | $XXXX | $XXXX | $XXXX | $XXXX | $XXXX | $XXXX | $XXXX | $XXXX | $XXXX | $XXXX | $XXXX | $XXXX | $XXXX | $XXXX | $XXXX | $XXXX | $XXXX | $XXXX | $XXXX | $XXXX | $XXXX | $XXXX | $XXXX | $XXXX
$ | 447 | Market sales | $XXXX | $XXXX | $XXXX | $XXXX | $XXXX | $XXXX | $XXXX | $XXXX | $XXXX | $XXXX | $XXXX | $XXXX | $XXXX | $XXXX | $XXXX | $XXXX | $XXXX | $XXXX | $XXXX | $XXXX | $XXXX | $XXXX | $XXXX | $XXXX | $XXXX | $XXXX | $XXXX
$ | 555MP | Settlement Adjustment | [12 empty] | $XXXX | [12 empty] | $XXXX | $XXXX
$ |  | Total | $XXXX | $XXXX | $XXXX | $XXXX | $XXXX | $XXXX | $XXXX | $XXXX | $XXXX | $XXXX | $XXXX | $XXXX | 511485.8945 | $XXXX | $XXXX | $XXXX | $XXXX | $XXXX | $XXXX | $XXXX | $XXXX | $XXXX | $XXXX | $XXXX | $XXXX | 487335.5348 | 24150.3724
|  | Subtotal AURORA cost | $XXXX | $XXXX | $XXXX | $XXXX | $XXXX | $XXXX | $XXXX | $XXXX | $XXXX | $XXXX | $XXXX | $XXXX | 511485.9015 | $XXXX | $XXXX | $XXXX | $XXXX | $XXXX | $XXXX | $XXXX | $XXXX | $XXXX | $XXXX | $XXXX | $XXXX | 487335.529 | 24150.3724
|  | check | -4.831e-05 | 6.85e-05 | -0.0002948 | 0.0017257 | -0.0019683 | -0.0019055 | -0.0008556 | -0.0009442 | -0.0021387 | -0.001109 | 0.0022131 | -0.001702 | -0.0069591 | -0.00056575 | -0.0019239 | 0.00075482 | 0.00012674 | -0.002095 | 9.6476e-05 | -0.0025758 | -0.0011928 | -0.0002767 | 0.0004798 | 0.00062952 | -0.0035983 | -0.010141 | -0.019716
Units | Acct. | Energy (MWh)
MWh | 555H | Lower Baker | $XXXX | $XXXX | $XXXX | $XXXX | $XXXX | $XXXX | $XXXX | $XXXX | $XXXX | $XXXX | $XXXX | $XXXX | $XXXX | $XXXX | $XXXX | $XXXX | $XXXX | $XXXX | $XXXX | $XXXX | $XXXX | $XXXX | $XXXX | $XXXX | $XXXX | $XXXX | $XXXX
MWh | 555H | Upper Baker | $XXXX | $XXXX | $XXXX | $XXXX | $XXXX | $XXXX | $XXXX | $XXXX | $XXXX | $XXXX | $XXXX | $XXXX | $XXXX | $XXXX | $XXXX | $XXXX | $XXXX | $XXXX | $XXXX | $XXXX | $XXXX | $XXXX | $XXXX | $XXXX | $XXXX | $XXXX | $XXXX
MWh | 555H | Snoqualmie Falls | $XXXX | $XXXX | $XXXX | $XXXX | $XXXX | $XXXX | $XXXX | $XXXX | $XXXX | $XXXX | $XXXX | $XXXX | $XXXX | $XXXX | $XXXX | $XXXX | $XXXX | $XXXX | $XXXX | $XXXX | $XXXX | $XXXX | $XXXX | $XXXX | $XXXX | $XXXX | $XXXX
MWh | 555H | Canadian Entitlement | -12064 | -12002.0156 | -12463.6318 | -12002.0156 | -11787.7764 | -12096 | -11334.4 | -10728.2881 | -9802.624 | -9048.576 | -11664 | -11232 | -136225.3275 | -12064 | -12002.0156 | -12463.6318 | -12002.0156 | -11787.7764 | -12096 | -11334.4 | -10728.2881 | -9802.624 | -9048.576 | -11664 | -11232 | -136225.3275 | 0
MWh | 555H | Mid C Priest Rapids Project | 39599.3964 | 42561.6465 | 41820.6894 | 39628.5312 | 28500.6191 | 29109.5284 | 37891.3316 | 39595.5075 | 2682.7216 | 2199.3829 | 3665.6328 | 3920.8602 | 311175.8476 | 3502.4052 | 4674.1326 | 4948.8342 | 4862.8775 | 3660.5302 | 3592.0314 | 4196.0889 | 3975.8719 | 2804.5973 | 2553.2557 | 3882.3887 | 4043.7338 | 46696.7473 | 264479.1003
MWh | 555H | Mid C Rock Island | 62234.8047 | 62204.5 | 58821.707 | 54417.5 | 40902.75 | 41868.6 | 52704.5938 | 57087.9063 | 60540.94 | 52857.19 | 50603.8164 | 51248.418 | 645492.7262 | 56600.16 | 56108.5859 | 57462.1641 | 54084.5664 | 40902.75 | 41868.6 | 52745.86 | 56967.43 | 60849.1836 | 53657.1133 | 51524.332 | 51992.26 | 634763.0053 | 10729.7209
MWh | 555H | Mid C Rocky Reach | 170374.734 | 171800.141 | 151934.891 | 136807.7 | 89336.25 | 90893.55 | 118981.57 | 129267.539 | 147919.359 | 125463.563 | 116105 | 126773.859 | 1575658.156 | 163610.141 | 170914.219 | 151977.063 | 136578.922 | 89336.25 | 90893.55 | 118940.945 | 130132.883 | 148836.828 | 125843.8 | 116679.031 | 126970.086 | 1570713.718 | 4944.438
MWh | 555H | Mid C Wells | 96684.4141 | 99886.63 | 94792.3359 | 85425.03 | 54594.8477 | 54997.22 | 69775.34 | 40423.4531 | 30438.3535 | 26502.3379 | 55022.99 | 61146.9922 | 769689.9444 | 91378.5547 | 99127.93 | 93984.63 | 84972.125 | 54594.8477 | 54997.22 | 69645 | 40386.9141 | 30197.0234 | 26513.0957 | 54522.1445 | 61261.543 | 761581.0281 | 8108.9163
MWh | 501 | Colstrip 1&2 | $XXXX | $XXXX | $XXXX | $XXXX | $XXXX | $XXXX | $XXXX | $XXXX | $XXXX | $XXXX | $XXXX | $XXXX | $XXXX | $XXXX | $XXXX | $XXXX | $XXXX | $XXXX | $XXXX | $XXXX | $XXXX | $XXXX | $XXXX | $XXXX | $XXXX | $XXXX | $XXXX
MWh | 501 | Colstrip 3&4 | $XXXX | $XXXX | $XXXX | $XXXX | $XXXX | $XXXX | $XXXX | $XXXX | $XXXX | $XXXX | $XXXX | $XXXX | $XXXX | $XXXX | $XXXX | $XXXX | $XXXX | $XXXX | $XXXX | $XXXX | $XXXX | $XXXX | $XXXX | $XXXX | $XXXX | $XXXX | $XXXX
MWh | 547 | Goldendale | $XXXX | $XXXX | $XXXX | $XXXX | $XXXX | $XXXX | $XXXX | $XXXX | $XXXX | $XXXX | $XXXX | $XXXX | $XXXX | $XXXX | $XXXX | $XXXX | $XXXX | $XXXX | $XXXX | $XXXX | $XXXX | $XXXX | $XXXX | $XXXX | $XXXX | $XXXX | $XXXX
MWh | 547 | Mint Farm | $XXXX | $XXXX | $XXXX | $XXXX | $XXXX | $XXXX | $XXXX | $XXXX | $XXXX | $XXXX | $XXXX | $XXXX | $XXXX | $XXXX | $XXXX | $XXXX | $XXXX | $XXXX | $XXXX | $XXXX | $XXXX | $XXXX | $XXXX | $XXXX | $XXXX | $XXXX | $XXXX
MWh | 547 | Sumas | $XXXX | $XXXX | $XXXX | $XXXX | $XXXX | $XXXX | $XXXX | $XXXX | $XXXX | $XXXX | $XXXX | $XXXX | $XXXX | $XXXX | $XXXX | $XXXX | $XXXX | $XXXX | $XXXX | $XXXX | $XXXX | $XXXX | $XXXX | $XXXX | $XXXX | $XXXX | $XXXX
MWh | 547 | Freddy 1 | $XXXX | $XXXX | $XXXX | $XXXX | $XXXX | $XXXX | $XXXX | $XXXX | $XXXX | $XXXX | $XXXX | $XXXX | $XXXX | $XXXX | $XXXX | $XXXX | $XXXX | $XXXX | $XXXX | $XXXX | $XXXX | $XXXX | $XXXX | $XXXX | $XXXX | $XXXX | $XXXX
MWh | 547 | Encogen | $XXXX | $XXXX | $XXXX | $XXXX | $XXXX | $XXXX | $XXXX | $XXXX | $XXXX | $XXXX | $XXXX | $XXXX | $XXXX | $XXXX | $XXXX | $XXXX | $XXXX | $XXXX | $XXXX | $XXXX | $XXXX | $XXXX | $XXXX | $XXXX | $XXXX | $XXXX | $XXXX
MWh | 547 | Fredonia 1&2 | $XXXX | $XXXX | $XXXX | $XXXX | $XXXX | $XXXX | $XXXX | $XXXX | $XXXX | $XXXX | $XXXX | $XXXX | $XXXX | $XXXX | $XXXX | $XXXX | $XXXX | $XXXX | $XXXX | $XXXX | $XXXX | $XXXX | $XXXX | $XXXX | $XXXX | $XXXX | $XXXX
MWh | 547 | Fredonia 3&4 | $XXXX | $XXXX | $XXXX | $XXXX | $XXXX | $XXXX | $XXXX | $XXXX | $XXXX | $XXXX | $XXXX | $XXXX | $XXXX | $XXXX | $XXXX | $XXXX | $XXXX | $XXXX | $XXXX | $XXXX | $XXXX | $XXXX | $XXXX | $XXXX | $XXXX | $XXXX | $XXXX
MWh | 547 | Frederickson 1&2 | $XXXX | $XXXX | $XXXX | $XXXX | $XXXX | $XXXX | $XXXX | $XXXX | $XXXX | $XXXX | $XXXX | $XXXX | $XXXX | $XXXX | $XXXX | $XXXX | $XXXX | $XXXX | $XXXX | $XXXX | $XXXX | $XXXX | $XXXX | $XXXX | $XXXX | $XXXX | $XXXX
MWh | 547 | Whitehorn 2&3 | $XXXX | $XXXX | $XXXX | $XXXX | $XXXX | $XXXX | $XXXX | $XXXX | $XXXX | $XXXX | $XXXX | $XXXX | $XXXX | $XXXX | $XXXX | $XXXX | $XXXX | $XXXX | $XXXX | $XXXX | $XXXX | $XXXX | $XXXX | $XXXX | $XXXX | $XXXX | $XXXX
MWh | 547 | Ferndale | $XXXX | $XXXX | $XXXX | $XXXX | $XXXX | $XXXX | $XXXX | $XXXX | $XXXX | $XXXX | $XXXX | $XXXX | $XXXX | $XXXX | $XXXX | $XXXX | $XXXX | $XXXX | $XXXX | $XXXX | $XXXX | $XXXX | $XXXX | $XXXX | $XXXX | $XXXX | $XXXX
MWh | 548 | Crystal Mountain | $XXXX | $XXXX | $XXXX | $XXXX | $XXXX | $XXXX | $XXXX | $XXXX | $XXXX | $XXXX | $XXXX | $XXXX | $XXXX | $XXXX | $XXXX | $XXXX | $XXXX | $XXXX | $XXXX | $XXXX | $XXXX | $XXXX | $XXXX | $XXXX | $XXXX | $XXXX | $XXXX
MWh | 555 | Centralia coal PPA | $XXXX | $XXXX | $XXXX | $XXXX | $XXXX | $XXXX | $XXXX | $XXXX | $XXXX | $XXXX | $XXXX | $XXXX | $XXXX | $XXXX | $XXXX | $XXXX | $XXXX | $XXXX | $XXXX | $XXXX | $XXXX | $XXXX | $XXXX | $XXXX | $XXXX | $XXXX | $XXXX
MWh | 555WS | Lund Hill solar PPA | $XXXX | $XXXX | $XXXX | $XXXX | $XXXX | $XXXX | $XXXX | $XXXX | $XXXX | $XXXX | $XXXX | $XXXX | $XXXX | $XXXX | $XXXX | $XXXX | $XXXX | $XXXX | $XXXX | $XXXX | $XXXX | $XXXX | $XXXX | $XXXX | $XXXX | $XXXX | $XXXX
MWh | 555WS | Skookumchuck wind PPA | $XXXX | $XXXX | $XXXX | $XXXX | $XXXX | $XXXX | $XXXX | $XXXX | $XXXX | $XXXX | $XXXX | $XXXX | $XXXX | $XXXX | $XXXX | $XXXX | $XXXX | $XXXX | $XXXX | $XXXX | $XXXX | $XXXX | $XXXX | $XXXX | $XXXX | $XXXX | $XXXX
MWh | 555WS | Hopkins Ridge wind | $XXXX | $XXXX | $XXXX | $XXXX | $XXXX | $XXXX | $XXXX | $XXXX | $XXXX | $XXXX | $XXXX | $XXXX | $XXXX | $XXXX | $XXXX | $XXXX | $XXXX | $XXXX | $XXXX | $XXXX | $XXXX | $XXXX | $XXXX | $XXXX | $XXXX | $XXXX | $XXXX
MWh | 555WS | Wild Horse wind | $XXXX | $XXXX | $XXXX | $XXXX | $XXXX | $XXXX | $XXXX | $XXXX | $XXXX | $XXXX | $XXXX | $XXXX | $XXXX | $XXXX | $XXXX | $XXXX | $XXXX | $XXXX | $XXXX | $XXXX | $XXXX | $XXXX | $XXXX | $XXXX | $XXXX | $XXXX | $XXXX
MWh | 555WS | Wild Horse Expansion wind | $XXXX | $XXXX | $XXXX | $XXXX | $XXXX | $XXXX | $XXXX | $XXXX | $XXXX | $XXXX | $XXXX | $XXXX | $XXXX | $XXXX | $XXXX | $XXXX | $XXXX | $XXXX | $XXXX | $XXXX | $XXXX | $XXXX | $XXXX | $XXXX | $XXXX | $XXXX | $XXXX
MWh | 555WS | Lower Snake River wind | $XXXX | $XXXX | $XXXX | $XXXX | $XXXX | $XXXX | $XXXX | $XXXX | $XXXX | $XXXX | $XXXX | $XXXX | $XXXX | $XXXX | $XXXX | $XXXX | $XXXX | $XXXX | $XXXX | $XXXX | $XXXX | $XXXX | $XXXX | $XXXX | $XXXX | $XXXX | $XXXX
MWh | 555WS | Klondike IIII wind PPA | $XXXX | $XXXX | $XXXX | $XXXX | $XXXX | $XXXX | $XXXX | $XXXX | $XXXX | $XXXX | $XXXX | $XXXX | $XXXX | $XXXX | $XXXX | $XXXX | $XXXX | $XXXX | $XXXX | $XXXX | $XXXX | $XXXX | $XXXX | $XXXX | $XXXX | $XXXX | $XXXX
MWh | 555H | Electron hydro PPA | $XXXX | $XXXX | $XXXX | $XXXX | $XXXX | $XXXX | $XXXX | $XXXX | $XXXX | $XXXX | $XXXX | $XXXX | $XXXX | $XXXX | $XXXX | $XXXX | $XXXX | $XXXX | $XXXX | $XXXX | $XXXX | $XXXX | $XXXX | $XXXX | $XXXX | $XXXX | $XXXX
MWh | 555 | Baker Replacement | 0 | 0 | 0 | 0 | 0 | 0 | 1749.0278 | 1749.7742 | 1749.5483 | 1750 | 0 | 0 | 6998.3503 | 0 | 0 | 0 | 0 | 0 | 0 | 1749.0278 | 1749.7742 | 1749.5483 | 1750 | 0 | 0 | 6998.3503 | 0
MWh | 555 | Glacier Battery Storage | $XXXX | $XXXX | $XXXX | $XXXX | $XXXX | $XXXX | $XXXX | $XXXX | $XXXX | $XXXX | $XXXX | $XXXX | $XXXX | $XXXXX | $XXXXX | $XXXXX | $XXXXX | $XXXXX | $XXXXX | $XXXXX | $XXXXX | $XXXXX | $XXXXX | $XXXXX | $XXXXX | $XXXXX | $XXXXX
MWh | 555 | PG&E Exchange | 0 | -49128.6074 | -110376.16 | -134738.2812 | -118756.9459 | 0 | 126723.5338 | 181277.836 | 58801.3984 | 46197.2412 | 0 | 0 | 0.0149 | 0 | -49128.6074 | -110376.16 | -134738.2812 | -118756.9459 | 0 | 126723.5338 | 181277.836 | 58801.3984 | 46197.2412 | 0 | 0 | 0.0149 | 0
MWh | 555 | Point Roberts (BC Hydro) | 1355.9135 | 1201.3525 | 1327.2655 | 1317.6569 | 1239.187 | 1479.2754 | 2062.8599 | 2541.9724 | 2499.4453 | 2081.7146 | 2033.7559 | 1585.3052 | 20725.704 | 1355.9135 | 1201.3525 | 1327.2655 | 1317.6569 | 1239.187 | 1479.2754 | 2062.8599 | 2541.9724 | 2499.4453 | 2081.7146 | 2033.7559 | 1585.3052 | 20725.704 | 0
MWh | 555H | QF Koma Kulshan | 5946.0786 | 7586.3804 | 5468.5107 | 2269.3088 | 1452.7919 | 2918.5564 | 4051.8857 | 2643.7903 | 2417.863 | 1534.6539 | 1437.4067 | 2278.7969 | 40006.0234 | 5946.0786 | 7586.3804 | 5468.5107 | 2269.3088 | 1452.7919 | 2918.5564 | 4051.8857 | 2643.7903 | 2417.863 | 1534.6539 | 1437.4067 | 2278.7969 | 40006.0234 | 0
MWh | 555H | QF Twin Falls | 11654.1152 | 9860.407 | 3448.3245 | 377.8963 | 459.1007 | 2670.2024 | 6785.943 | 7299.753 | 7550.5264 | 6169.6103 | 6954.4414 | 8760.83 | 71991.1502 | 11654.1152 | 9860.407 | 3448.3245 | 377.8963 | 459.1007 | 2670.2024 | 6785.943 | 7299.753 | 7550.5264 | 6169.6103 | 6954.4414 | 8760.83 | 71991.1502 | 0
MWh | 555H | QF Weeks Falls | 2243.3298 | 2073.2708 | 670.7556 | 67.2999 | 60.787 | 477.8292 | 1267.8431 | 1301.1312 | 1242.8047 | 1009.0642 | 1092.5016 | 1736.7714 | 13243.3885 | 2243.3298 | 2073.2708 | 670.7556 | 67.2999 | 60.787 | 477.8292 | 1267.8431 | 1301.1312 | 1242.8047 | 1009.0642 | 1092.5016 | 1736.7714 | 13243.3885 | 0
MWh | 555 | Schedule 91 contracts | 20889.11 | 20609.207 | 21424.7285 | 20310.6426 | 17665.0332 | 16175.67 | 14990.3984 | 14161.7451 | 15059.4385 | 14181.708 | 17198.5645 | 18631.0879 | 211297.3337 | 20889.11 | 20609.207 | 21424.7285 | 20310.6426 | 17665.0332 | 16175.67 | 14990.3984 | 14161.7451 | 15059.4385 | 14181.708 | 17198.5645 | 18631.0879 | 211297.3337 | 0
MWh | 447 | PSE Hedges Sales | $XXXX | $XXXX | $XXXX | $XXXX | $XXXX | $XXXX | $XXXX | $XXXX | $XXXX | $XXXX | $XXXX | $XXXX | $XXXX | $XXXX | $XXXX | $XXXX | $XXXX | $XXXX | $XXXX | $XXXX | $XXXX | $XXXX | $XXXX | $XXXX | $XXXX | $XXXX | $XXXX
MWh | 555 | PSE Hedges Purchases | $XXXX | $XXXX | $XXXX | $XXXX | $XXXX | $XXXX | $XXXX | $XXXX | $XXXX | $XXXX | $XXXX | $XXXX | $XXXX | $XXXX | $XXXX | $XXXX | $XXXX | $XXXX | $XXXX | $XXXX | $XXXX | $XXXX | $XXXX | $XXXX | $XXXX | $XXXX | $XXXX
MWh | 555MP | Market Purchases | $XXXX | $XXXX | $XXXX | $XXXX | $XXXX | $XXXX | $XXXX | $XXXX | $XXXX | $XXXX | $XXXX | $XXXX | $XXXX | $XXXX | $XXXX | $XXXX | $XXXX | $XXXX | $XXXX | $XXXX | $XXXX | $XXXX | $XXXX | $XXXX | $XXXX | $XXXX | $XXXX
MWh | 447 | Market Sales | $XXXX | $XXXX | $XXXX | $XXXX | $XXXX | $XXXX | $XXXX | $XXXX | $XXXX | $XXXX | $XXXX | $XXXX | $XXXX | $XXXX | $XXXX | $XXXX | $XXXX | $XXXX | $XXXX | $XXXX | $XXXX | $XXXX | $XXXX | $XXXX | $XXXX | $XXXX | $XXXX
MWh |  | Total | $XXXX | $XXXX | $XXXX | $XXXX | $XXXX | $XXXX | $XXXX | $XXXX | $XXXX | $XXXX | $XXXX | $XXXX | 23152655 | $XXXX | $XXXX | $XXXX | $XXXX | $XXXX | $XXXX | $XXXX | $XXXX | $XXXX | $XXXX | $XXXX | $XXXX | 23152655 | 0.085985
|  | Subtotal AURORA Energy | $XXXX | $XXXX | $XXXX | $XXXX | $XXXX | $XXXX | $XXXX | $XXXX | $XXXX | $XXXX | $XXXX | $XXXX | 23152654.6737 | $XXXX | $XXXX | $XXXX | $XXXX | $XXXX | $XXXX | $XXXX | $XXXX | $XXXX | $XXXX | $XXXX | $XXXX | 23152654.5877 | 0.085985
|  | check | 0.025919 | -0.0057969 | -0.041323 | -0.046354 | -0.049735 | -0.05365 | -0.0033978 | 0.0025089 | -0.074443 | -0.028625 | -0.10319 | 0.031856 | 0 | -0.19036 | -0.093715 | -0.33577 | -0.11441 | 0.31313 | 0.14268 | 0.35469 | 0.065998 | 0.20169 | 0.070066 | -0.14594 | 0.095496 | 0.36355 | -0.36355
Rate year: May 2020 through April 2021
Gas price date: 12/05/2019
REDACTED VERSION
REDACTED VERSION

## Exh. PKW-44C (R)
Puget Sound Energy
Skookumchuck Wind Balancing Costs
2019 GRC Rebuttal Power Cost Update
| 2020-05-01 | 2020-06-01 | 2020-07-01 | 2020-08-01 | 2020-09-01 | 2020-10-01 | 2020-11-01 | 2020-12-01 | 2021-01-01 | 2021-02-01 | 2021-03-01 | 2021-04-01 | 2019 GRC Rebuttal Update | 2019 GRC Proposed | Increase / (Decrease)
Skookumchuck wind PPA | $XXXXX | $XXXXX | $XXXXX | $XXXXX | $XXXXX | $XXXXX | $XXXXX | $XXXXX | $XXXXX | $XXXXX | $XXXXX | $XXXXX | $XXXXX | $XXXXX | $XXXXX
Volume Profile | 2020-05-01: Units; 2020-06-01: Value; 2020-07-01: Notes
Capacity | 2020-05-01: MW; 2020-06-01: 136.8; 2020-07-01: Nameplate rating
Capacity factor | 2020-05-01: %; 2020-06-01: XX.X%; 2020-07-01: RY MWh / (nameplate rating*8760 hr/yr)
RY MWh | 2020-05-01: MWh; 2020-06-01: XXX,XXX; 2020-07-01: AURORA model
Regulation & Frequency Response | 2020-05-01: $/kW-month; 2020-06-01: 1.55; 2020-07-01: PSEI_Current_OATT_Prices_2018_12_13
Rate year: May 2020 through April 2021
REDACTED VERSION

## Exh. PKW-45C (R)
Puget Sound Energy
Day-ahead Wind Integration Costs
2019 GRC Rebuttal Power Cost Update
Total day-ahead wind integration cost |  | 2020-05-01 | 2020-06-01 | 2020-07-01 | 2020-08-01 | 2020-09-01 | 2020-10-01 | 2020-11-01 | 2020-12-01 | 2021-01-01 | 2021-02-01 | 2021-03-01 | 2021-04-01 | 2019 GRC Rebuttal Update | 2019 GRC Proposed | Increase / (Decrease)
$ | Skookumchuck wind PPA | $XXXXX | $XXXXX | $XXXXX | $XXXXX | $XXXXX | $XXXXX | $XXXXX | $XXXXX | $XXXXX | $XXXXX | $XXXXX | $XXXXX | $XXXXX | $XXXXX | $XXXXX
$ | Hopkins Ridge wind | $XXXXX | $XXXXX | $XXXXX | $XXXXX | $XXXXX | $XXXXX | $XXXXX | $XXXXX | $XXXXX | $XXXXX | $XXXXX | $XXXXX | $XXXXX | $XXXXX | $XXXXX
$ | Wild Horse wind | $XXXXX | $XXXXX | $XXXXX | $XXXXX | $XXXXX | $XXXXX | $XXXXX | $XXXXX | $XXXXX | $XXXXX | $XXXXX | $XXXXX | $XXXXX | $XXXXX | $XXXXX
$ | Wild Horse Expansion wind | $XXXXX | $XXXXX | $XXXXX | $XXXXX | $XXXXX | $XXXXX | $XXXXX | $XXXXX | $XXXXX | $XXXXX | $XXXXX | $XXXXX | $XXXXX | $XXXXX | $XXXXX
$ | Lower Snake River wind | $XXXXX | $XXXXX | $XXXXX | $XXXXX | $XXXXX | $XXXXX | $XXXXX | $XXXXX | $XXXXX | $XXXXX | $XXXXX | $XXXXX | $XXXXX | $XXXXX | $XXXXX
$ | Klondike IIII wind PPA | $XXXXX | $XXXXX | $XXXXX | $XXXXX | $XXXXX | $XXXXX | $XXXXX | $XXXXX | $XXXXX | $XXXXX | $XXXXX | $XXXXX | $XXXXX | $XXXXX | $XXXXX
$ | Total DA wind integration cost | $XXXXX | $XXXXX | $XXXXX | $XXXXX | $XXXXX | $XXXXX | $XXXXX | $XXXXX | $XXXXX | $XXXXX | $XXXXX | $XXXXX | $XXXXX | $XXXXX | $XXXXX
Rate year generation
MWh | Skookumchuck wind PPA | XXXXX | XXXXX | XXXXX | XXXXX | XXXXX | XXXXX | XXXXX | XXXXX | XXXXX | XXXXX | XXXXX | XXXXX | XXXXX | XXXXX | XXXXX
MWh | Hopkins Ridge wind | XXXXX | XXXXX | XXXXX | XXXXX | XXXXX | XXXXX | XXXXX | XXXXX | XXXXX | XXXXX | XXXXX | XXXXX | XXXXX | XXXXX | XXXXX
MWh | Wild Horse wind | XXXXX | XXXXX | XXXXX | XXXXX | XXXXX | XXXXX | XXXXX | XXXXX | XXXXX | XXXXX | XXXXX | XXXXX | XXXXX | XXXXX | XXXXX
MWh | Wild Horse Expansion wind | XXXXX | XXXXX | XXXXX | XXXXX | XXXXX | XXXXX | XXXXX | XXXXX | XXXXX | XXXXX | XXXXX | XXXXX | XXXXX | XXXXX | XXXXX
MWh | Lower Snake River wind | XXXXX | XXXXX | XXXXX | XXXXX | XXXXX | XXXXX | XXXXX | XXXXX | XXXXX | XXXXX | XXXXX | XXXXX | XXXXX | XXXXX | XXXXX
MWh | Klondike IIII wind PPA | XXXXX | XXXXX | XXXXX | XXXXX | XXXXX | XXXXX | XXXXX | XXXXX | XXXXX | XXXXX | XXXXX | XXXXX | XXXXX | XXXXX | XXXXX
MWh | Total wind generation | XXXXX | XXXXX | XXXXX | XXXXX | XXXXX | XXXXX | XXXXX | XXXXX | XXXXX | XXXXX | XXXXX | XXXXX | XXXXX | XXXXX | XXXXX
Day-ahead wind integration cost per MWh
$/MWh | Skookumchuck wind PPA | $XXXXX | $XXXXX | $XXXXX | $XXXXX | $XXXXX | $XXXXX | $XXXXX | $XXXXX | $XXXXX | $XXXXX | $XXXXX | $XXXXX | $XXXXX | $XXXXX | $XXXXX
$/MWh | Hopkins Ridge wind | $XXXXX | $XXXXX | $XXXXX | $XXXXX | $XXXXX | $XXXXX | $XXXXX | $XXXXX | $XXXXX | $XXXXX | $XXXXX | $XXXXX | $XXXXX | $XXXXX | $XXXXX
$/MWh | Wild Horse wind | $XXXXX | $XXXXX | $XXXXX | $XXXXX | $XXXXX | $XXXXX | $XXXXX | $XXXXX | $XXXXX | $XXXXX | $XXXXX | $XXXXX | $XXXXX | $XXXXX | $XXXXX
$/MWh | Wild Horse Expansion wind | $XXXXX | $XXXXX | $XXXXX | $XXXXX | $XXXXX | $XXXXX | $XXXXX | $XXXXX | $XXXXX | $XXXXX | $XXXXX | $XXXXX | $XXXXX | $XXXXX | $XXXXX
$/MWh | Lower Snake River wind | $XXXXX | $XXXXX | $XXXXX | $XXXXX | $XXXXX | $XXXXX | $XXXXX | $XXXXX | $XXXXX | $XXXXX | $XXXXX | $XXXXX | $XXXXX | $XXXXX | $XXXXX
$/MWh | Klondike IIII wind PPA | $XXXXX | $XXXXX | $XXXXX | $XXXXX | $XXXXX | $XXXXX | $XXXXX | $XXXXX | $XXXXX | $XXXXX | $XXXXX | $XXXXX | $XXXXX | $XXXXX | $XXXXX
$/MWh | Weighted average | $XXXXX | $XXXXX | $XXXXX | $XXXXX | $XXXXX | $XXXXX | $XXXXX | $XXXXX | $XXXXX | $XXXXX | $XXXXX | $XXXXX | $XXXXX | $XXXXX | $XXXXX
Notes:
2019 GRC day ahead study provides a weighted average rate/MWh per project from 2007 to 2018. 2017 GRC day ahead study utilized the average annual total cost per project, not a rate per MWh.
For Skookumchuck, a new project, PSE used the weighted average rate/MWh for all of the existing projects
2017 GRC Settlement data for Wild Horse wind includes Wild Horse Expansion wind
2019 GRC day-ahead wind integration study summary results
Totals from 2007 (or start date) to 2018
| Project | 2020-05-01: Total generation (MWh); 2020-06-01: Total cost / (benefit) ($); 2020-07-01: $/MWh
| Hopkins | 2020-05-01: XXXXX; 2020-06-01: $XXXXX; 2020-07-01: $XXXXX
| Klondike | 2020-05-01: XXXXX; 2020-06-01: $XXXXX; 2020-07-01: $XXXXX
| LSR | 2020-05-01: XXXXX; 2020-06-01: $XXXXX; 2020-07-01: $XXXXX
| Wild Horse | 2020-05-01: XXXXX; 2020-06-01: $XXXXX; 2020-07-01: $XXXXX
| Grand Total | 2020-05-01: XXXXX; 2020-06-01: $XXXXX; 2020-07-01: $XXXXX
Rate year: May 2020 through April 2021
REDACTED VERSION

## Exh. PKW-46C (R)
Puget Sound Energy
Colstrip Fixed Fuel Costs
2019 GRC Rebuttal Power Cost Update
Colstrip Units 1 & 2
PSE share of costs ($ in thousands) |  | 2020 | 2021 | 2019 GRC Rebuttal Update | 2019 GRC Proposed | Increase / (Decrease)
| months in rate year | 8 | 4
Fixed fuel charges:
Western Energy Co AOP:
| Total A&G and other fixed costs | $XXXX | $XXXX | $XXXX | $XXXX | $XXXX
| Over-riding royalties | $XXXX | $XXXX | $XXXX | $XXXX | $XXXX
| Production taxes | $XXXX | $XXXX | $XXXX | $XXXX | $XXXX
| Royalties (and prod tax on royalties) | $XXXX | $XXXX | $XXXX | $XXXX | $XXXX
| Credit for 2013 re-budget adjustment | $XXXX | $XXXX | $XXXX | $XXXX | $XXXX
| Total WEC fixed cost | $XXXX | $XXXX | $XXXX | $XXXX | $XXXX
Talen Business Plan:
| Propane (50146) | $XXXX | $XXXX | $XXXX | $XXXX | $XXXX
| Fuel-handling (50160, 50170) | $XXXX | $XXXX | $XXXX | $XXXX | $XXXX
| Fuel-handling-Maint (51210) | $XXXX | $XXXX | $XXXX | $XXXX | $XXXX
| Total Talen fixed cost |  |  |  |  | $XXXX
| PSE share of fixed costs | $XXXX | $XXXX | $XXXX | $XXXX | $XXXX
| Monthly fixed costs | $XXXX | $XXXX | $XXXX | $XXXX | $XXXX
Colstrip Units 3 & 4
PSE share of costs ($ in thousands) |  | 2020 | 2021 | 2019 GRC Rebuttal Update | 2019 GRC Proposed | Increase / (Decrease)
| months in rate year | 8 | 4
Fixed fuel charges:
Western Energy Co AOP:
| Fixed costs | $XXXX | $XXXX | $XXXX | $XXXX | $XXXX
| Over-riding royalties and return on investment | $XXXX | $XXXX | $XXXX | $XXXX | $XXXX
| Production taxes | $XXXX | $XXXX | $XXXX | $XXXX | $XXXX
| Royalties (and prod tax on royalties) | $XXXX | $XXXX | $XXXX | $XXXX | $XXXX
| Total WEC fixed cost | $XXXX | $XXXX | $XXXX | $XXXX | $XXXX
Talen Business Plan:
| Diesel (50143) | $XXXX | $XXXX | $XXXX | $XXXX | $XXXX
| Total Talen fixed cost | $XXXX | $XXXX | $XXXX | $XXXX | $XXXX
| PSE share of fixed costs | $XXXX | $XXXX | $XXXX | $XXXX | $XXXX
| Monthly fixed costs | $XXXX | $XXXX | $XXXX | $XXXX | $XXXX
Rate year: May 2020 through April 2021
REDACTED VERSION

## Exh. PKW-47C (R)
Puget Sound Energy
Mid Columbia Contracts Costs
2019 GRC Rebuttal Power Cost Update
| 31 | 30 | 31 | 31 | 30 | 31 | 30 | 31 | 31 | 28 | 31 | 31 | 2019 GRC Rebuttal Update | 2019 GRC Proposed | Increase / (Decrease)
| 2020-05-01 | 2020-06-01 | 2020-07-01 | 2020-08-01 | 2020-09-01 | 2020-10-01 | 2020-11-01 | 2020-12-01 | 2021-01-01 | 2021-02-01 | 2021-03-01 | 2021-04-01
Chelan PUD Rocky Reach
O&M charges | XXXXX | XXXXX | XXXXX | XXXXX | XXXXX | XXXXX | XXXXX | XXXXX | XXXXX | XXXXX | XXXXX | XXXXX | XXXXX | XXXXX | XXXXX
Debt-related charges | XXXXX | XXXXX | XXXXX | XXXXX | XXXXX | XXXXX | XXXXX | XXXXX | XXXXX | XXXXX | XXXXX | XXXXX | XXXXX | XXXXX | XXXXX
Other contract charges | XXXXX | XXXXX | XXXXX | XXXXX | XXXXX | XXXXX | XXXXX | XXXXX | XXXXX | XXXXX | XXXXX | XXXXX | XXXXX | XXXXX | XXXXX
Total Rocky Reach cost (FERC 555) | XXXXX | XXXXX | XXXXX | XXXXX | XXXXX | XXXXX | XXXXX | XXXXX | XXXXX | XXXXX | XXXXX | XXXXX | XXXXX | XXXXX | XXXXX
Chelan PUD Rock Island
O&M charges | XXXXX | XXXXX | XXXXX | XXXXX | XXXXX | XXXXX | XXXXX | XXXXX | XXXXX | XXXXX | XXXXX | XXXXX | XXXXX | XXXXX | XXXXX
Debt-related charges | XXXXX | XXXXX | XXXXX | XXXXX | XXXXX | XXXXX | XXXXX | XXXXX | XXXXX | XXXXX | XXXXX | XXXXX | XXXXX | XXXXX | XXXXX
Other contract charges | XXXXX | XXXXX | XXXXX | XXXXX | XXXXX | XXXXX | XXXXX | XXXXX | XXXXX | XXXXX | XXXXX | XXXXX | XXXXX | XXXXX | XXXXX
Total Rock Island cost (FERC 555) | XXXXX | XXXXX | XXXXX | XXXXX | XXXXX | XXXXX | XXXXX | XXXXX | XXXXX | XXXXX | XXXXX | XXXXX | XXXXX | XXXXX | XXXXX
Chelan Transmission System charges (FERC 565) | XXXXX | XXXXX | XXXXX | XXXXX | XXXXX | XXXXX | XXXXX | XXXXX | XXXXX | XXXXX | XXXXX | XXXXX | XXXXX | XXXXX | XXXXX
Douglas PUD Wells Project
Long-term PPA fixed charges | XXXXX | XXXXX | XXXXX | XXXXX | XXXXX | XXXXX | XXXXX | XXXXX | XXXXX | XXXXX | XXXXX | XXXXX | XXXXX | XXXXX | XXXXX
Long-term PPA variable charges | XXXXX | XXXXX | XXXXX | XXXXX | XXXXX | XXXXX | XXXXX | XXXXX | XXXXX | XXXXX | XXXXX | XXXXX | XXXXX | XXXXX | XXXXX
Total long-term PPA cost | XXXXX | XXXXX | XXXXX | XXXXX | XXXXX | XXXXX | XXXXX | XXXXX | XXXXX | XXXXX | XXXXX | XXXXX | XXXXX | XXXXX | XXXXX
Wells Colville slice PPA cost | XXXXX | XXXXX | XXXXX | XXXXX | XXXXX | XXXXX | XXXXX | XXXXX | XXXXX | XXXXX | XXXXX | XXXXX | XXXXX | XXXXX | XXXXX
1963 Wells PPA O&M | XXXXX | XXXXX | XXXXX | XXXXX | XXXXX | XXXXX | XXXXX | XXXXX | XXXXX | XXXXX | XXXXX | XXXXX | XXXXX | XXXXX | XXXXX
1963 Wells PPA debt service | XXXXX | XXXXX | XXXXX | XXXXX | XXXXX | XXXXX | XXXXX | XXXXX | XXXXX | XXXXX | XXXXX | XXXXX | XXXXX | XXXXX | XXXXX
1963 Wells PPA Colville Stlmt debt | XXXXX | XXXXX | XXXXX | XXXXX | XXXXX | XXXXX | XXXXX | XXXXX | XXXXX | XXXXX | XXXXX | XXXXX | XXXXX | XXXXX | XXXXX
Total Douglas Wells cost (FERC 555) | XXXXX | XXXXX | XXXXX | XXXXX | XXXXX | XXXXX | XXXXX | XXXXX | XXXXX | XXXXX | XXXXX | XXXXX | XXXXX | XXXXX | XXXXX
Grant PUD Priest Rapids Project (WAN and PRD)
Additional Surplus Product O&M charges | XXXXX | XXXXX | XXXXX | XXXXX | XXXXX | XXXXX | XXXXX | XXXXX | XXXXX | XXXXX | XXXXX | XXXXX | XXXXX | XXXXX | XXXXX
Additional Surplus Product debt service charges | XXXXX | XXXXX | XXXXX | XXXXX | XXXXX | XXXXX | XXXXX | XXXXX | XXXXX | XXXXX | XXXXX | XXXXX | XXXXX | XXXXX | XXXXX
Reasonable Portion Costs | XXXXX | XXXXX | XXXXX | XXXXX | XXXXX | XXXXX | XXXXX | XXXXX | XXXXX | XXXXX | XXXXX | XXXXX | XXXXX | XXXXX | XXXXX
Reasonable Portion Revenue | XXXXX | XXXXX | XXXXX | XXXXX | XXXXX | XXXXX | XXXXX | XXXXX | XXXXX | XXXXX | XXXXX | XXXXX | XXXXX | XXXXX | XXXXX
Meaningful Priority cost | XXXXX | XXXXX | XXXXX | XXXXX | XXXXX | XXXXX | XXXXX | XXXXX | XXXXX | XXXXX | XXXXX | XXXXX | XXXXX | XXXXX | XXXXX
Total Grant cost (FERC 555) | XXXXX | XXXXX | XXXXX | XXXXX | XXXXX | XXXXX | XXXXX | XXXXX | XXXXX | XXXXX | XXXXX | XXXXX | XXXXX | XXXXX | XXXXX
[13 empty] | XXXXX | XXXXX | XXXXX
Rate year: May 2020 through April 2021
REDACTED VERSION

## Exh. PKW-48C (R)
Puget Sound Energy
BPA Transmission Costs
2019 GRC Rebuttal Power Cost Update
|  | 2020-05-01 | 2020-06-01 | 2020-07-01 | 2020-08-01 | 2020-09-01 | 2020-10-01 | 2020-11-01 | 2020-12-01 | 2021-01-01 | 2021-02-01 | 2021-03-01 | 2021-04-01 | 2019 GRC Rebuttal Update | 2019 GRC Proposed | Increase/ (Decrease)
CAPACITY
Integration of resources (IR)
45241 | Douglas / Wells (MW) | 0 | 0 | 0 | 0 | 0 | 0 | 0 | 0 | 0 | 0 | 0 | 0 | 0 | 0 | 0
| Total IR | 0 | 0 | 0 | 0 | 0 | 0 | 0 | 0 | 0 | 0 | 0 | 0 | 0 | 0 | 0
Point-to-point (PTP)
12195 | Grant Priest Rapids / Midway (MW) | 5 | 5 | 5 | 5 | 5 | 5 | 5 | 5 | 5 | 5 | 5 | 5 | 5 | 5 | 0
12195 | Grant Priest Rapids / Midway (MW) | 100 | 100 | 100 | 100 | 100 | 100 | 100 | 100 | 100 | 100 | 100 | 100 | 100 | 100 | 0
12195 | Grant Priest Rapids / Midway (MW) | 150 | 150 | 150 | 150 | 150 | 150 | 150 | 150 | 150 | 150 | 150 | 150 | 150 | 150 | 0
12195 | Rock Island (MW) | 400 | 400 | 400 | 400 | 400 | 400 | 400 | 400 | 400 | 400 | 400 | 400 | 400 | 400 | 0
12195 | Rocky Reach (MW) | 160 | 160 | 160 | 160 | 160 | 160 | 160 | 160 | 160 | 160 | 160 | 160 | 160 | 160 | 0
12195 | Rocky Reach (MW) | 200 | 200 | 200 | 200 | 200 | 200 | 200 | 200 | 200 | 200 | 200 | 200 | 200 | 200 | 0
12195 | Wanapum / Vantage (MW) | 120 | 120 | 120 | 120 | 120 | 120 | 120 | 120 | 120 | 120 | 120 | 120 | 120 | 120 | 0
12195 | Wanapum / Vantage (MW) | 5 | 5 | 5 | 5 | 5 | 5 | 5 | 5 | 5 | 5 | 5 | 5 | 5 | 5 | 0
12195 | Wanapum / Vantage (MW) | 100 | 100 | 100 | 100 | 100 | 100 | 100 | 100 | 100 | 100 | 100 | 100 | 100 | 100 | 0
12195 | Wanapum / Vantage (MW) | 169 | 169 | 169 | 169 | 169 | 169 | 169 | 169 | 169 | 169 | 169 | 169 | 169 | 169 | 0
12195 | Wanapum / Vantage / MIDCREMOTE (MW) | 23 | 23 | 23 | 23 | 23 | 23 | 23 | 23 | 23 | 23 | 23 | 23 | 23 | 23 | 0
12195 | Wanapum / Vantage (redirect from HR, MW) | 3 | 3 | 3 | 3 | 3 | 3 | 3 | 3 | 3 | 3 | 3 | 3 | 3 | 3 | 0
NEW | Vantage MIDC 230kV (MW) | 50 | 50 | 50 | 50 | 50 | 50 | 50 | 50 | 50 | 50 | 50 | 50 | 50 | 50 | 0
NEW | Vantage Energize Eastside (MW) | 50 | 50 | 50 | 50 | 50 | 50 | 50 | 50 | 50 | 50 | 50 | 50 | 50 | 50 | 0
12195 | Douglas / Wells (converted from IR, MW) | 266 | 266 | 266 | 266 | 266 | 266 | 266 | 266 | 266 | 266 | 266 | 266 | 266 | 266 | 0
NEW | Wells / Sickler (MW) | 50 | 50 | 50 | 50 | 50 | 50 | 50 | 50 | 50 | 50 | 50 | 50 | 50 | 50 | 0
12195 | Spokane (MW) | 0 | 0 | 0 | 0 | 0 | 0 | 0 | 0 | 0 | 0 | 0 | 0 | 0 | 0 | 0
NEW | Klahanie / Newpoint (9/1/2018 - 9/1/2023, MW) | 30 | 30 | 30 | 30 | 30 | 30 | 30 | 30 | 30 | 30 | 30 | 30 | 30 | 30 | 0
12195 | Montana / Garrison (MW) | 94 | 94 | 94 | 94 | 94 | 94 | 94 | 94 | 94 | 94 | 94 | 94 | 94 | 94 | 0
12195 | Covington / Clymer (MW) | 5 | 5 | 5 | 5 | 5 | 5 | 5 | 5 | 5 | 5 | 5 | 5 | 5 | 5 | 0
12195 | PG&E South (non-contract months, MW) | 300 | 0 | 0 | 0 | 0 | 300 | 300 | 300 | 300 | 300 | 300 | 300 | 200 | 200 | 0
12195 | PG&E North (non-contract months, MW) | 300 | 300 | 300 | 300 | 300 | 300 | 0 | 0 | 0 | 0 | 300 | 300 | 200 | 200 | 0
12195 | CW Paul /Centralia (MW) | 100 | 100 | 100 | 100 | 100 | 100 | 100 | 100 | 100 | 100 | 100 | 100 | 100 | 100 | 0
11539 | Freddy 1 (MW) | 137 | 137 | 137 | 137 | 137 | 137 | 137 | 137 | 137 | 137 | 137 | 137 | 137 | 137 | 0
12195 | Hopkins Ridge (MW) | 154 | 154 | 154 | 154 | 154 | 154 | 154 | 154 | 154 | 154 | 154 | 154 | 154 | 154 | 0
12195 | LSR (original, MW) | 200 | 200 | 200 | 200 | 200 | 200 | 200 | 200 | 200 | 200 | 200 | 200 | 200 | 200 | 0
12195 | LSR (June 2012 addition, MW) | 50 | 50 | 50 | 50 | 50 | 50 | 50 | 50 | 50 | 50 | 50 | 50 | 50 | 50 | 0
12195 | LSR (January 2016 increase, MW) | 90 | 90 | 90 | 90 | 90 | 90 | 90 | 90 | 90 | 90 | 90 | 90 | 90 | 90 | 0
12195 | Klondike PPA (MW) | 50 | 50 | 50 | 50 | 50 | 50 | 50 | 50 | 50 | 50 | 50 | 50 | 50 | 50 | 0
12195 | Goldendale (MW) | 250 | 250 | 250 | 250 | 250 | 250 | 250 | 250 | 250 | 250 | 250 | 250 | 250 | 250 | 0
12195 | Goldendale (MW) | 20 | 20 | 20 | 20 | 20 | 20 | 20 | 20 | 20 | 20 | 20 | 20 | 20 | 20 | 0
NEW | Goldendale (MW) | 27 | 27 | 27 | 27 | 27 | 27 | 27 | 27 | 27 | 27 | 27 | 27 | 27 | 27 | 0
12195 | Mint Farm (MW) | 293 | 293 | 293 | 293 | 293 | 293 | 293 | 293 | 293 | 293 | 293 | 293 | 293 | 293 | 0
12195 | Mint Farm (MW) | 27 | 27 | 27 | 27 | 27 | 27 | 27 | 27 | 27 | 27 | 27 | 27 | 27 | 27 | 0
12195 | Mint Farm (station service, MW) | 8 | 8 | 8 | 8 | 8 | 8 | 8 | 8 | 8 | 8 | 8 | 8 | 8 | 8 | 0
12195 | PG&E South (contract months, MW) | 0 | 300 | 300 | 300 | 300 | 0 | 0 | 0 | 0 | 0 | 0 | 0 | 100 | 100 | 0
12195 | PG&E North (contract months, MW) | 0 | 0 | 0 | 0 | 0 | 0 | 300 | 300 | 300 | 300 | 0 | 0 | 100 | 100 | 0
12195 | Colstrip GARR-CHR demand (MW) | 663 | 663 | 663 | 663 | 663 | 663 | 663 | 663 | 663 | 663 | 663 | 663 | 663 | 663 | 0
| Total PTP (MW) | 4649 | 4649 | 4649 | 4649 | 4649 | 4649 | 4649 | 4649 | 4649 | 4649 | 4649 | 4649 | 4649 | 4649 | 0
| Total long-term transmission capacity (MW) | 4649 | 4649 | 4649 | 4649 | 4649 | 4649 | 4649 | 4649 | 4649 | 4649 | 4649 | 4649 | 4649 | 4649 | 0
End Capacity |  | 1140 | 1140 | 1140 | 1140 | 1140 | 1140 | 1140 | 1140 | 1140 | 1140 | 1140 | 1140
RATES
| Long-term PTP ($/kW/month) | 1.533 | 1.533 | 1.533 | 1.533 | 1.533 | 1.533 | 1.533 | 1.533 | 1.533 | 1.533 | 1.533 | 1.533 | 1.533 | 1.533 | 0
| Scheduling, syst. control, & dispatch ($/kW/month) | 0.317 | 0.317 | 0.317 | 0.317 | 0.317 | 0.317 | 0.317 | 0.317 | 0.317 | 0.317 | 0.317 | 0.317 | 0.317 | 0.317 | 0
| Energy Imbalance Service (calculated rate, $/MWh) | 0.1494 | 0.20674 | 0.46191 | 0.59229 | 0.5109 | 0.43457 | 0.40193 | 0.51768 | 0.44178 | 0.43074 | 0.37091 | 0.24789 | 0.39723 | 0.40943 | -0.012197
| Spinning Reserve ($/MWh) | 9.53 | 9.53 | 9.53 | 9.53 | 9.53 | 9.53 | 9.53 | 9.53 | 9.53 | 9.53 | 9.53 | 9.53 | 9.53 | 9.53 | 0
| Supplemental Reserve ($/MWh) | 8.32 | 8.32 | 8.32 | 8.32 | 8.32 | 8.32 | 8.32 | 8.32 | 8.32 | 8.32 | 8.32 | 8.32 | 8.32 | 8.32 | 0
| Regulating Reserves ($/kW/month) | 0.1 | 0.1 | 0.1 | 0.1 | 0.1 | 0.1 | 0.1 | 0.1 | 0.1 | 0.1 | 0.1 | 0.1 | 0.1 | 0.1 | 0
| Following Reserves ($/kW/month) | 0.4 | 0.4 | 0.4 | 0.4 | 0.4 | 0.4 | 0.4 | 0.4 | 0.4 | 0.4 | 0.4 | 0.4 | 0.4 | 0.4 | 0
| Imbalance Reserves ($/kW/month) | 0.43 | 0.43 | 0.43 | 0.43 | 0.43 | 0.43 | 0.43 | 0.43 | 0.43 | 0.43 | 0.43 | 0.43 | 0.43 | 0.43 | 0
| Klondike III VERBS ($/kW/month) | 1.09 | 1.09 | 1.09 | 1.09 | 1.09 | 1.09 | 1.09 | 1.09 | 1.09 | 1.09 | 1.09 | 1.09 | 1.09 | 1.09 | 0
End Rates
CHARGES
|  | 744 | 720 | 744 | 744 | 720 | 744 | 720 | 744 | 744 | 672 | 744 | 720
| Total Douglas/Wells IR charges ($) | 0 | 0 | 0 | 0 | 0 | 0 | 0 | 0 | 0 | 0 | 0 | 0 | 0 | 0 | 0
12195 | Priest Rapids / Midway (MW) | 255 | 255 | 255 | 255 | 255 | 255 | 255 | 255 | 255 | 255 | 255 | 255 | 255 | 255 | 0
| Long-term PTP charges ($) | 390915 | 390915 | 390915 | 390915 | 390915 | 390915 | 390915 | 390915 | 390915 | 390915 | 390915 | 390915 | 4690980 | 4690980 | 0
| Scheduling & dispatch charges ($) | 80835 | 80835 | 80835 | 80835 | 80835 | 80835 | 80835 | 80835 | 80835 | 80835 | 80835 | 80835 | 970020 | 970020 | 0
| Total Priest Rapids / Midway charges ($) | 471750 | 471750 | 471750 | 471750 | 471750 | 471750 | 471750 | 471750 | 471750 | 471750 | 471750 | 471750 | 5661000 | 5661000 | 0
12195 | Rock Island (MW) | 400 | 400 | 400 | 400 | 400 | 400 | 400 | 400 | 400 | 400 | 400 | 400 | 400 | 400 | 0
| Long-term PTP charges ($) | 613200 | 613200 | 613200 | 613200 | 613200 | 613200 | 613200 | 613200 | 613200 | 613200 | 613200 | 613200 | 7358400 | 7358400 | 0
| Scheduling & dispatch charges ($) | 126800 | 126800 | 126800 | 126800 | 126800 | 126800 | 126800 | 126800 | 126800 | 126800 | 126800 | 126800 | 1521600 | 1521600 | 0
| Total Rock Island charges ($) | 740000 | 740000 | 740000 | 740000 | 740000 | 740000 | 740000 | 740000 | 740000 | 740000 | 740000 | 740000 | 8880000 | 8880000 | 0
0
12195 | Rocky Reach (MW) | 360 | 360 | 360 | 360 | 360 | 360 | 360 | 360 | 360 | 360 | 360 | 360 | 360 | 360 | 0
| Long-term PTP charges ($) | 551880 | 551880 | 551880 | 551880 | 551880 | 551880 | 551880 | 551880 | 551880 | 551880 | 551880 | 551880 | 6622560 | 6622560 | 0
| Scheduling & dispatch charges ($) | 114120 | 114120 | 114120 | 114120 | 114120 | 114120 | 114120 | 114120 | 114120 | 114120 | 114120 | 114120 | 1369440 | 1369440 | 0
| Total Rocky Reach charges ($) | 666000 | 666000 | 666000 | 666000 | 666000 | 666000 | 666000 | 666000 | 666000 | 666000 | 666000 | 666000 | 7992000 | 7992000 | 0
0
12195 | Wanapum / Vantage (MW) | 520 | 520 | 520 | 520 | 520 | 520 | 520 | 520 | 520 | 520 | 520 | 520 | 520 | 520 | 0
| Long-term PTP charges ($) | 797160 | 797160 | 797160 | 797160 | 797160 | 797160 | 797160 | 797160 | 797160 | 797160 | 797160 | 797160 | 9565920 | 9565920 | 0
| Scheduling & dispatch charges ($) | 164840 | 164840 | 164840 | 164840 | 164840 | 164840 | 164840 | 164840 | 164840 | 164840 | 164840 | 164840 | 1978080 | 1978080 | 0
| Total Wanapum / Vantage charges ($) | 962000 | 962000 | 962000 | 962000 | 962000 | 962000 | 962000 | 962000 | 962000 | 962000 | 962000 | 962000 | 11544000 | 11544000 | 0
| Wells / Sickler (MW) | 316 | 316 | 316 | 316 | 316 | 316 | 316 | 316 | 316 | 316 | 316 | 316 | 316 | 316 | 0
12195 | Long-term PTP charges ($) | 484428 | 484428 | 484428 | 484428 | 484428 | 484428 | 484428 | 484428 | 484428 | 484428 | 484428 | 484428 | 5813136 | 5813136 | 0
| Scheduling & dispatch charges ($) | 100172 | 100172 | 100172 | 100172 | 100172 | 100172 | 100172 | 100172 | 100172 | 100172 | 100172 | 100172 | 1202064 | 1202064 | 0
| Total Wells / Sickler charges ($) | 584600 | 584600 | 584600 | 584600 | 584600 | 584600 | 584600 | 584600 | 584600 | 584600 | 584600 | 584600 | 7015200 | 7015200 | 0
12195 | Spokane (MW) | 0 | 0 | 0 | 0 | 0 | 0 | 0 | 0 | 0 | 0 | 0 | 0 | 0 | 0 | 0
| Long-term PTP charges ($) | 0 | 0 | 0 | 0 | 0 | 0 | 0 | 0 | 0 | 0 | 0 | 0 | 0 | 0 | 0
| Scheduling & dispatch charges ($) | 0 | 0 | 0 | 0 | 0 | 0 | 0 | 0 | 0 | 0 | 0 | 0 | 0 | 0 | 0
| Total Spokane charges ($) | 0 | 0 | 0 | 0 | 0 | 0 | 0 | 0 | 0 | 0 | 0 | 0 | 0 | 0 | 0
12195 | Montana / Garrison (MW) | 94 | 94 | 94 | 94 | 94 | 94 | 94 | 94 | 94 | 94 | 94 | 94 | 94 | 94 | 0
| Long-term PTP charges ($) | 144102 | 144102 | 144102 | 144102 | 144102 | 144102 | 144102 | 144102 | 144102 | 144102 | 144102 | 144102 | 1729224 | 1729224 | 0
| Scheduling & dispatch charges ($) | 29798 | 29798 | 29798 | 29798 | 29798 | 29798 | 29798 | 29798 | 29798 | 29798 | 29798 | 29798 | 357576 | 357576 | 0
| Total Montana / Garrison charges ($) | 173900 | 173900 | 173900 | 173900 | 173900 | 173900 | 173900 | 173900 | 173900 | 173900 | 173900 | 173900 | 2086800 | 2086800 | 0
0
| Klahanie / Newpoint (MW) | 30 | 30 | 30 | 30 | 30 | 30 | 30 | 30 | 30 | 30 | 30 | 30 | 30 | 30 | 0
NEW | Long-term PTP charges ($) | 45990 | 45990 | 45990 | 45990 | 45990 | 45990 | 45990 | 45990 | 45990 | 45990 | 45990 | 45990 | 551880 | 551880 | 0
NEW | Scheduling & dispatch charges ($) | 9510 | 9510 | 9510 | 9510 | 9510 | 9510 | 9510 | 9510 | 9510 | 9510 | 9510 | 9510 | 114120 | 114120 | 0
| Total Klahanie / Newpoint charges ($) | 55500 | 55500 | 55500 | 55500 | 55500 | 55500 | 55500 | 55500 | 55500 | 55500 | 55500 | 55500 | 666000 | 666000 | 0
12195 | Covington for Clymer (MW) | 5 | 5 | 5 | 5 | 5 | 5 | 5 | 5 | 5 | 5 | 5 | 5 | 5 | 5 | 0
| Long-term PTP charges ($) | 7665 | 7665 | 7665 | 7665 | 7665 | 7665 | 7665 | 7665 | 7665 | 7665 | 7665 | 7665 | 91980 | 91980 | 0
| Scheduling & dispatch charges ($) | 1585 | 1585 | 1585 | 1585 | 1585 | 1585 | 1585 | 1585 | 1585 | 1585 | 1585 | 1585 | 19020 | 19020 | 0
| Total Covington for Clymer charges ($) | 9250 | 9250 | 9250 | 9250 | 9250 | 9250 | 9250 | 9250 | 9250 | 9250 | 9250 | 9250 | 111000 | 111000 | 0
12195 | CW Paul / Centralia (MW) | 100 | 100 | 100 | 100 | 100 | 100 | 100 | 100 | 100 | 100 | 100 | 100 | 100 | 100 | 0
| Long-term PTP charges ($) | 153300 | 153300 | 153300 | 153300 | 153300 | 153300 | 153300 | 153300 | 153300 | 153300 | 153300 | 153300 | 1839600 | 1839600 | 0
| Scheduling & dispatch charges ($) | 31700 | 31700 | 31700 | 31700 | 31700 | 31700 | 31700 | 31700 | 31700 | 31700 | 31700 | 31700 | 380400 | 380400 | 0
| Total CW Paul /Centralia charges ($) | 185000 | 185000 | 185000 | 185000 | 185000 | 185000 | 185000 | 185000 | 185000 | 185000 | 185000 | 185000 | 2220000 | 2220000 | 0
| Total Mid-C and market purchases | 3848000 | 3848000 | 3848000 | 3848000 | 3848000 | 3848000 | 3848000 | 3848000 | 3848000 | 3848000 | 3848000 | 3848000 | 46176000 | 46176000 | 0
11539 | Freddy 1 (MW) | 137 | 137 | 137 | 137 | 137 | 137 | 137 | 137 | 137 | 137 | 137 | 137 | 137 | 137 | 0
| PTP Discount | -0.41238 | -0.41238 | -0.41238 | -0.41238 | -0.41238 | -0.41238 | -0.41238 | -0.41238 | -0.41238 | -0.41238 | -0.41238 | -0.41238 | -0.41238 | -0.41238 | 0
| Long-term PTP charges ($) | 153525.351 | 153525.351 | 153525.351 | 153525.351 | 153525.351 | 153525.351 | 153525.351 | 153525.351 | 153525.351 | 153525.351 | 153525.351 | 153525.351 | 1842304.212 | 1842304.212 | 0
| Scheduling & dispatch charges ($) | 43429 | 43429 | 43429 | 43429 | 43429 | 43429 | 43429 | 43429 | 43429 | 43429 | 43429 | 43429 | 521148 | 521148 | 0
| Total Freddy 1 charges ($) | 196954.351 | 196954.351 | 196954.351 | 196954.351 | 196954.351 | 196954.351 | 196954.351 | 196954.351 | 196954.351 | 196954.351 | 196954.351 | 196954.351 | 2363452.212 | 2363452.212 | 0
12195 | Goldendale (MW) | 297 | 297 | 297 | 297 | 297 | 297 | 297 | 297 | 297 | 297 | 297 | 297 | 297 | 297 | 0
| Long-term PTP charges ($) | 455301 | 455301 | 455301 | 455301 | 455301 | 455301 | 455301 | 455301 | 455301 | 455301 | 455301 | 455301 | 5463612 | 5463612 | 0
| Scheduling & dispatch charges ($) | 94149 | 94149 | 94149 | 94149 | 94149 | 94149 | 94149 | 94149 | 94149 | 94149 | 94149 | 94149 | 1129788 | 1129788 | 0
| Klickitat County PUD charges ($) | 111226.3586 | 111226.3586 | 112488.1449 | 112488.1449 | 112488.1449 | 112488.1449 | 112488.1449 | 112488.1449 | 112488.1449 | 112488.1449 | 112488.1449 | 112488.1449 | 1347334.1661 | 1347334.1661 | 0
| Total Goldendale charges ($) | 660676.3586 | 660676.3586 | 661938.1449 | 661938.1449 | 661938.1449 | 661938.1449 | 661938.1449 | 661938.1449 | 661938.1449 | 661938.1449 | 661938.1449 | 661938.1449 | 7940734.1661 | 7940734.1661 | 0
12195 | Mint Farm (MW) | 328 | 328 | 328 | 328 | 328 | 328 | 328 | 328 | 328 | 328 | 328 | 328 | 328 | 328 | 0
| Long-term PTP charges ($) | 502824 | 502824 | 502824 | 502824 | 502824 | 502824 | 502824 | 502824 | 502824 | 502824 | 502824 | 502824 | 6033888 | 6033888 | 0
| Scheduling & dispatch charges ($) | 103976 | 103976 | 103976 | 103976 | 103976 | 103976 | 103976 | 103976 | 103976 | 103976 | 103976 | 103976 | 1247712 | 1247712 | 0
| Total Mint Farm charges ($) | 606800 | 606800 | 606800 | 606800 | 606800 | 606800 | 606800 | 606800 | 606800 | 606800 | 606800 | 606800 | 7281600 | 7281600 | 0
| Total Gas Fired Generation | 1464430.7096 | 1464430.7096 | 1465692.4959 | 1465692.4959 | 1465692.4959 | 1465692.4959 | 1465692.4959 | 1465692.4959 | 1465692.4959 | 1465692.4959 | 1465692.4959 | 1465692.4959 | 17585786.3781 | 17585786.3781 | 0
12195 | PG&E South (MW) | 300 | 300 | 300 | 300 | 300 | 300 | 300 | 300 | 300 | 300 | 300 | 300 | 300 | 300 | 0
| PG&E North (MW) | 300 | 300 | 300 | 300 | 300 | 300 | 300 | 300 | 300 | 300 | 300 | 300 | 300 | 300 | 0
| Long-term PTP charges ($) | 919800 | 919800 | 919800 | 919800 | 919800 | 919800 | 919800 | 919800 | 919800 | 919800 | 919800 | 919800 | 11037600 | 11037600 | 0
| Scheduling & dispatch charges ($) | 190200 | 190200 | 190200 | 190200 | 190200 | 190200 | 190200 | 190200 | 190200 | 190200 | 190200 | 190200 | 2282400 | 2282400 | 0
| Total PG&E exchange charges ($) | 1110000 | 1110000 | 1110000 | 1110000 | 1110000 | 1110000 | 1110000 | 1110000 | 1110000 | 1110000 | 1110000 | 1110000 | 13320000 | 13320000 | 0
12195 | Colstrip GARR-CHR demand (MW) | 663 | 663 | 663 | 663 | 663 | 663 | 663 | 663 | 663 | 663 | 663 | 663 | 663 | 663 | 0
| Long-term PTP charges ($) | 1016379 | 1016379 | 1016379 | 1016379 | 1016379 | 1016379 | 1016379 | 1016379 | 1016379 | 1016379 | 1016379 | 1016379 | 12196548 | 12196548 | 0
| Scheduling & dispatch charges ($) | 210171 | 210171 | 210171 | 210171 | 210171 | 210171 | 210171 | 210171 | 210171 | 210171 | 210171 | 210171 | 2522052 | 2522052 | 0
90210 | TGT Firm Demand- MNT Intertie ($) | 406844 | 406844 | 406844 | 406844 | 406844 | 406844 | 406844 | 406844 | 406844 | 406844 | 406844 | 406844 | 4882128 | 4882128 | 0
| NWE Terminal Charge (230KV rent expense, $) | 12200 | 12200 | 12200 | 12200 | 12200 | 12200 | 12200 | 12200 | 12200 | 12200 | 12200 | 12200 | 146400 | 146400 | 0
| NWE "BPA Line Comp" (500KV rent expense, $) | 22522 | 22522 | 22522 | 22522 | 22522 | 22522 | 22522 | 22522 | 22522 | 22522 | 22522 | 22522 | 270264 | 270264 | 0
| Total Colstrip charges ($) | 1668116 | 1668116 | 1668116 | 1668116 | 1668116 | 1668116 | 1668116 | 1668116 | 1668116 | 1668116 | 1668116 | 1668116 | 20017392 | 20017392 | 0
| Total Colstrip and PG&E exchange ($) | 2778116 | 2778116 | 2778116 | 2778116 | 2778116 | 2778116 | 2778116 | 2778116 | 2778116 | 2778116 | 2778116 | 2778116 | 33337392 | 33337392 | 0
12195 | Hopkins Ridge MW | 154 | 154 | 154 | 154 | 154 | 154 | 154 | 154 | 154 | 154 | 154 | 154 | 154 | 154 | 0
| Long-term PTP charges ($) | 236082 | 236082 | 236082 | 236082 | 236082 | 236082 | 236082 | 236082 | 236082 | 236082 | 236082 | 236082 | 2832984 | 2832984 | 0
| Scheduling & dispatch charges ($) | 48818 | 48818 | 48818 | 48818 | 48818 | 48818 | 48818 | 48818 | 48818 | 48818 | 48818 | 48818 | 585816 | 585816 | 0
| Subtotal Hopkins Ridge fixed PTP charges ($) | 284900 | 284900 | 284900 | 284900 | 284900 | 284900 | 284900 | 284900 | 284900 | 284900 | 284900 | 284900 | 3418800 | 3418800 | 0
11040 | Regulating reserves charges on 156.6 MW ($) | 15660 | 15660 | 15660 | 15660 | 15660 | 15660 | 15660 | 15660 | 15660 | 15660 | 15660 | 15660 | 187920 | 187920 | 0
11040 | Following reserves charges on 156.6 MW ($) | 62640 | 62640 | 62640 | 62640 | 62640 | 62640 | 62640 | 62640 | 62640 | 62640 | 62640 | 62640 | 751680 | 751680 | 0
11040 | Imbalance reserves charges on 156.6 MW ($) | 67338 | 67338 | 67338 | 67338 | 67338 | 67338 | 67338 | 67338 | 67338 | 67338 | 67338 | 67338 | 808056 | 808056 | 0
| Subtotal Hopkins Ridge fixed VERBS charges ($) | 145638 | 145638 | 145638 | 145638 | 145638 | 145638 | 145638 | 145638 | 145638 | 145638 | 145638 | 145638 | 1747656 | 1747656 | 0
| Hopkins Ridge rate year generation (MWh) | XXXXX | XXXXX | XXXXX | XXXXX | XXXXX | XXXXX | XXXXX | XXXXX | XXXXX | XXXXX | XXXXX | XXXXX | XXXXX | XXXXX | -250.4539
| Billing factor for spin & supplemental reserves | 1.5% | 1.5% | 1.5% | 1.5% | 1.5% | 1.5% | 1.5% | 1.5% | 1.5% | 1.5% | 1.5% | 1.5% | 1.5% | 1.5% | 0%
| Generator imbalance charges ($) | $XXXXX | $XXXXX | $XXXXX | $XXXXX | $XXXXX | $XXXXX | $XXXXX | $XXXXX | $XXXXX | $XXXXX | $XXXXX | $XXXXX | $XXXXX | $XXXXX | -7351.5337
| Spinning reserves charges ($) | $XXXXX | $XXXXX | $XXXXX | $XXXXX | $XXXXX | $XXXXX | $XXXXX | $XXXXX | $XXXXX | $XXXXX | $XXXXX | $XXXXX | $XXXXX | $XXXXX | -35.8024
| Supplemental reserves charges ($) | $XXXXX | $XXXXX | $XXXXX | $XXXXX | $XXXXX | $XXXXX | $XXXXX | $XXXXX | $XXXXX | $XXXXX | $XXXXX | $XXXXX | $XXXXX | $XXXXX | -31.2566
| Subtotal Hopkins Ridge variable charges ($) | $XXXXX | $XXXXX | $XXXXX | $XXXXX | $XXXXX | $XXXXX | $XXXXX | $XXXXX | $XXXXX | $XXXXX | $XXXXX | $XXXXX | $XXXXX | $XXXXX | -7418.5927
| Total Hopkins Ridge transmission charges ($) | $XXXXX | $XXXXX | $XXXXX | $XXXXX | $XXXXX | $XXXXX | $XXXXX | $XXXXX | $XXXXX | $XXXXX | $XXXXX | $XXXXX | $XXXXX | $XXXXX | -7418.5927
| Lower Snake River MW | 340 | 340 | 340 | 340 | 340 | 340 | 340 | 340 | 340 | 340 | 340 | 340 | 340 | 340 | 0
12195 | Long-term PTP charges ($) | 521220 | 521220 | 521220 | 521220 | 521220 | 521220 | 521220 | 521220 | 521220 | 521220 | 521220 | 521220 | 6254640 | 6254640 | 0
12195 | Scheduling & dispatch charges ($) | 107780 | 107780 | 107780 | 107780 | 107780 | 107780 | 107780 | 107780 | 107780 | 107780 | 107780 | 107780 | 1293360 | 1293360 | 0
| Subtotal LSR fixed PTP charges ($) | 629000 | 629000 | 629000 | 629000 | 629000 | 629000 | 629000 | 629000 | 629000 | 629000 | 629000 | 629000 | 7548000 | 7548000 | 0
| Regulating reserves charges on 342.7 MW ($) | 34270 | 34270 | 34270 | 34270 | 34270 | 34270 | 34270 | 34270 | 34270 | 34270 | 34270 | 34270 | 411240 | 411240 | 0
| Following reserves charges on 342.7 MW ($) | 137080 | 137080 | 137080 | 137080 | 137080 | 137080 | 137080 | 137080 | 137080 | 137080 | 137080 | 137080 | 1644960 | 1644960 | 0
| Imbalance reserves charges on 342.7 MW ($) | 147361 | 147361 | 147361 | 147361 | 147361 | 147361 | 147361 | 147361 | 147361 | 147361 | 147361 | 147361 | 1768332 | 1768332 | 0
| Subtotal LSR fixed VERBS charges ($) | 318711 | 318711 | 318711 | 318711 | 318711 | 318711 | 318711 | 318711 | 318711 | 318711 | 318711 | 318711 | 3824532 | 3824532 | 0
| LSR rate year generation (MWh) | XXXXX | XXXXX | XXXXX | XXXXX | XXXXX | XXXXX | XXXXX | XXXXX | XXXXX | XXXXX | XXXXX | XXXXX | XXXXX | XXXXX | -53.78
| Billing factor for spin & supplemental reserves | 1.5% | 1.5% | 1.5% | 1.5% | 1.5% | 1.5% | 1.5% | 1.5% | 1.5% | 1.5% | 1.5% | 1.5% | 1.5% | 1.5% | 0%
| Generator imbalance charges ($) | $XXXXX | $XXXXX | $XXXXX | $XXXXX | $XXXXX | $XXXXX | $XXXXX | $XXXXX | $XXXXX | $XXXXX | $XXXXX | $XXXXX | $XXXXX | $XXXXX | -19422.9641
| Spinning reserves charges ($) | $XXXXX | $XXXXX | $XXXXX | $XXXXX | $XXXXX | $XXXXX | $XXXXX | $XXXXX | $XXXXX | $XXXXX | $XXXXX | $XXXXX | $XXXXX | $XXXXX | -7.6879
| Supplemental reserves charges ($) | $XXXXX | $XXXXX | $XXXXX | $XXXXX | $XXXXX | $XXXXX | $XXXXX | $XXXXX | $XXXXX | $XXXXX | $XXXXX | $XXXXX | $XXXXX | $XXXXX | -6.7117
| Subtotal LSR variable charges ($) | $XXXXX | $XXXXX | $XXXXX | $XXXXX | $XXXXX | $XXXXX | $XXXXX | $XXXXX | $XXXXX | $XXXXX | $XXXXX | $XXXXX | $XXXXX | $XXXXX | -19437.3637
| Customer interest on prepaid LGIA costs ($) | -188167.7979 | -181338.6179 | -186621.5702 | -185109.0402 | -178378.5298 | -183551.7168 | -176871.4426 | -180526.6568 | -180454.1216 | -163738.1264 | -177429.0615 | -172283.1818 | -2154469.8635 | -2154469.8635 | 0
| Total Lower Snake River transmission charges ($) | $XXXXX | $XXXXX | $XXXXX | $XXXXX | $XXXXX | $XXXXX | $XXXXX | $XXXXX | $XXXXX | $XXXXX | $XXXXX | $XXXXX | $XXXXX | $XXXXX | -19437.3637
| Klondike III MW | 50 | 50 | 50 | 50 | 50 | 50 | 50 | 50 | 50 | 50 | 50 | 50 | 50 | 50 | 0
12195 | Long-term PTP charges ($) | 76650 | 76650 | 76650 | 76650 | 76650 | 76650 | 76650 | 76650 | 76650 | 76650 | 76650 | 76650 | 919800 | 919800 | 0
12195 | Scheduling & dispatch charges ($) | 15850 | 15850 | 15850 | 15850 | 15850 | 15850 | 15850 | 15850 | 15850 | 15850 | 15850 | 15850 | 190200 | 190200 | 0
| Subtotal Klondike III fixed PTP charges ($) | 92500 | 92500 | 92500 | 92500 | 92500 | 92500 | 92500 | 92500 | 92500 | 92500 | 92500 | 92500 | 1110000 | 1110000 | 0
| Klondike III fixed VERBS charges @ 50% ($) | 27250 | 27250 | 27250 | 27250 | 27250 | 27250 | 27250 | 27250 | 27250 | 27250 | 27250 | 27250 | 327000 | 327000 | 0
| Klondike III rate year generation (MWh) | XXXXX | XXXXX | XXXXX | XXXXX | XXXXX | XXXXX | XXXXX | XXXXX | XXXXX | XXXXX | XXXXX | XXXXX | XXXXX | XXXXX | 0
| Billing factor for spin & supplemental reserves | 2.5% | 2.5% | 2.5% | 2.5% | 2.5% | 2.5% | 2.5% | 2.5% | 2.5% | 2.5% | 2.5% | 2.5% | 2.5% | 2.5% | 0%
| Spinning reserves charges ($) | $XXXXX | $XXXXX | $XXXXX | $XXXXX | $XXXXX | $XXXXX | $XXXXX | $XXXXX | $XXXXX | $XXXXX | $XXXXX | $XXXXX | $XXXXX | $XXXXX | 0
| Supplemental reserves charges ($) | $XXXXX | $XXXXX | $XXXXX | $XXXXX | $XXXXX | $XXXXX | $XXXXX | $XXXXX | $XXXXX | $XXXXX | $XXXXX | $XXXXX | $XXXXX | $XXXXX | 0
| Subtotal Klondike III variable charges ($) | $XXXXX | $XXXXX | $XXXXX | $XXXXX | $XXXXX | $XXXXX | $XXXXX | $XXXXX | $XXXXX | $XXXXX | $XXXXX | $XXXXX | $XXXXX | $XXXXX | 0
| Total Klondike III transmission charges ($) | $XXXXX | $XXXXX | $XXXXX | $XXXXX | $XXXXX | $XXXXX | $XXXXX | $XXXXX | $XXXXX | $XXXXX | $XXXXX | $XXXXX | $XXXXX | $XXXXX | 0
| Wild Horse Grant PUD UFT charges ($) | 13246 | 13246 | 13246 | 13246 | 13246 | 13246 | 13246 | 13246 | 13246 | 13246 | 13246 | 13246 | 158952 | 158952 | 0
| Total Wild Horse transmission charges ($) | 13246 | 13246 | 13246 | 13246 | 13246 | 13246 | 13246 | 13246 | 13246 | 13246 | 13246 | 13246 | 158952 | 158952 | 0
| Total Wind | 1378452.3989 | 1392919.4225 | 1401278.7082 | 1414159.6181 | 1406073.6104 | 1400469.4738 | 1402491.8646 | 1415176.3316 | 1404087.4969 | 1416082.482 | 1424670.9166 | 1408368.8158 | 16864231.1395 | 16891087.0959 | -26855.9564
12195 | Centralia PPA rate year energy (MWh) | XXXXX | XXXXX | XXXXX | XXXXX | XXXXX | XXXXX | XXXXX | XXXXX | XXXXX | XXXXX | XXXXX | XXXXX | XXXXX | XXXXX | 0
| Billing factor for spin & supplemental reserves | 1.5% | 1.5% | 1.5% | 1.5% | 1.5% | 1.5% | 1.5% | 1.5% | 1.5% | 1.5% | 1.5% | 1.5% | 1.5% | 1.5% | 0%
| Spinning reserves charges ($) | $XXXXX | $XXXXX | $XXXXX | $XXXXX | $XXXXX | $XXXXX | $XXXXX | $XXXXX | $XXXXX | $XXXXX | $XXXXX | $XXXXX | $XXXXX | $XXXXX | 0
| Supplemental reserves charges ($) | $XXXXX | $XXXXX | $XXXXX | $XXXXX | $XXXXX | $XXXXX | $XXXXX | $XXXXX | $XXXXX | $XXXXX | $XXXXX | $XXXXX | $XXXXX | $XXXXX | 0
| Total Centralia PPA transmission charges ($) | $XXXXX | $XXXXX | $XXXXX | $XXXXX | $XXXXX | $XXXXX | $XXXXX | $XXXXX | $XXXXX | $XXXXX | $XXXXX | $XXXXX | $XXXXX | $XXXXX | 0
| Total Centralia PPA | $XXXXX | $XXXXX | $XXXXX | $XXXXX | $XXXXX | $XXXXX | $XXXXX | $XXXXX | $XXXXX | $XXXXX | $XXXXX | $XXXXX | $XXXXX | $XXXXX | 0
O&M and other firm transmission charges
75628 | UFT Maple Valley ($) | 12772 | 12772 | 12772 | 12772 | 12772 | 12772 | 12772 | 12772 | 12772 | 12772 | 12772 | 12772 | 153264 | 153264 | 0
75365 | UFT Sedro Woolley Tap ($) | 141 | 141 | 141 | 141 | 141 | 141 | 141 | 141 | 141 | 141 | 141 | 141 | 1692 | 1692 | 0
9171 | O&M Kitsap ($) | 1452 | 1452 | 1452 | 1452 | 1452 | 1452 | 1452 | 1452 | 1452 | 1452 | 1452 | 1452 | 17424 | 17424 | 0
9231 | O&M Custer ($) | 608 | 608 | 608 | 608 | 608 | 608 | 608 | 608 | 608 | 608 | 608 | 608 | 7296 | 7296 | 0
10400 | O&M Harvalum-EE Clouse ($) | 608 | 608 | 608 | 608 | 608 | 608 | 608 | 608 | 608 | 608 | 608 | 608 | 7296 | 7296 | 0
12342 | O&M Bellingham ($) | 532 | 532 | 532 | 532 | 532 | 532 | 532 | 532 | 532 | 532 | 532 | 532 | 6384 | 6384 | 0
19305 | O&M Olympia ($) | 1452 | 1452 | 1452 | 1452 | 1452 | 1452 | 1452 | 1452 | 1452 | 1452 | 1452 | 1452 | 17424 | 17424 | 0
49160 | O&M CW Paul ($) | 1649 | 1649 | 1649 | 1649 | 1649 | 1649 | 1649 | 1649 | 1649 | 1649 | 1649 | 1649 | 19788 | 19788 | 0
72933 | O&M Covington-White River ($) | 754 | 754 | 754 | 754 | 754 | 754 | 754 | 754 | 754 | 754 | 754 | 754 | 9048 | 9048 | 0
90115 | O&M Bellingham ($) | 532 | 532 | 532 | 532 | 532 | 532 | 532 | 532 | 532 | 532 | 532 | 532 | 6384 | 6384 | 0
90115 | O&M Covington ($) | 66 | 66 | 66 | 66 | 66 | 66 | 66 | 66 | 66 | 66 | 66 | 66 | 792 | 792 | 0
90115 | O&M Covington-Berrydale ($) | 608 | 608 | 608 | 608 | 608 | 608 | 608 | 608 | 608 | 608 | 608 | 608 | 7296 | 7296 | 0
90115 | O&M Kitsap-Bremerton ($) | 476 | 476 | 476 | 476 | 476 | 476 | 476 | 476 | 476 | 476 | 476 | 476 | 5712 | 5712 | 0
| AC-95 SINT Non Fed O&M, 3rd AC Intertie ($) | 97600 | 97600 | 97600 | 97600 | 97600 | 97600 | 97600 | 97600 | 97600 | 97600 | 97600 | 97600 | 1171200 | 1171200 | 0
| Total other firm transmission charges | 119250 | 119250 | 119250 | 119250 | 119250 | 119250 | 119250 | 119250 | 119250 | 119250 | 119250 | 119250 | 1431000 | 1431000 | 0
| Non-firm/secondary transmission charges | 6498.7739 | 6498.7739 | 6498.7739 | 6498.7739 | 6498.7739 | 6498.7739 | 6498.7739 | 6498.7739 | 6498.7739 | 6498.7739 | 6498.7739 | 6498.7739 | 77985.2862 | 77985.2862 | 0
End Charges
Total rate year costs summary
| Total Douglas/Wells IR charges ($) | 0 | 0 | 0 | 0 | 0 | 0 | 0 | 0 | 0 | 0 | 0 | 0 | 0 | 0 | 0
| Total Mid-C and market purchases ($) | 3848000 | 3848000 | 3848000 | 3848000 | 3848000 | 3848000 | 3848000 | 3848000 | 3848000 | 3848000 | 3848000 | 3848000 | 46176000 | 46176000 | 0
| Total gas-fired generation ($) | 1464430.7096 | 1464430.7096 | 1465692.4959 | 1465692.4959 | 1465692.4959 | 1465692.4959 | 1465692.4959 | 1465692.4959 | 1465692.4959 | 1465692.4959 | 1465692.4959 | 1465692.4959 | 17585786.3781 | 17585786.3781 | 0
| Total Colstrip and PG&E exchange ($) | 2778116 | 2778116 | 2778116 | 2778116 | 2778116 | 2778116 | 2778116 | 2778116 | 2778116 | 2778116 | 2778116 | 2778116 | 33337392 | 33337392 | 0
| Total wind ($) | 1378452.3989 | 1392919.4225 | 1401278.7082 | 1414159.6181 | 1406073.6104 | 1400469.4738 | 1402491.8646 | 1415176.3316 | 1404087.4969 | 1416082.482 | 1424670.9166 | 1408368.8158 | 16864231.1395 | 16891087.0959 | -26855.9564
| Total Centralia PPA ($) | 75698.28 | 73256.4 | 75698.28 | 75698.28 | 73256.4 | 75698.28 | 73256.4 | 75698.28 | 75698.28 | 68372.64 | 75698.28 | 73256.4 | 891286.2 | 891286.2 | 0
| Total other firm transmission charges ($) | 119250 | 119250 | 119250 | 119250 | 119250 | 119250 | 119250 | 119250 | 119250 | 119250 | 119250 | 119250 | 1431000 | 1431000 | 0
| Total non-firm/secondary transmission charges ($) | 6498.7739 | 6498.7739 | 6498.7739 | 6498.7739 | 6498.7739 | 6498.7739 | 6498.7739 | 6498.7739 | 6498.7739 | 6498.7739 | 6498.7739 | 6498.7739 | 77985.2862 | 77985.2862 | 0
| Total BPA transmission costs | 9670446.1624 | 9682471.306 | 9694534.2579 | 9707415.1679 | 9696887.2802 | 9693725.0235 | 9693305.5344 | 9708431.8814 | 9697343.0466 | 9702012.3918 | 9717926.4663 | 9699182.4856 | 116363681.0039 | 116390536.9603 | -26855.9564
Rate year: May 2020 through April 2021
REDACTED VERSION

## Exh. PKW-49C (R)
Puget Sound Energy
Gas Mark-to-Model and Open Transport Value
2019 GRC Rebuttal Power Cost Update
| 2020-05-01 | 2020-06-01 | 2020-07-01 | 2020-08-01 | 2020-09-01 | 2020-10-01 | 2020-11-01 | 2020-12-01 | 2021-01-01 | 2021-02-01 | 2021-03-01 | 2021-04-01 | 2019 GRC Rebuttal Update | 2019 GRC Proposed | Increase / (Decrease)
days | 31 | 30 | 31 | 31 | 30 | 31 | 30 | 31 | 31 | 28 | 31 | 30 | 365 | 365
AECO-Stanfield basis gain calculation
Volume assumptions (dth/day) | 2020-05-01: Transportation Capacity is the volume to be delivered. Gas purchased must be grossed up for fuel losses to end up with the contracted transportation capacity.
TransCanda (NGTL) Nova Pipeline | 41420 | 41420 | 41420 | 41420 | 41420 | 41420 | 41420 | 41420 | 41420 | 41420 | 41420 | 41420 | 41420 | 41420 | 0
TransCanada (Foothills) ANG Pipeline | 40946 | 40946 | 40946 | 40946 | 40946 | 40946 | 40946 | 40946 | 40946 | 40946 | 40946 | 40946 | 40946 | 40946 | 0
TransCanada Gas Transmission Corp (GTN) Pipeline | 40567 | 40567 | 40567 | 40567 | 40567 | 40567 | 40567 | 40567 | 40567 | 40567 | 40567 | 40567 | 40567 | 40567 | 0
Total losses from AECO to Stanfield | 853 | 853 | 853 | 853 | 853 | 853 | 853 | 853 | 853 | 853 | 853 | 853 | 853 | 853 | 0
Total loss percentage from AECO to Stanfield | 2.059% | 2.059% | 2.059% | 2.059% | 2.059% | 2.059% | 2.059% | 2.059% | 2.059% | 2.059% | 2.059% | 2.059% | 2.059% | 2.059% | 0%
Price assumptions (USD/dth)
3-mo avg Stanfield prices in AURORA | 1.5173 | 1.53 | 1.8908 | 1.8979 | 1.8738 | 1.7222 | 2.159 | 2.377 | 2.4594 | 2.4138 | 2.2595 | 1.6098 | 1.9759 | 2.0836 | -0.10771
3-mo avg AECO prices in AURORA | 1.197 | 1.1859 | 1.2213 | 1.2457 | 1.2581 | 1.3332 | 1.4368 | 1.6249 | 1.7302 | 1.6711 | 1.531 | 1.3046 | 1.395 | 1.1975 | 0.19747
GTN commodity charge + FERC ACA | 0.005738 | 0.005738 | 0.005738 | 0.005738 | 0.005738 | 0.005738 | 0.005738 | 0.005738 | 0.005738 | 0.005738 | 0.005738 | 0.005738 | 0.005738 | 0.005738 | 0
AECO price for basis calculation | 1.2027 | 1.1916 | 1.227 | 1.2515 | 1.2638 | 1.3389 | 1.4426 | 1.6307 | 1.7359 | 1.6768 | 1.5367 | 1.3103 | 1.4007 | 1.2032 | 0.19747
Physical deals
Physical Purchases at AECO | XXXXX | XXXXX | XXXXX | XXXXX | XXXXX | XXXXX | XXXXX | XXXXX | XXXXX | XXXXX | XXXXX | XXXXX | XXXXX | XXXXX | XXXXX
Premium / (discount) | $XXXXX | $XXXXX | $XXXXX | $XXXXX | $XXXXX | $XXXXX | $XXXXX | $XXXXX | $XXXXX | $XXXXX | $XXXXX | $XXXXX | $XXXXX | $XXXXX | $XXXXX
Volume delivered at Stanfield | XXXXX | XXXXX | XXXXX | XXXXX | XXXXX | XXXXX | XXXXX | XXXXX | XXXXX | XXXXX | XXXXX | XXXXX
MTM physical deals at AECO | $XXXXX | $XXXXX | $XXXXX | $XXXXX | $XXXXX | $XXXXX | $XXXXX | $XXXXX | $XXXXX | $XXXXX | $XXXXX | $XXXXX | $XXXXX | $XXXXX | $XXXXX
Physical deals at Stanfield priced off AECO | XXXXX | XXXXX | XXXXX | XXXXX | XXXXX | XXXXX | XXXXX | XXXXX | XXXXX | XXXXX | XXXXX | XXXXX | XXXXX | XXXXX | XXXXX
Premium / (discount) | $XXXXX | $XXXXX | $XXXXX | $XXXXX | $XXXXX | $XXXXX | $XXXXX | $XXXXX | $XXXXX | $XXXXX | $XXXXX | $XXXXX | $XXXXX | $XXXXX | $XXXXX
Stanfield price | XXXXX | XXXXX | XXXXX | XXXXX | XXXXX | XXXXX | XXXXX | XXXXX | XXXXX | XXXXX | XXXXX | XXXXX
MTM physical deals at Stanfield priced off AECO | $XXXXX | $XXXXX | $XXXXX | $XXXXX | $XXXXX | $XXXXX | $XXXXX | $XXXXX | $XXXXX | $XXXXX | $XXXXX | $XXXXX | $XXXXX | $XXXXX | $XXXXX
MTM Physical Deals | $XXXXX | $XXXXX | $XXXXX | $XXXXX | $XXXXX | $XXXXX | $XXXXX | $XXXXX | $XXXXX | $XXXXX | $XXXXX | $XXXXX | $XXXXX | $XXXXX | $XXXXX
AECO - Stanfield basis gain
AECO capacity at Stanfield | XXXXX | XXXXX | XXXXX | XXXXX | XXXXX | XXXXX | XXXXX | XXXXX | XXXXX | XXXXX | XXXXX | XXXXX | XXXXX | XXXXX | XXXXX
Cost at AECO | $XXXXX | $XXXXX | $XXXXX | $XXXXX | $XXXXX | $XXXXX | $XXXXX | $XXXXX | $XXXXX | $XXXXX | $XXXXX | $XXXXX | $XXXXX | $XXXXX | $XXXXX
Cost at Stanfield | XXXXX | XXXXX | XXXXX | XXXXX | XXXXX | XXXXX | XXXXX | XXXXX | XXXXX | XXXXX | XXXXX | XXXXX
Loss / (gain) on uncommitted AECO to Stanfield | $XXXXX | $XXXXX | $XXXXX | $XXXXX | $XXXXX | $XXXXX | $XXXXX | $XXXXX | $XXXXX | $XXXXX | $XXXXX | $XXXXX | $XXXXX | $XXXXX | $XXXXX
Total AECO - Stanfield loss / (gain) | $XXXXX | $XXXXX | $XXXXX | $XXXXX | $XXXXX | $XXXXX | $XXXXX | $XXXXX | $XXXXX | $XXXXX | $XXXXX | $XXXXX | $XXXXX | $XXXXX | $XXXXX
Stanfield - Sumas basis gain calculation
Volume assumptions (dth/day) | 2020-05-01: 1.08%; 2020-06-01: <=NWP losses
Stanfield capacity | 78928 | 78928 | 78928 | 78928 | 78928 | 78928 | 78928 | 78928 | 78928 | 78928 | 78928 | 78928 | 78928 | 78928 | 0
Stanfield capacity (grossed up for losses) | 79789.7291 | 79789.7291 | 79789.7291 | 79789.7291 | 79789.7291 | 79789.7291 | 79789.7291 | 79789.7291 | 79789.7291 | 79789.7291 | 79789.7291 | 79789.7291 | 78928 | 78928 | 0
Price assumptions (USD/dth)
3-mo avg Sumas prices in AURORA | 1.3181 | 1.3835 | 1.9221 | 1.9827 | 1.9083 | 1.8354 | 2.5922 | 3.2595 | 3.1384 | 2.8222 | 2.3981 | 1.4965 | 2.1714 | 2.058 | 0.1134
3-mo avg Stanfield prices in AURORA | 1.5173 | 1.53 | 1.8908 | 1.8979 | 1.8738 | 1.7222 | 2.159 | 2.377 | 2.4594 | 2.4138 | 2.2595 | 1.6098 | 1.9759 | 2.0836 | -0.10771
NWP Commodity Charge + FERC ACA | 0.0313 | 0.0313 | 0.0313 | 0.0313 | 0.0313 | 0.0313 | 0.0313 | 0.0313 | 0.0313 | 0.0313 | 0.0313 | 0.0313 | 0.0313 | 0.0313 | 0
Stanfield price for basis gain calcualtion | 1.5486 | 1.5613 | 1.9221 | 1.9292 | 1.9051 | 1.7535 | 2.1903 | 2.4083 | 2.4907 | 2.4451 | 2.2908 | 1.6411 | 2.0072 | 2.1149 | -0.10771
Physical Deals
Purchase at Stanfield | XXXXX | XXXXX | XXXXX | XXXXX | XXXXX | XXXXX | XXXXX | XXXXX | XXXXX | XXXXX | XXXXX | XXXXX | XXXXX | XXXXX | XXXXX
Premium / (discount) | $XXXXX | $XXXXX | $XXXXX | $XXXXX | $XXXXX | $XXXXX | $XXXXX | $XXXXX | $XXXXX | $XXXXX | $XXXXX | $XXXXX | $XXXXX | $XXXXX | $XXXXX
Cost / (benefit) | $XXXXX | $XXXXX | $XXXXX | $XXXXX | $XXXXX | $XXXXX | $XXXXX | $XXXXX | $XXXXX | $XXXXX | $XXXXX | $XXXXX | $XXXXX | $XXXXX | $XXXXX
Fixed Purchase at Stanfield | XXXXX | XXXXX | XXXXX | XXXXX | XXXXX | XXXXX | XXXXX | XXXXX | XXXXX | XXXXX | XXXXX | XXXXX | XXXXX | XXXXX | XXXXX
Contract Price | $XXXXX | $XXXXX | $XXXXX | $XXXXX | $XXXXX | $XXXXX | $XXXXX | $XXXXX | $XXXXX | $XXXXX | $XXXXX | $XXXXX | $XXXXX | $XXXXX | $XXXXX
Cost/(benefit) | $XXXXX | $XXXXX | $XXXXX | $XXXXX | $XXXXX | $XXXXX | $XXXXX | $XXXXX | $XXXXX | $XXXXX | $XXXXX | $XXXXX | $XXXXX | $XXXXX | $XXXXX
Purchase at Sumas | XXXXX | XXXXX | XXXXX | XXXXX | XXXXX | XXXXX | XXXXX | XXXXX | XXXXX | XXXXX | XXXXX | XXXXX | XXXXX | XXXXX | XXXXX
Premium / (discount) | $XXXXX | $XXXXX | $XXXXX | $XXXXX | $XXXXX | $XXXXX | $XXXXX | $XXXXX | $XXXXX | $XXXXX | $XXXXX | $XXXXX | $XXXXX | $XXXXX | $XXXXX
Cost / (benefit) | $XXXXX | $XXXXX | $XXXXX | $XXXXX | $XXXXX | $XXXXX | $XXXXX | $XXXXX | $XXXXX | $XXXXX | $XXXXX | $XXXXX | $XXXXX | $XXXXX | $XXXXX
Sale at Sumas | XXXXX | XXXXX | XXXXX | XXXXX | XXXXX | XXXXX | XXXXX | XXXXX | XXXXX | XXXXX | XXXXX | XXXXX | XXXXX | XXXXX | XXXXX
Premium / Discount | $XXXXX | $XXXXX | $XXXXX | $XXXXX | $XXXXX | $XXXXX | $XXXXX | $XXXXX | $XXXXX | $XXXXX | $XXXXX | $XXXXX | $XXXXX | $XXXXX | $XXXXX
Cost / (benefit) | $XXXXX | $XXXXX | $XXXXX | $XXXXX | $XXXXX | $XXXXX | $XXXXX | $XXXXX | $XXXXX | $XXXXX | $XXXXX | $XXXXX | $XXXXX | $XXXXX | $XXXXX
Total physical deals MTM | $XXXXX | $XXXXX | $XXXXX | $XXXXX | $XXXXX | $XXXXX | $XXXXX | $XXXXX | $XXXXX | $XXXXX | $XXXXX | $XXXXX | $XXXXX | $XXXXX | $XXXXX
Financial deals
Sumas swap purchase | XXXXX | XXXXX | XXXXX | XXXXX | XXXXX | XXXXX | XXXXX | XXXXX | XXXXX | XXXXX | XXXXX | XXXXX | XXXXX | XXXXX | XXXXX
Sumas swap purchase price | $XXXXX | $XXXXX | $XXXXX | $XXXXX | $XXXXX | $XXXXX | $XXXXX | $XXXXX | $XXXXX | $XXXXX | $XXXXX | $XXXXX | $XXXXX | $XXXXX | $XXXXX
Sumas swap purchase MTM cost / (benefit) | $XXXXX | $XXXXX | $XXXXX | $XXXXX | $XXXXX | $XXXXX | $XXXXX | $XXXXX | $XXXXX | $XXXXX | $XXXXX | $XXXXX | $XXXXX | $XXXXX | $XXXXX
Sumas swap sale | 0 | 0 | 0 | 0 | 0 | 0 | 0 | 0 | 0 | 0 | 0 | 0 | 0 | 0 | 0
Sumas swap sale price | $XXXXX | $XXXXX | $XXXXX | $XXXXX | $XXXXX | $XXXXX | $XXXXX | $XXXXX | $XXXXX | $XXXXX | $XXXXX | $XXXXX | $XXXXX | $XXXXX | $XXXXX
Sumas swap sale MTM cost / (benefit) | $XXXXX | $XXXXX | $XXXXX | $XXXXX | $XXXXX | $XXXXX | $XXXXX | $XXXXX | $XXXXX | $XXXXX | $XXXXX | $XXXXX | $XXXXX | $XXXXX | $XXXXX
Stanfield-to-Sumas basis gain
Capacity at receipt point (dth/day) | 78928 | 78928 | 78928 | 78928 | 78928 | 78928 | 78928 | 78928 | 78928 | 78928 | 78928 | 78928 | 78928 | 78928 | 0
Goldendale dispatch from Stanfield (dth/day) | XXXXX | XXXXX | XXXXX | XXXXX | XXXXX | XXXXX | XXXXX | XXXXX | XXXXX | XXXXX | XXXXX | XXXXX | XXXXX | XXXXX | XXXXX
Remaining capacity | XXXXX | XXXXX | XXXXX | XXXXX | XXXXX | XXXXX | XXXXX | XXXXX | XXXXX | XXXXX | XXXXX | XXXXX | XXXXX | XXXXX | XXXXX
Cost at Stanfield | $XXXXX | $XXXXX | $XXXXX | $XXXXX | $XXXXX | $XXXXX | $XXXXX | $XXXXX | $XXXXX | $XXXXX | $XXXXX | $XXXXX | $XXXXX | $XXXXX | $XXXXX
Cost at Sumas | $XXXXX | $XXXXX | $XXXXX | $XXXXX | $XXXXX | $XXXXX | $XXXXX | $XXXXX | $XXXXX | $XXXXX | $XXXXX | $XXXXX | $XXXXX | $XXXXX | $XXXXX
Gain on uncommitted Stanfield-to-Sumas capacity | $XXXXX | $XXXXX | $XXXXX | $XXXXX | $XXXXX | $XXXXX | $XXXXX | $XXXXX | $XXXXX | $XXXXX | $XXXXX | $XXXXX | $XXXXX | $XXXXX | $XXXXX
Total Stanfield - Sumas loss / (gain) | $XXXXX | $XXXXX | $XXXXX | $XXXXX | $XXXXX | $XXXXX | $XXXXX | $XXXXX | $XXXXX | $XXXXX | $XXXXX | $XXXXX | $XXXXX | $XXXXX | $XXXXX
Station 2 - Sumas (Westcoast) basis gain calculation
Volume assumptions (capacity at delivery point): | 2020-05-01: 2.392%; 2020-06-01: <=Losses
Westcoast availability | XXXXX% | XXXXX% | XXXXX% | XXXXX% | XXXXX% | XXXXX% | XXXXX% | XXXXX% | XXXXX% | XXXXX% | XXXXX% | XXXXX% | XXXXX% | XXXXX% | XXXXX%
Capacity on Westcoast to Sumas | XXXXX | XXXXX | XXXXX | XXXXX | XXXXX | XXXXX | XXXXX | XXXXX | XXXXX | XXXXX | XXXXX | XXXXX | XXXXX | XXXXX | XXXXX
Total @ St2 to transport on Westcoast (w/ losses) | XXXXX | XXXXX | XXXXX | XXXXX | XXXXX | XXXXX | XXXXX | XXXXX | XXXXX | XXXXX | XXXXX | XXXXX | XXXXX | XXXXX | XXXXX
Price assumptions (USD): | [14 empty] | 0
3-mo avg Sumas prices in AURORA | 1.3181 | 1.3835 | 1.9221 | 1.9827 | 1.9083 | 1.8354 | 2.5922 | 3.2595 | 3.1384 | 2.8222 | 2.3981 | 1.4965 | 2.1714 | 2.058 | 0.1134
3-mo avg HH prices in AURORA | 2.303 | 2.3417 | 2.3868 | 2.3944 | 2.38 | 2.4078 | 2.4725 | 2.6392 | 2.7562 | 2.7133 | 2.5863 | 2.3138 | 2.4746 | 2.6471 | -0.17247
Wood Mack. Station 2 basis from HH ($/MMBtu) | $XXXXX | $XXXXX | $XXXXX | $XXXXX | $XXXXX | $XXXXX | $XXXXX | $XXXXX | $XXXXX | $XXXXX | $XXXXX | $XXXXX | $XXXXX | $XXXXX | $XXXXX
Proxy Station 2 Price | $XXXXX | $XXXXX | $XXXXX | $XXXXX | $XXXXX | $XXXXX | $XXXXX | $XXXXX | $XXXXX | $XXXXX | $XXXXX | $XXXXX | $XXXXX | $XXXXX | $XXXXX
Commodity, British Motor Fuel, Carbon charges | 0.059217 | 0.059217 | 0.059217 | 0.059217 | 0.059217 | 0.059217 | 0.059217 | 0.059217 | 0.059217 | 0.059217 | 0.059217 | 0.059217 | 0.059217 | 0.059217 | 0
Station 2 price for basis gain calculation | $XXXXX | $XXXXX | $XXXXX | $XXXXX | $XXXXX | $XXXXX | $XXXXX | $XXXXX | $XXXXX | $XXXXX | $XXXXX | $XXXXX | $XXXXX | $XXXXX | $XXXXX
Physical deals
Station 2 deals priced @ station 2 | XXXXX | XXXXX | XXXXX | XXXXX | XXXXX | XXXXX | XXXXX | XXXXX | XXXXX | XXXXX | XXXXX | XXXXX | XXXXX | XXXXX | XXXXX
Premium / (discount) | $XXXXX | $XXXXX | $XXXXX | $XXXXX | $XXXXX | $XXXXX | $XXXXX | $XXXXX | $XXXXX | $XXXXX | $XXXXX | $XXXXX | $XXXXX | $XXXXX | $XXXXX
Station 2 physical deals price at Station 2 | $XXXXX | $XXXXX | $XXXXX | $XXXXX | $XXXXX | $XXXXX | $XXXXX | $XXXXX | $XXXXX | $XXXXX | $XXXXX | $XXXXX | $XXXXX | $XXXXX | $XXXXX
Volume delivered at Sumas | XXXXX | XXXXX | XXXXX | XXXXX | XXXXX | XXXXX | XXXXX | XXXXX | XXXXX | XXXXX | XXXXX | XXXXX | XXXXX | XXXXX | XXXXX
MTM on Station 2 physical deals | $XXXXX | $XXXXX | $XXXXX | $XXXXX | $XXXXX | $XXXXX | $XXXXX | $XXXXX | $XXXXX | $XXXXX | $XXXXX | $XXXXX | $XXXXX | $XXXXX | $XXXXX
Station 2 deals priced @ AECO | XXXXX | XXXXX | XXXXX | XXXXX | XXXXX | XXXXX | XXXXX | XXXXX | XXXXX | XXXXX | XXXXX | XXXXX | XXXXX | XXXXX | XXXXX
Premium / (discount) | $XXXXX | $XXXXX | $XXXXX | $XXXXX | $XXXXX | $XXXXX | $XXXXX | $XXXXX | $XXXXX | $XXXXX | $XXXXX | $XXXXX | $XXXXX | $XXXXX | $XXXXX
Station 2 physical deals price at AECO | $XXXXX | $XXXXX | $XXXXX | $XXXXX | $XXXXX | $XXXXX | $XXXXX | $XXXXX | $XXXXX | $XXXXX | $XXXXX | $XXXXX | $XXXXX | $XXXXX | $XXXXX
Volume delivered at Sumas | XXXXX | XXXXX | XXXXX | XXXXX | XXXXX | XXXXX | XXXXX | XXXXX | XXXXX | XXXXX | XXXXX | XXXXX | XXXXX | XXXXX | XXXXX
MTM on Station 2 physical deals | $XXXXX | $XXXXX | $XXXXX | $XXXXX | $XXXXX | $XXXXX | $XXXXX | $XXXXX | $XXXXX | $XXXXX | $XXXXX | $XXXXX | $XXXXX | $XXXXX | $XXXXX
Financial Deals at AECO
Financial swap purchase at AECO | XXXXX | XXXXX | XXXXX | XXXXX | XXXXX | XXXXX | XXXXX | XXXXX | XXXXX | XXXXX | XXXXX | XXXXX | XXXXX | XXXXX | XXXXX
Fixed AECO price | $XXXXX | $XXXXX | $XXXXX | $XXXXX | $XXXXX | $XXXXX | $XXXXX | $XXXXX | $XXXXX | $XXXXX | $XXXXX | $XXXXX | $XXXXX | $XXXXX | $XXXXX
3-mo avg AECO prices in AURORA | $XXXXX | $XXXXX | $XXXXX | $XXXXX | $XXXXX | $XXXXX | $XXXXX | $XXXXX | $XXXXX | $XXXXX | $XXXXX | $XXXXX | $XXXXX | $XXXXX | $XXXXX
Financial swap sale at AECO | XXXXX | XXXXX | XXXXX | XXXXX | XXXXX | XXXXX | XXXXX | XXXXX | XXXXX | XXXXX | XXXXX | XXXXX | XXXXX | XXXXX | XXXXX
Fixed AECO price | $XXXXX | $XXXXX | $XXXXX | $XXXXX | $XXXXX | $XXXXX | $XXXXX | $XXXXX | $XXXXX | $XXXXX | $XXXXX | $XXXXX | $XXXXX | $XXXXX | $XXXXX
3-mo avg AECO prices in AURORA | 1.197 | 1.1859 | 1.2213 | 1.2457 | 1.2581 | 1.3332 | 1.4368 | 1.6249 | 1.7302 | 1.6711 | 1.531 | 1.3046 | 0 | 0 | 0
MTM on all AECO fixed deals | $XXXXX | $XXXXX | $XXXXX | $XXXXX | $XXXXX | $XXXXX | $XXXXX | $XXXXX | $XXXXX | $XXXXX | $XXXXX | $XXXXX | $XXXXX | $XXXXX | $XXXXX
Station 2-to-Sumas basis gain
Capacity at receipt point (dth/day) | XXXXX | XXXXX | XXXXX | XXXXX | XXXXX | XXXXX | XXXXX | XXXXX | XXXXX | XXXXX | XXXXX | XXXXX | XXXXX | XXXXX | XXXXX
Station 2 deals marked to AECO Index | XXXXX | XXXXX | XXXXX | XXXXX | XXXXX | XXXXX | XXXXX | XXXXX | XXXXX | XXXXX | XXXXX | XXXXX | XXXXX | XXXXX | XXXXX
Remaining capacity | XXXXX | XXXXX | XXXXX | XXXXX | XXXXX | XXXXX | XXXXX | XXXXX | XXXXX | XXXXX | XXXXX | XXXXX | XXXXX | XXXXX | XXXXX
Cost at Station 2 | $XXXXX | $XXXXX | $XXXXX | $XXXXX | $XXXXX | $XXXXX | $XXXXX | $XXXXX | $XXXXX | $XXXXX | $XXXXX | $XXXXX | $XXXXX | $XXXXX | $XXXXX
Cost at Sumas | $XXXXX | $XXXXX | $XXXXX | $XXXXX | $XXXXX | $XXXXX | $XXXXX | $XXXXX | $XXXXX | $XXXXX | $XXXXX | $XXXXX | $XXXXX | $XXXXX | $XXXXX
Gain on uncommitted Station 2 to Sumas transport | $XXXXX | $XXXXX | $XXXXX | $XXXXX | $XXXXX | $XXXXX | $XXXXX | $XXXXX | $XXXXX | $XXXXX | $XXXXX | $XXXXX | $XXXXX | $XXXXX | $XXXXX
Total St2 - Sumas loss / (gain) | $XXXXX | $XXXXX | $XXXXX | $XXXXX | $XXXXX | $XXXXX | $XXXXX | $XXXXX | $XXXXX | $XXXXX | $XXXXX | $XXXXX | $XXXXX | $XXXXX | $XXXXX
Summary MTM and open transport cost / (benefit)
AECO - Stanfield | $XXXXX | $XXXXX | $XXXXX | $XXXXX | $XXXXX | $XXXXX | $XXXXX | $XXXXX | $XXXXX | $XXXXX | $XXXXX | $XXXXX | $XXXXX | $XXXXX | $XXXXX
Stanfield - Sumas | $XXXXX | $XXXXX | $XXXXX | $XXXXX | $XXXXX | $XXXXX | $XXXXX | $XXXXX | $XXXXX | $XXXXX | $XXXXX | $XXXXX | $XXXXX | $XXXXX | $XXXXX
Station2 - Sumas | $XXXXX | $XXXXX | $XXXXX | $XXXXX | $XXXXX | $XXXXX | $XXXXX | $XXXXX | $XXXXX | $XXXXX | $XXXXX | $XXXXX | $XXXXX | $XXXXX | $XXXXX
NWP (old Cabot AMA) | $XXXXX | $XXXXX | $XXXXX | $XXXXX | $XXXXX | $XXXXX | $XXXXX | $XXXXX | $XXXXX | $XXXXX | $XXXXX | $XXXXX | $XXXXX | $XXXXX | $XXXXX
Total gas MTM and transport | v$XXXXX$XXXXX | $XXXXX | $XXXXX | $XXXXX | $XXXXX | $XXXXX | $XXXXX | $XXXXX | $XXXXX | $XXXXX | $XXXXX | $XXXXX | $XXXXX | $XXXXX | $XXXXX
Net financial position | 2020-05-01: AECO purchases; 2020-06-01: AECO sales; 2020-07-01: Sumas purchases; 2020-08-01: Sumas sales
Volume (MMBtu) | 2020-05-01: XXXXX; 2020-06-01: XXXXX; 2020-07-01: XXXXX; 2020-08-01: XXXXX
Average price ($/MMBtu) | 2020-05-01: $XXXXX; 2020-06-01: $XXXXX; 2020-07-01: $XXXXX; 2020-08-01: $XXXXX
Total cost | 2020-05-01: $XXXXX; 2020-06-01: $XXXXX; 2020-07-01: $XXXXX; 2020-08-01: $XXXXX
Net volume | 2020-05-01: XXXXX
Net position | 2020-05-01: $XXXXX
Net price | 2020-05-01: $XXXXX
Rate year: May 2020 through April 2021
Gas price date: 12/05/2019
REDACTED VERSION

## Exh. PKW-50C (R)
Puget Sound Energy
Fixed Gas for Power Transportation Costs
2019 GRC Rebuttal Power Cost Update
[6 empty] | 2020-05-01 | 2020-06-01 | 2020-07-01 | 2020-08-01 | 2020-09-01 | 2020-10-01 | 2020-11-01 | 2020-12-01 | 2021-01-01 | 2021-02-01 | 2021-03-01 | 2021-04-01 | 2019 GRC Rebuttal Update | 2019 GRC Proposed | Increase / (Decrease)
Capacity
Contract |  | Start Date | Expiration Date | Receipt | Contract Capacity
NWP 132124 - Sumas to Freddy/Scot Lateral |  | 2018-10-01 | 2028-09-30 | Sumas | 21747 | 21747 | 21747 | 21747 | 21747 | 21747 | 21747 | 21747 | 21747 | 21747 | 21747 | 21747 | 21747 | 21747 | 21747 | 0
NWP 135602 - Sumas to N.Seattle/Ev.Delta |  | 2018-10-01 | 2028-09-30 | Sumas | 45000 | 45000 | 45000 | 45000 | 45000 | 45000 | 45000 | 45000 | 45000 | 45000 | 45000 | 45000 | 45000 | 45000 | 45000 | 0
NWP 136459 - Sumas to Stnfld/Reno/Wey |  | 2008-11-01 | 2044-09-30 | Sumas | 11210 | 11210 | 11210 | 11210 | 11210 | 11210 | 11210 | 11210 | 11210 | 11210 | 11210 | 11210 | 11210 | 11210 | 11210 | 0
NWP 138412 - Sumas to Longview |  | 2010-06-01 | 2028-10-31 | Sumas | 9000 | 9000 | 9000 | 9000 | 9000 | 9000 | 9000 | 9000 | 9000 | 9000 | 9000 | 9000 | 9000 | 9000 | 9000 | 0
NWP 138409 - Sumas to N. Tacoma |  | 2010-05-01 | 2028-10-31 | Sumas | 2000 | 2000 | 2000 | 2000 | 2000 | 2000 | 2000 | 2000 | 2000 | 2000 | 2000 | 2000 | 2000 | 2000 | 2000 | 0
NWP 140907 - Sumas to J.P. |  | 2018-10-01 | 2033-10-31 | Sumas | 20000 | 20000 | 20000 | 20000 | 20000 | 20000 | 20000 | 20000 | 20000 | 20000 | 20000 | 20000 | 20000 | 20000 | 20000 | 0
[5 empty] | Total Sumas Year-Round Contracts | 108957 | 108957 | 108957 | 108957 | 108957 | 108957 | 108957 | 108957 | 108957 | 108957 | 108957 | 108957 | 108957 | 108957 | 0
NWP 140899 - Plymouth to Sedro-Woolley (CNGC segmt) |  | 2015-11-01 | 2028-03-31 | Stan./Plym. | 15000 | 15000 | 15000 | 15000 | 15000 | 15000 | 15000 | 15000 | 15000 | 15000 | 15000 | 15000 | 15000 | 15000 | 15000 | 0
[5 empty] | Total Storage Year-Round Contracts | 15000 | 15000 | 15000 | 15000 | 15000 | 15000 | 15000 | 15000 | 15000 | 15000 | 15000 | 15000 | 15000 | 15000 | 0
NWP 140910 - JP to SedroWoolley (CNGC) |  | 2015-11-01 | 2032-10-31 | JP-Winter | 27547 | 2020-05-01: 0; 2020-11-01: 27547; 2020-12-01: 27547; 2021-01-01: 27547; 2021-02-01: 27547; 2021-03-01: 27547; 2021-04-01: 0 | 27547 | 27547 | 0
NWP 140766 - JP to Longview |  | 2015-11-01 | 2032-10-31 | JP-Winter | 6650 | 2020-05-01: 0; 2020-11-01: 6650; 2020-12-01: 6650; 2021-01-01: 6650; 2021-02-01: 6650; 2021-03-01: 6650; 2021-04-01: 0 | 6650 | 6650 | 0
[5 empty] | Total Winter Only Contracts | 0 | 0 | 0 | 0 | 0 | 0 | 34197 | 34197 | 34197 | 34197 | 34197 | 0 | 34197 | 34197 | 0
NWP 138780-81 Stanfield to Deer Island |  | 2011-04-01 | 2025-03-31 | Stanfield | 2128 | 2128 | 2128 | 2128 | 2128 | 2128 | 2128 | 2128 | 2128 | 2128 | 2128 | 2128 | 2128 | 2128 | 2128 | 0
NWP 138782-83 Stanfield to Bellingham |  | 2011-04-01 | 2025-03-31 | Stanfield | 4928 | 4928 | 4928 | 4928 | 4928 | 4928 | 4928 | 4928 | 4928 | 4928 | 4928 | 4928 | 4928 | 4928 | 4928 | 0
NWP 138784-90 Stanfield to JP |  | 2011-04-01 | 2025-03-31 | Stanfield | 21872 | 21872 | 21872 | 21872 | 21872 | 21872 | 21872 | 21872 | 21872 | 21872 | 21872 | 21872 | 21872 | 21872 | 21872 | 0
NWP 138657-75 Stanfield to SIPI |  | 2014-11-01 | 2030-03-31 | Stanfield | 50000 | 50000 | 50000 | 50000 | 50000 | 50000 | 50000 | 50000 | 50000 | 50000 | 50000 | 50000 | 50000 | 50000 | 50000 | 0
[5 empty] | Total Stanfield Contracts | 78928 | 78928 | 78928 | 78928 | 78928 | 78928 | 78928 | 78928 | 78928 | 78928 | 78928 | 78928 | 78928 | 78928 | 0
Westcoast 2587-B-00 (FB Energy) 703.4 103m3 |  | 2009-11-01 | 2028-10-31 | Station 2 | 26667.751 | 26667.751 | 26667.751 | 26667.751 | 26667.751 | 26667.751 | 26667.751 | 26667.751 | 26667.751 | 26667.751 | 26667.751 | 26667.751 | 26667.751 | 26667.751 | 26667.751 | 0
Westcoast 2587-B-00 (BNP Paribas) 713.1 103m3 |  | 2010-04-01 | 2028-10-31 | Station 2 | 27035.5036 | 27035.5036 | 27035.5036 | 27035.5036 | 27035.5036 | 27035.5036 | 27035.5036 | 27035.5036 | 27035.5036 | 27035.5036 | 27035.5036 | 27035.5036 | 27035.5036 | 27035.5036 | 27035.5036 | 0
Westcoast 2587-B-00 100.5 103m3 |  | 2012-12-01 | 2030-11-30 | Station 2 | 3810.2203 | 3810.2203 | 3810.2203 | 3810.2203 | 3810.2203 | 3810.2203 | 3810.2203 | 3810.2203 | 3810.2203 | 3810.2203 | 3810.2203 | 3810.2203 | 3810.2203 | 3810.2203 | 3810.2203 | 0
Westcoast 3545-B-00 (Enhanced until 10/31/16) 813.4 103M3 |  | 2012-12-01 | 2030-11-30 | Station 2 | 30838.1414 | 30838.1414 | 30838.1414 | 30838.1414 | 30838.1414 | 30838.1414 | 30838.1414 | 30838.1414 | 30838.1414 | 30838.1414 | 30838.1414 | 30838.1414 | 30838.1414 | 30838.1414 | 30838.1414 | 0
[5 empty] | Total Station 2 Contracts | 88351.6163 | 88351.6163 | 88351.6163 | 88351.6163 | 88351.6163 | 88351.6163 | 88351.6163 | 88351.6163 | 88351.6163 | 88351.6163 | 88351.6163 | 88351.6163 | 88351.6163 | 88351.6163 | 0
GTN FTS-1 181 |  | 2015-12-01 | 2028-10-31 | Kingsgate | 13378 | 13378 | 13378 | 13378 | 13378 | 13378 | 13378 | 13378 | 13378 | 13378 | 13378 | 13378 | 13378 | 13378 | 13378 | 0
GTN FTS-1 181 |  | 2015-12-01 | 2028-11-30 | Kingsgate | 27189 | 27189 | 27189 | 27189 | 27189 | 27189 | 27189 | 27189 | 27189 | 27189 | 27189 | 27189 | 27189 | 27189 | 27189 | 0
Foothills |  | 2015-12-01 | 2028-11-30 | A/BC | 40946 | 40946 | 40946 | 40946 | 40946 | 40946 | 40946 | 40946 | 40946 | 40946 | 40946 | 40946 | 40946 | 40946 | 40946 | 0
NGTL |  | 2015-12-01 | 2028-11-30 | AECO/ NIT | 37913 | 37913 | 37913 | 37913 | 37913 | 37913 | 37913 | 37913 | 37913 | 37913 | 37913 | 37913 | 37913 | 37913 | 37913 | 0
NGTL |  | 2016-01-01 | 2028-12-31 | AECO/ NIT | 3507 | 3507 | 3507 | 3507 | 3507 | 3507 | 3507 | 3507 | 3507 | 3507 | 3507 | 3507 | 3507 | 3507 | 3507 | 0
Storage | [19 empty] | 0
Plymouth LNG Demand |  | 2015-11-01 | 2028-03-31 |  | 70500 | 70500 | 70500 | 70500 | 70500 | 70500 | 70500 | 70500 | 70500 | 70500 | 70500 | 70500 | 70500 | 70500 | 70500 | 0
Plymouth LNG Capacity |  | 2015-11-01 | 2028-03-31 |  | 241700 | 241700 | 241700 | 241700 | 241700 | 241700 | 241700 | 241700 | 241700 | 241700 | 241700 | 241700 | 241700 | 241700 | 241700 | 0
NWP SGS-2 JP Demand |  | 2013-04-01 | 2026-10-31 |  | 6704 | 6704 | 6704 | 6704 | 6704 | 6704 | 6704 | 6704 | 6704 | 6704 | 6704 | 6704 | 6704 | 6704 | 6704 | 0
NWP SGS-2 JP Capacity |  | 2013-04-01 | 2026-10-31 |  | 140622 | 140622 | 140622 | 140622 | 140622 | 140622 | 140622 | 140622 | 140622 | 140622 | 140622 | 140622 | 140622 | 140622 | 140622 | 0
Contract Rates
NWP | TF-1 demand (Vintage) |  |  |  | $/dth/day | 0.39033 | 0.39033 | 0.39033 | 0.39033 | 0.39033 | 0.39033 | 0.39033 | 0.39033 | 0.39033 | 0.39033 | 0.39033 | 0.39033 | 0.39033 | 0.39033 | 0
NWP | Goldendale Cost of Service (per month) |  |  |  | $/month | 10781 | 10781 | 10781 | 10781 | 10781 | 10781 | 10781 | 10781 | 10781 | 10781 | 10781 | 10781 | 10781 | 10781 | 0
NWP | Capacity Release from CNGC (segment) |  |  |  | $/dth/day | 0.10177 | 0.10177 | 0.10177 | 0.10177 | 0.10177 | 0.10177 | 0.10177 | 0.10177 | 0.10177 | 0.10177 | 0.10177 | 0.10177 | 0.10177 | 0.10177 | 0
NWP | Storage Redelivery Service (Winter Only/ zero in Summer) |  |  |  | $/dth/day | 2020-05-01: 0; 2020-11-01: 0.2342; 2020-12-01: 0.2342; 2021-01-01: 0.2342; 2021-02-01: 0.2342; 2021-03-01: 0.2342; 2021-04-01: 0 | 0.2342 | 0.2342 | 0
NWP | SGS2 demand (for storage) |  |  |  | $/dth/day | 0.01562 | 0.01562 | 0.01562 | 0.01562 | 0.01562 | 0.01562 | 0.01562 | 0.01562 | 0.01562 | 0.01562 | 0.01562 | 0.01562 | 0.01562 | 0.01562 | 0
NWP | SGS2 capacity (for storage) |  |  |  | $/dth/day | 0.00057 | 0.00057 | 0.00057 | 0.00057 | 0.00057 | 0.00057 | 0.00057 | 0.00057 | 0.00057 | 0.00057 | 0.00057 | 0.00057 | 0.00057 | 0.00057 | 0
NWP | Plymouth LS-2/3 demand (for storage) |  |  |  | $/dth/day | 0.02587 | 0.02587 | 0.02587 | 0.02587 | 0.02587 | 0.02587 | 0.02587 | 0.02587 | 0.02587 | 0.02587 | 0.02587 | 0.02587 | 0.02587 | 0.02587 | 0
NWP | Plymouth LS-2/3 capacity (for storage) |  |  |  | $/dth/day | 0.00331 | 0.00331 | 0.00331 | 0.00331 | 0.00331 | 0.00331 | 0.00331 | 0.00331 | 0.00331 | 0.00331 | 0.00331 | 0.00331 | 0.00331 | 0.00331 | 0
1
Westcoast | Demand Toll 5yr | 28.15% |  |  | $CAD/10 3 m3 per month | 612.29 | 612.29 | 612.29 | 612.29 | 612.29 | 612.29 | 612.29 | 612.29 | 612.29 | 612.29 | 612.29 | 612.29 | 612.29 | 612.29 | 0
Westcoast | Exchange Rate |  |  |  | $US/$CAD | 0.787 | 0.787 | 0.787 | 0.787 | 0.787 | 0.787 | 0.787 | 0.787 | 0.787 | 0.787 | 0.787 | 0.787 | 0.787 | 0.787 | 0
Westcoast | Demand Toll converted to $US |  |  |  |  | 481.8722 | 481.8722 | 481.8722 | 481.8722 | 481.8722 | 481.8722 | 481.8722 | 481.8722 | 481.8722 | 481.8722 | 481.8722 | 481.8722 | 481.8722 | 481.8722 | 0
Westcoast | Convert to cubic foot |  |  |  |  | 35.3106 | 35.3106 | 35.3106 | 35.3106 | 35.3106 | 35.3106 | 35.3106 | 35.3106 | 35.3106 | 35.3106 | 35.3106 | 35.3106 | 35.3106 | 35.3106 | 0
Westcoast | Convert to decatherm |  |  |  |  | 1.0737 | 1.0737 | 1.0737 | 1.0737 | 1.0737 | 1.0737 | 1.0737 | 1.0737 | 1.0737 | 1.0737 | 1.0737 | 1.0737 | 1.0737 | 1.0737 | 0
Westcoast | Demand Toll converted to $US/dth/month |  |  |  | $/dth/month | 12.7101 | 12.7101 | 12.7101 | 12.7101 | 12.7101 | 12.7101 | 12.7101 | 12.7101 | 12.7101 | 12.7101 | 12.7101 | 12.7101 | 12.7101 | 12.7101 | 0
| Demand Toll 3 yr |  |  |  | $/dth/month | 12.9776 | 12.9776 | 12.9776 | 12.9776 | 12.9776 | 12.9776 | 12.9776 | 12.9776 | 12.9776 | 12.9776 | 12.9776 | 12.9776 | 12.9776 | 12.9776 | 0
[5 empty] | memo: $/Dth/d | 2020-05-01: 0.41787
Cascade | Sch. 663 Contract Demand (Mint Farm and Ferndale) |  |  |  | $/month/therm | 0.2 | 0.2 | 0.2 | 0.2 | 0.2 | 0.2 | 0.2 | 0.2 | 0.2 | 0.2 | 0.2 | 0.2 | 0.2 | 0.15 | 0.05
Cascade | Dispatch Service Charge |  |  |  | $/month | 625 | 625 | 625 | 625 | 625 | 625 | 625 | 625 | 625 | 625 | 625 | 625 | 625 | 500 | 125
Cascade | Encogen Contract Charges Update in July) |  |  |  | $/month/therm | 0.0397 | 0.0397 | 0.0397 | 0.0397 | 0.0397 | 0.0397 | 0.0397 | 0.0397 | 0.0397 | 0.0397 | 0.0397 | 0.0397 | 0.0397 | 0.040136 | -0.00043619
Cascade | Fredonia (demand/facilities charge/compressor charge & dispatch & tax)) |  |  |  | $/month | 127159 | 127159 | 127159 | 127159 | 127159 | 127159 | 127159 | 127159 | 127159 | 127159 | 127159 | 127159 | 127159 | 127247.2149 | -88.2149
Cascade | Whitehorn (demand & dispatch & tax) |  |  |  | $/month | 15081 | 15081 | 15081 | 15081 | 15081 | 15081 | 15081 | 15081 | 15081 | 15081 | 15081 | 15081 | 15081 | 12235.2886 | 2845.7114
Cascade | Cascade Revenue Tax % (includes 3.852% utility tax) |  |  |  | % | 4.431% | 4.431% | 4.431% | 4.431% | 4.431% | 4.431% | 4.431% | 4.431% | 4.431% | 4.431% | 4.431% | 4.431% | 4.431% | 4.535% | -0.104%
Cascade | Cascade B&O Tax (Encogen) |  |  |  | % | 6.383% | 6.383% | 6.383% | 6.383% | 6.383% | 6.383% | 6.383% | 6.383% | 6.383% | 6.383% | 6.383% | 6.383% | 6.383% | 6.38% | 0.003%
Cascade | Cascade B&O tax (Mint Farm) - $60 flat |  |  |  | $/month | 60 | 60 | 60 | 60 | 60 | 60 | 60 | 60 | 60 | 60 | 60 | 60 | 60 | 60 | 0
GTN | Demand Charge |  |  |  |  | 0.028612 | 0.028612 | 0.028612 | 0.028612 | 0.028612 | 0.028612 | 0.028612 | 0.028612 | 0.028612 | 0.028612 | 0.028612 | 0.028612 | 0.028612 | 0.030954 | -0.002342
GTN | Mileage Demand Charge |  |  |  |  | 0.000362 | 0.000362 | 0.000362 | 0.000362 | 0.000362 | 0.000362 | 0.000362 | 0.000362 | 0.000362 | 0.000362 | 0.000362 | 0.000362 | 0.000362 | 0.000391 | -2.9e-05
GTN | mileage - Kingsgate to Stanfield |  |  |  |  | 277.37 | 277.37 | 277.37 | 277.37 | 277.37 | 277.37 | 277.37 | 277.37 | 277.37 | 277.37 | 277.37 | 277.37 | 277.37 | 277.37 | 0
GTN | Stanfield Mileage Demand Charge |  |  |  |  | 0.10041 | 0.10041 | 0.10041 | 0.10041 | 0.10041 | 0.10041 | 0.10041 | 0.10041 | 0.10041 | 0.10041 | 0.10041 | 0.10041 | 0.10041 | 0.10845 | -0.0080437
| Total Demand Rate |  |  |  | $/dth/day | 0.12902 | 0.12902 | 0.12902 | 0.12902 | 0.12902 | 0.12902 | 0.12902 | 0.12902 | 0.12902 | 0.12902 | 0.12902 | 0.12902 | 0.12902 | 0.13941 | -0.010386
Foothills
Foothills | Demand rate per GJ/mo ($CAN) |  |  |  |  | 2.9107 | 2.9107 | 2.9107 | 2.9107 | 2.9107 | 2.9107 | 2.9107 | 2.9107 | 2.9107 | 2.9107 | 2.9107 | 2.9107 | 2.9107 | 2.9107 | 0
Foothills | Exchange Rate |  |  |  | $US/$CAD | 0.787 | 0.787 | 0.787 | 0.787 | 0.787 | 0.787 | 0.787 | 0.787 | 0.787 | 0.787 | 0.787 | 0.787 | 0.787 | 0.787 | 0
Foothills | Demand Rate pre GJ/mo ($US) |  |  |  |  | 2.2907 | 2.2907 | 2.2907 | 2.2907 | 2.2907 | 2.2907 | 2.2907 | 2.2907 | 2.2907 | 2.2907 | 2.2907 | 2.2907 | 2.2907 | 2.2907 | 0
Foothills | conversion GJ to Dth |  |  |  |  | 0.94782 | 0.94782 | 0.94782 | 0.94782 | 0.94782 | 0.94782 | 0.94782 | 0.94782 | 0.94782 | 0.94782 | 0.94782 | 0.94782 | 0.94782 | 0.94782 | 0
Foothills | Demand Rate per Dth/mo |  |  |  |  | 2.4169 | 2.4169 | 2.4169 | 2.4169 | 2.4169 | 2.4169 | 2.4169 | 2.4169 | 2.4169 | 2.4169 | 2.4169 | 2.4169 | 2.4169 | 2.4169 | 0
Foothills | Demand Rate per Dth/day |  |  |  |  | 0.079459 | 0.079459 | 0.079459 | 0.079459 | 0.079459 | 0.079459 | 0.079459 | 0.079459 | 0.079459 | 0.079459 | 0.079459 | 0.079459 | 0.079459 | 0.079459 | 0
NGTL | bar: 2021-01-01
NGTL | Demand rate per GJ/mo ($CAN) |  |  |  |  | 5.222 | 5.222 | 5.222 | 5.222 | 5.222 | 5.222 | 5.222 | 5.222 | 5.222 | 5.222 | 5.222 | 5.222 | 5.222 | 5.222 | 0
NGTL | Exchange Rate |  |  |  | $US/$CAD | 0.787 | 0.787 | 0.787 | 0.787 | 0.787 | 0.787 | 0.787 | 0.787 | 0.787 | 0.787 | 0.787 | 0.787 | 0.787 | 0.787 | 0
NGTL | Demand Rate pre GJ/mo ($US) |  |  |  |  | 4.1097 | 4.1097 | 4.1097 | 4.1097 | 4.1097 | 4.1097 | 4.1097 | 4.1097 | 4.1097 | 4.1097 | 4.1097 | 4.1097 | 4.1097 | 4.1097 | 0
NGTL | conversion GJ to Dth |  |  |  |  | 0.94782 | 0.94782 | 0.94782 | 0.94782 | 0.94782 | 0.94782 | 0.94782 | 0.94782 | 0.94782 | 0.94782 | 0.94782 | 0.94782 | 0.94782 | 0.94782 | 0
NGTL | Demand Rate per Dth/mo |  |  |  |  | 4.336 | 4.336 | 4.336 | 4.336 | 4.336 | 4.336 | 4.336 | 4.336 | 4.336 | 4.336 | 4.336 | 4.336 | 4.336 | 4.336 | 0
NGTL | Demand Rate per Dth/day |  |  |  |  | 0.14255 | 0.14255 | 0.14255 | 0.14255 | 0.14255 | 0.14255 | 0.14255 | 0.14255 | 0.14255 | 0.14255 | 0.14255 | 0.14255 | 0.14255 | 0.14255 | 0
Contract Costs $
Contract | Contract | Start | End | Receipt | Dth/day | 31 | 30 | 31 | 31 | 30 | 31 | 30 | 31 | 31 | 28 | 31 | 30
NWP 132123 - Sumas to Freddy/Scot Lateral |  | 2018-10-01 | 2028-10-31 | Sumas | 21747 | 263143.7018 | 254655.1953 | 263143.7018 | 263143.7018 | 254655.1953 | 263143.7018 | 254655.1953 | 263143.7018 | 263143.7018 | 237678.1823 | 263143.7018 | 254655.1953 | 3098304.8761 | 3098304.8761 | 0
NWP 135602 - Sumas to N.Seattle/Ev.Delta |  | 2018-10-01 | 2028-10-31 | Sumas | 45000 | 544510.35 | 526945.5 | 544510.35 | 544510.35 | 526945.5 | 544510.35 | 526945.5 | 544510.35 | 544510.35 | 491815.8 | 544510.35 | 526945.5 | 6411170.25 | 6411170.25 | 0
NWP 136459 - Sumas to Stnfld/Reno/Wey |  | 2008-11-01 | 2044-09-30 | Sumas | 11210 | 135643.5783 | 131267.979 | 135643.5783 | 135643.5783 | 131267.979 | 135643.5783 | 131267.979 | 135643.5783 | 135643.5783 | 122516.7804 | 135643.5783 | 131267.979 | 1597093.7445 | 1597093.7445 | 0
NWP 138412 - Sumas to Longview |  | 2010-06-01 | 2028-10-31 | Sumas | 9000 | 108902.07 | 105389.1 | 108902.07 | 108902.07 | 105389.1 | 108902.07 | 105389.1 | 108902.07 | 108902.07 | 98363.16 | 108902.07 | 105389.1 | 1282234.05 | 1282234.05 | 0
NWP 138409 - Sumas to N. Tacoma |  | 2010-05-01 | 2028-10-31 | Sumas | 2000 | 24200.46 | 23419.8 | 24200.46 | 24200.46 | 23419.8 | 24200.46 | 23419.8 | 24200.46 | 24200.46 | 21858.48 | 24200.46 | 23419.8 | 284940.9 | 284940.9 | 0
NWP 140907 - Sumas to JP |  | 2018-10-01 | 2028-10-31 | Sumas | 20000 | 242004.6 | 234198 | 242004.6 | 242004.6 | 234198 | 242004.6 | 234198 | 242004.6 | 242004.6 | 218584.8 | 242004.6 | 234198 | 2849409 | 2849409 | 0
[5 empty] | Total Sumas Year-Round Contracts | 1318404.7601 | 1275875.5743 | 1318404.7601 | 1318404.7601 | 1275875.5743 | 1318404.7601 | 1275875.5743 | 1318404.7601 | 1318404.7601 | 1190817.2027 | 1318404.7601 | 1275875.5743 | 15523152.8207 | 15523152.8207 | 0
NWP 140899 - Plymouth to Sedro-Woolley (CNGC segmt) |  | 2015-11-01 | 2028-03-31 | Plym'th/Stnfld | 15000 | 47323.05 | 45796.5 | 47323.05 | 47323.05 | 45796.5 | 47323.05 | 45796.5 | 47323.05 | 47323.05 | 42743.4 | 47323.05 | 45796.5 | 557190.75 | 557190.75 | 0
[5 empty] | Total Storage Year-Round Contracts | 47323.05 | 45796.5 | 47323.05 | 47323.05 | 45796.5 | 47323.05 | 45796.5 | 47323.05 | 47323.05 | 42743.4 | 47323.05 | 45796.5 | 557190.75 | 557190.75 | 0
NWP 140910 - JP to SedroWoolley (CNGC) |  | 2015-11-01 | 2032-10-31 | JP-Winter | 27547 | 0 | 0 | 0 | 0 | 0 | 0 | 193543.5692 | 199995.0215 | 199995.0215 | 180640.6646 | 199995.0215 | 0 | 974169.2982 | 974169.2982 | 0
NWP 140766 - JP to Longview |  | 2015-11-01 | 2032-10-31 | JP-Winter | 6650 | 0 | 0 | 0 | 0 | 0 | 0 | 46722.501 | 48279.9177 | 48279.9177 | 43607.6676 | 48279.9177 | 0 | 235169.9217 | 235169.9217 | 0
[5 empty] | Total Winter Only Contracts | 0 | 0 | 0 | 0 | 0 | 0 | 240266.0702 | 248274.9392 | 248274.9392 | 224248.3322 | 248274.9392 | 0 | 1209339.2199 | 1209339.2199 | 0
NWP 138780-81 Stanfield to Deer Island |  | 2011-04-01 | 2025-03-31 | Stanfield | 2128 | 25749.2894 | 24918.6672 | 25749.2894 | 25749.2894 | 24918.6672 | 25749.2894 | 24918.6672 | 25749.2894 | 25749.2894 | 23257.4227 | 25749.2894 | 24918.6672 | 303177.1176 | 303177.1176 | 0
NWP 138782-83 Stanfield to Bellingham |  | 2011-04-01 | 2025-03-31 | Stanfield | 4928 | 59629.9334 | 57706.3872 | 59629.9334 | 59629.9334 | 57706.3872 | 59629.9334 | 57706.3872 | 59629.9334 | 59629.9334 | 53859.2947 | 59629.9334 | 57706.3872 | 702094.3776 | 702094.3776 | 0
NWP 138784-90 Stanfield to JP |  | 2011-04-01 | 2025-03-31 | Stanfield | 21872 | 264656.2306 | 256118.9328 | 264656.2306 | 264656.2306 | 256118.9328 | 264656.2306 | 256118.9328 | 264656.2306 | 264656.2306 | 239044.3373 | 264656.2306 | 256118.9328 | 3116113.6824 | 3116113.6824 | 0
NWP 138657-75 Stanfield to SIPI |  | 2014-11-01 | 2030-03-31 | Stanfield | 50000 | 605011.5 | 585495 | 605011.5 | 605011.5 | 585495 | 605011.5 | 585495 | 605011.5 | 605011.5 | 546462 | 605011.5 | 585495 | 7123522.5 | 7123522.5 | 0
[5 empty] | Total Stanfield Contracts | 955046.9534 | 924238.9872 | 955046.9534 | 955046.9534 | 924238.9872 | 955046.9534 | 924238.9872 | 955046.9534 | 955046.9534 | 862623.0547 | 955046.9534 | 924238.9872 | 11244907.6776 | 11244907.6776 | 0
NWP 127115 - Goldendale Lateral |  |  | 2026-12-14 | Goldendale | 50350 | 10781 | 10781 | 10781 | 10781 | 10781 | 10781 | 10781 | 10781 | 10781 | 10781 | 10781 | 10781 | 129372 | 129372 | 0
| Total NWP Pipeline Capacity |  |  |  |  | 2331555.7636 | 2256692.0615 | 2331555.7636 | 2331555.7636 | 2256692.0615 | 2331555.7636 | 2496958.1317 | 2579830.7027 | 2579830.7027 | 2331212.9896 | 2579830.7027 | 2256692.0615 | 28663962.4682 | 28663962.4682 | 0
0
Cascade | Mint Farm (Sched 663) |  | 2029-12-31 |  | 52000 | 104000 | 104000 | 104000 | 104000 | 104000 | 104000 | 104000 | 104000 | 104000 | 104000 | 104000 | 104000 | 1248000 | 936000 | 312000
Cascade | Mint Farm Dispatch fee |  |  |  | n/a | 685 | 685 | 685 | 685 | 685 | 685 | 685 | 685 | 685 | 685 | 685 | 685 | 8220 | 6720 | 1500
Cascade | Mint Farm Revenue Tax |  |  |  | n/a | 4638.5923 | 4638.5923 | 4638.5923 | 4638.5923 | 4638.5923 | 4638.5923 | 4638.5923 | 4638.5923 | 4638.5923 | 4638.5923 | 4638.5923 | 4638.5923 | 55663.1082 | 42752.352 | 12910.7562
Cascade | Ferndale (Sched 663) | 2012-12-01 | 2037-09-30 |  | 52000 | 104000 | 104000 | 104000 | 104000 | 104000 | 104000 | 104000 | 104000 | 104000 | 104000 | 104000 | 104000 | 1248000 | 936000 | 312000
Cascade | Ferndale Dispatch fee | 2012-12-01 | 2037-09-30 |  | n/a | 625 | 625 | 625 | 625 | 625 | 625 | 625 | 625 | 625 | 625 | 625 | 625 | 7500 | 6000 | 1500
Cascade | Ferndale Revenue Tax | 2012-12-01 | 2037-09-30 |  | n/a | 4635.9338 | 4635.9338 | 4635.9338 | 4635.9338 | 4635.9338 | 4635.9338 | 4635.9338 | 4635.9338 | 4635.9338 | 4635.9338 | 4635.9338 | 4635.9338 | 55631.205 | 42719.7 | 12911.505
Cascade | Encogen |  | 2029-12-31 |  | 37000 | 14689 | 14689 | 14689 | 14689 | 14689 | 14689 | 14689 | 14689 | 14689 | 14689 | 14689 | 14689 | 176268 | 178204.6675 | -1936.6675
Cascade | Encogen Dispatch fee |  |  |  | n/a | 625 | 625 | 625 | 625 | 625 | 625 | 625 | 625 | 625 | 625 | 625 | 625 | 7500 | 6000 | 1500
Cascade | Encogen Revenue Taxes |  |  |  | n/a | 678.5633 | 678.5633 | 678.5633 | 678.5633 | 678.5633 | 678.5633 | 678.5633 | 678.5633 | 678.5633 | 678.5633 | 678.5633 | 678.5633 | 8142.7601 | 8353.6817 | -210.9216
Cascade | Encogen B&O Tax (Includes state utility tax) |  |  |  | n/a | 977.4926 | 977.4926 | 977.4926 | 977.4926 | 977.4926 | 977.4926 | 977.4926 | 977.4926 | 977.4926 | 977.4926 | 977.4926 | 977.4926 | 11729.9114 | 11752.2578 | -22.3463
Cascade | Fredonia |  | 2027-04-02 |  | 94000 | 127159 | 127159 | 127159 | 127159 | 127159 | 127159 | 127159 | 127159 | 127159 | 127159 | 127159 | 127159 | 1525908 | 1526966.579 | -1058.579
Cascade | Whitehorn |  | 2026-12-31 |  | 24000 | 15081 | 15081 | 15081 | 15081 | 15081 | 15081 | 15081 | 15081 | 15081 | 15081 | 15081 | 15081 | 180972 | 146823.4635 | 34148.5365
Cascade | Total |  |  |  |  | 377794.5821 | 377794.5821 | 377794.5821 | 377794.5821 | 377794.5821 | 377794.5821 | 377794.5821 | 377794.5821 | 377794.5821 | 377794.5821 | 377794.5821 | 377794.5821 | 4533534.9847 | 3848292.7014 | 685242.2833
Westcoast | Westcoast 2587-B-00 (FB Energy) 703.4 103m3 |  | 2028-10-31 | Station 2 | 26667.751 | 338948.9266 | 338948.9266 | 338948.9266 | 338948.9266 | 338948.9266 | 338948.9266 | 338948.9266 | 338948.9266 | 338948.9266 | 338948.9266 | 338948.9266 | 338948.9266 | 4067387.119 | 4067387.119 | 0
Westcoast | Westcoast 2587-B-00 (BNP Paribas) 713.1 103M3 |  | 2028-10-31 | Station 2 | 27035.5036 | 343623.0872 | 343623.0872 | 343623.0872 | 343623.0872 | 343623.0872 | 343623.0872 | 343623.0872 | 343623.0872 | 343623.0872 | 343623.0872 | 343623.0872 | 343623.0872 | 4123477.0466 | 4123477.0466 | 0
Westcoast | Westcoast 2587-B-00 100.5 103m3 | 2012-12-01 | 2030-11-30 | Station 2 | 3810.2203 | 48428.1591 | 48428.1591 | 48428.1591 | 48428.1591 | 48428.1591 | 48428.1591 | 48428.1591 | 48428.1591 | 48428.1591 | 48428.1591 | 48428.1591 | 48428.1591 | 581137.9094 | 581137.9094 | 0
Westcoast | Westcoast 3545-B-00 813.4 103M3 | 2012-12-01 | 2030-11-30 | Station 2 | 30838.1414 | 391954.8719 | 391954.8719 | 391954.8719 | 391954.8719 | 391954.8719 | 391954.8719 | 391954.8719 | 391954.8719 | 391954.8719 | 391954.8719 | 391954.8719 | 391954.8719 | 4703458.4626 | 4703458.4626 | 0
Westcoast | FB Energy Discount Amort (11/09 - 10/18) | [16 empty] | 0 | 0 | 0
Westcoast | BNP Paribas Discount Amort (4/10 - 10/18) | [16 empty] | 0 | 0 | 0
Westcoast | Total |  |  |  | 88351.6163 | 1122955.0448 | 1122955.0448 | 1122955.0448 | 1122955.0448 | 1122955.0448 | 1122955.0448 | 1122955.0448 | 1122955.0448 | 1122955.0448 | 1122955.0448 | 1122955.0448 | 1122955.0448 | 13475460.5375 | 13475460.5375 | 0
GTN FTS-1 181 | GTN FTS-1 181 | 2015-12-01 | 2028-10-31 | Stanfield | 13378 | 53506.8915 | 51780.8627 | 53506.8915 | 53506.8915 | 51780.8627 | 53506.8915 | 51780.8627 | 53506.8915 | 53506.8915 | 48328.8052 | 53506.8915 | 51780.8627 | 630000.4964 | 680713.7044 | -50713.208
GTN FTS-1 181 | GTN FTS-1 181 | 2015-12-01 | 2028-11-30 | Stanfield | 27189 | 108745.6176 | 105237.6945 | 108745.6176 | 108745.6176 | 105237.6945 | 108745.6176 | 105237.6945 | 108745.6176 | 108745.6176 | 98221.8482 | 108745.6176 | 105237.6945 | 1280391.9493 | 1383459.778 | -103067.8287
Foothills | Foothills | 2015-12-01 | 2028-11-30 | A/BC | 40946 | 100858.7923 | 97605.2829 | 100858.7923 | 100858.7923 | 97605.2829 | 100858.7923 | 97605.2829 | 100858.7923 | 100858.7923 | 91098.264 | 100858.7923 | 97605.2829 | 1187530.9416 | 1187530.9416 | 0
NGTL | NGTL | 2015-12-01 | 2028-11-30 | AECO/ NIT | 37913 | 167542.8082 | 162138.2015 | 167542.8082 | 167542.8082 | 162138.2015 | 167542.8082 | 162138.2015 | 167542.8082 | 167542.8082 | 151328.9881 | 167542.8082 | 162138.2015 | 1972681.4514 | 1972681.4514 | 0
NGTL | NGTL | 2016-01-01 | 2028-12-31 | AECO/ NIT | 3507 | 15497.9197 | 14997.9868 | 15497.9197 | 15497.9197 | 14997.9868 | 15497.9197 | 14997.9868 | 15497.9197 | 15497.9197 | 13998.121 | 15497.9197 | 14997.9868 | 182475.5058 | 182475.5058 | 0
Other | Total |  |  |  |  | 446152.0293 | 431760.0283 | 446152.0293 | 446152.0293 | 431760.0283 | 446152.0293 | 431760.0283 | 446152.0293 | 446152.0293 | 402976.0264 | 446152.0293 | 431760.0283 | 5253080.3445 | 5406861.3813 | -153781.0368
NWP | Plymouth LNG- Storage (Demand) | 2015-01-01 | 2028-03-31 |  | 70500 | 56538.885 | 54715.05 | 56538.885 | 56538.885 | 54715.05 | 56538.885 | 54715.05 | 56538.885 | 56538.885 | 51067.38 | 56538.885 | 54715.05 | 665699.775 | 665699.775 | 0
NWP | Plymouth LNG- Storage (Capacity) | 2015-01-01 | 2028-03-31 |  | 241700 | 24800.837 | 24000.81 | 24800.837 | 24800.837 | 24000.81 | 24800.837 | 24000.81 | 24800.837 | 24800.837 | 22400.756 | 24800.837 | 24000.81 | 292009.855 | 292009.855 | 0
NWP | JP-139250 Storage (Demand) | 2013-04-01 | 2026-10-31 |  | 6704 | 3246.2109 | 3141.4944 | 3246.2109 | 3246.2109 | 3141.4944 | 3246.2109 | 3141.4944 | 3246.2109 | 3246.2109 | 2932.0614 | 3246.2109 | 3141.4944 | 38221.5152 | 38221.5152 | 0
NWP | JP-139250 Storage (Capacity) | 2013-04-01 | 2026-10-31 |  | 140622 | 2484.7907 | 2404.6362 | 2484.7907 | 2484.7907 | 2404.6362 | 2484.7907 | 2404.6362 | 2484.7907 | 2484.7907 | 2244.3271 | 2484.7907 | 2404.6362 | 29256.4071 | 29256.4071 | 0
PSEG | Other JP - Storage fee (Capacity recall to PSEG) | 2016-04-01 | 2027-03-31 |  | 500000 | $XXXXX | $XXXXX | $XXXXX | $XXXXX | $XXXXX | $XXXXX | $XXXXX | $XXXXX | $XXXXX | $XXXXX | $XXXXX | $XXXXX | $XXXXX | $XXXXX | $XXXXX
| Total NWP Storage |  |  |  |  | $XXXXX | $XXXXX | $XXXXX | $XXXXX | $XXXXX | $XXXXX | $XXXXX | $XXXXX | $XXXXX | $XXXXX | $XXXXX | $XXXXX | $XXXXX | $XXXXX | $XXXXX
| Total gas transport fixed (demand) costs |  |  |  |  | $XXXXX | $XXXXX | $XXXXX | $XXXXX | $XXXXX | $XXXXX | $XXXXX | $XXXXX | $XXXXX | $XXXXX | $XXXXX | $XXXXX | $XXXXX | $XXXXX | $XXXXX
Rate year: May 2020 through April 2021
Gas price date: 12/05/2019
REDACTED VERSION

## Exh. PKW-51C (R)
Puget Sound Energy
Distillate Fuel Incremental Costs
2019 GRC Rebuttal Power Cost Update
| 2020-05-01 | 2020-06-01 | 2020-07-01 | 2020-08-01 | 2020-09-01 | 2020-10-01 | 2020-11-01 | 2020-12-01 | 2021-01-01 | 2021-02-01 | 2021-03-01 | 2021-04-01 | 2019 GRC Rebuttal Update | 2019 GRC Proposed | Increase/ (Decrease)
Frederickson 1 & 2 | 0 | 0 | 0 | 0 | 0 | 0 | 31855.7267 | 31855.7267 | 31855.7267 | 31855.7267 | 31855.7267 | 0 | 159278.6333 | 159278.6333 | 0
Fredonia 1 & 2 | 0 | 0 | 0 | 0 | 0 | 0 | 50387.7057 | 50387.7057 | 50387.7057 | 50387.7057 | 50387.7057 | 0 | 251938.5283 | 251938.5283 | 0
Fredonia 3 & 4 | 0 | 0 | 0 | 0 | 0 | 0 | 22842.4266 | 22842.4266 | 22842.4266 | 22842.4266 | 22842.4266 | 0 | 114212.1328 | 114212.1328 | 0
Ferndale | 0 | 0 | 0 | 0 | 0 | 0 | 48098.6613 | 48098.6613 | 48098.6613 | 48098.6613 | 48098.6613 | 0 | 240493.3067 | 240493.3067 | 0
Whitehorn 2 & 3 | 0 | 0 | 0 | 0 | 0 | 0 | 30257.9865 | 30257.9865 | 30257.9865 | 30257.9865 | 30257.9865 | 0 | 151289.9324 | 151289.9324 | 0
Encogen | 0 | 0 | 0 | 0 | 0 | 0 | 9969.6624 | 9969.6624 | 9969.6624 | 9969.6624 | 9969.6624 | 0 | 49848.312 | 49848.312 | 0
Crystal mountain | 4510.4729 | 4510.4729 | 4510.4729 | 4510.4729 | 4510.4729 | 4510.4729 | 4510.4729 | 4510.4729 | 4510.4729 | 4510.4729 | 4510.4729 | 4510.4729 | 54125.675 | 54125.675 | 0
Total | 4510.4729 | 4510.4729 | 4510.4729 | 4510.4729 | 4510.4729 | 4510.4729 | 197922.642 | 197922.642 | 197922.642 | 197922.642 | 197922.642 | 4510.4729 | 1021186.5206 | 1021186.5206 | 0
MWHs | XXXXX | XXXXX | XXXXX | XXXXX | XXXXX | XXXXX | XXXXX | XXXXX | XXXXX | XXXXX | XXXXX | XXXXX | XXXXX | XXXXX | XXXXX
Aurora Mid C price | $XXXXX | $XXXXX | $XXXXX | $XXXXX | $XXXXX | $XXXXX | $XXXXX | $XXXXX | $XXXXX | $XXXXX | $XXXXX | $XXXXX | $XXXXX | $XXXXX | $XXXXX
Value of energy | 142.6285 | 201.0179 | 356.9118 | 423.6312 | 433.3694 | 394.8482 | 24287.6308 | 31919.6232 | 27908.8892 | 26929.681 | 20715.752 | 276.2745 | 133990.2579 | 133700.3255 | 289.9324
Net cost total | 4367.8444 | 4309.455 | 4153.5611 | 4086.8417 | 4077.1035 | 4115.6247 | 173635.0112 | 166003.0188 | 170013.7528 | 170992.961 | 177206.89 | 4234.1984 | 887196.2627 | 887486.1951 | -289.9324
Oil for Crystal mountain generator - reliability operations over a 3 yr. period (not modeled in AURORA)
| Capacity | Heat rate on Oil | Oil inventory 3.31.19 | Gallons burnt per hour | BTU content of #2 Fuel oil | Historical run profile | Gallons per year | Oil need | Oil Cost @ market | New cost of oil inventory | Cost of Oil
| (MW) | (Btu/KWh) | ($/gal) | (gal) | (Btu/gal) | (MWh) | (gal) | (gal) | ($) | ($/gal) | ($)
Crystal mountain | 2 | XXXXX | $XXXXX | XXXXX | 140000 | 211 | XXXXX | XXXXX | XXXXX | $XXXXX | 54125.675
Oil for testing - Calculated oil cost for 5hr compliance and reliability testing
| Capacity | *Heat rate on Oil | Oil inventory 3.31.19 | Gallons burnt per hour | BTU content of #2 Fuel oil | Testing hours | Gallons per year | Cost of Oil
| (MW) | (Btu/KWh) | ($/gal) | (gal) | (Btu/gal) | (hrs) | (gal) | ($)
Frederickson 1 & 2 | 148 | XXXXX | $XXXXX | XXXXX | 140000 | 5 | XXXXX | 159278.6333
Fredonia 1 & 2 | 208 | XXXXX | $XXXXX | XXXXX | 140000 | 5 | XXXXX | 251938.5283
Fredonia 3 & 4 | 108 | XXXXX | $XXXXX | XXXXX | 140000 | 5 | XXXXX | 114212.1328
Ferndale | 271 | XXXXX | $XXXXX | XXXXX | 140000 | 5 | XXXXX | 240493.3067
Whitehorn 2 & 3 | 148 | XXXXX | $XXXXX | XXXXX | 140000 | 5 | XXXXX | 151289.9324
Encogen | 166 | XXXXX | $XXXXX | XXXXX | 140000 | 5 | XXXXX | 49848.312
Total | 2020-12-01: 967060.8456
*Heat rate on oil is derived from gallon per minute diesel burn rates from simple cycle plant data. The combined cycles use their natural gas heat rates.
Adequate oil supply to cover winter reliability - 48 hr supply (Incremental oil purchases are rolled into inventory cost)
| Capacity | Heat rate on Oil | Oil inventory 3.31.19 | Gallons burnt per hour | BTU content of #2 Fuel oil | Reliability run | 48hr reliability run | *Minimum fill level 1'6'' from tank base | Sufficiency test | Oil need | Oil Cost @ market | New cost of oil inventory
| (MW) | (Btu/KWh) | ($/gal) | (gal) | (Btu/gallons) | (hrs) | (gal) | (gal) | 5hrs + 48hr exceed minimum fill level? | (gal) | ($) | ($/gal)
Frederickson 1 & 2 | 148 | XXXXX | $XXXXX | XXXXX | 140000 | 48 | XXXXX | 83202 | Yes | -33469 | 0 | $XXXXX
Fredonia 1 & 2 | 208 | XXXXX | $XXXXX | XXXXX | 140000 | 48 | XXXXX | 147588 | Yes | -45394.5 | 0 | $XXXXX
Fredonia 3 & 4 | 108 | XXXXX | $XXXXX | XXXXX | 140000 | 48 | XXXXX | 147588 | Yes | -45394.5 | 0 | $XXXXX
Ferndale | 245 | XXXXX | $XXXXX | XXXXX | 140000 | 48 | XXXXX | 60000 | No | 0 | 0 | $XXXXX
Whitehorn 2 & 3 | 148 | XXXXX | $XXXXX | XXXXX | 140000 | 48 | XXXXX | 23184 | Yes | -55292 | 0 | $XXXXX
Encogen | 165 | XXXXX | $XXXXX | XXXXX | 140000 | 48 | XXXXX | 18774 | Yes | -138168 | 0 | $XXXXX
Total
*Minimum fill level 1'6'' is the minimum measure that diesel can be extracted to from each tank until mandatory refill must take place
SUMMARY OF OIL INVENTORY
2019-03-31
| Gallons | Price | Amount | SAP Account
Crystal Mountain | 2020-05-01: XXXXX; 2020-06-01: $XXXXX; 2020-07-01: $XXXXX; 2020-08-01: 15100061
Encogen | 2020-05-01: XXXXX; 2020-06-01: $XXXXX; 2020-07-01: $XXXXX; 2020-08-01: 15100091
Ferndale | 2020-05-01: XXXXX; 2020-06-01: $XXXXX; 2020-07-01: $XXXXX; 2020-08-01: 15100101
Frederickson | 2020-05-01: XXXXX; 2020-06-01: $XXXXX; 2020-07-01: $XXXXX; 2020-08-01: 15100271
Fredonia | 2020-05-01: XXXXX; 2020-06-01: $XXXXX; 2020-07-01: $XXXXX; 2020-08-01: 15100081
Whitehorn | 2020-05-01: XXXXX; 2020-06-01: $XXXXX; 2020-07-01: $XXXXX; 2020-08-01: 15111001
Books | 2020-05-01: XXXXX; 2020-06-01: $XXXXX; 2020-07-01: $XXXXX
Fair Market value (base price) #2 Fuel oil 15- PPM Sulfur Dyed ultra low sulfur diesel | 2020-07-01: $XXXXX
With taxes & fees: average 10% | 2020-07-01: $XXXXX
Rate year: May 2020 through April 2021
Gas price date: 12/05/2019
REDACTED VERSION

## Exh. PKW-52C (R)
Puget Sound Energy
Adjustment for Non-Fuel Cost Included in Peaker Start Costs
2019 GRC Rebuttal Power Cost Update
| 2020-05-01 | 2020-06-01 | 2020-07-01 | 2020-08-01 | 2020-09-01 | 2020-10-01 | 2020-11-01 | 2020-12-01 | 2021-01-01 | 2021-02-01 | 2021-03-01 | 2021-04-01 | 2019 GRC Rebuttal Update | 2019 GRC Proposed | Increase / (Decrease)
Frederickson (1) | $XXXXX | $XXXXX | $XXXXX | $XXXXX | $XXXXX | $XXXXX | $XXXXX | $XXXXX | $XXXXX | $XXXXX | $XXXXX | $XXXXX | 248420.6697 | 171960.213 | 76460.4567
Frederickson (2) | $XXXXX | $XXXXX | $XXXXX | $XXXXX | $XXXXX | $XXXXX | $XXXXX | $XXXXX | $XXXXX | $XXXXX | $XXXXX | $XXXXX | 318130.7108 | 510281.1427 | -192150.4318
Fredonia (1) | $XXXXX | $XXXXX | $XXXXX | $XXXXX | $XXXXX | $XXXXX | $XXXXX | $XXXXX | $XXXXX | $XXXXX | $XXXXX | $XXXXX | 110035.146 | 146531.7196 | -36496.5736
Fredonia (2) | $XXXXX | $XXXXX | $XXXXX | $XXXXX | $XXXXX | $XXXXX | $XXXXX | $XXXXX | $XXXXX | $XXXXX | $XXXXX | $XXXXX | 93372.337 | 144704.5814 | -51332.2443
Fredonia (3) | $XXXXX | $XXXXX | $XXXXX | $XXXXX | $XXXXX | $XXXXX | $XXXXX | $XXXXX | $XXXXX | $XXXXX | $XXXXX | $XXXXX | 50839.3103 | 67485.122 | -16645.8118
Fredonia (4) | $XXXXX | $XXXXX | $XXXXX | $XXXXX | $XXXXX | $XXXXX | $XXXXX | $XXXXX | $XXXXX | $XXXXX | $XXXXX | $XXXXX | 68046.9104 | 108767.7195 | -40720.8091
Whitehorn (2) | $XXXXX | $XXXXX | $XXXXX | $XXXXX | $XXXXX | $XXXXX | $XXXXX | $XXXXX | $XXXXX | $XXXXX | $XXXXX | $XXXXX | 64966.9908 | 88445.0449 | -23478.0541
Whitehorn (3) | $XXXXX | $XXXXX | $XXXXX | $XXXXX | $XXXXX | $XXXXX | $XXXXX | $XXXXX | $XXXXX | $XXXXX | $XXXXX | $XXXXX | 101166.5694 | 83596.7368 | 17569.8326
Non-fuel costs in AURORA results | $XXXXX | $XXXXX | $XXXXX | $XXXXX | $XXXXX | $XXXXX | $XXXXX | $XXXXX | $XXXXX | $XXXXX | $XXXXX | $XXXXX | 1054978.6445 | 1321772.2798 | -266793.6354
Power cost adjustment | $XXXXX | $XXXXX | $XXXXX | $XXXXX | $XXXXX | $XXXXX | $XXXXX | $XXXXX | $XXXXX | $XXXXX | $XXXXX | $XXXXX | -1054978.6445 | -1321772.2798 | 266793.6354
Rate year: May 2020 through April 2021
Gas price date: 12/05/2019
REDACTED VERSION

## Exh. PKW-54
Puget Sound Energy
FERC 557 Other Power Costs
2019 GRC Rebuttal Power Cost Update
| 2019 GRC Rebuttal Update | 2019 GRC Proposed | Increase / (Decrease)
| 12 mo end 12.31.18 | 12 mo end 12.31.18
1143 - Energy Acctng O&M Power Costs | 0 | 0 | 0
1148 - Energy Acctng O&M Power Costs | 8171.76 | 8171.76 | 0
1148-Energy Acctng O&M Power Costs | 243891.42 | 243891.42 | 0
1810 - Resource Plan & Analysis PC | 53500 | 53500 | 0
1810 -Power Supply | 4478.37 | 4478.37 | 0
1900 - PURPA PPA Desert Claim Wind Proj | 0 | 0 | 0
1900-BPA Transmission Policy--Generation | 524481.33 | 524481.33 | 0
1900-FERC Regulatory Merchant | 5428.75 | 5428.75 | 0
1900-FERC Regulatory Transmission | 50637.97 | 50637.97 | 0
1900-Financial Derivatives | 166.49 | 166.49 | 0
1900-Mid-Columbia General | 6500.36 | 6500.36 | 0
1900-Power Credit Matters | 1150.53 | 1150.53 | 0
1900-Power Purchase Agreements | 593279.04 | 593279.04 | 0
1900-Power Sale Agreements | 330.89 | 330.89 | 0
1900-Power Wheeling Agreement-Generation | 165.07 | 165.07 | 0
4201 - Energy Policy Power Costs | 281151.59 | 281151.59 | 0
4201 - Training - Power Costs | 1331.38 | 1331.38 | 0
4201-Power Supply- Fed & Regional Policy | 0 | 0 | 0
4420 -Green Power Tags Programs | 1459363.53 | 1459363.53 | 0
5016-Mid Columbia-Other Energy Exp-Elec |  |  | 0
5013-Mid Columbia-Other Energy Exp-Elec | 1385 | 1385 | 0
5300 - Non-Renewable PPAs | 32796.58 | 32796.58 | 0
5300 - Renewable PPAs | 40493.26 | 40493.26 | 0
5301 - Other Energy Expense - Electric | 1431350.94 | 1431350.94 | 0
5329 - Other Power Costs - EIM Proj | 3183849.03 | 3183849.03 | 0
5329 - Other Power Costs - EIM Project | 222614.04 | 222614.04 | 0
5329 - Other Power Costs-Energy Delivery | 590788.92 | 590788.92 | 0
5329 - Training - Power Costs | 7549.62 | 7549.62 | 0
5360 - Deferred customer Portion - PCA | 0 | 0 | 0
5360 - Other Energy Expense - Electric | 272445.65 | 272445.65 | 0
5360 - Power Supply - Organizations - E | 38834.23 | 38834.23 | 0
5360 - Pwr Supply - Brokerage Fee - E | 446665.22 | 446665.22 | 0
5360 - Safety - Power Costs | 638.37 | 638.37 | 0
5360 - Training - Power Costs | 464.2 | 464.2 | 0
5360 General & Administrative | 587607.65 | 587607.65 | 0
5360 Power Supply PC | 1001625.28 | 1001625.28 | 0
5360 Supervision & Support | 131745.95 | 131745.95 | 0
5371-Power Supply-Energy Supply Merchant | 0 | 0 | 0
5380 - Other Energy Expense - Electric | 0 | 0 | 0
6002-Regional Power Program Contract | 0 | 0 | 0
6003 - Energy Supply Power Cost | 1268020.27 | 1268020.27 | 0
6003 - General & Administrative | 135464.51 | 135464.51 | 0
6003 - Power Supply Exp - Power Cost | 1430 | 1430 | 0
6003 - Safety - Power Costs | 843.57 | 843.57 | 0
6003 - Supervison & Support | 26963.01 | 26963.01 | 0
6003 - Training - Power Costs | 13492.98 | 13492.98 | 0
6005 - Power Supply - Hedging | 7392.7 | 7392.7 | 0
6005 - Safety - Power Costs | 863.19 | 863.19 | 0
6005 - Training - Power Costs | 48.85 | 48.85 | 0
6005 Portfolio Hedging Power Cost | 1156703.05 | 1156703.05 | 0
6008 - General & Administrative | 691603.13 | 691603.13 | 0
6008 - Other Power Supply Expenses | 706326.54 | 706326.54 | 0
6008 - Supervision & Support | 17872.75 | 17872.75 | 0
6008 - Training - Power Costs | 1916.17 | 1916.17 | 0
S-Mid Columbia-Other Energy Exp | 48065.64 | 48065.64 | 0
Payroll Purchased Electricity | -166409.96 | -166409.96 | 0
STANDING BUY/SELL POWER TO CA - ISO | 0 | 0 | 0
Total from SAP download | 15135478.82 | 15135478.82 | 0
Less EIM costs | -3406463.07 | -3406463.07 | 0
Less customer portion of PCA (assume no balance) | 0 | 0 | 0
Less Green Power Program (offset in revenue) | -1459363.53 | -1459363.53 | 0
Payroll tax exclusion adjustment | 166409.96 | 166409.96 | 0
Total rate year FERC 557 other power supply expense | 10436062.18 | 10436062.18 | 0
Test year: January 2018 through December 2018
Rate year: May 2020 through April 2021