## REMOVE!!-Revision history
Exhibit 1 Revision History
2015-03-10 | Updated dates to 2016-2017
2015-03-11 | Added new detail sheets
2015-03-12 | Updated links to sector sheets
2015-03-12 | Removed all cell naming
2015-04-03 | Cleared all entry tables
2015-04-09 | Re-arranged portfolio summary lines for better flow
2015-06-24 | Moved Customer Awareness Tools and DSMC into Data & Systems Services detail pages as sub-groupings
2015-06-26 | Named budget ranges in 2-yr portfolio page.
2015-06-26 | Added array formulae to budget totals in portfolio view pages
2015-08-04 | Input Syd France areas
2015-08-04 | NOTE--DSMC budget is a line item in Data & Systems Services
2015-08-04 | Put Business Rebates back in BEM
2015-08-05 | Add overhead lines in detail tables
2015-08-05 | Input Bill Hopkins content
2015-08-05 | Input Heather Mulligan and Michael Wehling content
2015-08-06 | Input NEEA gas market transformation budget amounts
2015-08-07 | Imported Energy Advisors, EV Chargers, EEC, Mkt Integration
2015-08-07 | Imported evaluation---MISSING LABOR!!
2015-08-10 | Started importing REM programs
2015-08-10 | Finished evaluation budgets
2015-08-10 | Reconciled Syd France's groups
2015-08-11 | Imported MyData
2015-08-11 | Imported Verification Team and Rebates Processing
2015-08-12 | Imported BEM
2015-08-13 | Fixed array formula on portfolio view
2015-08-14 | Removed references to MyDataManager & fixed lookups
2015-08-14 | Fixed Gas 2-year sector view date ranges
2015-08-14 | Fixed Market integration labor budget amounts
2015-08-14 | Reduce non-marketing labor by 10% (accounts for PTO-minus-merit increases)
Did NOT adjust: Eas, Market Integration, Market Research, Evaluation (already adjusted for PTO!)
2015-08-14 | Reduced marketing labor by 33.3% (reduce salary default of $120,000/FTE to $80,000/FTE)
2015-08-14 | Reduce marketing labor by 66.7%.
2015-08-17 | Fixed MHDS program costs, per direction from PM
2015-08-17 | Fixed link in 2017 Portfolio View. Generation, Transmission, and Distribution pulling from wrong cell.
2015-08-17 | Ensured that all CI pages have overhead sub-totals that calculate, rather than fixed amounts
2015-08-17 | Add FTE counts to CI pages
2015-08-17 | Add Sector Gas and Electric Combined Comparison Tab
2015-08-18 | Add Savings and Budget Comparison Tab with active formulas
2015-08-19 | EE Outreach Budgets input, Independent Colleges of WA moved from Communities to Education
2015-08-21 | Changed the name of LIW to Weatherization Assistance and HomePrint to Home Energy Assessment
2015-08-25 | Re-distribute NEEA electric budget
2015-08-28 | Adjust EA budget per Ben Pelkey
2015-08-28 | Added Executive Summary and Sector Intro tables
2015-09-02 | Added DBtC percentages to 2-year sector views
2015-09-02 | Fix gas sector view BEM totals
2015-09-08 | Change Weatherization Assistance back to LIW
2015-09-10 | Import REM updated program content
2015-09-11 | Adjusted the "how the target was built" table
2015-09-11 | Updated evaluation
2015-09-11 | Update REM figures from Dennis Rominger
2015-09-11 | Added "go to electric/gas page" buttons to every detail page
2015-09-11 | Imported BEM programs
2015-09-14 | Imported SBDI electric adjustments
2015-09-15 | Adjusted "building the targets" tables
2015-09-21 | 2 year sector views change to vlookup formulas
2015-09-23 | Revised building the target tables to remove decoupling target from EIA calc

## REMOVE!!-FTE Summaries
|  |  |  | Cost Center |  |  | Electric |  |  |  | Gas |  |  | Electric + Gas
[9 empty] | Prog+Mktg |  |  |  | Prog+Mktg | Total |  | Prog+Mktg
[7 empty] | Program Staff | Marketing Staff | Total |  | Program Staff | Marketing Staff | Total | Program Staff | Marketing Staff | Total
| Residential Energy Management | Elec Order # | Gas Order #
LIW Detail_REM E201_Elec | E201 | #REF! | #REF! | 4430 | Low Income Weatherization | Y | 1.295 | 0.17778 | 1.4728 | Y | 0.205 | 0.019753 | 0.22475 | 1.5 | 0.19753 | 1.6975
HomePrint Detail_REM_E214 Elec | E214 | #REF! | #REF! | 4430 | Home Energy Assessments | Y | 0.55 | 0.27514 | 0.82514 |  | 0 | 0 | 0 | 0.55 | 0.27514 | 0.82514
WaterHea_Detail_REM_E214 Elec | E214 | #REF! | #REF! | 4430 | SF Existing Water Heat | Y | 0.1375 | 0.075038 | 0.21254 |  | 0 | 0 | 0 | 0.1375 | 0.075038 | 0.21254
Wx_Detail_REM E214 Elec | E214 | #REF! | #REF! | 4430 | SF Existing Weatherization | Y | 0.6 | 0.30015 | 0.90015 | Y | 0.34 | 0.15008 | 0.49007 | 0.94 | 0.45023 | 1.3902
SpcHeat Detail_REM_E214 Elec | E214 | #REF! | #REF! | 4430 | SF Existing Space Heat | Y | 0.5625 | 0.27514 | 0.83764 | Y | 0.48 | 0.17509 | 0.65509 | 1.0425 | 0.45022 | 1.4927
HmAppplc_Detail_REM_E214 Elec | E214 | #REF! | #REF! | 4430 | Home Appliances | Y | 1.12 | 0.48688 | 1.6069 |  | 0 | 0 | 0 | 1.12 | 0.48688 | 1.6069
ShwrHead_Detail_REM_E214 Elec | E214 | #REF! | #REF! | 4430 | Residential Showerheads | Y | 0.35 | 0.062961 | 0.41296 | Y | 0.15 | 0.024275 | 0.17427 | 0.5 | 0.087236 | 0.58724
Lighting Detail_REM_E214 Elec | E214 | #REF! | #REF! | 4430 | Energy Efficient Lighting Services | Y | 2.35 | 1.2659 | 3.6159 |  | 0 | 0 | 0 | 2.35 | 1.2659 | 3.6159
MHDS Detail_REM_E214 Elec. | E214 | #REF! | #REF! | 4430 | Mobile Home Duct Sealing | Y | 0.43 | 0.0098815 | 0.43988 |  | 0 | 0 | 0 | 0.43 | 0.0098815 | 0.43988
HER Detail_REM_E214 elec. | E214 | #REF! | #REF! | 4430 | Home Energy Reports | Y | 0.08 | 0 | 0.08 | Y | 0.03 | 0 | 0.03 | 0.11 | 0 | 0.11
Web Tstat Detail_REM E214 Elec | E214 | #REF! | #REF! | 4430 | Web-Enabled Thermostat | Y | 0.2 | 0.027431 | 0.22743 | Y | 0.125 | 0.019715 | 0.14471 | 0.325 | 0.047145 | 0.37215
SFNC Detail_REM E215 Elec | E215 | #REF! | #REF! | 4430 | Single Family New Construction | Y | 0.15 | 0.072603 | 0.2226 | Y | 0.15 | 0.072603 | 0.2226 | 0.3 | 0.14521 | 0.44521
NCMfgHome Detail_REM E215 Elec | E215 | #REF! | #REF! | 4430 | Energy Star Manufactured Home |  | 0 | 0 | 0 |  | 0 | 0 | 0 | 0 | 0 | 0
FuelConv Detail_REM E216 Elec | E216 | #REF! | #REF! | 4430 | Fuel Conversion Rebate | Y | 0.55 | 0.2001 | 0.7501 |  | 0 | 0 | 0 | 0.55 | 0.2001 | 0.7501
MF Retr Detail_REM E217 Elec | E217 | #REF! | #REF! | 4430 | Multi-Family Existing | Y | 1.95 | 0.49383 | 2.4438 | Y | 0.55 | 0.17778 | 0.72778 | 2.5 | 0.6716 | 3.1716
MFNC Detail_REM E218 Elec | E218 | #REF! | #REF! | 4430 | Multi-Family New Construction | Y | 1.96 | 0.17006 | 2.1301 | Y | 0.22 | 0.085031 | 0.30503 | 2.18 | 0.25509 | 2.4351
[6 empty] | Subtotals | 12.285 | 3.8929 | 16.1779 |  | 2.25 | 0.72432 | 2.9743 | 14.535 | 4.6172 | 19.1522
Business Energy Managment
CI Retr Detail_BEM E250 Elec | E250 | #REF! | #REF! | 4440 | Commercial/Industrial Retrofit |  | 7 | 0.1 | 7.1 |  | 2.95 | 0.1 | 3.05 | 9.95 | 0.2 | 10.15
BusLgtGrants_BEM E250 Elect | E250 | #REF! | #REF! | 4440 | Custom Lighting Grants |  | 15.9 | 0.2 | 16.1 |  | 0 | 0 | 0 | 15.9 | 0.2 | 16.1
CI NC Detail_BEM E251 Elec | E251 | #REF! | #REF! | 4440 | Commercial/Industrial New Construction |  | 1.6 | 0.15 | 1.75 |  | 0.55 | 0 | 0.55 | 2.15 | 0.15 | 2.3
|  | #REF! | #REF! | 4440 | Resource Conservation Management |  | 3.45 | 0.1 | 3.55 |  | 1.75 | 0 | 1.75 | 5.2 | 0.1 | 5.3
RCM B-U-S Detail_E253 Elec | E253 | #REF! | #REF! | 4440 | Bellevue Urban Smart |  | 0 | 0 | 0 |  | 0 | 0 | 0 | 0 | 0 | 0
ResAcctSW Detail_PSWE_Elec |  | #REF! | #REF! | 4440 | Resource Accounting Software |  | 0.87 | 0.0083375 | 0.87834 |  | 0.13 | 0.0061728 | 0.13617 | 1 | 0.01451 | 1.0145
LPSD_Detail_449_Elec | E258 | #REF! | #REF! | 4440 | 449 Customers |  | 3 | 0 | 3 |  | 0 | 0 | 0 | 3 | 0 | 3
LPSD_Detail_Non-449 Elec | E258 | #REF! | #REF! | 4440 | Non-449 Customers |  | 2.65 | 0 | 2.65 |  | 0 | 0 | 0 | 2.65 | 0 | 2.65
TechEval Detail_BEM E261 Elec | E261 | #REF! | #REF! | 4440 | Technology Evaluation |  | 0 | 0 | 0 |  | 0 | 0 | 0 | 0 | 0 | 0
Comm Lgt Mkdn_E262 Elect | E262 | #REF! | #REF! | 4430 | Lighting to Go--also referred to as Business Lighting Markdowns | Y | 0.88 | 0.24344 | 1.1234 |  | 0 | 0 | 0 | 0.88 | 0.24344 | 1.1234
Comm Kit-Laund_E262 Elect | E262 | #REF! | #REF! | 4430 | Commercial kitchen and laundry | Y | 0.38 | 0.08 | 0.46 | Y | 0.25 | 0 | 0.25 | 0.63 | 0.08 | 0.71
Comm DI_E262 Elect | E262 | #REF! | #REF! | 4430 | Commercial direct install (non-SBDI) |  | 0 | 0 | 0 |  | 0 | 0 | 0 | 0 | 0 | 0
Comm HVAC_E262 Elect | E262 | #REF! | #REF! | 4430 | Commercial HVAC | N--0.65 | 0.7 | 0.05 | 0.75 | Y | 0.15 | 0 | 0.15 | 0.85 | 0.05 | 0.9
Comm ExpLgt_E262 Elect | E262 | #REF! | #REF! | 4440 | Business Lighting Express |  | 0 | 0 | 0 |  | 0 | 0 | 0 | 0 | 0 | 0
Sm Agr DI_E262 Elect | E262 | #REF! | #REF! | 4430 | Small Agr. Direct Install |  | 0.22 | 0 | 0.22 |  | 0.18 | 0 | 0.18 | 0.4 | 0 | 0.4
Lodging DI_E262 Elec | E262 | #REF! | #REF! | 4430 | Lodging Direct Install |  | 0.38 | 0.25 | 0.63 |  | 0.1 | 0 | 0.1 | 0.48 | 0.25 | 0.73
Sm Bus DI_E262 Elect | E262 | #REF! | #REF! | 4430 | Small Business Direct Install | N--0.88 | 0.88 | 0.06 | 0.94 | Y | 0.21 | 0 | 0.21 | 1.09 | 0.06 | 1.15
[6 empty] | Subtotals | 37.91 | 1.2418 | 39.1518 |  | 6.27 | 0.10617 | 6.3762 | 44.18 | 1.348 | 45.528
Pilots
REM Pilots E249 Elec | E249 | #REF! | #REF! | 4430 | Residential Energy Report Expansion | Y | 0.6 |  | 0.6 | Y | 0.13 |  | 0.13 | 0.73 |  | 0.73
BEM Pilots E249 Elec | E249 | #REF! | #REF! | 4440 | Business Energy Reports |  | 0 |  | 0 |  | 0 |  | 0 | 0 |  | 0
[6 empty] | Subtotals | 0.6 |  | 0.6 |  | 0.13 |  | 0.13 | 0.73 |  | 0.73
Regional Efficiency Programs
NEEA Detail_E254 elec | E254 | #REF! | #REF! | 4420 | Northwest Energy Efficiency Alliance |  | 0 |  | 0 |  | 0 |  | 0 | 0 |  | 0
T&D Detail_Reg E292 elec | E292 | #REF! | #REF! | 4440 | Transmission & Distribution |  | 0 |  | 0 |  | 0 |  | 0 | 0 |  | 0
[6 empty] | Subtotals | 0 |  | 0 |  | 0 |  | 0 | 0 |  | 0
Energy Efficiency Portfolio Support
Engy Adv Detail_PSCE Elec |  | #REF! | #REF! | 4425 | Energy Advisors |  | 11.18 |  | 11.18 |  | 1.82 |  | 1.82 | 13 |  | 13
Events Detail_PSCE Elec |  | #REF! | #REF! | 4426 | Events |  | 4.39 |  | 4.39 |  | 0.71 |  | 0.71 | 5.1 |  | 5.1
Brochures Detail_PSCE Elec |  | #REF! | #REF! | 4426 | Brochures, non program-specific |  | 0.22 |  | 0.22 |  | 0.03 |  | 0.03 | 0.25 |  | 0.25
Educatn Detail_PSCE E202 Elec | E202 | #REF! | #REF! | 4426 | Education |  | 0 |  | 0 |  | 0 |  | 0 | 0 |  | 0
CustOnline Detail_PSWE_Elec |  | #REF! | #REF! | 1445 | Customer Digital Experience |  | 0 |  | 0 |  | 0 |  | 0 | 0 |  | 0
Mkt Intgn Detail_PSWE_Elec |  | #REF! | #REF! | 4427 | Market Integration |  | 3.08 |  | 3.08 |  | 0.57 |  | 0.57 | 3.65 |  | 3.65
ABS Detail_PSWE_Elec |  | #REF! | #REF! | 4440 | Automated Benchmarking System |  | 0.87 |  | 0.87 |  | 0.13 |  | 0.13 | 1 |  | 1
Rebt Procg Detail_Elect |  | #REF! | #REF! | 4429 | Rebates Processing |  | 4.79 |  | 4.79 |  | 0.71 |  | 0.71 | 5.5 |  | 5.5
ProgDev Detail_R&C_ Elec |  | #REF! | #REF! | 4445 | Programs Support |  | 5 |  | 5 |  | 5 |  | 5 | 10 |  | 10
Data & Systm Svcs_Elect |  | #REF! | #REF! | 4445 | Data and Systems Services |  | 6.44 |  | 6.44 |  | 0.96 |  | 0.96 | 7.4 |  | 7.4
EEC Detail_PS_Elec |  | #REF! | #REF! | 4426 | Energy Efficient Communities |  | 4.95 |  | 4.95 |  | 0.76 |  | 0.76 | 5.71 |  | 5.71
TradeAlly Detail_PS_ Elec |  | #REF! | #REF! | 4445 | Trade Ally Support |  | 0 |  | 0 |  | 0 |  | 0 | 0 |  | 0
CAN_Elect |  | #REF! | #REF! | 4430 | Contractor Alliance Network (revenue + cost) | Y | 2.02 |  | 2.02 | Y | 2.03 |  | 2.03 | 4.05 |  | 4.05
[6 empty] | Subtotals | 42.94 |  | 42.94 |  | 12.72 |  | 12.72 | 55.66 |  | 55.66
Energy Efficiency Research & Compliance
SuppCrv Detail_R&C_Elec |  | #REF! | #REF! | 4507 | Conservation Supply Curves |  | 0.87 |  | 0.87 |  | 0.13 |  | 0.13 | 1 |  | 1
Strat Plan Detail_R&C_Elec |  | #REF! | #REF! | 4507 | Strategic Planning |  | 0.7 |  | 0.7 |  | 0.1 |  | 0.1 | 0.8 |  | 0.8
Mktg Resch Detail_PS_ Elec |  | #REF! | #REF! | 5380 | Market Research |  | 1.96 |  | 1.96 |  | 0.29 |  | 0.29 | 2.25 |  | 2.25
Eval Detail_R&C_Elec |  | #REF! | #REF! | 4420 | Program Evaluation |  | 1.744 |  | 1.744 |  | 0.26 |  | 0.26 | 2.004 |  | 2.004
BECAR Detail_R&C Elec |  | #REF! | #REF! | 4507 | Biennial Elec. Consv. Aquisitn. Review |  | 0 |  | 0 |  | 0 |  | 0 | 0 |  | 0
VTeam Detail_R&C_Elec |  | #REF! | #REF! | 4429 | Verification Team |  | 3.92 |  | 3.92 |  | 0.58 |  | 0.58 | 4.5 |  | 4.5
[6 empty] | Subtotals | 9.194 |  | 9.194 |  | 1.36 |  | 1.36 | 10.554 |  | 10.554
Other Electric Programs
Net Mtr Details_Oth Elec E150 | E150 | #REF! | #REF! | 3545 | Net Metering |  | 2.5 |  | 2.5 |  | 0 |  | 0 | 2.5 |  | 2.5
ElecVehcl Chg Inctv_E195 Elect | E248 | #REF! | #REF! | 3545 | Electric Vehicle Charger Incentive |  | 1.75 |  | 1.75 |  | 0 |  | 0 | 1.75 |  | 1.75
[6 empty] | Subtotals | 4.25 |  | 4.25 |  | 0 |  | 0 | 4.25 |  | 4.25
[6 empty] | GRAND TOTALS | 107.179 | 5.1347 | 112.3137 |  | 22.73 | 0.83049 | 23.5605 | 129.909 | 5.9652 | 135.8742
[5 empty] | Cost Center Sub-totals (Excludes Marketing staff embedded in REM and BEM programs. Total Marketing FTE is in orange columns.) | [10 empty] | Number | Result
|  |  |  | 23.645 | 4430-REM | [9 empty] | BCU includes 2 more energy advisors than are accounted for in WBS FTE view | -2 | 133.8742
|  |  |  | 40.85 | 4440-BEM | [9 empty] | WBS FTE view includes 1.25 FTE that aren't accounted for in BCP (Bill H prog impl + Gas Growth MM) | 1.25 | 135.1242
|  |  |  | 10 | 4429-Rebates & Verification | [9 empty] | WBS FTE view omitts Gurvinder Singh | 1 | 136.1242
|  |  |  | 2.004 | 4420-BEAR
|  |  |  | 17.4 | 4445-Porgrams Support
|  |  |  | 4.25 | 3545-Net Metering
|  |  |  | 98.149 | Sub-total, "EES-only" (reporting directly to Bob Stolarski)
Non-EES specific
|  |  |  | 1.8 | 4507-CPA/BECAR/Planning
|  |  |  | 11.06 | 4426-Outreach/Events/Brochures
|  |  |  | 2.25 | 5380-Market Research
|  |  |  | 3.65 | 4427-Mkt Integration/DX
|  |  |  | 0 | 1445-Digital Experience | (All marketing staff report to CC 1445. No labor is charged to Digital Experience in BCP.)
|  |  |  | 13 | 4425-Energy Advisors
|  |  |  | 31.76 | Sub-total, Non-EES specific
|  |  |  | 129.909 | TOTAL CC (excluding embedded Marketing)
|  |  |  | 5.9652 | Embedded Marketing staff (from cell Q97)
|  |  |  | 135.8742 | GRAND TOTAL
Note on H40: Andy Hemstreet: Diff is Planner has 0.05 FTE for mkt mgr, Exh 1 has 0.1/MM.
Note on H44: Andy Hemstreet: Diff is Planner has 0.8 prgrm mgr, 0.08 mkt mrg, Exh 1 has 0.65 pm, 0.1 mm.

## RV--Compare to orig 2017 Plan
2017 PSE Conservation Rider Savings Goals and Budgets
|  |  | Last revised: | 2016-11-11 09:38
Ref # | Schedule Nos. (Unless otherwise noted, applies to both electric and gas) | Program Name |  |  | MWh Savings | Original Plan | Difference | Percent Difference | Electric Rider Budget | Original Plan | Difference | Percent Difference | Therm Savings | Original Plan | Difference | Percent Difference | Gas Rider Budget | Original Plan | Difference | Percent Difference | Total Tariff Budget | Original Plan | Difference | Percent Difference
(All indented program or activity names are color-coded and comprise the totals of the above program or activity grouping. In some cases, there are sub-activities within another sub-grouping.)
Residential Energy Management
a | 201 | Low Income Weatherization |  |  | 1835.7283 | 1560.3461 | 275.3822 | 17.65% | 3735427.9275 | 3375337.8949 | 360090.0326 | 10.67% | 8785.95 | 18641.26 | -9855.31 | -52.87% | 183600.3875 | 284611.5776 | -101011.1901 | -35.49% | 3919028.315 | 3659949.4725 | 259078.8425 | 7.079%
b | 214 | Single Family Existing |  |  | 96696.4376 | 104083.7914 | -7387.3538 | -7.098% | 27657200.2596 | 30525825.1342 | -2868624.8746 | -9.397% | 1426705 | 1444453.26 | -17748.26 | -1.229% | 5789539.0176 | 5814038.9595 | -24499.9419 | -0.4214% | 33446739.2772 | 36339864.0937 | -2893124.8165 | -7.961%
c |  |  | Residential lighting |  | 69473.4211 | 70775.15 | -1301.7289 | -1.839% | 13833178.8239 | 14419449.8786 | -586271.0547 | -4.066% |  |  | 0 | #DIV/0! |  |  | 0 | #DIV/0! | 13833178.8239 | 14419449.8786 | -586271.0547 | -4.066%
d |  |  | Space heat |  | 7730.775 | 7283.69 | 447.085 | 6.138% | 3996973.7208 | 4111679.1628 | -114705.442 | -2.79% | 618205 | 645705 | -27500 | -4.259% | 2349234.6231 | 2423883.8076 | -74649.1845 | -3.08% | 6346208.3439 | 6535562.9704 | -189354.6265 | -2.897%
e |  |  | Water heat |  | 727.675 | 571.3 | 156.375 | 27.37% | 477188.2663 | 409536.994 | 67651.2723 | 16.52% | 0 | 0 | 0 | #DIV/0! | 0 | 0 | 0 | #DIV/0! | 477188.2663 | 409536.994 | 67651.2723 | 16.52%
f |  |  | Home Energy Assessment |  | 5039.3222 | 3423.202 | 1616.1202 | 47.21% | 2843947.8058 | 2196429.5424 | 647518.2634 | 29.48% | 0 | 0 | 0 | #DIV/0! | 0 | 0 | 0 | #DIV/0! | 2843947.8058 | 2196429.5424 | 647518.2634 | 29.48%
g |  |  | Home Appliances |  | 6721.709 | 10290.5 | -3568.791 | -34.68% | 4458254.8387 | 5800717.4484 | -1342462.6097 | -23.14% | 40705 | 46930 | -6225 | -13.26% | 14805 | 16650 | -1845 | -11.08% | 4473059.8387 | 5817367.4484 | -1344307.6097 | -23.11%
h |  |  | Mobile Home Duct Sealing |  | 0 | 2865.825 | -2865.825 | -100% | 0 | 1391893.8152 | -1391893.8152 | -100% | 0 | 0 | 0 | #DIV/0! | 0 | 0 | 0 | #DIV/0! | 0 | 1391893.8152 | -1391893.8152 | -100%
i |  |  | Web-Enabled Thermostats |  | 703.2 | 848 | -144.8 | -17.08% | 158040.1375 | 257066.2748 | -99026.1373 | -38.52% | 170000 | 34000 | 136000 | 400% | 353040.1375 | 203557.3299 | 149482.8076 | 73.44% | 511080.275 | 460623.6047 | 50456.6703 | 10.95%
j |  |  | Showerheads |  | 4272.61 | 4804.738 | -532.128 | -11.08% | 640814.7959 | 656166.162 | -15351.3661 | -2.34% | 187782.5 | 326630.76 | -138848.26 | -42.51% | 330535.7092 | 530225.6412 | -199689.932 | -37.66% | 971350.5051 | 1186391.8032 | -215041.2981 | -18.13%
k |  |  | Weatherization |  | 2027.7253 | 3221.3864 | -1193.6611 | -37.05% | 1122427.3106 | 1282885.856 | -160458.5454 | -12.51% | 410012.5 | 391187.5 | 18825 | 4.812% | 2698911.3328 | 2639722.1808 | 59189.152 | 2.242% | 3821338.6434 | 3922608.0368 | -101269.3934 | -2.582%
l |  |  | Home Energy Reports |  | 0 | 0 | 0 | #DIV/0! | 126374.56 | 0 | 126374.56 | #DIV/0! | 0 | 0 | 0 | #DIV/0! | 43012.215 | 0 | 43012.215 | #DIV/0! | 169386.775 | 0 | 169386.775 | #DIV/0!
m | 215 & 218 | Residential New Construction |  |  | 1294.293 | 2000.0001 | -705.7071 | -35.29% | 728455.24 | 795020.276 | -66565.036 | -8.373% | 38880 | 52630 | -13750 | -26.13% | 249213.36 | 229125.536 | 20087.824 | 8.767% | 977668.6 | 1024145.812 | -46477.212 | -4.538%
n | 216 | Fuel Conversion |  |  | 1949.857 | 1896.7 | 53.157 | 2.803% | 837031.2688 | 836904.452 | 126.8168 | 0.01515% |  |  | 0 | #DIV/0! |  |  | 0 | #DIV/0! | 837031.2688 | 836904.452 | 126.8168 | 0.01515%
o | 217 | Multi Family Existing |  |  | 18985.266 | 19095.964 | -110.698 | -0.5797% | 10074197.525 | 10151098.704 | -76901.179 | -0.7576% | 84535.8 | 130945.8 | -46410 | -35.44% | 608958.425 | 983826.096 | -374867.671 | -38.1% | 10683155.95 | 11134924.8 | -451768.85 | -4.057%
p |  | Total, Residential Programs |  |  | 120761.5819 | 128637 | -7875.4181 | -6.122% | 43032312.2209 | 45684186.4611 | -2651874.2402 | -5.805% | 1558906.75 | 1646670.32 | -87763.57 | -5.33% | 6831311.1901 | 7311602.1691 | -480290.979 | -6.569% | 49863623.411 | 52995788.6302 | -3132165.2192 | -5.91%
Business Energy Management
q | 250 | Commercial / Industrial Retrofit |  |  | 26000 | 25500 | 500 | 1.961% | 7372060.3583 | 7601043 | -228982.6417 | -3.013% | 425000 | 375000 | 50000 | 13.33% | 1998657 | 1801285.73 | 197371.27 | 10.96% | 9370717.3583 | 9402328.73 | -31611.3717 | -0.3362%
| 250 | Custom Lighting Grants |  |  | 46000 | 40300 | 5700 | 14.14% | 11552669.9376 | 10757440 | 795229.9376 | 7.392% | [8 empty] | 11552669.9376 | 10757440 | 795229.9376 | 7.392%
r | 251 | Commercial/Industrial New Construction |  |  | 10000 | 6981.03 | 3018.97 | 43.25% | 2482962.52 | 2037260 | 445702.52 | 21.88% | 100000 | 165375 | -65375 | -39.53% | 534927.4935 | 663467.35 | -128539.8565 | -19.37% | 3017890.0135 | 2700727.35 | 317162.6635 | 11.74%
s | 253 | Resource Conservation Management Total |  |  | 30250 | 30250 | 0 | 0% | 2038023.056 | 1942498.9368 | 95524.1192 | 4.918% | 550000 | 550000 | 0 | 0% | 546323.8923 | 508051.0216 | 38272.8707 | 7.533% | 2584346.9482 | 2450549.9584 | 133796.9898 | 5.46%
|  |  | RCM |  | 14250 | 14250 | 0 | 0% | 1434980 | 1349300 | 85680 | 6.35% | 550000 | 550000 | 0 | 0% | 522150 | 486200 | 35950 | 7.394% | 1957130 | 1835500 | 121630 | 6.627%
|  |  | Urban Smart Bellevue |  | 16000 | 16000 | 0 | 0% | 494086 | 494086 | 0 | 0% |  | 0 | 0 | #DIV/0! |  |  |  |  | 494086 | 494086 | 0 | 0%
|  |  | Resource Accounting Software |  | 0 | 0 |  | #DIV/0! | 108957.056 | 99113 | 9844.056 | 9.932% | 0 | 0 | 0 | #DIV/0! | 24173.8923 | 21851 | 2322.8923 | 10.63% | 133130.9482 | 120964 | 12166.9482 | 10.06%
t | E258 | Large Power User - Self Directed Program |  |  | 21474.005 | 31462.658 | -9988.653 | -31.75% | 10965426.1837 | 9935046.0065 | 1030380.1772 | 10.37% |  |  | 0 | #DIV/0! |  |  | 0 | #DIV/0! | 10965426.1837 | 9935046.0065 | 1030380.1772 | 10.37%
|  |  | 449s |  | 4245.976 | 8492 | -4246.024 | -50% | 2522838.0823 | 2682213 | -159374.9177 | -5.942% | [8 empty] | 2522838.0823 | 2682213 | -159374.9177 | -5.942%
|  |  | Non-449s |  | 17228.029 | 22971 | -5742.971 | -25% | 8442588.1014 | 7252833 | 1189755.1014 | 16.4% | [8 empty] | 8442588.1014 | 7252833 | 1189755.1014 | 16.4%
u | 261 | Energy Efficient Technology Evaluation |  |  | 0 | 0 | 0 | #DIV/0! | 0 | 0 | 0 | #DIV/0! | 0 | 0 | 0 | #DIV/0! | 0 | 0 | 0 | #DIV/0! | 0 | 0 | 0 | #DIV/0!
v | 262 | Commercial Rebates |  |  | 33031.0554 | 32040.1341 | 990.9213 | 3.093% | 8135271.8461 | 7428158.4486 | 707113.3975 | 9.519% | 576665.1 | 688307.4 | -111642.3 | -16.22% | 1695323.8788 | 1815622.5309 | -120298.6521 | -6.626% | 9830595.7249 | 9243780.9795 | 586814.7454 | 6.348%
|  |  | Lighting to Go |  | 10447.837 | 10901 | -453.163 | -4.157% | 1221230.4915 | 1392564 | -171333.5085 | -12.3% | [8 empty] | 1221230.4915 | 1392564 | -171333.5085 | -12.3%
|  |  | Commercial Kitchen & Laundry |  | 1112.601 | 1113 | -0.399 | -0.03585% | 235202.5706 | 239463 | -4260.4294 | -1.779% | 225939.3 | 226537 | -597.7 | -0.2638% | 431247.5755 | 425767 | 5480.5755 | 1.287% | 666450.1461 | 665230 | 1220.1461 | 0.1834%
|  |  | Commercial HVAC |  | 3448.522 | 3690 | -241.478 | -6.544% | 1164986.4263 | 852003 | 312983.4263 | 36.74% | 69010 | 27400 | 41610 | 151.9% | 206944.3753 | 57881 | 149063.3753 | 257.5% | 1371930.8016 | 909884 | 462046.8016 | 50.78%
|  |  | Business Lighting Express |  | 0 | 0 | 0 | #DIV/0! | 0 | 0 | 0 | #DIV/0! |  | 0 | 0 | #DIV/0! |  |  |  |  | 0 | 0 | 0 | #DIV/0!
|  |  | Small Agriculture DI |  | 2880.1318 | 1913 | 967.1318 | 50.56% | 613805.8314 | 524566 | 89239.8314 | 17.01% | 0 | 19875 | -19875 | -100% | 36778.0144 | 46410 | -9631.9856 | -20.75% | 650583.8458 | 570976 | 79607.8458 | 13.94%
|  |  | Lodging DI |  | 5099.015 | 3091 | 2008.015 | 64.96% | 1707132.6305 | 1154304 | 552828.6305 | 47.89% | 258211.2 | 133170 | 125041.2 | 93.9% | 887091.2302 | 426659 | 460432.2302 | 107.9% | 2594223.8607 | 1580963 | 1013260.8607 | 64.09%
|  |  | Small Business DI |  | 10042.9486 | 11333 | -1290.0514 | -11.38% | 3192913.8958 | 3265259 | -72345.1042 | -2.216% | 23504.6 | 281325 | -257820.4 | -91.65% | 133262.6834 | 858907 | -725644.3166 | -84.48% | 3326176.5792 | 4124166 | -797989.4208 | -19.35%
w |  | Subtotal, Business Programs |  |  | 166755.0604 | 166533.8221 | 221.2383 | 0.1328% | 42546413.9017 | 39701446.547 | 2844967.3547 | 7.166% | 1651665.1 | 1778682.4 | -127017.3 | -7.141% | 4775232.2645 | 4788426.6325 | -13194.368 | -0.2755% | 47321646.1662 | 44489873.1795 | 2831772.9868 | 6.365%
Pilots
x | 249 | Residential Pilots - Individual Energy Reports |  |  | 5322.641 | 0 | 5322.641 | #DIV/0! | 978290.65 | 0 | 978290.65 | #DIV/0! | 316885 | 0 | 316885 | #DIV/0! | 190369.12 | 0 | 190369.12 | #DIV/0! | 1168659.77 | 0 | 1168659.77 | #DIV/0!
y | 249 | Business Pilots - Individual Energy Reports |  |  | 0 | 0 | 0 |  | 0 | 0 | 0 |  | 0 |  | 0 |  | 0 | 0 | 0 |  | 0 | 0 | 0
z |  | Subtotal, Pilots |  |  | 5322.641 |  | 5322.641 | #DIV/0! | 978290.65 |  | 978290.65 | #DIV/0! | 316885 |  | 316885 | #DIV/0! | 190369.12 | 0 | 190369.12 | #DIV/0! | 1168659.77 | 0 | 1168659.77 | #DIV/0!
Regional Efficiency Programs
aa | E254 | NW Energy Efficiency Alliance |  |  | 15592.8 | 14016 | 1576.8 | 11.25% | 5200000 | 5200000 | 0 | 0% |  |  | 0 |  |  |  | 0 |  | 5200000 | 5200000 | 0 | 0%
ab |  | NEEA Natural Gas Market Transformation |  |  |  |  | 0 |  |  |  | 0 |  | 0 | 37680 | -37680 | -100% | 1389079 | 1389079 | 0 | 0% | 1389079 | 1389079 | 0 | 0%
ac |  | Generation, Transmission and Distribution |  |  | 1500 | 1500 | 0 | 0% | 0 | 0 | 0 |  |  |  | 0 |  |  |  | 0 |  | 0 | 0 | 0 | #DIV/0!
ad |  | Subtotal, Regional Programs |  |  | 17092.8 | 15516 | 1576.8 | 10.16% | 5200000 | 5200000 | 0 | 0% | 0 | 37680 | -37680 | -100% | 1389079 | 1389079 | 0 | 0% | 6589079 | 6589079 | 0 | 0%
Energy Efficiency Portfolio Support
ae |  | Customer Engagement and Education | [6 empty] | 1927581.7782 | 1919280.3954 | 8301.3828 | 0.4325% |  |  |  |  | 216606.3807 | 215712.0945 | 894.2862 | 0.4146% | 2144188.1589 | 2134992.4899 | 9195.669 | 0.4307%
af |  |  | Energy Advisors | [5 empty] | 1168422.1756 | 1163118.516 | 5303.6596 | 0.456% |  |  |  |  | 86789.9498 | 86419.7936 | 370.1562 | 0.4283% | 1255212.1254 | 1249538.3096 | 5673.8158 | 0.4541%
ag |  |  | Events | [5 empty] | 649765.2038 | 647056.8853 | 2708.3185 | 0.4186% |  |  |  |  | 112789.6534 | 112307.4749 | 482.1785 | 0.4293% | 762554.8571 | 759364.3602 | 3190.497 | 0.4202%
ah |  |  | Brochures, non program-specific | [5 empty] | 100594.3989 | 100304.9941 | 289.4047 | 0.2885% |  |  |  |  | 16051.7776 | 16009.826 | 41.9516 | 0.262% | 116646.1764 | 116314.8201 | 331.3563 | 0.2849%
ai | 202 |  | Education | [5 empty] | 8800 | 8800 | 0 | 0% |  |  |  |  | 975 | 975 | 0 | 0% | 9775 | 9775 | 0 | 0%
aj |  | Electronic Media Tools & Marketing | [6 empty] | 1190832.702 | 1050335.2464 | 140497.4556 | 13.38% |  |  |  |  | 193947.0158 | 161014.9216 | 32932.0942 | 20.45% | 1384779.7178 | 1211350.168 | 173429.5498 | 14.32%
ak |  |  | Customer Digital Experience | [5 empty] | 588990 | 588990 | 0 | 0% |  |  |  |  | 88010 | 88010 | 0 | 0% | 677000 | 677000 | 0 | 0%
al |  |  | Market Integration | [5 empty] | 459599.312 | 333268.8 | 126330.512 | 37.91% |  |  |  |  | 83541.01 | 52802.24 | 30738.77 | 58.21% | 543140.322 | 386071.04 | 157069.282 | 40.68%
am |  |  | Automated Benchmarking System | [5 empty] | 142243.39 | 128076.4464 | 14166.9436 | 11.06% |  |  |  |  | 22396.0058 | 20202.6816 | 2193.3242 | 10.86% | 164639.3958 | 148279.128 | 16360.2678 | 11.03%
an |  | Rebates Processing | [6 empty] | 546939.561 | 681063.1301 | -134123.5691 | -19.69% |  |  |  |  | 82046.412 | 101768.0539 | -19721.6419 | -19.38% | 628985.973 | 782831.184 | -153845.211 | -19.65%
ao |  | Programs Support | [6 empty] | 700101.998 | 310213.7928 | 389888.2052 | 125.7% |  |  |  |  | 104715.976 | 46635.2312 | 58080.7448 | 124.5% | 804817.974 | 356849.024 | 447968.95 | 125.5%
ap |  | Data and Systems Services | [6 empty] | 1097133.6155 | 891012.4194 | 206121.1961 | 23.13% |  |  |  |  | 164145.7217 | 130488.12 | 33657.6017 | 25.79% | 1261279.3372 | 1021500.5394 | 239778.7978 | 23.47%
aq |  | Energy Efficient Communities | [6 empty] | 895610.744 | 926485.0999 | -30874.3559 | -3.332% |  |  |  |  | 143616.648 | 135757.7938 | 7858.8542 | 5.789% | 1039227.392 | 1062242.8937 | -23015.5017 | -2.167%
ar |  | Trade Ally Support | [6 empty] | 117661 | 117661 | 0 | 0% |  |  |  |  | 21015 | 21015 | 0 | 0% | 138676 | 138676 | 0 | 0%
as |  | Contractor Alliance Network (net of revenue + cost) | [6 empty] | -4434.179 | -9584.22 | 5150.041 | -53.73% |  |  |  |  | -4494.764 | -9559.7968 | 5065.0328 | -52.98% | -8928.9431 | -19144.0168 | 10215.0737 | -53.36%
at |  | Subtotal, Portfolio Support | [6 empty] | 6471427.2198 | 5886466.864 | 584960.3558 | 9.937% |  |  |  |  | 921598.3901 | 802831.4183 | 118766.9718 | 14.79% | 7393025.6098 | 6689298.2822 | 703727.3276 | 10.52%
Energy Efficiency Research & Compliance
au |  | Conservation Supply Curves | [6 empty] | 251498.3194 | 176087.64 | 75410.6794 | 42.83% |  |  |  |  | 37580.2086 | 26311.952 | 11268.2566 | 42.83% | 289078.528 | 202399.592 | 86678.936 | 42.83%
av |  | Strategic Planning | [6 empty] | 711472.9872 | 145549.032 | 565923.9552 | 388.8% |  |  |  |  | 50277.5728 | 21748.704 | 28528.8688 | 131.2% | 761750.56 | 167297.736 | 594452.824 | 355.3%
aw |  | Market Research | [6 empty] | 292170.1383 | 290966.2758 | 1203.8625 | 0.4137% |  |  |  |  | 43657.6117 | 43477.7242 | 179.8875 | 0.4137% | 335827.75 | 334444 | 1383.75 | 0.4137%
ax |  | Program Evaluation | [6 empty] | 1777721.1084 | 1819411.224 | -41690.1156 | -2.291% |  |  |  |  | 363107.3314 | 271866.0384 | 91241.293 | 33.56% | 2140828.4398 | 2091277.2624 | 49551.1774 | 2.369%
ay |  | Biennial Electric Conservation Acquisition Review | [6 empty] | 54000 | 100000 | -46000 | -46% | [6 empty] | 0 | #DIV/0! | 54000 | 100000 | -46000 | -46%
az |  | Verification Team | [6 empty] | 570117.915 | 420919.565 | 149198.35 | 35.45% |  |  |  |  | 85401.036 | 112103.0539 | -26702.0179 | -23.82% | 655518.951 | 533022.619 | 122496.332 | 22.98%
ba |  | Subtotal, Research & Compliance | [6 empty] | 3656980.4682 | 2952933.7368 | 704046.7314 | 23.84% |  |  |  |  | 580023.7606 | 475507.4725 | 104516.2881 | 21.98% | 4237004.2288 | 3428441.2094 | 808563.0195 | 23.58%
[20 empty] | #DIV/0! |  |  | 0 | #DIV/0!
bb | Total MWh, Efficiency Programs Included in CE Calculations |  |  |  | 309932.0833 | 310686.8221 | -754.7388 | -0.2429% | 101885424.4606 | 99425034 | 2460390.4606 | 2.475% | 3527456.85 | 3463032.72 | 64424.13 |  | 14687613.7253 | 14767447 | -79833.2747 | -0.5406% | 116573038.1859 | 114192480 | 2380558.1859 | 2.085%
Other Electric Programs
bc | E150 | Net Metering | [6 empty] | 949696.903 | 959776 | -10079.097 | -1.05% | [8 empty] | 949696.903 | 959776 | -10079.097 | -1.05%
bd | Ennn | Demand Response (Residential + Commercial) | [6 empty] | 322456.704 |  | 322456.704 | #DIV/0! | [8 empty] | 322456.704 |  | 322456.704 | #DIV/0!
be | E195 | Electric Vehicle Charger Incentive | [6 empty] | 295624.32 | 0 | 295624.32 | [9 empty] | 295624.32 |  | 295624.32 | #DIV/0!
bf |  | Subtotal, Other Electric Programs | [6 empty] | 1567777.927 | 959776 | 608001.927 | 63.35% |  |  |  |  | 0 |  |  |  | 1567777.927 | 959776 | 608001.927 | 63.35%
0
bg |  | GRAND TOTAL All Programs |  |  | 309932.0833 | 310686.8221 | -754.7388 | -0.2429% | 103453202.3876 | 100384810 | 3068392.3876 | 3.057% | 3527456.85 | 3463033 | 64423.85 | 1.86% | 14687613.7253 | 14767447 | -79833.2747 | -0.5406% | 118140816.1129 | 115152256 | 2988560.1129 | 2.595%
35.3804
bh |  | Total, All Programs, less (NEEA + Energy Report Pilots) |  |  | 289016.6423 | [7 empty] | 3210571.85
32.9928
bi |  |  | Blue cells = use for 10% "info-only" calculation: | [5 empty] | 7.312% | [7 empty] | 7.571%
Add up all blue cells and divide by "Total, Efficiency Programs Included in CE Calculations" line.
HER program costs excluded from "info-only" calculation because savings will be measured.
bk |  |  | Purple cells = use to indicate a reasonable amt. spent on EM&V: | [5 empty] | 2.807% | [7 empty] | 3.864%
Add up the sum of "Program Evaluation" + "Verification" pink cells and divide by the Residential + Business pink cells.
Exhibit 1

## Readme First
1 | Red tabs within this workbook indicate programs that are cancelled or are on hiatus.
2 | All lines in the Portfolio view are coded with a reference, such as "aa" or "f". This makes conference discussions and data requests much easier.
3 | Some programs in the Portfolio and Sector Views, (Single Family Existing and Electronic Media Tools & Marketing, for instance) are comprised
of sub-groupings.
Those sub-groups are color-coded and indented. Their totals add up to the grouping above.
4 | In all program detail pages, program names, order number, and fuel type are noted in both the horizontal and vertical margins, providing a quick reference
for readers, no matter where they are in the worksheet.
5 | Measure tables are calculated for 2017-specific values. 2016 measure values, totals, etc. are greyed out.
2016 and original 2017 (the 2017 values originally stated in the 2016-2017 BCP) are hard-coded in the detail pages.
6 | For programs with a very large number of measures, or programs with a large number of revisions, the original 2016 is located betow the 2017 measure table.
7 | Readers will notice that, on the Sector View pages, the line for Commercial Direct Install (Non-SBDI) is hidden. That's because the measures that
comprised this program are now offered through the Small Business, Agricultural, and Lodging Direct Install programs. The lines (and corresponding
detail pages--which now have red tabs) were not deleted, however, in case the program was brought out of hiatus in the future.
8 | PSE added new navigation buttons to the detail pages. Now, readers can navigate directly to a corresponding gas or electric detail page.
(The exception, of course, are those programs that are gas-or electric-only, or retired [red tab] programs.)
Go to Budget Category Descriptions
Go to Portfolio Page

## Budget Category Descriptions
Exhibit 1 Budget Category Definitions
Cost Element | Also referred to as a General Ledger account number, the cost element is the finest level of detail within PSE accounting systems. There are often many cost element numbers that "roll up" into a cost element segment. For instance, the overhead segment includes material OH, transportation OH, labor OH, etc. Employee/Office Expenses include travel, meals, lodging, parking, etc. Cost elements have a very specific connotation and are typically designed to meet a variety of accounting standards, such as FERC requirements. Therefore, in Exhibit 1, the term "cost element" is rarely used. The groupings that represent the budget allocations are most accurately listed in the below table.
Order number(s) | This is the main level of tracking expenditures and expenses in EES. Per FERC rules, all conservation order numbers start with a "1823nnnn", where "n" is some number. Cost elements apply to all order numbers (for instance, all conservation programs that offer incentives will have at least a labor, incentive and overhead cost element within the order number.
Labor | Energy Efficiency program staff labor. Average FTE cost including management assessments. This Budget Category group includes assessments from Major Accounts management, Resource Planning, Corporate Communications management, IT specialists and some building maintenance allocations.
Marketing Labor | Also Energy Efficiency staff labor, associated specifically with Marketing functions. Marketing allocates staffing according to program needs.
Overhead | Overhead--costs associated with primarily employee labor; benefits, for instance.
Micro-Overhead | New for 2017, these expenditures are not incremental from 2016 budget amounts. Rather, this budget category reflects assessments (both labor and non-labor, such as office supplies, departmental meetings, group trainings, etc.) that were formerly calculated, aggregated, and then represented in the Labor category. A result of PSE accounting revisions implemented in 2017, this enhancement will provide a more direct view of expenditures that assess over a cost center, rather than directly to an order number. Annual Schedule 120 audits of assessed costs will become clearer.
Marketing | Service and materials associated with the cost of printing program brochures, marketing pieces, advertising, banners, etc. Also includes marketing conducted by vendors and contractors.
Employee/Office Expense | Costs associated with EE staff attending events, employee training, conferences, business meals, business parking, ferry & bridge tolls, mileage incurred on employee automobiles, office supplies, phones, subscriptions, software/hardware, etc.
Outside Services | Contractors and vendors, such as PECI, Ecos, CostCo, EFI, etc. Legal expenses, technical services (CMS design, PSE.com web portals, etc.). These costs do NOT include brochure development, marketing pieces, (which are classified under MARKETING). These costs do NOT include incentives paid to customers by contractors.
Materials | Primarily tools, trade show equipment, etc.
Miscellaneous | This category should seldomly be used, and only expenses that cannot be classified under one of the above categories.
Direct Benefit to Customer | All costs associated with rebates, grants, remuneration, value-added services. PSE cost element # 62510000; Consumer Incentive Payments, is classified by the Accounting department as Miscellaneous. However, it is one of the primarily elements of Energy Efficiency's Direct Benefit to Customer (DBtC).
Revenue (Enter as a negative) | Any amount that PSE is paid by a customer, partner, municipality or outside entity.
Go to Portfolio View
Overhead and Micro-overhead are
computed separately in each
program's Exhibit 1 budget detail table,
then added together in the summary
table at the top of each page (the horizontal
table, used to populate the Sector View
tabs). This simplifies the budget category
presentations.

## Building the 2-yr elec target
Puget Sound Energy 2016-2017 Electric Portfolio Savings
| Description | MWh | aMW | Comment |  | Calculation
Colored cells correspond to indicated lines in Exhibit 1: Savings and Budgets, 2-Year Portfolio View.
| Add |  |  |  | These are specific elements that comprise the Portfolio View of Exhibit 1.
a | Total Biennial Potential IRP Guidance | 554132 | 63.2571 | IRP guidance (no behavior savings) | Bundle D + DE from IRP | Figure 3, Exhibit i
b | Plus Legacy HER | 5722 | 0.6532 | 15,000 residential HER customers |  | line l of Exhibit 1 Portfolio View
c | Total Base Savings | 559854 | 63.9103 |  |  | = a + b
d | Plus Decoupling Commitment (5% add) | 27992.7 | 3.4543 | 5% of "base" savings | All prgrams contribute to the decoupling commitment. | = c * 0.05 ("base" * 5%)
e | Plus Energy Reports Pilots Without Verified Savings | 17347 | 1.9803 | New Residential + Small Business | 2016-2017 Pilots | line z of Exhibit 1 Portfolio View
f | Total 2016-2017 Portfolio Savings | 605193.7 | 69.086 |  | This figure is what Energy Efficiency is managing to. | = c + d + e; lines bb & bf of Exhibit 1 Portfolio View
| Exclude |  |  |  | Remove these elements in order to calculate the EIA penalty target.
g | NEEA Savings | 22776 | 2.6 |  |  | line aa of Exhibit 1 Portfolio View
h | Energy Report Pilots | -17347 | -1.9803 |  |  | = e
i | Decoupling Commitment Amount | -27992.7 | -3.4543 |  |  | = d
j | Total Exclusion | -22563.7 | -2.8346 |  |  | = g + h + i
Resultant Targets
k | EIA Penalty Target | 582630 | 66.5103 | EIA Target + Decoupling Commitment. $50/MWh of shortfall. | $50/MWh shortfall penalty | = f + j
l | Decoupling Commitment | 27992.7 | 3.4543 |  | $50/MWh shortfall penalty | = d
D.C. = Decoupling Commitment
EIA = Energy Independence Act; referencing RCW 19.285, or "I-937".
HER = Residential Home Energy Reports
IRP = Integrated Resource Plan
Discussion:
Go to Portfolio View

## Building the 2-yr gas target
Puget Sound Energy 2016-2017 Natural Gas Portfolio Savings
| Description | MWh | Comment | Calculation
Colored cells correspond to indicated lines in Exhibit 1: Savings and Budgets, 2-Year Portfolio View.
| Add |  | These are specific elements that comprise the Portfolio View of Exhibit 1
a | Total Biennial Potential IRP Guidance | 6756000 | 2-year pro rata, versus ramp rate in IRP | Page 24, July 16 CRAG meeting presentation
b | Plus Legacy HER | 239967 |  | line l of Exhibit 1 Portfolio View
c | Total Base Savings | 6995967 |  | = a + b
d | Plus Energy Reports Pilots Without Verified Savings | 430529 | 2016-2017 Behavioral Pilots | line z of Exhibit 1 Portfolio View
e | Total 2016-2017 Portfolio Savings | 7426496 | This figure is what Energy Efficiency is managing to. | = c + d; line bb of Exhibit 1 Portfolio View
| Exclude |  | Remove these elements in order to calculate the penalty target.
f | NEEA Savings | -37680 |  | line ab of Exhibit 1 Portfolio View
g | Energy Report Pilots without verified savings | -430529 |  | = d
h | Total Exclusion | -468209 |  | = f + g
Resultant Target
i | Total natural gas savings subject to penalty | 6958287 | Penalty outlined in Stipulation Agreement, UG-011571 Section M43. | = e + h
It is important to note that many specific natural gas program total values include decimals. Their aggregation may
result in slight rounding differences between this table and the Portfolio View of Exhibit 1.
Go to Portfolio View

## Portfolio--2017
2017 PSE Conservation Rider Savings Goals and Budgets
|  |  | Last revised: | 2016-11-11 09:38
Ref # | Schedule Nos. (Unless otherwise noted, applies to both electric and gas) | Program Name |  |  | MWh Savings | Electric Rider Budget | Therm Savings | Gas Rider Budget | Total Tariff Budget
(All indented program or activity names are color-coded and comprise the totals of the above program or activity grouping. In some cases, there are sub-activities within another sub-grouping.)
Residential Energy Management
a | 201 | Low Income Weatherization |  |  | 1835.7283 | 3735427.9275 | 8785.95 | 183600.3875 | 3919028.315
b | 214 | Single Family Existing |  |  | 96696.4376 | 27657200.2596 | 1426705 | 5789539.0176 | 33446739.2772
c |  |  | Residential lighting |  | 69473.4211 | 13833178.8239 |  |  | 13833178.8239
d |  |  | Space heat |  | 7730.775 | 3996973.7208 | 618205 | 2349234.6231 | 6346208.3439
e |  |  | Water heat |  | 727.675 | 477188.2663 | 0 | 0 | 477188.2663
f |  |  | Home Energy Assessment |  | 5039.3222 | 2843947.8058 | 0 | 0 | 2843947.8058
g |  |  | Home Appliances |  | 6721.709 | 4458254.8387 | 40705 | 14805 | 4473059.8387
h |  |  | Mobile Home Duct Sealing |  | 0 | 0 | 0 | 0 | 0
i |  |  | Web-Enabled Thermostats |  | 703.2 | 158040.1375 | 170000 | 353040.1375 | 511080.275
j |  |  | Showerheads |  | 4272.61 | 640814.7959 | 187782.5 | 330535.7092 | 971350.5051
k |  |  | Weatherization |  | 2027.7253 | 1122427.3106 | 410012.5 | 2698911.3328 | 3821338.6434
l |  |  | Home Energy Reports |  | 0 | 126374.56 | 0 | 43012.215 | 169386.775
m | 215 & 218 | Residential New Construction |  |  | 1294.293 | 728455.24 | 38880 | 249213.36 | 977668.6
n | 216 | Fuel Conversion |  |  | 1949.857 | 837031.2688 |  |  | 837031.2688
o | 217 | Multi Family Existing |  |  | 18985.266 | 10074197.525 | 84535.8 | 608958.425 | 10683155.95
p |  | Total, Residential Programs |  |  | 120761.5819 | 43032312.2209 | 1558906.75 | 6831311.1901 | 49863623.411
Business Energy Management
q | 250 | Commercial / Industrial Retrofit |  |  | 72000 | 18924730.2959 | 425000 | 1998657 | 20923387.2959
r | 251 | Commercial/Industrial New Construction |  |  | 10000 | 2482962.52 | 100000 | 534927.4935 | 3017890.0135
s | 253 | Resource Conservation Management |  |  | 30250 | 2038023.056 | 550000 | 546323.8923 | 2584346.9482
t | E258 | Large Power User - Self Directed Program |  |  | 21474.005 | 10965426.1837 |  |  | 10965426.1837
u | 261 | Energy Efficient Technology Evaluation |  |  | 0 | 0 | 0 | 0 | 0
v | 262 | Commercial Rebates |  |  | 33031.0554 | 8135271.8461 | 576665.1 | 1695323.8788 | 9830595.7249
w |  | Subtotal, Business Programs |  |  | 166755.0604 | 42546413.9017 | 1651665.1 | 4775232.2645 | 47321646.1662
Pilots
x | 249 | Residential Pilots - Individual Energy Reports |  |  | 5322.641 | 978290.65 | 316885 | 190369.12 | 1168659.77
y | 249 | Business Pilots - Individual Energy Reports |  |  | 0 | 0 | 0 | 0 | 0
z |  | Subtotal, Pilots |  |  | 5322.641 | 978290.65 | 316885 | 190369.12 | 1168659.77
Regional Efficiency Programs
aa | E254 | NW Energy Efficiency Alliance |  |  | 15592.8 | 5200000 |  |  | 5200000
ab |  | NEEA Natural Gas Market Transformation |  |  |  |  | 0 | 1389079 | 1389079
ac |  | Generation, Transmission and Distribution |  |  | 1500 | 0 |  |  | 0
ad |  | Subtotal, Regional Programs |  |  | 17092.8 | 5200000 | 0 | 1389079 | 6589079
Energy Efficiency Portfolio Support
ae |  | Customer Engagement and Education |  |  |  | 1927581.7782 |  | 216606.3807 | 2144188.1589
af |  |  | Energy Advisors |  |  | 1168422.1756 |  | 86789.9498 | 1255212.1254
ag |  |  | Events |  |  | 649765.2038 |  | 112789.6534 | 762554.8571
ah |  |  | Brochures, non program-specific |  |  | 100594.3989 |  | 16051.7776 | 116646.1764
ai | 202 |  | Education |  |  | 8800 |  | 975 | 9775
aj |  | Electronic Media Tools & Marketing |  |  |  | 1190832.702 |  | 193947.0158 | 1384779.7178
ak |  |  | Customer Digital Experience |  |  | 588990 |  | 88010 | 677000
al |  |  | Market Integration |  |  | 459599.312 |  | 83541.01 | 543140.322
am |  |  | Automated Benchmarking System |  |  | 142243.39 |  | 22396.0058 | 164639.3958
an |  | Rebates Processing |  |  |  | 546939.561 |  | 82046.412 | 628985.973
ao |  | Programs Support |  |  |  | 700101.998 |  | 104715.976 | 804817.974
ap |  | Data and Systems Services |  |  |  | 1097133.6155 |  | 164145.7217 | 1261279.3372
aq |  | Energy Efficient Communities |  |  |  | 895610.744 |  | 143616.648 | 1039227.392
ar |  | Trade Ally Support |  |  |  | 117661 |  | 21015 | 138676
as |  | Contractor Alliance Network (net of revenue + cost) |  |  |  | -4434.179 |  | -4494.764 | -8928.9431
at |  | Subtotal, Portfolio Support |  |  |  | 6471427.2198 |  | 921598.3901 | 7393025.6098
Energy Efficiency Research & Compliance
au |  | Conservation Supply Curves |  |  |  | 251498.3194 |  | 37580.2086 | 289078.528
av |  | Strategic Planning |  |  |  | 711472.9872 |  | 50277.5728 | 761750.56
aw |  | Market Research |  |  |  | 292170.1383 |  | 43657.6117 | 335827.75
ax |  | Program Evaluation |  |  |  | 1777721.1084 |  | 363107.3314 | 2140828.4398
ay |  | Biennial Electric Conservation Acquisition Review |  |  |  | 54000 |  |  | 54000
az |  | Verification Team |  |  |  | 570117.915 |  | 85401.036 | 655518.951
ba |  | Subtotal, Research & Compliance |  |  |  | 3656980.4682 |  | 580023.7606 | 4237004.2288
bb | Total MWh, Efficiency Programs Included in CE Calculations |  |  |  | 309932.0833 | 101885424.4606 | 3527456.85 | 14687613.7253 | 116573038.1859
Other Electric Programs
bc | E150 | Net Metering |  |  |  | 949696.903 |  |  | 949696.903
bd | Ennn | Demand Response (Residential + Commercial) |  |  |  | 322456.704 |  |  | 322456.704
be | E195 | Electric Vehicle Charger Incentive |  |  |  | 295624.32 |  |  | 295624.32
bf |  | Subtotal, Other Electric Programs |  |  |  | 1567777.927 |  | 0 | 1567777.927
bg |  | GRAND TOTAL All Programs |  |  | 309932.0833 | 103453202.3876 | 3527456.85 | 14687613.7253 | 118140816.1129
35.3804
bh |  | Total, All Programs, less (NEEA + Energy Report Pilots) |  |  | 289016.6423 |  | 3210571.85
32.9928
bi |  |  | Blue cells = use for 10% "info-only" calculation: |  |  | 7.312% |  | 7.571%
Add up all blue cells and divide by "Total, Efficiency Programs Included in CE Calculations" line.
HER program costs excluded from "info-only" calculation because savings will be measured.
bk |  |  | Purple cells = use to indicate a reasonable amt. spent on EM&V (condition (6)(c)): |  |  | 4.089% |  | 5.279%
bl |  |  | EM&V Budget (WAC 480-109-120(1)(b)(vi)(B)) |  |  | 3498972.6389 |  | 612654.0891
(Line bk) Add up the sum of [Data & Systems Services + Program Evaluation + BECAR + Verification purple cells and divide by the [Residential + Business] purple cells.
(Line bk) Add up the sum of [Data & Systems Services + [Program Evaluation + BECAR + Verification] purple cells
Titles are hyperlinks to 2017 Sector Views
Exhibit 1
Go to Building the Electric Target Page
Go to Building the Gas Target Page

## 2017 Sector View Elect
Energy Efficiency 2017 Budgets, Sector View
| Electric Programs |  |  |  |  | Please see category descriptions at the bottom of the sector table.
Budget Category
Workbook Name | Schedule | Comment | Description (Blue, indented text indicates a sub-total value) |  | Order Number (Click on the order# below to link to the detail page) | Program Labor | Marketing Labor | Overhead | Marketing | Employee/Office Expense | Outside Services | Materials | Miscellaneous | DBtC | Revenue | Total Budget | Total Savings kWh | Comments
Residential Energy Management
LIW Detail_REM E201_Elec | E201 |  | Low Income Weatherization |  | 18230611 | 100686.25 | 14400 | 103347.4525 | 45000 | 4000 | 6500 | 1000 | 1000 | 3459494.225 | 0 | 3735427.9275 | 1835728.31
HomePrint Detail_REM_E214 Elec | E214 |  | Home Energy Assessments |  | 18230625 | 39526.8 | 22561.28 | 55755.0958 | 134200 | 3000 | 220819.13 | 1000 | 2000 | 2365085.5 | 0 | 2843947.8058 | 5039322.2
WaterHea_Detail_REM_E214 Elec | E214 |  | SF Existing Water Heat |  | 18230626 | 10885 | 6153.075 | 15300.1913 | 78750 | 1200 | 0 | 5000 | 2400 | 357500 | 0 | 477188.2663 | 727675
Wx_Detail_REM E214 Elec | E214 |  | SF Existing Weatherization |  | 18230627 | 48164.9 | 24612.3 | 65353.9256 | 150545 | 5302 | 144750 | 0 | 0 | 683699.185 | 0 | 1122427.3106 | 2027725.31
SpcHeat Detail_REM_E214 Elec | E214 |  | SF Existing Space Heat |  | 18230628 | 56771.56 | 22561.275 | 71240.8858 | 228000 | 7200 | 0 | 17200 | 4000 | 3590000 | 0 | 3996973.7208 | 7730775
HmAppplc_Detail_REM_E214 Elec | E214 |  | Home Appliances |  | 18230434 | 82698.15 | 38875 | 109172.6887 | 388395 | 3000 | 388734 | 3000 | 500 | 3443880 | 0 | 4458254.8387 | 6721709
ShwrHead_Detail_REM_E214 Elec | E214 |  | Residential Showerheads |  | 18230435 | 26024.85 | 5399.7 | 28219.2459 | 80915 | 1000 | 43006 | 1000 | 500 | 454750 | 0 | 640814.7959 | 4272610
Lighting Detail_REM_E214 Elec | E214 |  | Energy Efficient Lighting Services |  | 18230440 | 171160.55 | 101075 | 244467.5239 | 1847331 | 11000 | 1590926 | 8250 | 5000 | 9853968.75 | 0 | 13833178.8239 | 69473421.12
MHDS Detail_REM_E214 Elec. | E214 |  | Mobile Home Duct Sealing |  | 18230634 | 0 | 0 | 0 | 0 | 0 | 0 | 0 | 0 | 0 | 0 | 0 | 0
HER Detail_REM_E214 elec. | E214 |  | Home Energy Reports |  | 18230461 | 6220 | 0 | 5585.56 | 14040 | 500 | 49769 | 250 | 250 | 49760 | 0 | 126374.56 | 0
Web Tstat Detail_REM E214 Elec | E214 |  | Web-Enabled Thermostat |  | 18230023 | 15550 | 1943.75 | 15709.3875 | 35272 | 250 | 28965 | 250 | 100 | 60000 | 0 | 158040.1375 | 703200
SFNC Detail_REM E215 Elec | E215 | P/O Res. New Construction | Single Family New Construction |  | 18230405 | 11662.5 | 777.5 | 11171.12 | 26000 | 1000 | 2500 | 2000 | 0 | 0 | 0 | 55111.12 | 0
NCMfgHome Detail_REM E215 Elec | E215 | P/O Res. New Construction | Energy Star Manufactured Home |  | 18230433 | 0 | 0 | 0 | 0 | 0 | 0 | 0 | 0 | 0 | 0 | 0 | 0
FuelConv Detail_REM E216 Elec | E216 |  | Fuel Conversion Rebate |  | 18230612 | 44277.4 | 16408.2 | 54495.6688 | 85000 | 2000 | 2000 | 1000 | 3000 | 628850 | 0 | 837031.2688 | 1949857
MF Retr Detail_REM E217 Elec | E217 |  | Multi-Family Existing |  | 18230407 | 151612.5 | 40000 | 172068.025 | 75000 | 4000 | 1150000 | 1000 | 1000 | 8479517 | 0 | 10074197.525 | 18985266
MFNC Detail_REM E218 Elec | E218 | P/O Res. New Construction | Multi-Family New Construction |  | 18230486 | 152390 | 15550 | 150810.12 | 30000 | 4000 | 0 | 500 | 500 | 319594 | 0 | 673344.12 | 1294293
|  |  |  | Total, Residential Energy Management |  | 917630.46 | 310317.08 | 1102696.8909 | 3218448 | 47452 | 3627969.13 | 41450 | 20250 | 33746098.66 | 0 | 43032312.2209 | 120761581.94
[5 empty] | Original 2017 Figures | 1174743.5575 | 326404.15 | 1020780.4411 | 3239232.54 | 50604 | 3596000 | 66975 | 43000 | 36166446.7725 | 0 | 45684186.4611 | 128636801.5188
Business Energy Managment
CI Retr Detail_BEM E250 Elec | E250 |  | Commercial/Industrial Retrofit |  | 18230711 | 461442.9658 | 18000 | 187617.3926 | 30000 | 35000 | 1380000 | 10000 | 0 | 5250000 |  | 7372060.3583 | 26000000
BusLgtGrants_BEM E250 Elect |  |  | Custom Lighting Grants |  | 18230724 | 1317100.1 | 17100.1 | 1198129.7376 | 35785 | 72362 | 140000 | 20193 | 12000 | 8740000 |  | 11552669.9376 | 46000000
CI NC Detail_BEM E251 Elec | E251 |  | Commercial/Industrial New Construction |  | 18230715 | 158400 | 13340 | 154222.52 | 24000 | 4000 | 120000 | 4000 | 5000 | 2000000 |  | 2482962.52 | 10000000
|  |  | Resource Conservation Management |  |  | 429472.83 | 683.68 | 386280.546 | 8000 | 16500 | 679336 | 4000 | 15000 | 498750 | 0 | 2038023.056 | 30250000
RCM Detail_BEM E253 Elec | E253 |  | RCM |  | 18230723 | 385000 | 0 | 345730 | 8000 | 15000 | 163500 | 4000 | 15000 | 498750 |  | 1434980 | 14250000
RCM B-U-S Detail_E253 Elec | E253 |  | Bellevue Urban Smart |  | 1823nnnn | 0 | 0 | 0 | 0 | 0 | 494086 | 0 | 0 | 0 | 0 | 494086 | 16000000
ResAcctSW Detail_PSWE_Elec |  |  | Resource Accounting Software |  | 1823yyyy | 44472.83 | 683.68 | 40550.546 | 0 | 1500 | 21750 | 0 | 0 | 0 | 0 | 108957.056
|  |  | High Voltage, Self-Directed |  |  | 358557.0342 | 0 | 318219.3679 | 0 | 0 | 0 | 0 | 0 | 10288649.7816 | 0 | 10965426.1837 | 21474005
LPSD_Detail_449_Elec | E258 |  | 449 Customers |  | 18230720 | 96952.2123 | 0 | 86045.0884 | 0 | 0 | 0 | 0 | 0 | 2339840.7816 | 0 | 2522838.0823 | 4245976
LPSD_Detail_Non-449 Elec | E258 |  | Non-449 Customers |  | 18230721 | 261604.8219 | 0 | 232174.2794 | 0 | 0 | 0 | 0 | 0 | 7948809 |  | 8442588.1014 | 17228029
TechEval Detail_BEM E261 Elec | E261 |  | Technology Evaluation |  | 18230448 | 0 | 0 | 0 | 0 | 0 | 0 | 0 | 0 | 0 |  | 0 | 0
| E262 |  | Business Rebates |  |  | 290828.5175 | 58822.8687 | 313986.9449 | 147500 | 30475 | 728943.13 | 11740 | 764695.5 | 5788279.885 | 0 | 8135271.8461 | 33031055.395
Comm Lgt Mkdn_E262 Elect | E262 |  | Lighting to Go--also referred to as Business Lighting Markdowns |  | 18230714 | 72515.8675 | 19437.5 | 82574.124 | 50000 | 6750 | 182963 | 3000 | 500 | 803490 | 0 | 1221230.4915 | 10447837
Comm Kit-Laund_E262 Elect | E262 | Added 2017 Measure Table | Commercial kitchen and laundry |  | 18230716 | 27869.7 | 6560 | 30917.8706 | 15000 | 5225 | 1200 | 240 | 0 | 148190 | 0 | 235202.5706 | 1112601
Comm DI_E262 Elect | E262 |  | Commercial direct install (non-SBDI) |  | 18230717 | 0 | 0 | 0 | 0 | 0 | 0 | 0 | 0 | 0 | 0 | 0 | 0
Comm HVAC_E262 Elect | E262 | Added 2017 Measure Table | Commercial HVAC |  | 18230718 | 60384.35 | 4100 | 57906.9463 | 42500 | 5000 | 258595.13 | 5000 | 1000 | 730500 | 0 | 1164986.4263 | 3448522
Comm ExpLgt_E262 Elect | E262 |  | Business Lighting Express |  | 18230722 | 0 | 0 | 0 | 0 | 0 | 0 | 0 | 0 | 0 | 0 | 0 | 0
Sm Agr DI_E262 Elect | E262 |  | Small Agriculture Direct Install |  | 1823xxxx | 20437.78 | 0 | 18353.1264 | 0 | 0 | 10185 | 0 | 152775 | 412054.925 | 0 | 613805.8314 | 2880131.8429
Lodging DI_E262 Elec | E262 | Added 2017 Measure Table | Lodging Direct Install |  | 1823xxxx | 27869.7 | 23805.3687 | 46404.2117 | 10000 | 10000 | 222000 | 1000 | 0 | 1366053.35 | 0 | 1707132.6305 | 5099015
Sm Bus DI_E262 Elect | E262 |  | Small Business Direct Install |  | 18231134 | 81751.12 | 4920 | 77830.6658 | 30000 | 3500 | 54000 | 2500 | 610420.5 | 2327991.61 | 0 | 3192913.8958 | 10042948.5521
|  |  |  | Total, Business Energy Management |  | 3015801.4475 | 107946.6487 | 2558456.5089 | 245285 | 158337 | 3048279.13 | 49933 | 796695.5 | 32565679.6666 | 0 | 42546413.9017 | 166755060.395
[5 empty] | Original 2017 Figures | 3261684.185 | 102631.6288 | 2267012.199 | 217285 | 144337 | 2015640 | 48233 | 1031695.5 | 30612928.0343 | 0 | 39701446.547 | 166533822.1
Pilots
REM Pilots E249 Elec | E249 |  | Residential Energy Report Expansion |  | 18230522 | 46650 | 7775 | 48873.65 | 22950 | 4000 | 422521 | 2000 | 1000 | 422521 | 0 | 978290.65 | 5322641
BEM Pilots E249 Elec | E249 |  | Business Energy Reports |  | 18230629 | 0 | 0 | 0 | 0 | 0 | 0 | 0 | 0 | 0 | 0 | 0 | 0
|  |  |  | Total, Pilots |  | 46650 | 7775 | 48873.65 | 22950 | 4000 | 422521 | 2000 | 1000 | 422521 | 0 | 978290.65 | 5322641
[5 empty] | Original 2017 Figures | 0 | 0 | 0 | 0 | 0 | 0 | 0 | 0 | 0 | 0 | 0 | 0
Regional Efficiency Programs
NEEA Detail_E254 elec | E254 |  | Northwest Energy Efficiency Alliance |  | 18230421 | 0 | 0 | 0 | 0 | 0 | 1560000 | 0 | 0 | 3640000 |  | 5200000 | 15592800
T&D Detail_Reg E292 elec | E292 |  | Transmission & Distribution |  | 18230711 | 0 | 0 | 0 | 0 | 0 | 0 | 0 | 0 | 0 |  | 0 | 1500000
|  |  |  | Total, Regional Efficiency Programs |  | 0 | 0 | 0 | 0 | 0 | 1560000 | 0 | 0 | 3640000 | 0 | 5200000 | 17092800
[5 empty] | Original 2017 Figures | 0 | 0 | 0 | 0 | 0 | 1560000 | 0 | 0 | 3640000 | 0 | 5200000 | 15516000
Energy Efficiency Portfolio Support
| (Title pg) |  | Customer Engagement & Education |  |  | 1015572.8544 | 22100 | 713918.9238 | 20830 | 52720 | 69385 | 31705 | 1350 | 0 | 0 | 1927581.7782
Engy Adv Detail_PSCE Elec |  |  | Energy Advisors |  | 18230610 | 662957.45 | 0 | 456114.7256 | 0 | 44000 | 1000 | 3000 | 1350 | 0 | 0 | 1168422.1756
Events Detail_PSCE Elec |  |  | Events |  | 18230602 | 335939.8126 | 2600 | 232915.3911 | 7830 | 8720 | 56975 | 4785 | 0 | 0 | 0 | 649765.2038
Brochures Detail_PSCE Elec |  |  | Brochures, non program-specific |  | 18230482 | 16675.5917 | 19500 | 24888.8071 | 13000 | 0 | 2610 | 23920 | 0 | 0 | 0 | 100594.3989
Educatn Detail_PSCE E202 Elec | E202 |  | Education |  | 18230621 | 0 | 0 | 0 | 0 | 0 | 8800 | 0 | 0 | 0 | 0 | 8800
| (Title pg) |  | Electronic Media Tools & Marketing |  |  | 322859.98 | 1000 | 236462.722 | 0 | 10200 | 620310 | 0 | 0 | 0 | 0 | 1190832.702
CustOnline Detail_PSWE_Elec |  |  | Customer Digital Experience |  | 18230408 | 0 | 0 | 0 | 0 | 0 | 588990 | 0 | 0 | 0 |  | 588990
Mkt Intgn Detail_PSWE_Elec |  |  | Market Integration |  | 18230466 | 258874 | 0 | 178105.312 | 0 | 8700 | 13920 | 0 | 0 | 0 |  | 459599.312
ABS Detail_PSWE_Elec |  |  | Automated Benchmarking System |  | 18230411 | 63985.98 | 1000 | 58357.41 | 0 | 1500 | 17400 | 0 | 0 | 0 | 0 | 142243.39
Rebt Procg Detail_Elect |  |  | Rebates Processing |  | 18230507 | 274994.5 | 0 | 246945.061 | 0 | 20000 | 0 | 5000 | 0 | 0 |  | 546939.561
ProgDev Detail_R&C_ Elec |  |  | Programs Support |  | 18230810 | 357451 | 0 | 320990.998 | 0 | 21660 | 0 | 0 | 0 | 0 | 0 | 700101.998
Data & Systm Svcs_Elect |  |  | Data and Systems Services |  | 18230745 | 512135.73 | 0 | 459897.8855 | 0 | 12000 | 113100 | 0 | 0 | 0 |  | 1097133.6155
EEC Detail_PS_Elec |  |  | Energy Efficient Communities |  | 18230811 | 407783 | 9830 | 287317.744 | 66275 | 73515 | 28275 | 22615 | 0 | 0 |  | 895610.744
TradeAlly Detail_PS_ Elec |  |  | Trade Ally Support |  | 18230730 | 0 | 0 | 0 | 0 | 0 | 56550 | 0 | 61111 | 0 |  | 117661
CAN_Elect |  |  | Contractor Alliance Network (revenue + cost) |  | 18230746 | 138603.52 | 4100 | 128147.761 | 25000 | 5000 | 20000 | 1500 | 0 | 0 | -326785.46 | -4434.179
|  |  |  | Total, Portfolio Support |  | 3029400.5844 | 37030 | 2393681.0954 | 112105 | 195095 | 907620 | 60820 | 62461 | 0 | -326785.46 | 6471427.2198
[5 empty] | Original 2017 Figures | 2844922.2289 | 37030 | 1978858.0951 | 127660 | 183531 | 903620 | 60170 | 62461 | 0 | -311785.46 | 5886466.864
Research & Compliance
SuppCrv Detail_R&C_Elec |  |  | Conservation Supply Curves |  | 18230809 | 102708.72 | 0 | 70663.5994 | 0 | 1044 | 77082 | 0 | 0 | 0 |  | 251498.3194
Strat Plan Detail_R&C_Elec |  |  | Strategic Planning |  | 18230469 | 116249.4 | 0 | 79979.5872 | 0 | 1044 | 514200 | 0 | 0 | 0 |  | 711472.9872
Mktg Resch Detail_PS_ Elec |  |  | Market Research |  | 18230437 | 150482.81 | 0 | 103532.1733 | 0 | 4254.3 | 32552.355 | 1348.5 | 0 | 0 |  | 292170.1383
Eval Detail_R&C_Elec |  |  | Program Evaluation |  | 18230802 | 160860.55 | 0 | 110672.0584 | 0 | 1000.5 | 1500938 | 0 | 4250 | 0 |  | 1777721.1084
BECAR Detail_R&C Elec |  |  | Biennial Elec. Consv. Aquisitn. Review |  | 18230624 | 0 | 0 | 0 | 0 | 0 | 54000 | 0 | 0 | 0 |  | 54000
VTeam Detail_R&C_Elec |  |  | Verification Team |  | 18230418 | 250167.5 | 0 | 224650.415 | 0 | 10800 | 78300 | 6200 | 0 | 0 |  | 570117.915
|  |  |  | Total, Research & Compliance |  | 780468.98 | 0 | 589497.8332 | 0 | 18142.8 | 2257072.355 | 7548.5 | 4250 | 0 | 0 | 3656980.4682
[5 empty] | Original 2017 Figures | 687210.763 | 0 | 467303.3188 | 0 | 15868.8 | 1772502.355 | 6133.5 | 3915 | 0 | 0 | 2952933.7368
Other Electric Programs
Net Mtr Details_Oth Elec E150 | E150 |  | Net Metering |  | 18230128 | 221373.5 | 0 | 198793.403 | 0 | 11780 | 47750 | 5000 | 465000 | 0 |  | 949696.903
Demnd Resp_Res_Exxx Elec | Ennn |  | Demand Response, Residential |  | 1823nnnn | 78624 | 0 | 70604.352 | 0 | 12000 | 0 | 0 | 0 | 0 | 0 | 161228.352
Demnd Resp_Com_Exxx Elec | Ennn |  | Demand Response, Commercial |  | 1823xxxx | 78624 | 0 | 70604.352 | 0 | 12000 | 0 | 0 | 0 | 0 | 0 | 161228.352
ElecVehcl Chg Inctv_E195 Elect | E248 |  | Electric Vehicle Charger Incentive |  | 18230613 | 94640 | 0 | 65112.32 | 0 | 2300 | 131572 | 2000 | 0 | 0 |  | 295624.32
|  |  |  | Total, Other Electric Programs |  | 473261.5 | 0 | 405114.427 | 0 | 38080 | 179322 | 7000 | 465000 | 0 | 0 | 1567777.927
[5 empty] | Original 2017 Figures | 239878.59 | 0 | 163117.4412 | 0 | 11780 | 40000 | 5000 | 500000 | 0 | 0 | 959776.0312
|  |  |  | GRAND TOTAL, ELECTRIC PROGRAMS |  | 5233812.3875 | 426038.7288 | 4704639.31 | 3486683 | 266011.8 | 11095163.615 | 107931.5 | 1287195.5 | 70374299.3266 | 0 | 103453202.3876 | 309932083.335
[5 empty] | Original 2017 Figures | 5363517.0955 | 429035.7788 | 3918213.4001 | 3456517.54 | 222589.8 | 8984142.355 | 126341.5 | 1578610.5 | 70419374.8068 | 0 | 100384809.6401 | 310686623.6188
35.3804
|  |  |  | Budget Category Includes | This is the main level of tracking expenditures and expenses in EES. Per FERC rules, all conservation order numbers start with a "1823nnnn", where "n" is some number. Cost elements apply to all order numbers (for instance, all conservation programs that | Energy Efficiency program staff labor. Average FTE cost including management assessments. This Budget Category group includes assessments from Major Accounts management, Resource Planning, Corporate Communications management, IT specialists and some building maintenance allocations. | Also Energy Efficiency staff labor, associated specifically with Marketing functions. Marketing allocates staffing according to program needs. | Overhead--costs associated with primarily employee labor; benefits, for instance. For 2017, includes micro-overhead. | Service and materials associated with the cost of printing program brochures, marketing pieces, advertising, banners, etc. Also includes marketing conducted by vendors and contractors. | Costs associated with EE staff attending events, employee training, conferences, business meals, business parking, ferry & bridge tolls, mileage incurred on employee automobiles, office supplies, phones, subscriptions, software/hardware, etc. | Contractors and vendors, such as PECI, Ecos, CostCo, EFI, etc. Legal expenses, technical services (CMS design, PSE.com web portals, etc.). These costs do NOT include brochure development, marketing pieces, (which are classified under MARKETING). These costs do NOT include incentives paid to customers by contractors. | Primarily tools, trade show equipment, etc. | This category should seldomly be used, and only expenses that cannot be classified under one of the above categories. | All costs associated with rebates, grants, remuneration, value-added services. PSE cost element # 62510000; Consumer Incentive Payments, is classified by the Accounting department as Miscellaneous. However, it is one of the primarly elements of Energy Efficiency's Direct Benefit to Customer (DBtC). | Any amount that PSE is paid by a customer, partner, municipality or outside entity.
Press to return to 2017 Portfolio View
Go to 2017 Gas Sector

## 2017 Sector View Gas
Energy Efficiency 2017 Budgets, Sector View
| Gas Programs |  |  |  |  | Please see category descriptions at the bottom of the sector table.
Budget Category
Workbook Name | Schedule | Comment | Description (Blue, indented text indicates a sub-total value) |  | Order Number (Click on the order# below to link to the detail page) | Program Labor | Marketing Labor | Overhead | Marketing | Employee/Office Expense | Outside Services | Materials | Miscellaneous | DBtC | Revenue | Total Budget | Total Savings Therms
Residential Energy Management
LIW Detail_REM G201 Gas | G201 |  | Low Income Weatherization |  | 18230661 | 15938.75 | 1600 | 15749.7975 | 5000 | 1000 | 1000 | 500 | 500 | 142311.84 | 0 | 183600.3875 | 8785.95
HmPrint Detail_REM G214 Gas | G214 |  | Home Energy Assessments |  | 18230635 | 0 | 0 | 0 | 0 | 0 | 0 | 0 | 0 | 0 | 0 | 0 | 0
WtrHeat Detail_REM G214 Gas | G214 |  | SF Existing Water Heat |  | 18230636 | 0 | 0 | 0 | 0 | 0 | 0 | 0 | 0 | 0 | 0 | 0 | 0
Wx Detail_REM G214 Gas | G214 |  | SF Existing Weatherization |  | 18230637 | 27192.45 | 12306.15 | 35469.7428 | 41178.94 | 2500 | 327523.05 | 0 | 15000 | 2237741 | 0 | 2698911.3328 | 410012.5
SpHeat Detail_REM G214 Gas | G214 |  | SF Existing Space Heat |  | 18230638 | 44591.52 | 14357.175 | 52935.9281 | 225000 | 5400 | 18000 | 17200 | 4000 | 1967750 | 0 | 2349234.6231 | 618205
ShwrHead Detail_REM G214 Gas | G214 |  | Residential Showerheads |  | 18230700 | 11727.41 | 2332.5 | 12625.7992 | 80346 | 300 | 24004 | 300 | 150 | 198750 | 0 | 330535.7092 | 187782.5
HmApplSvgs Detail_REM G214 Gas | G214 |  | Home Appliances |  | 1823gggg | 0 | 0 | 0 | 0 | 0 | 0 | 0 | 0 | 14805 | 0 | 14805 | 40705
MHDS Detail_REM G214 Gas | G214 |  | Mobile Home Duct Sealing |  | 18230680 | 0 | 0 | 0 | 0 | 0 | 0 | 0 | 0 | 0 | 0 | 0 | 0
WebTstat Detail_REM G214 Gas | G214 |  | Web-Enabled Thermostats |  | 18230687 | 15550 | 1943.75 | 15709.3875 | 35272 | 250 | 28965 | 250 | 100 | 255000 | 0 | 353040.1375 | 170000
HER Detail_REM G214 gas | G214 |  | Home Energy Reports |  | 18230738 | 2332.5 | 0 | 2094.585 | 9960 | 250 | 14045.13 | 100 | 150 | 14080 | 0 | 43012.215 | 0
NCMfgHomes Detail_REM G215 Gas | G215 | P/O Res. New Construction | Energy Star Manufactured Home |  | 18230442 | 0 | 0 | 0 | 0 | 0 | 0 | 0 | 0 | 0 | 0 | 0 | 0
SFNC Detail_REM G215 Gas | G215 | P/O Res. New Construction | Single Family New Construction |  | 18230684 | 11662.5 | 777.5 | 11171.12 | 6000 | 0 | 0 | 1000 | 0 | 0 | 0 | 30611.12 | 0
MF Retr Detail_REM G217 Gas | G217 |  | Multi-Family Existing |  | 18230736 | 42762.5 | 14400 | 51331.925 | 4000 | 1000 | 200000 | 500 | 500 | 294464 | 0 | 608958.425 | 84535.8
MFNC Detail_REM G218 Gas | G218 | P/O Res. New Construction | Multi-Family New Construction |  | 18230673 | 17105 | 7775 | 22342.24 | 10000 | 500 | 0 | 500 | 500 | 159880 | 0 | 218602.24 | 38880
|  |  |  | Total, Residential Energy Management |  | 188862.63 | 55492.075 | 219430.5251 | 416756.94 | 11200 | 613537.18 | 20350 | 20900 | 5284781.84 | 0 | 6831311.1901 | 1558906.75
[5 empty] | Original 2017 Figures | 224084.2185 | 62569.525 | 194924.5456 | 414540.52 | 10950 | 529000 | 20450 | 21050 | 5834033.36 | 0 | 7311602.1691 | 1646670.32
Business Energy Management
CI Retr Detail_BEM G250 Gas | G250 |  | Commercial/Industrial Retrofit |  | 18230731 | 281700 | 10000 | 261957 | 0 | 8000 | 135000 | 2000 | 0 | 1300000 |  | 1998657 | 425000
CI NC Detail_BEM G251 Gas | G251 |  | Commercial/Industrial New Construction |  | 18230706 | 51300 | 1367.35 | 47260.1435 | 9000 | 1000 | 12000 | 1000 | 2000 | 410000 |  | 534927.4935 | 100000
|  |  | Resource Conservation Management |  |  | 175155.37 | 500 | 157718.5223 | 0 | 8700 | 43250 | 1000 | 5000 | 155000 | 0 | 546323.8923 | 550000
RCM Detail_BEM 253 Gas | G253 |  | RCM |  | 18230691 | 165000 | 0 | 148150 | 0 | 8000 | 40000 | 1000 | 5000 | 155000 |  | 522150 | 550000
ResAcctSW Detail_PSWE_Gas |  |  | Resource Accounting Software |  | 1823xxxx | 10155.37 | 500 | 9568.5223 | 0 | 700 | 3250 | 0 | 0 | 0 | 0 | 24173.8923
TechEval Detail_BEM G261 Gas | G261 |  | Technology Evaluation |  | 18230694 | 0 | 0 | 0 | 0 | 0 | 0 | 0 | 0 | 0 |  | 0 | 0
Rebates Detail_BEM G262 Gas | G262 |  | Business Rebates |  |  | 82680.11 | 0 | 74246.7388 | 25250 | 6225 | 172891.03 | 840 | 74154.5 | 1259036.5 | 0 | 1695323.8788 | 576665.1
Comm Kit-Laund_G262 Gas | G262 | Added 2017 Measure Table | Commercial Kitchen & Laundry |  | 18231027 | 23224.75 | 0 | 20855.8255 | 15000 | 5225 | 600 | 240 | 0 | 366102 | 0 | 431247.5755 | 225939.3
Comm DI_G262 Gas | G262 |  | Commercial Direct Install (non-SBDI) |  | 18231028 | 0 | 0 | 0 | 0 | 0 | 0 | 0 | 0 | 0 | 0 | 0 | 0
Comm HVAC_G262 Gas | G262 | Added 2017 Measure Table | Commercial HVAC |  | 18231029 | 13934.85 | 0 | 12513.4953 | 0 | 500 | 55976.03 | 100 | 120 | 123800 | 0 | 206944.3753 | 69010
Sm Agr DI_G262 Gas | G262 |  | Small Agriculture Direct Install |  | 18230251 | 16721.82 | 0 | 15016.1944 | 0 | 0 | 315 | 0 | 4725 | 0 | 0 | 36778.0144 | 0
Lodging DI_G262_Gas | G262 | Added 2017 Measure Table | Lodging Direct Install |  | 18230250 | 9289.9 | 0 | 8342.3302 | 10000 | 500 | 110000 | 500 | 500 | 747959 | 0 | 887091.2302 | 258211.2
Sm Bus DI_G262 Gas | G262 |  | Small Business Direct Install |  | 18231022 | 19508.79 | 0 | 17518.8934 | 250 | 0 | 6000 | 0 | 68809.5 | 21175.5 | 0 | 133262.6834 | 23504.6
|  |  |  | Total, Business Energy Management |  | 590835.48 | 11867.35 | 541182.4045 | 34250 | 23925 | 363141.03 | 4840 | 81154.5 | 3124036.5 | 0 | 4775232.2645 | 1651665.1
[5 empty] | Original 2017 Figures | 598267.4 | 6653.08 | 411321.832 | 34250 | 23925 | 72165 | 4840 | 81154.5 | 3555849.8205 | 0 | 4788426.6325 | 1778682.4
Pilots
REM Pilots Detail G249 Gas | G249 |  | Residential Energy Report Expansion |  | 18230622 | 10107.5 | 2332.5 | 11171.12 | 10050 | 1000 | 77479 | 500 | 250 | 77479 | 0 | 190369.12 | 316885
BEM Pilots Detail G249 Gas | G249 |  | Business Energy Reports |  | 18230639 | 0 | 0 | 0 | 0 | 0 | 0 | 0 | 0 | 0 | 0 | 0 | 0
|  |  |  | Total, Pilots |  | 10107.5 | 2332.5 | 11171.12 | 10050 | 1000 | 77479 | 500 | 250 | 77479 | 0 | 190369.12 | 316885
[5 empty] | Original 2017 Figures | 0 | 0 | 0 | 0 | 0 | 0 | 0 | 0 | 0 | 0 | 0 | 0
Regional Efficiency Programs
|  |  | NW Gas Market Transformation |  | 18230421 | 0 | 0 | 0 | 0 | 0 | 1389079 | 0 | 0 | 0 |  | 1389079 | 0
|  |  |  | Total, Regional Efficiency Programs |  | 0 | 0 | 0 | 0 | 0 | 1389079 | 0 | 0 | 0 |  | 1389079 | 0
[5 empty] | Original 2017 Figures | 0 | 0 | 0 | 0 | 0 | 1389079 | 0 | 0 | 0 |  | 1389079 | 37680
Energy Efficiency Portfolio Support
| (Title pg) |  | Customer Engagement & Education |  |  | 108815.7706 | 2970 | 76908.6101 | 2530 | 9112 | 10090 | 5978 | 202 | 0 | 0 | 216606.3807
Engy Adv Detail_PSCE_Gas |  |  | Energy Advisors |  | 18230704 | 46269.52 | 0 | 31833.4298 | 0 | 7832 | 200 | 453 | 202 | 0 | 0 | 86789.9498
Events Detail_PSCE_Gas |  |  | Events |  | 18230653 | 60272.3065 | 0 | 41467.3469 | 530 | 1280 | 8525 | 715 | 0 | 0 | 0 | 112789.6534
Brochure Detail_PSCE_Gas |  |  | Brochures, non program-specific |  | 18230685 | 2273.944 | 2970 | 3607.8335 | 2000 | 0 | 390 | 4810 | 0 | 0 | 0 | 16051.7776
Eductn Detail_PSCE_G207 Gas | G207 |  | Education |  | 18230671 | 0 | 0 | 0 | 0 | 0 | 975 | 0 | 0 | 0 | 0 | 975
| (Title pg) |  | Electronic Media Tools & Marketing |  |  | 57049.87 | 500 | 41707.1458 | 0 | 2000 | 92690 | 0 | 0 | 0 | 0 | 193947.0158
CustOnline Detail_PSWE_Gas |  |  | Customer Digital Experience |  | 18230737 | 0 | 0 | 0 | 0 | 0 | 88010 | 0 | 0 | 0 |  | 88010
Mkt Intg Detail_PSWE_Gas |  |  | Market Integration |  | 18230732 | 47488.75 | 0 | 32672.26 | 0 | 1300 | 2080 | 0 | 0 | 0 |  | 83541.01
ABS Detail_PSWE_Gas |  |  | Automated Benchmarking System |  | 18230667 | 9561.12 | 500 | 9034.8858 | 0 | 700 | 2600 | 0 | 0 | 0 | 0 | 22396.0058
Rebt Procg_Detail Gas |  |  | Rebates Processing |  | 18230507 | 41094 | 0 | 36902.412 | 0 | 3300 | 0 | 750 | 0 | 0 |  | 82046.412
ProgDev Detail_R&C_ Elec |  |  | Programs Support |  | 18230688 | 53412 | 0 | 47963.976 | 0 | 3340 | 0 | 0 | 0 | 0 |  | 104715.976
Data & Systm Svcs Detail Gas |  |  | Data and Systems Services |  | 18231005 | 76525.67 | 0 | 68720.0517 | 0 | 2000 | 16900 | 0 | 0 | 0 |  | 164145.7217
EEC Detail_PS_Gas |  |  | Energy Efficient Communities |  | 18230657 | 61981 | 1690 | 43805.648 | 13195 | 10855 | 4225 | 7865 | 0 | 0 |  | 143616.648
TradeAlly Detail_PS_gas |  |  | Trade Ally Support |  | 18230698 | 0 | 0 | 0 | 0 | 0 | 8450 | 0 | 12565 | 0 |  | 21015
CAN_PS_Detail Gas |  |  | Contractor Alliance Network (revenue + cost) |  | 18231031 | 139381.02 | 4100 | 128845.956 | 25000 | 5000 | 20000 | 1500 | 0 | 0 | -328321.74 | -4494.764
|  |  |  | Total, Portfolio Support |  | 538259.3305 | 9260 | 444853.7995 | 40725 | 35607 | 152355 | 16093 | 12767 | 0 | -328321.74 | 921598.3901
[5 empty] | Original 2017 Figures | 511955.5704 | 9260 | 354426.5879 | 29725 | 33671 | 148355 | 15993 | 12767 | 0 | -313321.74 | 802831.4183 | 37680
Energy Efficiency Research & Compliance
Supp Crv Detail_R&C_gas |  |  | Conservation Supply Curves |  | 18230703 | 15347.28 | 0 | 10558.9286 | 0 | 156 | 11518 | 0 | 0 | 0 |  | 37580.2086
Strat Pln Detail_R&C_Gas |  |  | Strategic Planning |  | 18230679 | 17370.6 | 0 | 11950.9728 | 0 | 156 | 20800 | 0 | 0 | 0 |  | 50277.5728
Mktg Rsch Detail_PS_gas |  |  | Market Research |  | 18230670 | 22485.94 | 0 | 15470.3267 | 0 | 635.7 | 4864.145 | 201.5 | 0 | 0 |  | 43657.6117
Eval Detail_R&C_Gas |  |  | Program Evaluation |  | 18230699 | 24036.63 | 0 | 16537.2014 | 0 | 149.5 | 321634 | 0 | 750 | 0 |  | 363107.3314
Vteam Detail_R&C_Gas |  |  | Verification Team |  | 18230668 | 37382 | 0 | 33569.036 | 0 | 1850 | 11700 | 900 | 0 | 0 |  | 85401.036
|  |  |  | Total, Research & Compliance |  | 116622.45 | 0 | 88086.4656 | 0 | 2947.2 | 370516.145 | 1101.5 | 750 | 0 | 0 | 580023.7606
[5 empty] | Original 2017 Figures | 131976.564 | 0 | 89744.0635 | 0 | 2371.2 | 249914.145 | 916.5 | 585 | 0 | 0 | 475507.4725 | 37680
|  |  |  | GRAND TOTAL, GAS PROGRAMS |  | 1444687.3905 | 78951.925 | 1304724.3147 | 501781.94 | 74679.2 | 2966107.355 | 42884.5 | 115821.5 | 8486297.34 | -328321.74 | 14687613.7253 | 3527456.85
[5 empty] | Original 2017 Figures | 1466283.7529 | 78482.605 | 1050417.029 | 478515.52 | 70917.2 | 2388513.145 | 42199.5 | 115556.5 | 9389883.1805 | -313321.74 | 14767446.6924 | 3463032.72
|  |  |  | Budget Category Includes | This is the main level of tracking expenditures and expenses in EES. Per FERC rules, all conservation order numbers start with a "1823nnnn", where "n" is some number. Cost elements apply to all order numbers (for instance, all conservation programs that | Energy Efficiency program staff labor. Average FTE cost including management assessments. This Budget Category group includes assessments from Major Accounts management, Resource Planning, Corporate Communications management, IT specialists and some building maintenance allocations. | Also Energy Efficiency staff labor, associated specifically with Marketing functions. Marketing allocates staffing according to program needs. | Overhead--costs associated with primarily employee labor; benefits, for instance. For 2017, includes micro-overhead | Service and materials associated with the cost of printing program brochures, marketing pieces, advertising, banners, etc. Also includes marketing conducted by vendors and contractors. | Costs associated with EE staff attending events, employee training, conferences, business meals, business parking, ferry & bridge tolls, mileage incurred on employee automobiles, office supplies, phones, subscriptions, software/hardware, etc. | Contractors and vendors, such as PECI, Ecos, CostCo, EFI, etc. Legal expenses, technical services (CMS design, PSE.com web portals, etc.). These costs do NOT include brochure development, marketing pieces, (which are classified under MARKETING). These costs do NOT include incentives paid to customers by contractors. | Primarily tools, trade show equipment, etc. | This category should seldomly be used, and only expenses that cannot be classified under one of the above categories. | All costs associated with rebates, grants, remuneration, value-added services. PSE cost element # 62510000; Consumer Incentive Payments, is classified by the Accounting department as Miscellaneous. However, it is one of the primarly elements of Energy Efficiency's Direct Benefit to Customer (DBtC). | Any amount that PSE is paid by a customer, partner, municipality or outside entity.
Press to return to 2017 Portfolio View
Go to 2017 Elec. Sector

## LowIncWx Detail_REM E201_Elec
|  | Low Income Weatherization | Schedule 201 | Order Number | 18230611 | Electric |  |  |  |  | Low Income Weatherization | Schedule 201 | Order Number | 18230611 | Electric |  |  |  | Low Income Weatherization | Schedule 201 | Order Number | 18230611 | Electric
[8 empty] | This table summarizes the subtotals in the detail table to the left and is used to populate 2016-2017 Sector views. | [11 empty] | Ratios |  |  | Acquisition Cost
Low Income Weatherization | [7 empty] | Program Labor | Marketing Labor | Overhead | Marketing | Employee/Office Expense | Outside Services | Materials | Miscellaneous | DBtC | Revenue | Total Budget | Total Savings | DBTC | Marketing | Outside Svcs
Schedule 201 | [6 empty] | 2016 (Reference only) | 127736.469 | 14400 | 94805.0248 | 45000 | 4000 | 25000 | 1000 | 1000 | 3073684.0325 | 0 | 3386625.5263 | 1560346.06 | 90.76% | 2.022% | 0.7382% | 2.1704
Order Number | [6 empty] | Original 2017 Figures, as noted in 2016-2017 BCP | 130929.68 | 14400 | 98824.1824 | 45000 | 4000 | 6500 | 1000 | 1000 | 3073684.0325 | 0 | 3375337.8949 | 1560346.06 | 91.06% | 2.029% | 0.1926% | 2.1632
18230611 | [6 empty] | 2017 (Updated for 2017 ACP) | 100686.25 | 14400 | 103347.4525 | 45000 | 4000 | 6500 | 1000 | 1000 | 3459494.225 | 0 | 3735427.9275 | 1835728.31 | 92.61% | 1.833% | 0.174% | 2.0348
Electric
|  | Budget amounts account for additional funding Per paragraph 178, page 76, Order 7 of Docket 130137 re: decoupling | [5 empty] | (2017-Specific Values) | [7 empty] | (2016 for reference only) |  |  | (2016 for reference only) |  |  | (2016 for reference only)
|  | Spending Section |  |  |  |  | Savings Section | [14 empty] | Savings Section | [7 empty] | Savings Section
|  | Overall Total | 3386625.5263 | 3735427.9275 | 7122053.4538 |  | Measure Information | [8 empty] | Unit Totals |  |  | Projected Savings |  |  | Incentive Totals |  |  | Program Support |  |  |  |  | 1st Year NEBs per Unit
[7 empty] | Measure Name | Savings | UOM | Unit Type | Measure Cost | Incentive | Support % | Measure Life | End Use | 2016 | 2017 | Combined | 2016 | 2017 | Combined | 2016 | 2017 | Combined | Agency % | Program Dollars | Program Dollars | Program Dollars | Other Cost Contribut.
|  | Budget Category | 2016 | 2017 | Total |  | i | i |  | i | i | i | i | i | i | i | i | [7 empty] | i | Paid to Agency | PSE | Combined | i | i
| FTE | PROGRAM LABOR | 127736.469 | 100686.25 | 228422.719 |  | TOTALS g |  |  |  | 5834162.1275 | 2971853.56 |  | N/A |  |  |  |  | 1560346.06 | 1835728.31 | 3396074.37 | 2561403.3625 | 2869803.835 | 5431207.1975 |  | 1101957.5575 | 597402.1276 | 1699373.1851 | 0 | 0
| 0.9 | Program Manager | 88774.38 | 69975 | 158749.38 |  | Shareholder | 0 | kWh | calculated |  |  |  |  | MF Space Heat | [9 empty] | 0%
| 0.3 | Program Coordinator | 29591.46 | 23325 | 52916.46 |  | Repairs | 0 | kWh | calculated | 1471945.18 | 1471945.18 |  | 1 | MF Space Heat | 0.5 | 0.5 | 1 | 0 | 0 | 0 | 657189.5 | 735972.59 | 1393162.09 | 20% | 294389.036 | 159594.6057 | 453983.6417 |  | 1371945
| 0.05 | Market Manager | 4931.91 | 3887.5 | 8819.41 |  | Appliances: Refrigerator Replacement ~ TE, MF | 503 | kWh | per unit | 545 | 545 |  | 22 | MF Space Heat | 0 | 0 | 0 | 0 | 0 | 0 | 0 | 0 | 0 | 20% | 0 | 0 | 0 |  | 0
| 0.045 | Energy Management Engineer | 4438.719 | 3498.75 | 7937.469 |  | Appliances: Refrigerator Replacement ~ TE, MH | 503 | kWh | per unit | 545 | 545 |  | 22 | SF Space Heat | 15 | 16 | 31 | 7545 | 8048 | 15593 | 8175 | 8720 | 16895 | 20% | 3379 | 1831.8283 | 5210.8283 |  | 0
| 1.295 | [5 empty] | Appliances: Refrigerator Replacement ~ TE, SF | 503 | kWh | per unit | 545 | 545 |  | 22 | MF Space Heat | 12 | 16 | 28 | 6036 | 8048 | 14084 | 6540 | 8720 | 15260 | 20% | 3052 | 1654.5546 | 4706.5546 |  | 0
|  | AGENCY PAYMENTS | 512280.67 | 589690.39 | 1101971.06 |  | Furnace / Heating: Ductless Heat Pump ~ TE, SF | 2645.44 | kWh | per unit | 3407 | 3407 |  | 15 | MF Space Heat | 40 | 130 | 170 | 105817.6 | 343907.2 | 449724.8 | 136280 | 442910 | 579190 | 20% | 115838 | 62798.2624 | 178636.2624 |  | 37.13
|  | Program Support Costs | 512280.67 | 589690.39 | 1101971.06 |  | Furnace / Heating: Ductless Heat Pump ~ TE, MH | 3447.84 | kWh | per unit | 4130 | 3407 |  | 15 | SF Space Heat | 65 | 78 | 143 | 224109.6 | 268931.52 | 493041.12 | 221455 | 265746 | 487201 | 20% | 97440.2 | 52824.4207 | 150264.6207 |  | 67.11
|  | Represented as DBtC |  |  | 0 |  | Water Heater: Electric Water Heater (.95 EF) ~ TE, MF | 149 | kWh | per unit | 67 | 67 |  | 15 | MF Space Heat | 0 | 0 | 0 | 0 | 0 | 0 | 0 | 0 | 0 | 20% | 0 | 0 | 0 |  | 0
[5 empty] | 0 |  | Water Heater: Electric Water Heater (.95 EF) ~ TE, MH | 149 | kWh | per unit | 67 | 67 |  | 15 | MF Space Heat | 0 | 0 | 0 | 0 | 0 | 0 | 0 | 0 | 0 | 20% | 0 | 0 | 0 |  | 0
[5 empty] | 0 |  | Water Heater: Electric Water Heater (.95 EF) ~ TE, SF | 149 | kWh | per unit | 67 | 67 |  | 15 | SF Space Heat | 0 | 0 | 0 | 0 | 0 | 0 | 0 | 0 | 0 | 20% | 0 | 0 | 0 |  | 0
[7 empty] | Insulation, Ceiling: Attic Insulation (R0 to R19) ~ TE, MF | 0.9 | kWh | square foot | 2.21 | 2.21 |  | 30 | SF Space Heat | 0 | 0 | 0 | 0 | 0 | 0 | 0 | 0 | 0 | 20% | 0 | 0 | 0 |  | 0
| FTE | MARKETING LABOR | 14400 | 14400 | 28800 |  | Insulation, Ceiling: Attic Insulation (R0 to R19) ~ TE, MH | 0.5 | kWh | square foot | 1.1 | 1.1 |  | 25 | Comm Lighting | 6719 | 2700 | 9419 | 3359.5 | 1350 | 4709.5 | 7390.9 | 2970 | 10360.9 | 20% | 2072.18 | 1123.3732 | 3195.5532 |  | 0
| 0.17778 | Marketing Lead | 14400 | 14400 | 28800 |  | Insulation, Ceiling: Attic Insulation (R0 to R19) ~ TE, SF | 1.38 | kWh | square foot | 2.21 | 2.21 |  | 30 | MF Space Heat | 0 | 0 | 0 | 0 | 0 | 0 | 0 | 0 | 0 | 20% | 0 | 0 | 0 |  | 0
[5 empty] | 0 |  | Insulation, Attic: R0 to R30 ~ TE, MH | 0.3 | kWh | square foot | 2.1 | 1.25 |  | 25 | MF Space Heat | 32561 | 16500 | 49061 | 9768.3 | 4950 | 14718.3 | 40701.25 | 20625 | 61326.25 | 20% | 12265.25 | 6649.2549 | 18914.5049 |  | 0.002
[5 empty] | 0 |  | Insulation, Ceiling: Attic Insulation (R0 to R38) ~ TE, MF | 1.2 | kWh | square foot | 2.43 | 2.43 |  | 30 | MF Space Heat | 6585 | 7700 | 14285 | 14355.3 | 9240 | 23595.3 | 16001.55 | 18711 | 34712.55 | 20% | 6942.51 | 3763.6835 | 10706.1935 |  | 0
[5 empty] | 0 |  | Insulation, Ceiling: Attic Insulation (R0 to R38) ~ TE, SF | 2.2 | kWh | square foot | 2.43 | 2.43 |  | 30 | MF Space Heat | 10000 | 5000 | 15000 | 22000 | 11000 | 33000 | 24300 | 12150 | 36450 | 20% | 7290 | 3952.0652 | 11242.0652 |  | 0.03125
| 0.17778 | [5 empty] | Insulation, Attic: R11 to R30 ~ TE, MH | 0.1 | kWh | square foot | 1.71 | 1.25 |  | 25 | MF Space Heat | 25842 | 0 | 25842 | 2584.2 | 0 | 2584.2 | 32302.5 | 0 | 32302.5 | 20% | 6460.5 | 3502.3755 | 9962.8755 |  | 0
|  | TOTAL OVERHEAD | 94805.0248 | 103347.4525 | 198152.4773 |  | Insulation, Ceiling: Attic Insulation (R11 to R38) ~ TE, MF | 1.39 | kWh | square foot | 1.95 | 1.95 |  | 30 | Res Lighting | 0 | 20000 | 20000 | 0 | 27800 | 27800 | 0 | 39000 | 39000 | 20% | 7800 | 4228.5472 | 12028.5472 |  | 0
Low Income Weatherization |  | Labor Overhead Rate | 66.7% | 68.8% |  |  | Insulation, Ceiling: Attic Insulation (R11 to R38) ~ TE, SF | 0.47 | kWh | square foot | 1.95 | 1.95 |  | 30 | Res Lighting | 11179 | 10000 | 21179 | 5254.13 | 4700 | 9954.13 | 21799.05 | 19500 | 41299.05 | 20% | 8259.81 | 4477.82 | 12737.63 |  | 0.0067143
Schedule 201 |  | Program Staff Overhead | 85200.2248 | 69272.14 | 154472.3648 |  | Insulation, Ceiling: Attic Insulation (R19 to R38) ~ TE, MF | 0.3 | kWh | square foot | 1.35 | 1.35 |  | 30 | Res Lighting | 4350 | 1000 | 5350 | 2523 | 300 | 2823 | 5872.5 | 1350 | 7222.5 | 20% | 1444.5 | 783.0944 | 2227.5944 |  | 0
Order Number |  | Marketing Staff Overhead | 9604.8 | 9907.2 | 19512 |  | Insulation, Ceiling: Attic Insulation (R19 to R38) ~ TE, SF | 0.22 | kWh | square foot | 1.35 | 1.35 |  | 30 | Res Lighting | 23304 | 25000 | 48304 | 5126.88 | 5500 | 10626.88 | 31460.4 | 33750 | 65210.4 | 20% | 13042.08 | 7070.3911 | 20112.4711 |  | 0.0031549
18230611 | [6 empty] | Insulation: Duct Insulation (R0-R11) ~ TE, MF | 4.65 | kWh | linear foot | 6.46 | 6.46 |  | 30 | Res Lighting | 0 | 0 | 0 | 0 | 0 | 0 | 0 | 0 | 0 | 20% | 0 | 0 | 0 |  | 0
Electric |  | Micro Overhead Rate |  | 21% |  |  | Insulation: Duct Insulation (R0-R11) ~ TE, SF | 4.65 | kWh | linear foot | 6.46 | 6.46 |  | 30 | Res Lighting | 4810 | 4810 | 9620 | 22366.5 | 22366.5 | 44733 | 31072.6 | 31072.6 | 62145.2 | 20% | 12429.04 | 6738.049 | 19167.089 |  | 0
|  | Program Staff Overhead |  | 21144.1125 | 21144.1125 |  | Insulation: Floor Insulation (R0-R19) ~ TE, MF | 1.1 | kWh | square foot | 1.87 | 1.87 |  | 30 | Res Lighting | 0 | 525 | 525 | 0 | 577.5 | 577.5 | 0 | 981.75 | 981.75 | 20% | 196.35 | 106.4455 | 302.7955 |  | 0
|  | Marketing Staff Overhead |  | 3024 | 3024 |  | Insulation: Floor Insulation (R0-R19) ~ TE, SF | 0.91 | kWh | square foot | 1.87 | 1.87 |  | 30 | Res Water Heat | 20377 | 25000 | 45377 | 18543.07 | 22750 | 41293.07 | 38104.99 | 46750 | 84854.99 | 20% | 16970.998 | 9200.3417 | 26171.3397 |  | 0.014173
[7 empty] | Insulation: Floor (R0 to R22) ~ TE, MH | 0.5 | kWh | square foot | 2.26 | 1.5 |  | 25 | Res Water Heat | 99722 | 42000 | 141722 | 49861 | 21000 | 70861 | 149583 | 63000 | 212583 | 20% | 42516.6 | 23049.1601 | 65565.7601 |  | 0.003
[7 empty] | Insulation: Floor Insulation (R0-R30) ~ TE, MF | 1.4 | kWh | square foot | 2.2 | 2.2 |  | 30 | Res Water Heat | 0 | 0 | 0 | 0 | 0 | 0 | 0 | 0 | 0 | 20% | 0 | 0 | 0 |  | 0
|  | MARKETING | 45000 | 45000 | 90000 |  | Insulation: Floor Insulation (R0-R30) ~ TE, MH | 1.47 | kWh | square foot | 2.46 | 2.46 |  | 25 | Res Water Heat | 35712 | 26000 | 61712 | 52496.64 | 38220 | 90716.64 | 87851.52 | 63960 | 151811.52 | 20% | 30362.304 | 16460.0557 | 46822.3597 |  | 0
|  | Materials | 45000 | 45000 | 90000 |  | Insulation: Floor Insulation (R0-R30) ~ TE, SF | 1.02 | kWh | square foot | 2.2 | 2.2 |  | 30 | Res Plug Load | 19185 | 19185 | 38370 | 19568.7 | 19568.7 | 39137.4 | 42207 | 42207 | 84414 | 20% | 16882.8 | 9152.5277 | 26035.3277 |  | 0.015838
[5 empty] | 0 |  | Insulation: Floor (R11 to R22) ~ TE, MH | 0.2 | kWh | square foot | 1.4 | 1.25 |  | 25 | Res Plug Load | 9709 | 15000 | 24709 | 1941.8 | 3000 | 4941.8 | 12136.25 | 18750 | 30886.25 | 20% | 6177.25 | 3348.8196 | 9526.0696 |  | 0.001
[5 empty] | 0 |  | Insulation: Floor Insulation (R11-R30) ~ TE, MF | 0.66 | kWh | square foot | 1.13 | 1.13 |  | 30 | Res Plug Load | 0 | 14350 | 14350 | 0 | 9471 | 9471 | 0 | 16215.5 | 16215.5 | 20% | 3243.1 | 1758.154 | 5001.254 |  | 0
[5 empty] | 0 |  | Insulation: Floor Insulation (R11-R30) ~ TE, SF | 0.61 | kWh | square foot | 1.38 | 1.38 |  | 30 | Res Lighting | 1610 | 1610 | 3220 | 982.1 | 982.1 | 1964.2 | 2221.8 | 2221.8 | 4443.6 | 20% | 888.72 | 481.7942 | 1370.5142 |  | 0
[7 empty] | Insulation: Wall Insulation (R0-R11) ~ TE, MF | 2 | kWh | square foot | 2.75 | 2.75 |  | 30 | Res Lighting | 0 | 450 | 450 | 0 | 900 | 900 | 0 | 1237.5 | 1237.5 | 20% | 247.5 | 134.1751 | 381.6751 |  | 0
|  | EMPLOYEE/OFFICE EXPENSES | 4000 | 4000 | 8000 |  | Insulation: Wall Insulation (R0-R11) ~ TE, MH | 1.68 | kWh | square foot | 2.75 | 2.75 |  | 25 | Res Lighting | 1433 | 100 | 1533 | 2407.44 | 168 | 2575.44 | 3940.75 | 275 | 4215.75 | 20% | 843.15 | 457.0897 | 1300.2397 |  | 0
|  |  | 4000 | 4000 | 8000 |  | Insulation: Wall Insulation (R0-R11) ~ TE, SF | 1.78 | kWh | square foot | 2.75 | 2.75 |  | 30 | Res Lighting | 6902 | 6902 | 13804 | 12285.56 | 12285.56 | 24571.12 | 18980.5 | 18980.5 | 37961 | 20% | 7592.2 | 4115.8943 | 11708.0943 |  | 0.027619
[5 empty] | 0 |  | Low Cost: Showerheads 2.0 GPM ~ TE, MF | 139 | kWh | per unit | 40.5 | 40.5 |  | 10 | Res Lighting | 0 | 44 | 44 | 0 | 6116 | 6116 | 0 | 1782 | 1782 | 20% | 356.4 | 193.2121 | 549.6121 |  | 17
[5 empty] | 0 |  | Low Cost: Showerheads 2.0 GPM ~ TE, MH | 139 | kWh | per unit | 40.5 | 40.5 |  | 10 |  | 300 | 50 | 350 | 41700 | 6950 | 48650 | 12150 | 2025 | 14175 | 20% | 2835 | 1536.9143 | 4371.9143 |  | 17
[5 empty] | 0 |  | Low Cost: Showerheads 2.0 GPM~ TE, SF | 139 | kWh | per unit | 40.5 | 40.5 |  | 10 | Res Water Heat | 200 | 6 | 206 | 27800 | 834 | 28634 | 8100 | 243 | 8343 | 20% | 1668.6 | 904.5838 | 2573.1838 |  | 17
[7 empty] | Duct Sealing: Duct Sealing ~ TE, MH | 973 | kWh | per unit | 500 | 500 |  | 18 | Res Water Heat | 104 | 104 | 208 | 101192 | 101192 | 202384 | 52000 | 52000 | 104000 | 20% | 20800 | 11276.1258 | 32076.1258 |  | 0
|  | OUTSIDE SERVICES | 25000 | 6500 | 31500 |  | Duct Sealing: Duct Sealing ~ TE, SF | 735 | kWh | per unit | 500 | 500 |  | 20 | Res Water Heat | 20 | 20 | 40 | 14700 | 14700 | 29400 | 10000 | 10000 | 20000 | 20% | 4000 | 2168.4857 | 6168.4857 |  | 11
|  |  | 25000 | 6500 | 31500 |  | Structure Sealing: Shell Sealing ~ TE, MH | 0.2 | kWh | square foot | 1 | 1 |  | 25 | SF Space Heat | 128601 | 48000 | 176601 | 25720.2 | 9600 | 35320.2 | 128601 | 48000 | 176601 | 20% | 35320.2 | 19147.8374 | 54468.0374 |  | 0.002
[5 empty] | 0 |  | Structure Sealing: Shell Sealing ~ TE, SF | 0.48 | kWh | square foot | 1 | 1 |  | 15 | SF Space Heat | 72849 | 72849 | 145698 | 34967.52 | 34967.52 | 69935.04 | 72849 | 72849 | 145698 | 20% | 29139.6 | 15797.2017 | 44936.8017 |  | 0.01
[5 empty] | 0 |  | MF Air Sealing~All Areas | 2.18 | kWh | square foot | 2.18 | 2.18 |  | 30 | MF Space Heat | 100000 | 215000 | 315000 | 218000 | 468700 | 686700 | 218000 | 468700 | 686700 | 20% | 137340 | 74454.9575 | 211794.9575 |  | 0
[5 empty] | 0 |  | ENERGY STAR Whole House Ventilation w/Air Sealing~MF | 143 | kWh | per unit | 250 | 250 |  | 15 | SF Space Heat | 25 | 44 | 69 | 3575 | 6292 | 9867 | 6250 | 11000 | 17250 | 20% | 3450 | 1870.3189 | 5320.3189 |  | 0
[7 empty] | EnergyStar Whole House Ventilation ~ TE, MF | 143 | kWh | per unit | 50 | 50 |  | 15 | MF Space Heat | 77 | 77 | 154 | 11011 | 11011 | 22022 | 3850 | 3850 | 7700 | 20% | 1540 | 834.867 | 2374.867 |  | 0
|  | MATERIALS | 1000 | 1000 | 2000 |  | EnergyStar Whole House Ventilation ~ TE, MH | 143 | kWh | per unit | 50 | 50 |  | 15 | Res Lighting | 73 | 74 | 147 | 10439 | 10582 | 21021 | 3650 | 3700 | 7350 | 20% | 1470 | 796.9185 | 2266.9185 |  | 0
|  |  | 1000 | 1000 | 2000 |  | EnergyStar Whole House Ventilation ~ TE, SF | 143 | kWh | per unit | 50 | 50 |  | 15 | Res Lighting | 6 | 96 | 102 | 858 | 13728 | 14586 | 300 | 4800 | 5100 | 20% | 1020 | 552.9639 | 1572.9639 |  | 0
[5 empty] | 0 |  | Water Heater: Pipe Insulation ~ TE, MF | 20 | kWh | linear foot | 20 | 20 |  | 15 | Res Lighting | 6 | 46 | 52 | 120 | 920 | 1040 | 120 | 920 | 1040 | 20% | 208 | 112.7613 | 320.7613 |  | 0
[5 empty] | 0 |  | Water Heater: Pipe Insulation ~ TE, MH | 20 | kWh | linear foot | 20 | 20 |  | 15 | MF Space Heat | 73 | 56 | 129 | 1460 | 1120 | 2580 | 1460 | 1120 | 2580 | 20% | 516 | 279.7347 | 795.7347 |  | 0
[5 empty] | 0 |  | Water Heater: Pipe Insulation ~ TE, SF | 20 | kWh | linear foot | 20 | 20 |  | 15 | SF Space Heat | 33 | 60 | 93 | 660 | 1200 | 1860 | 660 | 1200 | 1860 | 20% | 372 | 201.6692 | 573.6692 |  | 0
[7 empty] | Windows: Windows - Double to Triple Pane ~ TE, MF | 15.4 | kWh | square foot | 35 | 8 |  | 30 | MF Space Heat | 0 | 0 | 0 | 0 | 0 | 0 | 0 | 0 | 0 | 20% | 0 | 0 | 0 |  | 0
Low Income Weatherization |  | MISCELLANEOUS | 1000 | 1000 | 2000 |  | Windows: Windows - Double to Triple Pane ~ TE, SF | 6.13 | kWh | square foot | 35 | 8 |  | 30 | MF Space Heat | 0 | 0 | 0 | 0 | 0 | 0 | 0 | 0 | 0 | 20% | 0 | 0 | 0 |  | 0.087572
Schedule 201 |  |  | 1000 | 1000 | 2000 |  | Windows: Windows - Early Double to EF Double ~ TE, MF | 12.8 | kWh | square foot | 32.52 | 6 |  | 30 | MF Space Heat | 0 | 0 | 0 | 0 | 0 | 0 | 0 | 0 | 0 | 20% | 0 | 0 | 0 |  | 0
Order Number |  |  |  |  | 0 |  | Windows: Windows - Early Double to EF Double ~ TE, MH | 12.26 | kWh | square foot | 32.52 | 10 |  | 25 | SF Space Heat | 46 | 46 | 92 | 563.96 | 563.96 | 1127.92 | 460 | 460 | 920 | 20% | 184 | 99.7503 | 283.7503 |  | 0
18230611 |  |  |  |  | 0 |  | Windows: Windows - Early Double to EF Double ~ TE, SF | 5.28 | kWh | square foot | 32.52 | 10 |  | 30 | MF Space Heat | 0 | 0 | 0 | 0 | 0 | 0 | 0 | 0 | 0 | 20% | 0 | 0 | 0 |  | 0.074736
Electric |  |  |  |  | 0 |  | Windows: Windows - Single to Double Pane ~ TE, MF | 23.7 | kWh | square foot | 32.52 | 16.2 |  | 30 | MF Space Heat | 0 | 0 | 0 | 0 | 0 | 0 | 0 | 0 | 0 | 20% | 0 | 0 | 0 |  | 0
[7 empty] | Windows: Windows - Single to Double Pane ~ TE, MH | 20.11 | kWh | square foot | 32.52 | 12 |  | 25 | SF Space Heat | 1000 | 860 | 1860 | 20110 | 17294.6 | 37404.6 | 12000 | 10320 | 22320 | 20% | 4464 | 2420.0301 | 6884.0301 |  | 0
|  | DIRECT BENEFIT TO CUSTOMER | 2561403.3625 | 2869803.835 | 5431207.1975 |  | Windows: Windows - Single to Double Pane ~ TE, SF | 11.4 | kWh | square foot | 32.52 | 13 |  | 30 | MF Space Heat | 403 | 400 | 803 | 4594.2 | 4560 | 9154.2 | 5239 | 5200 | 10439 | 20% | 2087.8 | 1131.8411 | 3219.6411 |  | 0.1663
|  | Ratio | 75.63% | 76.83% |  |  | Windows: Windows - Single to Triple Pane ~ TE, MF | 26.3 | kWh | square foot | 35 | 18 |  | 30 | MF Space Heat | 0 | 0 | 0 | 0 | 0 | 0 | 0 | 0 | 0 | 20% | 0 | 0 | 0 |  | 0.18145
[7 empty] | Windows: Windows - Single to Triple Pane ~ TE, SF | 20.13 | kWh | square foot | 35 | 18 |  | 30 | SF Space Heat | 0 | 0 | 0 | 0 | 0 | 0 | 0 | 0 | 0 | 20% | 0 | 0 | 0 |  | 0
|  | REVENUE | 0 | 0 | 0 |  | Thermostat: Electronic ~ TE, SF | 49 | kWh | per unit | 67.5 | 67.5 |  | 15 | SF Space Heat | 1 | 1 | 2 | 348 | 49 | 397 | 202.5 | 67.5 | 270 | 20% | 27 | 14.6373 | 41.6373 |  | 0
|  |  | (Enter as a negative value) |  |  |  | Common Area Measures: Common Area Lighting ~ TE, MF (Treat Savings) | 54135 | kWh | calculated | 16055 | 8000 |  | 15 | Comm Lighting | 0 | 0 | 0 | 0 | 0 | 0 | 0 | 0 | 0 | 20% | 0 | 0 | 0 |  | 0
[7 empty] | SIR Measure: ERVs (Treat Savings) | 230602 | kWh | calculated | 287464.75 | 287464.75 |  | 20 | MF Space Heat | 0.3 | 0 | 0.3 | 69180.6 | 0 | 69180.6 | 86239.425 | 0 | 86239.425 | 20% | 17247.885 | 9350.4481 | 26598.3331 |  | 0
[7 empty] | SIR Measure: DHPs (Treat Savings) | 588506 | kWh | calculated | 728951.7 | 728951.7 |  | 15 | MF Space Heat | 0.25 | 0.25 | 0.5 | 147126.5 | 147126.5 | 294253 | 182237.925 | 182237.925 | 364475.85 | 20% | 72895.17 | 39518.0339 | 112413.2039 |  | 0
[7 empty] | SIR measure: HPWH (Treat Savings) | 223191 | kWh | calculated | 66000 | 66000 |  | 15 | MF Space Heat | 0.15 | 0.15 | 0.3 | 33478.65 | 33478.65 | 66957.3 | 9900 | 9900 | 19800 | 20% | 3960 | 2146.8009 | 6106.8009 |  | 0
[7 empty] | SIR Measure: Slab on Grade Insulation (Treat Savings) | 164124 | kWh | calculated | 168059.41 | 168059.41 |  | 30 | MF Space Heat | 0.15 | 0 | 0.15 | 24618.6 | 0 | 24618.6 | 25208.9115 | 0 | 25208.9115 | 20% | 5041.7823 | 2733.2582 | 7775.0405 |  | 0
[7 empty] | SIR Measures: MF Air Sealing 20+ units (Treat Savings) | 243836 | kWh | calculated | 225868.07 | 225868.07 |  | 30 | MF Space Heat | 0.3 | 0 | 0.3 | 73150.8 | 0 | 73150.8 | 67760.421 | 0 | 67760.421 | 20% | 13552.0842 | 7346.8753 | 20898.9595 |  | 0
[7 empty] | LED A Lamps~TE, MF (SIR Measure--Prescriptive Savings) | 16.52 | kWh | per unit | 15 | 15 |  | 12 | Res Lighting | 1 | 54 | 55 | 18.97 | 892.08 | 911.05 | 15 | 810 | 825 | 20% | 165 | 89.45 | 254.45 |  | 0
[7 empty] | LED A Lamps~TE, MH (SIR Measure--Prescriptive Savings) | 20.67 | kWh | per unit | 15 | 15 |  | 12 | Res Lighting | 15 | 100 | 115 | 279.9 | 2067 | 2346.9 | 225 | 1500 | 1725 | 20% | 345 | 187.0319 | 532.0319 |  | 0
[7 empty] | LED A Lamps~TE, SF (SIR Measure--Prescriptive Savings) | 20.67 | kWh | per unit | 15 | 15 |  | 12 | Res Lighting | 15 | 100 | 115 | 305.7 | 2067 | 2372.7 | 225 | 1500 | 1725 | 20% | 345 | 187.0319 | 532.0319 |  | 0
[7 empty] | LED MR 16~TE, MF (SIR Measure--Prescriptive Savings) | 20.8 | kWh | per unit | 15 | 15 |  | 12 | Res Lighting | 5 | 5 | 10 | 139.7 | 104 | 243.7 | 75 | 75 | 150 | 20% | 30 | 16.2636 | 46.2636 |  | 0
[7 empty] | LED MR 16~TE, SF (SIR Measure--Prescriptive Savings) | 20.19 | kWh | per unit | 15 | 15 |  | 12 | Res Lighting | 5 | 5 | 10 | 191.1 | 100.95 | 292.05 | 75 | 75 | 150 | 20% | 30 | 16.2636 | 46.2636 |  | 0
[7 empty] | LED Candelabra~TE, MF (SIR Measure--Prescriptive Savings) | 9.09 | kWh | per unit | 15 | 15 |  | 12 | Res Lighting | 5 | 5 | 10 | 110.35 | 45.45 | 155.8 | 75 | 75 | 150 | 20% | 30 | 16.2636 | 46.2636 |  | 0
[7 empty] | LED Candelabra~TE, SF (SIR Measure--Prescriptive Savings) | 16.01 | kWh | per unit | 15 | 15 |  | 12 | Res Lighting | 5 | 5 | 10 | 111.15 | 80.05 | 191.2 | 75 | 75 | 150 | 20% | 30 | 16.2636 | 46.2636 |  | 0
[7 empty] | Heat Pump Water Heater Tier 1 ~ TE, SF | 1069 | kWh | per unit | 900 | 900 |  | 13 | Res Water Heat | 1 | 1 | 2 | 1069 | 1069 | 2138 | 900 | 900 | 1800 | 20% | 360 | 195.1637 | 555.1637 |  | 0
[7 empty] | Heat Pump Water Heater Tier 1 ~ TE, MH | 1069 | kWh | per unit | 900 | 900 |  | 13 | Res Water Heat | 1 | 1 | 2 | 1069 | 1069 | 2138 | 900 | 900 | 1800 | 20% | 360 | 195.1637 | 555.1637 |  | 0
[7 empty] | Heat Pump Water Heater Tier 2 ~ TE, SF | 1518 | kWh | per unit | 1369 | 1369 |  | 13 | Res Water Heat | 1 | 1 | 2 | 1518 | 1518 | 3036 | 1369 | 1369 | 2738 | 20% | 547.6 | 296.8657 | 844.4657 |  | 0
[7 empty] | Heat Pump Water Heater Tier 2 ~ TE, MH | 1518 | kWh | per unit | 1369 | 1369 |  | 13 | Res Water Heat | 1 | 1 | 2 | 1518 | 1518 | 3036 | 1369 | 1369 | 2738 | 20% | 547.6 | 296.8657 | 844.4657 |  | 0
[7 empty] | Advanced Power Strip Direct Install ~SF | 216 | kWh | per unit | 55 | 55 |  | 5 | Res Plug Load | 50 | 50 | 100 | 10800 | 10800 | 21600 | 2750 | 2750 | 5500 | 20% | 1100 | 596.3336 | 1696.3336 |  | 0
[7 empty] | Advanced Power Strip Direct Install ~MF | 216 | kWh | per unit | 55 | 55 |  | 5 | Res Plug Load | 150 | 150 | 300 | 32400 | 32400 | 64800 | 8250 | 8250 | 16500 | 20% | 3300 | 1789.0007 | 5089.0007 |  | 0
[7 empty] | Advanced Power Strip Direct Install ~MH | 216 | kWh | per unit | 55 | 55 |  | 5 | Res Plug Load | 75 | 75 | 150 | 16200 | 16200 | 32400 | 4125 | 4125 | 8250 | 20% | 1650 | 894.5004 | 2544.5004 |  | 0
[7 empty] | LED Candelabra "TE, MH (SIR Measure--Prescriptive Savings) | 16.01 | kWh | per unit | 15 | 15 |  | 12 | Res Lighting | 15 | 15 | 30 | 339.45 | 240.15 | 579.6 | 225 | 225 | 450 | 20% | 90 | 48.7909 | 138.7909 |  | 0
[7 empty] | LED Globe "TE, SF (SIR Measure--Prescriptive Savings) | 18.09 | kWh | per unit | 15 | 15 |  | 12 | Res Lighting | 10 | 10 | 20 | 179 | 180.9 | 359.9 | 150 | 150 | 300 | 20% | 60 | 32.5273 | 92.5273 |  | 0
[7 empty] | LED Globe "TE, MF (SIR Measure--Prescriptive Savings) | 14.15 | kWh | per unit | 15 | 15 |  | 12 | Res Lighting | 10 | 10 | 20 | 190.3 | 141.5 | 331.8 | 150 | 150 | 300 | 20% | 60 | 32.5273 | 92.5273 |  | 0
[7 empty] | LED Globe "TE, MH (SIR Measure--Prescriptive Savings) | 18.09 | kWh | per unit | 15 | 15 |  | 12 | Res Lighting | 10 | 10 | 20 | 196.8 | 180.9 | 377.7 | 150 | 150 | 300 | 20% | 60 | 32.5273 | 92.5273 |  | 0
[7 empty] | T8 Retrofit LED, "TE, MF (SIR Measure--Prescriptive Savings) | 9.66 | kWh | per unit | 15 | 15 |  | 12 | Res Lighting | 10 | 10 | 20 | 333.9 | 96.6 | 430.5 | 150 | 150 | 300 | 20% | 60 | 32.5273 | 92.5273 |  | 0
[9 empty] | kWh | [8 empty] | 0 |  | 0 | 0 |  | 0 | 0 | 20% |  |  | 0 |  | 0
[7 empty] | Aerator - 1.5 gpm EWH - Direct Install, SF | 36.73 | kWh | per unit | 2.1 | 2.1 |  | 10 | Res Water Heat | 75 | 10 | 85 | 2754.75 | 367.3 | 3122.05 | 157.5 | 21 | 178.5 | 20% | 35.7 | 19.3537 | 55.0537 |  | 3.97
[7 empty] | Aerator - 1.5 gpm EWH - Direct Install, MF | 44.84 | kWh | per unit | 2.1 | 2.1 |  | 10 | Res Water Heat | 200 | 50 | 250 | 8968 | 2242 | 11210 | 420 | 105 | 525 | 20% | 105 | 56.9228 | 161.9228 |  | 4.85
[7 empty] | Aerator - 1.5 gpm EWH - Direct Install, MH | 36.73 | kWh | per unit | 2.1 | 2.1 |  | 10 | Res Water Heat | 75 | 75 | 150 | 2754.75 | 2754.75 | 5509.5 | 157.5 | 157.5 | 315 | 20% | 63 | 34.1537 | 97.1537 |  | 3.97
[7 empty] | Web enabled themostats~TE, SF |  | kWh | per unit |  |  |  |  | SF Space Heat |  |  | 0 |  | 0 | 0 |  | 0 | 0 | 20% |  |  | 0 |  | 0
[7 empty] | Insulation, Ceiling: Attic Insulation (R0 to R49) ~ TE, SF | 2.23 | kWh | square foot | 2.43 | 2.43 |  | 30 | SF Space Heat | 7119 | 7119 | 14238 | 15875.37 | 15875.37 | 31750.74 | 17299.17 | 17299.17 | 34598.34 | 20% | 6919.668 | 3751.3003 | 10670.9683 |  | 0.031919
[7 empty] | Insulation, Ceiling: Attic Insulation (R0 to R49) ~ TE, MF | 1.2 | kWh | square foot | 2.43 | 2.43 |  | 30 | MF Space Heat | 2000 | 1000 | 3000 | 4620 | 1200 | 5820 | 4860 | 2430 | 7290 | 20% | 1458 | 790.413 | 2248.413 |  | 0
[7 empty] | Insulation, Ceiling: Attic Insulation (R11 to R49) ~ TE, SF | 0.51 | kWh | square foot | 1.95 | 1.95 |  | 30 | SF Space Heat | 7000 | 7000 | 14000 | 3570 | 3570 | 7140 | 13650 | 13650 | 27300 | 20% | 5460 | 2959.983 | 8419.983 |  | 0.0074153
[7 empty] | Insulation, Ceiling: Attic Insulation (R19 to R49) ~ TE, MF | 0.4 | kWh | square foot | 1.95 | 1.95 |  | 30 | MF Space Heat | 1 | 1000 | 1001 | 0.72 | 400 | 400.72 | 1.95 | 1950 | 1951.95 | 20% | 390.39 | 211.6388 | 602.0288 |  | 0
[7 empty] | LED Fixture ~TE, SF | 26.63 | kWh | per unit | 40 | 40 |  | 12 | Res Lighting | 5 | 0 | 5 | 133.15 | 0 | 133.15 | 200 | 0 | 200 | 20% | 40 | 21.6849 | 61.6849 |  | 0
[7 empty] | LED fixture ~TE, MF | 24.56 | kWh | per unit | 40 | 40 |  | 12 | Res Lighting | 10 | 0 | 10 | 245.6 | 0 | 245.6 | 400 | 0 | 400 | 20% | 80 | 43.3697 | 123.3697 |  | 0
[7 empty] | LED fixture ~TE, MH | 29.41 | kWh | per unit | 40 | 40 |  | 12 | Res Lighting | 5 | 0 | 5 | 147.05 | 0 | 147.05 | 200 | 0 | 200 | 20% | 40 | 21.6849 | 61.6849 |  | 0
[7 empty] | Thermostat: Electronic ~ TE, MF | 49 | kWh | per unit | 67.5 | 67.5 |  | 15 | MF Space Heat | 0 | 50 | 50 | 0 | 2450 | 2450 | 0 | 3375 | 3375 | 120% | 675 | 365.932 | 1040.932 |  | 0
[7 empty] | Thermostat: Electronic ~ TE, MH | 49 | kWh | per unit | 67.5 | 67.5 |  | 15 | SF Space Heat | 0 | 1 | 1 | 0 | 49 | 49 | 0 | 67.5 | 67.5 | 220% | 13.5 | 7.3186 | 20.8186 |  | 0
Rtn to Electric Sector
Go to Gas Detail Page

## REM E214 Title Tab
This is a placeholder tab for Electric Schedule 214
All detail budget and savings programs within the Single Family Existing Schedule 214 add up to the overall figures noted in the Portfolio View of Exhibit 1.
Return to Electric Sector View
Return to Portfolio View
Go to Gas Sector View

## HmEnrgAsmt Detail_REM_E214 Elec
|  | Home Energy Assessment | Schedule 214 | Order Number | 18230625 | Electric |  |  |  |  | Home Energy Assessment | Schedule 214 | Order Number | 18230625 | Electric |  |  |  | Home Energy Assessment | Schedule 214 | Order Number | 18230625 | Electric
[8 empty] | This table summarizes the subtotals in the detail table to the left and is used to populate 2016-2017 Sector views. | [11 empty] | Ratios |  |  | Acquisition Cost
Home Energy Assessment | [7 empty] | Program Labor | Marketing Labor | Overhead | Marketing | Employee/Office Expense | Outside Services | Materials | Miscellaneous | DBtC | Revenue | Total Budget | Total Savings | DBTC | Marketing | Outside Svcs
Schedule 214 | [6 empty] | 2016 (Reference only) | 49847.99 | 22011 | 47929.9463 | 134200 | 3000 | 65000 | 1000 | 2000 | 1867488 | 0 | 2192476.9363 | 3423202 | 85.18% | 7.757% | 2.965% | 0.64048
Order Number | [6 empty] | Original 2017 Figures, as noted in 2016-2017 BCP | 51094.4 | 22561.28 | 50085.8624 | 134200 | 3000 | 65000 | 1000 | 2000 | 1867488 | 0 | 2196429.5424 | 3423202 | 85.02% | 7.784% | 2.959% | 0.64163
18230625 | [6 empty] | 2017 (Updated for 2017 ACP) | 39526.8 | 22561.28 | 55755.0958 | 134200 | 3000 | 220819.13 | 1000 | 2000 | 2365085.5 | 0 | 2843947.8058 | 5039322.2 | 83.16% | 6.012% | 7.765% | 0.56435
Electric
[8 empty] | (2017-Specific Values) | [7 empty] | (2016 for reference only) |  |  | (2016 for reference only) |  |  | (2016 for reference only)
|  | Spending Section |  |  |  |  | Savings Section | [14 empty] | Savings Section
|  | Overall Total | 2192476.9363 | 2843947.8058 | 5036424.7422 |  | Measure Information | [8 empty] | Unit Totals |  |  | Projected Savings |  |  | Incentive Totals |  |  | First-year NEBs
[7 empty] | Measure Name | Savings | UOM | Unit Type | Measure Cost | Incentive | Support % | Measure Life | End Use | 2016 | 2017 | Combined | 2016 | 2017 | Combined | 2016 | 2017 | Combined
|  | Budget Category | 2016 | 2017 | Total |  | i | i |  | i | i | i | i | i | i | i | i | [7 empty] | i
| FTE | PROGRAM LABOR | 49847.99 | 39526.8 | 89374.79 |  | TOTALS g |  |  |  | 4046646.7 | 749.29 |  | 11 |  |  |  |  | 3423202 | 5039322.2 | 8462524.2 | 1867488 | 2365085.5 | 4232573.5
| 0.1 | Market Manager | 9063.27 | 9289.9 | 18353.17 |  | A-Lamp LED - DI | 20.67 | kWh | per unit | 3.65 | 3.65 | 29.28% | 12 | Res Lighting | 54480 | 67500 | 121980 | 1089600 | 1395225 | 2484825 | 298550.4 | 246375 | 544925.4 | 0
| 0.25 | Program Manager | 22658.18 | 19437.5 | 42095.68 |  | APS - Advanced Power Strip | 216 | kWh | per unit | 42 | 42 | 5.666% | 5 | Res Plug Load | 1123 | 1123 | 2246 | 242568 | 242568 | 485136 | 47166 | 47166 | 94332 | 0
| 0.2 | Program Implementer | 18126.54 | 10799.4 | 28925.94 |  | Globe LED - DI | 18.09 | kWh | per unit | 5.3 | 5.3 | 9.554% | 12 | Res Lighting | 15444 | 30000 | 45444 | 277992 | 542700 | 820692 | 84633.12 | 159000 | 243633.12 | 0
[5 empty] | 0 |  | HEA - In-Home | 0 | kWh | per home | 165 | 165 | 0% | 1 | SF Space Heat | 6150 | 0 | 6150 | 0 | 0 | 0 | 1014750 | 0 | 1014750 | 0
| 0.55 | [5 empty] | Reflector LED - BR30 | 39.41 | kWh | per unit | 5.3 | 5.3 | 40.46% | 12 | Res Lighting | 39379 | 48000 | 87379 | 1496402 | 1891680 | 3388082 | 280378.48 | 254400 | 534778.48 | 0
| FTE | MARKETING LABOR | 22011 | 22561.28 | 44572.28 |  | Showerhead - Fixed - leave behind | 238 | kWh | per unit | 3.95 | 3.95 | 7.458% | 10 | Res Water Heat | 854 | 1750 | 2604 | 222040 | 416500 | 638540 | 12810 | 6912.5 | 19722.5 | 20.53
| 0.27514 |  | 22011 | 22561.28 | 44572.28 |  |  |  | kWh | [6 empty] | 0 |  | 0 | 0 | 0 | 0 | 0 | 0 | 0 | 0
[5 empty] | 0 |  | HEA - Online | 0 | kWh | per home | 4.16 | 4.16 | 0% | 1 | SF Space Heat | 30000 | 0 | 30000 | 0 | 0 | 0 | 124800 | 0 | 124800 | 0
[5 empty] | 0 |  | Residentail Aerators 1 GPM | 53 | kWh | per unit | 0.54 | 0.54 | 1.486% | 10 | Res Water Heat | 1200 | 1200 | 2400 | 63600 | 63600 | 127200 | 2400 | 648 | 3048 | 2.36
[5 empty] | 0 |  | Residentail Aerators 1.5 GPM | 31 | kWh | per unit | 1.41 | 1.41 | 0.7241% | 10 | Res Water Heat | 1000 | 1000 | 2000 | 31000 | 31000 | 62000 | 2000 | 1410 | 3410 | 2.36
| 0.27514 | [7 empty] | kWh | [6 empty] | 0 |  | 0 | 0 | 0 | 0 | 0 | 0 | 0 | 0
|  | TOTAL OVERHEAD | 47929.9463 | 55755.0958 | 103685.0422 |  | MH - Reflector LED - BR30 | 39.41 | kWh | per unit | 5.3 | 5.3 | 0.6321% | 12 | Res Lighting | 0 | 1320 | 1320 |  | 52021.2 | 52021.2 |  | 6996 | 6996 | 0
|  | Labor Overhead Rate | 66.7% | 68.8% |  |  | MH - A-lamp LED | 20.67 | kWh | per unit | 3.65 | 3.65 | 1.226% | 12 | Res Lighting | 0 | 5000 | 5000 |  | 103350 | 103350 |  | 18250 | 18250 | 0
|  | Program Staff Overhead | 33248.6093 | 27194.4384 | 60443.0477 |  | MH - Globe LED | 18.09 | kWh | per unit | 5.3 | 5.3 | 0.883% | 12 | Res Lighting | 0 | 4200 | 4200 |  | 75978 | 75978 |  | 22260 | 22260 | 0
|  | Marketing Staff Overhead | 14681.337 | 15522.1606 | 30203.4976 |  | MH - HEA - Franklin | 0 | kWh | per home | 115 | 115 | 0% | 1 | SF Space Heat | 0 | 750 | 750 |  | 0 | 0 |  | 86250 | 86250 | 0
[5 empty] | 0 |  | MH - HEA - CAN | 0 | kWh | per home | 100 | 100 | 0% | 1 | SF Space Heat | 0 | 700 | 700 |  | 0 | 0 |  | 70000 | 70000 | 0
|  | Micro Overhead Rate |  | 21% |  |  | Showerhead - HH - leave behind | 238 | kWh | per unit | 9.48 | 9.48 | 2.363% | 10 | Res Water Heat | 0 | 850 | 850 |  | 202300 | 202300 |  | 8058 | 8058 | 20.53
|  | Program Staff Overhead |  | 8300.628 | 8300.628 |  | HEA - Franklin | 0 | kWh | per home | 144 | 144 | 0% | 1 | SF Space Heat | 0 | 6150 | 6150 |  | 0 | 0 |  | 885600 | 885600 | 0
Home Energy Assessment |  | Marketing Staff Overhead |  | 4737.8688 | 4737.8688 |  | HEA - CAN | 0 | kWh | per home | 121 | 121 | 0% | 1 | SF Space Heat | 0 | 4560 | 4560 |  | 0 | 0 |  | 551760 | 551760 | 0
Schedule 214 | [6 empty] | EIE - Water Treatment Savings - Gas SH | 7 | kWh | per unit | 0 | 0 | 0.2616% | 10 | Res Water Heat | 0 | 3200 | 3200 |  | 22400 | 22400 |  | 0 | 0 | 0
Order Number | [6 empty] | A-Lamp LED - CFL Replacement | 3 | kWh | per unit | 3.65 | 3.65 |  | 12 | Res Lighting | 0 |  | 0 |  | 0 | 0 |  | 0 | 0 | 0
18230625 |  | MARKETING | 134200 | 134200 | 268400 |  | Globe LED - CFL Replacement | 1 | kWh | per unit | 5.3 | 5.3 |  | 12 | Res Lighting | 0 |  | 0 |  | 0 | 0 |  | 0 | 0 | 0
Electric |  | Bill Inserts, Collateral, Media | 77500 | 77500 | 155000 |  | BR30 LED - CFL Replacement | 5 | kWh | per unit | 5.3 | 5.3 |  | 12 | Res Lighting | 0 |  | 0 |  | 0 | 0 |  | 0 | 0 | 0
|  | EE Initiatives | 56700 | 56700 | 113400
0
0
|  | EMPLOYEE/OFFICE EXPENSES | 3000 | 3000 | 6000
|  | Travel, tolls, meals, lodging, phone expense | 3000 | 3000 | 6000
0
0
0
|  | OUTSIDE SERVICES | 65000 | 220819.13 | 285819.13
|  | Program Implementation | 65000 | 99960 | 164960
|  | CAN Processing |  | 99940 | 99940
|  | CAN Licensing |  | 10080 | 10080
|  | Optix Engage Licensing |  | 10839.13 | 10839.13
|  | MATERIALS | 1000 | 1000 | 2000
|  |  | 1000 | 1000 | 2000
0
0
0
|  | MISCELLANEOUS | 2000 | 2000 | 4000
|  |  | 2000 | 2000 | 4000
0
Home Energy Assessment |  |  |  |  | 0
Schedule 214 |  |  |  |  | 0
Order Number
18230625 |  | DIRECT BENEFIT TO CUSTOMER | 1867488 | 2365085.5 | 4232573.5
Electric |  | Ratio | 85.18% | 83.16%
|  | REVENUE | 0 | 0 | 0
(Enter as a negative value)
Rtn to Electric Sector
Go to Gas Detail Page

## WaterHea_Detail_REM_E214 Elec
|  | SF Existing Water Heat | Schedule 214 | Order Number | 18230626 | Electric |  |  |  |  | SF Existing Water Heat | Schedule 214 | Order Number | 18230626 | Electric |  |  |  | SF Existing Water Heat | Schedule 214 | Order Number | 18230626 | Electric
[8 empty] | This table summarizes the subtotals in the detail table to the left and is used to populate 2016-2017 Sector views. | [11 empty] | Ratios |  |  | Acquisition Cost
SF Existing Water Heat | [7 empty] | Program Labor | Marketing Labor | Overhead | Marketing | Employee/Office Expense | Outside Services | Materials | Miscellaneous | DBtC | Revenue | Total Budget | Total Savings | DBTC | Marketing | Outside Svcs
Schedule 214 | [6 empty] | 2016 (Reference only) | 12688.58 | 6003 | 12467.2839 | 78750 | 1200 | 0 | 5000 | 2400 | 290000 | 0 | 408508.8639 | 571300 | 70.99% | 21.67% | 0% | 0.71505
Order Number | [6 empty] | Original 2017 Figures, as noted in 2016-2017 BCP | 13005.85 | 6153.075 | 13028.069 | 78750 | 1200 | 0 | 5000 | 2400 | 290000 | 0 | 409536.994 | 571300 | 70.81% | 21.68% | 0% | 0.71685
18230626 | [6 empty] | 2017 (Updated for 2017 ACP) | 10885 | 6153.075 | 15300.1913 | 78750 | 1200 | 0 | 5000 | 2400 | 357500 | 0 | 477188.2663 | 727675 | 74.92% | 18.6% | 0% | 0.65577
Electric
[8 empty] | (2017-Specific Values) | [7 empty] | (2016 for reference only) |  |  | (2016 for reference only) |  |  | (2016 for reference only)
|  | Spending Section |  |  |  |  | Savings Section | [14 empty] | Savings Section |  |  | Savings Section
|  | Overall Total | 408508.8639 | 477188.2663 | 885697.1302 |  | Measure Information | [8 empty] | Unit Totals |  |  | Projected Savings |  |  | Incentive Totals |  |  | 1st Year
[7 empty] | Measure Name | Savings | UOM | Unit Type | Measure Cost | Incentive | Support % | Measure Life | End Use | 2016 | 2017 | Combined | 2016 | 2017 | Combined | 2016 | 2017 | Combined | NEBs per Unit
|  | Budget Category | 2016 | 2017 | Total |  | i | i |  | i | i | i | i | i | i | i | i | [7 empty] | i
| FTE | PROGRAM LABOR | 12688.58 | 10885 | 23573.58 |  | TOTALS g |  |  |  | 758450 | 2150 |  | 13 |  |  |  |  | 571300 | 727675 | 1298975 | 290000 | 357500 | 647500 | 0
| 0.0875 | Program Manager | 8156.94 | 6997.5 | 15154.44 |  | High Efficiency Electric Water Heater (=> .95 EF) | 149 | kWh | per unit | 73 | 50 |  | 15 | Res Water Heat | 0 |  | 0 | 0 | 0 | 0 | 0 | 0 | 0 | 0
| 0.05 | Program Implementer | 4531.64 | 3887.5 | 8419.14 |  | NEEA Northern Climate Specs Heat Pump Water Heater - Tier 1 | 1069 | kWh | per unit | 854 | 500 | 14.39% | 13 | Res Water Heat | 100 | 75 | 175 | 106700 | 80175 | 186875 | 50000 | 37500 | 87500 | 0
[5 empty] | 0 |  | NEEA Northern Climate Specs Heat Pump Water Heater - Tier 2 | 1592 | kWh | per unit | 870 | 800 | 60.14% | 13 | Res Water Heat | 200 | 300 | 500 | 303600 | 477600 | 781200 | 160000 | 240000 | 400000 | 0
[5 empty] | 0 |  |  |  | kWh | [6 empty] | 0 |  | 0 | 0 | 0 | 0 | 0 | 0 | 0 | 0
| 0.1375 | [5 empty] | NEEA Northern Climate Specs Heat Pump Water Heater- Tier 3 | 1699 | kWh | per unit | 870 | 800 | 25.47% | 13 | Res Water Heat | 100 | 100 | 200 | 161000 | 169900 | 330900 | 80000 | 80000 | 160000 | 0
| FTE | MARKETING LABOR | 6003 | 6153.075 | 12156.075 |  |  |  | kWh | per unit
| 0.075038 | Marketing Labor | 6003 | 6153.075 | 12156.075 |  |  |  | kWh | per unit
0
0
0
0.075038
|  | TOTAL OVERHEAD | 12467.2839 | 15300.1913 | 27767.4752
|  | Labor Overhead Rate | 66.7% | 68.8%
|  | Program Staff Overhead | 8463.2829 | 7488.88 | 15952.1629
|  | Marketing Staff Overhead | 4004.001 | 4233.3156 | 8237.3166
0
|  | Micro Overhead Rate |  | 21%
|  | Program Staff Overhead |  | 2285.85 | 2285.85
SF Existing Water Heat |  | Marketing Staff Overhead |  | 1292.1457 | 1292.1457
Schedule 214
Order Number
18230626 |  | MARKETING | 78750 | 78750 | 157500
Electric |  | Bill inserts, collateral, media | 78750 | 78750 | 157500
0
0
0
|  | EMPLOYEE/OFFICE EXPENSES | 1200 | 1200 | 2400
|  | Travel, meals, lodging, phone, etc. | 1200 | 1200 | 2400
0
0
0
|  | OUTSIDE SERVICES | 0 | 0 | 0
0
0
0
0
|  | MATERIALS | 5000 | 5000 | 10000
|  |  | 5000 | 5000 | 10000
0
0
0
|  | MISCELLANEOUS | 2400 | 2400 | 4800
|  |  | 2400 | 2400 | 4800
0
SF Existing Water Heat |  |  |  |  | 0
Schedule 214 |  |  |  |  | 0
Order Number
18230626 |  | DIRECT BENEFIT TO CUSTOMER | 290000 | 357500 | 647500
Electric |  | Ratio | 70.99% | 74.92%
|  | REVENUE | 0 | 0 | 0
(Enter as a negative value)
Note on Z13: Andy Hemstreet: No NEBS for electric water heat.
Rtn to Electric Sector
Go to Gas Detail Page

## Wx_Detail_REM E214 Elec
|  | SF Existing Weatherization | Schedule 214 | Order Number | 18230627 | Electric |  |  |  |  | SF Existing Weatherization | Schedule 214 | Order Number | 18230627 | Electric |  |  |  |  | SF Existing Weatherization | Schedule 214 | Order Number | 18230627 | Electric
[8 empty] | This table summarizes the subtotals in the detail table to the left and is used to populate 2016-2017 Sector views. | [11 empty] | Ratios |  |  | Acquisition Cost
SF Existing Weatherization | [7 empty] | Program Labor | Marketing Labor | Overhead | Marketing | Employee/Office Expense | Outside Services | Materials | Miscellaneous | DBtC | Revenue | Total Budget | Total Savings | DBTC | Marketing | Outside Svcs
Schedule 214 | [6 empty] | 2016 (Reference only) | 54379.8 | 24012 | 52287.3306 | 150545 | 5302 | 85000 | 0 | 0 | 907048 | 0 | 1278574.1306 | 3221386.38 | 70.94% | 14.84% | 6.648% | 0.3969
Order Number | [6 empty] | Original 2017 Figures, as noted in 2016-2017 BCP | 55739.4 | 24612.3 | 54639.156 | 150545 | 5302 | 85000 | 0 | 0 | 907048 | 0 | 1282885.856 | 3221386.38 | 70.7% | 14.86% | 6.626% | 0.39824
18230627 | [6 empty] | 2017 (Updated for 2017 ACP) | 48164.9 | 24612.3 | 65353.9256 | 150545 | 5302 | 144750 | 0 | 0 | 683699.185 | 0 | 1122427.3106 | 2027725.31 | 60.91% | 16.99% | 12.9% | 0.55354
Electric
[8 empty] | (2017-Specific Values) | [7 empty] | (2016 for reference only) |  |  | (2016 for reference only) |  |  | (2016 for reference only)
|  | Spending Section |  |  |  |  | Savings Section | [14 empty] | Savings Section |  |  | Savings Section
|  | Overall Total | 1278574.1306 | 1122427.3106 | 2401001.4412 |  | Measure Information | [8 empty] | Unit Totals |  |  | Projected Savings |  |  | Incentive Totals |  |  | 1st Year
[7 empty] | Measure Name | Savings | UOM | Unit Type | Measure Cost | Incentive | Support % | Measure Life | End Use | 2016 | 2017 | Combined | 2016 | 2017 | Combined | 2016 | 2017 | Combined | NEBs per Unit
|  | Budget Category | 2016 | 2017 | Total |  | i | i |  | i | i | i | i | i | i | i | i | [7 empty] | i
| FTE | PROGRAM LABOR | 54379.8 | 48164.9 | 102544.7 |  | TOTALS g |  |  |  | 4606199.68 | 3692.37 |  | 23 |  |  |  |  | 3221386.38 | 2027725.31 | 5249111.69 | 907048 | 683699.185 | 1590747.185
| 0.1 | Market Manager | 9063.3 | 9289.9 | 18353.2 |  | Air Sealing CFM50 - FAF | 0.54 | kWh | per unit | 0.66 | 0.66 | 0.3938% | 15 | SF Space Heat | 23275 | 15000 | 38275 | 12568.5 | 8100 | 20668.5 | 15361.5 | 9900 | 25261.5 | 0.008
| 0.37 | Program Manager | 33534.21 | 28767.5 | 62301.71 |  | Air Sealing CFM50 - HP | 0.24 | kWh | per unit | 0.66 | 0.66 | 0.2747% | 15 | SF Space Heat | 38087 | 22000 | 60087 | 9140.88 | 5280 | 14420.88 | 25137.42 | 14520 | 39657.42 | 0.004
| 0.13 | Program Implementer | 11782.29 | 10107.5 | 21889.79 |  | Air Sealing CFM50 - Zonal | 0.44 | kWh | per unit | 0.66 | 0.66 | 0.5736% | 15 | SF Space Heat | 44434 | 24000 | 68434 | 19550.96 | 10560 | 30110.96 | 29326.44 | 15840 | 45166.44 | 0.007
[5 empty] | 0 |  | Attic Insulation R-0 to R-49 FAF | 2.35 | kWh | square foot | 1.12 | 0.33 | 4.664% | 30 | SF Space Heat | 52084 | 52084 | 104168 | 122397.4 | 122397.4 | 244794.8 | 17187.72 | 17187.72 | 34375.44 | 0.033
| 0.6 | [5 empty] | Attic Insulation R-0 to R-49 HP | 1.33 | kWh | square foot | 1.12 | 0.33 | 1.188% | 30 | SF Space Heat | 23438 | 23438 | 46876 | 31172.54 | 31172.54 | 62345.08 | 7734.54 | 7734.54 | 15469.08 | 0.015
| FTE | MARKETING LABOR | 24012 | 24612.3 | 48624.3 |  | Attic Insulation R-0 to R-49 Zonal | 2.16 | kWh | square foot | 1.12 | 0.33 | 4.501% | 30 | SF Space Heat | 54688 | 54688 | 109376 | 118126.08 | 118126.08 | 236252.16 | 18047.04 | 18047.04 | 36094.08 | 0.031
| 0.30015 | Marketing Labor | 24012 | 24612.3 | 48624.3 |  | Attic Insulation R-11 to R-49 - FAF | 0.62 | kWh | square foot | 0.98 | 0.33 | 1.088% | 30 | SF Space Heat | 52084 | 40000 | 92084 | 32292.08 | 24800 | 57092.08 | 17187.72 | 13200 | 30387.72 | 0.009
[5 empty] | 0 |  | Attic Insulation R-11 to R-49 - HP | 0.26 | kWh | square foot | 0.98 | 0.33 | 0.2322% | 30 | SF Space Heat | 23438 | 23438 | 46876 | 6093.88 | 6093.88 | 12187.76 | 7734.54 | 7734.54 | 15469.08 | 0.003
[5 empty] | 0 |  | Attic Insulation R-11 to R-49 - Zonal | 0.44 | kWh | square foot | 0.98 | 0.33 | 0.9168% | 30 | SF Space Heat | 54688 | 54688 | 109376 | 24062.72 | 24062.72 | 48125.44 | 18047.04 | 18047.04 | 36094.08 | 0.007
[5 empty] | 0 |  | Energy Star Whole House Ventilation | 81 | kWh | per unit | 50 | 50 | 0.07716% | 10 | Res Plug Load | 25 | 25 | 50 | 2025 | 2025 | 4050 | 1250 | 1250 | 2500 | 0
| 0.30015 | [5 empty] | Floor Insulation R-0 to R-30 FAF | 1 | kWh | square foot | 1.32 | 0.11 | 4.127% | 30 | SF Space Heat | 126633 | 90000 | 216633 | 126633 | 90000 | 216633 | 13929.63 | 9900 | 23829.63 | 0.016
|  | TOTAL OVERHEAD | 52287.3306 | 65353.9256 | 117641.2562 |  | Floor Insulation R-0 to R-30 HP | 0.18 | kWh | square foot | 1.32 | 0.11 | 0.334% | 30 | SF Space Heat | 48705 | 48705 | 97410 | 8766.9 | 8766.9 | 17533.8 | 5357.55 | 5357.55 | 10715.1 | 0.004
|  | Labor Overhead Rate | 66.7% | 68.8% |  |  | Floor Insulation R-0 to R-30 Zonal | 1.03 | kWh | square foot | 1.32 | 0.11 | 4.829% | 30 | SF Space Heat | 146115 | 100000 | 246115 | 150498.45 | 103000 | 253498.45 | 16072.65 | 11000 | 27072.65 | 0.016
|  | Program Staff Overhead | 36271.3266 | 33137.4512 | 69408.7778 |  | Home Performance with Energy Star | 0 | kWh | per home | 600 | 400 | 0% | 1 | SF Space Heat | 50 | 50 | 100 | 0 | 0 | 0 | 20000 | 20000 | 40000 | 0
|  | Marketing Staff Overhead | 16016.004 | 16933.2624 | 32949.2664 |  | Prescriptive Duct Sealing and Insulation - Electric | 1859 | kWh | per home | 1000 | 400 | 30.1% | 20 | SF Space Heat | 850 | 0 | 850 | 1580150 | 0 | 1580150 | 340000 | 0 | 340000 | 12.55
[5 empty] | 0 |  | Wall Insulation R-0 to R-13 FAF | 2.23 | kWh | square foot | 1.39 | 0.22 | 0.9024% | 30 | SF Space Heat | 10621 | 10621 | 21242 | 23684.83 | 23684.83 | 47369.66 | 2336.62 | 2336.62 | 4673.24 | 0.034
|  | Micro Overhead Rate |  | 21% |  |  | Wall Insulation R-0 to R-13 HP | 0.96 | kWh | square foot | 1.39 | 0.22 | 0.333% | 30 | SF Space Heat | 9104 | 9104 | 18208 | 8739.84 | 8739.84 | 17479.68 | 2002.88 | 2002.88 | 4005.76 | 0.014
|  | Program Staff Overhead |  | 10114.629 | 10114.629 |  | Wall Insulation R-0 to R-13 Zonal | 1.53 | kWh | square foot | 1.39 | 0.22 | 1.74% | 30 | SF Space Heat | 29841 | 29841 | 59682 | 45656.73 | 45656.73 | 91313.46 | 6565.02 | 6565.02 | 13130.04 | 0.023
SF Existing Weatherization |  | Marketing Staff Overhead |  | 5168.583 | 5168.583 |  | Windows - Double Pane to U.30 - FAF | 5.6 | kWh | square foot | 18.51 | 2.78 | 0% | 30 | SF Space Heat | 0 | 0 | 0 | 0 | 0 | 0 | 0 | 0 | 0 | 0.08
Schedule 214 | [6 empty] | Windows - Double Pane to U.30 - HP | 3.77 | kWh | square foot | 18.51 | 2.78 | 0% | 30 | SF Space Heat | 0 | 0 | 0 | 0 | 0 | 0 | 0 | 0 | 0 | 0.04
Order Number | [6 empty] | Windows - Double Pane to U.30 - Zonal | 5.1 | kWh | square foot | 18.51 | 2.78 | 0% | 30 | SF Space Heat | 0 | 0 | 0 | 0 | 0 | 0 | 0 | 0 | 0 | 0.07
18230627 |  | MARKETING | 150545 | 150545 | 301090 |  | Windows - Single Pane to U.30 - FAF | 15.8 | kWh | square foot | 18.51 | 2.78 | 9.789% | 30 | SF Space Heat | 16261 | 16261 | 32522 | 256923.8 | 256923.8 | 513847.6 | 45205.58 | 45205.58 | 90411.16 | 0.235
Electric |  | Bill inserts, collateral, media | 55370 | 55370 | 110740 |  | Windows - Single Pane to U.30 - HP | 6.99 | kWh | square foot | 18.51 | 2.78 | 2.208% | 30 | SF Space Heat | 8290 | 8290 | 16580 | 57947.1 | 57947.1 | 115894.2 | 23046.2 | 23046.2 | 46092.4 | 0.095
|  | EE Initiatives | 95175 | 95175 | 190350 |  | Windows - Single Pane to U.30 - Zonal | 8.92 | kWh | square foot | 18.51 | 2.78 | 7.015% | 30 | SF Space Heat | 20639 | 20639 | 41278 | 184099.88 | 184099.88 | 368199.76 | 57376.42 | 57376.42 | 114752.84 | 0.133
[5 empty] | 0 |  | Insulated Door ENERGY STAR | 78 | kWh | per unit | 332.27 | 100 | 0% | 20 | SF Space Heat | 0 | 0 | 0 | 0 | 0 | 0 | 0 | 0 | 0 | 0
[5 empty] | 0 |  | Prescriptive air sealing - Attic | 0.14 | kWh | square foot | 0.2 | 0.09 | 1.63% | 30 | SF Space Heat | 407311 | 203655.5 | 610966.5 | 57023.54 | 28511.77 | 85535.31 | 36657.99 | 18328.995 | 54986.985 | 0.001
[7 empty] | Energy Star Whole House Ventilation with Air Sealing | 81 | kWh | per unit | 250 | 150 | 0.7716% | 10 | Res Plug Load | 250 | 250 | 500 | 20250 | 20250 | 40500 | 37500 | 37500 | 75000 | 0
|  | EMPLOYEE/OFFICE EXPENSES | 5302 | 5302 | 10604 |  | Performance HVAC Program | 1859 | kWh | per home | 1000 | 750 | 5.312% | 20 | SF Space Heat | 150 | 0 | 150 | 278850 | 0 | 278850 | 112500 | 0 | 112500 | 0
|  | Travel, tolls, meals, lodging, phone expense | 2302 | 2302 | 4604 |  | Low-e Storm Window Double Pane Metal Framed - FAF | 4.57 | kWh | square foot | 8.94 | 2.78 | 0.301% | 20 | SF Space Heat | 3457 | 0 | 3457 | 15798.49 | 0 | 15798.49 | 9610.46 | 0 | 9610.46 | 0.07
|  | Phone, office supplies, equipment | 3000 | 3000 | 6000 |  | Low-e Storm Window Double Pane Metal Framed - HP | 2.43 | kWh | square foot | 8.94 | 2.78 | 0.1336% | 20 | SF Space Heat | 2886 | 0 | 2886 | 7012.98 | 0 | 7012.98 | 8023.08 | 0 | 8023.08 | 0.04
[5 empty] | 0 |  | Low-e Storm Window Double Pane Metal Framed - Zonal | 4.4 | kWh | square foot | 8.94 | 2.78 | 0.4176% | 20 | SF Space Heat | 4982 | 0 | 4982 | 21920.8 | 0 | 21920.8 | 13849.96 | 0 | 13849.96 | 0.07
[5 empty] | 0 |  | Duct Sealing Only - FAF | 1049 |  | per home | 608.58 | 300 | 1.998% | 20 | SF Space Heat | 0 | 100 |  | 0 | 104900 | 104900 |  | 30000 | 30000 | 7.081
[7 empty] | Duct Sealing Only - HP | 752 |  | per home | 608.58 | 300 | 1.074% | 20 | SF Space Heat | 0 | 75 |  | 0 | 56400 | 56400 |  | 22500 | 22500 | 5.076
|  | OUTSIDE SERVICES | 85000 | 144750 | 229750 |  | Prescriptive air sealing - Crawl Space | 0.14 |  | square foot | 0.2 | 0.09 | 0.5432% | 30 | SF Space Heat | 0 | 203656 |  | 0 | 28511.84 | 28511.84 |  | 18329.04 | 18329.04 | 0.001
|  | Program Support | 85000 | 90000 | 175000 |  | MH - Low-e Storm Window DP MF - Resistance | 2.9 |  | square foot | 8.94 | 2.78 | 0% | 30 | SF Space Heat | 0 | 0 |  | 0 | 0 | 0 |  | 0 | 0 | 0.02
|  | Optix Manage Licensing |  | 54750 | 54750 |  | MH - Low-e Storm Window DP MF - HP | 2.9 |  | square foot | 8.94 | 2.78 | 0% | 30 | SF Space Heat | 0 | 0 |  | 0 | 0 | 0 |  | 0 | 0 | 0.02
[5 empty] | 0 |  | MH - Single Pane to U.30 - Resistance | 9.98 |  | square foot | 16.08 | 2.78 | 1.901% | 30 | SF Space Heat | 0 | 10000 |  | 0 | 99800 | 99800 |  | 27800 | 27800 | 0.067
[5 empty] | 0 |  | MH - Single Pane to U.30 - HP | 9.98 |  | square foot | 16.08 | 2.78 | 1.521% | 30 | SF Space Heat | 0 | 8000 |  | 0 | 79840 | 79840 |  | 22240 | 22240 | 0.067
[7 empty] | MH - Floor Insulation - R-0 to R-22 - Resistance | 0.46 |  | square foot | 1.25 | 0.55 | 0.3505% | 25 | SF Space Heat | 0 | 40000 |  | 0 | 18400 | 18400 |  | 22000 | 22000 | 0.003
|  | MATERIALS | 0 | 0 | 0 |  | MH - Floor Insulation - R-0 to R-22 - HP | 0.46 |  | square foot | 1.25 | 0.55 | 0.2191% | 25 | SF Space Heat | 0 | 25000 |  | 0 | 11500 | 11500 |  | 13750 | 13750 | 0.003
[5 empty] | 0 |  | MH - Prescriptive Duct Sealing - Single - Resistance | 973 |  | per home | 418 | 200 | 2.78% | 18 | SF Space Heat | 0 | 150 |  | 0 | 145950 | 145950 |  | 30000 | 30000 | 6.568
[5 empty] | 0 |  | MH - Prescriptive Duct Sealing - Single - HP | 615 |  | per home | 418 | 200 | 0.8787% | 18 | SF Space Heat | 0 | 75 |  | 0 | 46125 | 46125 |  | 15000 | 15000 | 4.151
[5 empty] | 0 |  | MH - Prescriptive Duct Selaing - Double/Triple - Resistance | 973 |  | per home | 418 | 400 | 3.707% | 18 | SF Space Heat | 0 | 200 |  | 0 | 194600 | 194600 |  | 80000 | 80000 | 6.568
[5 empty] | 0 |  | MH - Prescriptive Duct Sealing - Double/Triple - HP | 615 |  | per home | 418 | 400 | 1.172% | 18 | SF Space Heat | 0 | 100 |  | 0 | 61500 | 61500 |  | 40000 | 40000 | 4.151
|  | MISCELLANEOUS | 0 | 0 | 0
0
0
SF Existing Weatherization |  |  |  |  | 0
Schedule 214 |  |  |  |  | 0
Order Number
18230627 |  | DIRECT BENEFIT TO CUSTOMER | 907048 | 683699.185 | 1590747.185
Electric |  | Ratio | 70.94% | 60.91%
|  | REVENUE | 0 | 0 | 0
Note on C50: Andy Hemstreet: Software licensing of the EnergySavvy rebate processing and QA tracking system, and program support provided by CLEAResult.
Rtn to Electric Sector
Go to Gas Detail Page

## SpcHeat Detail_REM_E214 Elec
|  | SF Existing Space Heat | Schedule 214 | Order Number | 18230628 | Electric | [5 empty] | SF Existing Space Heat | Schedule 214 | Order Number | 18230628 | Electric |  |  |  | SF Existing Space Heat | Schedule 214 | Order Number | 18230628 | Electric
[8 empty] | This table summarizes the subtotals in the detail table to the left and is used to populate 2016-2017 Sector views. | [11 empty] | Ratios |  |  | Acquisition Cost
SF Existing Space Heat | [7 empty] | Program Labor | Marketing Labor | Overhead | Marketing | Employee/Office Expense | Outside Services | Materials | Miscellaneous | DBtC | Revenue | Total Budget | Total Savings | DBTC | Marketing | Outside Svcs
Schedule 214 | [6 empty] | 2016 (Reference only) | 55386.68 | 22011 | 51624.2526 | 228000 | 7200 | 0 | 17200 | 4000 | 3722000 | 0 | 4107421.9326 | 7283690 | 90.62% | 6.424% | 0% | 0.56392
Order Number | [6 empty] | Original 2017 Figures, as noted in 2016-2017 BCP | 56771.56 | 22561.275 | 53946.3278 | 228000 | 7200 | 0 | 17200 | 4000 | 3722000 | 0 | 4111679.1628 | 7283690 | 90.52% | 6.44% | 0% | 0.5645
18230628 | [6 empty] | 2017 (Updated for 2017 ACP) | 56771.56 | 22561.275 | 71240.8858 | 228000 | 7200 | 0 | 17200 | 4000 | 3590000 | 0 | 3996973.7208 | 7730775 | 89.82% | 6.624% | 0% | 0.51702
Electric
[8 empty] | (2017-Specific Values) | [7 empty] | (2016 for reference only) |  |  | (2016 for reference only) |  |  | (2016 for reference only)
|  | Spending Section |  |  |  |  | Savings Section | [14 empty] | Savings Section |  |  | Savings Section
|  | Overall Total | 4107421.9326 | 3996973.7208 | 8104395.6534 |  | Measure Information | [8 empty] | Unit Totals |  |  | Projected Savings |  |  | Incentive Totals |  |  | 1st Year
[7 empty] | Measure Name | Savings | UOM | Unit Type | Measure Cost | Incentive | Support % | Measure Life | End Use | 2016 | 2017 | Combined | 2016 | 2017 | Combined | 2016 | 2017 | Combined | NEBs per Unit
|  | Budget Category | 2016 | 2017 | Total |  | i | i |  | i | i | i | i | i | i | i | i | [7 empty] | i
| FTE | PROGRAM LABOR | 55386.68 | 56771.56 | 112158.24 |  | TOTALS g |  |  |  | 17698210 | 7250 | 100% | N/A |  |  |  |  | 7283690 | 7730775 | 15014465 | 3722000 | 3590000 | 6892000 | 0
| 0.1 | Market Manager | 9063.3 | 9289.9 | 18353.2 |  | Ductless Heat Pump | 2659 | kWh | per unit | 3536 | 800 | 34.95% | 15 | SF Heat Pump | 1180 | 800 | 1980 | 3121100 | 2127200 | 5248300 | 1416000 | 640000 | 2056000 | 0
| 0.3125 | Program Manager | 31217.93 | 31998.51 | 63216.44 |  | Ductless Heat Pump (Manufactured Homes) | 3343 | kWh | per unit | 3536 | 800 | 13.57% | 15 | SF Heat Pump | 300 | 300 | 600 | 1034100 | 1002900 | 2037000 | 360000 | 240000 | 600000 | 0
| 0.15 | Program Implementer | 15105.45 | 15483.15 | 30588.6 |  | Energy Star Geothermal Heat Pump | 4037 | kWh | per home | 3889 | 1500 | 1.479% | 30 | SF Heat Pump | 30 | 25 | 55 | 121110 | 100925 | 222035 | 45000 | 37500 | 82500 | 0
[5 empty] | 0 |  | Energy Star Heat Pump - Tier 2 = 9.0 HSPF, 14 SEER | 109 | kWh | per unit | 81 | 350 | 1.289% | 15 | SF Heat Pump | 900 | 900 | 1800 | 95400 | 98100 | 193500 | 315000 | 315000 | 630000 | 0
| 0.5625 | [5 empty] | Forced-air-furnace to Heat Pump Conversion (>= 8.5 HSPF, 14 SEER) | 3528 | kWh | per home | 2881 | 1500 | 25.26% | 15 | SF Heat Pump | 500 | 575 | 1075 | 1764000 | 2028600 | 3792600 | 750000 | 862500 | 1612500 | 0
| FTE | MARKETING LABOR | 22011 | 22561.275 | 44572.275 |  | Heat Pump Sizing & Lock out Controls | 630 | kWh | per home | 512 | 300 | 5.245% | 15 | SF Heat Pump | 600 | 650 | 1250 | 378000 | 409500 | 787500 | 180000 | 195000 | 375000 | 0
| 0.27514 | Marketing Labor | 22011 | 22561.275 | 44572.275 |  | NEW Energy Star Heat Pump - Tier 3 = 10.0 HSPF, 16 SEER | 939 | kWh | per unit | 1688 | 800 | 12.01% | 20 | SF Heat Pump | 820 | 1100 | 1920 | 769980 | 1032900 | 1802880 | 656000 | 880000 | 1536000 | 0
[5 empty] | 0 |  | Ductless Heat Pump | 2659 | kWh | per unit | 3536 | 1200 | 6.198% | 15 | SF Heat Pump | 0 | 350 | 350 | 0 | 930650 | 930650 | 0 | 420000
0
0
0.27514
|  | TOTAL OVERHEAD | 51624.2526 | 71240.8858 | 122865.1384
|  | Labor Overhead Rate | 66.7% | 68.8%
|  | Program Staff Overhead | 36942.9156 | 39058.8333 | 76001.7488
|  | Marketing Staff Overhead | 14681.337 | 15522.1572 | 30203.4942
0
|  | Micro Overhead Rate |  | 21%
|  | Program Staff Overhead |  | 11922.0276 | 11922.0276
SF Existing Space Heat |  | Marketing Staff Overhead |  | 4737.8677 | 4737.8677
Schedule 214
Order Number
18230628 |  | MARKETING | 228000 | 228000 | 456000
Electric |  | Bill inserts, collateral, media | 228000 | 228000 | 456000
0
0
0
|  | EMPLOYEE/OFFICE EXPENSES | 7200 | 7200 | 14400
|  | Travel, meals, lodging, phone, etc. | 7200 | 7200 | 14400
0
0
0
|  | OUTSIDE SERVICES | 0 | 0 | 0
0
0
0
0
|  | MATERIALS | 17200 | 17200 | 34400
|  |  | 17200 | 17200 | 34400
0
0
0
|  | MISCELLANEOUS | 4000 | 4000 | 8000
|  |  | 4000 | 4000 | 8000
0
SF Existing Space Heat |  |  |  |  | 0
Schedule 214 |  |  |  |  | 0
Order Number
18230628 |  | DIRECT BENEFIT TO CUSTOMER | 3722000 | 3590000 | 7312000
Electric |  | Ratio | 90.62% | 89.82%
|  | REVENUE | 0 | 0 | 0
Rtn to Electric Sector
Go to Gas Detail Page

## HmAppplc_Detail_REM_E214 Elec
|  | Home Appliances | Schedule 214 | Order Number | 18230434 | Electric | [5 empty] | Home Appliances | Schedule 214 | Order Number | 18230434 | Electric |  |  |  |  | Home Appliances | Schedule 214 | Order Number | 18230434 | Electric
[8 empty] | This table summarizes the subtotals in the detail table to the left and is used to populate 2016-2017 Sector views. | [11 empty] | Ratios |  |  | Acquisition Cost
Home Appliances | [7 empty] | Program Labor | Marketing Labor | Overhead | Marketing | Employee/Office Expense | Outside Services | Materials | Miscellaneous | DBtC | Revenue | Total Budget | Total Savings | DBTC | Marketing | Outside Svcs
Schedule 214 | [6 empty] | 2016 (Reference only) | 103776.96 | 40000 | 95899.2323 | 388869.36 | 6000 | 550000 | 28000 | 7500 | 4572765 | 0 | 5792810.5523 | 10290500 | 78.94% | 7.838% | 9.495% | 0.56293
Order Number | [6 empty] | Original 2017 Figures, as noted in 2016-2017 BCP | 106370.88 | 41000 | 100212.1984 | 388869.37 | 6000 | 550000 | 28000 | 7500 | 4572765 | 0 | 5800717.4484 | 10290500 | 78.83% | 7.856% | 9.482%
18230434 | [6 empty] | 2017 (Updated for 2017 ACP) | 82698.15 | 38875 | 109172.6887 | 388395 | 3000 | 388734 | 3000 | 500 | 3443880 | 0 | 4458254.8387 | 6721709 | 77.25% | 10.13% | 8.719% | 0.66326
Electric
[8 empty] | (2017-Specific Values) | [7 empty] | (2016 for reference only) |  |  | (2016 for reference only) |  |  | (2016 for reference only)
|  | Spending Section |  |  |  |  | Savings Section | [14 empty] | Savings Section |  |  | Savings Section
|  | Overall Total | 5792810.5523 | 4458254.8387 | 10251065.391 |  | Measure Information | [8 empty] | Unit Totals |  |  | Projected Savings |  |  | Incentive Totals |  |  | First-year NEBs per unit
[7 empty] | Measure Name | Savings | UOM | Unit Type | Measure Cost | Incentive | Support % | Measure Life | End Use | 2016 | 2017 | Combined | 2016 | 2017 | Combined | 2016 | 2017 | Combined
|  | Budget Category | 2016 | 2017 | Total |  | i | i |  | i | i | i | i | i | i | i | i | [7 empty] | i
| FTE | PROGRAM LABOR | 103776.96 | 82698.15 | 186475.11 |  | TOTALS g |  |  |  | 9435400 | 3366.27 | 100% | N/A |  |  |  |  | 10290500 | 6721709 | 17012231 | 4572765 | 3443880 | 8016667 | 112.72
| 0.72 | Program Coordinator | 66713.76 | 56368.75 | 123082.51 |  | Advanced Power Strips | 216 | kWh | per unit | 55 | 45 | 30.28% | 5 | Res Plug Load | 10000 | 10000 | 20000 | 3000000 | 2160000 | 5160000 | 550000 | 450000 | 1000000 | 0
| 0.2 | Market Manager | 18531.6 | 15550 | 34081.6 |  | Clothes Washer Replacement Electric WH / Electric Dryer - Frontload | 848 | kWh | per unit | 717 | 717 | 6.967% | 11 | Res Water Heat | 700 | 700 | 1400 | 593600 | 593600 | 1187200 | 490000 | 501900 | 991900 | 20.31
| 0.2 | Program Implementer | 18531.6 | 10779.4 | 29311 |  | Freezer Decomm | 444 | kWh | per unit | 125.99 | 111 | 7.623% | 5 | Res Refrigerator | 1500 | 1000 | 2500 | 855000 | 444000 | 1299000 | 169500 | 111000 | 280500 | 8.74
[5 empty] | 0 |  | LED: Engagement - Appl Repl | 11.32 | kWh | per unit | 2 | 2 | 1.369% | 12 | Res Lighting | 8500 | 6000 | 14500 | 136850 | 67920 | 204770 | 59500 | 12000 | 71500 | 0
| 1.12 | [5 empty] | Refrigerator CEE Tier 1 | 9 | kWh | per unit | 27 | 25 | 0.06338% | 15 | Res Refrigerator | 1000 | 200 | 1200 | 9000 | 1800 | 10800 | 25000 | 5000 | 30000 | 0
| FTE | MARKETING LABOR | 40000 | 38875 | 78875 |  | Refrigerator CEE Tier 2 | 42 | kWh | per unit | 122 | 50 | 0.1503% | 15 | Res Refrigerator | 600 | 10 | 610 | 25200 | 420 | 25620 | 30000 | 500 | 30500 | 0
| 0.24344 | Marketing Manager | 20000 | 19437.5 | 39437.5 |  | Refrigerator CEE Tier 3 | 98 | kWh | per unit | 211 | 75 | 0.1754% | 15 | Res Refrigerator | 300 | 5 | 305 | 29400 | 490 | 29890 | 22500 | 375 | 22875 | 0
| 0.24344 | Marketing Support | 20000 | 19437.5 | 39437.5 |  | Refrigerator Decomm | 289 | kWh | per unit | 199.5 | 111 | 11.55% | 6 | Res Refrigerator | 3500 | 2500 | 6000 | 1246000 | 722500 | 1968500 | 395500 | 277500 | 673000 | 7.12
[5 empty] | 0 |  | Refrigerator Replacement Year 1-10 | 494 | kWh | per unit | 600 | 600 | 6.668% | 10 | Res Refrigerator | 2000 | 300 | 2300 | 988000 | 148200 | 1136200 | 1200000 | 180000 | 1380000 | 0
[5 empty] | 0 |  | Refrigerator Replacement Year 1-15 | 9 | kWh | per unit | 100 | 100 | 0.1215% | 15 | Res Refrigerator | 2000 | 300 | 2300 | 18000 | 2700 | 20700 | 200000 | 30000 | 230000 | 0
| 0.48688 | [5 empty] | Showerhead - Engagement_C - Appl Repl - 1.5 gpm (E) | 103 | kWh | per unit | 6.67 | 6.67 | 4.835% | 10 | Res Water Heat | 4500 | 3500 | 8000 | 463500 | 360500 | 824000 | 30015 | 23345 | 53360 | 0
|  | TOTAL OVERHEAD | 95899.2323 | 109172.6887 | 205071.921 |  | Showerhead - Engagement_EO - Appl Repl - 1.5 gpm | 125 | kWh | per unit | 10 | 10 | 4.768% | 10 | Res Water Heat | 4000 | 2500 | 6500 | 500000 | 312500 | 812500 | 40000 | 25000 | 65000 | 0
|  | Labor Overhead Rate | 66.7% | 68.8% |  |  | Clothes Washer CEE Tier 1 Any WH/Any Dryer - Frontload | 82 | kWh | per unit | 80 | 25 | 2.935% | 14 | Res Water Heat | 6000 | 100 | 6100 | 492000 | 8200 | 500200 | 150000 | 2500 | 152500 | 16.18
|  | Program Staff Overhead | 69219.2323 | 56896.3272 | 126115.5595 |  | Clothes Washer CEE Tier 2 Any WH/Any Dryer | 114 | kWh | per unit | 125 | 50 | 3.144% | 14 | Res Water Heat | 4500 | 200 | 4700 | 513000 | 22800 | 535800 | 225000 | 10000 | 235000 | 20.31
|  | Marketing Staff Overhead | 26680 | 26746 | 53426 |  | Clothes Washer CEE Tier 3 Any WH/Any Dryer | 134 | kWh | per unit | 124 | 75 | 2.398% | 14 | Res Water Heat | 3000 | 50 | 3050 | 402000 | 6700 | 408700 | 225000 | 3750 | 228750 | 22.49
[5 empty] | 0 |  | HP Clothes Dryer - Vented | 183 | kWh | per unit | 614.05 | 150 | 0.4296% | 12 | Res Plug Load | 200 | 200 | 400 | 36600 | 36600 | 73200 | 30000 | 30000 | 60000 | -0.38
|  | Micro Overhead Rate |  | 21% |  |  | HP Clothes Dryer - Ventless | 228 | kWh | per unit | 614.05 | 150 | 0.5352% | 12 | Res Plug Load | 200 | 200 | 400 | 45600 | 45600 | 91200 | 30000 | 30000 | 60000 | 5.21
|  | Program Staff Overhead |  | 17366.6115 | 17366.6115 |  | Clothes Washer Replacement Electric WH / Electric Dryer - Top load | 809 | kWh | per unit | 700 | 700 | 7.596% | 11 | Res Water Heat | 1000 | 600 | 1600 | 809000 | 485400 | 1294400 | 650000 | 420000 | 1070000 | 6.37
Home Appliances |  | Marketing Staff Overhead |  | 8163.75 | 8163.75 |  | Clothes Washer CEE Tier 1 Any WH/Any Dryer - Top load | 65 | kWh | per unit | 0 | 25 | 0.7743% | 14 | Res Water Heat | 1930 | 100 | 2030 | 125450 | 6500 | 131950 | 48250 | 2500 | 50750 | 6.37
Schedule 214 |  |  |  |  | 0 |  | Energy Star Freezer | 23 | kWh | per unit | 45.2 | 25 | 0.02699% | 22 | Res Refrigerator | 100 | 100 | 200 | 2300 | 2300 | 4600 | 2500 | 2500 | 5000 | 0
Order Number | [6 empty] | Energy Star Refrigerator | 39 | kWh | per unit | 100.23 | 100 | 0.6866% | 15 | Res Refrigerator | 0 | 3000 | 3000 | 0 | 117000 | 117000 | 0 | 300000 | 300000
18230434 |  | MARKETING | 388869.36 | 388395 | 777264.36 |  | CEE Tier 1 or above - Any WH/Any Dryer - Top load | 65 | kWh | per unit | 0 | 100 | 2.098% | 14 | Res Water Heat | 0 | 5500 | 5500 | 1 | 357500 | 357501 | 1 | 550000 | 550001
Electric |  | Advertising;Claymation,General,Social | 166119.36 | 145781 | 311900.36 |  | Energy Star Clothes Washer - Any WH/Any Dryer - Front load | 101 | kWh | per unit | 108.98 | 100 | 2.667% | 14 | Res Water Heat | 0 | 4500 | 4500 | 0 | 454500 | 454500 | 0 | 450000 | 450000
|  | Campaigns; Upgrades & Cross-Sell | 222750 | 182614 | 405364 |  | Aerator - Bath - Engagement - C - APPD - 1.0 gpm - kWh | 25.93 | kWh | per unit | 1.7 | 1.7 | 0.7608% | 10 | Res Water Heat | 0 | 5000 | 5000 | 0 | 129650 | 129650 | 0 | 8500 | 8500
|  | Charity Campaign |  | 60000 | 60000 |  | Aerator - Bath - Engagement - C - APPR - 1.0 gpm - kWh | 25.93 | kWh | per unit | 1.7 | 1.7 | 0.3043% | 10 | Res Water Heat | 0 | 2000 | 2000 | 0 | 51860 | 51860 | 0 | 3400 | 3400
[5 empty] | 0 |  | Aerator - Bath - Engagement - EO - APPD - 1.0 gpm | 31.36 | kWh | per unit | 1.7 | 1.7 | 0.3681% | 10 | Res Water Heat | 0 | 2000 | 2000 | 1 | 62720 | 62721 | 1 | 3400 | 3401
[7 empty] | Aerator - Bath - Engagement - EO - APPR - 1.0 gpm | 31.36 | kWh | per unit | 1.7 | 1.7 | 0.2208% | 10 | Res Water Heat | 0 | 1200 | 1200 | 2 | 37632 | 37634 | 2 | 2040 | 2042
|  | EMPLOYEE/OFFICE EXPENSES | 6000 | 3000 | 9000 |  | Aerator - Kitchen - Engagement - C - APPD - 1.5 gpm - kWh | 15.11 | kWh | per unit | 1.7 | 1.7 | 0.2217% | 10 | Res Water Heat | 0 | 2500 | 2500 | 3 | 37775 | 37778 | 3 | 4250 | 4253
|  | Employee Expense Budget | 6000 | 3000 | 9000 |  | Aerator - Kitchen - Engagement - C - APPR - 1.5 gpm - kWh | 15.11 | kWh | per unit | 1.7 | 1.7 | 0.08867% | 10 | Res Water Heat | 0 | 1000 | 1000 | 4 | 15110 | 15114 | 4 | 1700 | 1704
[5 empty] | 0 |  | Aerator - Kitchen - Engagement - EO - APPD - 1.5 gpm | 18.27 | kWh | per unit | 1.7 | 1.7 | 0.1072% | 10 | Res Water Heat | 0 | 1000 | 1000 | 5 | 18270 | 18275 | 5 | 1700 | 1705
[5 empty] | 0 |  | Aerator - Kitchen - Engagement - EO - APPR - 1.5 gpm | 18.27 | kWh | per unit | 1.7 | 1.7 | 0.06433% | 10 | Res Water Heat | 0 | 600 | 600 | 6 | 10962 | 10968 | 6 | 1020 | 1026
0
|  | OUTSIDE SERVICES | 550000 | 388734 | 938734
|  | Incentive Processing | 250000 | 74881 | 324881
|  | Field Services | 300000 | 291853 | 591853
|  | Pop-Up Retail |  | 7000
|  | ShopPSE Maintenance |  | 5000 | 5000
|  | Market Research |  | 10000 | 10000
|  | MATERIALS | 28000 | 3000 | 31000
|  | Materials Budget | 28000 | 3000 | 31000
0
0
0
|  | MISCELLANEOUS | 7500 | 500 | 8000
|  | Misc. Budget | 7500 | 500 | 8000
0
Home Appliances |  |  |  |  | 0
Schedule 214 |  |  |  |  | 0
Order Number
18230434 |  | DIRECT BENEFIT TO CUSTOMER | 4572765 | 3443880 | 8016645
Electric |  | Ratio | 78.94% | 77.25%
|  | REVENUE | 0 | 0 | 0
Rtn to Electric Sector
Go to Gas Detail Page

## ShwrHead_Detail_REM_E214 Elec
|  | Showerheads | Schedule 214 | Order Number | 18230435 | Electric | [5 empty] | Showerheads | Schedule 214 | Order Number | 18230435 | Electric |  |  |  |  | Showerheads | Schedule 214 | Order Number | 18230435 | Electric
[8 empty] | This table summarizes the subtotals in the detail table to the left and is used to populate 2016-2017 Sector views. | [11 empty] | Ratios |  |  | Acquisition Cost
Showerheads | [7 empty] | Program Labor | Marketing Labor | Overhead | Marketing | Employee/Office Expense | Outside Services | Materials | Miscellaneous | DBtC | Revenue | Total Budget | Total Savings | DBTC | Marketing | Outside Svcs
Schedule 214 | [6 empty] | 2016 (Reference only) | 32430.3 | 4800 | 24832.6101 | 83990.93 | 1000 | 40000 | 1000 | 500 | 463575 | 0 | 652128.8401 | 4775738 | 71.09% | 14.08% | 6.134% | 0.13655
Order Number | [6 empty] | Original 2017 Figures, as noted in 2016-2017 BCP | 33234.9 | 4920 | 25945.332 | 83990.93 | 1000 | 40000 | 1000 | 500 | 465575 | 0 | 656166.162 | 4804738 | 70.95% | 14.02% | 6.096% | 0.13657
18230435 | [6 empty] | 2017 (Updated for 2017 ACP) | 26024.85 | 5399.7 | 28219.2459 | 80915 | 1000 | 43006 | 1000 | 500 | 454750 | 0 | 640814.7959 | 4272610 | 70.96% | 14% | 6.711% | 0.14998
Electric
[8 empty] | (2017-Specific Values) | [7 empty] | (2016 for reference only) |  |  | (2016 for reference only) |  |  | (2016 for reference only)
|  | Spending Section |  |  |  |  | Savings Section | [14 empty] | Savings Section |  |  | Savings Section
|  | Overall Total | 652128.8401 | 640814.7959 | 1292943.636 |  | Measure Information | [8 empty] | Unit Totals |  |  | Projected Savings |  |  | Incentive Totals |  |  | First-year NEBs per unit
[7 empty] | Measure Name | Savings | UOM | Unit Type | Measure Cost | Incentive | Support % | Measure Life | End Use | 2016 | 2017 | Combined | 2016 | 2017 | Combined | 2016 | 2017 | Combined
|  | Budget Category | 2016 | 2017 | Total |  | i | i |  | i | i | i | i | i | i | i | i | [7 empty] | i
| FTE | PROGRAM LABOR | 32430.3 | 26024.85 | 58455.15 |  | TOTALS g |  |  |  | 1388345.5 | 145.4 | 82.82% | N/A |  |  |  |  | 4775738 | 4272610 | 9048348 | 463575 | 454750 | 918325 | 0
| 0.25 | Program Coordinator | 23164.5 | 19437.5 | 42602 |  | Adapter - ShowerStart (E) | 28.1 | kWh | per unit | 15.98 | 10 | 0.03106% | 10 | Res Water Heat | 0 | 100 | 100 | 0 | 2810 | 2810 | 0 | 1000 | 1000 | 4.75
| 0.05 | Program Implementer | 4632.9 | 2699.85 | 7332.75 |  | Showerhead - Engagement_C - Elec WH (E) | 103 | kWh | per unit | 11.5 | 11.5 | 0.5692% | 10 | Res Water Heat | 500 | 0 | 500 | 51500 | 0 | 51500 | 5750 | 0 | 5750 | 17.85
| 0.05 | Market Manager | 4632.9 | 3887.5 | 8520.4 |  | Showerhead - Engagement_EO - Elec WH | 125 | kWh | per unit | 10 | 10 | 0.6907% | 10 | Res Water Heat | 500 | 0 | 500 | 62500 | 0 | 62500 | 5000 | 0 | 5000 | 26
[5 empty] | 0 |  | Showerhead - Retail_C - Any WH - 1.50 gpm and less (E) | 109.2 | kWh | per unit | 13.29 | 11 | 40.69% | 10 | Res Water Heat | 16750 | 15000 | 31750 | 2043500 | 1638000 | 3681500 | 184250 | 165000 | 349250 | 22.1
| 0.35 | [5 empty] | Showerhead - Retail_C - Any WH - 1.51 to 1.75 gpm (E) | 88 | kWh | per unit | 13.29 | 11 | 8.046% | 10 | Res Water Heat | 4000 | 4000 | 8000 | 376000 | 352000 | 728000 | 44000 | 44000 | 88000 | 17.85
| FTE | MARKETING LABOR | 4800 | 5399.7 | 10199.7 |  | Showerhead - Retail_C - Any WH - 1.76 to 2.0 gpm (E) | 64.4 | kWh | per unit | 13.29 | 10 | 10.2% | 10 | Res Water Heat | 8000 | 6500 | 14500 | 504000 | 418600 | 922600 | 80000 | 65000 | 145000 | 12.75
| 0.031481 | Marketing labor | 2400 | 2699.85 | 5099.85 |  | Showerhead - Retail_EO - Any WH - 1.50 gpm and less | 132.1 | kWh | per unit | 26.58 | 10 | 14.84% | 10 | Res Water Heat | 4750 | 4950 | 9700 | 688750 | 653895 | 1342645 | 47500 | 49500 | 97000 | 26
| 0.031481 | Marketing Manager | 2400 | 2699.85 | 5099.85 |  | Showerhead - Retail_EO - Any WH - 1.51 to 1.75 gpm | 106.4 | kWh | per unit | 26.58 | 10 | 1.795% | 10 | Res Water Heat | 500 | 1000 | 1500 | 56000 | 106400 | 162400 | 5000 | 10000 | 15000 | 21
[5 empty] | 0 |  | Showerhead - Retail_EO - Any WH - 1.76 to 2.0 gpm | 77.9 | kWh | per unit | 26.58 | 10 | 5.962% | 10 | Res Water Heat | 2000 | 5000 | 7000 | 150000 | 389500 | 539500 | 20000 | 50000 | 70000 | 15
[5 empty] | 0 |  | Showerhead - ShowerStart - 1.5 gpm (E) | 177.6 | kWh | per unit | 18.87 | 10 | 0.3926% | 10 | Res Water Heat | 0 | 200 | 200 | 0 | 35520 | 35520 | 0 | 2000 | 2000 | 33.61
| 0.062961 | [5 empty] | Adapter-ShowerStart - C_Electric Water Heat | 23.2 |  | per unit | 7.99 | 6.5 | 0.58% | 10 | Res Water Heat | 400 | 400 | 800 | 43200 | 9280 | 52480 | 2600 | 2600 | 5200 | 4.03
|  | TOTAL OVERHEAD | 24832.6101 | 28219.2459 | 53051.856 |  | Showerhead-ShowerStart - C_Electric Water Heat | 146.8 |  | per unit | 9.44 | 6.5 | 1.708% | 10 | Res Water Heat | 350 | 600 | 950 | 66500 | 88080 | 154580 | 2275 | 3900 | 6175 | 28.56
|  | Labor Overhead Rate | 66.7% | 68.8% |  |  | Faucet - WaterSense - EO - Any WH - 1.5 gpm or less | 18.27 | kWh | per unit | 20 | 10 | 0.2019% | 10 | Res Water Heat | 500 | 500 | 1000 | 9135 | 9135 | 18270 | 5000 | 5000 | 10000 | 3.97
|  | Program Staff Overhead | 21631.0101 | 17905.0968 | 39536.1069 |  | Faucet - WaterSense - C - Any WH - 1.5 gpm or less | 15.11 | kWh | per unit | 20 | 11.5 | 0.2588% | 10 | Res Water Heat | 550 | 1000 | 1550 | 8310.5 | 15110 | 23420.5 | 6325 | 11500 | 17825 | 3.32
|  | Marketing Staff Overhead | 3201.6 | 3714.9936 | 6916.5936 |  | Aerator - WaterSense - EO - Any WH - 1.5 gpm or less | 18.27 | kWh | per unit | 2 | 2 | 2.423% | 10 | Res Water Heat | 6000 | 6000 | 12000 | 109620 | 109620 | 219240 | 12000 | 12000 | 24000 | 3.97
[5 empty] | 0 |  | Aerator - WaterSense - EO - Any WH - 1.0 gpm | 31.36 | kWh | per unit | 2 | 2 | 4.159% | 10 | Res Water Heat | 6000 | 6000 | 12000 | 188160 | 188160 | 376320 | 12000 | 12000 | 24000 | 6.82
|  | Micro Overhead Rate |  | 21% | [11 empty] | 0 |  | 0 | 0 | 0 | 0 | 0 | 0 | 0
|  | Program Staff Overhead |  | 5465.2185 | 5465.2185 | [10 empty] | 0 |  | 0 | 0 | 0 | 0 | 0 | 0 | 0
Showerheads |  | Marketing Staff Overhead |  | 1133.937 | 1133.937 |  | Aerator - WaterSense -C-Any WH -1.5 gpm - kWh | 15.11 | kWh | per unit | 1.7 | 1.7 | 2.087% | 10 | Res Water Heat | 6250 | 6250 | 12500 | 94437.5 | 94437.5 | 188875 | 10625 | 10625 | 21250 | 3.32
Schedule 214 |  |  |  |  | 0 |  | Aerator - WaterSense -C-Any WH -1.0 gpm -kWh | 25.93 | kWh | per unit | 1.7 | 1.7 | 5.373% | 10 | Res Water Heat | 12500 | 6250 | 18750 | 324125 | 162062.5 | 486187.5 | 21250 | 10625 | 31875 | 5.8
Order Number
18230435 |  | MARKETING | 83990.93 | 80915 | 164905.93
Electric |  | Advertising;Claymation,General,Social | 43490.93 | 44426 | 87916.93
|  | Campaigns; Upgrades & Cross-Sell | 40500 | 36489 | 76989
0
0
|  | EMPLOYEE/OFFICE EXPENSES | 1000 | 1000 | 2000
|  | Employee Expense | 1000 | 1000 | 2000
0
0
0
|  | OUTSIDE SERVICES | 40000 | 43006 | 83006
|  | Field Services | 10000 | 26267 | 36267
|  | Incentive Processing | 30000 | 11739 | 41739
|  | Pop-Up Retail |  | 2000 | 2000
|  | Market Research |  | 3000 | 3000
|  | MATERIALS | 1000 | 1000 | 2000
|  | Materials Budget | 1000 | 1000 | 2000
0
0
0
|  | MISCELLANEOUS | 500 | 500 | 1000
|  | Misc. Budget | 500 | 500 | 1000
0
Showerheads |  |  |  |  | 0
Schedule 214 |  |  |  |  | 0
Order Number
18230435 |  | DIRECT BENEFIT TO CUSTOMER | 463575 | 454750 | 918325
Electric |  | Ratio | 71.09% | 70.96%
|  | REVENUE | 0 | 0 | 0
Rtn to Electric Sector
Go to Gas Detail Page

## Web Tstat Detail_REM E214 Elec
|  | Web-Enabled T-stat | Schedule 214 | Order Number | 18230023 | Electric | [5 empty] | Web-Enabled T-stat | Schedule 214 | Order Number | 18230023 | Electric |  |  |  |  | Web-Enabled T-stat | Schedule 214 | Order Number | 18230023 | Electric
[8 empty] | This table summarizes the subtotals in the detail table to the left and is used to populate 2016-2017 Sector views. | [11 empty] | Ratios |  |  | Acquisition Cost
Web-Enabled T-stat | [7 empty] | Program Labor | Marketing Labor | Overhead | Marketing | Employee/Office Expense | Outside Services | Materials | Miscellaneous | DBtC | Revenue | Total Budget | Total Savings | DBTC | Marketing | Outside Svcs
Schedule 214 | [6 empty] | 2016 (Reference only) | 23164.5 | 2500 | 17118.2215 | 41371 | 500 | 120000 | 500 | 500 | 150000 | 0 | 355653.7215 | 848000 | 42.18% | 12.78% | 33.74% | 0.4194
Order Number | [6 empty] | Original 2017 Figures, as noted in 2016-2017 BCP | 23743.61 | 2563 | 17888.4948 | 41371.17 | 500 | 20000 | 500 | 500 | 150000 | 0 | 257066.2748 | 848000 | 58.35% | 17.72% | 7.78% | 0.30314
18230023 | [6 empty] | 2017 (Updated for 2017 ACP) | 15550 | 1943.75 | 15709.3875 | 35272 | 250 | 28965 | 250 | 100 | 60000 | 0 | 158040.1375 | 703200 | 37.97% | 24.32% | 18.33% | 0.22474
Electric
[8 empty] | (2017-Specific Values) | [7 empty] | (2016 for reference only) |  |  | (2016 for reference only) |  |  | (2016 for reference only)
|  | Spending Section |  |  |  |  | Savings Section | [14 empty] | Savings Section |  |  | 1st Year
NEBs per Unit
|  | Overall Total | 355653.7215 | 158040.1375 | 513693.859 |  | Measure Information | [8 empty] | Unit Totals |  |  | Projected Savings |  |  | Incentive Totals |  |  | i
[7 empty] | Measure Name | Savings | UOM | Unit Type | Measure Cost | Incentive | Support % | Measure Life | End Use | 2016 | 2017 | Combined | 2016 | 2017 | Combined | 2016 | 2017 | Combined
|  | Budget Category | 2016 | 2017 | Total |  | i | i |  | i | i | i | i | i | i | i | i | [7 empty] | 0
| FTE | PROGRAM LABOR | 23164.5 | 15550 | 38714.5 |  | TOTALS g |  |  |  | 629410 | 150 |  | 20 |  |  |  |  | 848000 | 703200 | 1551200 | 150000 | 60000 | 210000 | 0
| 0.2 | Program Manager | 23164.5 | 15550 | 38714.5 |  | Web-Enabled Thermostats (Retail) | 879 |  | per unit | 187.35 | 75 | 72.67% | 20 | SF Heat Pump | 1000 | 800 | 1800 | 424000 | 703200 | 1127200 | 75000 | 60000 | 135000 | 0
[5 empty] | 0 |  | Web-Enabled Thermostats (Contractor Installed) | 879 |  | per unit | 292.18 | 75 | 27.33% | 20 | SF Heat Pump | 1000 | 0 | 1000 | 424000 | 0 | 424000 | 75000 | 0 | 75000 | 0
[5 empty] | 0 | [19 empty] | 0
[5 empty] | 0 | [19 empty] | 0
| 0.2 | [23 empty] | 0
| FTE | MARKETING LABOR | 2500 | 1943.75 | 4443.75 | [19 empty] | 0
| 0.027431 |  | 2500 | 1943.75 | 4443.75 | [19 empty] | 0
[5 empty] | 0 | [19 empty] | 0
[5 empty] | 0 | [19 empty] | 0
[5 empty] | 0 | [19 empty] | 0
| 0.027431 | [23 empty] | 0
|  | TOTAL OVERHEAD | 17118.2215 | 15709.3875 | 32827.609 | [19 empty] | 0
|  | Labor Overhead Rate | 66.7% | 68.8% | [20 empty] | 0
|  | Program Staff Overhead | 15450.7215 | 10698.4 | 26149.1215 | [19 empty] | 0
|  | Marketing Staff Overhead | 1667.5 | 1337.3 | 3004.8 | [19 empty] | 0
[5 empty] | 0 | [19 empty] | 0
|  | Micro Overhead Rate |  | 21% | [20 empty] | 0
|  | Program Staff Overhead |  | 3265.5 | 3265.5 | [19 empty] | 0
Web-Enabled T-stat |  | Marketing Staff Overhead |  | 408.1875 | 408.1875 | [19 empty] | 0
Schedule 214 |  |  |  |  | 0 | [19 empty] | 0
Order Number | [24 empty] | 0
18230023 |  | MARKETING | 41371 | 35272 | 76643 | [19 empty] | 0
Electric |  | Advertising;Claymation,General,Social | 41371 | 17299 | 58670 | [19 empty] | 0
|  | Campaigns; Upgrades & Cross-Sell |  | 17973 | 17973 | [19 empty] | 0
[5 empty] | 0 | [19 empty] | 0
[5 empty] | 0 | [19 empty] | 0
0
|  | EMPLOYEE/OFFICE EXPENSES | 500 | 250 | 750 | [19 empty] | 0
|  |  | 500 | 250 | 750 | [19 empty] | 0
[5 empty] | 0 | [19 empty] | 0
[5 empty] | 0 | [19 empty] | 0
[5 empty] | 0 | [19 empty] | 0
0
|  | OUTSIDE SERVICES | 120000 | 28965 | 148965 | [19 empty] | 0
|  | Field Services | 10000 | 14593 | 24593 | [19 empty] | 0
|  | Incentive Processing | 10000 | 1872 | 11872 | [19 empty] | 0
|  | Manufacturer Parnterhips | 100000 | 12500 | 112500 | [19 empty] | 0
[5 empty] | 0 | [19 empty] | 0
0
|  | MATERIALS | 500 | 250 | 750 | [19 empty] | 0
|  |  | 500 | 250 | 750 | [19 empty] | 0
[5 empty] | 0 | [19 empty] | 0
[5 empty] | 0 | [19 empty] | 0
[5 empty] | 0 | [19 empty] | 0
0
|  | MISCELLANEOUS | 500 | 100 | 600 | [19 empty] | 0
|  |  | 500 | 100 | 600 | [19 empty] | 0
[5 empty] | 0 | [19 empty] | 0
Web-Enabled T-stat |  |  |  |  | 0 | [19 empty] | 0
Schedule 214 |  |  |  |  | 0 | [19 empty] | 0
Order Number
18230023 |  | DIRECT BENEFIT TO CUSTOMER | 150000 | 60000 | 210000
Electric |  | Ratio
|  | REVENUE | 0 | 0 | 0
Rtn to Electric Sector
Go to Gas Detail Page

## Lighting Detail_REM_E214 Elec
|  | Lighting | Schedule 214 | Order Number | 18230440 | Electric | [5 empty] | Lighting | Schedule 214 | Order Number | 18230440 | Electric |  |  |  |  | Lighting | Schedule 214 | Order Number | 18230440 | Electric
[8 empty] | This table summarizes the subtotals in the detail table to the left and is used to populate 2016-2017 Sector views. | [11 empty] | Ratios |  |  | Acquisition Cost
Lighting | [7 empty] | Program Labor | Marketing Labor | Overhead | Marketing | Employee/Office Expense | Outside Services | Materials | Miscellaneous | DBtC | Revenue | Total Budget | Total Savings | DBTC | Marketing | Outside Svcs
Schedule 214 | [6 empty] | 2016 (Reference only) | 217686.3 | 104000 | 214564.7621 | 1847506.07 | 11000 | 1550000 | 8250 | 20000 | 10242000 | 0 | 14215007.1321 | 71294280 | 72.05% | 14.19% | 10.9% | 0.19938
Order Number | [6 empty] | Original 2017 Figures, as noted in 2016-2017 BCP | 223128.4575 | 106600 | 224215.3511 | 1847506.07 | 11000 | 1550000 | 8250 | 20000 | 10428750 | 0 | 14419449.8786 | 70775150 | 72.32% | 14.02% | 10.75% | 0.20374
18230440 | [6 empty] | 2017 (Updated for 2017 ACP) | 171160.55 | 101075 | 244467.5239 | 1847331 | 11000 | 1590926 | 8250 | 5000 | 9853968.75 | 0 | 13833178.8239 | 69473421.12 | 71.23% | 14.55% | 11.5% | 0.19911
Electric
[8 empty] | (2017-Specific Values) | [7 empty] | (2016 for reference only) |  |  | (2016 for reference only) |  |  | (2016 for reference only)
|  | Spending Section |  |  |  |  | Savings Section | [14 empty] | Savings Section |  |  | Savings Section
|  | Overall Total | 14215007.1321 | 13833178.8239 | 28048185.956 |  | Measure Information | [8 empty] | Unit Totals |  |  | Projected Savings |  |  | Incentive Totals |  |  | First-year NEBs per unit
[7 empty] | Measure Name | Savings | UOM | Unit Type | Measure Cost | Incentive | Support % | Measure Life | End Use | 2016 | 2017 | Combined | 2016 | 2017 | Combined | 2016 | 2017 | Combined
|  | Budget Category | 2016 | 2017 | Total |  | i | i |  | i | i | i | i | i | i | i | i | [7 empty] | i
| FTE | PROGRAM LABOR | 217686.3 | 171160.55 | 388846.85 |  | TOTALS g |  |  |  | 49286669.09 | 41.75 |  | 11 |  |  |  |  | 71294280 | 69473421.12 | 140767701.12 | 10242000 | 9853968.75 | 20095968.75 | 0
| 0.6 | Market Manager | 55534.8 | 50537.5 | 106072.3 |  | A-Lamp Induction (removed from 2017 forecast) | 0 | kWh | per unit | 0 | 0 | 0.06008% | 12 | Res Lighting | 8000 | 0 | 8000 | 89680 | 0 | 89680 | 32000 | 0 | 32000
| 1.1 | Program Manager | 101923.8 | 85525 | 187448.8 |  | A-Lamp LED | 11.32 | kWh | per unit | 7.06 | 2 | 34.37% | 13 | Res Lighting | 1000000 | 1921089 | 2921089 | 20450000 | 21746727.48 | 42196727.48 | 3250000 | 3842178 | 7092178
| 0.65 | Program Implementer | 60227.7 | 35098.05 | 95325.75 |  | Candelabra LED | 22.49 | kWh | per unit | 6.54 | 2 | 5.345% | 13 | Res Lighting | 170000 | 224583 | 394583 | 3345600 | 5050871.67 | 8396471.67 | 467500 | 449166 | 916666
[5 empty] | 0 |  | Globe LED | 12.93 | kWh | per unit | 5.1 | 2 | 2.027% | 13 | Res Lighting | 120000 | 58342 | 178342 | 2202000 | 754362.06 | 2956362.06 | 330000 | 116684 | 446684
| 2.35 | [5 empty] | Indoor LED Fixture | 18.23 | kWh | per unit | 5.65 | 8 | 1.57% | 13 | Res Lighting | 65000 | 67362 | 132362 | 1335750 | 1228009.26 | 2563759.26 | 650000 | 538896 | 1188896
| FTE | MARKETING LABOR | 104000 | 101075 | 205075 |  | MR-16 LED | 20.19 | kWh | per unit | 13.58 | 2 | 0.3306% | 13 | Res Lighting | 10000 | 8808 | 18808 | 324600 | 177833.52 | 502433.52 | 50000 | 17616 | 67616
| 0.63295 | Marketing Manager | 52000 | 50537.5 | 102537.5 |  | Outdoor LED Fixture | 5.91 | kWh | per unit | 6.22 | 9 | 2.125% | 13 | Res Lighting | 35000 | 30480 | 65480 | 1992550 | 180136.8 | 2172686.8 | 385000 | 274320 | 659320
| 0.63295 | Marketing Labor | 52000 | 50537.5 | 102537.5 |  | Reflector LED | 28.05 | kWh | per unit | 8.05 | 3.25 | 31.31% | 13 | Res Lighting | 650000 | 986505 | 1636505 | 21216000 | 27671465.25 | 48887465.25 | 3250000 | 3206141.25 | 6456141.25
[5 empty] | 0 |  | Retrofit Kit LED | 25.61 | kWh | per unit | 2.13 | 4.5 | 5.095% | 13 | Res Lighting | 110000 | 213756 | 323756 | 2797300 | 5474291.16 | 8271591.16 | 715000 | 961902 | 1676902
[5 empty] | 0 |  | Specialty CFL (no incentive effective 1/1/17) | 12.75 | kWh | per unit | 4.75 | 0.5 | 4.63% | 7 | Res Lighting | 400000 | 11264 | 411264 | 6768000 | 143616 | 6911616 | 200000 | 5632 | 205632
| 1.2659 | [5 empty] | Standard CFL (no incentive effective 1/1/17) | 9.42 | kWh | per unit | 2.48 | 0.5 | 7.383% | 6 | Res Lighting | 1000000 | 143382 | 1143382 | 9670000 | 1350658.44 | 11020658.44 | 500000 | 71691 | 571691
|  | TOTAL OVERHEAD | 214564.7621 | 244467.5239 | 459032.286 |  | T8 Retrofit LED | 7.98 | kWh | per unit | 21.8 | 2.5 | 0.2485% | 13 | Res Lighting | 15000 | 20088 | 35088 | 220500 | 160302.24 | 380802.24 | 82500 | 50220 | 132720
|  | Labor Overhead Rate | 66.7% | 68.8% |  |  | T8 Fixture LED | 28.63 | kWh | per unit | 25 | 5 | 0.7927% | 13 | Res Lighting | 30000 | 20088 | 50088 | 882300 | 575119.44 | 1457419.44 | 330000 | 100440 | 430440
|  | Program Staff Overhead | 145196.7621 | 117758.4584 | 262955.2205 |  | Value A-Lamp LED | 11.32 |  | per unit | 7.06 | 0.5 | 4.714% | 10 | Res Lighting | 0 | 438165 | 438165 | 0 | 4960027.8 | 4960027.8 | 0 | 219082.5 | 219082.5
|  | Marketing Staff Overhead | 69368 | 69539.6 | 138907.6
0
|  | Micro Overhead Rate |  | 21%
|  | Program Staff Overhead |  | 35943.7155 | 35943.7155
Lighting |  | Marketing Staff Overhead |  | 21225.75 | 21225.75
Schedule 214 |  |  |  |  | 0
Order Number
18230440 |  | MARKETING | 1847506.07 | 1847331 | 3694837.07
Electric |  | Advertising;Claymation,General,Social | 400000 | 924701 | 1324701
|  | Campaigns; Upgrades & Cross-Sell | 1197506.07 | 802630 | 2000136.07
|  | Sports Sponsorships | 250000 | 120000 | 370000
0
|  | EMPLOYEE/OFFICE EXPENSES | 11000 | 11000 | 22000
|  |  | 11000 | 11000 | 22000
0
0
0
|  | OUTSIDE SERVICES | 1550000 | 1590926 | 3140926
|  | Incentive Processing | 400000 | 391939 | 791939
|  | Field Services | 1000000 | 1021487 | 2021487
|  | Pop-Up Retail Management | 100000 | 97500
|  | ShopPSE Maintenance | 50000 | 45000 | 95000
|  | Market Research |  | 35000 | 35000
|  | MATERIALS | 8250 | 8250 | 16500
|  |  | 8250 | 8250 | 16500
0
0
0
|  | MISCELLANEOUS | 20000 | 5000 | 25000
|  |  | 20000 | 5000 | 25000
0
Lighting |  |  |  |  | 0
Schedule 214 |  |  |  |  | 0
Order Number
18230440 |  | DIRECT BENEFIT TO CUSTOMER | 10242000 | 9853968.75 | 20095968.75
Electric |  | Ratio | 72.05% | 71.23%
|  | REVENUE | 0 | 0 | 0
Return to Electric Sector View

## MHDS Detail_REM_E214 Elec.
|  | SF Existing - Mobile Home Duct Sealing | Schedule 214 | Order Number | 18230634 | Electric | [5 empty] | SF Existing - Mobile Home Duct Sealing | Schedule 214 | Order Number | 18230634 | Electric |  |  |  |  | SF Existing - Mobile Home Duct Sealing | Schedule 214 | Order Number | 18230634 | Electric
[8 empty] | This table summarizes the subtotals in the detail table to the left and is used to populate 2016-2017 Sector views. | [11 empty] | Ratios |  |  | Acquisition Cost
SF Existing - Mobile Home Duct Sealing | [7 empty] | Program Labor | Marketing Labor | Overhead | Marketing | Employee/Office Expense | Outside Services | Materials | Miscellaneous | DBtC | Revenue | Total Budget | Total Savings | DBTC | Marketing | Outside Svcs
Schedule 214 | [6 empty] | 2016 (Reference only) | 38972.19 | 1600.8 | 27062.1843 | 25000 | 402 | 125000 | 525 | 600 | 1236875 | 0 | 1456037.1743 | 2971700 | #DIV/0! | #DIV/0! | #DIV/0! | #DIV/0!
Order Number | [6 empty] | Original 2017 Figures, as noted in 2016-2017 BCP | 39946.57 | 1640.82 | 28279.4252 | 25000 | 402 | 125000 | 525 | 600 | 1170500 | 0 | 1391893.8152 | 2865825 | 38.64% | 5.073% | 38.05% | #DIV/0!
18230634 | [6 empty] | 2017 (Updated for 2017 ACP) | 0 | 0 | 0 | 0 | 0 | 0 | 0 | 0 | 0 | 0 | 0 | 0 | 56.43% | 1.801% | 35.58% | 0.42222
Electric
[8 empty] | (2017-Specific Values) | [7 empty] | (2016 for reference only) |  |  | (2016 for reference only) |  |  | (2016 for reference only)
|  | Spending Section |  |  |  |  | Savings Section | [14 empty] | Savings Section |  |  | Savings Section
|  | Overall Total | 1456037.1743 | 0 | 1456037.1743 |  | Measure Information | [8 empty] | Unit Totals |  |  | Projected Savings |  |  | Incentive Totals |  |  | 1st Year
[7 empty] | Measure Name | Savings | UOM | Unit Type | Measure Cost | Incentive | Support % | Measure Life | End Use | 2016 | 2017 | Combined | 2016 | 2017 | Combined | 2016 | 2017 | Combined | NEBs per Unit
|  | Budget Category | 2016 | 2017 | Total |  | i | i |  | i | i | i | i | i | i | i | i | [7 empty] | i
| FTE | PROGRAM LABOR | 38972.19 | 0 | 38972.19 |  | TOTALS g |  |  |  | 611865 | 2051.8 | 100% | 18 |  |  |  |  | 2971700 | 0 | 2971700 | 1236875 | 0 | 1236875 | 0
| 0.1 | Market Manager | 9063.3 |  | 9063.3 |  | DIM | 0 | kWh | per unit | 80 | 80 | 0% | 1 | SF Space Heat | 1000 |  | 1000 | 0 | 0 | 0 | 80000 | 0 | 80000 | 0
| 0.19 | Program Manager | 17220.27 |  | 17220.27 |  | Elec - MHDS Direct Install LED A-Lamp | 17 | kWh | per unit | 7.398 | 7.4 | 2.912% | 12 | Res Lighting | 5000 |  | 5000 | 85000 | 0 | 85000 | 37000 | 0 | 37000 | 0
| 0.14 | Program Implementer | 12688.62 |  | 12688.62 |  | Elec - MHDS Direct Install LED Globe | 16 | kWh | per unit | 7.4 | 7.4 | 1.645% | 12 | Res Lighting | 3000 |  | 3000 | 48000 | 0 | 48000 | 22200 | 0 | 22200 | 0
[5 empty] | 0 |  | Elec - MHDS Showerhead - Direct Install #1 | 307 | kWh | per unit | 15 | 15 | 8.94% | 10 | Res Water Heat | 850 |  | 850 | 260950 | 0 | 260950 | 12750 | 0 | 12750 | 20.53
| 0.43 | [5 empty] | Elec - Manufactured Home Duct Sealing- Level 1 (In Park) | 173 | kWh | per unit | 390 | 390 | 0.5186% | 20 | SF Space Heat | 100 |  | 100 | 17300 | 0 | 17300 | 39000 | 0 | 39000 | 0
| FTE | MARKETING LABOR | 1600.8 | 0 | 1600.8 |  | Elec - Manufactured Home Duct Sealing- Level 1 (Out of Park) | 900 | kWh | per unit | 475 | 475 | 7.323% | 20 | SF Space Heat | 275 |  | 275 | 247500 | 0 | 247500 | 130625 | 0 | 130625 | 0
| 0.0098815 | Marketing | 1600.8 |  | 1600.8 |  | Elec - Manufactured Home Duct Sealing- Level 3 (In Park) | 670 | kWh | per unit | 475 | 475 | 3.042% | 20 | SF Space Heat | 140 |  | 140 | 93800 | 0 | 93800 | 66500 | 0 | 66500 | 0
| 0 | Marketing Support |  |  | 0 |  | Elec - Manufactured Home Duct Sealing- Level 3 (Out of Park) | 960 | kWh | per unit | 555 | 555 | 12.75% | 20 | SF Space Heat | 400 |  | 400 | 384000 | 0 | 384000 | 222000 | 0 | 222000 | 0
[5 empty] | 0 |  | Residentail Aerators 1 GPM | 53 | kWh | per unit | 2 | 2 | 0.9079% | 10 | Res Water Heat | 500 |  | 500 | 26500 | 0 | 26500 | 1000 | 0 | 1000 | 2.36
[5 empty] | 0 |  | Residentail Aerators 1.5 GPM | 31 | kWh | per unit | 2 | 2 | 0.4248% | 10 | Res Water Heat | 400 |  | 400 | 12400 | 0 | 12400 | 800 | 0 | 800 | 2.36
| 0.0098815 | [5 empty] | Mobile Home Floor Insulation R-0 to R-22 | 1.13 | kWh | square foot | 1 | 1 |  | 30 | SF Space Heat |  |  | 0 | 0 | 0 | 0 | 0 | 0 | 0 | 0
|  | TOTAL OVERHEAD | 27062.1843 | 0 | 27062.1843 |  | APS - Advanced Power Strip | 260 | kWh | per unit | 42 | 42 |  | 5 | Res Plug Load |  |  | 0 | 0 | 0 | 0 | 0 | 0 | 0 | 0
|  | Labor Overhead Rate | 66.7% | 68.8% |  |  | MH Air Source Heat Pump | 7185 | kWh | per unit | 4958 | 2500 | 61.54% | 15 | SF Heat Pump | 250 |  | 250 | 1796250 | 0 | 1796250 | 625000 | 0 | 625000 | 0
|  | Program Staff Overhead | 25994.4507 | 0 | 25994.4507
|  | Marketing Staff Overhead | 1067.7336 | 0 | 1067.7336
0
|  | Micro Overhead Rate |  | 21%
|  | Program Staff Overhead |  | 0 | 0
SF Existing - |  | Marketing Staff Overhead |  | 0 | 0
Mobile Home |  |  |  |  | 0
Duct Sealing
Schedule 214 |  | MARKETING | 25000 | 0 | 25000
Order Number |  | Bill Inserts, Collateral, Media | 25000 |  | 25000
18230634 |  |  |  |  | 0
Electric |  |  |  |  | 0
0
|  | EMPLOYEE/OFFICE EXPENSES | 402 | 0 | 402
|  | Travel, tolls, meals, lodging, phone expense | 402 |  | 402
|  | Phone, office supplies, equipment |  |  | 0
0
0
|  | OUTSIDE SERVICES | 125000 | 0 | 125000
|  | Program Implementation | 125000 |  | 125000
0
0
0
|  | MATERIALS | 525 | 0 | 525
|  |  | 525 |  | 525
0
0
0
|  | MISCELLANEOUS | 600 | 0 | 600
|  |  | 600 |  | 600
0
SF Existing - |  |  |  |  | 0
Mobile Home |  |  |  |  | 0
Duct Sealing
Schedule 214 |  | DIRECT BENEFIT TO CUSTOMER | 1236875 | 0 | 1236875
Order Number |  | Ratio | 84.95% | #DIV/0!
18230634
Electric |  | REVENUE | 0 | 0 | 0
Rtn to Electric Sector
Go to Gas Detail Page

## ARRAWx Detail_REM_E214 Elec
|  | SF Existing ARRA Wx | Schedule 214 | Order Number | 18230501 | Electric | [5 empty] | SF Existing ARRA Wx | Schedule 214 | Order Number | 18230501 | Electric |  |  |  |  | SF Existing ARRA Wx | Schedule 214 | Order Number | 18230501 | Electric
[19 empty] | Ratios |  |  | Acquisition Cost
SF Existing ARRA Wx | [7 empty] | Program Labor | Marketing Labor | Overhead | Marketing | Employee/Office Expense | Outside Services | Materials | Miscellaneous | DBtC | Revenue | Total Budget | Total Savings | DBTC | Marketing | Outside Svcs
Schedule 214 | [7 empty] | 0 | 0 | 27 | 0 | 0 | 0 | 0 | 0 | 741140.278 | 0 | 741167.278 | 2845321.04 | #DIV/0! | #DIV/0! | #DIV/0! | #DIV/0!
Order Number | [7 empty] | 0 | 0 | 0 | 0 | 0 | 0 | 0 | 0 | 0 | 0 | 0 | 0 | #DIV/0! | #DIV/0! | #DIV/0! | #DIV/0!
18230501 | [18 empty] | 0
Electric | [6 empty] | Total | 0 | 0 | 0 | 0 | 0 | 0 | 0 | 0 | 741140.278 | 0 | 741167.278 | 2845321.04 | 100% | 0% | 0% | 0.26049
[8 empty] | (2017-Specific Values) | [7 empty] | (2016 for reference only) |  |  | (2016 for reference only) |  |  | (2016 for reference only)
|  | Spending Section |  |  |  |  | Savings Section | [14 empty] | Savings Section |  |  | Savings Section
|  | Overall Total | 0 | 0 | 0 |  | Measure Information | [8 empty] | Unit Totals |  |  | Projected Savings |  |  | Incentive Totals |  |  | First-year NEBs per unit
[7 empty] | Measure Name | Savings | UOM | Unit Type | Measure Cost | Incentive | Support % | Measure Life | End Use | 2016 | 2017 | Combined | 2016 | 2017 | Combined | 2016 | 2017 | Combined
|  | Budget Category |  |  | Total |  | i | i |  | i | i | i | i | i | i | i | i | [7 empty] | i
| FTE | PROGRAM LABOR | 0 | 0 | 0 |  | TOTALS g |  |  |  | 0 | 0 |  | N/A |  |  |  |  | 0 | 0 | 0 | 0 | 0 | 0 | 0
0
0
0
0
|  | MARKETING LABOR | 0 | 0 | 0
0
0
0
0
|  | TOTAL OVERHEAD | 0 | 0 | 0
|  | Labor Overhead Rate |  | 68.8%
|  | Program Staff Overhead | 0 | 0 | 0
|  | Marketing Staff Overhead | 0 | 0 | 0
0
|  | Micro Overhead Rate |  | 21%
|  | Program Staff Overhead |  | 0 | 0
SF Existing ARRA Wx |  | Marketing Staff Overhead |  | 0 | 0
Schedule 214 |  |  |  |  | 0
Order Number
18230501 |  | MARKETING | 0 | 0 | 0
Electric |  |  |  |  | 0
0
0
0
|  | EMPLOYEE/OFFICE EXPENSES | 0 | 0 | 0
0
0
0
0
|  | OUTSIDE SERVICES | 0 | 0 | 0
0
0
0
0
|  | MATERIALS | 0 | 0 | 0
0
0
0
0
|  | MISCELLANEOUS | 0 | 0 | 0
0
0
SF Existing ARRA Wx |  |  |  |  | 0
Schedule 214 |  |  |  |  | 0
Order Number
18230501 |  | DIRECT BENEFIT TO CUSTOMER | 0 | 0 | 0
Electric |  | Ratio
|  | REVENUE | 0 | 0 | 0
Return to Electric Sector View

## HER Detail_REM_E214 elec.
|  | Home Energy Reports | Schedule 214 | Order Number | 18230461 | Electric | [5 empty] | Home Energy Reports | Schedule 214 | Order Number | 18230461 | Electric |  |  |  |  | Home Energy Reports | Schedule 214 | Order Number | 18230461 | Electric
[8 empty] | This table summarizes the subtotals in the detail table to the left and is used to populate 2016-2017 Sector views. | [11 empty] | Ratios |  |  | Acquisition Cost
Home Energy Reports | [7 empty] | Program Labor | Marketing Labor | Overhead | Marketing | Employee/Office Expense | Outside Services | Materials | Miscellaneous | DBtC | Revenue | Total Budget | Total Savings | DBTC | Marketing | Outside Svcs
Schedule 214 | [6 empty] | 2016 (Reference only) | 7412.75 | 0 | 4944.3043 | 15381.33 | 500 | 100250 | 250 | 250 | 100232.37 | 0 | 229220.7542 | 5722290 | 40.34% | 4.552% | 40.34% | 0.039078
Order Number | [6 empty] | Original 2017 Figures, as noted in 2016-2017 BCP | 0 | 0 | 0 | 0 | 0 | 0 | 0 | 0 | 0 | 0 | 0 | 0 | 42.68% | 1.292% | 52.21% | #DIV/0!
18230461 | [6 empty] | 2017 (Updated for 2017 ACP) | 6220 | 0 | 5585.56 | 14040 | 500 | 49769 | 250 | 250 | 49760 | 0 | 126374.56 | 0 | 0% | 4.64% | 80.24% | 0.039295
Electric
[8 empty] | (2017-Specific Values) | [7 empty] | (2016 for reference only) |  |  | (2016 for reference only) |  |  | (2016 for reference only)
|  | Spending Section |  |  |  |  | Savings Section | [14 empty] | Savings Section |  |  | Savings Section
|  | Overall Total | 229220.7542 | 126374.56 | 355595.3142 |  | Measure Information | [8 empty] | Unit Totals |  |  | Projected Savings |  |  | Incentive Totals |  |  | First-year NEBs per unit
[7 empty] | Measure Name | Savings | UOM | Unit Type | Measure Cost | Incentive | Support % | Measure Life | End Use | 2016 | 2017 | Combined | 2016 | 2017 | Combined | 2016 | 2017 | Combined
|  | Budget Category | 2016 | 2017 | Total |  | i | i |  | i | i | i | i | i | i | i | i | [7 empty] | i
| FTE | PROGRAM LABOR | 7412.75 | 6220 | 13632.75 |  | TOTALS g |  |  |  | 149992.37 | 8.54 |  | 2 |  |  |  |  | 5722290 | 0 | 5722290 | 100232.37 | 49760 | 149992.37 | 0
| 0.08 | Program Manager | 7412.75 | 6220 | 13632.75 |  | Home Energy Reports (Original) Electric | 310 | kWh | per home | 5.43 | 5.43 | 100% | 2 | Res Lighting | 18459 | 0 | 18459 | 5722290 | 0 | 5722290 | 100232.37 | 0 | 100232.37
[5 empty] | 0 |  | Home Energy Reports (Original) Electric | 0 | kWh | per home | 3.11 | 3.11 | 0% | 2 | Res Lighting | 0 | 16000 | 16000 | 0 | 0 | 0 | 0 | 49760 | 49760
0
0
0.08
| FTE | MARKETING LABOR | 0 | 0 | 0
| 0 |  |  |  | 0
0
0
0
0
|  | TOTAL OVERHEAD | 4944.3043 | 5585.56 | 10529.8642
|  | Labor Overhead Rate | 66.7% | 68.8%
|  | Program Staff Overhead | 4944.3043 | 4279.36 | 9223.6642
|  | Marketing Staff Overhead | 0 | 0 | 0
0
|  | Micro Overhead Rate |  | 21%
|  | Program Staff Overhead |  | 1306.2 | 1306.2
Home Energy Reports |  | Marketing Staff Overhead |  | 0 | 0
Schedule 214 |  |  |  |  | 0
Order Number
18230461 |  | MARKETING | 15381.33 | 14040 | 29421.33
Electric |  | Marketing Modules | 15381.33 | 14040 | 29421.33
0
0
0
|  | EMPLOYEE/OFFICE EXPENSES | 500 | 500 | 1000
|  |  | 500 | 500 | 1000
0
0
0
|  | OUTSIDE SERVICES | 100250 | 49769 | 150019
|  | OPower | 100250 | 49769 | 150019
0
0
0
|  | MATERIALS | 250 | 250 | 500
|  |  | 250 | 250 | 500
0
0
0
|  | MISCELLANEOUS | 250 | 250 | 500
|  |  | 250 | 250 | 500
0
Home Energy Reports |  |  |  |  | 0
Schedule 214 |  |  |  |  | 0
Order Number
18230461 |  | DIRECT BENEFIT TO CUSTOMER | 100232.37 | 49760 | 149992.37
Electric |  | Ratio | 43.73% | 39.38%
|  | REVENUE | 0 | 0 | 0
Rtn to Electric Sector
Go to Gas Detail Page

## SFNC Detail_REM E215 Elec
|  | Single Family New Construction | Schedule 215 | Order Number | 18230405 | Electric | [5 empty] | Single Family New Construction | Schedule 215 | Order Number | 18230405 | Electric |  |  |  |  | Single Family New Construction | Schedule 215 | Order Number | 18230405
[8 empty] | This table summarizes the subtotals in the detail table to the left and is used to populate 2016-2017 Sector views. | [11 empty] | Ratios |  |  | Acquisition Cost
Single Family New Construction | [7 empty] | Program Labor | Marketing Labor | Overhead | Marketing | Employee/Office Expense | Outside Services | Materials | Miscellaneous | DBtC | Revenue | Total Budget | Total Savings | DBTC | Marketing | Outside Svcs
Schedule 215 | [6 empty] | 2016 (Reference only) | 13500 | 10984.2 | 16330.9614 | 26000 | 1000 | 2500 | 2000 | 0 | 0 | 0 | 72315.1614 | 0 | 0% | 60.71% | 3.457% | #DIV/0!
Order Number | [6 empty] | Original 2017 Figures, as noted in 2016-2017 BCP | 13500 | 10984.2 | 16649.256 | 26000 | 1000 | 2500 | 2000 | 0 | 0 | 0 | 72633.456 | 0 | 0% | 60.45% | 3.442% | #DIV/0!
18230405 | [6 empty] | 2017 (Updated for 2017 ACP) | 11662.5 | 777.5 | 11171.12 | 26000 | 1000 | 2500 | 2000 | 0 | 0 | 0 | 55111.12 | 0 | 0% | 49.48% | 4.536% | #DIV/0!
Electric
[8 empty] | (2017-Specific Values) | [7 empty] | (2016 for reference only) |  |  | (2016 for reference only) |  |  | (2016 for reference only)
|  | Spending Section |  |  |  |  | Savings Section | [14 empty] | Savings Section
|  | Overall Total | 72315.1614 | 55111.12 | 127426.2814 |  | Measure Information | [8 empty] | Unit Totals |  |  | Projected Savings |  |  | Incentive Totals
[7 empty] | Measure Name | Savings | UOM | Unit Type | Measure Cost | Incentive | Support % | Measure Life | End Use | 2016 | 2017 | Combined | 2016 | 2017 | Combined | 2016 | 2017 | Combined
|  | Budget Category | 2016 | 2017 | Total |  | i | i |  | i | i | i | i | i | i | i | i
| FTE | PROGRAM LABOR | 13500 | 11662.5 | 25162.5 |  | TOTALS g |  |  |  | 0 | 0 |  | N/A |  |  |  |  | 0 | 0 | 0 | 0 | 0 | 0
| 0.05 | Market Manager | 4500 | 3887.5 | 8387.5
| 0.1 | Program Manager | 9000 | 7775 | 16775
0
0
0.15
| FTE | MARKETING LABOR | 10984.2 | 777.5 | 11761.7
| 0.072603 | Marketing Manager/Coordinator | 10984.2 | 777.5 | 11761.7
0
0
0
0.072603
|  | TOTAL OVERHEAD | 16330.9614 | 11171.12 | 27502.0814
|  | Labor Overhead Rate | 66.7% | 68.8%
|  | Program Staff Overhead | 9004.5 | 8023.8 | 17028.3
|  | Marketing Staff Overhead | 7326.4614 | 534.92 | 7861.3814
0
|  | Micro Overhead Rate |  | 21%
|  | Program Staff Overhead |  | 2449.125 | 2449.125
Single Family New Construction |  | Marketing Staff Overhead |  | 163.275 | 163.275
Schedule 215 |  |  |  |  | 0
Order Number
18230405 |  | MARKETING | 26000 | 26000 | 52000
Electric |  | Marketing Communications | 26000 | 26000 | 52000
0
0
0
|  | EMPLOYEE/OFFICE EXPENSES | 1000 | 1000 | 2000
|  | Trainings, Bus Passes, Travel, Fleet | 1000 | 1000 | 2000
0
0
0
|  | OUTSIDE SERVICES | 2500 | 2500 | 5000
|  | New Home Trends Database | 2500 | 2500 | 5000
0
0
0
|  | MATERIALS | 2000 | 2000 | 4000
|  | Office Supplies, Printing, Phones, etc. | 2000 | 2000 | 4000
0
0
0
|  | MISCELLANEOUS | 0 | 0 | 0
0
0
Single Family New Construction |  |  |  |  | 0
Schedule 215 |  |  |  |  | 0
Order Number
18230405 |  | DIRECT BENEFIT TO CUSTOMER | 0 | 0 | 0
Electric |  | Ratio
|  | REVENUE | 0 | 0 | 0
Rtn to Electric Sector
Go to Gas Detail Page

## NCMfgHome Detail_REM E215 Elec
|  | Energy Star Manufactured Home | Schedule 215 | Order Number | 18230433 | Electric | [5 empty] | Energy Star Manufactured Home | Schedule 215 | Order Number | 18230433 | Electric |  |  |  |  | Energy Star Manufactured Home | Schedule 215 | Order Number | 18230433 | Electric
[8 empty] | This table summarizes the subtotals in the detail table to the left and is used to populate 2016-2017 Sector views. | [11 empty] | Ratios |  |  | Acquisition Cost
Energy Star Manufactured Home | [7 empty] | Program Labor | Marketing Labor | Overhead | Marketing | Employee/Office Expense | Outside Services | Materials | Miscellaneous | DBtC | Revenue | Total Budget | Total Savings | DBTC | Marketing | Outside Svcs
Schedule 215 | [6 empty] | 2016-2017 BCP: Original 2017 budget | 0 | 0 | 0 | 5000 | 0 | 0 | 0 | 0 | 0 | 0 | 5000 | kwh | 0% | 100% | 0% | #VALUE!
Order Number | [6 empty] | 2016 (Reference only) | 0 | 0 | 0 | 0 | 0 | 0 | 0 | 0 | 0 | 0 | 0 | 0 | #DIV/0! | #DIV/0! | #DIV/0! | #DIV/0!
18230433 | [6 empty] | 2017 (Updated for 2017 ACP) | 0 | 0 | 0 | 0 | 0 | 0 | 0 | 0 | 0 | 0 | 0 | 0 | #DIV/0! | #DIV/0! | #DIV/0! | #DIV/0!
Electric
[8 empty] | (2017-Specific Values) | [7 empty] | (2016 for reference only) |  |  | (2016 for reference only) |  |  | (2016 for reference only)
|  | Spending Section |  |  |  |  | Savings Section | [14 empty] | Savings Section |  |  | Savings Section
|  | Overall Total | 0 | 0 | 0 |  | Measure Information | [8 empty] | Unit Totals |  |  | Projected Savings |  |  | Incentive Totals |  |  | First-year NEBs per unit
[7 empty] | Measure Name | Savings | UOM | Unit Type | Measure Cost | Incentive | Support % | Measure Life | End Use | 2016 | 2017 | Combined | 2016 | 2017 | Combined | 2016 | 2017 | Combined
|  | Budget Category | 2016 | 2017 | Total |  | i | i |  | i | i | i | i | i | i | i | i | [7 empty] | i
| FTE | PROGRAM LABOR | 0 | 0 | 0 |  | TOTALS g |  |  |  | 0 | 0 |  | N/A |  |  |  |  | 0 | 0 | 0 | 0 | 0 | 0 | 0
0
0
0
0
| FTE | MARKETING LABOR | 0 | 0 | 0
0
0
0
0
|  | TOTAL OVERHEAD | 0 | 0 | 0
|  | Labor Overhead Rate | 66.7% | 68.8%
|  | Program Staff Overhead | 0 | 0 | 0
|  | Marketing Staff Overhead | 0 | 0 | 0
0
|  | Micro Overhead Rate |  | 21%
|  | Program Staff Overhead |  | 0 | 0
Energy Star Manufactured Home |  | Marketing Staff Overhead |  | 0 | 0
Schedule 215 |  |  |  |  | 0
Order Number
18230433 |  | MARKETING | 0 | 0 | 0
Electric |  |  |  |  | 0
0
0
0
|  | EMPLOYEE/OFFICE EXPENSES | 0 | 0 | 0
0
0
0
0
|  | OUTSIDE SERVICES | 0 | 0 | 0
0
0
0
0
|  | MATERIALS | 0 | 0 | 0
0
0
0
0
|  | MISCELLANEOUS | 0 | 0 | 0
0
0
Energy Star Manufactured Home |  |  |  |  | 0
Schedule 215 |  |  |  |  | 0
Order Number
18230433 |  | DIRECT BENEFIT TO CUSTOMER | 0 | 0 | 0
Electric |  | Ratio
|  | REVENUE | 0 | 0 | 0
Rtn to Electric Sector
Go to Gas Detail Page

## FuelConv Detail_REM E216 Elec
|  | Fuel Conversion Rebate | Schedule 216 | Order Number | 18230612 | Electric | [5 empty] | Fuel Conversion Rebate | Schedule 216 | Order Number | 18230612 | Electric |  |  |  |  | Fuel Conversion Rebate | Schedule 216 | Order Number | 18230612 | Electric
[8 empty] | This table summarizes the subtotals in the detail table to the left and is used to populate 2016-2017 Sector views. | [11 empty] | Ratios |  |  | Acquisition Cost
Fuel Conversion Rebate | [7 empty] | Program Labor | Marketing Labor | Overhead | Marketing | Employee/Office Expense | Outside Services | Materials | Miscellaneous | DBtC | Revenue | Total Budget | Total Savings | DBTC | Marketing | Outside Svcs
Schedule 216 | [6 empty] | 2016 (Reference only) | 49848.15 | 16008 | 43926.0521 | 85000 | 2000 | 2000 | 1000 | 3000 | 630500 | 0 | 833282.202 | 1896700 | 75.66% | 13.33% | 0.24% | 0.43933
Order Number | [6 empty] | Original 2017 Figures, as noted in 2016-2017 BCP | 51094.45 | 16408.2 | 45901.802 | 85000 | 2000 | 2000 | 1000 | 3000 | 630500 | 0 | 836904.452 | 1896700 | 75.34% | 13.35% | 0.239% | 0.44124
18230612 | [6 empty] | 2017 (Updated for 2017 ACP) | 44277.4 | 16408.2 | 54495.6688 | 85000 | 2000 | 2000 | 1000 | 3000 | 628850 | 0 | 837031.2688 | 1949857 | 75.13% | 13.35% | 0.2389% | 0.42928
Electric
[8 empty] | (2017-Specific Values) | [7 empty] | (2016 for reference only) |  |  | (2016 for reference only) |  |  | (2016 for reference only)
|  | Spending Section |  |  |  |  | Savings Section | [14 empty] | Savings Section |  |  | Savings Section
|  | Overall Total | 833282.202 | 837031.2688 | 1670313.4708 |  | Measure Information | [8 empty] | Unit Totals |  |  | Projected Savings |  |  | Incentive Totals |  |  | 1st Year
[7 empty] | Measure Name | Savings | UOM | Unit Type | Measure Cost | Incentive | Support % | Measure Life | End Use | 2016 | 2017 | Combined | 2016 | 2017 | Combined | 2016 | 2017 | Combined | NEBs per Unit
|  | Budget Category | 2016 | 2017 | Total |  | i | i |  | i | i | i | i | i | i | i | i | [7 empty] | i
| FTE | PROGRAM LABOR | 49848.15 | 44277.4 | 94125.55 |  | TOTALS g |  |  |  | 3279850 | 13700 |  | 30 |  |  |  |  | 1896700 | 1949857 | 3846557 | 630500 | 628850 | 1259350 | 0
| 0.1 | Market Manager | 9063.3 | 9289.9 | 18353.2 |  | E2G Fuel Conv - Space & WH - BB | 12000 | kWh | per unit | 10800 | 3550 | 9.359% | 30 | SF Space Heat | 20 | 10 | 30 | 240000 | 120000 | 360000 | 71000 | 35500 | 106500
| 0.35 | Program Manager | 31721.55 | 27212.5 | 58934.05 |  | E2G Fuel Conv - Space & WH - FA | 12000 | kWh | per unit | 8300 | 2950 | 21.84% | 30 | SF Space Heat | 30 | 40 | 70 | 360000 | 480000 | 840000 | 88500 | 118000 | 206500
| 0.1 | Program Implementer | 9063.3 | 7775 | 16838.3 |  | E2G Fuel Conv - Space Heat Only - BB | 8500 | kWh | per unit | 8700 | 2600 | 4.42% | 30 | SF Space Heat | 15 | 5 | 20 | 127500 | 42500 | 170000 | 39000 | 13000 | 52000
[5 empty] | 0 |  | E2G Fuel Conv - Space Heat Only - FA | 8500 | kWh | per unit | 6700 | 2000 | 17.68% | 30 | SF Space Heat | 35 | 45 | 80 | 297500 | 382500 | 680000 | 70000 | 90000 | 160000
| 0.55 | [5 empty] | E2G Fuel Conv - WH Only - Storage | 3500 | kWh | per home | 2600 | 950 | 14.1% | 30 | Res Water Heat | 80 | 75 | 155 | 280000 | 262500 | 542500 | 76000 | 71250 | 147250
| FTE | MARKETING LABOR | 16008 | 16408.2 | 32416.2 |  | E2G Fuel Conv - WH Only - Tankless | 3500 | kWh | per home | 3500 | 950 | 16.38% | 30 | Res Water Heat | 80 | 100 | 180 | 280000 | 350000 | 630000 | 76000 | 95000 | 171000
| 0.2001 | Marketing Labor | 16008 | 16408.2 | 32416.2 |  | E2G Fuel Conv- Natural Gas Dryer | 725 | kWh | per unit | 500 | 500 | 9.179% | 30 | Res Plug Load | 300 | 187 | 487 | 217500 | 135575 | 353075 | 150000 | 93500 | 243500
[5 empty] | 0 |  | E2G Fuel Conv- Natural Gas Range | 314 | kWh | per unit | 450 | 200 | 7.045% | 30 | Res Plug Load | 300 | 563 | 863 | 94200 | 176782 | 270982 | 60000 | 112600 | 172600
0
0
0.2001
|  | TOTAL OVERHEAD | 43926.0521 | 54495.6688 | 98421.7209
|  | Labor Overhead Rate | 66.7% | 68.8%
|  | Program Staff Overhead | 33248.7161 | 30462.8512 | 63711.5673
|  | Marketing Staff Overhead | 10677.336 | 11288.8416 | 21966.1776
0
|  | Micro Overhead Rate |  | 21%
|  | Program Staff Overhead |  | 9298.254 | 9298.254
Fuel Conversion Rebate |  | Marketing Staff Overhead |  | 3445.722 | 3445.722
Schedule 216 |  |  |  |  | 0
Order Number
18230612 |  | MARKETING | 85000 | 85000 | 170000
Electric |  | Bill inserts, collateral, media | 85000 | 85000 | 170000
0
0
0
|  | EMPLOYEE/OFFICE EXPENSES | 2000 | 2000 | 4000
|  | Travel, meals, lodging, phone | 2000 | 2000 | 4000
0
0
0
|  | OUTSIDE SERVICES | 2000 | 2000 | 4000
|  | Program Implementation | 2000 | 2000 | 4000
0
0
0
|  | MATERIALS | 1000 | 1000 | 2000
|  |  | 1000 | 1000 | 2000
0
0
0
|  | MISCELLANEOUS | 3000 | 3000 | 6000
|  |  | 3000 | 3000 | 6000
0
Fuel Conversion Rebate |  |  |  |  | 0
Schedule 216 |  |  |  |  | 0
Order Number
18230612 |  | DIRECT BENEFIT TO CUSTOMER | 630500 | 628850 | 1259350
Electric |  | Ratio | 75.66% | 75.13%
|  | REVENUE | 0 | 0 | 0
Return to Electric Sector View

## MF Retr Detail_REM E217 Elec
|  | Multi-Family Retrofit | Schedule 217 | Order Number | 18230407 | Electric | [5 empty] | Multi-Family Retrofit | Schedule 217 | Order Number | 18230407 | Electric |  |  |  |  | Multi-Family Retrofit | Schedule 217 | Order Number | 18230407 | Electric
[8 empty] | This table summarizes the subtotals in the detail table to the left and is used to populate 2016-2017 Sector views. | [11 empty] | Ratios |  |  | Acquisition Cost
Multi-Family Retrofit | [7 empty] | Program Labor | Marketing Labor | Overhead | Marketing | Employee/Office Expense | Outside Services | Materials | Miscellaneous | DBtC | Revenue | Total Budget | Total Savings | DBTC | Marketing | Outside Svcs
Schedule 217 | [6 empty] | 2016 (Reference only) | 192344.1 | 40000 | 154973.5147 | 75000 | 4000 | 1150000 | 1000 | 1000 | 8157682 | 0 | 9775999.6147 | 17190284 | 83.45% | 1.434% | 11.76% | 0.56869
Order Number | [6 empty] | Original 2017 Figures, as noted in 2016-2017 BCP | 197152.8 | 40000 | 161263.904 | 75000 | 4000 | 1150000 | 1000 | 1000 | 8521682 | 0 | 10151098.704 | 19095964 | 83.95% | 1.381% | 11.33% | 0.53158
18230407 | [6 empty] | 2017 (Updated for 2017 ACP) | 151612.5 | 40000 | 172068.025 | 75000 | 4000 | 1150000 | 1000 | 1000 | 8479517 | 0 | 10074197.525 | 18985266 | 84.17% | 1.392% | 11.42% | 0.53063
Electric
[8 empty] | (2017-Specific Values) | [7 empty] | (2016 for reference only) |  |  | (2016 for reference only) |  |  | (2016 for reference only)
|  | Spending Section |  |  |  |  | Savings Section | [14 empty] | Savings Section |  |  | Savings Section
|  | Overall Total | 9775999.6147 | 10074197.525 | 19850197.1397 |  | Measure Information | [8 empty] | Unit Totals |  |  | Projected Savings |  |  | Incentive Totals |  |  | 1st Year
[7 empty] | Measure Name | Savings | UOM | Unit Type | Measure Cost | Incentive | Support % | Measure Life | End Use | 2016 | 2017 | Combined | 2016 | 2017 | Combined | 2016 | 2017 | Combined | NEBs per Unit
|  | Budget Category | 2016 | 2017 | Total |  | i | i |  | i | i | i | i | i | i | i | i | [7 empty] | i
| FTE | PROGRAM LABOR | 192344.1 | 151612.5 | 343956.6 |  | TOTALS g |  |  |  | 24091458 | 63194.65 |  | 18 |  |  |  |  | 17190284 | 18985266 | 36175550 | 8157682 | 8479517 | 16637199 | 0
| 0.45 | Market Manager | 44387.1 | 34987.5 | 79374.6 |  | Advanced Power Strip (IR) - Direct Install | 216 | kWh | per unit | 55 | 55 | 9.56% | 5 | Res Plug Load | 6000 | 10000 | 16000 | 1296000 | 2160000 | 3456000 | 330000 | 550000 | 880000 | 0
| 0.8 | Program Manager | 78910.4 | 62200 | 141110.4 |  | Aerator - 1.5 gpm EWH - Direct Install | 44.84 | kWh | per unit | 2.1 | 2.1 | 0.9941% | 10 | Res Water Heat | 4000 | 4000 | 8000 | 180000 | 179360 | 359360 | 8400 | 8400 | 16800 | 4.85
| 0.4 | Program Implementer | 39455.2 | 31100 | 70555.2 |  | Air Sealing | 0.53 | kWh | square foot | 2.42 | 2.42 | 2.625% | 30 | MF Space Heat | 750000 | 375000 | 1125000 | 750000 | 198750 | 948750 | 1500000 | 907500 | 2407500 | 0
| 0.3 | Energy Management Engineer | 29591.4 | 23325 | 52916.4 |  | Attic Insulation R0 to R38 | 1.2 | kWh | square foot | 0.73 | 0.75 | 1.267% | 30 | MF Space Heat | 100000 | 200000 | 300000 | 218000 | 240000 | 458000 | 75000 | 150000 | 225000 | 0
| 1.95 | [5 empty] | Attic Insulation R11 to R38 | 1 | kWh | square foot | 0.75 | 0.75 | 12.14% | 30 | MF Space Heat | 1000000 | 3000000 | 4000000 | 1390000 | 3000000 | 4390000 | 750000 | 2250000 | 3000000 | 0
| FTE | MARKETING LABOR | 40000 | 40000 | 80000 |  | Clothes Washer CEE Tier 3 (EWH/Edryer) | 180 | kWh | per unit | 124 | 50 | 0.01992% | 14 | Res Water Heat | 20 | 20 | 40 | 3600 | 3600 | 7200 | 1000 | 1000 | 2000 | 22.49
| 0.39506 | Marketing Lead | 32000 | 32000 | 64000 |  | Clothes Washer Replacement Electric WH / Electric Dryer (front) | 809 | kWh | per unit | 700 | 700 | 4.476% | 11 | Res Water Heat | 1000 | 1000 | 2000 | 809000 | 809000 | 1618000 | 600000 | 700000 | 1300000 | 20.31
| 0.098765 | Marketing Support | 8000 | 8000 | 16000 |  | Common Area Lighting (Calculated) | 38000 | kWh | calculated | 16055 | 8000 | 16.95% | 15 | Comm Lighting | 50 | 90 | 140 | 2706750 | 3420000 | 6126750 | 400000 | 720000 | 1120000 | 0
[5 empty] | 0 |  | Ductless Heat Pump | 2659 | kWh | per home | 3250 | 1200 | 2.021% | 15 | MF Space Heat | 500 | 50 | 550 | 597500 | 132950 | 730450 | 600000 | 60000 | 660000 | 0
[5 empty] | 0 |  | E2G Fuel Conv - WH Only - Storage | 3500 | kWh | per home | 2196 | 950 | 0.05809% | 30 | Res Water Heat | 3 | 3 | 6 | 10500 | 10500 | 21000 | 2850 | 2850 | 5700 | 0
| 0.49383 | [5 empty] | E2G Fuel Conv - WH Only - Tankless | 3500 | kWh | per home | 3489 | 950 | 0.05809% | 30 | Res Water Heat | 3 | 3 | 6 | 10500 | 10500 | 21000 | 2850 | 2850 | 5700 | 0
|  | TOTAL OVERHEAD | 154973.5147 | 172068.025 | 327041.5397 |  | Energy Star Heat Pump - Tier 2 = 9.0 HSPF, 14 SEER | 109 | kWh | per unit | 884 | 350 | 0% | 20 | SF Heat Pump | 0 | 0 | 0 | 0 | 0 | 0 | 0 | 0 | 0 | 0
|  | Labor Overhead Rate | 66.7% | 68.8% |  |  | Energy Star Heat Pump - Tier 3 = 10.0 HSPF, 16 SEER | 939 | kWh | per unit | 1688 | 800 | 0% | 20 | MF Space Heat | 0 | 0 | 0 | 0 | 0 | 0 | 0 | 0 | 0 | 0
|  | Program Staff Overhead | 128293.5147 | 104309.4 | 232602.9147 |  | Energy Star LED Fixture | 27 | kWh | per unit | 50 | 25 | 0.1867% | 15 | Res Lighting | 2000 | 500 | 2500 | 54000 | 13500 | 67500 | 60000 | 12500 | 72500 | 0
|  | Marketing Staff Overhead | 26680 | 27520 | 54200 |  | Energy Star Ventilation Fan | 143 | kWh | per unit | 40 | 50 | 0.1582% | 10 | Res Plug Load | 200 | 200 | 400 | 28600 | 28600 | 57200 | 10000 | 10000 | 20000 | 0
[5 empty] | 0 |  | Energy Star Ventilation Fan with Air Sealing | 143 | kWh | per unit | 250 | 200 | 0.6329% | 10 | Res Plug Load | 1200 | 400 | 1600 | 171600 | 57200 | 228800 | 240000 | 80000 | 320000 | 0
|  | Micro Overhead Rate |  | 21% |  |  | Floor Insulation R0 to R30 | 1.4 | kWh | square foot | 0.98 | 0.75 | 0.7469% | 30 | MF Space Heat | 100000 | 100000 | 200000 | 130000 | 140000 | 270000 | 75000 | 75000 | 150000 | 0
|  | Program Staff Overhead |  | 31838.625 | 31838.625 |  | Floor Insulation R11 to R30 | 0.66 | kWh | square foot | 1.01 | 0.75 | 0.0922% | 30 | MF Space Heat | 50000 | 500 | 50500 | 33000 | 330 | 33330 | 37500 | 375 | 37875 | 0
Multi-Family |  | Marketing Staff Overhead |  | 8400 | 8400 |  | HRV/ERV | 21168 | kWh | calculated | 17958 | 6351 | 0.1171% | 15 | MF Space Heat | 1 | 1 | 2 | 21168 | 21168 | 42336 | 6351 | 6351 | 12702 | 0
Retrofit |  |  |  |  | 0 |  | Heat Pump Water Heater (Tier 1) - In Unit | 1069 | kWh | per unit | 900 | 500 | 0.02022% | 15 | Res Water Heat | 6 | 1 | 7 | 6240 | 1069 | 7309 | 3000 | 500 | 3500 | 0
Schedule 217 | [6 empty] | Heat Pump Water Heater (Tier 2) - In Unit | 1592 | kWh | per unit | 1369 | 800 | 0.02907% | 15 | Res Water Heat | 6 | 2 | 8 | 7326 | 3184 | 10510 | 4800 | 1600 | 6400 | 0
Order Number |  | MARKETING | 75000 | 75000 | 150000 |  | LED - A-Lamp - Direct Install | 16.52 | kWh | per unit | 10.08 | 10.08 | 4.616% | 12 | Res Lighting | 50000 | 50000 | 100000 | 850000 | 826000 | 1676000 | 636000 | 504000 | 1140000 | 0
18230407 |  | Marketing Events, material, mailings etc. | 75000 | 75000 | 150000 |  | LED - Candelabra - Direct Install | 9.09 | kWh | per unit | 11.05 | 11.05 | 1.09% | 12 | Res Lighting | 10000 | 10000 | 20000 | 190000 | 90900 | 280900 | 112200 | 110500 | 222700 | 0
Electric |  |  |  |  | 0 |  | LED - MR-16 - Direct Install | 20.8 | kWh | per unit | 12.83 | 12.83 | 0.6711% | 12 | Res Lighting | 5000 | 5000 | 10000 | 115000 | 104000 | 219000 | 63700 | 64150 | 127850 | 0
[5 empty] | 0 |  | LED - PAR30 - Direct Install | 0 | kWh | per unit | 16.24 | 16.24 | 0.3818% | 12 | Res Lighting | 6000 | 0 | 6000 | 138000 | 0 | 138000 | 97440 | 0 | 97440 | 0
[5 empty] | 0 |  | LED Globe - Direct Install | 14.15 | kWh | per unit | 11.59 | 11.59 | 1.067% | 12 | Res Lighting | 15000 | 15000 | 30000 | 240000 | 212250 | 452250 | 176100 | 173850 | 349950 | 0
[7 empty] | LED Reflector - Direct Install | 31.86 | kWh | per unit | 11.59 | 11.59 | 1.102% | 12 | Res Lighting | 8000 | 8000 | 16000 | 200000 | 254880 | 454880 | 108320 | 92720 | 201040 | 0
|  | EMPLOYEE/OFFICE EXPENSES | 4000 | 4000 | 8000 |  | Parking Garage CO Sensor (Calculated) | 10095 | kWh | calculated | 9376 | 3028 | 0.05585% | 10 | Res Plug Load | 1 | 1 | 2 | 10095 | 10095 | 20190 | 3028 | 3028 | 6056 | 0
|  | Training, travel, lodging, phone expense | 4000 | 4000 | 8000 |  | Pool Heat Pump | 24000 | kWh | calculated | 11454 | 5071 | 0.1328% | 15 | Comm Water Heat | 1 | 1 | 2 | 24000 | 24000 | 48000 | 5071 | 5071 | 10142 | 0
[5 empty] | 0 |  | Refrigerator CEE Tier 3 | 98 | kWh | per unit | 211 | 50 | 0.05422% | 15 | Res Refrigerator | 100 | 100 | 200 | 9800 | 9800 | 19600 | 5000 | 5000 | 10000 | 0
[5 empty] | 0 |  | Refrigerator Decommissioning | 356 | kWh | per unit | 108.5 | 108.5 | 0.01182% | 7 | Res Refrigerator | 6 | 6 | 12 | 2136 | 2136 | 4272 | 651 | 651 | 1302 | 7.12
[5 empty] | 0 |  | Refrigerator Replacement | 494 | kWh | per unit | 0 | 0 | 0.9715% | 15 | Res Refrigerator | 600 | 100 | 700 | 301800 | 49400 | 351200 | 360000 | 0 | 360000 | 0
[7 empty] | Showerhead - Max 1.5 gpm EWH - Direct Install | 354 | kWh | per unit | 18 | 18 | 0.9732% | 10 | Res Water Heat | 800 | 300 | 1100 | 245600 | 106200 | 351800 | 14400 | 5400 | 19800 | 24.31
|  | OUTSIDE SERVICES | 1150000 | 1150000 | 2300000 |  | Solar Pool Heater (Calculated) | 27000 | kWh | calculated | 12665 | 8000 | 0.2241% | 12 | Comm Water Heat | 1 | 2 | 3 | 27000 | 54000 | 81000 | 8000 | 16000 | 24000 | 0
|  | Program Implementer Labor | 1100000 | 1100000 | 2200000 |  | Thermostatic Restrictor Handheld Showerhead | 335 | kWh | per unit | 58 | 58 | 0.5574% | 10 | Res Water Heat | 500 | 100 | 600 | 168000 | 33500 | 201500 | 29000 | 5800 | 34800 | 31.95
|  | SEM Labor | 50000 | 50000 | 100000 |  | Thermostatic Restrictor Showerhead | 335 | kWh | per unit | 41 | 41 | 6.967% | 10 | Res Water Heat | 6000 | 1500 | 7500 | 2016000 | 502500 | 2518500 | 246000 | 61500 | 307500 | 31.95
[5 empty] | 0 |  | Thermostatic Restrictor Showerhead Adaptor | 53 | kWh | per unit | 33 | 33 | 1.535% | 10 | Res Water Heat | 5000 | 5000 | 10000 | 290000 | 265000 | 555000 | 165000 | 165000 | 330000 | 4.52
[5 empty] | 0 |  | Variable Speed Drive | 34649 | kWh | calculated | 137340 | 4121 | 0.1917% | 15 | Comm Space Heat | 1 | 1 | 2 | 34649 | 34649 | 69298 | 4121 | 4121 | 8242 | 0
[7 empty] | Wall Insulation R0 to R11 | 2 | kWh | square foot | 1.04 | 0.75 | 0.1095% | 30 | MF Space Heat | 12000 | 12000 | 24000 | 15600 | 24000 | 39600 | 9000 | 9000 | 18000 | 0
|  | MATERIALS | 1000 | 1000 | 2000 |  | Water Heater (0.95+) - In-unit | 149 | kWh | per unit | 73 | 50 | 0.08244% | 15 | Res Water Heat | 100 | 100 | 200 | 14900 | 14900 | 29800 | 5000 | 5000 | 10000 | 0
|  |  | 1000 | 1000 | 2000 |  | Water Heater Pipewrap - Direct Install | 20 | kWh | per unit | 4.5 | 4.5 | 0.4426% | 15 | Res Water Heat | 5000 | 3000 | 8000 | 100000 | 60000 | 160000 | 22500 | 13500 | 36000 | 0
[5 empty] | 0 |  | Windows (double to double paned) U= 0.6 to 0.30 | 12.8 | kWh | square foot | 17.81 | 5 | 6.844% | 30 | MF Space Heat | 100000 | 100000 | 200000 | 1194000 | 1280000 | 2474000 | 500000 | 500000 | 1000000 | 0
[5 empty] | 0 |  | Windows (double to triple paned) U= 0.6 to 0.22 | 15.4 | kWh | square foot | 19.87 | 7 | 0.8097% | 30 | MF Space Heat | 10000 | 10000 | 20000 | 138700 | 154000 | 292700 | 70000 | 70000 | 140000 | 0
[5 empty] | 0 |  | Windows (single to double paned) U= 1.2 to 0.30 | 23.7 | kWh | square foot | 17.81 | 7 | 10.04% | 30 | MF Space Heat | 80000 | 80000 | 160000 | 1732000 | 1896000 | 3628000 | 560000 | 560000 | 1120000 | 0
[7 empty] | Windows (single to triple paned) U= 1.2 to 0.22 | 26.3 | kWh | square foot | 19.87 | 9 | 0.8129% | 30 | MF Space Heat | 8000 | 4000 | 12000 | 188640 | 105200 | 293840 | 72000 | 36000 | 108000 | 0
|  | MISCELLANEOUS | 1000 | 1000 | 2000 |  | ENERGY STAR Doors | 79.5 | kWh | per unit | 332.27 | 150 | 0.07829% | 20 | MF Space Heat | 200 | 200 | 400 | 12400 | 15900 | 28300 | 30000 | 30000 | 60000 | 0
|  |  | 1000 | 1000 | 2000 |  | Dishwashers CEE Tier 1 (EWH) | 5 | kWh | per unit | 6 | 20 | 0.002766% | 15 | Res Water Heat | 100 | 100 | 200 | 500 | 500 | 1000 | 2000 | 2000 | 4000 | 0.43
[5 empty] | 0 |  | LED - T8 - Tenant Controlled | 9.66 | kWh | per unit | 13.78 | 25 | 0.4425% | 15 | Res Lighting | 5000 | 500 | 5500 | 155000 | 4830 | 159830 | 125000 | 12500 | 137500 | 0
Multi-Family Retrofit |  |  |  |  | 0 |  | Strategic Energy Management | 50000 | kWh | calculated | 10000 | 10000 | 5.533% | 3 | MF Space Heat | 0 | 40 | 40 | 0 | 2000000 | 2000000 | 0 | 400000 | 400000 | 0
Schedule 217 |  |  |  |  | 0 |  | CBTU | 40000 | kWh | calculated | 15000 | 10000 | 0.2213% | 5 | MF Space Heat | 1 | 1 | 2 | 40000 | 40000 | 80000 | 10000 | 10000 | 20000 | 0
Order Number | [6 empty] | ELV Web-Enabled Thermostats | 645 | kWh | per home | 642.36 | 642.36 | 0% | 20 | MF Space Heat | 0 | 0 | 0 | 0 | 0 | 0 | 0 | 0 | 0 | 0
18230407 |  | DIRECT BENEFIT TO CUSTOMER | 8157682 | 8479517 | 16637199 |  | ENERGY STAR Clothes Dryer (Ventless) | 228 | kWh | per unit | 349 | 100 | 0.02042% | 12 | Res Plug Load | 20 | 20 | 40 | 2820 | 4560 | 7380 | 2000 | 2000 | 4000 | 5.86
Electric |  | Ratio | 83.45% | 84.17% |  |  | ENERGY STAR Clothes Dryer (Vented) | 183 | kWh | per unit | 46 | 50 | 0.01527% | 12 | Res Plug Load | 20 | 20 | 40 | 1860 | 3660 | 5520 | 1000 | 1000 | 2000 | -0.31
[7 empty] | Envelope Bonus | 0 | kWh | per unit | 1 | 1 | 0% | 30 | MF Space Heat | 0 | 0 | 0 | 0 | 0 | 0 | 0 | 0 | 0 | 0
|  | REVENUE | 0 | 0 | 0 |  | ELV Programmable Thermostats | 538 | kWh | per home | 480.54 | 480.54 | 0% | 20 | MF Space Heat | 0 | 0 | 0 | 0 | 0 | 0 | 0 | 0 | 0 | 0
[7 empty] | Electronic Line Voltage Thermostats | 49 | kWh | per home | 58.15 | 50 | 0% | 20 | MF Space Heat | 0 | 0 | 0 | 0 | 0 | 0 | 0 | 0 | 0 | 0
[7 empty] | Aerator - 1.0 gpm EWH - Direct Install | 76.97 | kWh | per unit | 2.1 | 2.1 | 0.9585% | 10 | Res Water Heat | 4000 | 500 | 4500 | 308000 | 38485 | 346485 | 8400 | 1050 | 9450 | 8.33
[7 empty] | Clothes Washer Replacement Electric WH / Electric Dryer (top) | 809 | kWh | per unit | 600 | 600 | 0.1119% | 11 | Res Water Heat | 0 | 50 | 50 |  | 40450 | 40450 |  | 30000 | 30000
[7 empty] | SEM Performance Incentive Savings | 1 | kWh | calculated | 0.02 | 0.02 |  | 3 | MF Space Heat | 0 |  | 0 |  | 0 | 0 |  | 0 | 0
[7 empty] | Aerator 1.0 gpm - SF direct install | 63.06 | kWh | per unit | 2.1 | 2.1 | 0.3489% | 12 | Res Lighting | 0 | 2000 | 2000 |  | 126120 | 126120 |  | 4200 | 4200
[7 empty] | Aerator 1.5 gpm - SF direct install | 36.73 | kWh | per unit | 2.1 | 2.1 | 0.2032% | 12 | Res Lighting | 0 | 2000 | 2000 |  | 73460 | 73460 |  | 4200 | 4200
[7 empty] | SF LED - A-Lamp - Direct Install | 20.67 | kWh | per unit | 7.22 | 7.22 | 0.05635% | 12 | Res Lighting | 0 | 1000 | 1000 |  | 20670 | 20670 |  | 7220 | 7220
[7 empty] | SF LED - Candelabra - Direct Install | 16.01 | kWh | per unit | 8.39 | 8.39 | 0.04429% | 12 | Res Lighting | 0 | 1000 | 1000 |  | 16010 | 16010 |  | 8390 | 8390
[7 empty] | SF LED - MR-16 - Direct Install |  | kWh | [6 empty] | 0 |  | 0 |  | 0 | 0 |  | 0 | 0
[7 empty] | SF LED Globe - Direct Install | 18.09 | kWh | calculated | 8.87 | 8.87 | 0.03416% | 12 | Res Lighting | 0 | 1000 | 1000 |  | 18090 | 18090 |  | 8870 | 8870
[7 empty] | SF LED Reflector - Direct Install | 39.41 | kWh | per unit | 8.87 | 8.87 | 0.03416% | 12 | Res Lighting | 0 | 1000 | 1000 |  | 39410 | 39410 |  | 8870 | 8870
[7 empty] | SF Water Heater Pipewrap - Direct Install |  | kWh | [6 empty] | 0 |  | 0 |  | 0 | 0 |  | 0 | 0
[7 empty] | SF Advanced Power Strip (IR) - Direct Install |  | kWh | [6 empty] | 0 |  | 0 |  | 0 | 0 |  | 0 | 0
[7 empty] | SF Showerhead - Max 1.5 gpm EWH - Direct Install |  | kWh | [6 empty] | 0 |  | 0 |  | 0 | 0 |  | 0 | 0
[7 empty] | SF Thermostatic Restrictor Showerhead |  | kWh | [6 empty] | 0 |  | 0 |  | 0 | 0 |  | 0 | 0
[7 empty] | SF Thermostatic Restrictor Handheld Showerhead |  | kWh | [6 empty] | 0 |  | 0 |  | 0 | 0 |  | 0 | 0
[7 empty] | SF Thermostatic Restrictor Showerhead Adaptor |  | kWh | [6 empty] | 0
Note on C50: Andy Hemstreet: Outside Services program implementer: Ecova.
Rtn to Electric Sector
Go to Gas Detail Page

## MFNC Detail_REM E218 Elec
|  |  | Multi-Family New Construction | Schedule 218 | Order Number | 18230486 | Electric
[8 empty] | This table summarizes the subtotals in the detail table to the left and is used to populate 2016-2017 Sector views. | [11 empty] | Ratios |  |  | Acquisition Cost
Multi-Family New Construction | [7 empty] | Program Labor | Marketing Labor | Overhead | Marketing | Employee/Office Expense | Outside Services | Materials | Miscellaneous | DBtC | Revenue | Total Budget | Total Savings | DBTC | Marketing | Outside Svcs
Schedule 218 | [6 empty] | 2016 (Reference only) | 179031 | 12000 | 127417.677 | 30000 | 4000 | 0 | 500 | 500 | 366454.74 | 0 | 719903.417 | 2000000.0788 | 50.9% | 6.884% | 0% | 0.35995
Order Number | [6 empty] | Original 2017 Figures, as noted in 2016-2017 BCP | 179031 | 12000 | 129901.08 | 30000 | 4000 | 0 | 500 | 500 | 366454.74 | 0 | 722386.82 | 2000000.0788 | 50.73% | 6.861% | 0% | 0.36119
18230486 | [6 empty] | 2017 (Updated for 2017 ACP) | 152390 | 15550 | 150810.12 | 30000 | 4000 | 0 | 500 | 500 | 319594 | 0 | 673344.12 | 1294293 | 47.46% | 8.22% | 0% | 0.52024
Electric
[8 empty] | (2017-Specific Values) | [7 empty] | (2016 for reference only) |  |  | (2016 for reference only) |  |  | (2016 for reference only)
|  | Spending Section |  |  |  |  | Savings Section | [14 empty] | Savings Section |  |  | Savings Section
|  | Overall Total | 719903.417 | 673344.12 | 1393247.537 |  | Measure Information | [8 empty] | Unit Totals |  |  | Projected Savings |  |  | Incentive Totals |  |  | 1st Year
[7 empty] | Measure Name | Savings | UOM | Unit Type | Measure Cost | Incentive | Support % | Measure Life | End Use | 2016 | 2017 | Combined | 2016 | 2017 | Combined | 2016 | 2017 | Combined | NEBs per Unit
|  | Budget Category | 2016 | 2017 | Total |  | i | i |  | i | i | i | i | i | i | i | i | [7 empty] | i
| FTE | PROGRAM LABOR | 179031 | 152390 | 331421 |  | TOTALS g |  |  |  | 759068.24 | 255.525 |  | 15 |  |  |  |  | 2000000.0788 | 1294293 | 3294293.0788 | 366454.74 | 319594 | 686048.74 | 0
| 0.25 | Market Manager | 22500 | 19437.5 | 41937.5 |  | Clothes Washer 2.4+ MEF CEE Tier 3 | 71 | kWh | per unit | 75 | 75 | 5.345% | 14 | Comm Water Heat | 1240 | 1240 | 2480 | 88040 | 88040 | 176080 | 93000 | 93000 | 186000
| 0.7 | Program Manager | 63000 | 54425 | 117425 |  | Corridor Lighting Power Density | 0.0578 | kWh | square foot | 0.02 | 0.02 | 10.19% | 12 | Comm Lighting | 5806500 | 0 | 5806500 | 335615.7 | 0 | 335615.7 | 98710.5 | 0 | 98710.5
| 0.6 | Program Coordinator | 54000 | 46650 |  |  | Garage Lighting Power Density | 0.0166 | kWh | square foot | 0.005 | 0.005 | 8.087% | 12 | Comm Lighting | 16048818 | 0 | 16048818 | 266410.3788 | 0 | 266410.3788 | 80244.09 | 0 | 80244.09
| 0.4 | Program Implementer | 36000 | 31100 | 67100 |  | Showerhead - Max 1.50 gpm EWH | 307 | kWh | per unit | 31 | 25 | 20.5% | 10 | Res Water Heat | 1400 | 800 | 2200 | 429800 | 245600 | 675400 | 35000 | 20000 | 55000
| 0.01 | Energy Management Engineer | 3531 | 777.5 | 4308.5 |  | Showerhead - Max 1.75 gpm EWH | 222 | kWh | per unit | 31 | 15 | 17.86% | 10 | Res Water Heat | 2100 | 550 | 2650 | 466200 | 122100 | 588300 | 31500 | 8250 | 39750
| 1.96 | [5 empty] | Stairwell bi-level >3 <10 floors | 203 | kWh | per unit | 70 | 70 | 1.541% | 10 | Comm Lighting | 250 | 0 | 250 | 50750 | 0 | 50750 | 17500 | 0 | 17500
| FTE | MARKETING LABOR | 12000 | 15550 | 27550 |  | Stairwell bi-level >= 10 floors | 379 | kWh | per unit | 70 | 70 | 1.726% | 10 | Comm Lighting | 150 | 0 | 150 | 56850 | 0 | 56850 | 10500 | 0 | 10500
| 0.17006 | Marketing Lead | 12000 | 15550 | 27550 |  | Whole Building - Electric | 1 | kWh | calculated | 0.3 | 0.3 | 18.6% | 14 | MF Space Heat | 0.5 | 306334 | 306334.5 | 306334 | 306334 | 612668 | 0.15 | 91900.2 | 91900.35
[5 empty] | 0 | [10 empty] | 0 |  | 0 | 0 | 0 | 0 | 0 | 0 | 0
[5 empty] | 0 |  | Lighting Power Density Reduction | 1 |  | calculated | 0.2 | 0.2 | 16.16% | 12 | Comm Lighting | 0 | 532219 | 532219 | 0 | 532219 | 532219 | 0 | 106443.8 | 106443.8
0
0.17006
|  | TOTAL OVERHEAD | 127417.677 | 150810.12 | 278227.797
|  | Labor Overhead Rate | 66.7% | 68.8%
|  | Program Staff Overhead | 119413.677 | 104844.32 | 224257.997
|  | Marketing Staff Overhead | 8004 | 10698.4 | 18702.4
0
|  | Micro Overhead Rate |  | 21%
|  | Program Staff Overhead |  | 32001.9 | 32001.9
Multi-Family New Construction |  | Marketing Staff Overhead |  | 3265.5 | 3265.5
Schedule 218 |  |  |  |  | 0
Order Number
18230486 |  | MARKETING | 30000 | 30000 | 60000
Electric |  | Materials | 30000 | 30000 | 60000
0
0
0
|  | EMPLOYEE/OFFICE EXPENSES | 4000 | 4000 | 8000
|  | Training/Conferences | 4000 | 4000 | 8000
0
0
0
|  | OUTSIDE SERVICES | 0 | 0 | 0
0
0
0
0
|  | MATERIALS | 500 | 500 | 1000
|  |  | 500 | 500 | 1000
0
0
0
|  | MISCELLANEOUS | 500 | 500 | 1000
|  |  | 500 | 500 | 1000
0
Multi-Family New Construction |  |  |  |  | 0
Schedule 218 |  |  |  |  | 0
Order Number
18230486 |  | DIRECT BENEFIT TO CUSTOMER | 366454.74 | 319594 | 686048.74
Electric |  | Ratio | 50.9% | 47.46%
|  | REVENUE | 0 | 0 | 0
Rtn to Electric Sector
Go to Gas Detail Page

## LowIncWx Detail_REM G201 Gas
|  | Low Income Weatherization | Schedule 201 | Order Number | 18230661 | Gas | [5 empty] | Low Income Weatherization | Schedule 201 | Order Number | 18230661 | Gas |  |  |  |  | Low Income Weatherization | Schedule 201 | Order Number | 18230661 | Gas
[8 empty] | This table summarizes the subtotals in the detail table to the left and is used to populate 2016-2017 Sector views. | [11 empty] | Ratios |  |  | Acquisition Cost
Low Income Weatherization | [7 empty] | Program Labor | Marketing Labor | Overhead | Marketing | Employee/Office Expense | Outside Services | Materials | Miscellaneous | DBtC | Revenue | Total Budget | Total Savings | DBTC | Marketing | Outside Svcs
Schedule 201 | [6 empty] | 2016 (Reference only) | 20220.79 | 1600 | 14554.4669 | 5000 | 1000 | 1000 | 500 | 500 | 239103.36 | 0 | 283478.6169 | 18641.26 | 84.35% | 2.684% | 0.3528% | 15.2071
Order Number | [6 empty] | Original 2017 Figures, as noted in 2016-2017 BCP | 20726.32 | 1600 | 15181.8976 | 5000 | 1000 | 1000 | 500 | 500 | 239103.36 | 0 | 284611.5776 | 18641.26 | 84.01% | 2.673% | 0.3514% | 15.2678
18230661 | [6 empty] | 2017 (Updated for 2017 ACP) | 15938.75 | 1600 | 15749.7975 | 5000 | 1000 | 1000 | 500 | 500 | 142311.84 | 0 | 183600.3875 | 8785.95 | 77.51% | 4.144% | 0.5447% | 20.897
Gas
[8 empty] | (2017-Specific Values) | [7 empty] | (2016 for reference only) |  |  | (2016 for reference only) |  |  | (2016 for reference only)
|  | Spending Section |  |  |  |  | Savings Section | [14 empty] | Savings Section
[25 empty] | 26.91% | f PSE Program Support %
|  | Overall Total | 283478.6169 | 183600.3875 | 467079.0044 |  | Measure Information | [7 empty] | Unit Totals |  |  | Projected Savings |  |  | Incentive Totals |  |  |  | Program Support
[7 empty] | Measure Name | Savings | UOM | Unit Type | Measure Cost | Incentive | Measure Life | End Use | 2016 | 2017 | Combined | 2016 | 2017 | Combined | 2016 | 2017 | Combined | Agency % | Program Dollars | Program Dollars | Program Dollars | Other Cost Contribut. | First-year NEBs
|  | Budget Category | 2016 | 2017 | Total |  | i | i |  | i | i | i | i | i | i | i | [7 empty] | i | Paid to Agency | PSE | Combined | i | i
| FTE | PROGRAM LABOR | 20220.79 | 15938.75 | 36159.54 |  | TOTALS g |  |  |  | 317846 | 24772.3 | 22 |  |  |  |  | 18641.26 | 8785.95 | 27427.21 | 199252.8 | 118593.2 | 317846 |  | 63569.2 | 85523.4944 | 149092.6944 | 0 | 0
| 0.1 | Program Manager | 9863.8 | 7775 | 17638.8 |  | Shareholder | 0 | Therm | calculated
| 0.05 | Program Coordinator | 4931.9 | 3887.5 | 8819.4 |  | Repairs | 0 | Therm | calculated |  |  | 1 |  | 0.5 | 0.5 | 1 | [6 empty] | 20% |  |  |  |  | 0
| 0.05 | Market Manager | 4931.9 | 3887.5 | 8819.4 |  | Furnace / Heating: Gas Furnace Replacement >90% ~ TG, MF | 66 | Therm | per unit | 600 | 600 | 18 | Res Space Heat | 30 | 5 | 35 | 1980 | 330 | 2310 | 18000 | 3000 | 21000 | 20% | 4200 | 5650.5143 | 9850.5143 |  | 0
| 0.005 | Energy Management Engineer | 493.19 | 388.75 | 881.94 |  | Furnace / Heating: Gas Furnace Replacement >90% ~ TG, MH | 89 | Therm | per unit | 692 | 692 | 18 | Res Space Heat | 0 | 0 | 0 | 0 | 0 | 0 | 0 | 0 | 0 | 20% | 0 | 0 | 0 |  | 0
| 0.205 | [5 empty] | Furnace / Heating: Gas Furnace Replacement >90% ~ TG, SF | 89 | Therm | per unit | 692 | 692 | 18 | Res Space Heat | 7 | 14 | 21 | 623 | 1246 | 1869 | 4844 | 9688 | 14532 | 20% | 2906.4 | 3910.1559 | 6816.5559 |  | 0
|  | AGENCY PAYMENTS | 39850.56 | 23718.64 | 63569.2 |  | Insulation, Attic: R0 to R30 ~ TG, MH | 0.01 | Therm | square foot | 0.7 | 0.7 | 25 | Res Space Heat | 0 | 0 | 0 | 0 | 0 | 0 | 0 | 0 | 0 | 20% | 0 | 0 | 0 |  | 0.002
|  | Program Support Costs | 39850.56 | 23718.64 | 63569.2 |  | Insulation, Ceiling: Attic Insulation (R0 to R38) ~ TG, MF | 0.05 | Therm | square foot | 0.95 | 0.95 | 30 | Res Space Heat | 250 | 250 | 500 | 22.5 | 12.5 | 35 | 237.5 | 237.5 | 475 | 20% | 95 | 127.8093 | 222.8093 |  | 0
|  | Represented as DBtC |  |  | 0 |  | Insulation, Ceiling: Attic Insulation (R0 to R38) ~ TG, SF | 0.09 | Therm | square foot | 0.95 | 0.95 | 30 | Res Space Heat | 5833 | 7750 | 13583 | 524.97 | 697.5 | 1222.47 | 5541.35 | 7362.5 | 12903.85 | 20% | 2580.77 | 3472.0662 | 6052.8362 |  | 0.03125
[5 empty] | 0 |  | Insulation, Ceiling: Attic Insulation (R11 to R38) ~ TG, MF | 0.06 | Therm | square foot | 0.7 | 0.7 | 30 | Res Space Heat | 5500 | 1000 | 6500 | 330 | 60 | 390 | 3850 | 700 | 4550 | 20% | 910 | 1224.2781 | 2134.2781 |  | 0
[5 empty] | 0 |  | Insulation, Ceiling: Attic Insulation (R11 to R38) ~ TG, SF | 0.02 | Therm | square foot | 0.7 | 0.7 | 30 | Res Space Heat | 11698 | 12000 | 23698 | 233.96 | 240 | 473.96 | 8188.6 | 8400 | 16588.6 | 20% | 3317.72 | 4463.5296 | 7781.2496 |  | 0.0067143
[7 empty] | Insulation: Duct Insulation (R0-R11) ~ TG, MF | 0.2 | Therm | linear foot | 2.5 | 2.5 | 30 | Res Space Heat | 0 | 0 | 0 | 0 | 0 | 0 | 0 | 0 | 0 | 20% | 0 | 0 | 0 |  | 0
| FTE | MARKETING LABOR | 1600 | 1600 | 3200 |  | Insulation: Duct Insulation (R0-R11) ~ TG, SF | 0.2 | Therm | linear foot | 2.5 | 2.5 | 30 | Res Space Heat | 8392 | 1830 | 10222 | 1678.4 | 366 | 2044.4 | 20980 | 4575 | 25555 | 20% | 5111 | 6876.1378 | 11987.1378 |  | 0
| 0.019753 | Marketing Lead | 1600 | 1600 | 3200 |  | Insulation: Floor (R0 to R22) ~ TG, MH | 0.02 | Therm | square foot | 0.7 | 0.7 | 25 | Res Space Heat | 0 | 2100 | 2100 | 0 | 42 | 42 | 0 | 1470 | 1470 | 20% | 294 | 395.536 | 689.536 |  | 0.003
| 0 | Marketing Support |  |  | 0 |  | Insulation: Floor Insulation (R0-R30) ~ TG, MF | 0.06 | Therm | square foot | 0.85 | 0.85 | 30 | Res Space Heat | 0 | 0 | 0 | 0 | 0 | 0 | 0 | 0 | 0 | 20% | 0 | 0 | 0 |  | 0
[5 empty] | 0 |  | Insulation: Floor Insulation (R0-R30) ~ TG, MH | 0.06 | Therm | square foot | 0.8 | 0.8 | 25 | Res Space Heat | 0 | 2300 | 2300 | 0 | 138 | 138 | 0 | 1840 | 1840 | 20% | 368 | 495.0927 | 863.0927 |  | 0
[5 empty] | 0 |  | Insulation: Floor Insulation (R0-R30) ~ TG, SF | 0.04 | Therm | square foot | 0.85 | 0.85 | 30 | Res Space Heat | 27561 | 16000 | 43561 | 1102.44 | 640 | 1742.44 | 23426.85 | 13600 | 37026.85 | 20% | 7405.37 | 9962.8927 | 17368.2627 |  | 0.015838
| 0.019753 | [5 empty] | Insulation: Wall Insulation (R0-R11) ~ TG, MF | 0.08 | Therm | square foot | 0.85 | 0.85 | 30 | Res Space Heat | 479 | 479 | 958 | 28.74 | 38.32 | 67.06 | 407.15 | 407.15 | 814.3 | 20% | 162.86 | 219.1054 | 381.9654 |  | 0
|  | TOTAL OVERHEAD | 14554.4669 | 15749.7975 | 30304.2644 |  | Insulation: Wall Insulation (R0-R11) ~ TG, MH | 0.08 | Therm | square foot | 0.8 | 0.8 | 25 | Res Space Heat | 0 | 35 | 35 | 0 | 2.8 | 2.8 | 0 | 28 | 28 | 20% | 5.6 | 7.534 | 13.134 |  | 0
Low Income Weatherization |  | Labor Overhead Rate | 66.7% | 68.8% |  |  | Insulation: Wall Insulation (R0-R11) ~ TG, SF | 0.07 | Therm | square foot | 0.85 | 0.85 | 30 | Res Space Heat | 20863 | 14260 | 35123 | 1460.41 | 998.2 | 2458.61 | 17733.55 | 12121 | 29854.55 | 20% | 5970.91 | 8033.0268 | 14003.9368 |  | 0.027619
Schedule 201 |  | Program Staff Overhead | 13487.2669 | 10965.86 | 24453.1269 |  | Low Cost: Showerheads 2.0 GPM ~ TG, MF | 6.4 | Therm | per unit | 25 | 25 | 10 | Res Water Heat | 50 | 0 | 50 | 300 | 0 | 300 | 1250 | 0 | 1250 | 20% | 250 | 336.3401 | 586.3401 |  | 17
Order Number |  | Marketing Staff Overhead | 1067.2 | 1100.8 | 2168 |  | Low Cost: Showerheads 2.0 GPM ~ TG, MH | 6.4 | Therm | per unit | 25 | 25 | 10 | Res Water Heat | 10 | 0 | 10 | 60 | 0 | 60 | 250 | 0 | 250 | 20% | 50 | 67.268 | 117.268 |  | 17
18230661 | [6 empty] | Low Cost: Showerheads 2.0 GPM~ TG, SF | 6.4 | Therm | per unit | 25 | 25 | 10 | Res Water Heat | 50 | 0 | 50 | 300 | 0 | 300 | 1250 | 0 | 1250 | 20% | 250 | 336.3401 | 586.3401 |  | 17
Gas |  | Micro Overhead Rate |  | 21% |  |  | Duct Sealing: Duct Sealing ~ TG, MH | 39.4 | Therm | per unit | 350 | 350 | 18 | Res Space Heat | 20 | 10 | 30 | 788 | 394 | 1182 | 7000 | 3500 | 10500 | 20% | 2100 | 2825.2572 | 4925.2572 |  | 0
|  | Program Staff Overhead |  | 3347.1375 | 3347.1375 |  | Duct Sealing: Duct Sealing ~ TG, SF | 30 | Therm | per unit | 350 | 350 | 20 | Res Space Heat | 30 | 36 | 66 | 900 | 1080 | 1980 | 10500 | 12600 | 23100 | 20% | 4620 | 6215.5658 | 10835.5658 |  | 11
|  | Marketing Staff Overhead |  | 336 | 336 |  | Structure Sealing: Shell Sealing ~ TG, MH | 0.01 | Therm | square foot | 0.4 | 0.4 | 25 | Res Space Heat | 25000 | 5000 | 30000 | 250 | 50 | 300 | 10000 | 2000 | 12000 | 20% | 2400 | 3228.8653 | 5628.8653 |  | 0.002
[7 empty] | Structure Sealing: Shell Sealing ~ TG, SF | 0.02 | Therm | square foot | 0.4 | 0.4 | 15 | Res Space Heat | 37197 | 64660 | 101857 | 743.94 | 1293.2 | 2037.14 | 14878.8 | 25864 | 40742.8 | 20% | 8148.56 | 10962.7512 | 19111.3112 |  | 0.01
[7 empty] | Water Heater: Pipe Insulation ~ TG, MF | 0.9 | Therm | linear foot | 5.5 | 5.5 | 15 | Res Water Heat | 12 | 0 | 12 | 10.8 | 0 | 10.8 | 66 | 0 | 66 | 20% | 13.2 | 17.7588 | 30.9588 |  | 0
|  | MARKETING | 5000 | 5000 | 10000 |  | Water Heater: Pipe Insulation ~ TG, MH | 0.9 | Therm | linear foot | 5.5 | 5.5 | 15 | Res Water Heat | 10 | 10 | 20 | 9 | 9 | 18 | 55 | 55 | 110 | 20% | 22 | 29.5979 | 51.5979 |  | 0
|  | Materials | 5000 | 5000 | 10000 |  | Water Heater: Pipe Insulation ~ TG, SF | 0.9 | Therm | linear foot | 5.5 | 5.5 | 15 | Res Water Heat | 9 | 5 | 14 | 8.1 | 4.5 | 12.6 | 49.5 | 27.5 | 77 | 20% | 15.4 | 20.7186 | 36.1186 |  | 0
[5 empty] | 0 |  | Common Area Measures: Space Heating Boiler Replacement ~ TG, MF | 734 | Therm | calculated | 4152 | 4152 | 24 | Comm Space Heat | 1 | 1 | 2 | 734 | 734 | 1468 | 4152 | 4152 | 8304 | 20% | 1660.8 | 2234.3748 | 3895.1748 |  | 0
[5 empty] | 0 |  | Common Area Measures: Water Heating Boiler Replacement ~ TG, MF | 1100 | Therm | calculated | 6150 | 6150 | 15 | Comm Water Heat | 2 | 0 | 2 | 2200 | 0 | 2200 | 12300 | 0 | 12300 | 20% | 2460 | 3309.587 | 5769.587 |  | 0
[5 empty] | 0 |  | Common Area Measures: Combined Space and Water Heat TG. MF | 1923 | Therm | calculated | 9000 | 9000 | 19 | Comm Space Heat | 1 | 0 | 1 | 1923 | 0 | 1923 | 9000 | 0 | 9000 | 20% | 1800 | 2421.649 | 4221.649 |  | 0
[7 empty] | Integrated Space and Water Heat~SF | 173 | Therm | per unit | 1526 | 1526 | 18 | Res Space Heat | 5 | 1 | 6 | 865 | 173 | 1038 | 7630 | 1526 | 9156 | 20% | 1831.2 | 2463.6243 | 4294.8243 |  | 0
|  | EMPLOYEE/OFFICE EXPENSES | 1000 | 1000 | 2000 |  | Integrated Space and Water Heat~MF | 129.5 | Therm | per unit | 1144 | 1144 | 18 | Res Space Heat | 5 | 0 | 5 | 647.5 | 0 | 647.5 | 5720 | 0 | 5720 | 20% | 1144 | 1539.0925 | 2683.0925 |  | 0
|  |  | 1000 | 1000 | 2000 |  | Aerator - 1.5 gpm GWH - Direct Install, SF | 1.64 | Therm | per unit | 2 | 2 | 10 | Res Water Heat | 50 | 10 | 60 | 82 | 16.4 | 98.4 | 100 | 20 | 120 | 20% | 24 | 32.2887 | 56.2887 |  | 3.97
[5 empty] | 0 |  | Aerator - 1.5 gpm GWH - Direct Install, MF | 2 | Therm | per unit | 2 | 2 | 10 | Res Water Heat | 50 | 10 | 60 | 100 | 20 | 120 | 100 | 20 | 120 | 20% | 24 | 32.2887 | 56.2887 |  | 4.85
[5 empty] | 0 |  | Aerator - 1.5 gpm GWH - Direct Install, MH | 1.64 | Therm | per unit | 2 | 2 | 10 | Res Water Heat | 50 | 10 | 60 | 82 | 16.4 | 98.4 | 100 | 20 | 120 | 20% | 24 | 32.2887 | 56.2887 |  | 3.97
[5 empty] | 0 |  | Insulation, Ceiling: Attic Insulation (R0 to R49) ~ TE, SF | 0.09 | Therm | square foot | 0.95 | 0.95 | 30 | Res Space Heat | 3400 | 0 | 3400 | 306 | 0 | 306 | 3230 | 0 | 3230 | 20% | 646 | 869.1029 | 1515.1029 |  | 0.031919
[7 empty] | Insulation, Ceiling: Attic Insulation (R0 to R49) ~ TE, MF | 0.09 | Therm | square foot | 0.95 | 0.95 | 30 | Res Space Heat | 750 | 325 | 1075 | 67.5 | 29.25 | 96.75 | 712.5 | 308.75 | 1021.25 | 20% | 204.25 | 274.7899 | 479.0399 |  | 0
|  | OUTSIDE SERVICES | 1000 | 1000 | 2000 |  | Insulation, Ceiling: Attic Insulation (R11 to R49) ~ TE, SF | 0.02 | Therm | square foot | 0.7 | 0.7 | 30 | Res Space Heat | 5000 | 6244 | 11244 | 100 | 124.88 | 224.88 | 3500 | 4370.8 | 7870.8 | 20% | 1574.16 | 2117.8128 | 3691.9728 |  | 0.0074153
|  |  | 1000 | 1000 | 2000 |  | Insulation, Ceiling: Attic Insulation (R19 to R49) ~ TE, MF | 0.03 | Therm | square foot | 0.7 | 0.7 | 30 | Res Space Heat | 6000 | 1000 | 7000 | 180 | 30 | 210 | 4200 | 700 | 4900 | 20% | 980 | 1318.4533 | 2298.4533 |  | 0
0
0
0
|  | MATERIALS | 500 | 500 | 1000
|  |  | 500 | 500 | 1000
0
Low Income Weatherization |  |  |  |  | 0
Schedule 201 |  |  |  |  | 0
Order Number
18230661 |  | MISCELLANEOUS | 500 | 500 | 1000
Gas |  |  | 500 | 500 | 1000
0
0
0
|  | DIRECT BENEFIT TO CUSTOMER | 199252.8 | 118593.2 | 317846
|  | Ratio | 70.29% | 64.59%
|  | REVENUE | 0 | 0 | 0
Rtn to Gas Sector
Go to Electric Detail Page

## REM Gas Sch 214 Title
This is a placeholder tab for Gas Schedule 214
All detail budget and savings programs within the Single Family Existing Schedule 214 add up to the overall figures noted in the Portfolio View of Exhibit 1.
Return to Gas Sector View
Press to return to Portfolio View
Go to Electric Sector View

## HmEnrgyAsmt Detail_REM G214 Gas
|  | Home Energy Assessment | Schedule 214 | Order Number | 18230635 | Gas | [5 empty] | Home Energy Assessment | Schedule 214 | Order Number | 18230635 | Gas |  |  |  |  | Home Energy Assessment | Schedule 214 | Order Number | 18230635 | Gas
[8 empty] | This table summarizes the subtotals in the detail table to the left and is used to populate 2016-2017 Sector views. | [11 empty] | Ratios |  |  | Acquisition Cost
Home Energy Assessment | [7 empty] | Program Labor | Marketing Labor | Overhead | Marketing | Employee/Office Expense | Outside Services | Materials | Miscellaneous | DBtC | Revenue | Total Budget | Total Savings | DBTC | Marketing | Outside Svcs
Schedule 214 | [6 empty] | 2016-2017 BCP: Original 2017 budget | 0 | 0 | 0 | 0 | 0 | 0 | 0 | 0 | 0 | 0 | 0 | 0 | #DIV/0! | #DIV/0! | #DIV/0! | #DIV/0!
Order Number | [6 empty] | 2016 (Reference only) | 0 | 0 | 0 | 0 | 0 | 0 | 0 | 0 | 0 | 0 | 0 | 0 | #DIV/0! | #DIV/0! | #DIV/0! | #DIV/0!
18230635 | [6 empty] | 2017 (Updated for 2017 ACP) | 0 | 0 | 0 | 0 | 0 | 0 | 0 | 0 | 0 | 0 | 0 | 0 | #DIV/0! | #DIV/0! | #DIV/0! | #DIV/0!
Gas
[8 empty] | (2017-Specific Values) | [7 empty] | (2016 for reference only) |  |  | (2016 for reference only) |  |  | (2016 for reference only)
|  | Spending Section |  |  |  |  | Savings Section | [14 empty] | Savings Section |  |  | Savings Section
|  | Overall Total | 0 | 0 | 0 |  | Measure Information | [8 empty] | Unit Totals |  |  | Projected Savings |  |  | Incentive Totals |  |  | First-year NEBs per unit
[7 empty] | Measure Name | Savings | UOM | Unit Type | Measure Cost | Incentive | Support % | Measure Life | End Use | 2016 | 2017 | Combined | 2016 | 2017 | Combined | 2016 | 2017 | Combined
|  | Budget Category | 2016 | 2017 | Total |  | i | i |  | i | i | i | i | i | i | i | i | [7 empty] | i
| FTE | PROGRAM LABOR | 0 | 0 | 0 |  | TOTALS g |  |  |  | 0 | 0 |  | N/A |  |  |  |  | 0 | 0 | 0 | 0 | 0 | 0 | 0
0
0
0
0
| FTE | MARKETING LABOR | 0 | 0 | 0
0
0
0
0
|  | TOTAL OVERHEAD | 0 | 0 | 0
|  | Labor Overhead Rate | 66.7% | 68.8%
|  | Program Staff Overhead | 0 | 0 | 0
|  | Marketing Staff Overhead | 0 | 0 | 0
0
|  | Micro Overhead Rate |  | 21%
|  | Program Staff Overhead |  | 0 | 0
Home Energy Assessment |  | Marketing Staff Overhead |  | 0 | 0
Schedule 214 |  |  |  |  | 0
Order Number
18230635 |  | MARKETING | 0 | 0 | 0
Gas |  |  |  |  | 0
0
0
0
|  | EMPLOYEE/OFFICE EXPENSES | 0 | 0 | 0
0
0
0
0
|  | OUTSIDE SERVICES | 0 | 0 | 0
0
0
0
0
|  | MATERIALS | 0 | 0 | 0
0
0
0
0
|  | MISCELLANEOUS | 0 | 0 | 0
0
0
Home Energy Assessment |  |  |  |  | 0
Schedule 214 |  |  |  |  | 0
Order Number
18230635 |  | DIRECT BENEFIT TO CUSTOMER | 0 | 0 | 0
Gas |  | Ratio
|  | REVENUE | 0 | 0 | 0
Return to Gas Sector View

## WtrHeat Detail_REM G214 Gas
|  | SF Existing Water Heat | Schedule 214 | Order Number | 18230636 | Gas | [5 empty] | SF Existing Water Heat | Schedule 214 | Order Number | 18230636 | Gas |  |  |  |  | SF Existing Water Heat | Schedule 214 | Order Number | 18230636 | Gas
[8 empty] | This table summarizes the subtotals in the detail table to the left and is used to populate 2016-2017 Sector views. | [11 empty] | Ratios |  |  | Acquisition Cost
SF Existing Water Heat | [7 empty] | Program Labor | Marketing Labor | Overhead | Marketing | Employee/Office Expense | Outside Services | Materials | Miscellaneous | DBtC | Revenue | Total Budget | Total Savings | DBTC | Marketing | Outside Svcs
Schedule 214 | [6 empty] | 2016-2017 BCP: Original 2017 budget | 0 | 0 | 0 | 0 | 0 | 0 | 0 | 0 | 0 | 0 | 0 | 0 | #DIV/0! | #DIV/0! | #DIV/0! | #DIV/0!
Order Number | [6 empty] | 2016 (Reference only) | 0 | 0 | 0 | 0 | 0 | 0 | 0 | 0 | 0 | 0 | 0 | 0 | #DIV/0! | #DIV/0! | #DIV/0! | #DIV/0!
18230636 | [6 empty] | 2017 (Updated for 2017 ACP) | 0 | 0 | 0 | 0 | 0 | 0 | 0 | 0 | 0 | 0 | 0 | 0 | #DIV/0! | #DIV/0! | #DIV/0! | #DIV/0!
Gas
[8 empty] | (2017-Specific Values) | [7 empty] | (2016 for reference only) |  |  | (2016 for reference only) |  |  | (2016 for reference only)
|  | Spending Section |  |  |  |  | Savings Section | [14 empty] | Savings Section |  |  | Savings Section
|  | Overall Total | 0 | 0 | 0 |  | Measure Information | [8 empty] | Unit Totals |  |  | Projected Savings |  |  | Incentive Totals |  |  | First-year NEBs per unit
[7 empty] | Measure Name | Savings | UOM | Unit Type | Measure Cost | Incentive | Support % | Measure Life | End Use | 2016 | 2017 | Combined | 2016 | 2017 | Combined | 2016 | 2017 | Combined
|  | Budget Category | 2016 | 2017 | Total |  | i | i |  | i | i | i | i | i | i | i | i | [7 empty] | i
| FTE | PROGRAM LABOR | 0 | 0 | 0 |  | TOTALS g |  |  |  | 0 | 0 |  | N/A |  |  |  |  | 0 | 0 | 0 | 0 | 0 | 0 | 0
0
0
0
0
| FTE | MARKETING LABOR | 0 | 0 | 0
0
0
0
0
|  | TOTAL OVERHEAD | 0 | 0 | 0
|  | Labor Overhead Rate | 66.7% | 68.8%
|  | Program Staff Overhead | 0 | 0 | 0
|  | Marketing Staff Overhead | 0 | 0 | 0
0
|  | Micro Overhead Rate |  | 21%
|  | Program Staff Overhead |  | 0 | 0
SF Existing Water Heat |  | Marketing Staff Overhead |  | 0 | 0
Schedule 214 |  |  |  |  | 0
Order Number
18230636 |  | MARKETING | 0 | 0 | 0
Gas |  |  |  |  | 0
0
0
0
|  | EMPLOYEE/OFFICE EXPENSES | 0 | 0 | 0
0
0
0
0
|  | OUTSIDE SERVICES | 0 | 0 | 0
0
0
0
0
|  | MATERIALS | 0 | 0 | 0
0
0
0
0
|  | MISCELLANEOUS | 0 | 0 | 0
0
0
SF Existing Water Heat |  |  |  |  | 0
Schedule 214 |  |  |  |  | 0
Order Number
18230636 |  | DIRECT BENEFIT TO CUSTOMER | 0 | 0 | 0
Gas |  | Ratio
|  | REVENUE | 0 | 0 | 0
Return to Gas Sector View

## Wx Detail_REM G214 Gas
|  | SF Existing Weatherizatin | Schedule 214 | Order Number | 18230637 | Gas | [5 empty] | SF Existing Weatherizatin | Schedule 214 | Order Number | 18230637 | Gas |  |  |  |  | SF Existing Weatherizatin | Schedule 214 | Order Number | 18230637 | Gas
[8 empty] | This table summarizes the subtotals in the detail table to the left and is used to populate 2016-2017 Sector views. | [11 empty] | Ratios |  |  | Acquisition Cost
SF Existing Weatherizatin | [7 empty] | Program Labor | Marketing Labor | Overhead | Marketing | Employee/Office Expense | Outside Services | Materials | Miscellaneous | DBtC | Revenue | Total Budget | Total Savings | DBTC | Marketing | Outside Svcs
Schedule 214 | [6 empty] | 2016 (Reference only) | 30815.22 | 12006 | 28561.7537 | 41178.94 | 2500 | 280000 | 0 | 15000 | 2227305 | 0 | 2637366.9137 | 391187.5 | 84.45% | 2.303% | 10.62% | 6.742
Order Number | [6 empty] | Original 2017 Figures, as noted in 2016-2017 BCP | 31585.66 | 12306.15 | 29846.4308 | 41178.94 | 2500 | 280000 | 0 | 15000 | 2227305 | 0 | 2639722.1808 | 391187.5 | 84.38% | 2.32% | 10.61% | 6.748
18230637 | [6 empty] | 2017 (Updated for 2017 ACP) | 27192.45 | 12306.15 | 35469.7428 | 41178.94 | 2500 | 327523.05 | 0 | 15000 | 2237741 | 0 | 2698911.3328 | 410012.5 | 82.91% | 2.269% | 12.14% | 6.5825
Gas
[8 empty] | (2017-Specific Values) | [7 empty] | (2016 for reference only) |  |  | (2016 for reference only) |  |  | (2016 for reference only)
|  | Spending Section |  |  |  |  | Savings Section | [14 empty] | Savings Section |  |  | Savings Section
|  | Overall Total | 2637366.9137 | 2698911.3328 | 5336278.2465 |  | Measure Information | [8 empty] | Unit Totals |  |  | Projected Savings |  |  | Incentive Totals |  |  | First-year NEBs per unit
[7 empty] | Measure Name | Savings | UOM | Unit Type | Measure Cost | Incentive | Support % | Measure Life | End Use | 2016 | 2017 | Combined | 2016 | 2017 | Combined | 2016 | 2017 | Combined
|  | Budget Category | 2016 | 2017 | Total |  | i | i |  | i | i | i | i | i | i | i | i | [7 empty] | i
| FTE | PROGRAM LABOR | 30815.22 | 27192.45 | 58007.67 |  | TOTALS g |  |  |  | 16532305 | 2664.23 |  | 25 |  |  |  |  | 391187.5 | 410012.5 | 801200 | 2227305 | 2237741 | 4465046 | 0
| 0.05 | Market Manager | 4531.65 | 4644.95 | 9176.6 |  | Air Sealing CFM 50 - Gas | 0.02 | therms | per unit | 0.66 | 0.66 | 0.6241% | 15 | Res Space Heat | 125000 | 125000 | 250000 | 2500 | 2500 | 5000 | 82500 | 82500 | 165000 | 0.01
| 0.19 | Program Manager | 17220.27 | 14772.5 | 31992.77 |  | Attic Insulation R-0 to R-49 - Gas | 0.1 | therms | square foot | 1.12 | 0.275 | 13.73% | 30 | Res Space Heat | 550000 | 550000 | 1100000 | 55000 | 55000 | 110000 | 151250 | 151250 | 302500 | 0.03
| 0.1 | Program Implementer | 9063.3 | 7775 | 16838.3 |  | Attic Insulation R-11 to R-49 - Gas | 0.03 | therms | square foot | 0.98 | 0.275 | 5.242% | 30 | Res Space Heat | 700000 | 700000 | 1400000 | 21000 | 21000 | 42000 | 192500 | 192500 | 385000 | 0.01
| 0.34 | [5 empty] | CO Monitor | 0 | therms | per home | 38.3 | 38.3 | 0% | 5 | Res Space Heat | 2850 | 3250 | 6100 | 0 | 0 | 0 | 109155 | 124475 | 233630 | 7.66
| FTE | MARKETING LABOR | 12006 | 12306.15 | 24312.15 |  | Floor Insulation R-0 to R-30 - Gas | 0.04 | therms | square foot | 1.32 | 0.11 | 10.98% | 30 | Res Space Heat | 1100000 | 1100000 | 2200000 | 44000 | 44000 | 88000 | 121000 | 121000 | 242000 | 0.01
| 0.15008 | Marketing Labor | 12006 | 12306.15 | 24312.15 |  | Home Performance with Energy Star | 0 | therms | per home | 600 | 400 | 0% | 1 | Res Space Heat | 150 | 150 | 300 | 0 | 0 | 0 | 60000 | 60000 | 120000 | 0
[5 empty] | 0 |  | HEA - In-home- Gas | 0 | therms | per home | 165 | 165 | 0% | 1 | Res Space Heat | 1500 | 0 | 1500 | 0 | 0 | 0 | 247500 | 0 | 247500 | 0
[5 empty] | 0 |  | Prescriptive Duct Sealing and Insulation - Gas | 75 | therms | per unit | 1000 | 400 | 24.34% | 20 | Res Space Heat | 1300 | 1300 | 2600 | 97500 | 97500 | 195000 | 520000 | 520000 | 1040000 | 11
[5 empty] | 0 |  | Showerhead - Fixed - Gas | 11 | therms | per unit | 3.95 | 3.95 | 6.74% | 10 | Res Water Heat | 2000 | 2000 | 4000 | 32000 | 22000 | 54000 | 30000 | 7900 | 37900 | 20.53
| 0.15008 | [5 empty] | Wall Insulation R-0 to R-13 - Gas | 0.09 | therms | square foot | 1.39 | 0.33 | 8.987% | 30 | Res Space Heat | 400000 | 400000 | 800000 | 36000 | 36000 | 72000 | 132000 | 132000 | 264000 | 0.03
|  | TOTAL OVERHEAD | 28561.7537 | 35469.7428 | 64031.4965 |  | Windows Double Pane to U.30 - Gas | 0.23 | therms | square foot | 18.51 | 2.78 | 0% | 30 | Res Space Heat | 0 | 0 | 0 | 0 | 0 | 0 | 0 | 0 | 0 | 0.08
|  | Labor Overhead Rate | 66.7% | 68.8% |  |  | Windows Single Pane to U..30 - Gas | 0.64 | therms | square foot | 20.5 | 2.78 | 18.37% | 30 | Res Space Heat | 115000 | 115000 | 230000 | 73600 | 73600 | 147200 | 319700 | 319700 | 639400 | 0.23
|  | Program Staff Overhead | 20553.7517 | 18708.4056 | 39262.1573 |  | Prescriptive air sealing - Crawl Space | 0.01 | therms | square foot | 0.2 | 0.09 | 2.746% | 30 | Res Space Heat | 1760000 | 440000 | 2200000 | 17600 | 4400 | 22000 | 158400 | 39600 | 198000 | 0
|  | Marketing Staff Overhead | 8008.002 | 8466.6312 | 16474.6332 |  | Residentail Aerators 1 GPM | 2.15 | therms | per unit | 2 | 2 | 0.9392% | 10 | Res Water Heat | 1750 | 1750 | 3500 | 3762.5 | 3762.5 | 7525 | 3500 | 3500 | 7000 | 2.36
[5 empty] | 0 |  | Residentail Aerators 1.5 GPM | 1.26 | therms | per unit | 2 | 2 | 0.3932% | 10 | Res Water Heat | 1250 | 1250 | 2500 | 1575 | 1575 | 3150 | 2500 | 2500 | 5000 | 2.36
|  | Micro Overhead Rate |  | 21% |  |  | Duct Pilot | 75 | therms | per home | 1000 | 800 | 0% | 20 | Res Space Heat | 0 | 0 | 0 | 0 | 0 | 0 | 0 | 0 | 0 | 11
|  | Program Staff Overhead |  | 5710.4145 | 5710.4145 |  | Rental Assessment | 0 | therms | per home | 265 | 265 | 0% | 1 | Res Space Heat | 0 | 0 | 0 | 0 | 0 | 0 | 0 | 0 | 0 | 0
|  | Marketing Staff Overhead |  | 2584.2915 | 2584.2915 |  | Low-e Storm Window Double Pane Metal Framed | 0.19 | therms | square foot | 8.94 | 2.78 | 0.83% | 20 | Res Space Heat | 35000 | 0 | 35000 | 6650 | 0 | 6650 | 97300 | 0 | 97300 | 0.07
[5 empty] | 0 |  | Prescriptive air sealing - Attic | 0.01 | therms | square foot | 0.2 | 0.09 | 0.5492% | 30 | Res Space Heat | 0 | 440000 | 440000 |  | 4400 | 4400 |  | 39600 | 39600 | 0
[7 empty] | Duct Sealing Only | 42.5 | therms | per home | 608.58 | 300 | 2.917% | 20 | Res Space Heat | 0 | 550 | 550 |  | 23375 | 23375 |  | 165000 | 165000 | 7.08
SF Existing Weatherizatin |  | MARKETING | 41178.94 | 41178.94 | 82357.88 |  | Showerhead - Handheld - Gas | 11 | therms | per unit | 9.48 | 9.48 | 1.648% | 10 | Res Water Heat | 0 | 1200 | 1200 |  | 13200 | 13200 |  | 11376 | 11376 | 20.53
Schedule 214 |  | Bill inserts, collateral, media | 20928.94 | 20928.94 | 41857.88 |  | HEA - CAN - Gas | 0 | therms | per home | 121 | 121 | 0% | 1 | Res Space Heat | 0 | 650 | 650 |  | 0 | 0 |  | 78650 | 78650 | 0
Order Number |  | EE Initiatives | 20250 | 20250 | 40500 |  | MH Single Pane to U.30 - Gas | 0.4 | therms | square foot | 17.81 | 2.78 | 0.8987% | 30 | Res Space Heat | 0 | 18000 | 18000 |  | 7200 | 7200 |  | 50040 | 50040 | 0
18230637 |  |  |  |  | 0 |  | HEA - Franklin - Gas | 0 | therms | per home | 144 | 144 | 0% | 1 | Res Space Heat | 0 | 850 | 850 |  | 0 | 0 |  | 122400 | 122400 | 0
Gas |  |  |  |  | 0 |  | MH Floor Insulation R-0 to R-22 - Gas | 0.02 | therms | square foot | 1.39 | 0.55 | 0.06241% | 25 | Res Space Heat | 0 | 25000 | 25000 |  | 500 | 500 |  | 13750 | 13750
|  | EMPLOYEE/OFFICE EXPENSES | 2500 | 2500 | 5000
|  | Travel, tolls, meals, lodging, phone expense | 2500 | 2500 | 5000
|  | Phone, office supplies, equipment |  |  | 0
0
0
|  | OUTSIDE SERVICES | 280000 | 327523.05 | 607523.05
|  | Program Support | 280000 | 264840 | 544840
|  | CAN Licensing |  | 4320 | 4320
|  | Optix Manage Licensing |  | 54750 | 54750
|  | Optix Engage Licensing |  | 3613.05 | 3613.05
|  | MATERIALS | 0 | 0 | 0
0
0
0
0
|  | MISCELLANEOUS | 15000 | 15000 | 30000
|  |  | 15000 | 15000 | 30000
0
0
0
SF Existing Weatherizatin |  | DIRECT BENEFIT TO CUSTOMER | 2227305 | 2237741 | 4465046
Schedule 214 |  | Ratio | 84.45% | 82.91%
Order Number
18230637 |  | REVENUE | 0 | 0 | 0
Gas
Rtn to Gas Sector
Go to Electric Detail Page

## SpHeat Detail_REM G214 Gas
|  | SF Existing Space Heat | Schedule 214 | Order Number | 18230638 | Gas | [5 empty] | SF Existing Space Heat | Schedule 214 | Order Number | 18230638 | Gas |  |  |  |  | SF Existing Space Heat | Schedule 214 | Order Number | 18230638 | Gas
[8 empty] | This table summarizes the subtotals in the detail table to the left and is used to populate 2016-2017 Sector views. | [11 empty] | Ratios |  |  | Acquisition Cost
SF Existing Space Heat | [7 empty] | Program Labor | Marketing Labor | Overhead | Marketing | Employee/Office Expense | Outside Services | Materials | Miscellaneous | DBtC | Revenue | Total Budget | Total Savings | DBTC | Marketing | Outside Svcs
Schedule 214 | [6 empty] | 2016 (Reference only) | 43503.84 | 14007 | 38359.7303 | 225000 | 5400 | 18000 | 17200 | 4000 | 2055250 | 0 | 2420720.5703 | 645705 | 84.9% | 10.24% | 0.7436% | 3.749
Order Number | [6 empty] | Original 2017 Figures, as noted in 2016-2017 BCP | 44591.52 | 14357.175 | 40085.1126 | 225000 | 5400 | 18000 | 17200 | 4000 | 2055250 | 0 | 2423883.8076 | 645705 | 84.79% | 10.25% | 0.7426% | 3.7539
18230638 | [6 empty] | 2017 (Updated for 2017 ACP) | 44591.52 | 14357.175 | 52935.9281 | 225000 | 5400 | 18000 | 17200 | 4000 | 1967750 | 0 | 2349234.6231 | 618205 | 83.76% | 10.57% | 0.7662% | 3.8001
Gas
[8 empty] | (2017-Specific Values) | [7 empty] | (2016 for reference only) |  |  | (2016 for reference only) |  |  | (2016 for reference only)
|  | Spending Section |  |  |  |  | Savings Section | [14 empty] | Savings Section |  |  | Savings Section
|  | Overall Total | 2420720.5703 | 2349234.6231 | 4769955.1934 |  | Measure Information | [8 empty] | Unit Totals |  |  | Projected Savings |  |  | Incentive Totals |  |  | First-year NEBs per unit
[7 empty] | Measure Name | Savings | UOM | Unit Type | Measure Cost | Incentive | Support % | Measure Life | End Use | 2016 | 2017 | Combined | 2016 | 2017 | Combined | 2016 | 2017 | Combined
|  | Budget Category | 2016 | 2017 | Total |  | i | i |  | i | i | i | i | i | i | i | i | [7 empty] | i
| FTE | PROGRAM LABOR | 43503.84 | 44591.52 | 88095.36 |  | TOTALS g |  |  |  | 7466520 | 1700 |  | 18 |  |  |  |  | 645705 | 618205 | 1263910 | 2055250 | 1967750 | 4023000 | 0
| 0.1 | Market Manager | 9063.3 | 9289.9 | 18353.2 |  | Efficient 95% Gas Furnace (Note: Raised from 90%) | 110 | therms | per unit | 603 | 350 | 83.69% | 18 | Res Space Heat | 5000 | 4750 | 9750 | 550000 | 522500 | 1072500 | 1750000 | 1662500 | 3412500 | 0
| 0.25 | Program Manager | 22658.25 | 23224.75 | 45883 |  | Energy Star qualified Boilers (95% AFUE) | 119 | therms | per unit | 1393 | 350 | 0.9053% | 20 | Res Space Heat | 55 | 55 | 110 | 6545 | 6545 | 13090 | 19250 | 19250 | 38500 | 0
| 0.13 | Program Implementer | 11782.29 | 12076.87 | 23859.16 |  | High Efficiency Natural Gas Fireplace | 72 | therms | per home | 562 | 200 | 10.41% | 20 | Res Space Heat | 950 | 950 | 1900 | 68400 | 68400 | 136800 | 190000 | 190000 | 380000 | 0
[5 empty] | 0 |  | NEW Integrated Space & Water Heating | 173 | therms | per home | 1526 | 800 | 2.632% | 18 | Res Space Heat | 120 | 120 | 240 | 20760 | 20760 | 41520 | 96000 | 96000 | 192000 | 0
0.48
| FTE | MARKETING LABOR | 14007 | 14357.175 | 28364.175
| 0.17509 | Marketing Labor | 14007 | 14357.175 | 28364.175
0
0
0
0.17509
|  | TOTAL OVERHEAD | 38359.7303 | 52935.9281 | 91295.6584
|  | Labor Overhead Rate | 66.7% | 68.8%
|  | Program Staff Overhead | 29017.0613 | 30678.9658 | 59696.027
|  | Marketing Staff Overhead | 9342.669 | 9877.7364 | 19220.4054
0
|  | Micro Overhead Rate |  | 21%
|  | Program Staff Overhead |  | 9364.2192 | 9364.2192
SF Existing Space Heat |  | Marketing Staff Overhead |  | 3015.0067 | 3015.0067
Schedule 214 |  |  |  |  | 0
Order Number
18230638 |  | MARKETING | 225000 | 225000 | 450000
Gas |  | Bill inserts, collateral, media | 225000 | 225000 | 450000
0
0
0
|  | EMPLOYEE/OFFICE EXPENSES | 5400 | 5400 | 10800
|  | Travel, tolls, meals, lodging, etc. | 5400 | 5400 | 10800
0
0
0
|  | OUTSIDE SERVICES | 18000 | 18000 | 36000
|  | Miscellaneous | 18000 | 18000 | 36000
0
0
0
|  | MATERIALS | 17200 | 17200 | 34400
|  | Materials | 17200 | 17200 | 34400
0
0
0
|  | MISCELLANEOUS | 4000 | 4000 | 8000
|  | Miscellaneous | 4000 | 4000 | 8000
0
SF Existing Space Heat |  |  |  |  | 0
Schedule 214 |  |  |  |  | 0
Order Number
18230638 |  | DIRECT BENEFIT TO CUSTOMER | 2055250 | 1967750 | 4023000
Gas |  | Ratio | 84.9% | 83.76%
|  | REVENUE | 0 | 0 | 0
Rtn to Gas Sector
Go to Electric Detail Page

## ShwrHead Detail_REM G214 Gas
|  | Residential Showerheads | Schedule 214 | Order Number | 18230700 | Gas | [5 empty] | Residential Showerheads | Schedule 214 | Order Number | 18230700 | Gas |  |  |  |  | Residential Showerheads | Schedule 214 | Order Number | 18230700 | Gas
[8 empty] | This table summarizes the subtotals in the detail table to the left and is used to populate 2016-2017 Sector views. | [11 empty] | Ratios |  |  | Acquisition Cost
Residential Showerheads | [7 empty] | Program Labor | Marketing Labor | Overhead | Marketing | Employee/Office Expense | Outside Services | Materials | Miscellaneous | DBtC | Revenue | Total Budget | Total Savings | DBTC | Marketing | Outside Svcs
Schedule 214 | [6 empty] | 2016 (Reference only) | 14825.28 | 1600 | 10955.6618 | 103450.42 | 300 | 20000 | 500 | 300 | 377391 | 0 | 529322.3618 | 326630.76 | 71.3% | 20.04% | 3.778% | 1.6206
Order Number | [6 empty] | Original 2017 Figures, as noted in 2016-2017 BCP | 15195.84 | 1640 | 11448.3712 | 103450.43 | 300 | 20000 | 500 | 300 | 377391 | 0 | 530225.6412 | 326630.76 | 71.18% | 20.01% | 3.772%
18230700 | [6 empty] | 2017 (Updated for 2017 ACP) | 11727.41 | 2332.5 | 12625.7992 | 80346 | 300 | 24004 | 300 | 150 | 198750 | 0 | 330535.7092 | 187782.5 | 60.13% | 25.46% | 7.262% | 1.7602
Gas
[8 empty] | (2017-Specific Values) | [7 empty] | (2016 for reference only) |  |  | (2016 for reference only) |  |  | (2016 for reference only)
|  | Spending Section |  |  |  |  | Savings Section | [14 empty] | Savings Section |  |  | Savings Section
|  | Overall Total | 529322.3618 | 330535.7092 | 859858.0709 |  | Measure Information | [8 empty] | Unit Totals |  |  | Projected Savings |  |  | Incentive Totals |  |  | First-year NEBs per unit
[7 empty] | Measure Name | Savings | UOM | Unit Type | Measure Cost | Incentive | Support % | Measure Life | End Use | 2016 | 2017 | Combined | 2016 | 2017 | Combined | 2016 | 2017 | Combined
|  | Budget Category | 2016 | 2017 | Total |  | i | i |  | i | i | i | i | i | i | i | i | [7 empty] | i
| FTE | PROGRAM LABOR | 14825.28 | 11727.41 | 26552.69 |  | TOTALS g |  |  |  | 2327616 | 120.6 |  | 10 |  |  |  |  | 326630.76 | 187782.5 | 514413.26 | 377391 | 198750 | 576141 | 0
| 0.09 | Program Coordinator | 9265.8 | 7775 | 17040.8 |  | Adapter - ShowerStart (G) | 1.75 | therms | per unit | 30 | 10 | 0% | 10 | Res Water Heat | 1000 | 100 | 1100 | 8060 | 175 | 8235 | 10000 | 1000 | 11000 | 18.01
| 0.03 | Program Implementer | 2779.74 | 1619.91 | 4399.65 |  | Showerhead - Engagement_C - Elec WH (G) | 5 | therms | per unit | 24 | 3.5 | 1.698% | 10 | Res Water Heat | 4000 | 0 | 4000 | 20000 | 0 | 20000 | 14000 | 0 | 14000 | 10.26
| 0.03 | Market Manager | 2779.74 | 2332.5 | 5112.24 |  | Showerhead - Retail - Gas WH - 1.50 gpm and less | 13.8 | therms | per unit | 24 | 10 | 8.312% | 10 | Res Water Heat | 4000 | 0 | 4000 | 40800 | 0 | 40800 | 40000 | 0 | 40000 | 18.91
[5 empty] | 0 |  | Showerhead - Retail - Gas WH - 1.51 to 1.75 gpm | 10.39 | therms | per unit | 24 | 10 | 0.6974% | 10 | Res Water Heat | 3000 | 0 | 3000 | 23700 | 0 | 23700 | 30000 | 0 | 30000 | 14.89
| 0.15 | [5 empty] | Showerhead - Retail - Gas WH - 1.76 to 2.0 gpm | 7.11 | therms | per unit | 24 | 10 | 0.4535% | 10 | Res Water Heat | 2600 | 0 | 2600 | 13780 | 0 | 13780 | 26000 | 0 | 26000 | 10.17
| FTE | MARKETING LABOR | 1600 | 2332.5 | 3932.5 |  | Showerhead - Retail_C - Any WH - 1.50 gpm and less (G) | 4.9 | therms | per unit | 24 | 4 | 57.15% | 10 | Res Water Heat | 16750 | 15000 | 31750 | 85425 | 73500 | 158925 | 67000 | 60000 | 127000 | 9.45
| 0.012137 | Marketing labor | 800 | 1166.25 | 1966.25 |  | Showerhead - Retail_C - Any WH - 1.51 to 1.75 gpm (G) | 3.9 | therms | per unit | 24 | 4 | 5.297% | 10 | Res Water Heat | 4000 | 4000 | 8000 | 15600 | 15600 | 31200 | 16000 | 16000 | 32000 | 7.44
| 0.012137 | Marketing Manager | 800 | 1166.25 | 1966.25 |  | Showerhead - Retail_C - Any WH - 1.76 to 2.0 gpm (G) | 2.9 | therms | per unit | 24 | 4 | 12.36% | 10 | Res Water Heat | 8000 | 6500 | 14500 | 20800 | 18850 | 39650 | 32000 | 26000 | 58000 | 5.08
[5 empty] | 0 |  | Showerhead - Retail_GO - Any WH - 1.50 gpm and less | 7.82 | therms | per unit | 24 | 10 | 0.1803% | 10 | Res Water Heat | 3000 | 3000 | 6000 | 15930 | 23460 | 39390 | 30000 | 30000 | 60000 | 18.91
[5 empty] | 0 |  | Showerhead - Retail_GO - Any WH - 1.51 to 1.75 gpm | 6.31 | therms | per unit | 24 | 10 | 0.1392% | 10 | Res Water Heat | 3000 | 500 | 3500 | 12300 | 3155 | 15455 | 30000 | 5000 | 35000 | 14.89
| 0.024275 | [5 empty] | Showerhead - Retail_GO - Any WH - 1.76 to 2.0 gpm | 4.6 | therms | per unit | 24 | 10 | 0.09303% | 10 | Res Water Heat | 3000 | 250 | 3250 | 8220 | 1150 | 9370 | 30000 | 2500 | 32500 | 10.17
|  | TOTAL OVERHEAD | 10955.6618 | 12625.7992 | 23581.4609 |  | Showerhead - ShowerStart - 1.5 gpm (G) | 10.86 | therms | per unit | 40 | 10 | 0% | 10 | Res Water Heat | 2250 | 2250 | 4500 | 30757.5 | 24435 | 55192.5 | 22500 | 22500 | 45000 | 18.91
|  | Labor Overhead Rate | 66.7% | 68.8% |  |  | Adapter-ShowerStart - C_Gas Water Heat | 1.1 |  |  | 15 | 3.5 |  |  |  | 400 | 400 | 800 | 1980 | 440 | 2420 | 1400 | 1400 | 2800
|  | Program Staff Overhead | 9888.4618 | 8068.4581 | 17956.9198 |  | Showerhead-ShowerStart - C_Gas Water Heat | 6.7 |  |  | 20 | 3.5 |  |  |  | 350 | 600 | 950 | 2936.5 | 4020 | 6956.5 | 1225 | 2100 | 3325
|  | Marketing Staff Overhead | 1067.2 | 1604.76 | 2671.96 |  | Faucet - WaterSense - GO - Any WH - 1.5 gpm or less | 0.72 | therms | per unit | 20 | 10 | 0.1222% | 10 | Res Water Heat | 600 | 500 | 1100 | 432 | 360 | 792 | 6000 | 5000 | 11000 | 3.97
[5 empty] | 0 |  | Faucet - WaterSense - C - Any WH - 1.5 gpm or less | 0.69 | therms | per unit | 20 | 3.5 | 0.2343% | 10 | Res Water Heat | 550 | 1000 | 1550 | 379.5 | 690 | 1069.5 | 1925 | 3500 | 5425 | 1.99
|  | Micro Overhead Rate |  | 21% |  |  | Aerator - WaterSense - GO - Any WH - 1.5 gpm or less | 0.72 | therms | per unit | 2 | 2 | 0.07334% | 10 | Res Water Heat | 3858 | 4000 | 7858 | 2777.76 | 2880 | 5657.76 | 7716 | 8000 | 15716 | 3.97
|  | Program Staff Overhead |  | 2462.7561 | 2462.7561 |  | Aerator - WaterSense - GO - Any WH - 1.0 gpm | 1.23 | therms | per unit | 2 | 2 | 0.2506% | 10 | Res Water Heat | 3000 | 6000 | 9000 | 3690 | 7380 | 11070 | 6000 | 12000 | 18000 | 6.82
Residential Showerheads |  | Marketing Staff Overhead |  | 489.825 | 489.825 | [12 empty] | 0 | 0 | 0 | 0 | 0 | 0 | 0 | 0
Schedule 214 |  |  |  |  | 0 | [12 empty] | 0 | 0 | 0 | 0 | 0 | 0 | 0 | 0
Order Number | [6 empty] | Aerator - WaterSense -C-Any WH -1.5 gpm - therm | 0.69 | therms | per unit | 2 | 0.3 | 2.929% | 10 | Res Water Heat | 6250 | 6250 | 12500 | 4312.5 | 4312.5 | 8625 | 1875 | 1875 | 3750 | 3.97
18230700 |  | MARKETING | 103450.42 | 80346 | 183796.42 |  | Aerator - WaterSense -C-Any WH -1.0 gpm | 1.18 | therms | per unit | 2 | 0.3 | 10.02% | 10 | Res Water Heat | 12500 | 6250 | 18750 | 14750 | 7375 | 22125 | 3750 | 1875 | 5625 | 6.82
Gas |  | General Marketing | 83200.42 | 35403 | 118603.42
|  | Cross-Channel Marketing | 20250 | 44943 | 65193
0
0
|  | EMPLOYEE/OFFICE EXPENSES | 300 | 300 | 600
|  | Employee Expense | 300 | 300 | 600
0
0
0
|  | OUTSIDE SERVICES | 20000 | 24004 | 44004
|  | Field Services | 10000 | 17511 | 27511
|  | Incentive Processing | 10000 | 4493 | 14493
|  | Market research |  | 2000 | 2000
0
|  | MATERIALS | 500 | 300 | 800
|  | Materials Budget | 500 | 300 | 800
0
0
0
|  | MISCELLANEOUS | 300 | 150 | 450
|  | Misc. Budget | 300 | 150 | 450
0
Residential Showerheads |  |  |  |  | 0
Schedule 214 |  |  |  |  | 0
Order Number
18230700 |  | DIRECT BENEFIT TO CUSTOMER | 377391 | 198750 | 576141
Gas |  | Ratio | 71.3% | 60.13%
|  | REVENUE | 0 | 0 | 0
Rtn to Gas Sector
Go to Electric Detail Page

## HmApplSvgs Detail_REM G214 Gas
|  | Residential Home Appliances--Gas Savings | Schedule 214 | Order Number | 18230434 | Gas | [5 empty] | Residential Home Appliances--Gas Savings | Schedule 214 | Order Number | 18230434 | Gas |  |  |  |  | Residential Home Appliances--Gas Savings | Schedule 214 | Order Number | 18230434 | Gas
[8 empty] | This table summarizes the subtotals in the detail table to the left and is used to populate 2016-2017 Sector views. | [11 empty] | Ratios |  |  | Acquisition Cost
Residential Home Appliances--Gas Savings |  |  | This sheet represents gas savings from installation of appliances |  |  |  |  | Program Labor | Marketing Labor | Overhead | Marketing | Employee/Office Expense | Outside Services | Materials | Miscellaneous | DBtC | Revenue | Total Budget | Total Savings | DBTC | Marketing | Outside Svcs
Schedule 214 | [6 empty] | 2016 (Reference only) | 0 | 0 | 0 | 0 | 0 | 0 | 0 | 0 | 16650 | 0 | 16650 | 46930 | 100% | 0% | 0% | 0.35478
Order Number | [6 empty] | Original 2017 Figures, as noted in 2016-2017 BCP | 0 | 0 | 0 | 0 | 0 | 0 | 0 | 0 | 0 | 0 | 0 | 32,736 therms | #DIV/0! | #DIV/0! | #DIV/0! | #VALUE!
18230434 | [6 empty] | 2017 (Updated for 2017 ACP) | 0 | 0 | 0 | 0 | 0 | 0 | 0 | 0 | 14805 | 0 | 14805 | 40705 | 100% | 0% | 0% | 0.36371
Gas
[8 empty] | (2017-Specific Values) | [7 empty] | (2016 for reference only) |  |  | (2016 for reference only) |  |  | (2016 for reference only)
|  | Spending Section |  |  |  |  | Savings Section | [14 empty] | Savings Section |  |  | Savings Section
|  | Overall Total | 16650 | 14805 | 31455 |  | Measure Information | [8 empty] | Unit Totals |  |  | Projected Savings |  |  | Incentive Totals |  |  | First-year NEBs per unit
[7 empty] | Measure Name | Savings | UOM | Unit Type | Measure Cost | Incentive | Support % | Measure Life | End Use | 2016 | 2017 | Combined | 2016 | 2017 | Combined | 2016 | 2017 | Combined
|  | Budget Category | 2016 | 2017 | Total |  | i | i |  | i | i | i | i | i | i | i | i | [7 empty] | i
| FTE | PROGRAM LABOR | 0 | 0 | 0 |  | TOTALS g |  |  |  | 31455 | 4.53 | 74.31% | 12 |  |  |  |  | 46930 | 40705 | 88923 | 16650 | 14805 | 31483 | 0
[5 empty] | 0 |  | Clothes Washer CEE Tier 1 Any WH/Any Dryer - Frontload | 1.2 | therm | per unit | 0 | 0 | 8.353% | 14 | Res Water Heat | 6000 | 100 | 6100 | 7200 | 120 | 7320 | 0 | 0 | 0 | 0
[5 empty] | 0 |  | Clothes Washer CEE Tier 2 Any WH/Any Dryer | 1.9 | therm | per unit | 0 | 0 | 10.19% | 14 | Res Water Heat | 4500 | 200 | 4700 | 8550 | 380 | 8930 | 0 | 0 | 0 | 0
[5 empty] | 0 |  | Clothes Washer CEE Tier 3 Any WH/Any Dryer | 2 | therm | per unit | 0 | 0 | 6.961% | 14 | Res Water Heat | 3000 | 50 | 3050 | 6000 | 100 | 6100 | 0 | 0 | 0 | 0
[5 empty] | 0 |  | Showerhead - Engagement_C - Appl Repl - 1.5 gpm (G) | 5 | therm | per unit | 3.33 | 3.33 | 48.5% | 10 | Res Water Heat | 5000 | 3500 | 8500 | 25000 | 17500 | 42500 | 16650 | 11655 | 28305 | 0
[7 empty] | Clothes Washer AnyWH/Any Dryer - Topload | 0.9 | therm | per unit | 0 | 0 | 0.3081% | 14 | Res Water Heat | 2000 | 100 | 2100 | 180 | 90 | 270 | 0 | 0 | 0 | 0
| FTE | MARKETING LABOR | 0 | 0 | 0 | [10 empty] | 0 |  | 0 | 181 | 0 | 181 | 1 | 0 | 1
[5 empty] | 0 |  | CEE Tier 1 or above - Any WH/Any Dryer - Top load | 0.95 |  | per unit | 0 | 0 | 5.962% | 14 | Res Water Heat | 0 | 5500 | 5500 | 182 | 5225 | 5407 | 2 | 0 | 2
[5 empty] | 0 |  | Energy Star Clothes Washer - Any WH/Any Dryer - Front load | 1.47 |  | per unit | 0 | 0 | 7.548% | 14 | Res Water Heat | 0 | 4500 | 4500 | 183 | 6615 | 6798 | 3 | 0 | 3
[5 empty] | 0 |  | Aerator - Bath - Engagement - C - APPD - 1.0 gpm - Therm | 1.18 |  | per unit | 0.3 | 0.3 | 6.732% | 10 | Res Water Heat | 0 | 5000 | 5000 | 184 | 5900 | 6084 | 4 | 1500 | 1504
[5 empty] | 0 |  | Aerator - Bath - Engagement - C - APPR - 1.0 gpm - Therm | 1.18 |  | per unit | 0.3 | 0.3 | 2.693% | 10 | Res Water Heat | 0 | 2000 | 2000 | 185 | 2360 | 2545 | 5 | 600 | 605
[7 empty] | Aerator - Kitchen - Engagement - C - APPD - 1.5 gpm - Therm | 0.69 |  | per unit | 0.3 | 0.3 | 1.968% | 10 | Res Water Heat | 0 | 2500 | 2500 | 186 | 1725 | 1911 | 6 | 750 | 756
|  | TOTAL OVERHEAD | 0 | 0 | 0 |  | Aerator - Kitchen - Engagement - C - APPR - 1.5 gpm - Therm | 0.69 |  | per unit | 0.3 | 0.3 | 0.7874% | 10 | Res Water Heat | 0 | 1000 | 1000 | 187 | 690 | 877 | 7 | 300 | 307
|  | Labor Overhead Rate | 66.7% | 68.8%
|  | Program Staff Overhead | 0 | 0 | 0
|  | Marketing Staff Overhead | 0 | 0 | 0
0
|  | Micro Overhead Rate |  | 21%
|  | Program Staff Overhead |  | 0 | 0
Residential Home Appliances--Gas Savings |  | Marketing Staff Overhead |  | 0 | 0
Schedule 214 |  |  |  |  | 0
Order Number
18230434 |  | MARKETING | 0 | 0 | 0
Gas |  |  |  |  | 0
0
0
0
|  | EMPLOYEE/OFFICE EXPENSES | 0 | 0 | 0
0
0
0
0
|  | OUTSIDE SERVICES | 0 | 0 | 0
0
0
0
0
|  | MATERIALS | 0 | 0 | 0
0
0
0
0
|  | MISCELLANEOUS | 0 | 0 | 0
0
0
Residential Home Appliances--Gas Savings |  |  |  |  | 0
Schedule 214 |  |  |  |  | 0
Order Number
18230434 |  | DIRECT BENEFIT TO CUSTOMER | 16650 | 14805 | 31455
Gas |  | Ratio
|  | REVENUE | 0 | 0 | 0
Rtn to Gas Sector
Go to Electric Detail Page

## MHDS Detail_REM G214 Gas
|  | Mobile Home Duct Sealing | Schedule 214 | Order Number | 18230680 | Gas | [5 empty] | Mobile Home Duct Sealing | Schedule 214 | Order Number | 18230680 | Gas |  |  |  |  | Mobile Home Duct Sealing | Schedule 214 | Order Number | 18230680 | Gas
[8 empty] | This table summarizes the subtotals in the detail table to the left and is used to populate 2016-2017 Sector views. | [11 empty] | Ratios |  |  | Acquisition Cost
Mobile Home Duct Sealing | [7 empty] | Program Labor | Marketing Labor | Overhead | Marketing | Employee/Office Expense | Outside Services | Materials | Miscellaneous | DBtC | Revenue | Total Budget | Total Savings | DBTC | Marketing | Outside Svcs
Schedule 214 | [6 empty] | 2016-2017 BCP: Original 2017 budget | 0 | 0 | 0 | 0 | 0 | 0 | 0 | 0 | 0 | 0 | 0 | 0 | #DIV/0! | #DIV/0! | #DIV/0! | #DIV/0!
Order Number | [6 empty] | 2016 (Reference only) | 0 | 0 | 0 | 0 | 0 | 0 | 0 | 0 | 0 | 0 | 0 | 0 | #DIV/0! | #DIV/0! | #DIV/0! | #DIV/0!
18230680 | [6 empty] | 2017 (Updated for 2017 ACP) | 0 | 0 | 0 | 0 | 0 | 0 | 0 | 0 | 0 | 0 | 0 | 0 | #DIV/0! | #DIV/0! | #DIV/0! | #DIV/0!
Gas
[8 empty] | (2017-Specific Values) | [7 empty] | (2016 for reference only) |  |  | (2016 for reference only) |  |  | (2016 for reference only)
|  | Spending Section |  |  |  |  | Savings Section | [14 empty] | Savings Section |  |  | Savings Section
|  | Overall Total | 0 | 0 | 0 |  | Measure Information | [8 empty] | Unit Totals |  |  | Projected Savings |  |  | Incentive Totals |  |  | First-year NEBs per unit
[7 empty] | Measure Name | Savings | UOM | Unit Type | Measure Cost | Incentive | Support % | Measure Life | End Use | 2016 | 2017 | Combined | 2016 | 2017 | Combined | 2016 | 2017 | Combined
|  | Budget Category | 2016 | 2017 | Total |  | i | i |  | i | i | i | i | i | i | i | i | [7 empty] | i
| FTE | PROGRAM LABOR | 0 | 0 | 0 |  | TOTALS g |  |  |  | 0 | 0 |  | N/A |  |  |  |  | 0 | 0 | 0 | 0 | 0 | 0 | 0
0
0
0
0
| FTE | MARKETING LABOR | 0 | 0 | 0
0
0
0
0
|  | TOTAL OVERHEAD | 0 | 0 | 0
|  | Labor Overhead Rate | 66.7% | 68.8%
|  | Program Staff Overhead | 0 | 0 | 0
|  | Marketing Staff Overhead | 0 | 0 | 0
0
|  | Micro Overhead Rate |  | 21%
|  | Program Staff Overhead |  | 0 | 0
Mobile Home Duct Sealing |  | Marketing Staff Overhead |  | 0 | 0
Schedule 214 |  |  |  |  | 0
Order Number
18230680 |  | MARKETING | 0 | 0 | 0
Gas |  |  |  |  | 0
0
0
0
|  | EMPLOYEE/OFFICE EXPENSES | 0 | 0 | 0
0
0
0
0
|  | OUTSIDE SERVICES | 0 | 0 | 0
0
0
0
0
|  | MATERIALS | 0 | 0 | 0
0
0
0
0
|  | MISCELLANEOUS | 0 | 0 | 0
0
0
Mobile Home Duct Sealing |  |  |  |  | 0
Schedule 214 |  |  |  |  | 0
Order Number
18230680 |  | DIRECT BENEFIT TO CUSTOMER | 0 | 0 | 0
Gas |  | Ratio
|  | REVENUE | 0 | 0 | 0
Note on D67: sandra sieg: 448800 from RISE Wx Innovation Pilot
Return to Gas Sector View

## WebTstat Detail_REM G214 Gas
|  | SF Existing - Web-Enabled Thermostats | Schedule 214 | Order Number | 18230687 | Gas | [5 empty] | SF Existing - Web-Enabled Thermostats | Schedule 214 | Order Number | 18230687 | Gas |  |  |  |  | SF Existing - Web-Enabled Thermostats | Schedule 214 | Order Number | 18230687 | Gas
[8 empty] | This table summarizes the subtotals in the detail table to the left and is used to populate 2016-2017 Sector views. | [11 empty] | Ratios |  |  | Acquisition Cost
SF Existing - Web-Enabled Thermostats | [7 empty] | Program Labor | Marketing Labor | Overhead | Marketing | Employee/Office Expense | Outside Services | Materials | Miscellaneous | DBtC | Revenue | Total Budget | Total Savings | DBTC | Marketing | Outside Svcs
Schedule 214 | [6 empty] | 2016 (Reference only) | 12045.54 | 1250 | 8868.1252 | 19911 | 250 | 10000 | 250 | 250 | 150000 | 0 | 202824.6652 | 34000 | #DIV/0! | #DIV/0! | #DIV/0! | #DIV/0!
Order Number | [6 empty] | Original 2017 Figures, as noted in 2016-2017 BCP | 12346.6785 | 1282 | 9267.5014 | 19911.15 | 250 | 10000 | 250 | 250 | 150000 | 0 | 203557.3299 | 34000 | #DIV/0! | #DIV/0! | #DIV/0! | #DIV/0!
18230687 | [6 empty] | 2017 (Updated for 2017 ACP) | 15550 | 1943.75 | 15709.3875 | 35272 | 250 | 28965 | 250 | 100 | 255000 | 0 | 353040.1375 | 170000 | 56.43% | 1.801% | 35.58% | 0.42222
Gas
[8 empty] | (2017-Specific Values) | [7 empty] | (2016 for reference only) |  |  | (2016 for reference only) |  |  | (2016 for reference only)
|  | Spending Section |  |  |  |  | Savings Section | [14 empty] | Savings Section |  |  | Savings Section
|  | Overall Total | 202824.6652 | 353040.1375 | 555864.8027 |  | Measure Information | [8 empty] | Unit Totals |  |  | Projected Savings |  |  | Incentive Totals |  |  | First-year NEBs per unit
[7 empty] | Measure Name | Savings | UOM | Unit Type | Measure Cost | Incentive | Support % | Measure Life | End Use | 2016 | 2017 | Combined | 2016 | 2017 | Combined | 2016 | 2017 | Combined
|  | Budget Category | 2016 | 2017 | Total |  | i | i |  | i | i | i | i | i | i | i | i | [7 empty] | i
| FTE | PROGRAM LABOR | 12045.54 | 15550 | 27595.54 |  | TOTALS g |  |  |  | 1116520 | 150 |  | 20 |  |  |  |  | 34000 | 170000 | 204000 | 150000 | 255000 | 405000 | 0
| 0.125 | Program Manager | 12045.54 | 15550 | 27595.54 |  | Web-Enabled Thermostat (Retail) | 50 | therm | per unit | 187.35 | 75 | 91.67% | 20 | Res Space Heat | 1000 | 3400 | 4400 | 17000 | 170000 | 187000 | 75000 | 255000 | 330000 | 0
[5 empty] | 0 |  | Web-Enabled Thermostat (Contractor Installed) | 50 | therm | per unit | 292.18 | 75 | 8.333% | 20 | Res Space Heat | 1000 | 0 | 1000 | 17000 | 0 | 17000 | 75000 | 0 | 75000 | 0
[5 empty] | 0 | [12 empty] | 0 | 0 | 0 | 0 | 0 | 0 | 0
[5 empty] | 0 | [12 empty] | 0 | 0 | 0 | 0 | 0 | 0 | 0
| 0.125 | [16 empty] | 0 | 0 | 0 | 0 | 0 | 0 | 0
| FTE | MARKETING LABOR | 1250 | 1943.75 | 3193.75 | [12 empty] | 0 | 0 | 0 | 0 | 0 | 0 | 0
| 0.019715 |  | 1250 | 1943.75 | 3193.75 | [12 empty] | 0 | 0 | 0 | 0 | 0 | 0 | 0
[5 empty] | 0 | [12 empty] | 0 | 0 | 0 | 0 | 0 | 0 | 0
[5 empty] | 0 | [12 empty] | 0 | 0 | 0 | 0 | 0 | 0 | 0
[5 empty] | 0 | [12 empty] | 0 | 0 | 0 | 0 | 0 | 0 | 0
| 0.019715 | [16 empty] | 0 | 0 | 0 | 0 | 0 | 0 | 0
|  | TOTAL OVERHEAD | 8868.1252 | 15709.3875 | 24577.5127 | [12 empty] | 0 | 0 | 0 | 0 | 0 | 0 | 0
|  | Labor Overhead Rate | 66.7% | 68.8% | [13 empty] | 0 | 0 | 0 | 0 | 0 | 0 | 0
|  | Program Staff Overhead | 8034.3752 | 10698.4 | 18732.7752 | [12 empty] | 0 | 0 | 0 | 0 | 0 | 0 | 0
|  | Marketing Staff Overhead | 833.75 | 1337.3 | 2171.05 | [12 empty] | 0 | 0 | 0 | 0 | 0 | 0 | 0
[5 empty] | 0 | [12 empty] | 0 | 0 | 0 | 0 | 0 | 0 | 0
|  | Micro Overhead Rate |  | 21% | [13 empty] | 0 | 0 | 0 | 0 | 0 | 0 | 0
|  | Program Staff Overhead |  | 3265.5 | 3265.5 | [12 empty] | 0 | 0 | 0 | 0 | 0 | 0 | 0
SF Existing - Web-Enabled Thermostats |  | Marketing Staff Overhead |  | 408.1875 | 408.1875 | [12 empty] | 0 | 0 | 0 | 0 | 0 | 0 | 0
Schedule 214 |  |  |  |  | 0 | [12 empty] | 0 | 0 | 0 | 0 | 0 | 0 | 0
Order Number | [17 empty] | 0 | 0 | 0 | 0 | 0 | 0 | 0
18230687 |  | MARKETING | 19911 | 35272 | 55183 | [12 empty] | 0 | 0 | 0 | 0 | 0 | 0 | 0
Gas |  | Advertising;Claymation,General,Social | 19911 | 17299 | 37210 | [12 empty] | 0 | 0 | 0 | 0 | 0 | 0 | 0
|  | Campaigns; Upgrades & Cross-Sell |  | 17973 | 17973 | [12 empty] | 0 | 0 | 0 | 0 | 0 | 0 | 0
[5 empty] | 0 | [12 empty] | 0 | 0 | 0 | 0 | 0 | 0 | 0
[5 empty] | 0 | [12 empty] | 0 | 0 | 0 | 0 | 0 | 0 | 0
[18 empty] | 0 | 0 | 0 | 0 | 0 | 0 | 0
|  | EMPLOYEE/OFFICE EXPENSES | 250 | 250 | 500 | [12 empty] | 0 | 0 | 0 | 0 | 0 | 0 | 0
|  |  | 250 | 250 | 500
0
0
0
|  | OUTSIDE SERVICES | 10000 | 28965 | 38965
|  | Field Services | 5000 | 14593 | 19593
|  | Incentive Processing | 5000 | 1872 | 6872
|  | Manufacturer Partnerships |  | 12500 | 12500
0
|  | MATERIALS | 250 | 250 | 500
|  |  | 250 | 250 | 500
0
0
0
|  | MISCELLANEOUS | 250 | 100 | 350
|  |  | 250 | 100 | 350
0
SF Existing - Web-Enabled Thermostats |  |  |  |  | 0
Schedule 214 |  |  |  |  | 0
Order Number
18230687 |  | DIRECT BENEFIT TO CUSTOMER | 150000 | 255000 | 405000
Gas |  | Ratio | 73.96% | 72.23%
|  | REVENUE | 0 | 0 | 0
Rtn to Gas Sector
Go to Electric Detail Page

## HER Detail_REM G214 gas
|  | Home Energy Reports | Schedule 214 | Order Number | 18230738 | Gas | [5 empty] | Home Energy Reports | Schedule 214 | Order Number | 18230738 | Gas |  |  |  |  | Home Energy Reports | Schedule 214 | Order Number | 18230738 | Gas
[8 empty] | This table summarizes the subtotals in the detail table to the left and is used to populate 2016-2017 Sector views. | [11 empty] | Ratios |  |  | Acquisition Cost
Home Energy Reports | [7 empty] | Program Labor | Marketing Labor | Overhead | Marketing | Employee/Office Expense | Outside Services | Materials | Miscellaneous | DBtC | Revenue | Total Budget | Total Savings | DBTC | Marketing | Outside Svcs
Schedule 214 | [6 empty] | 2016 (Reference only) | 2779.74 | 0 | 1854.0866 | 10142.77 | 250 | 25243 | 100 | 150 | 25658.01 | 0 | 66177.6066 | 239967 | 38.04% | 10.01% | 38.04% | 0.28169
Order Number | [6 empty] | Original 2017 Figures, as noted in 2016-2017 BCP | 0 | 0 | 0 | 0 | 0 | 0 | 0 | 0 | 0 | 0 | 0 | 0 | 38% | 2.173% | 52.08% | #DIV/0!
18230738 | [6 empty] | 2017 (Updated for 2017 ACP) | 2332.5 | 0 | 2094.585 | 9960 | 250 | 14045.13 | 100 | 150 | 14080 | 0 | 43012.215 | 0 | 37.78% | 10.2% | 37.78% | 0.28357
Gas
[8 empty] | (2017-Specific Values) | [7 empty] | (2016 for reference only) |  |  | (2016 for reference only) |  |  | (2016 for reference only)
|  | Spending Section |  |  |  |  | Savings Section | [14 empty] | Savings Section |  |  | Savings Section
|  | Overall Total | 66177.6066 | 43012.215 | 109189.8216 |  | Measure Information | [8 empty] | Unit Totals |  |  | Projected Savings |  |  | Incentive Totals |  |  | First-year NEBs per unit
[7 empty] | Measure Name | Savings | UOM | Unit Type | Measure Cost | Incentive | Support % | Measure Life | End Use | 2016 | 2017 | Combined | 2016 | 2017 | Combined | 2016 | 2017 | Combined
|  | Budget Category | 2016 | 2017 | Total |  | i | i |  | i | i | i | i | i | i | i | i | [7 empty] | i
| FTE | PROGRAM LABOR | 2779.74 | 2332.5 | 5112.24 |  | TOTALS g |  |  |  | 39738.01 | 2.27 | 100% | 2 |  |  |  |  | 239967 | 0 | 239967 | 25658.01 | 14080 | 39738.01 | 0
| 0.03 | Program Manager | 2779.74 | 2332.5 | 5112.24 |  | Home Energy Reports (Original)- Gas | 13 | therm | per home | 1.39 | 1.39 | 100% | 2 | Res Water Heat | 18459 | 0 | 18459 | 239967 | 0 | 239967 | 25658.01 | 0 | 25658.01
[5 empty] | 0 |  | Home Energy Reports (Original)- Gas | 0 | therm | per home | 0.88 | 0.88 | 0% | 2 | Res Water Heat | 0 | 16000 | 16000 | 0 | 0 | 0 | 0 | 14080 | 14080
0
0
0.03
| FTE | MARKETING LABOR | 0 | 0 | 0
| 0 |  |  |  | 0
0
0
0
0
|  | TOTAL OVERHEAD | 1854.0866 | 2094.585 | 3948.6716
|  | Labor Overhead Rate | 66.7% | 68.8%
|  | Program Staff Overhead | 1854.0866 | 1604.76 | 3458.8466
|  | Marketing Staff Overhead | 0 | 0 | 0
0
|  | Micro Overhead Rate |  | 21%
Home Energy |  | Program Staff Overhead |  | 489.825 | 489.825
Reports |  | Marketing Staff Overhead |  | 0 | 0
Schedule 214 |  |  |  |  | 0
Order Number
18230738 |  | MARKETING | 10142.77 | 9960 | 20102.77
Gas |  | Marketing Modules | 10142.77 | 9960 | 20102.77
0
0
0
|  | EMPLOYEE/OFFICE EXPENSES | 250 | 250 | 500
|  | Employee Expense Budget | 150 | 250 | 400
|  | Phone expense, office supplies | 100 |  | 100
0
0
|  | OUTSIDE SERVICES | 25243 | 14045.13 | 39288.13
|  | Opower | 25243 | 14045.13 | 39288.13
0
0
0
|  | MATERIALS | 100 | 100 | 200
|  | Materials Expense Budget | 100 | 100 | 200
0
0
0
|  | MISCELLANEOUS | 150 | 150 | 300
|  | Misc, Expense Budget | 150 | 150 | 300
0
Home Energy Reports |  |  |  |  | 0
Schedule 214 |  |  |  |  | 0
Order Number
18230738 |  | DIRECT BENEFIT TO CUSTOMER | 25658.01 | 14080 | 39738.01
Gas |  | Ratio | 38.77% | 32.73%
|  | REVENUE | 0 | 0 | 0
Rtn to Gas Sector
Go to Electric Detail Page
Type equation here.
"Type equation here."

## SFNC Detail_REM G215 Gas
|  | Single Family New Construction | Schedule 215 | Order Number | 18230684 | Gas | [5 empty] | Single Family New Construction | Schedule 215 | Order Number | 18230684 | Gas |  |  |  |  | Single Family New Construction | Schedule 215 | Order Number | 18230684 | Gas
[8 empty] | This table summarizes the subtotals in the detail table to the left and is used to populate 2016-2017 Sector views. | [11 empty] | Ratios |  |  | Acquisition Cost
Single Family New Construction | [7 empty] | Program Labor | Marketing Labor | Overhead | Marketing | Employee/Office Expense | Outside Services | Materials | Miscellaneous | DBtC | Revenue | Total Budget | Total Savings | DBTC | Marketing | Outside Svcs
Schedule 215 | [6 empty] | 2016 (Reference only) | 13500 | 10984.2 | 16330.9614 | 6000 | 0 | 0 | 1000 | 0 | 0 | 0 | 47815.1614 | 0 | 0% | 49.99% | 0% | #DIV/0!
Order Number | [6 empty] | Original 2017 Figures, as noted in 2016-2017 BCP | 13500 | 10984.2 | 16649.256 | 6000 | 0 | 0 | 1000 | 0 | 0 | 0 | 48133.456 | 0 | 0% | 49.66% | 0% | #DIV/0!
18230684 | [6 empty] | 2017 (Updated for 2017 ACP) | 11662.5 | 777.5 | 11171.12 | 6000 | 0 | 0 | 1000 | 0 | 0 | 0 | 30611.12 | 0 | 0% | 23.74% | 0% | #DIV/0!
Gas
[8 empty] | (2017-Specific Values) | [7 empty] | (2016 for reference only) |  |  | (2016 for reference only) |  |  | (2016 for reference only)
|  | Spending Section |  |  |  |  | Savings Section | [14 empty] | Savings Section |  |  | Savings Section
|  | Overall Total | 47815.1614 | 30611.12 | 78426.2814 |  | Measure Information | [8 empty] | Unit Totals |  |  | Projected Savings |  |  | Incentive Totals |  |  | First-year NEBs per unit
[7 empty] | Measure Name | Savings | UOM | Unit Type | Measure Cost | Incentive | Support % | Measure Life | End Use | 2016 | 2017 | Combined | 2016 | 2017 | Combined | 2016 | 2017 | Combined
|  | Budget Category | 2016 | 2017 | Total |  | i | i |  | i | i | i | i | i | i | i | i | [7 empty] | i
| FTE | PROGRAM LABOR | 13500 | 11662.5 | 25162.5 |  | TOTALS g |  |  |  | 0 | 0 |  | N/A |  |  |  |  | 0 | 0 | 0 | 0 | 0 | 0 | 0
| 0.05 | Market Manager | 4500 | 3887.5 | 8387.5
| 0.1 | Program Manager | 9000 | 7775 | 16775
0
0
0.15
| FTE | MARKETING LABOR | 10984.2 | 777.5 | 11761.7
| 0.072603 | Marketing Manager/Coordinator | 10984.2 | 777.5 | 11761.7
0
0
0
0.072603
|  | TOTAL OVERHEAD | 16330.9614 | 11171.12 | 27502.0814
|  | Labor Overhead Rate | 66.7% | 68.8%
|  | Program Staff Overhead | 9004.5 | 8023.8 | 17028.3
|  | Marketing Staff Overhead | 7326.4614 | 534.92 | 7861.3814
0
|  | Micro Overhead Rate |  | 21%
|  | Program Staff Overhead |  | 2449.125 | 2449.125
Single Family New Construction |  | Marketing Staff Overhead |  | 163.275 | 163.275
Schedule 215 |  |  |  |  | 0
Order Number
18230684 |  | MARKETING | 6000 | 6000 | 12000
Gas |  | Marketing Communications Budget | 6000 | 6000 | 12000
0
0
0
|  | EMPLOYEE/OFFICE EXPENSES | 0 | 0 | 0
0
0
0
0
|  | OUTSIDE SERVICES | 0 | 0 | 0
0
0
0
0
|  | MATERIALS | 1000 | 1000 | 2000
|  | Office Supplies, Printing, Phones, etc. | 1000 | 1000 | 2000
0
0
0
|  | MISCELLANEOUS | 0 | 0 | 0
0
0
Single Family New Construction |  |  |  |  | 0
Schedule 215 |  |  |  |  | 0
Order Number
18230684 |  | DIRECT BENEFIT TO CUSTOMER | 0 | 0 | 0
Gas |  | Ratio
|  | REVENUE | 0 | 0 | 0
Rtn to Gas Sector
Go to Electric Detail Page

## NCMfgHomes Detail_REM G215 Gas
|  | Energy Star Manufactured Home | Schedule 215 | Order Number | 18230442 | Gas | [5 empty] | Energy Star Manufactured Home | Schedule 215 | Order Number | 18230442 | Gas |  |  |  |  | Energy Star Manufactured Home | Schedule 215 | Order Number | 18230442 | Gas
[8 empty] | This table summarizes the subtotals in the detail table to the left and is used to populate 2016-2017 Sector views. | [11 empty] | Ratios |  |  | Acquisition Cost
Energy Star Manufactured Home | [7 empty] | Program Labor | Marketing Labor | Overhead | Marketing | Employee/Office Expense | Outside Services | Materials | Miscellaneous | DBtC | Revenue | Total Budget | Total Savings | DBTC | Marketing | Outside Svcs
Schedule 215 | [6 empty] | 2016-2017 BCP: Original 2017 budget | 0 | 0 | 0 | 0 | 0 | 0 | 0 | 0 | 0 | 0 | 0 | 0 | #DIV/0! | #DIV/0! | #DIV/0! | #DIV/0!
Order Number | [6 empty] | 2016 (Reference only) | 0 | 0 | 0 | 0 | 0 | 0 | 0 | 0 | 0 | 0 | 0 | 0 | #DIV/0! | #DIV/0! | #DIV/0! | #DIV/0!
18230442 | [6 empty] | 2017 (Updated for 2017 ACP) | 0 | 0 | 0 | 0 | 0 | 0 | 0 | 0 | 0 | 0 | 0 | 0 | #DIV/0! | #DIV/0! | #DIV/0! | #DIV/0!
Gas
[8 empty] | (2017-Specific Values) | [7 empty] | (2016 for reference only) |  |  | (2016 for reference only) |  |  | (2016 for reference only)
|  | Spending Section |  |  |  |  | Savings Section | [14 empty] | Savings Section |  |  | Savings Section
|  | Overall Total | 0 | 0 | 0 |  | Measure Information | [8 empty] | Unit Totals |  |  | Projected Savings |  |  | Incentive Totals |  |  | First-year NEBs per unit
[7 empty] | Measure Name | Savings | UOM | Unit Type | Measure Cost | Incentive | Support % | Measure Life | End Use | 2016 | 2017 | Combined | 2016 | 2017 | Combined | 2016 | 2017 | Combined
|  | Budget Category | 2016 | 2017 | Total |  | i | i |  | i | i | i | i | i | i | i | i | [7 empty] | i
| FTE | PROGRAM LABOR | 0 | 0 | 0 |  | TOTALS g |  |  |  | 0 | 0 |  | N/A |  |  |  |  | 0 | 0 | 0 | 0 | 0 | 0 | 0
0
0
0
0
| FTE | MARKETING LABOR | 0 | 0 | 0
0
0
0
0
|  | TOTAL OVERHEAD | 0 | 0 | 0
|  | Labor Overhead Rate | 66.7% | 68.8%
|  | Program Staff Overhead | 0 | 0 | 0
|  | Marketing Staff Overhead | 0 | 0 | 0
0
|  | Micro Overhead Rate |  | 21%
|  | Program Staff Overhead |  | 0 | 0
Energy Star Manufactured Home |  | Marketing Staff Overhead |  | 0 | 0
Schedule 215 |  |  |  |  | 0
Order Number
18230442 |  | MARKETING | 0 | 0 | 0
Gas |  |  |  |  | 0
0
0
0
|  | EMPLOYEE/OFFICE EXPENSES | 0 | 0 | 0
0
0
0
0
|  | OUTSIDE SERVICES | 0 | 0 | 0
0
0
0
0
|  | MATERIALS | 0 | 0 | 0
0
0
0
0
|  | MISCELLANEOUS | 0 | 0 | 0
0
0
Energy Star Manufactured Home |  |  |  |  | 0
Schedule 215 |  |  |  |  | 0
Order Number
18230442 |  | DIRECT BENEFIT TO CUSTOMER | 0 | 0 | 0
Gas |  | Ratio
|  | REVENUE | 0 | 0 | 0
Note on D67: sandra sieg: 448800 from RISE Wx Innovation Pilot
Rtn to Gas Sector
Go to Electric Detail Page

## MF Retr Detail_REM G217 Gas
|  | Multi-Family Retrofit | Schedule 217 | Order Number | 18230736 | Gas | [5 empty] | Multi-Family Retrofit | Schedule 217 | Order Number | 18230736 | Gas |  |  |  |  | Multi-Family Retrofit | Schedule 217 | Order Number | 18230736 | Gas
[8 empty] | This table summarizes the subtotals in the detail table to the left and is used to populate 2016-2017 Sector views. | [11 empty] | Ratios |  |  | Acquisition Cost
Multi-Family Retrofit | [7 empty] | Program Labor | Marketing Labor | Overhead | Marketing | Employee/Office Expense | Outside Services | Materials | Miscellaneous | DBtC | Revenue | Total Budget | Total Savings | DBTC | Marketing | Outside Svcs
Schedule 217 | [6 empty] | 2016 (Reference only) | 54250.9 | 14400 | 45790.1503 | 4000 | 1000 | 200000 | 500 | 500 | 654214 | 0 | 974655.0503 | 102945.8 | 67.12% | 2.819% | 20.52% | 9.4677
Order Number | [6 empty] | Original 2017 Figures, as noted in 2016-2017 BCP | 55607.2 | 14400 | 47604.896 | 4000 | 1000 | 200000 | 500 | 500 | 660214 | 0 | 983826.096 | 130945.8 | 67.11% | 2.792% | 20.33% | 7.5132
18230736 | [6 empty] | 2017 (Updated for 2017 ACP) | 42762.5 | 14400 | 51331.925 | 4000 | 1000 | 200000 | 500 | 500 | 294464 | 0 | 608958.425 | 84535.8 | 48.36% | 4.511% | 32.84% | 7.2036
Gas
[8 empty] | (2017-Specific Values) | [7 empty] | (2016 for reference only) |  |  | (2016 for reference only) |  |  | (2016 for reference only)
|  | Spending Section |  |  |  |  | Savings Section | [14 empty] | Savings Section |  |  | Savings Section
|  | Overall Total | 974655.0503 | 608958.425 | 1583613.4753 |  | Measure Information | [8 empty] | Unit Totals |  |  | Projected Savings |  |  | Incentive Totals |  |  | First-year NEBs per unit
[7 empty] | Measure Name | Savings | UOM | Unit Type | Measure Cost | Incentive | Support % | Measure Life | End Use | 2016 | 2017 | Combined | 2016 | 2017 | Combined | 2016 | 2017 | Combined
|  | Budget Category | 2016 | 2017 | Total |  | i | i |  | i | i | i | i | i | i | i | i | [7 empty] | i
| FTE | PROGRAM LABOR | 54250.9 | 42762.5 | 97013.4 |  | TOTALS g |  |  |  | 2010188 | 56527.2 |  | 20 |  |  |  |  | 102945.8 | 84535.8 | 187481.6 | 654214 | 294464 | 948678 | 0
| 0.05 | Market Manager | 4931.9 | 3887.5 | 8819.4 |  | Aerator - 1.5 gpm GWH - Direct Install | 2 | therm | per unit | 2.1 | 2.1 | 2.134% | 10 | Res Water Heat | 1000 | 1000 | 2000 | 2000 | 2000 | 4000 | 2100 | 2100 | 4200 | 4.85
| 0.2 | Program Manager | 19727.6 | 15550 | 35277.6 |  | Attic Insulation R-0 to R-38 | 0.09 | therm | square foot | 1.06 | 0.75 | 4.8% | 30 | Res Space Heat | 50000 | 50000 | 100000 | 4500 | 4500 | 9000 | 37500 | 37500 | 75000 | 0
| 0.1 | Program Implementer | 9863.8 | 7775 | 17638.8 |  | Attic Insulation R-11 to R-38 | 0.06 | therm | square foot | 0.75 | 0.75 | 4.8% | 30 | Res Space Heat | 100000 | 50000 | 150000 | 6000 | 3000 | 9000 | 75000 | 37500 | 112500 | 0
| 0.2 | Energy Management Engineer | 19727.6 | 15550 | 35277.6 |  | Boiler (Domestic Water + Space Heating) Replacement (Calculated) | 1923 | therm | calculated | 36251 | 11660 | 2.051% | 24 | Comm Space Heat | 1 | 1 | 2 | 1923 | 1923 | 3846 | 11660 | 11660 | 23320 | 0
| 0.55 | [5 empty] | Boiler (Domestic Water) Replacement (Calculated) | 1100 | therm | calculated | 11560 | 5500 | 1.76% | 15 | Comm Water Heat | 1 | 2 | 3 | 1100 | 2200 | 3300 | 5500 | 11000 | 16500 | 0
| FTE | MARKETING LABOR | 14400 | 14400 | 28800 |  | Boiler (Pool Heating ) (Calculated) | 412 | therm | calculated | 3600 | 1686 | 0.4395% | 24 | Comm Water Heat | 1 | 1 | 2 | 412 | 412 | 824 | 1686 | 1686 | 3372 | 0
| 0.13827 | Marketing Lead | 11200 | 11200 | 22400 |  | Boiler (Space Heating ) Replacement (Calculated) | 734 | therm | calculated | 6000 | 3670 | 3.132% | 24 | Comm Space Heat | 4 | 4 | 8 | 2936 | 2936 | 5872 | 14680 | 14680 | 29360 | 0
| 0.039506 | Marketing Support | 3200 | 3200 | 6400 |  | Floor Insulation R-0 to R-30 | 0.05 | therm | square foot | 1.59 | 0.75 | 0.5334% | 30 | Res Space Heat | 10000 | 10000 | 20000 | 500 | 500 | 1000 | 7500 | 7500 | 15000 | 0
[5 empty] | 0 |  | High Efficiency Natural Gas Fireplace - In-unit | 72 | therm | per home | 562 | 200 | 0.9217% | 20 | Res Space Heat | 12 | 12 | 24 | 864 | 864 | 1728 | 2400 | 2400 | 4800 | 0
[5 empty] | 0 |  | Integrated Space & Water Heating Natural Gas Boiler - In-unit | 129.7 | therm | per home | 1526 | 800 | 1.66% | 18 | Res Space Heat | 12 | 12 | 24 | 1556.4 | 1556.4 | 3112.8 | 9600 | 9600 | 19200 | 0
| 0.17778 | [5 empty] | Natural Gas Boiler (.95 AFUE) - In-unit | 89.3 | therm | per home | 1393 | 350 | 1.143% | 20 | Res Space Heat | 12 | 12 | 24 | 1071.6 | 1071.6 | 2143.2 | 4200 | 4200 | 8400 | 0
|  | TOTAL OVERHEAD | 45790.1503 | 51331.925 | 97122.0753 |  | Natural Gas Furnace (.95 AFUE) - In-unit | 82.4 | therm | per home | 603 | 250 | 1.055% | 18 | Res Space Heat | 12 | 12 | 24 | 988.8 | 988.8 | 1977.6 | 3000 | 3000 | 6000 | 0
|  | Labor Overhead Rate | 66.7% | 68.8% |  |  | Showerhead - Max 1.5 gpm GWH - Direct Install | 13 | therm | per unit | 18 | 18 | 3.467% | 10 | Res Water Heat | 250 | 250 | 500 | 3250 | 3250 | 6500 | 4500 | 4500 | 9000 | 24.31
|  | Program Staff Overhead | 36185.3503 | 29420.6 | 65605.9503 |  | Thermostatic Restrictor Handheld Showerhead | 15 | therm | per unit | 58 | 58 | 2.8% | 10 | Res Water Heat | 250 | 100 | 350 | 3750 | 1500 | 5250 | 14500 | 5800 | 20300 | 42.32
|  | Marketing Staff Overhead | 9604.8 | 9907.2 | 19512 |  | Thermostatic Restrictor Showerhead | 15 | therm | per unit | 41 | 41 | 12.8% | 10 | Res Water Heat | 800 | 800 | 1600 | 12000 | 12000 | 24000 | 32800 | 32800 | 65600 | 42.32
[5 empty] | 0 |  | Thermostatic Restrictor Showerhead Adaptor | 2.6 | therm | per unit | 33 | 33 | 2.08% | 10 | Res Water Heat | 750 | 750 | 1500 | 1950 | 1950 | 3900 | 24750 | 24750 | 49500 | 18.01
|  | Micro Overhead Rate |  | 21% |  |  | Variable Speed Drive - Gas | 2724 | therm | calculated | 63620 | 27238 | 2.906% | 15 | Comm Space Heat | 1 | 1 | 2 | 2724 | 2724 | 5448 | 27238 | 27238 | 54476 | 0
|  | Program Staff Overhead |  | 8980.125 | 8980.125 |  | Wall Insulation R-0 to R-11 | 0.05 | therm | square foot | 0.76 | 0.75 | 0.1067% | 30 | Res Space Heat | 2000 | 2000 | 4000 | 100 | 100 | 200 | 1500 | 1500 | 3000 | 0
Multi-Family Retrofit |  | Marketing Staff Overhead |  | 3024 | 3024 |  | Windows (single to double paned) U= 1.2 to 0.30 | 0.88 | therm | square foot | 20.61 | 7 | 25.82% | 30 | Res Space Heat | 50000 | 5000 | 55000 | 44000 | 4400 | 48400 | 350000 | 35000 | 385000 | 0
Schedule 217 |  |  |  |  | 0 |  | Windows (single to triple paned) U= 1.2 to 0.22 | 0.96 | therm | square foot | 21.97 | 9 | 1.536% | 30 | Res Space Heat | 2000 | 1000 | 3000 | 1920 | 960 | 2880 | 18000 | 9000 | 27000 | 0
Order Number | [6 empty] | CBTU | 6000 | therm | calculated | 8000 | 4000 | 3.2% | 5 | Comm Space Heat | 1 | 0 | 1 | 6000 | 0 | 6000 | 4000 | 0 | 4000 | 0
18230736 |  | MARKETING | 4000 | 4000 | 8000 |  | Aerator - 1.0 gpm GWH - Direct Install | 3.4 | therm | per unit | 2.1 | 2.1 | 2.72% | 10 | Res Water Heat | 1000 | 500 | 1500 | 3400 | 1700 | 5100 | 2100 | 1050 | 3150 | 8.33
Gas |  | Marketing Events, material, mailings etc. | 4000 | 4000 | 8000 |  | Strategic Energy Management | 3400 | therm | calculated | 1000 | 1000 | 18.14% | 3 | Res Space Heat | 0 | 10 | 10 | 0 | 34000 | 34000 | 0 | 10000 | 10000 | 0
0
0
0
|  | EMPLOYEE/OFFICE EXPENSES | 1000 | 1000 | 2000
|  | Training, travel, lodging, phone expense | 1000 | 1000 | 2000
0
0
0
|  | OUTSIDE SERVICES | 200000 | 200000 | 400000
|  | Program Implementer Labor | 200000 | 200000 | 400000
0
0
0
|  | MATERIALS | 500 | 500 | 1000
|  | Materials | 500 | 500 | 1000
0
0
0
|  | MISCELLANEOUS | 500 | 500 | 1000
|  | Miscellaneous | 500 | 500 | 1000
0
Multi-Family Retrofit |  |  |  |  | 0
Schedule 217 |  |  |  |  | 0
Order Number
18230736 |  | DIRECT BENEFIT TO CUSTOMER | 654214 | 294464 | 948678
Gas |  | Ratio | 67.12% | 48.36%
|  | REVENUE | 0 | 0 | 0
Rtn to Gas Sector
Go to Electric Detail Page

## MFNC Detail_REM G218 Gas
|  | Multi-Family New Construction | Schedule 218 | Order Number | 18230673 | Gas | [5 empty] | Multi-Family New Construction | Schedule 218 | Order Number | 18230673 | Gas |  |  |  |  | Multi-Family New Construction | Schedule 218 | Order Number | 18230673 | Gas
[8 empty] | This table summarizes the subtotals in the detail table to the left and is used to populate 2016-2017 Sector views. | [11 empty] | Ratios |  |  | Acquisition Cost
Multi-Family New Construction | [7 empty] | Program Labor | Marketing Labor | Overhead | Marketing | Employee/Office Expense | Outside Services | Materials | Miscellaneous | DBtC | Revenue | Total Budget | Total Savings | DBTC | Marketing | Outside Svcs
Schedule 218 | [6 empty] | 2016 (Reference only) | 30531 | 6000 | 24366.177 | 10000 | 500 | 0 | 500 | 500 | 108120 | 0 | 180517.177 | 52630 | 59.89% | 10.96% | 0% | 3.4299
Order Number | [6 empty] | Original 2017 Figures, as noted in 2016-2017 BCP | 30531 | 6000 | 24841.08 | 10000 | 500 | 0 | 500 | 500 | 108120 | 0 | 180992.08 | 52630 | 59.74% | 10.93% | 0% | 3.439
18230673 | [6 empty] | 2017 (Updated for 2017 ACP) | 17105 | 7775 | 22342.24 | 10000 | 500 | 0 | 500 | 500 | 159880 | 0 | 218602.24 | 38880 | 73.14% | 10.37% | 0% | 5.6225
Gas
[8 empty] | (2017-Specific Values) | [7 empty] | (2016 for reference only) |  |  | (2016 for reference only) |  |  | (2016 for reference only)
|  | Spending Section |  |  |  |  | Savings Section | [14 empty] | Savings Section |  |  | Savings Section
|  | Overall Total | 180517.177 | 218602.24 | 399119.417 |  | Measure Information | [8 empty] | Unit Totals |  |  | Projected Savings |  |  | Incentive Totals |  |  | First-year NEBs per unit
[7 empty] | Measure Name | Savings | UOM | Unit Type | Measure Cost | Incentive | Support % | Measure Life | End Use | 2016 | 2017 | Combined | 2016 | 2017 | Combined | 2016 | 2017 | Combined
|  | Budget Category | 2016 | 2017 | Total |  | i | i |  | i | i | i | i | i | i | i | i | [7 empty] | i
| FTE | PROGRAM LABOR | 30531 | 17105 | 47636 |  | TOTALS g |  |  |  | 275795 | 58.22 |  | 15 |  |  |  |  | 52630 | 38880 | 91510 | 108120 | 159880 | 268000 | 0
| 0.05 | Market Manager | 4500 | 3887.5 | 8387.5 |  | Condensing Boiler - Space Heat | 1 | therm | per unit | 5 | 5 | 5.464% | 24 | Comm Space Heat | 2500 | 2500 | 5000 | 2500 | 2500 | 5000 | 12500 | 12500 | 25000
| 0.1 | Program Manager | 9000 | 7775 | 16775 |  | Condensing Boiler - DHW | 1 | therm | per unit | 3.88 | 3.88 | 32.78% | 15 | Comm Water Heat | 20000 | 10000 | 30000 | 20000 | 10000 | 30000 | 77600 | 38800 | 116400
| 0.05 | Program Coordinator | 4500 | 3887.5 | 8387.5 |  | Condensing Water Heater - DHW | 1 | therm | per unit | 1.84 | 1.84 | 5.464% | 7 | Comm Water Heat | 3000 | 2000 | 5000 | 3000 | 2000 | 5000 | 5520 | 3680 | 9200
| 0.01 | Program Implementer | 9000 | 777.5 | 9777.5 |  | Solar Thermal | 24 | therm | per unit | 2.7 | 2.5 | 2.623% | 10 | Comm Water Heat | 100 | 0 | 100 | 2400 | 0 | 2400 | 250 | 0 | 250
| 0.01 | Energy Management Engineer | 3531 | 777.5 | 4308.5 |  | 1.75 gpm max showerhead | 9 | therm | per unit | 31 | 15 | 3.442% | 10 | Res Water Heat | 50 | 300 | 350 | 450 | 2700 | 3150 | 750 | 4500 | 5250
| 0.22 | [5 empty] | 1.50 gpm max showerhead | 13 | therm | per unit | 31 | 25 | 8.524% | 10 | Res Water Heat | 400 | 200 | 600 | 5200 | 2600 | 7800 | 10000 | 5000 | 15000
| FTE | MARKETING LABOR | 6000 | 7775 | 13775 |  | Whole Building | 1 | therm | calculated | 5 | 5 | 41.7% | 14 | Res Space Heat | 15 | 19080 | 19095 | 19080 | 19080 | 38160 | 1500 | 95400 | 96900
| 0.085031 | Marketing Lead | 6000 | 7775 | 13775 | [12 empty] | 0 | 0 | 0 | 0 | 0 | 0 | 0
[5 empty] | 0 | [12 empty] | 0 | 0 | 0 | 0 | 0 | 0 | 0
[5 empty] | 0 | [12 empty] | 0 | 0 | 0 | 0 | 0 | 0 | 0
0
0.085031
|  | TOTAL OVERHEAD | 24366.177 | 22342.24 | 46708.417
|  | Labor Overhead Rate | 66.7% | 68.8%
|  | Program Staff Overhead | 20364.177 | 11768.24 | 32132.417
|  | Marketing Staff Overhead | 4002 | 5349.2 | 9351.2
0
|  | Micro Overhead Rate |  | 21%
|  | Program Staff Overhead |  | 3592.05 | 3592.05
Multi-Family New Construction |  | Marketing Staff Overhead |  | 1632.75 | 1632.75
Schedule 218 |  |  |  |  | 0
Order Number
18230673 |  | MARKETING | 10000 | 10000 | 20000
Gas |  | Materials | 10000 | 10000 | 20000
0
0
0
|  | EMPLOYEE/OFFICE EXPENSES | 500 | 500 | 1000
|  | Training | 500 | 500 | 1000
0
0
0
|  | OUTSIDE SERVICES | 0 | 0 | 0
0
0
0
0
|  | MATERIALS | 500 | 500 | 1000
|  | Material Purchases | 500 | 500 | 1000
0
0
0
|  | MISCELLANEOUS | 500 | 500 | 1000
|  |  | 500 | 500 | 1000
0
Multi-Family New Construction |  |  |  |  | 0
Schedule 218 |  |  |  |  | 0
Order Number
18230673 |  | DIRECT BENEFIT TO CUSTOMER | 108120 | 159880 | 268000
Gas |  | Ratio | 59.89% | 73.14%
|  | REVENUE | 0 | 0 | 0
Rtn to Gas Sector
Go to Electric Detail Page

## CI Retr Detail_BEM E250 Elec
| C/I Retrofit | Schedule 250 | Order Number: 18230711 | Electric | [5 empty] | C/I Retrofit | Schedule 250 | Order Number: 18230711 | Electric
C/I Retrofit | [6 empty] | Program Labor | Marketing Labor | Overhead | Marketing | Employee/Office Expense | Outside Services | Materials | Miscellaneous | Direct Benefit to Customer (Incentives) | Revenue | Total Budget | Total Savings
Order Number: 18230711 | [5 empty] | 2016 (Reference only) | 480442.9658 | 11339 | 85077.6093 | 0 | 25000 | 1770000 | 8500 | 0 | 5500000 |  | 7880359.5751 | 27500000
Schedule 250 | [5 empty] | Original 2017 Figures, as noted in 2016-2017 BCP | 479585.9427 | 11622.48 | 336334.6324 | 0 | 25000 | 740000 | 8500 | 0 | 6000000 |  | 7601043.0551 | 25500000
Electric | [5 empty] | 2017 (Updated for 2017 ACP) | 461442.9658 | 18000 | 187617.3926 | 30000 | 35000 | 1380000 | 10000 | 0 | 5250000 |  | 7372060.3583 | 26000000
|  | 2016 | 2017 | Total
Conservation Incentives
|  | 5500000 | 5250000 | 10750000 | Updated budget based upon 2016 average incentive per project of 0.2746 x 19,000,000 kWh/yr rounded up to $5,250,000
0
|  | 5500000 | 5250000 | 10750000
FTEs
| Program Labor |  |  |  | 2016 | 2017 | 2-year Avg
| EES Staff, Maj Accts, CSY Support | 839000 | 820000 | 1659000 | 7.1 | 6.9 | 7 | Full Time Equivalent
| Less Journal Entry Transfer Credit from Schedule 258 | -358557.0342 | -358557.0342 | -717114.0685
| Total Program Labor | 480442.9658 | 461442.9658 | 941885.9315
| Marketing Labor | 11339 | 18000 | 29339 | 0.1 | 0.1 | 0.1 | Full Time Equivalent
EMPLOYEE/OFFICE EXPENSES
| Meals (Staff Mtgs, Contractor Trainings, Travel, etc.) |  |  | 0
| Travel Expenses (Mileage, Airfare, Parking, Taxi, Lodging) |  |  | 0
| Training Expenses, Employee Memberships, Seminars |  |  | 0
| Office Supplies/Svcs, Printing, Phone Expense |  |  | 0
| Other |  |  | 0
| Total Employee Expense | 25000 | 35000 | 60000
| Miscellaneous Expenses |  |  | 0
Software Maintenance, Assessments
Materials Expenses
| Materials - Direct Purchase |  |  | 0
| Other/Miscellaneous |  | 10000 | 10000
| Total Materials Expenses | 8500 | 10000 | 18500
C/I Retrofit
Schedule 250 | Marketing Expenses |  | 30000 | 30000
Order Number: 18230711 |  |  |  |  | 66.7% | 2016 OH rate
Electric | Overhead | 328000 | 329856.7604 | 657856.7604 | 68.8% | 2017 OH rate | Journal Entry Transfer Credit - 2-Year Amount (See Labor Note)
| Journal Entry Transfer Credit (See Note 1 at right) | -242922.3907 | -242922.3907 | -485844.7814 |  |  |  | Sch 250 to Sch 258 Journal Transfer Amt: | 1202958.8499
| Micro Overhead |  | 100683.0228 | 100683.0228 | 21% | 2017 Micro OH rate |  | EES Labor Adjustment: | 717114.0685
| Total Overhead | 85077.6093 | 187617.3926 | 272695.0019 |  |  |  | Overhead Adjustment: | 485844.7814
Outside Services
In-House Programs
| CMS & Bradson Technologies - CSY Support |  |  | 0
| Cellnet (Meter Data Collection Fees) |  |  | 0
| Lighting Design Lab (Training & Cust Consultations) |  |  | 0
| Energy Mgmt Software Development |  |  | 0
| Itron (Energy Interval Service) | 10000 | 0 | 10000 | My Data Manager to replace Itron
| Other (Misc Small Contracts) |  | 50000 | 50000 | Outside Metering Contract to Cadmus & Cascade Energy - Ad Hoc Engineering
| Contracted Programs |  |  |  | Order Numbers:
| Energy Smart Grocer | 500000 | 600000 | 1100000 | 18231135 | Incentive + Admin $ per kWh charge = $0.2375 per kWh X 2,500,000 rounded to $600,000
| Industrial Systems Optimization | 260000 | 730000 | 990000 | 18231133
| Data Center Energy Efficiency Program | 1000000 |  | 1000000 | 18231132
| Total Outside Services | 1770000 | 1380000 | 3150000
| TOTAL PROGRAM EXPENSES | 7880359.5751 | 7372060.3583 | 15252419.9334
| Annual Energy Savings (kWh) | 2016 | 2017 | Total
| Lighting |  |  | 0 | kWh
| Industrial Custom Grant Measures |  |  | 0 | kWh
| Comprehensive Building Tune-Up (CBTU) |  |  | 0 | kWh
| Other (non-lighting/non-industrial Custom Grants) | 20000000 | 19000000 | 39000000 | kWh
| Energy Smart Grocer | 3000000 | 2500000 | 5500000 | kWh
| Industrial Systems Optimization | 1500000 | 4500000 | 6000000 | kWh
| Data Center energy Efficiency Program | 3000000 | 0 | 3000000 | kWh
| Total Savings | 27500000 | 26000000 | 53500000 | kWh
| Percent of 2-Year Total | 51.4% | 48.6%
Rtn to Electric Sector
Go to Gas Detail Page
Note 1: Program expenditures equal to 7.5% of Sch 120 collections for Rate Sch 40, 46,49, 448, 449/459 customers are transferred (credited) annually by journal entry to E250 C/I Retrofit (order #18230711) & debited to E258 Self-Directed (449s and non-449s). These expenditures are represented in this table as [labor (##) + overhead (##)] values and reconcile with Journal Entry tables in LPSD_Detail_449_Elec + LPSD_Detail_Non-449_Elec. The 7.5% is represented in Schedule 250 as credits to indicate that some EMEs spend time managing projects for Sch. 258 customers. The amount is credited to Sch 250 and debited to 258 to satisfy requirements in Schedule 258, Section 4, Funding.

## BusLgtGrants_BEM E250 Elect
| C/I Retrofit--Custom Lighting Grants | Schedule 250 | Order Number: 18230724 | Electric | [5 empty] | C/I Retrofit--Custom Lighting Grants | Schedule 250 | Order Number: 18230724 | Electric
C/I Retrofit--Custom Lighting Grants | [6 empty] | Program Labor | Marketing Labor | Overhead | Marketing | Employee/Office Expense | Outside Services | Materials | Miscellaneous | Direct Benefit to Customer (Incentives) | Revenue | Total Budget | Total Savings
Order Number: 18230724 | [5 empty] | 2016 (Reference only) | 1516683 | 16683 | 1011627.561 | 35785 | 72362 | 40000 | 20193 | 12000 | 8040000 |  | 10765333.561 | 40300000
Schedule 250 | [5 empty] | Original 2017 Figures, as noted in 2016-2017 BCP | 1500000 | 17100.1 | 1020000 | 35785 | 72362 | 40000 | 20193 | 12000 | 8040000 |  | 10757440.1 | 40300000
Electric | [5 empty] | 2017 (Updated for 2017 ACP) | 1317100.1 | 17100.1 | 1198129.7376 | 35785 | 72362 | 140000 | 20193 | 12000 | 8740000 |  | 11552669.9376 | 46000000
|  | 2016 | 2017 | Total
Conservation Incentives
0
0
|  | 8040000 | 8740000 | 16780000 | $0.19 per kWh due to Enhanced Lighting influence, project closeout, and planned lighting incentive adjustments.
Program Labor
| EES Staff, Maj Accts, CSY Support | 1500000 | 1300000 | 2800000 | Based on 2016 program data
| Less Journal Entry Transfer Credit from Schedule 258 |  |  | 0 | 2016 | 2017 | 2-year Average
| Total Program Labor | 1516683 | 1317100.1 | 2833783.1 | 0.2 | 0.2 | 0.2 | Full Time Equivalent
| Marketing Labor | 16683 | 17100.1 | 33783.1 | 16.1 | 15.7 | 15.9 | Full Time Equivalent
EMPLOYEE/OFFICE EXPENSES
| Meals (Staff Mtgs, Contractor Trainings, Travel, etc.) |  |  | 0
| Travel Expenses (Mileage, Airfare, Parking, Taxi, Lodging) | 72362 | 72362 | 144724
| Training Expenses, Employee Memberships, Seminars |  |  | 0
| Office Supplies/Svcs, Printing, Phone Expense |  |  | 0
| Other |  |  | 0
| Total Employee Expense | 72362 | 72362 | 144724
| Miscellaneous Expenses | 12000 | 12000 | 24000
Software Maintenance, Assessments
Materials Expenses
| Materials - Direct Purchase |  |  | 0
| Other/Miscellaneous |  |  | 0
| Total Materials Expenses | 20193 | 20193 | 40386
C/I Retrofit--Custom Lighting Grants | Marketing Expenses | 35785 | 35785 | 71570
Schedule 250
Order Number: 18230724 | Overhead | 1011627.561 | 917929.7376 | 1929557.2986 | 66.7% | 2016 OH rate
| Journal Entry Transfer Credit (See Note 1 at right) | 0 | 0 | 0 | 68.8% | 2017 OH rate
Electric | Micro Overhead |  | 280200 | 280200 | 21% | 2017 Micro OH rate
| Total Overhead | 1011627.561 | 1198129.7376 | 2209757.2986
Outside Services
| Temp staffing for Business Lighting |  | 100000 | 100000
| Lighting Design Lab | 40000 | 40000 | 80000
| Total Outside Services | 40000 | 140000 | 180000
| TOTAL PROGRAM EXPENSES | 10765333.561 | 11552669.9376 | 22318003.4986
| Annual Energy Savings (kWh) | 2016 | 2017 | Total
| Lighting | 40300000 | 46000000 | 86300000 | kWh | LED Technology getting cheaper and more customers installing.
| Total Savings | 40300000 | 46000000 | 86300000 | kWh
| Percent of 2-Year Total | 46.7% | 53.3%
Return to Electric Sector View

## CI NC Detail_BEM E251 Elec
| C/I New Construction | Schedule 251 | Order Number: 18230715 | Electric | [5 empty] | C/I New Construction | Schedule 251 | Order Number: 18230715 | Electric
C/I New Construction | [6 empty] | Program Labor | Marketing Labor | Overhead | Marketing | Employee/Office Expense | Outside Services | Materials | Miscellaneous | Direct Benefit to Customer (Incentives) | Revenue | Total Budget | Total Savings
Order Number: 18230715 | [5 empty] | 2016 (Reference only) | 158400 | 10672 | 112771.024 | 22000 | 3000 | 110000 | 4000 | 4000 | 2225000 |  | 2649843.024 | 10108435
Schedule 251 | [5 empty] | Original 2017 Figures, as noted in 2016-2017 BCP | 144000 | 13340 | 97920 | 24000 | 4000 | 120000 | 4000 | 5000 | 1625000 |  | 2037260 | 6981030
Electric | [5 empty] | 2017 (Updated for 2017 ACP) | 158400 | 13340 | 154222.52 | 24000 | 4000 | 120000 | 4000 | 5000 | 2000000 |  | 2482962.52 | 10000000
|  | 2016 | 2017 | Total
0
| Conservation Incentives | 2225000 | 2000000 | 4225000
|  | 2225000 | 2000000 | 4225000
| Program Labor |  |  |  | 2016 | 2017 | 2-year Average
| EES Staff, Maj Accts, CSY Support | 158400 | 158400 | 316800 | 1.7 | 1.5 | 1.6 | Full Time Equivalent
| Total Program Labor | 158400 | 158400 | 316800
| Marketing Labor | 10672 | 13340 | 24012 | 0.1 | 0.2 | 0.15 | Full Time Equivalent
EMPLOYEE/OFFICE EXPENSES
| Meals (Staff Mtgs, Contractor Trainings, Travel, etc.) |  |  | 0
| Travel Expenses (Mileage, Airfare, Lodging) | 3000 | 4000 | 7000
| Training Expenses, Employee Memberships, Seminars |  |  | 0
| Office Supplies/Svcs, Printing, Phone Expense |  |  | 0
| Other |  |  | 0
| Total Employee Expense | 3000 | 4000 | 7000
| Miscellaneous Expenses | 4000 | 5000 | 9000
Materials Expenses
| Materials - Direct Purchase | 4000 | 4000 | 8000
| Other/Miscellaneous |  |  | 0
| Total Materials | 4000 | 4000 | 8000
C/I New Construction | Marketing Expenses | 22000 | 24000 | 46000
Schedule 251
Order Number: 18230715 | Overhead | 112771.024 | 118157.12 | 230928.144 | 66.7% | 2016 OH rate
Electric |  |  |  |  | 68.8% | 2017 OH rate
| Micro Overhead |  | 36065.4 | 36065.4 | 21% | 2017 Micro OH rate
| Total Overhead | 112771.024 | 154222.52 | 266993.544
Outside Services
| DemandSideEnergineering - Bldg Energy Simulation Analysis |  |  | 0
| CMS & Bradson Technologies - CSY Support |  |  | 0
| Lighting Design Lab (Design Support/Consultations) |  |  | 0
| Integrated Design Lab (Design Support.Consultations) |  |  | 0
| Energy Smart Grocer | 110000 | 120000 | 230000
| Total Outside Services | 110000 | 120000 | 230000
|  | 2649843.024 | 2482962.52 | 5132805.544
| Annual Energy Savings (kWh) | 2016 | 2017 | Total
| Whole Building Approach,Component Approach, Post-Occupancy Commissioning | 10108435 | 10000000 | 20108435 | kWh
| Contracted Programs (Energy Smart Grocer) |  |  |  | kWh
| Total Energy Savings |  |  |  | kWh
Percent of 2-Year Total
Rtn to Electric Sector
Go to Gas Detail Page

## RCM Detail_BEM E253 Elec
| Resource Conservation Manager | Schedule 253 | Order Number: 18230723 | Electric | [5 empty] | Resource Conservation Manager | Schedule 253 | Order Number: 18230723 | Electric
Resource Conservation Manager | [6 empty] | Program Labor | Marketing Labor | Overhead | Marketing | Employee/Office Expense | Outside Services | Materials | Miscellaneous | Direct Benefit to Customer (Incentives) | Revenue | Total Budget | Total Savings
Order Number: 18230723 | [5 empty] | 2016 (Reference only) | 375900 | 0 | 329664.3 | 10000 | 15000 | 278000 | 4000 | 10000 | 480000 |  | 1502564.3 | 14250000
Schedule 253 | [5 empty] | Original 2017 Figures, as noted in 2016-2017 BCP | 385000 | 0 | 261800 | 10000 | 15000 | 213500 | 4000 | 10000 | 450000 |  | 1349300 | 14250000
Electric | [5 empty] | 2017 (Updated for 2017 ACP) | 385000 | 0 | 345730 | 8000 | 15000 | 163500 | 4000 | 15000 | 498750 |  | 1434980 | 14250000
|  | 2016 | 2017 | Total
0
| Conservation Incentives | 480000 | 498750 | 978750 | $0.035 per kWh based upon current program data
|  | 480000 | 498750 | 978750
| Program Labor |  |  |  | 2016 | 2017 | 2-year Average
| EES Staff, Maj Accts, CSY Support | 375900 | 385000 | 760900 | 3.5 | 3.4 | 3.45 | Full Time Equivalent
| Total Program Labor | 375900 | 385000 | 760900
| Marketing Labor | 0 | 0 | 0 | 0.1 | 0.1 | 0.1 | Full Time Equivalent
EMPLOYEE/OFFICE EXPENSES
| Meals (Staff Mtgs, Contractor Trainings, Travel, etc.) |  |  | 0
| Travel Expenses (Mileage, Airfare, Lodging) | 15000 | 15000 | 30000
| Training Expenses, Employee Memberships, Seminars |  |  | 0
| Office Supplies/Svcs, Phone Expense, Printing |  |  | 0
| Other |  |  | 0
| Total Employee Expense | 15000 | 15000 | 30000
| Miscellaneous Expenses | 10000 | 15000 | 25000 | Annual meeting expenses and support for regional org.'s. Additional for in person workshops
Materials Expenses
| Materials - Direct Purchase | 4000 | 4000 | 8000
| Other/Miscellaneous |  |  | 0 |  |  |  | *Direct benefits to customer also include RCM employee labor (3-for-free audits, etc.) and
| Total Materials Expenses | 4000 | 4000 | 8000 |  |  |  | energy information via Itron, Utility Mgr Software, and database support from BEM employees.
Resource | Marketing Expenses | 10000 | 8000 | 18000 | Based on 2016 program data
Conservation
Manager | Overhead | 250725.3 | 264880 | 515605.3 | 66.7% | 2016 OH rate
Schedule 253 |  |  |  |  | 68.8% | 2017 OH rate
Order Number: 18230723 | Micro Overhead | 78939 | 80850 | 159789 | 21% | 2017 Micro OH rate
Electric | Total Overhead | 329664.3 | 345730 | 675394.3
Outside Services
| CMS & Bradson Technologies - CSY Support | 8500 | 8500 | 17000
| Cellnet (Meter Data Collection Fees) | 50000 | 0 | 50000 | No charge for interval meter service
| IT for Resource Accounting Software | 35000 | 35000 | 70000
| LPB Energy (Utility Mgr Software Support) | 20000 | 0 | 20000
| Itron (Energy Interval Service) | 64500 | 0 | 64500
| Cellnet (Meter Data Collection Fees) | 100000 | 120000 | 220000
| Total Outside Services | 278000 | 163500 | 441500
| TOTAL PROGRAM EXPENSES | 1502564.3 | 1434980 | 2937544.3
| Annual Energy Savings (kWh) | 2016 | 2017 | Total
| RCM | 14250000 | 14250000 | 28500000 | kWh
| Strategic Resource Management |  |  | 0 | kWh
|  | 14250000 | 14250000 | 28500000 | kWh
Percent of 2-Year Total
Rtn to Electric Sector
Go to Gas Detail Page

## RCM U-S-B Detail_E253 Elec
| Bellevue Urban Smart (RCM) | Schedule 253 | Order Number: 18230414 | Electric | [5 empty] | Bellevue Urban Smart (RCM) | Schedule 253 | Order Number: 18230414 | Electric
Bellevue Urban Smart (RCM) | [6 empty] | Program Labor | Marketing Labor | Overhead | Marketing | Employee/Office Expense | Outside Services | Materials | Miscellaneous | Direct Benefit to Customer (Incentives) | Revenue | Total Budget | Total Savings
Schedule 253 | [5 empty] | 2016-2017 BCP: Original 2017 budget | 0 | 0 | 0 | 0 | 0 | 494086 | 0 | 0 | 0 |  | 494086 | 16000000
Order Number: | [5 empty] | 2016 (Reference only) | 0 | 0 | 0 | 0 | 0 | 1020000 | 0 | 0 | 0 |  | 1020000 | 0
18230414 | [5 empty] | 2017 (Updated for 2017 ACP) | 0 | 0 | 0 | 0 | 0 | 494086 | 0 | 0 | 0 |  | 494086 | 16000000
Electric
|  | 2016 | 2017 | Total
0
| Conservation Incentives | 0 | 0 | 0
|  | 0 | 0 | 0
Program Labor
| EES Staff, Maj Accts, CSY Support | 0 | 0 | 0 |  | Full Time Equivalent
| Total Program Labor | 0 | 0 | 0
| Marketing Labor | 0 | 0 | 0 |  | Full Time Equivalent
EMPLOYEE/OFFICE EXPENSES
| Meals (Staff Mtgs, Contractor Trainings, Travel, etc.) |  |  | 0
| Travel Expenses (Mileage, Airfare, Lodging) |  |  | 0
| Training Expenses, Employee Memberships, Seminars |  |  | 0
| Office Supplies/Svcs, Phone Expense, Printing |  |  | 0
| Other |  |  | 0
| Total Employee Expenses | 0 | 0 | 0
| Miscellaneous Expenses | 0 | 0 | 0
Materials Expenses
| Materials - Direct Purchase |  |  | 0
| Other/Miscellaneous |  |  | 0 |  |  |  | *Direct benefits to customer also include RCM employee labor (3-for-free audits, etc.) and
| Total Materials Expenses | 0 | 0 | 0 |  |  |  | energy information via Itron, Utility Mgr Software, and database support from BEM employees.
Bellevue Urban Smart (RCM) | Marketing Expenses | 0 | 0 | 0
Schedule 253 |  |  |  |  | 66.7% | 2016 OH rate
Order Number: | Overhead | 0 | 0 | 0 | 68.8% | 2017 OH rate
18230414 | Micro Overhead | 0 | 0 | 0 | 21% | 2017 Micro OH rate
Electric | Total Overhead | 0 | 0 | 0
Outside Services
| Contracted Services: EnerNOC + C+C | 900000 | 484086 | 1384086
| IT Assistance | 120000 | 10000 | 130000
|  | 0 | 0 | 0
|  | 0 | 0 | 0
| Total Outside Services | 1020000 | 494086 | 1514086
| TOTAL PROGRAM EXPENSES | 1020000 | 494086 | 1514086
| Annual Energy Savings (kWh) | 2016 | 2017 | Total
| RCM | 0 | 16000000 | 16000000 | kWh
| Strategic Resource Management |  |  | 0 | kWh
|  | 0 | 16000000 | 16000000 | kWh
Percent of 2-Year Total
Return to Electric Sector View

## ResAcctSW Detail_PSWE_Elec
|  |  | Resource Accounting Software | Order# | 1823xxxx | Electric | [5 empty] | Resource Accounting Software | Order# | 1823xxxx | Electric
This table summarizes the subtotals in the detail table to the left and is used to populate 2016-2017 Sector views.
Resource Accounting Software | [6 empty] | Labor | Marketing Labor | Overhead | Marketing | Employee/Office Expense | Outside Services | Materials | Miscellaneous | Direct Benefit to Customer | Total Budget
Order# | [5 empty] | 2016 (Reference only) | 66305.22 | 667 | 44670.4707 | 0 | 1500 | 21750 | 0 | 0 | 0 | 134892.6907
1823xxxx | [5 empty] | Original 2017 Figures, as noted in 2016-2017 BCP | 44472.83 | 683.68 | 30706.4268 | 0 | 1500 | 21750 | 0 | 0 | 0 | 99112.9368
Electric | [5 empty] | 2017 (Updated for 2017 ACP) | 44472.83 | 683.68 | 40550.546 | 0 | 1500 | 21750 | 0 | 0 | 0 | 108957.056
Requires Budget team
approval to use.
Spending Section
|  | Overall Total | 134892.6907 | 108957.056 | 243849.7467
|  | Budget Category | 2016 | 2017 | Total
| FTE | LABOR | 66305.22 | 44472.83 | 110778.05
| 0.87 | Average of staff salaries | 66305.22 | 44472.83 | 110778.05
0
0
0
0.87
| FTE | MARKETING LABOR | 667 | 683.68 | 1350.68
| 0.0083375 |  | 667 | 683.68 | 0
0
0
0
0.0083375
|  | TOTAL OVERHEAD | 44670.4707 | 40550.546 | 84305.7559
|  | Labor Overhead Rate | 66.7% | 68.8%
|  | Program Staff Overhead | 44225.5817 | 30597.307 | 74822.8888
|  | Marketing Staff Overhead | 444.889 | 470.3718 | 0
|  | Micro Overhead Rate |  | 21%
|  | Program Staff Overhead |  | 9339.2943 | 9339.2943
Resource Accounting Software |  | Marketing Staff Overhead |  | 143.5728 | 143.5728
Order#
1823xxxx
Electric |  | MARKETING | 0 | 0 | 0
0
0
0
0
|  | EMPLOYEE/OFFICE EXPENSES | 1500 | 1500 | 3000
|  |  | 1500 | 1500 | 3000
0
0
0
|  | OUTSIDE SERVICES | 21750 | 21750 | 43500
|  | IT Services | 21750 | 21750 | 43500
0
0
0
|  | MATERIALS | 0 | 0 | 0
0
0
0
0
|  | MISCELLANEOUS | 0 | 0 | 0
0
0
0
0
Rtn to Electric Sector
Go to Gas Detail Page

## LPSD_Detail_Non-449 Elec
| Large Power User Self-Directed Program | Schedule 258 | Order Number: | Non-449: | 18230721 |  |  |  |  | Large Power User Self-Directed Program | Schedule 258 | Non-449: | 18230721
Large Power User Self-Directed Program | [6 empty] | Program Labor | Marketing Labor | Overhead | Marketing | Employee/Office Expense | Outside Services | Materials | Miscellaneous | Direct Benefit to Customer (Incentives) | Revenue | Total Budget | Total Savings
Schedule 258 | [5 empty] | 2016 (Reference only) | 261604.8219 | 0 | 177237.2668 | 0 | 0 | 0 | 0 | 0 | 3187682.8 |  | 3626524.8888 | 9597674
Order Number: | [5 empty] | Original 2017 Figures, as noted in 2016-2017 BCP | 262230.1098 | 0 | 176611.979 | 0 | 0 | 0 | 0 | 0 | 6813990.8 |  | 7252832.8888 | 22970706
Non-449: | [5 empty] | 2017 (Updated for 2017 ACP) | 261604.8219 | 0 | 232174.2794 | 0 | 0 | 0 | 0 | 0 | 7948809 |  | 8442588.1014 | 17228029
18230721
|  | 2016 | 2017 | Total
Electric | Conservation Incentives | 2602560 | 7363686 | 9966246
| NEEA Contribution (10% of Schedule 120 collectiosn) | 585122.8 | 585123 | 1170245.8
|  | 3187682.8 | 7948809 | 11136491.8
[8 empty] | 2016 | 2017 | 2-year Average
| Program Labor | [6 empty] | 2.7 | 2.6 | 2.65 | Full Time Equivalent
| EES Staff, Maj Accts, CSY Support |  |  | 0 |  |  |  | 0 | 0 | 0 | Full Time Equivalent
| Labor, Journal Entry, Schedule 258 projects (please see note 1 on right.) | 261604.8219 | 261604.8219 | 523209.6438
| Total Program Labor | 261604.8219 | 261604.8219 | 523209.6438
| Marketing Labor | 0 | 0 | 0
EMPLOYEE/OFFICE EXPENSES
| Meals (Staff Mtgs, Contractor Trainings, Travel, etc.) | 0 | 0 | 0
| Travel Expenses (Mileage, Airfare, Lodging) | 0 | 0 | 0
| Training Expenses, Employee Memberships, Seminars | 0 | 0 | 0
Office Supplies/Svcs, Phone Expense, Printing
| Other | 0 | 0 | 0
| Total Employee Expense | 0 | 0 | 0
| Miscellaneous Expenses | 0 | 0 | 0
Materials Expenses
| Materials - Direct Purchase | 0 | 0 | 0
| Other/Miscellaneous | 0 | 0 | 0 |  | Journal Entry Transfer Debit - 2 Year Amount (See note 1 above)
| Total Materials Expenses | 0 | 0 | 0 |  |  | Schedule 250 to Sch. 258 Journal Transfer Amt: | 877684.1775
[7 empty] | Labor Adjustment (see labor JE line to the left): | 523209.6438
| Marketing Expenses | 0 | 0 | 0 |  |  | Overhead Adjustment: | 354474.5337
| Overhead (Please see Note 1 on right.) | 177237.2668 | 177237.2668 | 354474.5337 | 66.7% | 2016 OH rate
[5 empty] | 68.8% | 2017 OH rate
| Micro Overhead |  | 54937.0126 | 54937.0126 | 21% | 2017 Micro OH rate
| Total Overhead | 177237.2668 | 232174.2794 | 409411.5463
Outside Services
|  | 0 | 0 | 0
|  | 0 | 0 | 0
| Total Outside Services | 0 | 0 | 0
| TOTAL PROGRAM EXPENSES | 3626524.8888 | 8442588.1014 | 11545903.3463
10% NEEA Market Transformation Contribution Calculation (See Note 2)
[7 empty] | Estimated 2014-2015 Sch 120 Collections: | 11702456
[7 empty] | 10% of Sch 120 Collections: | 1170245.6 | (Please reference cell E-12)
|  | 2016 | 2017 | Total
Large Power User Self-Directed Program | Annual Energy Savings (kWh) | 9597674 | 17228029 | 26825703 | kWh
Percent of 2-Year Total
Schedule 258
Order Number:
Non-449:
18230721
Electric
Note on D11: Andy Hemstreet: Revised incentive value based on reduction of forecast savings by 25% (from 23.0M kWh to 17.2M kWh) and an increase in anticipated cost per kWh (was $0.27/kWh, now $0.43/kWh) in 2017. These revisions are based on data from projects received in 2016.
Note on D56: Andy Hemstreet: This value reprsents a reduction of initial forecast savings by 25% (from 23.0M kWh to 17.2M kWh), based on the quantity of projects and energy savings of projects received in 2016.
Return to Electric Sector View
Note 1: Program expenditures equal to 7.5% of Sch 120 collections for Rate Sch 40, 46,49, 448, 449/459 customers are transferred (debited) annually by journal entry to E258 Self-Directed and credited to E250 C/I Retrofit . These expenditures (plus the similar values noted in the "449" page) reconciles with the Journal Entry table in the tab CI Retr Detail_BEM Sch 250 Elec.
The 7.5% is represented in Schedule 250 as adjustments to indicate that some EMEs spend time managing projects for Sch. 258 customers; those expenses are recognized in this table.
Note 3: Program expenditures equal to 10.0% of Sch 120 collections for Rate Sch 40, 46,49, 448, 449/459 customers are transferred annually by journal entry to E254 Northwest Energy Efficiency Alliance (NEEA) . This amount represents Sch 258 customers' contribution to NEEA Market Transformation activities. These expenditures are included in cell F-46 on tab NEEA_Detail_E254 elec, and are included in the total amount of payments PSE makes to NEEA.
Note 2:
Revised incentive value for 2017 is based on a reduction of forecast savings by 25% (from 23.0M kWh to 17.2M kWh) and an increase in anticipated cost per kWh (was $0.27/kWh, now $0.43/kWh) in 2017. These revisions are based on data from projects received in 2016.

## LPSD_Detail_449_Elec
| Large Power User Self-Directed Program | Schedule 258 | Order Number: | 449: | 18230720 |  |  |  |  | Large Power User Self-Directed Program | Schedule 258 | 449: | 18230720
Large Power User Self-Directed Program | [6 empty] | Program Labor | Marketing Labor | Overhead | Marketing | Employee/Office Expense | Outside Services | Materials | Miscellaneous | Direct Benefit to Customer (Incentives) | Revenue | Total Budget | Total Savings
Schedule 258 | [5 empty] | 2016 (Reference only) | 96952.2123 | 0 | 65685.1238 | 0 | 0 | 0 | 0 | 0 | 1178979.7816 |  | 1341617.1177 | 3548127
Order Number: | [5 empty] | Original 2017 Figures, as noted in 2016-2017 BCP | 97183.9475 | 0 | 65453.3887 | 0 | 0 | 0 | 0 | 0 | 2519575.7816 |  | 2682213.1177 | 8491952
449: | [5 empty] | 2017 (Updated for 2017 ACP) | 96952.2123 | 0 | 86045.0884 | 0 | 0 | 0 | 0 | 0 | 2339840.7816 |  | 2522838.0823 | 4245976
18230720
Electric
|  | 2016 | 2017 | Total
| Conservation Incentives | 962130 | 2122991 | 3085121
| NEEA Contribution (10% of Schedule 120 collectiosn) | 216849.7816 | 216849.7816 | 433699.5631
|  | 1178979.7816 | 2339840.7816 | 3518820.5631
[8 empty] | 2016 | 2017 | 2-year Average
| Program Labor | [6 empty] | 1.5 | 1.5 | 3 | Full Time Equivalent
| EES Staff, Maj Accts, CSY Support |  |  | 0 |  |  |  | 0 | 0 | 0 | Full Time Equivalent
| Labor, Journal Entry, Schedule 258 projects (please see note 1 on right.) | 96952.2123 | 96952.2123 | 193904.4246
| Total Program Labor | 96952.2123 | 96952.2123 | 193904.4246
| Marketing Labor | 0 | 0 | 0
EMPLOYEE/OFFICE EXPENSES
| Meals (Staff Mtgs, Contractor Trainings, Travel, etc.) | 0 | 0 | 0
| Travel Expenses (Mileage, Airfare, Lodging) | 0 | 0 | 0
| Training Expenses, Employee Memberships, Seminars | 0 | 0 | 0
Office Supplies/Svcs, Phone Expense, Printing
| Other | 0 | 0 | 0
| Total Employee Expenses | 0 | 0 | 0
| Miscellaneous Expenses | 0 | 0 | 0
Materials Expenses
| Materials - Direct Purchase | 0 | 0 | 0
| Other/Miscellaneous | 0 | 0 | 0 |  | Journal Entry Transfer Debit - 2 Year Amount (See note 1 above)
| Total Materials Expenses | 0 | 0 | 0 |  |  | Schedule 250 to Sch. 258 Journal Transfer Amt: | 325274.6723
[7 empty] | Labor Adjustment (see labor JE line to the left): | 193904.4246
| Marketing Expenses | 0 | 0 | 0 |  |  | Overhead Adjustment: | 131370.2477
| Overhead (Please see Note 1 on right.) | 65685.1238 | 65685.1238 | 131370.2477 | 66.7% | 2016 OH rate
[5 empty] | 68.8% | 2017 OH rate
| Micro Overhead |  | 20359.9646 | 20359.9646 | 21% | 2017 Micro OH rate
| Total Overhead | 65685.1238 | 86045.0884 | 151730.2123
Outside Services
|  | 0 | 0 | 0
|  | 0 | 0 | 0
| Total Outside Services | 0 | 0 | 0
| TOTAL PROGRAM EXPENSES | 1341617.1177 | 2522838.0823 | 3670550.7754
10% NEEA Market Transformation Contribution Calculation (See Note 2)
[7 empty] | Estimated 2014-2015 Sch 120 Collections: | 4336995.6313
[7 empty] | 10% of Sch 120 Collections: | 433699.5631 | (Please reference cell E-12)
|  | 2016 | 2017 | Total
Large Power User Self-Directed Program | Annual Energy Savings (kWh) | 3548127 | 4245976 | 7794103 | kWh
Percent of 2-Year Total
Schedule 258
Order Number:
449:
18230720
Electric
Return to Electric Sector View
Note 1: Program expenditures equal to 7.5% of Sch 120 collections for Rate Sch 40, 46,49, 448, 449/459 customers are transferred (debited) annually by journal entry to E258 Self-Directed and credited to E250 C/I Retrofit . These expenditures (plus the similar values noted in the "449" page) reconciles with the Journal Entry table in the tab CI Retr Detail_BEM Sch 250 Elec.
The 7.5% is represented in Schedule 250 as adjustments to indicate that some EMEs spend time managing projects for Sch. 258 customers; those expenses are recognized in this table.
Note 3: Program expenditures equal to 10.0% of Sch 120 collections for Rate Sch 40, 46,49, 448, 449/459 customers are transferred annually by journal entry to E254 Northwest Energy Efficiency Alliance (NEEA) . This amount represents Sch 258 customers' contribution to NEEA Market Transformation activities. These expenditures are included in cell F-46 on tab NEEA_Detail_E254 elec, and are included in the total amount of payments PSE makes to NEEA.
Note 2:
Revised incentive value based on reduction of forecast savings by 50% (from 8.4M kWh to 4.2M kWh) and an increase in anticipated cost per kWh (was $0.27/kWh, now $0.50/kWh) in 2017. These revisions are based on data from projects received in 2016.
Note on D11: Andy Hemstreet: Revised incentive value based on reduction of forecast savings by 50% (from 8.4M kWh to 4.2M kWh) and an increase in anticipated cost per kWh (was $0.27/kWh, now $0.50/kWh) in 2017. These revisions are based on data from projects received in 2016.
Note on D56: Andy Hemstreet: This value reprsents a reduction of initial forecast savings by 50% (from 8.4M kWh to 4.2M kWh), based on the quantity of projects and energy savings of projects received in 2016.

## TechEval Detail_BEM E261 Elec
| Energy Efficiency Technology Evaluation | Schedule 261 | Order Number: 18230448 | Electric | [5 empty] | Energy Efficiency Technology Evaluation | Schedule 261 | Order Number: 18230448 | Electric
Energy Efficiency Technology Evaluation | [6 empty] | Program Labor | Marketing Labor | Overhead | Marketing | Employee/Office Expense | Outside Services | Materials | Miscellaneous | Direct Benefit to Customer (Incentives) | Revenue | Total Budget | Total Savings
Schedule 261 | [5 empty] | 2016-2017 BCP: Original 2017 budget | 0 | 0 | 0 | 0 | 0 | 0 | 0 | 0 | 0 |  | 0 | 0
Order Number: 18230448 | [5 empty] | 2016 (Reference only) | 0 | 0 | 0 | 0 | 0 | 0 | 0 | 0 | 0 |  | 0 | 0
Electric | [5 empty] | 2017 (Updated for 2017 ACP) | 0 | 0 | 0 | 0 | 0 | 0 | 0 | 0 | 0 |  | 0 | 0
|  | 2016 | 2017 | Total
| Conservation Incentives |  |  | 0
| Program Labor |  | 0 | 0
| EES Staff, Maj Accts, CSY Support |  |  | 0 |  | Full Time Equivalent
| Total Program Labor | 0 | 0 | 0
| Marketing Labor |  |  | 0 |  | Full Time Equivalent
EMPLOYEE/OFFICE EXPENSES
| Meals (Staff Mtgs, Contractor Trainings, Travel, etc.) |  |  | 0
| Travel Expenses (Mileage, Airfare, Lodging) |  |  | 0
| Training Expenses, Employee Memberships, Seminars |  |  | 0
| Office Supplies/Svcs, Phone Expense, Printing |  |  | 0
| Other |  |  | 0
| Total Employee Expense | 0 | 0 | 0
| Miscellaneous Expenses | 0 | 0 | 0
Materials Expenses
| Materials - Direct Purchase |  |  | 0
| Other/Miscellaneous |  |  | 0
| Total Materials Expenses | 0 | 0 | 0
Energy Efficiency Technology Evaluation | Marketing Expenses | 0 | 0 | 0
Schedule 261 |  |  |  |  | 66.7% | 2016 OH rate
Order Number: 18230448 | Overhead | 0 | 0 | 0 | 68.8% | 2017 OH rate
Electric | Micro Overhead |  | 0 | 0 | 21% | 2017 Micro OH rate
| Total Overhead |  | 0 | 0
Outside Services
| Remote Site Audit Services Provider |  |  | 0
(software, analysis, reporting)
| Total Outside Services | 0 | 0 | 0
| TOTAL PROGRAM EXPENSES | 0 | 0 | 0
| Annual Energy Savings (kWh) | 2016 | 2017 | Total
| Remote Energy Audit |  |  | 0 | kWh
Supporting Notes
Rtn to Electric Sector
Go to Gas Detail Page

## Comm Lgt Mkdn_E262 Elect
|  | Lighting to Go AKA Business Lighting Markdown | Schedule 262 | Order Number | 18230714 | Electric | [5 empty] | Lighting to Go AKA Business Lighting Markdown | Schedule 262 | Order Number | 18230714 | Electric |  |  |  |  | Lighting to Go AKA Business Lighting Markdown | Schedule 262 | Order Number | 18230714 | Electric
[8 empty] | This table summarizes the subtotals in the detail table to the left and is used to populate 2016-2017 Sector views. | [11 empty] | Ratios |  |  | Acquisition Cost
Lighting to Go | [7 empty] | Labor | Marketing Labor | Overhead | Marketing | Employee/Office Expense | Outside Services | Materials | Miscellaneous | DBtC | Revenue | Total Budget | Total Savings | DBTC | Marketing | Outside Svcs
Markdowns | [6 empty] | 2016 (Reference only) | 120455.4 | 20000 | 93683.7518 | 50000 | 2750 | 180000 | 2800 | 500 | 745533 | 0 | 1215722.1518 | 9083978 | 61.32% | 6.794% | 14.81% | 0.13383
AKA Business Lighting | [6 empty] | Original 2017 Figures, as noted in 2016-2017 BCP | 123466.785 | 20500 | 97897.4138 | 50000 | 2750 | 200000 | 2800 | 500 | 894650 | 0 | 1392564.1988 | 10900868 | 64.24% | 5.99% | 14.36% | 0.12775
Schedule 262 | [6 empty] | 2017 (Updated for 2017 ACP) | 72515.8675 | 19437.5 | 82574.124 | 50000 | 6750 | 182963 | 3000 | 500 | 803490 | 0 | 1221230.4915 | 10447837 | 65.79% | 6.689% | 14.98% | 0.11689
Order Number
18230714
Electric | [7 empty] | (2017-Specific Values) | [7 empty] | (2016 for reference only) |  |  | (2016 for reference only) |  |  | (2016 for reference only)
|  | Spending Section |  |  |  |  | Savings Section | [14 empty] | Savings Section |  |  | Savings Section
|  | Overall Total | 1215722.1518 | 1221230.4915 | 2436952.6433 |  | Measure Information | [8 empty] | Unit Totals |  |  | Projected Savings |  |  | Incentive Totals |  |  | 1st Year
[7 empty] | Measure Name | Savings | UOM | Unit Type | Measure Cost | Incentive | Support % | Measure Life | End Use | 2016 | 2017 | Combined | 2016 | 2017 | Combined | 2016 | 2017 | Combined | NEBs per Unit
|  | Budget Category | 2016 | 2017 | Total |  | i | i |  | i | i | i | i | i | i | i | i | [7 empty] | i
| FTE | LABOR | 120455.4 | 72515.8675 | 192971.2675 |  | TOTALS g |  |  |  | 1439852 | 54 |  | 5 |  |  |  |  | 9083978 | 10447837 | 19531815 | 745533 | 803490 | 1549023 | 0
| 0.68 | Program Manager | 92658 | 52870 | 145528 |  | LED: Hard Wired Recessed Can Retrofit Kit | 110 | kWh | per unit | 12 | 12 | 7.196% | 7 | Comm Lighting | 4625 | 8152 | 12777 | 508750 | 896720 | 1405470 | 69375 | 97824 | 167199
| 0.1 | Market Manager | 13898.7 | 5399.7 | 19298.4 |  | LED: Integral Decorative | 57 | kWh | per unit | 4 | 4 | 3.129% | 7 | Comm Lighting | 6239 | 4482 | 10721 | 355623 | 255474 | 611097 | 24956 | 17928 | 42884
| 0.1 | Program Implementer | 13898.7 | 14246.1675 | 28144.8675 |  | LED: Integral Omnidirectional | 80 | kWh | per unit | 4 | 4 | 37.26% | 7 | Comm Lighting | 46882 | 44098 | 90980 | 3750560 | 3527840 | 7278400 | 187528 | 176392 | 363920
[5 empty] | 0 |  | LED: Integral, Replacing R/BR/PAR 20 | 99 | kWh | per unit | 8 | 8 | 6.581% | 7 | Comm Lighting | 6031 | 6952 | 12983 | 597069 | 688248 | 1285317 | 48248 | 55616 | 103864
| 0.88 | [5 empty] | LED: Integral, Replacing R/BR/PAR 30 | 100 | kWh | per unit | 8 | 8 | 28.04% | 7 | Comm Lighting | 25862 | 28900 | 54762 | 2586200 | 2890000 | 5476200 | 258620 | 231200 | 489820
| FTE | MARKETING LABOR | 20000 | 19437.5 | 39437.5 |  | LED: Integral, Replacing R/BR/PAR 38 & 40 | 129 | kWh | per unit | 8 | 8 | 5.279% | 7 | Comm Lighting | 3588 | 4405 | 7993 | 462852 | 568245 | 1031097 | 35880 | 35240 | 71120
| 0.24344 | Marketing Labor | 20000 | 19437.5 | 39437.5 |  | LED: MR/PAR 16 | 94 | kWh | per unit | 6 | 6 | 4.805% | 7 | Comm Lighting | 5869 | 4115 | 9984 | 551686 | 386810 | 938496 | 46952 | 24690 | 71642
[5 empty] | 0 |  | TLED 4' | 30 | kWh | per unit | 4 | 4 | 7.709% | 12 | Comm Lighting | 12329 | 41150 | 53479 | 271238 | 1234500 | 1505738 | 73974 | 164600 | 238574
0
0
0.24344
|  | TOTAL OVERHEAD | 93683.7518 | 82574.124 | 176257.8758
|  | Labor Overhead Rate | 66.7% | 68.8%
|  | Program Staff Overhead | 80343.7518 | 49890.9168 | 130234.6686
|  | Marketing Staff Overhead | 13340 | 13373 | 26713
|  | Micro Overhead Rate |  | 21%
|  | Program Staff Overhead |  | 15228.3322 | 15228.3322
Lighting to Go |  | Marketing Staff Overhead |  | 4081.875 | 4081.875
AKA Business Lighting
Markdowns
Schedule 262 |  | MARKETING | 50000 | 50000 | 100000
Order Number |  | Bill inserts, collateral, media | 50000 | 50000 | 100000
18230714 |  |  |  |  | 0
Electric |  |  |  |  | 0
0
|  | EMPLOYEE/OFFICE EXPENSES | 2750 | 6750 | 9500
|  | Travel, tolls, meals, lodging | 2500 | 6000 | 8500
|  | Phone, office supplies, equipment | 250 | 750 | 1000
0
0
|  | OUTSIDE SERVICES | 180000 | 182963 | 362963
|  | Incentive Processing | 125000 | 100000 | 225000
|  | Field Services | 50000 | 72963 | 122963
|  | Energy Savings Consulting Services | 5000 | 10000 | 15000
0
|  | MATERIALS | 2800 | 3000 | 5800
|  |  | 2800 | 3000 | 5800
0
0
0
|  | MISCELLANEOUS | 500 | 500 | 1000
|  |  | 500 | 500 | 1000
0
Lighting to Go |  |  |  |  | 0
AKA Business Lighting |  |  |  |  | 0
Markdowns
Schedule 262 |  | DIRECT BENEFIT TO CUSTOMER | 745533 | 803490 | 1549023
Order Number |  | Ratio
18230714
Electric |  | REVENUE | 0 | 0 | 0
Return to Electric Sector View

## Comm Kit-Laund_E262 Elect
|  | Commercial Kitchen & Laundry | Schedule 262 | Order Number | 18230716 | Electric | [5 empty] | Commercial Kitchen & Laundry | Schedule 262 | Order Number | 18230716 | Electric |  |  |  |  | Commercial Kitchen & Laundry | Schedule 262 | Order Number | 18230716 | Electric
[8 empty] | This table summarizes the subtotals in the detail table to the left and is used to populate 2016-2017 Sector views. | [11 empty] | Ratios |  |  | Acquisition Cost
Commercial Kitchen & Laundry | [7 empty] | Labor | Marketing Labor | Overhead | Marketing | Employee/Office Expense | Outside Services | Materials | Miscellaneous | DBtC | Revenue | Total Budget | Total Savings | DBTC | Marketing | Outside Svcs
Schedule 262 | [6 empty] | 2016 (Reference only) | 34440.54 | 6400 | 27240.6402 | 15000 | 5225 | 1200 | 240 | 0 | 0 | 0 | 89746.1802 | 1011436 | 0% | 28.34% | 1.337% | 0.088731
Order Number | [6 empty] | Original 2017 Figures, as noted in 2016-2017 BCP | 35301.62 | 6560 | 28465.9016 | 15000 | 5225 | 1200 | 240 | 0 | 147470 | 0 | 239462.5216 | 1112579.6 | 61.58% | 10.73% | 0.5011% | 0.21523
18230716 | [6 empty] | 2017 (Updated for 2017 ACP) | 27869.7 | 6560 | 30917.8706 | 15000 | 5225 | 1200 | 240 | 0 | 148190 | 0 | 235202.5706 | 1112601 | 63.01% | 10.92% | 0.5102% | 0.2114
Electric
[8 empty] | (2017-Specific Values. 2016 values are noted in measure table below.) | [7 empty] | (2016 figures in below table) |  |  | (2016 figures in below table) |  |  | (2016 figures in below table)
|  | Spending Section |  |  |  |  | Savings Section | [14 empty] | Savings Section |  |  | Savings Section
|  | Overall Total | 89746.1802 | 235202.5706 | 324948.7508 |  | Measure Information | [8 empty] | Unit Totals |  |  | Projected Savings |  |  | Incentive Totals |  |  | First-year NEBs per unit
[7 empty] | Measure Name | Savings | UOM | Unit Type | Measure Cost | Incentive | Support % | Measure Life | End Use |  | 2017 | Combined | 2016 | 2017 | Combined | 2016 | 2017 | Combined
|  | Budget Category | 2016 | 2017 | Total |  | i | i |  | i | i | i | i | i | i |  | i
| FTE | LABOR | 34440.54 | 27869.7 | 62310.24 |  | TOTALS g |  |  |  | 218761 | 56480 |  | 11 | [5 empty] | 1112601 |  |  | 148190 |  | 0
| 0.33 | Program Manager | 29908.89 | 23224.75 | 53133.64 |  | Commercial Fryer - Standard | 2449 | kWh | per unit | 769 | 1000 | 1.299% | 12 | Comm Cooking |  | 5.5 |  |  | 13469.5 |  |  | 5500 |  | 1357
| 0.05 | Market Manager | 4531.65 | 4644.95 | 9176.6 |  | Steam Cooker - 3 Pan | 19482 | kWh | per unit | 304 | 250 | 4.272% | 12 | Comm Cooking |  | 2.2 |  |  | 42860.4 |  |  | 550 |  | 0
[5 empty] | 0 |  | Steam Cooker - 4 Pan | 29092 | kWh | per unit | 406 | 350 | 3.028% | 12 | Comm Cooking |  | 1.1 |  |  | 32001.2 |  |  | 385 |  | 0
[5 empty] | 0 |  | Steam Cooker - 5 Pan | 32702 | kWh | per unit | 508 | 450 | 3.587% | 12 | Comm Cooking |  | 1.1 |  |  | 35972.2 |  |  | 495 |  | 0
| 0.38 | [5 empty] | Steam Cooker - 6 Pan | 39311 | kWh | per unit | 608 | 550 | 21.56% | 12 | Comm Cooking |  | 5.5 |  |  | 216210.5 |  |  | 3025 |  | 0
| FTE | MARKETING LABOR | 6400 | 6560 | 12960 |  | Steam Cooker - 10 Pan | 65751 | kWh | per unit | 1014 | 950 | 14.43% | 12 | Comm Cooking |  | 2.2 |  |  | 144652.2 |  |  | 2090 |  | 0
| 0.05 | Marketing program manager | 4000 | 4100 | 8100 |  | Ice Machine - 101 to 300 lbs Ice per Day | 805 | kWh | per unit | 286 | 100 |  | 10 | Comm Refrigeration |  |  |  |  | 0 |  |  | 0 |  | 0
| 0.03 | Other | 2400 | 2460 | 4860 |  | Ice Machine - 301 to 500 lbs Ice per Day | 1117 | kWh | per unit | 266 | 100 |  | 10 | Comm Refrigeration |  |  |  |  | 0 |  |  | 0 |  | 0
[5 empty] | 0 |  | Ice Machine - 501 to 1000 lbs Ice per Day | 1807 | kWh | per unit | 592 | 300 |  | 10 | Comm Refrigeration |  |  |  |  | 0 |  |  | 0 |  | 0
[5 empty] | 0 |  | Ice Machine - 1001 to 1500 lbs Ice per Day | 2601 | kWh | per unit | 589 | 300 |  | 10 | Comm Refrigeration |  |  |  |  | 0 |  |  | 0 |  | 0
| 0.08 | [5 empty] | Ice Machine - Greater Than 1500 lbs Ice Per Day | 3641 | kWh | per unit | 939 | 300 |  | 10 | Comm Refrigeration |  |  |  |  | 0 |  |  | 0 |  | 0
|  | TOTAL OVERHEAD | 27240.6402 | 30917.8706 | 58158.5108 |  | Convection Oven - Half Size - $500 | 2518 | kWh | per unit | 793 | 500 | 0.267% | 12 | Comm Cooking |  | 1.1 |  |  | 2769.8 |  |  | 550 |  | 0
|  | Labor Overhead Rate | 66.7% | 68.8% |  |  | Convection Oven - Full Size - $1000 | 2774 | kWh | per unit | 1007 | 1000 | 8.825% | 12 | Comm Cooking |  | 33 |  |  | 91542 |  |  | 33000 |  | 0
|  | Program Staff Overhead | 22971.8402 | 19174.3536 | 42146.1938 |  | Convection Oven - Double - $2000 | 5548 | kWh | per unit | 2014 | 2000 | 5.884% | 12 | Comm Cooking |  | 11 |  |  | 61028 |  |  | 22000 |  | 0
|  | Marketing Staff Overhead | 4268.8 | 4513.28 | 8782.08 |  | Combination Oven < 15 pan | 11497 | kWh | per unit | 1054 | 1000 | 1.219% | 12 | Comm Cooking |  | 1.1 |  |  | 12646.7 |  |  | 1100 |  | 0
[7 empty] | Dishwasher - Under Counter Low Temp - $150 | 2254 | kWh | per unit | 232 | 150 | 0.5034% | 10 | Comm Water Heat |  | 2.2 |  |  | 4958.8 |  |  | 330 |  | 1126.21
|  | Micro Overhead Rate |  | 21% |  |  | Dishwasher - Under Counter - High Temp - $150 | 2309 | kWh | per unit | 232 | 150 | 3.868% | 10 | Comm Water Heat |  | 16.5 |  |  | 38098.5 |  |  | 2475 |  | 479.68
|  | Program Staff Overhead |  | 5852.637 | 5852.637 |  | Dishwasher - Under Counter High Temp - Electric Booster | 1349 | kWh | per unit | 192 | 150 | 0.7532% | 10 | Comm Water Heat |  | 5.5 |  |  | 7419.5 |  |  | 825 |  | 398.2541
Commercial Kitchen & Laundry |  | Marketing Staff Overhead |  | 1377.6 | 1377.6 |  | Dishwasher - Door Type Low Temp - $750 | 14338 | kWh | per unit | 2659 | 750 | 1.601% | 15 | Comm Water Heat |  | 1.1 |  |  | 15771.8 |  |  | 825 |  | 9597.84
Schedule 262 | [6 empty] | Dishwasher - Door Type High Temp - $750 | 10200 | kWh | per unit | 2659 | 750 | 4.865% | 15 | Comm Water Heat |  | 5 |  |  | 51000 |  |  | 3750 |  | 4172.99
Order Number | [6 empty] | Dishwasher - Door Type High Temp - Electric Booster | 3966 | kWh | per unit | 1813 | 500 | 1.329% | 15 | Comm Water Heat |  | 3.3 |  |  | 13087.8 |  |  | 1650 |  | 2834.0272
18230716 |  | MARKETING | 15000 | 15000 | 30000 |  | Dishwasher - ST Low Temp - $1000 | 11901 | kWh | per unit | 5882 | 1000 | 1.329% | 20 | Comm Water Heat |  | 1.1 |  |  | 13091.1 |  |  | 1100 |  | 5558.01
Electric |  |  | 15000 | 15000 | 30000 |  | Dishwasher - ST Low Temp - Incidental Elec Savings | 324 | kWh | per unit | 497 | 0 | 0.03618% | 20 | Comm Water Heat |  | 1.1 |  |  | 356.4 |  |  | 0 |  | 463.9615
[5 empty] | 0 |  | Dishwasher - ST High Temp - $1000 | 7341 | kWh | per unit | 5882 | 1000 | 1.936% | 20 | Comm Water Heat |  | 3 |  |  | 22023 |  |  | 3000 |  | 1817.04
[5 empty] | 0 |  | Dishwasher - ST High Temp - Electric Booster | 3556 | kWh | per unit | 4446 | 750 | 0.7941% | 20 | Comm Water Heat |  | 2.2 |  |  | 7823.2 |  |  | 1650 |  | 1369.7281
[5 empty] | 0 |  | Dishwasher - MT Low Temp - $1500 | 16698 | kWh | per unit | 3394 | 1500 | 3.729% | 20 | Comm Water Heat |  | 2.2 |  |  | 36735.6 |  |  | 3300 |  | 8016.35
[7 empty] | Dishwasher - MT High Temp - $1500 | 23668 | kWh | per unit | 3394 | 1500 | 4.914% | 20 | Comm Water Heat |  | 3 |  |  | 71004 |  |  | 4500 |  | 6894.07
|  | EMPLOYEE/OFFICE EXPENSES | 5225 | 5225 | 10450 |  | Dishwasher - MT High Temp - Electric Booster | 9308 | kWh | per unit | 2312 | 1000 | 1.039% | 20 | Comm Water Heat |  | 1.1 |  |  | 10238.8 |  |  | 1100 |  | 4677.8185
|  |  | 5000 | 5000 | 10000 |  | Sales Incentive - Fryer - $30 | 0 | kWh | per unit | 30 | 30 | 0% | 0 |  |  | 2.2 |  |  | 0 |  |  | 66 |  | 0
|  | WRA Membership Dues | 225 | 225 | 450 |  | Sales Incentive - Steam Cooker - $30 | 0 | kWh | per unit | 30 | 30 | 0% | 0 |  |  | 2.2 |  |  | 0 |  |  | 66 |  | 0
[5 empty] | 0 |  | Sales Incentive - $30 | 0 | kWh | per unit | 30 | 30 | 0% | 0 |  |  | 11 |  |  | 0 |  |  | 330 |  | 0
[5 empty] | 0 |  | Sales Incentive - Comml Ovens - $50 | 0 | kWh | per unit | 50 | 50 | 0% | 0 |  |  | 22 |  |  | 0 |  |  | 1100 |  | 0
[7 empty] | Sales Incentive - Dishwasher UC or DT - $30 | 0 | kWh | per unit | 30 | 30 | 0% | 0 |  |  | 6.6 |  |  | 0 |  |  | 198 |  | 0
|  | OUTSIDE SERVICES | 1200 | 1200 | 2400 |  | Sales Incentive - Dishwasher ST or MT - $50 | 0 | kWh | per unit | 50 | 50 | 0% | 0 |  |  | 1.1 |  |  | 0 |  |  | 55 |  | 0
|  |  | 1200 | 1200 | 2400 |  | Commercial Washer - EWH / E Dryer | 750 | kWh | per unit | 210 | 200 | 0.3977% | 7 | Comm Water Heat |  | 5.5 |  |  | 4125 |  |  | 1100 |  | 951.67
[5 empty] | 0 |  | Commercial Washer - EWH Only | 430 | kWh | per unit | 177 | 170 | 0.228% | 7 | Comm Water Heat |  | 5.5 |  |  | 2365 |  |  | 935 |  | 804.16
[5 empty] | 0 |  | Commercial Washer - E Dryer Only | 320 | kWh | per unit | 149 | 140 | 0.3394% | 7 | Comm Water Heat |  | 11 |  |  | 3520 |  |  | 1540 |  | 673.78
[5 empty] | 0 |  | Limited Time Offer Incentive Increases | 0 | kWh | calculated | 0 | 20000 | 0% | 15 | Comm Cooking |  | 0.5 |  |  | 0 |  |  | 10000 |  | 0
[9 empty] | kWh | [10 empty] | 0 |  |  | 0 |  | 0
|  | MATERIALS | 240 | 240 | 480 |  | Commercial Fryer - Large Vat | 2686 | kWh | per unit | 428 | 400 | 0.5426% | 12 | Comm Cooking |  | 4 |  |  | 10744 |  |  | 1600 |  | 1357
|  |  | 240 | 240 | 480 |  | Griddle - 2 linear feet - Electric | 1850 | kWh | per unit | 374 | 200 | 0.1868% | 12 | Comm Cooking |  | 2 |  |  | 3700 |  |  | 400 |  | 0
[5 empty] | 0 |  | Griddle - 3 linear feet - Electric | 2775 | kWh | per unit | 561 | 300 | 0.2803% | 12 | Comm Cooking |  | 2 |  |  | 5550 |  |  | 600 |  | 0
[5 empty] | 0 |  | Griddle - 4 linear feet - Electric | 3700 | kWh | per unit | 748 | 400 | 0.5605% | 12 | Comm Cooking |  | 3 |  |  | 11100 |  |  | 1200 |  | 0
[5 empty] | 0 |  | Griddle - 5 linear feet - Electric | 4625 | kWh | per unit | 935 | 500 | 0.4671% | 12 | Comm Cooking |  | 2 |  |  | 9250 |  |  | 1000 |  | 0
[7 empty] | Griddle - 6 linear feet - Electric | 5550 | kWh | per unit | 1122 | 600 | 0.5605% | 12 | Comm Cooking |  | 2 |  |  | 11100 |  |  | 1200 |  | 0
|  | MISCELLANEOUS | 0 | 0 | 0 |  | Hot Food Holding Cabinet - 0-<13 ft | 439 | kWh | per unit | 167 | 150 | 0.1108% | 12 | Comm Cooking |  | 5 |  |  | 2195 |  |  | 750 |  | 0
[5 empty] | 0 |  | Hot Food Holding Cabinet - 13-<28 ft | 934 | kWh | per unit | 710 | 500 | 0.4717% | 12 | Comm Cooking |  | 10 |  |  | 9340 |  |  | 5000 |  | 0
[5 empty] | 0 |  | Hot Food Holding Cabinet - >=28 ft | 1113 | kWh | per unit | 1751 | 750 | 0.281% | 12 | Comm Cooking |  | 5 |  |  | 5565 |  |  | 3750 |  | 0
Commercial Kitchen & Laundry |  |  |  |  | 0 |  | Ice: Air Cooled, Cube and Nugget IHR 50-174 | 429 | kWh | per unit | 306 | 200 | 0.13% | 10 | Comm Refrigeration |  | 6 |  |  | 2574 |  |  | 1200 |  | 77.23
Schedule 262 |  |  |  |  | 0 |  | Ice: Air Cooled, Cube and Nugget IHR 175-449 | 1517 | kWh | per unit | 286 | 200 | 0.6129% | 10 | Comm Refrigeration |  | 8 |  |  | 12136 |  |  | 1600 |  | 245.92
Order Number | [6 empty] | Ice: Air Cooled, Cube and Nugget IHR 450-999 | 1361 | kWh | per unit | 249 | 200 | 0.4124% | 10 | Comm Refrigeration |  | 6 |  |  | 8166 |  |  | 1200 |  | 509.9
18230716 |  | DIRECT BENEFIT TO CUSTOMER | 0 | 148190 | 148190 |  | Ice: Air Cooled, Cube and Nugget IHR 1000+ | 2044 | kWh | per unit | 764 | 500 | 0.7225% | 10 | Comm Refrigeration |  | 7 |  |  | 14308 |  |  | 3500 |  | 570.05
Electric |  | Ratio |  |  |  |  | Ice: Air-Cooled Flake IHR 50-999 | 481 | kWh | per unit | 274 | 200 | 0.1457% | 10 | Comm Refrigeration |  | 6 |  |  | 2886 |  |  | 1200 |  | 0
[7 empty] | Ice: Air-Cooled Flake IHR 1000+ | 1314 | kWh | per unit | 764 | 500 | 0.3981% | 10 | Comm Refrigeration |  | 6 |  |  | 7884 |  |  | 3000 |  | 0
|  | REVENUE | 0 | 0 | 0 |  | Ice: Water-Cooled, Cube and Nugget IHR 50-174 | 287 | kWh | per unit | 306 | 200 | 0.1449% | 10 | Comm Refrigeration |  | 10 |  |  | 2870 |  |  | 2000 |  | 28.38
[7 empty] | Ice: Water-Cooled, Cube and Nugget IHR 175-449 | 1436 | kWh | per unit | 286 | 200 | 0.7252% | 10 | Comm Refrigeration |  | 10 |  |  | 14360 |  |  | 2000 |  | 294.1
[7 empty] | Ice: Water-Cooled, Cube and Nugget IHR 450-999 | 385 | kWh | per unit | 249 | 200 | 0.1167% | 10 | Comm Refrigeration |  | 6 |  |  | 2310 |  |  | 1200 |  | 221.76
[7 empty] | Ice: Water-Cooled, Cube and Nugget IHR 1000+ | 1903 | kWh | per unit | 764 | 500 | 0.5766% | 10 | Comm Refrigeration |  | 6 |  |  | 11418 |  |  | 3000 |  | 485.58
[7 empty] | Ice: Water-Cooled, Flake IHR 50-999 | 456 | kWh | per unit | 274 | 200 | 0.1382% | 10 | Comm Refrigeration |  | 6 |  |  | 2736 |  |  | 1200 |  | 0
[7 empty] | Ice: Water-Cooled, Flake IHR 1000+ | 1273 | kWh | per unit | 764 | 500 | 0.3857% | 10 | Comm Refrigeration |  | 6 |  |  | 7638 |  |  | 3000 |  | 0
[7 empty] | Combination Oven – electric – 15-28 pan | 15074 | kWh | per unit | 1584 | 1500 |  | 12 | Comm Cooking |  |  |  |  | 0 |  |  | 0
[7 empty] | Combination Oven – electric - > 28 pan | 22009 | kWh | per unit | 7048 | 7000 |  | 12 | Comm Cooking |  |  |  |  | 0 |  |  | 0
[7 empty] | Deck Oven – electric | 7313 | kWh | per unit | 1574 | 1500 |  | 12 | Comm Cooking |  |  |  |  | 0 |  |  | 0
2016 Measure Reference. Indicated savings values, measure cost, incentives, and unit totals are from original 2016-2017 BCP. Updated 2017 figures are indicated in table above.
[7 empty] | Savings Section | [14 empty] | Savings Section |  |  | Savings Section
[7 empty] | Measure Information | [8 empty] | Unit Totals |  |  | Projected Savings |  |  | Incentive Totals |  |  | First-year NEBs per unit
[7 empty] | Measure Name | Savings | UOM | Unit Type | Measure Cost | Incentive | Support % | Measure Life | End Use | 2016 | 2017 | Combined | 2016 | 2017 | Combined | 2016 | 2017 | Combined
[7 empty] | i | i |  | i | i | i | i | i | i | i | i
[7 empty] | TOTALS g |  |  |  | 356827.8 | 97530 |  | 11 |  |  |  |  | 1011436 | 1112579.6 | 2124015.6 | 137700 | 147470 | 285170 | 0
[7 empty] | Commercial Fryer | 2449 | kWh | per unit | 769 | 250 | 1.211% | 8 | Comm Cooking | 5 | 5.5 | 10.5 | 12245 | 13469.5 | 25714.5 | 1250 | 1375 | 2625 | 0
[7 empty] | Steam Cooker - 3 Pan - $250 | 20866 | kWh | per unit | 304 | 250 | 4.126% | 9 | Comm Cooking | 2 | 2.2 | 4.2 | 41732 | 45905.2 | 87637.2 | 500 | 550 | 1050 | 0
[7 empty] | Steam Cooker - 4 Pan - $250 | 27960 | kWh | per unit | 406 | 250 | 2.764% | 9 | Comm Cooking | 1 | 1.1 | 2.1 | 27960 | 30756 | 58716 | 250 | 275 | 525 | 0
[7 empty] | Steam Cooker - 5 Pan - $250 | 35055 | kWh | per unit | 508 | 250 | 3.466% | 9 | Comm Cooking | 1 | 1.1 | 2.1 | 35055 | 38560.5 | 73615.5 | 250 | 275 | 525 | 0
[7 empty] | Steam Cooker - 6 Pan - $500 | 42150 |  | per unit | 608 | 500 | 20.84% | 9 | Comm Cooking | 5 | 5.5 | 10.5 | 210750 | 231825 | 442575 | 2500 | 2750 | 5250 | 0
[7 empty] | Steam Cooker - 10 Pan - $500 | 70529 |  | per unit | 1014 | 500 | 13.95% | 9 | Comm Cooking | 2 | 2.2 | 4.2 | 141058 | 155163.8 | 296221.8 | 1000 | 1100 | 2100 | 0
[7 empty] | Ice Machine - 101 to 300 lbs Ice per Day | 805 |  | per unit | 286 | 100 | 0.7959% | 10 | Comm Refrigeration | 10 | 11 | 21 | 8050 | 8855 | 16905 | 1000 | 1100 | 2100 | 0
[7 empty] | Ice Machine - 301 to 500 lbs Ice per Day | 1117 |  | per unit | 266 | 100 | 1.104% | 10 | Comm Refrigeration | 10 | 11 | 21 | 11170 | 12287 | 23457 | 1000 | 1100 | 2100 | 0
[7 empty] | Ice Machine - 501 to 1000 lbs Ice per Day | 1807 |  | per unit | 592 | 300 | 3.573% | 10 | Comm Refrigeration | 20 | 22 | 42 | 36140 | 39754 | 75894 | 6000 | 6600 | 12600 | 0
[7 empty] | Ice Machine - 1001 to 1500 lbs Ice per Day | 2601 |  | per unit | 589 | 300 | 5.143% | 10 | Comm Refrigeration | 20 | 22 | 42 | 52020 | 57222 | 109242 | 6000 | 6600 | 12600 | 0
[7 empty] | Ice Machine - Greater Than 1500 lbs Ice Per Day | 3641 |  | per unit | 939 | 300 | 3.6% | 10 | Comm Refrigeration | 10 | 11 | 21 | 36410 | 40051 | 76461 | 3000 | 3300 | 6300 | 0
[7 empty] | Convection Oven - Half Size - $500 | 2518 |  | per unit | 793 | 500 | 0.249% | 12 | Comm Cooking | 1 | 1.1 | 2.1 | 2518 | 2769.8 | 5287.8 | 500 | 550 | 1050 | 0
[7 empty] | Convection Oven - Full Size - $1000 | 2774 |  | per unit | 1007 | 1000 | 8.228% | 12 | Comm Cooking | 30 | 33 | 63 | 83220 | 91542 | 174762 | 30000 | 33000 | 63000 | 0
[7 empty] | Convection Oven - Double - $2000 | 5548 |  | per unit | 2014 | 2000 | 5.485% | 12 | Comm Cooking | 10 | 11 | 21 | 55480 | 61028 | 116508 | 20000 | 22000 | 42000 | 0
[7 empty] | Combination Oven - $1000 | 11497 |  | per unit | 1568 | 1000 | 1.137% | 12 | Comm Cooking | 1 | 1.1 | 2.1 | 11497 | 12646.7 | 24143.7 | 1000 | 1100 | 2100 | 0
[7 empty] | Dishwasher - Under Counter Low Temp - $150 | 2505 |  | per unit | 232 | 150 | 0.4953% | 10 | Comm Water Heat | 2 | 2.2 | 4.2 | 5010 | 5511 | 10521 | 300 | 330 | 630 | 0
[7 empty] | Dishwasher - Under Counter - High Temp - $150 | 2566 |  | per unit | 232 | 150 | 3.805% | 10 | Comm Water Heat | 15 | 16.5 | 31.5 | 38490 | 42339 | 80829 | 2250 | 2475 | 4725 | 0
[7 empty] | Dishwasher - Under Counter High Temp - Electric Booster | 1499 |  | per unit | 192 | 150 | 0.741% | 10 | Comm Water Heat | 5 | 5.5 | 10.5 | 7495 | 8244.5 | 15739.5 | 750 | 825 | 1575 | 0
[7 empty] | Dishwasher - Door Type Low Temp - $750 | 15931 |  | per unit | 2659 | 750 | 1.575% | 15 | Comm Water Heat | 1 | 1.1 | 2.1 | 15931 | 17524.1 | 33455.1 | 750 | 825 | 1575 | 0
[7 empty] | Dishwasher - Door Type High Temp - $750 | 11334 |  | per unit | 2659 | 750 | 4.482% | 15 | Comm Water Heat | 4 | 4.4 | 8.4 | 45336 | 49869.6 | 95205.6 | 3000 | 3300 | 6300 | 0
[7 empty] | Dishwasher - Door Type High Temp - Electric Booster | 4407 |  | per unit | 1813 | 500 | 1.307% | 15 | Comm Water Heat | 3 | 3.3 | 6.3 | 13221 | 14543.1 | 27764.1 | 1500 | 1650 | 3150 | 0
[7 empty] | Dishwasher - ST Low Temp - $1000 | 13224 |  | per unit | 5882 | 1000 | 1.307% | 20 | Comm Water Heat | 1 | 1.1 | 2.1 | 13224 | 14546.4 | 27770.4 | 1000 | 1100 | 2100 | 0
[7 empty] | Dishwasher - ST Low Temp - Incidental Elec Savings | 360 |  | per unit | 497 | 0 | 0.03559% | 20 | Comm Water Heat | 1 | 1.1 | 2.1 | 360 | 396 | 756 | 0 | 0 | 0 | 0
[7 empty] | Dishwasher - ST High Temp - $1000 | 8157 |  | per unit | 5882 | 1000 | 1.613% | 20 | Comm Water Heat | 2 | 2.2 | 4.2 | 16314 | 17945.4 | 34259.4 | 2000 | 2200 | 4200 | 0
[7 empty] | Dishwasher - ST High Temp - Electric Booster | 3951 |  | per unit | 4446 | 750 | 0.7813% | 20 | Comm Water Heat | 2 | 2.2 | 4.2 | 7902 | 8692.2 | 16594.2 | 1500 | 1650 | 3150 | 0
[7 empty] | Dishwasher - MT Low Temp - $1500 | 18554 |  | per unit | 3394 | 1500 | 3.669% | 20 | Comm Water Heat | 2 | 2.2 | 4.2 | 37108 | 40818.8 | 77926.8 | 3000 | 3300 | 6300 | 1469
[7 empty] | Dishwasher - MT High Temp - $1500 | 26298 |  | per unit | 3394 | 1500 | 2.6% | 20 | Comm Water Heat | 1 | 1.1 | 2.1 | 26298 | 28927.8 | 55225.8 | 1500 | 1650 | 3150 | 0
[7 empty] | Dishwasher - MT High Temp - Electric Booster | 10342 |  | per unit | 2312 | 1000 | 1.023% | 20 | Comm Water Heat | 1 | 1.1 | 2.1 | 10342 | 11376.2 | 21718.2 | 1000 | 1100 | 2100 | 0
[7 empty] | Sales Incentive - Fryer - $30 | 0 |  | per unit | 30 | 30 | 0% | 0 |  | 2 | 2.2 | 4.2 | 0 | 0 | 0 | 60 | 66 | 126 | 0
[7 empty] | Sales Incentive - Steam Cooker - $30 | 0 |  | per unit | 30 | 30 | 0% | 0 |  | 2 | 2.2 | 4.2 | 0 | 0 | 0 | 60 | 66 | 126 | 0
[7 empty] | Sales Incentive - $30 | 0 |  | per unit | 30 | 30 | 0% | 0 |  | 10 | 11 | 21 | 0 | 0 | 0 | 300 | 330 | 630 | 0
[7 empty] | Sales Incentive - Comml Ovens - $50 | 0 |  | per unit | 50 | 50 | 0% | 0 |  | 20 | 22 | 42 | 0 | 0 | 0 | 1000 | 1100 | 2100 | 0
[7 empty] | Sales Incentive - Dishwasher UC or DT - $30 | 0 |  | per unit | 30 | 30 | 0% | 0 |  | 6 | 6.6 | 12.6 | 0 | 0 | 0 | 180 | 198 | 378 | 0
[7 empty] | Sales Incentive - Dishwasher ST or MT - $50 | 0 |  | per unit | 50 | 50 | 0% | 0 |  | 1 | 1.1 | 2.1 | 0 | 0 | 0 | 50 | 55 | 105 | 0
[7 empty] | Commercial Washer - EWH / E Dryer | 750 |  | per unit | 210 | 200 | 0.3708% | 7 | Comm Water Heat | 5 | 5.5 | 10.5 | 3750 | 4125 | 7875 | 1000 | 1100 | 2100 | 951.67
[7 empty] | Commercial Washer - EWH Only | 430 |  | per unit | 177 | 170 | 0.2126% | 7 | Comm Water Heat | 5 | 5.5 | 10.5 | 2150 | 2365 | 4515 | 850 | 935 | 1785 | 804.16
[7 empty] | Commercial Washer - E Dryer Only | 320 |  | per unit | 149 | 140 | 0.3164% | 7 | Comm Water Heat | 10 | 11 | 21 | 3200 | 3520 | 6720 | 1400 | 1540 | 2940 | 673.78
[7 empty] | Limited Time Offer Incentive Increases | 0 |  |  | 0 | 80000 | 0.3164% | 15 | Comm Cooking | 0.5 | 0.5 | 1 | 0 | 0 | 0 | 40000 | 40000 | 80000 | 0
Rtn to Electric Sector
Go to Gas Detail Page

## Comm DI_E262 Elect
|  | Commercial Dir. Install (Non-SBDI) | Schedule 262 | Order Number | 18230717 | Electric | [5 empty] | Commercial Dir. Install (Non-SBDI) | Schedule 262 | Order Number | 18230717 | Electric |  |  |  |  | Commercial Dir. Install (Non-SBDI) | Schedule 262 | Order Number | 18230717 | Electric
[8 empty] | This table summarizes the subtotals in the detail table to the left and is used to populate 2016-2017 Sector views. | [11 empty] | Ratios |  |  | Acquisition Cost
Commercial Dir. Install (non-SBDI) | [7 empty] | Labor | Marketing Labor | Overhead | Marketing | Employee/Office Expense | Outside Services | Materials | Miscellaneous | DBtC | Revenue | Total Budget | Total Savings | DBTC | Marketing | Outside Svcs
Schedule 262 | [6 empty] | 2016 (Reference only) | 0 | 0 | 0 | 0 | 0 | 0 | 0 | 0 | 0 | 0 | 0 | 0 | #DIV/0! | #DIV/0! | #DIV/0! | #DIV/0!
Order Number | [6 empty] | Original 2017 Figures, as noted in 2016-2017 BCP | 0 | 0 | 0 | 0 | 0 | 0 | 0 | 0 | 0 | 0 | 0 | 0 | #DIV/0! | #DIV/0! | #DIV/0! | #DIV/0!
18230717 | [6 empty] | 2017 (Updated for 2017 ACP) | 0 | 0 | 0 | 0 | 0 | 0 | 0 | 0 | 0 | 0 | 0 | 0 | #DIV/0! | #DIV/0! | #DIV/0! | #DIV/0!
Electric
[8 empty] | (2017-Specific Values) | [7 empty] | (2016 for reference only) |  |  | (2016 for reference only) |  |  | (2016 for reference only)
|  | Spending Section |  |  |  |  | Savings Section | [14 empty] | Savings Section |  |  | Savings Section
|  | Overall Total | 0 | 0 | 0 |  | Measure Information | [8 empty] | Unit Totals |  |  | Projected Savings |  |  | Incentive Totals |  |  | First-year NEBs per unit
[7 empty] | Measure Name | Savings | UOM | Unit Type | Measure Cost | Incentive | Support % | Measure Life | End Use | 2016 | 2017 | Combined | 2016 | 2017 | Combined | 2016 | 2017 | Combined
|  | Budget Category | 2016 | 2017 | Total |  | i | i |  | i | i | i | i | i | i | i | i | [7 empty] | i
| FTE | LABOR | 0 | 0 | 0 |  | TOTALS g |  |  |  | 0 | 0 |  | N/A |  |  |  |  | 0 | 0 | 0 | 0 | 0 | 0 | 0
0
0
0
0
0
| FTE | MARKETING LABOR | 0 | 0 | 0
0
0
0
0
0
|  | TOTAL OVERHEAD | 0 | 0 | 0
|  | Labor Overhead Rate | 66.7% | 68.8%
|  | Program Staff Overhead | 0 | 0 | 0
|  | Marketing Staff Overhead | 0 | 0 | 0
|  | Micro Overhead Rate |  | 21%
|  | Program Staff Overhead |  | 0 | 0
Commercial Dir. Install (non-SBDI) |  | Marketing Staff Overhead |  | 0 | 0
Schedule 262
Order Number
18230717 |  | MARKETING | 0 | 0 | 0
Electric |  |  |  |  | 0
0
0
0
|  | EMPLOYEE/OFFICE EXPENSES | 0 | 0 | 0
0
0
0
0
|  | OUTSIDE SERVICES | 0 | 0 | 0
0
0
0
0
|  | MATERIALS | 0 | 0 | 0
0
0
0
0
|  | MISCELLANEOUS | 0 | 0 | 0
0
0
Commercial Dir. Install (non-SBDI) |  |  |  |  | 0
Schedule 262 |  |  |  |  | 0
Order Number
18230717 |  | DIRECT BENEFIT TO CUSTOMER | 0 | 0 | 0
Electric |  | Ratio
|  | REVENUE | 0 | 0 | 0
Return to Electric Sector View

## Comm HVAC_E262 Elect
|  | Commercial HVAC | Schedule 262 | Order Number | 18230718 | Electric | [5 empty] | Commercial HVAC | Schedule 262 | Order Number | 18230718 | Electric |  |  |  |  | Commercial HVAC | Schedule 262 | Order Number | 18230718 | Electric
[8 empty] | This table summarizes the subtotals in the detail table to the left and is used to populate 2016-2017 Sector views. | [11 empty] | Ratios |  |  | Acquisition Cost
Commercial HVAC | [7 empty] | Labor | Marketing Labor | Overhead | Marketing | Employee/Office Expense | Outside Services | Materials | Miscellaneous | DBtC | Revenue | Total Budget | Total Savings | DBTC | Marketing | Outside Svcs
Schedule 262 | [6 empty] | 2016 (Reference only) | 58911.45 | 4000 | 41961.9372 | 42500 | 5000 | 60919 | 5000 | 1000 | 0 | 0 | 219292.3872 | 2975025 | 0% | 22.35% | 27.78% | 0.073711
Order Number | [6 empty] | Original 2017 Figures, as noted in 2016-2017 BCP | 60384.35 | 4100 | 43849.358 | 42500 | 5000 | 60919 | 5000 | 1000 | 629250 | 0 | 852002.708 | 3690100 | 73.86% | 5.773% | 7.15% | 0.23089
18230718 | [6 empty] | 2017 (Updated for 2017 ACP) | 60384.35 | 4100 | 57906.9463 | 42500 | 5000 | 258595.13 | 5000 | 1000 | 730500 | 0 | 1164986.4263 | 3448522 | 62.7% | 4.222% | 22.2% | 0.33782
Electric
[8 empty] | (2017-Specific Values. 2016 values are noted in measure table below.) | [7 empty] | (2016 figures in below table) |  |  | (2016 figures in below table) |  |  | (2016 figures in below table)
|  | Spending Section |  |  |  |  | Savings Section | [14 empty] | Savings Section |  |  | Savings Section
|  | Overall Total | 219292.3872 | 1164986.4263 | 1384278.8135 |  | Measure Information | [8 empty] | Unit Totals |  |  | Projected Savings |  |  | Incentive Totals |  |  | 1st Year
[7 empty] | Measure Name | Savings | UOM | Unit Type | Measure Cost | Incentive | Support % | Measure Life | End Use |  | 2017 | Combined | 2016 | 2017 | Combined | 2016 | 2017 | Combined | NEBs per Unit
|  | Budget Category | 2016 | 2017 | Total |  | i | i |  | i | i | i | i | i | i |  | i | [7 empty] | i
| FTE | LABOR | 58911.45 | 60384.35 | 119295.8 |  | TOTALS g |  |  |  | 2411228.5 | 1215425 |  | 11 | [5 empty] | 3448522 |  |  | 730500 |  | 0
| 0.5 | Program Manager | 45316.5 | 46449.5 | 91766 |  | HVAC Demand Control Ventilation (Heat Pump) | 1475 | kWh | per unit | 677 | 450 | 1.952% | 10 | Comm Space Heat |  | 10 |  |  | 14750 |  |  | 4500
| 0.1 | Energy Management Engineer | 9063.3 | 9289.9 | 18353.2 |  | High Efficiency HVAC Retrofit | 600000 | kWh | calculated | 1776000 | 225000 | 28.8% | 15 | Comm Space Heat |  | 1 |  |  | 600000 |  |  | 225000
| 0.1 | Market Manager | 4531.65 | 4644.95 | 9176.6 |  | HVAC Premium Service | 2601522 | kWh | calculated | 570000 | 475000 | 44.39% | 5 | Comm Space Heat |  | 1 |  |  | 2601522 |  |  | 475000
[5 empty] | 0 |  | Web Enabled Thermostats | 1782 | kWh | per unit | 167.5 | 150 | 8.323% | 5 | Comm Space Heat |  | 100 |  |  | 178200 |  |  | 15000
| 0.7 | [5 empty] | HVAC Demand Control Ventilation (Gas Pack) | 400 | kWh | per unit | 200 | 100 | 0.1868% | 10 | Comm Space Heat |  | 10 |  |  | 4000 |  |  | 1000
| FTE | MARKETING LABOR | 4000 | 4100 | 8100 |  | Advanced Rooftop Controls 2000-4000 hours | 800 | kWh | per unit | 300 | 150 | 6.227% | 10 | Comm Space Heat |  | 0 |  |  | 0 |  |  | 0
| 0.05 |  | 4000 | 4100 | 8100 |  | Advanced Rooftop Controls greater than 4000 hours | 1200 | kWh | per unit | 300 | 225 | 9.341% | 10 | Comm Space Heat |  | 0 |  |  | 0 |  |  | 0
[5 empty] | 0 |  | Hotel Room Occupancy based HVAC Controls | 264 |  | per unit | 186.09 | 100 | 0.2055% | 10 | Comm Space Heat |  | 50 |  |  | 13200 |  |  | 5000
[5 empty] | 0 |  | Lodging PTHP | 737 |  | per unit | 608.08 | 100 | 0.5737% | 15 | Comm Space Heat |  | 50 |  |  | 36850 |  |  | 5000
0
0.05
|  | TOTAL OVERHEAD | 41961.9372 | 57906.9463 | 99868.8834
|  | Labor Overhead Rate | 66.7% | 68.8%
|  | Program Staff Overhead | 39293.9372 | 41544.4328 | 80838.3699
|  | Marketing Staff Overhead | 2668 | 2820.8 | 5488.8
|  | Micro Overhead Rate |  | 21%
|  | Program Staff Overhead |  | 12680.7135 | 12680.7135
Commercial HVAC |  | Marketing Staff Overhead |  | 861 | 861
Schedule 262
Order Number
18230718 |  | MARKETING | 42500 | 42500 | 85000
Electric |  |  | 42500 | 42500 | 85000
0
0
0
|  | EMPLOYEE/OFFICE EXPENSES | 5000 | 5000 | 10000
|  |  | 5000 | 5000 | 10000
0
0
0
|  | OUTSIDE SERVICES | 60919 | 258595.13 | 319514.13
|  | Premium Service Implementatin | 60919 | 258595.13 | 319514.13
0
0
0
|  | MATERIALS | 5000 | 5000 | 10000
|  |  | 5000 | 5000 | 10000
0
0
0
|  | MISCELLANEOUS | 1000 | 1000 | 2000
|  |  | 1000 | 1000 | 2000
0
Commercial HVAC |  |  |  |  | 0
Schedule 262 |  |  |  |  | 0
Order Number
18230718 |  | DIRECT BENEFIT TO CUSTOMER | 0 | 730500 | 730500
Electric |  | Ratio
|  | REVENUE | 0 | 0 | 0
2016 Measure Reference. Indicated savings values, measure cost, incentives, and unit totals are from original 2016-2017 BCP. Updated 2017 figures are indicated in table above.
[7 empty] | Savings Section | [14 empty] | Savings Section |  |  | Savings Section
[7 empty] | Measure Information | [8 empty] | Unit Totals |  |  | Projected Savings |  |  | Incentive Totals |  |  | 1st Year
[7 empty] | Measure Name | Savings | UOM | Unit Type | Measure Cost | Incentive | Support % | Measure Life | End Use | 2016 | 2017 | Combined | 2016 | 2017 | Combined | 2016 | 2017 | Combined | NEBs per Unit
[7 empty] | i | i |  | i | i | i | i | i | i | i | i | [7 empty] | i
[7 empty] | TOTALS g |  |  |  | 2381318 | 257075 |  | 11 |  |  |  |  | 2975025 | 3690100 | 6665125 | 509250 | 629250 | 1138500 | 0
[7 empty] | HVAC Demand Control Ventilation (Heat Pump) | 1475 | kWh | per unit | 677 | 450 | 3.997% | 10 | Comm Space Heat | 75 | 100 | 175 | 110625 | 147500 | 258125 | 33750 | 45000 | 78750
[7 empty] | High Efficiency HVAC Retrofit | 1250000 | kWh | calculated | 630046.5 | 175500 | 33.87% | 15 | Comm Space Heat | 1 | 1 | 2 | 1250000 | 1250000 | 2500000 | 175500 | 175500 | 351000
[7 empty] | HVAC Premium Service | 250000 | kWh | calculated | 80500 | 80500 | 6.775% | 5 | Comm Space Heat | 1 | 1 | 2 | 250000 | 250000 | 500000 | 80500 | 80500 | 161000
[7 empty] | Web Enabled Thermostats | 1782 | kWh | per unit | 167.5 | 150 | 14.49% | 5 | Comm Space Heat | 200 | 300 | 500 | 356400 | 534600 | 891000 | 30000 | 45000 | 75000
[7 empty] | HVAC Demand Control Ventilation (Gas Pack) | 400 | kWh | per unit | 200 | 100 | 0.2168% | 10 | Comm Space Heat | 20 | 20 | 40 | 8000 | 8000 | 16000 | 2000 | 2000 | 4000
[7 empty] | Advanced Rooftop Controls 2000-4000 hours | 800 | kWh | per unit | 300 | 150 | 16.26% | 10 | Comm Space Heat | 500 | 750 | 1250 | 400000 | 600000 | 1000000 | 75000 | 112500 | 187500
[7 empty] | Advanced Rooftop Controls greater than 4000 hours | 1200 | kWh | per unit | 300 | 225 | 24.39% | 10 | Comm Space Heat | 500 | 750 | 1250 | 600000 | 900000 | 1500000 | 112500 | 168750 | 281250
Rtn to Electric Sector
Go to Gas Detail Page

## Comm ExpLgt_E262 Elect
|  | Business Lighting Express | Schedule 262 | Order Number | 18230722 | Electric | [5 empty] | Business Lighting Express | Schedule 262 | Order Number | 18230722 | Electric |  |  |  |  | Business Lighting Express | Schedule 262 | Order Number | 18230722 | Electric
[8 empty] | This table summarizes the subtotals in the detail table to the left and is used to populate 2016-2017 Sector views. | [11 empty] | Ratios |  |  | Acquisition Cost
Business Lighting Express | [7 empty] | Labor | Marketing Labor | Overhead | Marketing | Employee/Office Expense | Outside Services | Materials | Miscellaneous | DBtC | Revenue | Total Budget | Total Savings | DBTC | Marketing | Outside Svcs
Schedule 262 | [6 empty] | 2016 (Reference only) | 0 | 0 | 0 | 0 | 0 | 0 | 0 | 0 | 0 | 0 | 0 | 0 | #DIV/0! | #DIV/0! | #DIV/0! | #DIV/0!
Order Number | [6 empty] | Original 2017 Figures, as noted in 2016-2017 BCP | 0 | 0 | 0 | 0 | 0 | 0 | 0 | 0 | 0 | 0 | 0 | 0 | #DIV/0! | #DIV/0! | #DIV/0! | #DIV/0!
18230722 | [6 empty] | 2017 (Updated for 2017 ACP) | 0 | 0 | 0 | 0 | 0 | 0 | 0 | 0 | 0 | 0 | 0 | 0 | #DIV/0! | #DIV/0! | #DIV/0! | #DIV/0!
Electric
[8 empty] | (2017-Specific Values) | [7 empty] | (2016 for reference only) |  |  | (2016 for reference only) |  |  | (2016 for reference only)
|  | Spending Section |  |  |  |  | Savings Section | [14 empty] | Savings Section |  |  | Savings Section
|  | Overall Total | 0 | 0 | 0 |  | Measure Information | [8 empty] | Unit Totals |  |  | Projected Savings |  |  | Incentive Totals |  |  | First-year NEBs per unit
[7 empty] | Measure Name | Savings | UOM | Unit Type | Measure Cost | Incentive | Support % | Measure Life | End Use | 2016 | 2017 | Combined | 2016 | 2017 | Combined | 2016 | 2017 | Combined
|  | Budget Category | 2016 | 2017 | Total |  | i | i |  | i | i | i | i | i | i | i | i | [7 empty] | i
| FTE | LABOR | 0 | 0 | 0 |  | TOTALS g |  |  |  | 0 | 0 |  | N/A |  |  |  |  | 0 | 0 | 0 | 0 | 0 | 0 | 0
0
0
0
0
0
| FTE | MARKETING LABOR | 0 | 0 | 0
0
0
0
0
0
|  | TOTAL OVERHEAD | 0 | 0 | 0
|  | Labor Overhead Rate | 66.7% | 68.8%
|  | Program Staff Overhead | 0 | 0 | 0
|  | Marketing Staff Overhead | 0 | 0 | 0
|  | Micro Overhead Rate |  | 21%
|  | Program Staff Overhead |  | 0 | 0
Business Lighting Express |  | Marketing Staff Overhead |  | 0 | 0
Schedule 262
Order Number
18230722 |  | MARKETING | 0 | 0 | 0
Electric |  |  |  |  | 0
0
0
0
|  | EMPLOYEE/OFFICE EXPENSES | 0 | 0 | 0
0
0
0
0
|  | OUTSIDE SERVICES | 0 | 0 | 0
0
0
0
0
|  | MATERIALS | 0 | 0 | 0
0
0
0
0
|  | MISCELLANEOUS | 0 | 0 | 0
0
0
Business Lighting Express |  |  |  |  | 0
Schedule 262 |  |  |  |  | 0
Order Number
18230722 |  | DIRECT BENEFIT TO CUSTOMER | 0 | 0 | 0
Electric |  | Ratio
|  | REVENUE | 0 | 0 | 0
Return to Electric Sector View

## Sm Agr DI_E262 Elect
|  | Small Agriculture Direct Install | Schedule 262 | Order Number | 18230521 | Electric | [5 empty] | Small Agriculture Direct Install | Schedule 262 | Order Number | 18230521 | Electric |  |  |  |  | Small Agriculture Direct Install | Schedule 262 | Order Number | 18230521 | Electric
[8 empty] | This table summarizes the subtotals in the detail table to the left and is used to populate 2016-2017 Sector views. | [11 empty] | Ratios |  |  | Acquisition Cost
Small Agriculture Direct Install | [7 empty] | Labor | Marketing Labor | Overhead | Marketing | Employee/Office Expense | Outside Services | Materials | Miscellaneous | DBtC | Revenue | Total Budget | Total Savings | DBTC | Marketing | Outside Svcs
Schedule 262 | [6 empty] | 2016 (Reference only) | 19939.26 | 0 | 13299.4864 | 0 | 0 | 10185 | 0 | 152775 | 175731.375 | 0 | 371930.1214 | 1082872.5 | 47.25% | 0% | 2.738% | 0.34347
Order Number | [6 empty] | Original 2017 Figures, as noted in 2016-2017 BCP | 20437.78 | 0 | 13897.6904 | 0 | 0 | 10185 | 0 | 152775 | 327270.625 | 0 | 524566.0954 | 1912897.5 | 62.39% | 0% | 1.942% | 0.27423
18230521 | [6 empty] | 2017 (Updated for 2017 ACP) | 20437.78 | 0 | 18353.1264 | 0 | 0 | 10185 | 0 | 152775 | 412054.925 | 0 | 613805.8314 | 2880131.8429 | 67.13% | 0% | 1.659% | 0.21312
Electric
[8 empty] | (2017-Specific Values. 2016 values are noted in measure table below.) | [7 empty] | (2016 figures in below table) |  |  | (2016 figures in below table) |  |  | (2016 figures in below table)
|  | Spending Section |  |  |  |  | Savings Section | [14 empty] | Savings Section |  |  | Savings Section
|  | Overall Total | 371930.1214 | 613805.8314 | 985735.9529 |  | Measure Information | [8 empty] | Unit Totals |  |  | Projected Savings |  |  | Incentive Totals |  |  | First-year NEBs per unit
[7 empty] | Measure Name | Savings | UOM | Unit Type | Measure Cost | Incentive | Support % | Measure Life | End Use | 2016 | 2017 | Combined | 2016 | 2017 | Combined | 2016 | 2017 | Combined
|  | Budget Category | 2016 | 2017 | Total |  | i | i |  | i | i | i | i | i | i | i | i
| FTE | LABOR | 19939.26 | 20437.78 | 40377.04 |  | TOTALS g |  |  |  | 0 | 57363.705 |  | 7 |  |  |  |  | 1082872.5 | 2880131.8429 | 0 | 175731.375 | 412054.925 | 0 | 0
| 0.17 | Program Manager | 15407.61 | 15792.83 | 31200.44 |  | Wheel/hand line systems: Replace worn nozzle with new flow controlling type nozzle for impact sprinklers - Western Washington and Oregon | 20 | kWh | per unit | 5.67 | 5.67 | 0.01795% | 4 | Comm Flat |  | 10 |  |  | 200 |  |  | 56.7 |  | 0
| 0.05 | Market Manager | 4531.65 | 4644.95 | 9176.6 |  | Wheel/hand line systems: Replace worn nozzle with new nozzle - Western Washington and Oregon | 20 | kWh | per unit | 2.12 | 2.12 | 0.01795% | 4 | Comm Flat |  | 10 |  |  | 200 |  |  | 21.2 |  | 0
[5 empty] | 0 |  | Wheel/hand line systems: Rebuild or replace leaking impact sprinkler with new or rebuilt impact sprinkler - Western Washington and Oregon | 18 | kWh | per unit | 12.33 | 12.33 | 0.01615% | 5 | Comm Flat |  | 10 |  |  | 180 |  |  | 123.3 |  | 0
[5 empty] | 0 |  | Wheel/hand line systems: Replace leaking gasket with new gasket - Western Washington and Oregon | 106 | kWh | per unit | 3.92 | 3.92 | 0.09512% | 5 | Comm Flat |  | 10 |  |  | 1060 |  |  | 39.2 |  | 0
| 0.22 | [5 empty] | Wheel/hand line systems: Replace leaking drain with new drain - Western Washington and Oregon | 110 | kWh | per unit | 13.67 | 13.67 | 0.09871% | 5 | Comm Flat |  | 10 |  |  | 1100 |  |  | 136.7 |  | 0
| FTE | MARKETING LABOR | 0 | 0 | 0 |  | Wheel/hand line systems: Cut and pipe press repair of leaking hand-lines, wheel-lines, and portable main-lines - Western Washington and Oregon | 53 | kWh | per unit | 18 | 18 | 0.04756% | 8 | Comm Flat |  | 10 |  |  | 530 |  |  | 180 |  | 0
| 0 |  |  |  | 0 |  | Thunderbird wheel line systems: Replace leaking hub with new hub - Western Washington and Oregon | 46 | kWh | per unit | 50 | 50 | 0.04128% | 10 | Comm Flat |  | 10 |  |  | 460 |  |  | 500 |  | 0
[5 empty] | 0 |  | Wheel line systems: Rebuild or replace leaking or malfunctioning leveler with new or rebuilt leveler. - Western Washington and Oregon | 26 | kWh | per unit | 3.25 | 3.25 | 0.02333% | 5 | Comm Flat |  | 10 |  |  | 260 |  |  | 32.5 |  | 0
[5 empty] | 0 |  | Center pivot/linear move systems: Install new sprinkler package on an existing system. - Western Washington and Oregon | 59 | kWh | per unit | 25.53 | 25.53 | 0.05295% | 5 | Comm Flat |  | 10 |  |  | 590 |  |  | 255.3 |  | 0
[5 empty] | 0 |  | Center pivot/linear move systems: New gooseneck elbows - Western Washington and Oregon | 4 | kWh | per unit | 4.17 | 4.17 | 0.00359% | 15 | Comm Flat |  | 10 |  |  | 40 |  |  | 41.7 |  | 0
| 0 | [5 empty] | Center pivot/linear move systems: New drop tubes (3 feet minimum) - Western Washington and Oregon | 4 | kWh | per unit | 6.5 | 6.5 | 0.00359% | 10 | Comm Flat |  | 10 |  |  | 40 |  |  | 65 |  | 0
|  | TOTAL OVERHEAD | 13299.4864 | 18353.1264 | 31652.6129 |  | Center pivot/linear move systems: Replace leaking pivot boot gasket with new pivot boot gasket - Western Washington and Oregon | 856 | kWh | per unit | 250 | 250 | 0.7682% | 8 | Comm Flat |  | 10 |  |  | 8560 |  |  | 2500 |  | 0
|  | Labor Overhead Rate | 66.7% | 68.8% |  |  | Center pivot/linear move systems: Replace leaking tower gasket with new tower gasket - Western Washington and Oregon | 21 | kWh | per unit | 53.7 | 53.7 | 0.01885% | 8 | Comm Flat |  | 10 |  |  | 210 |  |  | 537 |  | 0
|  | Program Staff Overhead | 13299.4864 | 14061.1926 | 27360.6791 |  | Freeze Resistant Stock Water Tanks/Fountains - Heating Zone 1 | 376 | kWh | per unit | 377 | 94 | 1.771% | 10 | Comm Water Heat |  | 5 |  |  | 1880 |  |  | 470 |  | 0
|  | Marketing Staff Overhead | 0 | 0 | 0 |  | Freeze Resistant Stock Water Tanks/Fountains - Heating Zone 2 | 774 | kWh | per unit | 377 | 193.5 | 3.647% | 10 | Comm Water Heat |  | 5 |  |  | 3870 |  |  | 967.5 |  | 0
[7 empty] | Variable Frequency Drive on Spud or Onion Shed Ventilation Fan - 5 HP | 5963.5 | kWh | per unit | 5866.55 | 1490.875 | 0.5352% | 10 | Comm Cooling |  | 1 |  |  | 5963.5 |  |  | 1490.875 |  | 0
|  | Micro Overhead Rate |  | 21% |  |  | Variable Frequency Drive on Spud or Onion Shed Ventilation Fan - 10 HP | 11927 | kWh | per unit | 7011.9 | 2981.75 | 1.07% | 10 | Comm Cooling |  | 1 |  |  | 11927 |  |  | 2981.75 |  | 0
|  | Program Staff Overhead |  | 4291.9338 | 4291.9338 |  | Variable Frequency Drive on Spud or Onion Shed Ventilation Fan - 15 HP | 17890.5 | kWh | per unit | 8157.25 | 4472.625 | 1.605% | 10 | Comm Cooling |  | 1 |  |  | 17890.5 |  |  | 4472.625 |  | 0
Small Agriculture Direct Install |  | Marketing Staff Overhead |  | 0 | 0 |  | Variable Frequency Drive on Spud or Onion Shed Ventilation Fan - 20 HP | 23854 | kWh | per unit | 9302.6 | 4651.3 | 2.141% | 10 | Comm Cooling |  | 1 |  |  | 23854 |  |  | 4651.3 |  | 0
Schedule 262 | [6 empty] | Variable Frequency Drive on Spud or Onion Shed Ventilation Fan - 25 HP | 29817.5 | kWh | per unit | 10447.95 | 5223.975 | 2.676% | 10 | Comm Cooling |  | 1 |  |  | 29817.5 |  |  | 5223.975 |  | 0
Order Number | [6 empty] | Variable Frequency Drive on Spud or Onion Shed Ventilation Fan - 30 HP | 35781 | kWh | per unit | 11593.3 | 5796.65 | 3.211% | 10 | Comm Cooling |  | 1 |  |  | 35781 |  |  | 5796.65 |  | 0
18230521 |  | MARKETING | 0 | 0 | 0 |  | Variable Frequency Drive on Spud or Onion Shed Ventilation Fan - 35 HP | 41744.5 | kWh | per unit | 12738.65 | 6369.325 | 3.746% | 10 | Comm Cooling |  | 1 |  |  | 41744.5 |  |  | 6369.325 |  | 0
Electric |  |  |  |  | 0 |  | Variable Frequency Drive on Spud or Onion Shed Ventilation Fan - 40 HP | 47708 | kWh | per unit | 13884 | 6942 | 4.281% | 10 | Comm Cooling |  | 1 |  |  | 47708 |  |  | 6942 |  | 0
[5 empty] | 0 |  | Variable Frequency Drive on Spud or Onion Shed Ventilation Fan - 45 HP | 53671.5 | kWh | per unit | 15029.35 | 7514.675 | 4.816% | 10 | Comm Cooling |  | 1 |  |  | 53671.5 |  |  | 7514.675 |  | 0
[5 empty] | 0 |  | Variable Frequency Drive on Spud or Onion Shed Ventilation Fan - 50 HP | 59635 | kWh | per unit | 16174.7 | 8087.35 | 5.352% | 10 | Comm Cooling |  | 1 |  |  | 59635 |  |  | 8087.35 |  | 0
[5 empty] | 0 |  | Evaporator Motor - Shaded Pole to ECM for Walk-ins >23 Watt | 243 | kWh | per unit | 525.41 | 262.705 | 0.3271% | 16 | Comm Refrigeration |  | 5 |  |  | 1215 |  |  | 1313.525 |  | 0
[7 empty] | Evaporator Motor - Shaded Pole to ECM for Walk-ins ≤ 23 Watt | 114 | kWh | per unit | 194.77 | 97.385 | 0.1535% | 16 | Comm Refrigeration |  | 5 |  |  | 570 |  |  | 486.925 |  | 0
|  | EMPLOYEE/OFFICE EXPENSES | 0 | 0 | 0 |  | Programmable Communicating Thermostat | 800 | kWh | per unit | 237.25 | 118.25 | 3.59% | 10 | Comm Space Heat |  | 0 |  |  | 0 |  |  | 0 |  | 0
[5 empty] | 0 |  | Pre-rinse sprayer, SBO >2.6 to 1.6 | 1200 | kWh | per unit | 10.95 | 10.95 | 10.77% | 5 | Comm Water Heat |  | 100 |  |  | 120000 |  |  | 1095 |  | 0
[5 empty] | 0 |  | Pre-rinse sprayer, SBO 1.6 to 1.6 | 1208 | kWh | per unit | 70.42 | 70.42 | 2.71% | 5 | Comm Water Heat |  | 25 |  |  | 30200 |  |  | 1760.5 |  | 0
[5 empty] | 0 |  | Pre-rinse sprayer, SBO 2.2 to 1.6 | 839 | kWh | per unit | 70.42 | 70.42 | 2.823% | 5 | Comm Water Heat |  | 50 |  |  | 41950 |  |  | 3521 |  | 0
[5 empty] | 0 |  | Pre-rinse sprayer, SBO 2.6 to 1.6 | 1322 | kWh | per unit | 70.42 | 70.42 | 2.966% | 5 | Comm Water Heat |  | 25 |  |  | 33050 |  |  | 1760.5 |  | 0
[7 empty] | E Aer (ELEC) 0.5 GPM | 46 | kWh | per unit | 13.68 | 13.68 |  | 3 | Comm Water Heat |  |  |  |  | 0 |  |  | 0 |  | 0
|  | OUTSIDE SERVICES | 10185 | 10185 | 20370 |  | E Aer (ELEC) 1.0 GPM | 712 | kWh | per unit | 10.95 | 10.95 |  | 5 | Comm Water Heat |  |  |  |  | 0 |  |  | 0 |  | 0
|  | Third Party Administration | 10185 | 10185 | 20370 |  | Super Low Flow Shwrhd - Std (ELEC) | 2187 | kWh | per unit | 70.42 | 70.42 | 4.906% | 5 | Comm Water Heat |  | 25 |  |  | 54675 |  |  | 1760.5 |  | 0
[5 empty] | 0 |  | Super Low Flow Shwrhd - Fitness Cntr (ELEC) | 228 | kWh | per unit | 21.67 | 21.67 | 0.5115% | 10 | Comm Water Heat |  | 25 |  |  | 5700 |  |  | 541.75 |  | 0
[5 empty] | 0 |  | Load Sensing Smart Strip | 100 | kWh | per unit | 54.6 | 54.6 | 0.2243% | 5 | Comm Lighting |  | 25 |  |  | 2500 |  |  | 1365 |  | 0
[5 empty] | 0 |  | Fixture LED, 35w Area (barn) w/ photo | 793 | kWh | per unit | 87.75 | 87.75 | 3.558% | 12 | Comm Lighting |  | 50 |  |  | 39650 |  |  | 4387.5 |  | 0
[7 empty] | LED Canopy fixture | 685 | kWh | per unit | 196.3 | 171.25 | 2.305% | 12 | Comm Lighting |  | 50 |  |  | 34250 |  |  | 8562.5 |  | 0
|  | MATERIALS | 0 | 0 | 0 |  | Fixture LED, <30w Wall pack (small) w/ photo | 685 | kWh | per unit | 430.4 | 171.25 | 2.305% | 12 | Comm Lighting |  | 50 |  |  | 34250 |  |  | 8562.5 |  | 0
[5 empty] | 0 |  | Recessed Can 8" LED | 109 | kWh | per unit | 150.8 | 150.8 | 0.9187% | 12 | Comm Lighting |  | 50 |  |  | 5450 |  |  | 7540 |  | 0
[5 empty] | 0 |  | LED A Lamp 7W - Other | 43 | kWh | per unit | 81.9 | 81.9 | 0.3096% | 3 | Comm Lighting |  | 50 |  |  | 2150 |  |  | 4095 |  | 0
[5 empty] | 0 |  | LED A Lamp 7W - School (k-12) | 44 | kWh | per unit | 16.8 | 16.8 | 0.2748% | 3 | Comm Lighting |  | 50 |  |  | 2200 |  |  | 840 |  | 0
[5 empty] | 0 |  | LED A Lamp 7W - Warehouse | 46 | kWh | per unit | 16.8 | 16.8 | 0.1683% | 3 | Comm Lighting |  | 50 |  |  | 2300 |  |  | 840 |  | 0
[7 empty] | LED A Lamp 7W - Office | 58 | kWh | per unit | 16.8 | 16.8 | 0.1784% | 3 | Comm Lighting |  | 50 |  |  | 2900 |  |  | 840 |  | 0
|  | MISCELLANEOUS | 152775 | 152775 | 305550 |  | LED A Lamp 7W - Retail | 64 | kWh | per unit | 16.8 | 16.8 | 0.2378% | 3 | Comm Lighting |  | 50 |  |  | 3200 |  |  | 840 |  | 0
|  | Third Party Implementation | 152775 | 152775 | 305550 |  | LED A Lamp 7W - Restaurant | 70 | kWh | per unit | 16.8 | 16.8 | 0.2344% | 3 | Comm Lighting |  | 50 |  |  | 3500 |  |  | 840 |  | 0
[5 empty] | 0 |  | LED A Lamp 7W - Other Health | 85 | kWh | per unit | 16.8 | 16.8 | 0.2614% | 3 | Comm Lighting |  | 50 |  |  | 4250 |  |  | 840 |  | 0
Small Agriculture Direct Install |  |  |  |  | 0 |  | LED A Lamp 7W - Lodging Common Area | 158 | kWh | per unit | 16.8 | 16.8 | 0.4038% | 3 | Comm Lighting |  | 50 |  |  | 7900 |  |  | 840 |  | 0
Schedule 262 |  |  |  |  | 0 |  | LED A Lamp 11W - Other | 68 | kWh | per unit | 16.8 | 16.8 | 0.2042% | 3 | Comm Lighting |  | 50 |  |  | 3400 |  |  | 840 |  | 0
Order Number | [6 empty] | LED A Lamp 11W - School (k-12) | 70 | kWh | per unit | 15.81 | 15.81 | 0.4341% | 3 | Comm Lighting |  | 50 |  |  | 3500 |  |  | 790.5 |  | 0
18230521 |  | DIRECT BENEFIT TO CUSTOMER | 175731.375 | 412054.925 | 587786.3 |  | LED A Lamp 11W - Warehouse | 72 | kWh | per unit | 15.81 | 15.81 | 0.2625% | 3 | Comm Lighting |  | 50 |  |  | 3600 |  |  | 790.5 |  | 0
Electric |  | Ratio |  |  |  |  | LED A Lamp 11W - Office | 91 | kWh | per unit | 15.81 | 15.81 | 0.2804% | 3 | Comm Lighting |  | 50 |  |  | 4550 |  |  | 790.5 |  | 0
[7 empty] | LED A Lamp 11W - Retail | 100 | kWh | per unit | 15.81 | 15.81 | 0.3735% | 3 | Comm Lighting |  | 50 |  |  | 5000 |  |  | 790.5 |  | 0
|  | REVENUE | 0 | 0 | 0 |  | LED A Lamp 11W - Restaurant | 109 | kWh | per unit | 15.81 | 15.81 | 0.3657% | 3 | Comm Lighting |  | 50 |  |  | 5450 |  |  | 790.5 |  | 0
[7 empty] | LED A Lamp 11W - Other Health | 134 | kWh | per unit | 15.81 | 15.81 | 0.4117% | 3 | Comm Lighting |  | 50 |  |  | 6700 |  |  | 790.5 |  | 0
[7 empty] | LED A Lamp 11W - Lodging Common Area | 247 | kWh | per unit | 15.81 | 15.81 | 0.6315% | 3 | Comm Lighting |  | 50 |  |  | 12350 |  |  | 790.5 |  | 0
[7 empty] | LED A Lamp 5W Globe - Other | 31 | kWh | per unit | 15.81 | 15.81 | 0.1503% | 3 | Comm Lighting |  | 50 |  |  | 1550 |  |  | 790.5 |  | 0
[7 empty] | LED A Lamp 5W Globe - School (k-12) | 32 | kWh | per unit | 23.33 | 23.33 | 0.1974% | 3 | Comm Lighting |  | 50 |  |  | 1600 |  |  | 1166.5 |  | 0
[7 empty] | LED A Lamp 5W Globe - Warehouse | 33 | kWh | per unit | 23.33 | 23.33 | 0.12% | 3 | Comm Lighting |  | 50 |  |  | 1650 |  |  | 1166.5 |  | 0
[7 empty] | LED A Lamp 5W Globe - Office | 41 | kWh | per unit | 23.33 | 23.33 | 0.1268% | 3 | Comm Lighting |  | 50 |  |  | 2050 |  |  | 1166.5 |  | 0
[7 empty] | LED A Lamp 5W Globe - Retail | 46 | kWh | per unit | 23.33 | 23.33 | 0.1705% | 3 | Comm Lighting |  | 50 |  |  | 2300 |  |  | 1166.5 |  | 0
[7 empty] | LED A Lamp 5W Globe - Restaurant | 50 | kWh | per unit | 23.33 | 23.33 | 0.1671% | 3 | Comm Lighting |  | 50 |  |  | 2500 |  |  | 1166.5 |  | 0
[7 empty] | LED A Lamp 5W Globe - Other Health | 61 | kWh | per unit | 23.33 | 23.33 | 0.1873% | 3 | Comm Lighting |  | 50 |  |  | 3050 |  |  | 1166.5 |  | 0
[7 empty] | LED A Lamp 5W Globe - Lodging Common Area | 113 | kWh | per unit | 23.33 | 23.33 | 0.2883% | 3 | Comm Lighting |  | 50 |  |  | 5650 |  |  | 1166.5 |  | 0
[7 empty] | LED MR 16 - Other | 58 | kWh | per unit | 23.33 | 23.33 | 0.1671% | 3 | Comm Lighting |  | 50 |  |  | 2900 |  |  | 1166.5 |  | 0
[7 empty] | LED MR 16 - School (k-12) | 59 | kWh | per unit | 24.29 | 24.29 | 0.3679% | 3 | Comm Lighting |  | 50 |  |  | 2950 |  |  | 1214.5 |  | 0
[7 empty] | LED MR 16 - Warehouse | 61 | kWh | per unit | 24.29 | 24.29 | 0.2232% | 3 | Comm Lighting |  | 50 |  |  | 3050 |  |  | 1214.5 |  | 0
[7 empty] | LED MR 16 - Office | 77 | kWh | per unit | 24.29 | 24.29 | 0.2378% | 3 | Comm Lighting |  | 50 |  |  | 3850 |  |  | 1214.5 |  | 0
[7 empty] | LED MR 16 - Retail | 84 | kWh | per unit | 24.29 | 24.29 | 0.3152% | 3 | Comm Lighting |  | 50 |  |  | 4200 |  |  | 1214.5 |  | 0
[7 empty] | LED MR 16 - Restaurant | 92 | kWh | per unit | 24.29 | 24.29 | 0.3096% | 3 | Comm Lighting |  | 50 |  |  | 4600 |  |  | 1214.5 |  | 0
[7 empty] | LED MR 16 - Other Health | 113 | kWh | per unit | 24.29 | 24.29 | 0.3477% | 3 | Comm Lighting |  | 50 |  |  | 5650 |  |  | 1214.5 |  | 0
[7 empty] | LED MR 16 - Lodging Common Area | 210 | kWh | per unit | 24.29 | 24.29 | 0.5373% | 3 | Comm Lighting |  | 50 |  |  | 10500 |  |  | 1214.5 |  | 0
[7 empty] | LED Direction Par 20 - Other | 82 | kWh | per unit | 24.29 | 24.29 | 0.2524% | 3 | Comm Lighting |  | 50 |  |  | 4100 |  |  | 1214.5 |  | 0
[7 empty] | LED Direction Par 20 - School (k-12) | 84 | kWh | per unit | 31.63 | 31.63 | 0.5239% | 3 | Comm Lighting |  | 50 |  |  | 4200 |  |  | 1581.5 |  | 0
[7 empty] | LED Direction Par 20 - Warehouse | 87 | kWh | per unit | 31.63 | 31.63 | 0.3186% | 3 | Comm Lighting |  | 50 |  |  | 4350 |  |  | 1581.5 |  | 0
[7 empty] | LED Direction Par 20 - Office | 110 | kWh | per unit | 31.63 | 31.63 | 0.3388% | 3 | Comm Lighting |  | 50 |  |  | 5500 |  |  | 1581.5 |  | 0
[7 empty] | LED Direction Par 20 - Retail | 120 | kWh | per unit | 31.63 | 31.63 | 0.4498% | 3 | Comm Lighting |  | 50 |  |  | 6000 |  |  | 1581.5 |  | 0
[7 empty] | LED Direction Par 20 - Restaurant | 131 | kWh | per unit | 31.63 | 31.63 | 0.4408% | 3 | Comm Lighting |  | 50 |  |  | 6550 |  |  | 1581.5 |  | 0
[7 empty] | LED Direction Par 20 - Other Health | 161 | kWh | per unit | 31.63 | 31.63 | 0.4958% | 3 | Comm Lighting |  | 50 |  |  | 8050 |  |  | 1581.5 |  | 0
[7 empty] | LED Direction Par 20 - Lodging Common Area | 299 | kWh | per unit | 31.63 | 31.63 | 0.765% | 3 | Comm Lighting |  | 50 |  |  | 14950 |  |  | 1581.5 |  | 0
[7 empty] | LED Direction Par 30 - Other | 70 | kWh | per unit | 31.63 | 31.63 | 0.2546% | 3 | Comm Lighting |  | 50 |  |  | 3500 |  |  | 1581.5 |  | 0
[7 empty] | LED Direction Par 30 - School (k-12) | 71 | kWh | per unit | 35.71 | 35.71 | 0.4453% | 3 | Comm Lighting |  | 50 |  |  | 3550 |  |  | 1785.5 |  | 0
[7 empty] | LED Direction Par 30 - Warehouse | 74 | kWh | per unit | 35.71 | 35.71 | 0.2703% | 3 | Comm Lighting |  | 50 |  |  | 3700 |  |  | 1785.5 |  | 0
[7 empty] | LED Direction Par 30 - Office | 93 | kWh | per unit | 35.71 | 35.71 | 0.2872% | 3 | Comm Lighting |  | 50 |  |  | 4650 |  |  | 1785.5 |  | 0
[7 empty] | LED Direction Par 30 - Retail | 103 | kWh | per unit | 35.71 | 35.71 | 0.3848% | 3 | Comm Lighting |  | 50 |  |  | 5150 |  |  | 1785.5 |  | 0
[7 empty] | LED Direction Par 30 - Restaurant | 112 | kWh | per unit | 35.71 | 35.71 | 0.3769% | 3 | Comm Lighting |  | 50 |  |  | 5600 |  |  | 1785.5 |  | 0
[7 empty] | LED Direction Par 30 - Other Health | 137 | kWh | per unit | 35.71 | 35.71 | 0.4229% | 3 | Comm Lighting |  | 50 |  |  | 6850 |  |  | 1785.5 |  | 0
[7 empty] | LED Direction Par 30 - Lodging Common Area | 255 | kWh | per unit | 35.71 | 35.71 | 0.6517% | 3 | Comm Lighting |  | 50 |  |  | 12750 |  |  | 1785.5 |  | 0
[7 empty] | LED Par 38 & 40 - Other | 95 | kWh | per unit | 35.71 | 35.71 | 0.2961% | 3 | Comm Lighting |  | 50 |  |  | 4750 |  |  | 1785.5 |  | 0
[7 empty] | LED Par 38 & 40 - School (k-12) | 96 | kWh | per unit | 35.71 | 35.71 | 0.6013% | 3 | Comm Lighting |  | 50 |  |  | 4800 |  |  | 1785.5 |  | 0
[7 empty] | LED Par 38 & 40 - Warehouse | 100 | kWh | per unit | 35.71 | 35.71 | 0.3657% | 3 | Comm Lighting |  | 50 |  |  | 5000 |  |  | 1785.5 |  | 0
[7 empty] | LED Par 38 & 40 - Office | 126 | kWh | per unit | 35.71 | 35.71 | 0.3892% | 3 | Comm Lighting |  | 50 |  |  | 6300 |  |  | 1785.5 |  | 0
[7 empty] | LED Par 38 & 40 - Retail | 139 | kWh | per unit | 35.71 | 35.71 | 0.5194% | 3 | Comm Lighting |  | 50 |  |  | 6950 |  |  | 1785.5 |  | 0
[7 empty] | LED Par 38 & 40 - Restaurant | 151 | kWh | per unit | 35.71 | 35.71 | 0.5081% | 3 | Comm Lighting |  | 50 |  |  | 7550 |  |  | 1785.5 |  | 0
[7 empty] | LED Par 38 & 40 - Other Health | 185 | kWh | per unit | 35.71 | 35.71 | 0.571% | 3 | Comm Lighting |  | 50 |  |  | 9250 |  |  | 1785.5 |  | 0
[7 empty] | LED Par 38 & 40 - Lodging Common Area | 344 | kWh | per unit | 35.71 | 35.71 | 0.8794% | 3 | Comm Lighting |  | 50 |  |  | 17200 |  |  | 1785.5 |  | 0
[7 empty] | LED Decorative - Lodging Common Area | 159 | kWh | per unit | 35.71 | 35.71 | 0.4689% | 3 | Comm Lighting |  | 50 |  |  | 7950 |  |  | 1785.5 |  | 0
[7 empty] | LED Decorative -Office | 58 | kWh | per unit | 13.68 | 13.68 | 0.3085% | 3 | Comm Lighting |  | 50 |  |  | 2900 |  |  | 684 |  | 0
[7 empty] | LED Decorative -Other | 44 | kWh | per unit | 13.68 | 13.68 | 0.1638% | 3 | Comm Lighting |  | 50 |  |  | 2200 |  |  | 684 |  | 0
[7 empty] | LED Decorative - Other Health | 86 | kWh | per unit | 13.68 | 13.68 | 0.2423% | 3 | Comm Lighting |  | 50 |  |  | 4300 |  |  | 684 |  | 0
[7 empty] | LED Decorative - Restaurant | 70 | kWh | per unit | 13.68 | 13.68 | 0.2535% | 3 | Comm Lighting |  | 50 |  |  | 3500 |  |  | 684 |  | 0
[7 empty] | LED Decorative - Retail | 64 | kWh | per unit | 13.68 | 13.68 | 0.2221% | 3 | Comm Lighting |  | 50 |  |  | 3200 |  |  | 684 |  | 0
[7 empty] | LED Decorative - School (k-12) | 45 | kWh | per unit | 13.68 | 13.68 | 0.1727% | 3 | Comm Lighting |  | 50 |  |  | 2250 |  |  | 684 |  | 0
[7 empty] | LED Decorative - Warehouse | 46 | kWh | per unit | 13.68 | 13.68 |  | 3 | Comm Refrigeration |  |  |  |  | 0 |  |  | 0
[7 empty] | Strip Curtains - G Store - Freezer | 535 | kWh | per unit | 16.1 | 16.1 |  | 2 | Comm Refrigeration |  |  |  |  | 0 |  |  | 0
[7 empty] | Strip Curtains - G Store - Cooler | 123 | kWh | per unit | 16.1 | 16.1 |  | 2 | Comm Refrigeration |  |  |  |  | 0 |  |  | 0
[7 empty] | Strip Curtains - C Store - Freezer | 31 | kWh | per unit | 16.1 | 16.1 |  | 2 | Comm Refrigeration |  |  |  |  | 0 |  |  | 0
[7 empty] | Strip Curtains - Rest - Freezer | 129 | kWh | per unit | 16.1 | 16.1 |  | 2 | Comm Refrigeration |  |  |  |  | 0 |  |  | 0
[7 empty] | Display Case ECM | 685 | kWh | per unit | 190.4 | 133.28 |  | 15 | Comm Refrigeration |  |  |  |  | 0 |  |  | 0
[7 empty] | Controls - Anti-Sweat Heat (Low Temp) | 369 | kWh | per unit | 42.24 | 42.4 |  | 8 | Comm Refrigeration |  |  |  |  | 0 |  |  | 0
[7 empty] | Controls - Anti-Sweat Heat (Med Temp) | 230 | kWh | per unit | 42.4 | 42.4 |  | 8 | Comm Refrigeration |  |  |  |  | 0 |  |  | 0
[7 empty] | Cases - Add doors to Open Medium Temp Cases | 200 | kWh | per unit | 104 | 50 |  | 8 | Comm Refrigeration |  |  |  |  | 0 |  |  | 0
[7 empty] | Programmable Communicating Thermostat | 473 | kWh | per unit | 160 | 160 | 0.5306% | 10 | Comm Space Heat |  | 25 |  |  | 11825 |  |  | 4000
[7 empty] | 2' 1L T12 HO To 2' 1L T8 2015 | 158 | kWh | per unit | 52.23 | 39.5 | 0.07089% | 12 | Comm Lighting |  | 10 |  |  | 1580 |  |  | 395
[7 empty] | 3' 1L T12 to 3' 1L TLED | 92.4 | kWh | per unit | 43.85 | 19.07 | 0.04146% | 12 | Comm Lighting |  | 10 |  |  | 924 |  |  | 190.7
[7 empty] | 3' 1L T8 25W to 3' 1L TLED | 42.9 | kWh | per unit | 43.85 | 19.07 | 0.01925% | 12 | Comm Lighting |  | 10 |  |  | 429 |  |  | 190.7
[7 empty] | 4' 1L T12 to 4' 1L TLED | 79.2 | kWh | per unit | 58.59 | 29.3 | 0.03554% | 12 | Comm Lighting |  | 10 |  |  | 792 |  |  | 293
[7 empty] | 4' 2L T12 to 4' 2L TLED | 158.4 | kWh | per unit | 59.01 | 41.3 | 0.07107% | 12 | Comm Lighting |  | 10 |  |  | 1584 |  |  | 413
[7 empty] | 4' 2L T12 HO to 4' 2L TLED | 389.4 | kWh | per unit | 66.35 | 33.17 | 0.1747% | 12 | Comm Lighting |  | 10 |  |  | 3894 |  |  | 331.7
[7 empty] | 4' 3L T12 to 4' 3L TLED | 237.6 | kWh | per unit | 80.79 | 56.56 | 0.1066% | 12 | Comm Lighting |  | 10 |  |  | 2376 |  |  | 565.6
[7 empty] | 4' 3L T12 HO to 4' 3L TLED | 584.1 | kWh | per unit | 81.11 | 40.55 | 0.2621% | 12 | Comm Lighting |  | 10 |  |  | 5841 |  |  | 405.5
[7 empty] | 4' 3L T12 to 4' 2L TLED (delamp & reflector) | 280.5 | kWh | per unit | 87.05 | 60.93 | 0.1259% | 12 | Comm Lighting |  | 10 |  |  | 2805 |  |  | 609.3
[7 empty] | 4' 3L T12 HO to 4' 2L TLED (delamp & reflector) | 627 | kWh | per unit | 87.46 | 43.73 | 0.2813% | 12 | Comm Lighting |  | 10 |  |  | 6270 |  |  | 437.3
[7 empty] | 4' 4L T12 to 4' 4L TLED | 316.8 | kWh | per unit | 93.31 | 65.32 | 0.1421% | 12 | Comm Lighting |  | 10 |  |  | 3168 |  |  | 653.2
[7 empty] | 4' 4L T12 HO to 4' 4L TLED | 778.8 | kWh | per unit | 89.32 | 44.66 | 0.3494% | 12 | Comm Lighting |  | 10 |  |  | 7788 |  |  | 446.6
[7 empty] | 4' 4L T12 to 4' 3L TLED (delamp) | 359.7 | kWh | per unit | 79.01 | 55.31 | 0.1614% | 12 | Comm Lighting |  | 10 |  |  | 3597 |  |  | 553.1
[7 empty] | 4' 4L T12 HO to 4' 3L TLED (delamp) | 821.7 | kWh | per unit | 75.02 | 37.51 | 0.3687% | 12 | Comm Lighting |  | 10 |  |  | 8217 |  |  | 375.1
[7 empty] | 4' 4L T12 to 4' 2L TLED (delamp & reflector) | 402.6 | kWh | per unit | 87.46 | 61.22 | 0.1806% | 12 | Comm Lighting |  | 10 |  |  | 4026 |  |  | 612.2
[7 empty] | 4' 4L T12 HO 4' 2L TLED (delamp & reflector) | 864.6 | kWh | per unit | 87.46 | 43.73 | 0.3879% | 12 | Comm Lighting |  | 10 |  |  | 8646 |  |  | 437.3
[7 empty] | 4' 1L T8 32 W LLO to 4' 1L TLED | 36.3 | kWh | per unit | 58.95 | 29.3 | 0.01629% | 12 | Comm Lighting |  | 10 |  |  | 363 |  |  | 293
[7 empty] | 4' 1L T8 32 W NLO to 4' 1L TLED | 46.2 | kWh | per unit | 58.59 | 29.3 | 0.02073% | 12 | Comm Lighting |  | 10 |  |  | 462 |  |  | 293
[7 empty] | 4' 1L T8 32 W HLO to 4' 1L TLED | 75.9 | kWh | per unit | 58.59 | 29.3 | 0.03406% | 12 | Comm Lighting |  | 10 |  |  | 759 |  |  | 293
[7 empty] | 4' 1L T8 28 W LLO to 4' 1L TLED | 26.4 | kWh | per unit | 58.59 | 29.3 | 0.01185% | 12 | Comm Lighting |  | 10 |  |  | 264 |  |  | 293
[7 empty] | 4' 1L T8 28 W NLO to 4' 1L TLED | 36.3 | kWh | per unit | 58.59 | 29.3 | 0.01629% | 12 | Comm Lighting |  | 10 |  |  | 363 |  |  | 293
[7 empty] | 4' 2L T8 32 W LLO to 4' 2L TLED | 72.6 | kWh | per unit | 58.59 | 29.3 | 0.03258% | 12 | Comm Lighting |  | 10 |  |  | 726 |  |  | 293
[7 empty] | 4' 2L T8 32 W NLO to 4' 2L TLED | 92.4 | kWh | per unit | 61.19 | 42.83 | 0.04146% | 12 | Comm Lighting |  | 10 |  |  | 924 |  |  | 428.3
[7 empty] | 4' 2L T8 32 W HLO to 4' 2L TLED | 151.8 | kWh | per unit | 61.19 | 42.83 | 0.06811% | 12 | Comm Lighting |  | 10 |  |  | 1518 |  |  | 428.3
[7 empty] | 4' 2L T8 28 W LLO to 4' 2L TLED | 52.8 | kWh | per unit | 58.59 | 29.3 | 0.02369% | 12 | Comm Lighting |  | 10 |  |  | 528 |  |  | 293
[7 empty] | 4' 2L T8 28 W NLO to 4' 2L TLED | 72.6 | kWh | per unit | 58.59 | 29.3 | 0.03258% | 12 | Comm Lighting |  | 10 |  |  | 726 |  |  | 293
[7 empty] | 4' 3L T8 32 W LLO to 4' 3L TLED | 108.9 | kWh | per unit | 75.02 | 37.51 | 0.04886% | 12 | Comm Lighting |  | 10 |  |  | 1089 |  |  | 375.1
[7 empty] | 4' 3L T8 32 W NLO to 4' 3L TLED | 138.6 | kWh | per unit | 73.72 | 51.6 | 0.06219% | 12 | Comm Lighting |  | 10 |  |  | 1386 |  |  | 516
[7 empty] | 4' 3L T8 32 W NLO to 4' 3L TLED | 227.7 | kWh | per unit | 73.72 | 51.6 | 0.1022% | 12 | Comm Lighting |  | 10 |  |  | 2277 |  |  | 516
[7 empty] | 4' 3L T8 28 W LLO to 4' 3L TLED | 79.2 | kWh | per unit | 75.02 | 37.51 | 0.03554% | 12 | Comm Lighting |  | 10 |  |  | 792 |  |  | 375.1
[7 empty] | 4' 3L T8 28 W NLO to 4' 3L TLED | 108.9 | kWh | per unit | 75.02 | 37.51 | 0.04886% | 12 | Comm Lighting |  | 10 |  |  | 1089 |  |  | 375.1
[7 empty] | 4' 3L T8 32 W LLO to 4' 2L TLED (delamp & reflector) | 151.8 | kWh | per unit | 87.05 | 60.93 | 0.06811% | 12 | Comm Lighting |  | 10 |  |  | 1518 |  |  | 609.3
[7 empty] | 4' 3L T8 32 W NLO to 4' 2L TLED (delamp & reflector) | 181.5 | kWh | per unit | 87.05 | 60.93 | 0.08144% | 12 | Comm Lighting |  | 10 |  |  | 1815 |  |  | 609.3
[7 empty] | 4' 3L T8 32 W HLO to 4' 2L TLED (delamp & reflector) | 270.6 | kWh | per unit | 87.05 | 60.93 | 0.1214% | 12 | Comm Lighting |  | 10 |  |  | 2706 |  |  | 609.3
[7 empty] | 4' 4L T8 28 W LLO to 4' 4L TLED | 105.6 | kWh | per unit | 89.32 | 60.93 | 0.04738% | 12 | Comm Lighting |  | 10 |  |  | 1056 |  |  | 609.3
[7 empty] | 4' 4L T8 28 W NLO to 4' 4L TLED | 145.2 | kWh | per unit | 89.32 | 60.93 | 0.06515% | 12 | Comm Lighting |  | 10 |  |  | 1452 |  |  | 609.3
[7 empty] | 4' 4L T8 32 W LLO to 4' 4L TLED | 145.2 | kWh | per unit | 89.32 | 60.93 | 0.06515% | 12 | Comm Lighting |  | 10 |  |  | 1452 |  |  | 609.3
[7 empty] | 4' 4L T8 32 W NLO to 4' 4L TLED | 184.8 | kWh | per unit | 89.32 | 60.93 | 0.08292% | 12 | Comm Lighting |  | 10 |  |  | 1848 |  |  | 609.3
[7 empty] | 4' 4L T8 32 W HLO to 4' 4L TLED | 303.6 | kWh | per unit | 89.32 | 60.93 | 0.1362% | 12 | Comm Lighting |  | 10 |  |  | 3036 |  |  | 609.3
[7 empty] | 4' 4L T8 28 W LLO to 4' 3L TLED (delamp) | 148.5 | kWh | per unit | 73.72 | 51.61 | 0.06663% | 12 | Comm Lighting |  | 10 |  |  | 1485 |  |  | 516.1
[7 empty] | 4' 4L T8 28 W NLO to 4' 2L TLED (delamp & reflector) | 231 | kWh | per unit | 98.39 | 68.87 | 0.1036% | 12 | Comm Lighting |  | 10 |  |  | 2310 |  |  | 688.7
[7 empty] | 4' 4L T8 32 W LLO to 4' 3L TLED (delamp) | 188.1 | kWh | per unit | 73.72 | 51.61 | 0.0844% | 12 | Comm Lighting |  | 10 |  |  | 1881 |  |  | 516.1
[7 empty] | 4' 4L T8 32 W HLO to 4' 2L TLED (delamp & reflector) | 270.6 | kWh | per unit | 98.39 | 68.87 | 0.1214% | 12 | Comm Lighting |  | 10 |  |  | 2706 |  |  | 688.7
[7 empty] | 4' 4L T8 32 W HLO to 4' 2L TLED (delamp & reflector) | 389.4 | kWh | per unit | 98.39 | 68.87 | 0.1747% | 12 | Comm Lighting |  | 10 |  |  | 3894 |  |  | 688.7
[7 empty] | 8' 1L T12 HO F96 to 4' 2L TLED (retro kit 2L 8') | 260.7 | kWh | per unit | 93.55 | 65.48 | 0.117% | 12 | Comm Lighting |  | 10 |  |  | 2607 |  |  | 654.8
[7 empty] | 8' 2L T12 HO F96 to 4' 4L TLED (retro kit 4L 8' NBF) | 521.4 | kWh | per unit | 77.21 | 54.05 | 0.234% | 12 | Comm Lighting |  | 10 |  |  | 5214 |  |  | 540.5
[7 empty] | 8' 2L T12 F96 to 4' 2L TLED (retro kit delamp) | 369.6 | kWh | per unit | 94.19 | 65.93 | 0.1658% | 12 | Comm Lighting |  | 10 |  |  | 3696 |  |  | 659.3
[7 empty] | 8' 1L T12 F96 to 4' 2L TLED (retro kit 2L 8') | 141.9 | kWh | per unit | 92.72 | 64.9 | 0.06367% | 12 | Comm Lighting |  | 10 |  |  | 1419 |  |  | 649
[7 empty] | 8' 2L T12 F96 to 4' 4L TLED (retro kit 4L 8') | 283.8 | kWh | per unit | 120.43 | 84.3 | 0.1273% | 12 | Comm Lighting |  | 10 |  |  | 2838 |  |  | 843
[7 empty] | 4' 3L T12 to 4' 3L T8 | 162 | kWh | per unit | 61.25 | 61.25 | 0.07269% | 12 | Comm Lighting |  | 10 |  |  | 1620 |  |  | 612.5
[7 empty] | 4' 3L T12 to 4' 2L T8 (delamp & reflector) | 230.9932 | kWh | per unit | 91 | 91 | 0.1036% | 12 | Comm Lighting |  | 10 |  |  | 2309.9317 |  |  | 910
[7 empty] | 4' 3L T12 HO to 4' 2L T8 (delamp & reflector) | 574.183 | kWh | per unit | 91 | 91 | 0.2576% | 12 | Comm Lighting |  | 10 |  |  | 5741.8301 |  |  | 910
[7 empty] | 4' 4L T12 HO to 4' 4L T8 | 673.1801 | kWh | per unit | 67.83 | 67.83 | 0.3021% | 12 | Comm Lighting |  | 10 |  |  | 6731.8008 |  |  | 678.3
[7 empty] | 4' 4L T12 HO to 4' 3L T8 (delamp) | 742.478 | kWh | per unit | 91 | 91 | 0.3331% | 12 | Comm Lighting |  | 10 |  |  | 7424.7803 |  |  | 910
[7 empty] | 400W HID to 80W LED | 1588 | kWh | per unit | 471.07 | 317.52 | 0.7125% | 12 | Comm Lighting |  | 10 |  |  | 15880 |  |  | 3175.2
[7 empty] | 400W HID to 60W LED | 1672 | kWh | per unit | 471.07 | 329.75 | 0.7502% | 12 | Comm Lighting |  | 10 |  |  | 16720 |  |  | 3297.5
[7 empty] | 250W HID to 60W LED | 970 | kWh | per unit | 298.62 | 194.04 | 0.4352% | 12 | Comm Lighting |  | 10 |  |  | 9700 |  |  | 1940.4
[7 empty] | 250W HID to 35W LED | 1075 | kWh | per unit | 218.82 | 153.17 | 0.4823% | 12 | Comm Lighting |  | 10 |  |  | 10750 |  |  | 1531.7
[7 empty] | 175W HID to 35W LED | 735 | kWh | per unit | 218.82 | 153.17 | 0.3298% | 12 | Comm Lighting |  | 10 |  |  | 7350 |  |  | 1531.7
[7 empty] | 100W HID to 20W LED | 458 | kWh | per unit | 176.82 | 91.56 | 0.2055% | 12 | Comm Lighting |  | 10 |  |  | 4580 |  |  | 915.6
[7 empty] | Auto-Closers for Glass Reach-in Doors - Low-Temp (Gas Heating) | 336 | kWh | per unit | 190.4 | 133.28 | 0.1508% | 8 | Comm Refrigeration |  | 10 |  |  | 3360 |  |  | 1332.8
[7 empty] | Auto-Closers for Glass Reach-in Doors - Medium Temp (gas heating) | 250 | kWh | per unit | 190.4 | 133.28 | 0.1122% | 8 | Comm Refrigeration |  | 10 |  |  | 2500 |  |  | 1332.8
[7 empty] | Auto-Closers for Walk-in Doors - Low Temp (Gas Heating) | 2809 | kWh | per unit | 190.4 | 133.28 | 1.26% | 8 | Comm Refrigeration |  | 10 |  |  | 28090 |  |  | 1332.8
[7 empty] | Auto-Closers for Walk-in Doors - Medium Temp (Gas Heating) | 221 | kWh | per unit | 190.4 | 133.28 | 0.09916% | 8 | Comm Refrigeration |  | 10 |  |  | 2210 |  |  | 1332.8
[7 empty] | Auto-Closers for Glass Reach-in Doors - Low Temp (Elect Heating) | 343 | kWh | per unit | 190.4 | 133.28 | 0.1539% | 8 | Comm Refrigeration |  | 10 |  |  | 3430 |  |  | 1332.8
[7 empty] | Auto-Closers for Glass Reach-in Doors - Medium Temp (Elect Heating) | 252 | kWh | per unit | 190.4 | 133.28 | 0.1131% | 8 | Comm Refrigeration |  | 10 |  |  | 2520 |  |  | 1332.8
[7 empty] | Auto-Closers for Walk-in Doors - Low Temp (Elect Heating) | 2836 | kWh | per unit | 190.4 | 133.28 | 1.273% | 8 | Comm Refrigeration |  | 10 |  |  | 28360 |  |  | 1332.8
[7 empty] | Auto-Closers for Walk-in Doors - Medium Temp (Elect Heating) | 223 | kWh | per unit | 190.4 | 133.28 | 0.1001% | 8 | Comm Refrigeration |  | 10 |  |  | 2230 |  |  | 1332.8
[7 empty] | Walk-In ECM <23W | 592 | kWh | per unit | 225.4 | 259.6 | 0.2656% | 15 | Comm Refrigeration |  | 10 |  |  | 5920 |  |  | 2596
[7 empty] | Walk-In ECM >23W | 1458 | kWh | per unit | 225.4 | 259.6 | 0.6542% | 15 | Comm Refrigeration |  | 10 |  |  | 14580 |  |  | 2596
[7 empty] | Gaskets for Reach-in Glass Doors - Low Temp (per door) - Electric | 243 | kWh | per unit | 100 | 72.9 | 0.109% | 4 | Comm Refrigeration |  | 10 |  |  | 2430 |  |  | 729
[7 empty] | Gaskets for Reach-in Glass Doors - Medium Temp (per door) - Electric | 248 | kWh | per unit | 81 | 74.4 | 0.1113% | 4 | Comm Refrigeration |  | 10 |  |  | 2480 |  |  | 744
[7 empty] | Gaskets for Walk-in Freezer - Main Door (per door) - Electric | 347 | kWh | per unit | 114 | 104.1 | 0.1557% | 4 | Comm Refrigeration |  | 10 |  |  | 3470 |  |  | 1041
[7 empty] | Gaskets for Walk-in Cooler - Main Door (per door) - Electric | 204 | kWh | per unit | 76 | 61.2 | 0.09153% | 4 | Comm Refrigeration |  | 10 |  |  | 2040 |  |  | 612
[7 empty] | Retrofit from 320W HID to Low-Med Output LED | 1298 | kWh | per unit | 471.07 | 329.75 | 0.5824% | 12 | Comm Lighting |  | 10 |  |  | 12980 |  |  | 3297.5
[7 empty] | Retrofit from 400W HID to Low-Med Output LED | 1676 | kWh | per unit | 471.07 | 329.75 | 0.752% | 12 | Comm Lighting |  | 10 |  |  | 16760 |  |  | 3297.5
[7 empty] | Retrofit from 320W HID to High Output LED | 928 | kWh | per unit | 471.07 | 329.75 | 0.4164% | 12 | Comm Lighting |  | 10 |  |  | 9280 |  |  | 3297.5
[7 empty] | Retrofit from 400W HID to High Output LED | 1306 | kWh | per unit | 471.07 | 329.75 | 0.586% | 12 | Comm Lighting |  | 10 |  |  | 13060 |  |  | 3297.5
[7 empty] | Night Covers Low Temperature (-35 F to 0 F) [Unknown Heating] | 65.7 | kWh | per unit | 60.2 | 42.14 | 0.02948% | 5 | Comm Refrigeration |  | 10 |  |  | 657 |  |  | 421.4
[7 empty] | Night Covers Medium Temperature (0 F to 30F) [Unknown Heating] | 43.8 | kWh | per unit | 60.2 | 42.14 | 0.01965% | 5 | Comm Refrigeration |  | 10 |  |  | 438 |  |  | 421.4
[7 empty] | Night Covers High Temperature (30F to 55F) [Unknown Heating] | 21.9 | kWh | per unit | 60.2 | 42.14 | 0.009826% | 5 | Comm Refrigeration |  | 10 |  |  | 219 |  |  | 421.4
[7 empty] | Night Covers Low Temperature (-35F to 0F) [Electric Heating] | 130.2 | kWh | per unit | 60.2 | 42.14 | 0.05842% | 5 | Comm Refrigeration |  | 10 |  |  | 1302 |  |  | 421.4
[7 empty] | Night Covers Medium Temperature (0F to 30F) [Electric Heating] | 129.8 | kWh | per unit | 60.2 | 42.14 | 0.05824% | 5 | Comm Refrigeration |  | 10 |  |  | 1298 |  |  | 421.4
[7 empty] | Night Covers High Temperature (30F to 55F) [Electric Heating] | 86.4 | kWh | per unit | 60.2 | 42.14 | 0.03877% | 5 | Comm Refrigeration |  | 10 |  |  | 864 |  |  | 421.4
[7 empty] | Night Covers Low Temperature (-35F to 0F) [Heat Pump] | 92.5 | kWh | per unit | 60.2 | 42.14 | 0.0415% | 5 | Comm Refrigeration |  | 10 |  |  | 925 |  |  | 421.4
[7 empty] | Night Covers Medium Temperature (0F to 30F) [Heat Pump] | 79.6 | kWh | per unit | 60.2 | 42.14 | 0.03572% | 5 | Comm Refrigeration |  | 10 |  |  | 796 |  |  | 421.4
[7 empty] | Night Covers High Temperature (30F to 55F) [Heat Pump] | 48.7 | kWh | per unit | 60.2 | 42.14 | 0.02185% | 5 | Comm Refrigeration |  | 10 |  |  | 487 |  |  | 421.4
[7 empty] | Night Covers Low Temperature (-35F to 0F) [Gas Heating] | 65.7 | kWh | per unit | 60.2 | 42.14 | 0.02948% | 5 | Comm Refrigeration |  | 10 |  |  | 657 |  |  | 421.4
[7 empty] | Night Covers Medium Temperature (0F to 30F) [Gas Heating] | 43.8 | kWh | per unit | 60.2 | 42.14 | 0.01965% | 5 | Comm Refrigeration |  | 10 |  |  | 438 |  |  | 421.4
[7 empty] | Night Covers High Temperature (30F to 55F) [Gas Heating] | 21.9 | kWh | per unit | 60.2 | 42.14 | 0.009826% | 5 | Comm Refrigeration |  | 10 |  |  | 219 |  |  | 421.4
[7 empty] | Spray valve not previously installed by PSE to 0.65-gas (Elec IE) | 70 | kWh | per unit | 76.3 | 76.3 | 0.03141% | 4 | Comm Water Heat |  | 10 |  |  | 700 |  |  | 763
[7 empty] | 2.6 gpm to 0.65 gpm-gas (Elec IE) | 127 | kWh | per unit | 76.3 | 76.3 | 0.05698% | 4 | Comm Water Heat |  | 10 |  |  | 1270 |  |  | 763
[7 empty] | 2.2 gpm to 0.65 gpm-gas (Elec IE) | 77 | kWh | per unit | 76.3 | 76.3 | 0.03455% | 4 | Comm Water Heat |  | 10 |  |  | 770 |  |  | 763
[7 empty] | 1.6 gpm to 0.65 gpm-gas (Elec IE) | 49 | kWh | per unit | 76.3 | 76.3 | 0.02199% | 4 | Comm Water Heat |  | 10 |  |  | 490 |  |  | 763
[7 empty] | Spray valve not previously installed by PSE to 0.65-elec | 1267 | kWh | per unit | 76.3 | 76.3 | 0.5685% | 4 | Comm Water Heat |  | 10 |  |  | 12670 |  |  | 763
[7 empty] | 2.6 gpm to 0.65 gpm-elec | 2295 | kWh | per unit | 76.3 | 76.3 | 1.03% | 4 | Comm Water Heat |  | 10 |  |  | 22950 |  |  | 763
[7 empty] | 2.2 gpm to 0.65 gpm-elec | 1393 | kWh | per unit | 76.3 | 76.3 | 0.625% | 4 | Comm Water Heat |  | 10 |  |  | 13930 |  |  | 763
[7 empty] | 1.6 gpm to 0.65 gpm-elec | 890 | kWh | per unit | 76.3 | 76.3 | 0.3993% | 4 | Comm Water Heat |  | 10 |  |  | 8900 |  |  | 763
[7 empty] | Spray valve not previously installed by PSE to 0.65-gas (Elec IE) | 1267 | kWh | per unit | 76.3 | 76.3 | 0.5685% | 4 | Comm Water Heat |  | 10 |  |  | 12670 |  |  | 763
[7 empty] | 2.6 gpm to 0.65 gpm-gas (Elec IE) | 2295 | kWh | per unit | 76.3 | 76.3 | 1.03% | 4 | Comm Water Heat |  | 10 |  |  | 22950 |  |  | 763
[7 empty] | 2.2 gpm to 0.65 gpm-gas (Elec IE) | 1393 | kWh | per unit | 76.3 | 76.3 | 0.625% | 4 | Comm Water Heat |  | 10 |  |  | 13930 |  |  | 763
[7 empty] | 1.6 gpm to 0.65 gpm-gas (Elec IE) | 890 | kWh | per unit | 76.3 | 76.3 | 0.3993% | 4 | Comm Water Heat |  | 10 |  |  | 8900 |  |  | 763
[7 empty] | Sprayvalve not previously installed by PSE to 0.65-elec – with CWA | 1267 | kWh | per unit | 76.3 | 41.3 | 0.5685% | 4 | Comm Water Heat |  | 10 |  |  | 12670 |  |  | 413
[7 empty] | 2.6 gpm to 0.65 gpm-elec – Split with CWA | 2295 | kWh | per unit | 76.3 | 41.3 | 1.03% | 4 | Comm Water Heat |  | 10 |  |  | 22950 |  |  | 413
[7 empty] | 2.2 gpm to 0.65 gpm-elec – Split with CWA | 1393 | kWh | per unit | 76.3 | 41.3 | 0.625% | 4 | Comm Water Heat |  | 10 |  |  | 13930 |  |  | 413
[7 empty] | 1.6 gpm to 0.65 gpm-elec – Split with CWA | 890 | kWh | per unit | 76.3 | 41.3 | 0.3993% | 4 | Comm Water Heat |  | 10 |  |  | 8900 |  |  | 413
[7 empty] | Open Case Lights - Low Power LED from T12 (4' Lamp) | 170 | kWh | per unit | 83.64 | 58.55 | 0.07628% | 11 | Comm Lighting |  | 10 |  |  | 1700 |  |  | 585.5
[7 empty] | Open Case Lights - Low Power LED from T8 (4' Lamp) | 98 | kWh | per unit | 83.64 | 41.82 | 0.04397% | 11 | Comm Lighting |  | 10 |  |  | 980 |  |  | 418.2
[7 empty] | Open Case Lights - High Power LED from T12 (4' Lamp) | 301 | kWh | per unit | 83.64 | 58.55 | 0.1351% | 11 | Comm Lighting |  | 10 |  |  | 3010 |  |  | 585.5
[7 empty] | Open Case Lights - High Power LED from T8 (4' Lamp) | 179 | kWh | per unit | 83.64 | 41.82 | 0.08032% | 11 | Comm Lighting |  | 10 |  |  | 1790 |  |  | 418.2
[7 empty] | Open Case Lights - Delamp T12 (4' Lamp) | 226 | kWh | per unit | 83.64 | 58.55 | 0.1014% | 11 | Comm Lighting |  | 10 |  |  | 2260 |  |  | 585.5
[7 empty] | Open Case Lights - Delamp T8 (4' Lamp) | 165 | kWh | per unit | 83.64 | 41.82 | 0.07403% | 11 | Comm Lighting |  | 10 |  |  | 1650 |  |  | 418.2
[7 empty] | Reach-in Case Lighting: T12 to LED (Retrofit)_Low Temp Case (4' Lamp) | 302 | kWh | per unit | 83.64 | 58.55 | 0.1355% | 11 | Comm Lighting |  | 10 |  |  | 3020 |  |  | 585.5
[7 empty] | Reach-in Case Lighting: T8 to LED (Retrofit)_Low Temp Case (4' Lamp) | 206 | kWh | per unit | 83.64 | 41.82 | 0.09243% | 11 | Comm Lighting |  | 10 |  |  | 2060 |  |  | 418.2
[7 empty] | Reach-in Case Lighting: T12 to LED (Retrofit)_Med Temp Case (4' Lamp) | 222 | kWh | per unit | 83.64 | 58.55 | 0.09961% | 11 | Comm Lighting |  | 10 |  |  | 2220 |  |  | 585.5
[7 empty] | Reach-in Case Lighting: T8 to LED (Retrofit)_Med Temp Case (4' Lamp) | 152 | kWh | per unit | 83.64 | 41.82 | 0.0682% | 11 | Comm Lighting |  | 10 |  |  | 1520 |  |  | 418.2
[7 empty] | Open Case Lights - Low Power LED from T12 (5' Lamp) | 212 | kWh | per unit | 83.64 | 58.55 | 0.09512% | 11 | Comm Lighting |  | 10 |  |  | 2120 |  |  | 585.5
[7 empty] | Open Case Lights - Low Power LED from T8 (5' Lamp) | 122 | kWh | per unit | 83.64 | 41.82 | 0.05474% | 11 | Comm Lighting |  | 10 |  |  | 1220 |  |  | 418.2
[7 empty] | Open Case Lights - High Power LED from T12 (5' Lamp) | 376 | kWh | per unit | 83.64 | 58.55 | 0.1687% | 11 | Comm Lighting |  | 10 |  |  | 3760 |  |  | 585.5
[7 empty] | Open Case Lights - High Power LED from T8 (5' Lamp) | 223 | kWh | per unit | 83.64 | 41.82 | 0.1001% | 11 | Comm Lighting |  | 10 |  |  | 2230 |  |  | 418.2
[7 empty] | Open Case Lights - Delamp T12 (5' Lamp) | 282 | kWh | per unit | 83.64 | 58.55 | 0.1265% | 11 | Comm Lighting |  | 10 |  |  | 2820 |  |  | 585.5
[7 empty] | Open Case Lights - Delamp T8 (5' Lamp) | 206 | kWh | per unit | 83.64 | 41.82 | 0.09243% | 11 | Comm Lighting |  | 10 |  |  | 2060 |  |  | 418.2
[7 empty] | Reach-in Case Lighting: T12 to LED (Retrofit)_Low Temp Case (5' Lamp) | 378 | kWh | per unit | 83.64 | 58.55 | 0.1696% | 11 | Comm Lighting |  | 10 |  |  | 3780 |  |  | 585.5
[7 empty] | Reach-in Case Lighting: T8 to LED (Retrofit)_Low Temp Case (5' Lamp) | 258 | kWh | per unit | 83.64 | 41.82 | 0.1158% | 11 | Comm Lighting |  | 10 |  |  | 2580 |  |  | 418.2
[7 empty] | Reach-in Case Lighting: T12 to LED (Retrofit)_Med Temp Case (5' Lamp) | 278 | kWh | per unit | 83.64 | 58.55 | 0.1247% | 11 | Comm Lighting |  | 10 |  |  | 2780 |  |  | 585.5
[7 empty] | Reach-in Case Lighting: T8 to LED (Retrofit)_Med Temp Case (5' Lamp) | 190 | kWh | per unit | 83.64 | 41.82 | 0.08525% | 11 | Comm Lighting |  | 10 |  |  | 1900 |  |  | 418.2
[7 empty] | Open Case Lights - Low Power LED from T12 (6' Lamp) | 255 | kWh | per unit | 111.64 | 78.15 | 0.1144% | 11 | Comm Lighting |  | 10 |  |  | 2550 |  |  | 781.5
[7 empty] | Open Case Lights - Low Power LED from T8 (6' Lamp) | 147 | kWh | per unit | 111.64 | 55.82 | 0.06596% | 11 | Comm Lighting |  | 10 |  |  | 1470 |  |  | 558.2
[7 empty] | Open Case Lights - High Power LED from T12 (6' Lamp) | 451 | kWh | per unit | 111.64 | 78.15 | 0.2024% | 11 | Comm Lighting |  | 10 |  |  | 4510 |  |  | 781.5
[7 empty] | Open Case Lights - High Power LED from T8 (6' Lamp) | 268 | kWh | per unit | 111.64 | 55.82 | 0.1203% | 11 | Comm Lighting |  | 10 |  |  | 2680 |  |  | 558.2
[7 empty] | Open Case Lights - Delamp T12 (6' Lamp) | 339 | kWh | per unit | 111.64 | 78.15 | 0.1521% | 11 | Comm Lighting |  | 10 |  |  | 3390 |  |  | 781.5
[7 empty] | Open Case Lights - Delamp T8 (6' Lamp) | 247 | kWh | per unit | 111.64 | 55.82 | 0.1108% | 11 | Comm Lighting |  | 10 |  |  | 2470 |  |  | 558.2
[7 empty] | Reach-in Case Lighting: T12 to LED (Retrofit)_Low Temp Case (6' Lamp) | 453 | kWh | per unit | 111.64 | 78.15 | 0.2033% | 11 | Comm Lighting |  | 10 |  |  | 4530 |  |  | 781.5
[7 empty] | Reach-in Case Lighting: T8 to LED (Retrofit)_Low Temp Case (6' Lamp) | 309 | kWh | per unit | 111.64 | 55.82 | 0.1386% | 11 | Comm Lighting |  | 10 |  |  | 3090 |  |  | 558.2
[7 empty] | Reach-in Case Lighting: T12 to LED (Retrofit)_Med Temp Case (6' Lamp) | 333 | kWh | per unit | 111.64 | 78.15 | 0.1494% | 11 | Comm Lighting |  | 10 |  |  | 3330 |  |  | 781.5
[7 empty] | Reach-in Case Lighting: T8 to LED (Retrofit)_Med Temp Case (6' Lamp) | 228 | kWh | per unit | 111.64 | 55.82 | 0.1023% | 11 | Comm Lighting |  | 10 |  |  | 2280 |  |  | 558.2
[7 empty] | 1.5 GPM Showerhead Any Commercial, electric SBDI | 228 | kWh | per unit | 23.8 | 23.8 |  | 10 | Comm Water Heat |  |  |  |  | 0 |  |  | 0
[7 empty] | 1.5 GPM Showerhead Any Commercial, gas IE SBDI | 10 | kWh | per unit | 0 | 0 |  | 10 | Comm Water Heat |  |  |  |  | 0 |  |  | 0
[7 empty] | 1.5 GPM Showerhead Fitness Center, electric SBDI | 4288 | kWh | per unit | 23.8 | 23.8 |  | 10 | Comm Water Heat |  |  |  |  | 0 |  |  | 0
[7 empty] | 1.5 GPM Showerhead Fitness Center, gas IE SBDI | 190 | kWh | per unit | 0 | 0 |  | 10 | Comm Water Heat |  |  |  |  | 0 |  |  | 0
[7 empty] | 1.5 GPM Showerhead Any Commercial, electric SBDI– Split Cost with CWA | 228 | kWh | per unit | 12.8 | 12.8 |  | 10 | Comm Water Heat |  |  |  |  | 0 |  |  | 0
[7 empty] | 1.5 GPM Showerhead Any Commercial, gas IE SBDI– Split Cost with CWA | 10 | kWh | per unit | 0 | 0 |  | 10 | Comm Water Heat |  |  |  |  | 0 |  |  | 0
[7 empty] | 1.5 GPM Showerhead Fitness Center, electric SBDI – Split Cost with CWA | 4288 | kWh | per unit | 12.8 | 12.8 |  | 10 | Comm Water Heat |  |  |  |  | 0 |  |  | 0
[7 empty] | 1.5 GPM Showerhead Fitness Center, gas IE SBDI – Split Cost with CWA | 190 | kWh | per unit | 0 | 0 |  | 10 | Comm Water Heat |  |  |  |  | 0 |  |  | 0
[7 empty] | Aerator, Office Small-Electric | 46.6 | kWh | per unit | 13.09 | 13.09 |  | 10 | Comm Water Heat |  |  |  |  | 0 |  |  | 0
[7 empty] | Aerator, Restaurant - Electric | 94 | kWh | per unit | 13.09 | 13.09 |  | 10 | Comm Water Heat |  |  |  |  | 0 |  |  | 0
[7 empty] | Aerator, Retail-Electric | 151.6 | kWh | per unit | 13.09 | 13.09 |  | 10 | Comm Water Heat |  |  |  |  | 0 |  |  | 0
[7 empty] | Aerator, School-Electric | 189.5 | kWh | per unit | 13.09 | 13.09 |  | 10 | Comm Water Heat |  |  |  |  | 0 |  |  | 0
[7 empty] | Aerator, All Others-Electric | 151.6 | kWh | per unit | 13.09 | 13.09 |  | 10 | Comm Water Heat |  |  |  |  | 0 |  |  | 0
[7 empty] | AGDI: 2' 1L T12 to 2' 1L T8 | 87.6 | kWh | per unit | 38.14 | 38.14 |  | 12 | Comm Lighting |  |  |  |  | 0 |  |  | 0
[7 empty] | AGDI: 2' 1L T12 HO to 2' 1L T8 | 420.48 | kWh | per unit | 38.14 | 38.14 |  | 12 | Comm Lighting |  |  |  |  | 0 |  |  | 0
[7 empty] | AGDI: 3' 1L T12 to 3' 1L T8 | 210.24 | kWh | per unit | 38.14 | 38.14 |  | 12 | Comm Lighting |  |  |  |  | 0 |  |  | 0
[7 empty] | AGDI: 4' 1L T12 to 4' 1L T8 | 113.88 | kWh | per unit | 38.14 | 38.14 |  | 12 | Comm Lighting |  |  |  |  | 0 |  |  | 0
[7 empty] | AGDI: 4' 2L T12 to 4' 2L T8 | 227.76 | kWh | per unit | 39.33 | 39.33 |  | 12 | Comm Lighting |  |  |  |  | 0 |  |  | 0
[7 empty] | AGDI: 4' 2L T12 HO to 4' 2L T8 | 840.96 | kWh | per unit | 39.33 | 39.33 |  | 12 | Comm Lighting |  |  |  |  | 0 |  |  | 0
[7 empty] | AGDI: 4' 3L T12 to 4' 3L T8 | 341.64 | kWh | per unit | 44.25 | 44.25 |  | 12 | Comm Lighting |  |  |  |  | 0 |  |  | 0
[7 empty] | AGDI: 4' 3L T12 HO to 4' 3L T8 | 1261.44 | kWh | per unit | 44.25 | 44.25 |  | 12 | Comm Lighting |  |  |  |  | 0 |  |  | 0
[7 empty] | AGDI: 4' 3L T12 to 4' 2L T8 (delamp & reflector) | 551.88 | kWh | per unit | 61.56 | 61.56 |  | 12 | Comm Lighting |  |  |  |  | 0 |  |  | 0
[7 empty] | AGDI: 4' 3L T12 HO to 4' 2L T8 (delamp & reflector) | 1471.68 | kWh | per unit | 61.56 | 61.56 |  | 12 | Comm Lighting |  |  |  |  | 0 |  |  | 0
[7 empty] | AGDI: 4' 4L T12 to 4' 4L T8 | 455.52 | kWh | per unit | 52.82 | 52.82 |  | 12 | Comm Lighting |  |  |  |  | 0 |  |  | 0
[7 empty] | AGDI: 4' 4L T12 HO to 4' 4L T8 | 1681.92 | kWh | per unit | 52.82 | 52.82 |  | 12 | Comm Lighting |  |  |  |  | 0 |  |  | 0
[7 empty] | AGDI: 4' 4L T12 to 4' 3L T8 (delamp) | 665.76 | kWh | per unit | 48.55 | 48.55 |  | 12 | Comm Lighting |  |  |  |  | 0 |  |  | 0
[7 empty] | AGDI: 4' 4L T12 HO to 4' 3L T8 (delamp) | 1892.16 | kWh | per unit | 48.55 | 48.55 |  | 12 | Comm Lighting |  |  |  |  | 0 |  |  | 0
[7 empty] | AGDI: 4' 4L T12 to 4' 2L T8 (delamp & reflector) | 876 | kWh | per unit | 62.01 | 62.01 |  | 12 | Comm Lighting |  |  |  |  | 0 |  |  | 0
[7 empty] | AGDI: 4' 4L T12 HO to 4' 2L T8 (delamp & reflector) | 2102.4 | kWh | per unit | 62.01 | 62.01 |  | 12 | Comm Lighting |  |  |  |  | 0 |  |  | 0
[7 empty] | AGDI: 8' 1L T8 F96 to 4' 2L 28W (retro kit 2L 8') | 52.56 | kWh | per unit | 127.2 | 127.2 |  | 12 | Comm Lighting |  |  |  |  | 0 |  |  | 0
[7 empty] | AGDI: 8' 2L T8 F96 to 4' 4L 28W (retro kit 4L 8') | 105.12 | kWh | per unit | 74.79 | 74.79 |  | 12 | Comm Lighting |  |  |  |  | 0 |  |  | 0
[7 empty] | AGDI: 8' 1L T12 HO F96 to 4' 2L 28W (retro kit 2L 8') | 499.32 | kWh | per unit | 127.2 | 127.2 |  | 12 | Comm Lighting |  |  |  |  | 0 |  |  | 0
[7 empty] | AGDI: 8' 2L T12 HO F96 to 4' 4L 28W (retro kit 4L 8' NBF) | 998.64 | kWh | per unit | 74.79 | 74.79 |  | 12 | Comm Lighting |  |  |  |  | 0 |  |  | 0
[7 empty] | AGDI: 8' 2L T12 Delamp to 4' 2L T8 (retro kit delamp) | 788.4 | kWh | per unit | 62.01 | 62.01 |  | 12 | Comm Lighting |  |  |  |  | 0 |  |  | 0
[7 empty] | AGDI: 400W HID to 4' 6L T8 (HBF) | 2347.68 | kWh | per unit | 239.32 | 239.32 | 52.67% | 12 | Comm Lighting |  | 500 |  |  | 1173840 |  |  | 119660
[7 empty] | AGDI: 80W multi-lamp inc. fixture to 2L F17T8 (NBF) | 402.96 | kWh | per unit | 127.54 | 127.54 |  | 12 | Comm Lighting |  |  |  |  | 0 |  |  | 0
[7 empty] | AGDI: 120W multi-lamp inc. fixture to 2L F17T8 (NBF) | 753.36 | kWh | per unit | 127.54 | 127.54 |  | 12 | Comm Lighting |  |  |  |  | 0 |  |  | 0
[7 empty] | AGDI: 160W multi-lamp inc. fixture to 2L F25T8 (NBF) | 946.08 | kWh | per unit | 149.94 | 149.94 |  | 12 | Comm Lighting |  |  |  |  | 0 |  |  | 0
[7 empty] | AGDI: 240W multi-lamp inc. fixture to 2L F28T8 (NBF) | 1681.92 | kWh | per unit | 179.34 | 179.34 |  | 5 | [5 empty] | 0 |  |  | 0
[7 empty] | LED A Lamp 7W - Assembly Church | 35 | kWh | per unit | 18.7 | 18.7 |  | 5 | [5 empty] | 0 |  |  | 0
[7 empty] | LED A Lamp 7W - Exterior | 78 | kWh | per unit | 18.7 | 18.7 |  | 5 | [5 empty] | 0 |  |  | 0
[7 empty] | LED A Lamp 7W - Grocery | 101 | kWh | per unit | 18.7 | 18.7 |  | 5 | [5 empty] | 0 |  |  | 0
[7 empty] | LED A Lamp 11W - Assembly Church | 55 | kWh | per unit | 19.68 | 19.68 |  | 5 | [5 empty] | 0 |  |  | 0
[7 empty] | LED A Lamp 11W - Exterior | 123 | kWh | per unit | 19.68 | 19.68 |  | 5 | [5 empty] | 0 |  |  | 0
[7 empty] | LED A Lamp 11W - Grocery | 159 | kWh | per unit | 19.68 | 19.68 |  | 5 | [5 empty] | 0 |  |  | 0
[7 empty] | LED A Lamp 5W Globe - Assembly Church | 25 | kWh | per unit | 21.07 | 21.07 |  | 5 | [5 empty] | 0 |  |  | 0
[7 empty] | LED A Lamp 5W Globe - Exterior | 56 | kWh | per unit | 21.07 | 21.07 |  | 5 | [5 empty] | 0 |  |  | 0
[7 empty] | LED A Lamp 5W Globe - Grocery | 73 | kWh | per unit | 21.07 | 21.07 |  | 5 | [5 empty] | 0 |  |  | 0
[7 empty] | LED Decorative - Assembly Church | 35 | kWh | per unit | 27.69 | 27.69 |  | 3 | [5 empty] | 0 |  |  | 0
[7 empty] | LED Decorative - Exterior | 79 | kWh | per unit | 27.69 | 27.69 |  | 3 | [5 empty] | 0 |  |  | 0
[7 empty] | LED Decorative - Grocery | 102 | kWh | per unit | 27.69 | 27.69 |  | 3 | [5 empty] | 0 |  |  | 0
[7 empty] | LED MR 16 - Assembley Church | 47 | kWh | per unit | 32.41 | 32.41 |  | 5 | [5 empty] | 0 |  |  | 0
[7 empty] | LED MR 16 - Exterior | 103 | kWh | per unit | 32.41 | 32.41 |  | 5 | [5 empty] | 0 |  |  | 0
[7 empty] | LED MR 16 - Grocery | 134 | kWh | per unit | 32.41 | 32.41 |  | 5 | [5 empty] | 0 |  |  | 0
[7 empty] | LED Direction Par 20 - Assembley Church | 66 | kWh | per unit | 36.68 | 36.68 |  | 5 | [5 empty] | 0 |  |  | 0
[7 empty] | LED Direction Par 20 - Exterior | 147 | kWh | per unit | 36.68 | 36.68 |  | 5 | [5 empty] | 0 |  |  | 0
[7 empty] | LED Direction Par 20 - Grocery | 192 | kWh | per unit | 36.68 | 36.68 |  | 5 | [5 empty] | 0 |  |  | 0
[7 empty] | LED Direction Par 30 - Assembly Church | 57 | kWh | per unit | 50.64 | 50.64 |  | 5 | [5 empty] | 0 |  |  | 0
[7 empty] | LED Direction Par 30 - Exterior | 126 | kWh | per unit | 50.64 | 50.64 |  | 5 | [5 empty] | 0 |  |  | 0
[7 empty] | LED Direction Par 30 - Grocery | 163 | kWh | per unit | 50.64 | 50.64 |  | 5 | [5 empty] | 0 |  |  | 0
[7 empty] | LED Par 38 & 40 - Assembly Church | 76 | kWh | per unit | 52.35 | 52.35 |  | 5 | [5 empty] | 0 |  |  | 0
[7 empty] | LED Par 38 & 40 - Exterior | 170 | kWh | per unit | 52.35 | 52.35 |  | 5 | [5 empty] | 0 |  |  | 0
[7 empty] | LED Par 38 & 40 - Grocery | 221 | kWh | per unit | 52.35 | 52.35 |  | 5 | [5 empty] | 0 |  |  | 0
[7 empty] | LED Recessed Can - Assembly Church | 62 | kWh | per unit | 106.68 | 106.68 |  | 12 | [5 empty] | 0 |  |  | 0
[7 empty] | LED Recessed Can - Exterior | 138 | kWh | per unit | 106.68 | 106.68 |  | 12 | [5 empty] | 0 |  |  | 0
[7 empty] | LED Recessed Can - Grocery | 180 | kWh | per unit | 106.68 | 106.68 |  | 12 | [5 empty] | 0 |  |  | 0
[7 empty] | LED Recessed Can - Lodging Common Area | 280 | kWh | per unit | 106.68 | 106.68 |  | 12 | [5 empty] | 0 |  |  | 0
[7 empty] | LED Recessed Can - Office | 103 | kWh | per unit | 106.68 | 106.68 |  | 12 | [5 empty] | 0 |  |  | 0
[7 empty] | LED Recessed Can - Other | 77 | kWh | per unit | 106.68 | 106.68 |  | 12 | [5 empty] | 0 |  |  | 0
[7 empty] | LED Recessed Can - Other Health | 151 | kWh | per unit | 106.68 | 106.68 |  | 12 | [5 empty] | 0 |  |  | 0
[7 empty] | LED Recessed Can - Restaurant | 123 | kWh | per unit | 106.68 | 106.68 |  | 12 | [5 empty] | 0 |  |  | 0
[7 empty] | LED Recessed Can - Retail | 113 | kWh | per unit | 106.68 | 106.68 |  | 12 | [5 empty] | 0 |  |  | 0
[7 empty] | LED Recessed Can - School (k-12) | 78 | kWh | per unit | 106.68 | 106.68 |  | 12 | [5 empty] | 0 |  |  | 0
[7 empty] | LED Recessed Can - Warehouse | 81 | kWh | per unit | 106.68 | 106.68 |  | 12 | [5 empty] | 0 |  |  | 0
[9 empty] | kWh | [13 empty] | 0
[9 empty] | kWh | [8 empty] | 0 | 0 | 0 | 0 | 0 | 0
2016 Measure Reference. Indicated savings values, measure cost, incentives, and unit totals are from original 2016-2017 BCP. Updated 2017 figures are indicated in table above.
[7 empty] | Savings Section | [14 empty] | Savings Section |  |  | Savings Section
[7 empty] | Measure Information | [8 empty] | Unit Totals |  |  | Projected Savings |  |  | Incentive Totals |  |  | First-year NEBs per unit
[7 empty] | Measure Name | Savings | UOM | Unit Type | Measure Cost | Incentive | Support % | Measure Life | End Use | 2016 | 2017 | Combined | 2016 | 2017 | Combined | 2016 | 2017 | Combined
[7 empty] | i | i |  | i | i | i | i | i | i | i | i
[7 empty] | TOTALS g |  |  |  | 824105.2 | 57363.705 |  | 7 |  |  |  |  | 1082872.5 | 1912897.5 | 2995770 | 175731.375 | 327270.625 | 503002 | 0
[7 empty] | Wheel/hand line systems: Replace worn nozzle with new flow controlling type nozzle for impact sprinklers - Western Washington and Oregon | 20 | kWh | per unit | 5.67 | 5.67 | 0.01046% | 4 | Comm Flat | 10 | 10 | 20 | 200 | 200 | 400 | 56.7 | 56.7 | 113.4 | 0
[7 empty] | Wheel/hand line systems: Replace worn nozzle with new nozzle - Western Washington and Oregon | 20 | kWh | per unit | 2.12 | 2.12 | 0.01046% | 4 | Comm Flat | 10 | 10 | 20 | 200 | 200 | 400 | 21.2 | 21.2 | 42.4 | 0
[7 empty] | Wheel/hand line systems: Rebuild or replace leaking impact sprinkler with new or rebuilt impact sprinkler - Western Washington and Oregon | 18 | kWh | per unit | 12.33 | 12.33 | 0.00941% | 5 | Comm Flat | 10 | 10 | 20 | 180 | 180 | 360 | 123.3 | 123.3 | 246.6 | 0
[7 empty] | Wheel/hand line systems: Replace leaking gasket with new gasket - Western Washington and Oregon | 106 | kWh | per unit | 3.92 | 3.92 | 0.05541% | 5 | Comm Flat | 10 | 10 | 20 | 1060 | 1060 | 2120 | 39.2 | 39.2 | 78.4 | 0
[7 empty] | Wheel/hand line systems: Replace leaking drain with new drain - Western Washington and Oregon | 110 | kWh | per unit | 13.67 | 13.67 | 0.0575% | 5 | Comm Flat | 10 | 10 | 20 | 1100 | 1100 | 2200 | 136.7 | 136.7 | 273.4 | 0
[7 empty] | Wheel/hand line systems: Cut and pipe press repair of leaking hand-lines, wheel-lines, and portable main-lines - Western Washington and Oregon | 53 | kWh | per unit | 18 | 18 | 0.02771% | 8 | Comm Flat | 10 | 10 | 20 | 530 | 530 | 1060 | 180 | 180 | 360 | 0
[7 empty] | Thunderbird wheel line systems: Replace leaking hub with new hub - Western Washington and Oregon | 46 | kWh | per unit | 50 | 50 | 0.02405% | 10 | Comm Flat | 10 | 10 | 20 | 460 | 460 | 920 | 500 | 500 | 1000 | 0
[7 empty] | Wheel line systems: Rebuild or replace leaking or malfunctioning leveler with new or rebuilt leveler. - Western Washington and Oregon | 26 | kWh | per unit | 3.25 | 3.25 | 0.01359% | 5 | Comm Flat | 10 | 10 | 20 | 260 | 260 | 520 | 32.5 | 32.5 | 65 | 0
[7 empty] | Center pivot/linear move systems: Install new sprinkler package on an existing system. - Western Washington and Oregon | 59 | kWh | per unit | 25.53 | 25.53 | 0.03084% | 5 | Comm Flat | 10 | 10 | 20 | 590 | 590 | 1180 | 255.3 | 255.3 | 510.6 | 0
[7 empty] | Center pivot/linear move systems: New gooseneck elbows - Western Washington and Oregon | 4 | kWh | per unit | 4.17 | 4.17 | 0.002091% | 15 | Comm Flat | 10 | 10 | 20 | 40 | 40 | 80 | 41.7 | 41.7 | 83.4 | 0
[7 empty] | Center pivot/linear move systems: New drop tubes (3 feet minimum) - Western Washington and Oregon | 4 | kWh | per unit | 6.5 | 6.5 | 0.002091% | 10 | Comm Flat | 10 | 10 | 20 | 40 | 40 | 80 | 65 | 65 | 130 | 0
[7 empty] | Center pivot/linear move systems: Replace leaking pivot boot gasket with new pivot boot gasket - Western Washington and Oregon | 856 | kWh | per unit | 250 | 250 | 0.4475% | 8 | Comm Flat | 10 | 10 | 20 | 8560 | 8560 | 17120 | 2500 | 2500 | 5000 | 0
[7 empty] | Center pivot/linear move systems: Replace leaking tower gasket with new tower gasket - Western Washington and Oregon | 21 | kWh | per unit | 53.7 | 53.7 | 0.01098% | 8 | Comm Flat | 10 | 10 | 20 | 210 | 210 | 420 | 537 | 537 | 1074 | 0
[7 empty] | Freeze Resistant Stock Water Tanks/Fountains - Heating Zone 1 | 376 | kWh | per unit | 377 | 94 | 2.948% | 10 | Comm Water Heat | 100 | 150 | 250 | 37600 | 56400 | 94000 | 9400 | 14100 | 23500 | 0
[7 empty] | Freeze Resistant Stock Water Tanks/Fountains - Heating Zone 2 | 774 | kWh | per unit | 377 | 193.5 | 6.069% | 10 | Comm Water Heat | 100 | 150 | 250 | 77400 | 116100 | 193500 | 19350 | 29025 | 48375 | 0
[7 empty] | Variable Frequency Drive on Spud or Onion Shed Ventilation Fan - 5 HP | 5963.5 | kWh | per unit | 5866.55 | 1490.875 | 0.3118% | 10 | Comm Cooling | 1 | 1 | 2 | 5963.5 | 5963.5 | 11927 | 1490.875 | 1490.875 | 2981.75 | 0
[7 empty] | Variable Frequency Drive on Spud or Onion Shed Ventilation Fan - 10 HP | 11927 | kWh | per unit | 7011.9 | 2981.75 | 0.6235% | 10 | Comm Cooling | 1 | 1 | 2 | 11927 | 11927 | 23854 | 2981.75 | 2981.75 | 5963.5 | 0
[7 empty] | Variable Frequency Drive on Spud or Onion Shed Ventilation Fan - 15 HP | 17890.5 | kWh | per unit | 8157.25 | 4472.625 | 0.9353% | 10 | Comm Cooling | 1 | 1 | 2 | 17890.5 | 17890.5 | 35781 | 4472.625 | 4472.625 | 8945.25 | 0
[7 empty] | Variable Frequency Drive on Spud or Onion Shed Ventilation Fan - 20 HP | 23854 | kWh | per unit | 9302.6 | 4651.3 | 1.247% | 10 | Comm Cooling | 1 | 1 | 2 | 23854 | 23854 | 47708 | 4651.3 | 4651.3 | 9302.6 | 0
[7 empty] | Variable Frequency Drive on Spud or Onion Shed Ventilation Fan - 25 HP | 29817.5 | kWh | per unit | 10447.95 | 5223.975 | 1.559% | 10 | Comm Cooling | 1 | 1 | 2 | 29817.5 | 29817.5 | 59635 | 5223.975 | 5223.975 | 10447.95 | 0
[7 empty] | Variable Frequency Drive on Spud or Onion Shed Ventilation Fan - 30 HP | 35781 | kWh | per unit | 11593.3 | 5796.65 | 1.871% | 10 | Comm Cooling | 1 | 1 | 2 | 35781 | 35781 | 71562 | 5796.65 | 5796.65 | 11593.3 | 0
[7 empty] | Variable Frequency Drive on Spud or Onion Shed Ventilation Fan - 35 HP | 41744.5 | kWh | per unit | 12738.65 | 6369.325 | 2.182% | 10 | Comm Cooling | 1 | 1 | 2 | 41744.5 | 41744.5 | 83489 | 6369.325 | 6369.325 | 12738.65 | 0
[7 empty] | Variable Frequency Drive on Spud or Onion Shed Ventilation Fan - 40 HP | 47708 | kWh | per unit | 13884 | 6942 | 2.494% | 10 | Comm Cooling | 1 | 1 | 2 | 47708 | 47708 | 95416 | 6942 | 6942 | 13884 | 0
[7 empty] | Variable Frequency Drive on Spud or Onion Shed Ventilation Fan - 45 HP | 53671.5 | kWh | per unit | 15029.35 | 7514.675 | 2.806% | 10 | Comm Cooling | 1 | 1 | 2 | 53671.5 | 53671.5 | 107343 | 7514.675 | 7514.675 | 15029.35 | 0
[7 empty] | Variable Frequency Drive on Spud or Onion Shed Ventilation Fan - 50 HP | 59635 | kWh | per unit | 16174.7 | 8087.35 | 3.118% | 10 | Comm Cooling | 1 | 1 | 2 | 59635 | 59635 | 119270 | 8087.35 | 8087.35 | 16174.7 | 0
[7 empty] | Evaporator Motor - Shaded Pole to ECM for Walk-ins >23 Watt | 243 | kWh | per unit | 525.41 | 262.705 | 0.6352% | 16 | Comm Refrigeration | 25 | 50 | 75 | 6075 | 12150 | 18225 | 6567.625 | 13135.25 | 19702.875 | 0
[7 empty] | Evaporator Motor - Shaded Pole to ECM for Walk-ins ≤ 23 Watt | 114 | kWh | per unit | 194.77 | 97.385 | 0.298% | 16 | Comm Refrigeration | 25 | 50 | 75 | 2850 | 5700 | 8550 | 2434.625 | 4869.25 | 7303.875 | 0
[7 empty] | Programmable Communicating Thermostat | 800 | kWh | per unit | 237.25 | 118.25 | 8.364% | 10 | Comm Space Heat | 100 | 200 | 300 | 80000 | 160000 | 240000 | 11825 | 23650 | 35475 | 0
[7 empty] | Pre-rinse sprayer, SBO >2.6 to 1.6 | 1200 | kWh | per unit | 10.95 | 10.95 | 12.55% | 5 | Comm Water Heat | 100 | 200 | 300 | 120000 | 240000 | 360000 | 1095 | 2190 | 3285 | 0
[7 empty] | Pre-rinse sprayer, SBO 1.6 to 1.6 | 1208 | kWh | per unit | 70.42 | 70.42 | 1.579% | 5 | Comm Water Heat | 25 | 25 | 50 | 30200 | 30200 | 60400 | 1760.5 | 1760.5 | 3521 | 0
[7 empty] | Pre-rinse sprayer, SBO 2.2 to 1.6 | 839 | kWh | per unit | 70.42 | 70.42 | 2.193% | 5 | Comm Water Heat | 25 | 50 | 75 | 20975 | 41950 | 62925 | 1760.5 | 3521 | 5281.5 | 0
[7 empty] | Pre-rinse sprayer, SBO 2.6 to 1.6 | 1322 | kWh | per unit | 70.42 | 70.42 | 1.728% | 5 | Comm Water Heat | 25 | 25 | 50 | 33050 | 33050 | 66100 | 1760.5 | 1760.5 | 3521 | 0
[7 empty] | E Aer (ELEC) 0.5 GPM | 46 | kWh | per unit | 13.68 | 13.68 | 0.1202% | 3 | Comm Water Heat | 25 | 50 | 75 | 1150 | 2300 | 3450 | 342 | 684 | 1026 | 0
[7 empty] | E Aer (ELEC) 1.0 GPM | 712 | kWh | per unit | 10.95 | 10.95 | 1.861% | 5 | Comm Water Heat | 25 | 50 | 75 | 17800 | 35600 | 53400 | 273.75 | 547.5 | 821.25 | 0
[7 empty] | Super Low Flow Shwrhd - Std (ELEC) | 2187 | kWh | per unit | 70.42 | 70.42 | 5.716% | 5 | Comm Water Heat | 25 | 50 | 75 | 54675 | 109350 | 164025 | 1760.5 | 3521 | 5281.5 | 0
[7 empty] | Super Low Flow Shwrhd - Fitness Cntr (ELEC) | 228 | kWh | per unit | 21.67 | 21.67 | 0.596% | 10 | Comm Water Heat | 25 | 50 | 75 | 5700 | 11400 | 17100 | 541.75 | 1083.5 | 1625.25 | 0
[7 empty] | Load Sensing Smart Strip | 100 | kWh | per unit | 54.6 | 54.6 | 0.1307% | 5 | Comm Lighting | 25 | 25 | 50 | 2500 | 2500 | 5000 | 1365 | 1365 | 2730 | 0
[7 empty] | Fixture LED, 35w Area (barn) w/ photo | 793 | kWh | per unit | 87.75 | 87.75 | 4.146% | 12 | Comm Lighting | 50 | 100 | 150 | 39650 | 79300 | 118950 | 4387.5 | 8775 | 13162.5 | 0
[7 empty] | LED Canopy fixture | 685 | kWh | per unit | 196.3 | 171.25 | 2.686% | 12 | Comm Lighting | 25 | 75 | 100 | 17125 | 51375 | 68500 | 4281.25 | 12843.75 | 17125 | 0
[7 empty] | Fixture LED, <30w Wall pack (small) w/ photo | 685 | kWh | per unit | 430.4 | 171.25 | 2.686% | 12 | Comm Lighting | 25 | 75 | 100 | 17125 | 51375 | 68500 | 4281.25 | 12843.75 | 17125 | 0
[7 empty] | Recessed Can 8" LED | 601 | kWh | per unit | 150.8 | 150.8 | 2.356% | 12 | Comm Lighting | 25 | 75 | 100 | 15025 | 45075 | 60100 | 3770 | 11310 | 15080 | 0
[7 empty] | LED A Lamp 7W | 190 | kWh | per unit | 81.9 | 81.9 | 0.7449% | 3 | Comm Lighting | 25 | 75 | 100 | 4750 | 14250 | 19000 | 2047.5 | 6142.5 | 8190 | 0
[7 empty] | LED A Lamp 7W | 157 | kWh | per unit | 16.8 | 16.8 | 0.6156% | 3 | Comm Lighting | 25 | 75 | 100 | 3925 | 11775 | 15700 | 420 | 1260 | 1680 | 0
[7 empty] | LED A Lamp 7W | 58 | kWh | per unit | 16.8 | 16.8 | 0.2274% | 3 | Comm Lighting | 25 | 75 | 100 | 1450 | 4350 | 5800 | 420 | 1260 | 1680 | 0
[7 empty] | LED A Lamp 7W | 43 | kWh | per unit | 16.8 | 16.8 | 0.1686% | 3 | Comm Lighting | 25 | 75 | 100 | 1075 | 3225 | 4300 | 420 | 1260 | 1680 | 0
[7 empty] | LED A Lamp 7W | 84 | kWh | per unit | 16.8 | 16.8 | 0.3293% | 3 | Comm Lighting | 25 | 75 | 100 | 2100 | 6300 | 8400 | 420 | 1260 | 1680 | 0
[7 empty] | LED A Lamp 7W | 69 | kWh | per unit | 16.8 | 16.8 | 0.2705% | 3 | Comm Lighting | 25 | 75 | 100 | 1725 | 5175 | 6900 | 420 | 1260 | 1680 | 0
[7 empty] | LED A Lamp 7W | 63 | kWh | per unit | 16.8 | 16.8 | 0.247% | 3 | Comm Lighting | 25 | 75 | 100 | 1575 | 4725 | 6300 | 420 | 1260 | 1680 | 0
[7 empty] | LED A Lamp 7W | 44 | kWh | per unit | 16.8 | 16.8 | 0.1725% | 3 | Comm Lighting | 25 | 75 | 100 | 1100 | 3300 | 4400 | 420 | 1260 | 1680 | 0
[7 empty] | LED A Lamp 11W | 46 | kWh | per unit | 16.8 | 16.8 | 0.1804% | 3 | Comm Lighting | 25 | 75 | 100 | 1150 | 3450 | 4600 | 420 | 1260 | 1680 | 0
[7 empty] | LED A Lamp 11W | 247 | kWh | per unit | 15.81 | 15.81 | 0.9684% | 3 | Comm Lighting | 25 | 75 | 100 | 6175 | 18525 | 24700 | 395.25 | 1185.75 | 1581 | 0
[7 empty] | LED A Lamp 11W | 90 | kWh | per unit | 15.81 | 15.81 | 0.3529% | 3 | Comm Lighting | 25 | 75 | 100 | 2250 | 6750 | 9000 | 395.25 | 1185.75 | 1581 | 0
[7 empty] | LED A Lamp 11W | 68 | kWh | per unit | 15.81 | 15.81 | 0.2666% | 3 | Comm Lighting | 25 | 75 | 100 | 1700 | 5100 | 6800 | 395.25 | 1185.75 | 1581 | 0
[7 empty] | LED A Lamp 11W | 133 | kWh | per unit | 15.81 | 15.81 | 0.5215% | 3 | Comm Lighting | 25 | 75 | 100 | 3325 | 9975 | 13300 | 395.25 | 1185.75 | 1581 | 0
[7 empty] | LED A Lamp 11W | 108 | kWh | per unit | 15.81 | 15.81 | 0.4234% | 3 | Comm Lighting | 25 | 75 | 100 | 2700 | 8100 | 10800 | 395.25 | 1185.75 | 1581 | 0
[7 empty] | LED A Lamp 11W | 99 | kWh | per unit | 15.81 | 15.81 | 0.3882% | 3 | Comm Lighting | 25 | 75 | 100 | 2475 | 7425 | 9900 | 395.25 | 1185.75 | 1581 | 0
[7 empty] | LED A Lamp 11W | 69 | kWh | per unit | 15.81 | 15.81 | 0.2705% | 3 | Comm Lighting | 25 | 75 | 100 | 1725 | 5175 | 6900 | 395.25 | 1185.75 | 1581 | 0
[7 empty] | LED A Lamp 5W Globe | 72 | kWh | per unit | 15.81 | 15.81 | 0.2823% | 3 | Comm Lighting | 25 | 75 | 100 | 1800 | 5400 | 7200 | 395.25 | 1185.75 | 1581 | 0
[7 empty] | LED A Lamp 5W Globe | 112 | kWh | per unit | 23.33 | 23.33 | 0.4391% | 3 | Comm Lighting | 25 | 75 | 100 | 2800 | 8400 | 11200 | 583.25 | 1749.75 | 2333 | 0
[7 empty] | LED A Lamp 5W Globe | 41 | kWh | per unit | 23.33 | 23.33 | 0.1608% | 3 | Comm Lighting | 25 | 75 | 100 | 1025 | 3075 | 4100 | 583.25 | 1749.75 | 2333 | 0
[7 empty] | LED A Lamp 5W Globe | 31 | kWh | per unit | 23.33 | 23.33 | 0.1215% | 3 | Comm Lighting | 25 | 75 | 100 | 775 | 2325 | 3100 | 583.25 | 1749.75 | 2333 | 0
[7 empty] | LED A Lamp 5W Globe | 60 | kWh | per unit | 23.33 | 23.33 | 0.2352% | 3 | Comm Lighting | 25 | 75 | 100 | 1500 | 4500 | 6000 | 583.25 | 1749.75 | 2333 | 0
[7 empty] | LED A Lamp 5W Globe | 49 | kWh | per unit | 23.33 | 23.33 | 0.1921% | 3 | Comm Lighting | 25 | 75 | 100 | 1225 | 3675 | 4900 | 583.25 | 1749.75 | 2333 | 0
[7 empty] | LED A Lamp 5W Globe | 45 | kWh | per unit | 23.33 | 23.33 | 0.1764% | 3 | Comm Lighting | 25 | 75 | 100 | 1125 | 3375 | 4500 | 583.25 | 1749.75 | 2333 | 0
[7 empty] | LED A Lamp 5W Globe | 31 | kWh | per unit | 23.33 | 23.33 | 0.1215% | 3 | Comm Lighting | 25 | 75 | 100 | 775 | 2325 | 3100 | 583.25 | 1749.75 | 2333 | 0
[7 empty] | LED MR 16 | 33 | kWh | per unit | 23.33 | 23.33 | 0.1294% | 3 | Comm Lighting | 25 | 75 | 100 | 825 | 2475 | 3300 | 583.25 | 1749.75 | 2333 | 0
[7 empty] | LED MR 16 | 210 | kWh | per unit | 24.29 | 24.29 | 0.8234% | 3 | Comm Lighting | 25 | 75 | 100 | 5250 | 15750 | 21000 | 607.25 | 1821.75 | 2429 | 0
[7 empty] | LED MR 16 | 77 | kWh | per unit | 24.29 | 24.29 | 0.3019% | 3 | Comm Lighting | 25 | 75 | 100 | 1925 | 5775 | 7700 | 607.25 | 1821.75 | 2429 | 0
[7 empty] | LED MR 16 | 58 | kWh | per unit | 24.29 | 24.29 | 0.2274% | 3 | Comm Lighting | 25 | 75 | 100 | 1450 | 4350 | 5800 | 607.25 | 1821.75 | 2429 | 0
[7 empty] | LED MR 16 | 113 | kWh | per unit | 24.29 | 24.29 | 0.443% | 3 | Comm Lighting | 25 | 75 | 100 | 2825 | 8475 | 11300 | 607.25 | 1821.75 | 2429 | 0
[7 empty] | LED MR 16 | 92 | kWh | per unit | 24.29 | 24.29 | 0.3607% | 3 | Comm Lighting | 25 | 75 | 100 | 2300 | 6900 | 9200 | 607.25 | 1821.75 | 2429 | 0
[7 empty] | LED MR 16 | 84 | kWh | per unit | 24.29 | 24.29 | 0.3293% | 3 | Comm Lighting | 25 | 75 | 100 | 2100 | 6300 | 8400 | 607.25 | 1821.75 | 2429 | 0
[7 empty] | LED MR 16 | 59 | kWh | per unit | 24.29 | 24.29 | 0.2313% | 3 | Comm Lighting | 25 | 75 | 100 | 1475 | 4425 | 5900 | 607.25 | 1821.75 | 2429 | 0
[7 empty] | LED Direction Par 20 | 61 | kWh | per unit | 24.29 | 24.29 | 0.2392% | 3 | Comm Lighting | 25 | 75 | 100 | 1525 | 4575 | 6100 | 607.25 | 1821.75 | 2429 | 0
[7 empty] | LED Direction Par 20 | 299 | kWh | per unit | 31.63 | 31.63 | 1.172% | 3 | Comm Lighting | 25 | 75 | 100 | 7475 | 22425 | 29900 | 790.75 | 2372.25 | 3163 | 0
[7 empty] | LED Direction Par 20 | 110 | kWh | per unit | 31.63 | 31.63 | 0.4313% | 3 | Comm Lighting | 25 | 75 | 100 | 2750 | 8250 | 11000 | 790.75 | 2372.25 | 3163 | 0
[7 empty] | LED Direction Par 20 | 82 | kWh | per unit | 31.63 | 31.63 | 0.3215% | 3 | Comm Lighting | 25 | 75 | 100 | 2050 | 6150 | 8200 | 790.75 | 2372.25 | 3163 | 0
[7 empty] | LED Direction Par 20 | 161 | kWh | per unit | 31.63 | 31.63 | 0.6312% | 3 | Comm Lighting | 25 | 75 | 100 | 4025 | 12075 | 16100 | 790.75 | 2372.25 | 3163 | 0
[7 empty] | LED Direction Par 20 | 131 | kWh | per unit | 31.63 | 31.63 | 0.5136% | 3 | Comm Lighting | 25 | 75 | 100 | 3275 | 9825 | 13100 | 790.75 | 2372.25 | 3163 | 0
[7 empty] | LED Direction Par 20 | 120 | kWh | per unit | 31.63 | 31.63 | 0.4705% | 3 | Comm Lighting | 25 | 75 | 100 | 3000 | 9000 | 12000 | 790.75 | 2372.25 | 3163 | 0
[7 empty] | LED Direction Par 20 | 84 | kWh | per unit | 31.63 | 31.63 | 0.3293% | 3 | Comm Lighting | 25 | 75 | 100 | 2100 | 6300 | 8400 | 790.75 | 2372.25 | 3163 | 0
[7 empty] | LED Direction Par 30 | 87 | kWh | per unit | 31.63 | 31.63 | 0.3411% | 3 | Comm Lighting | 25 | 75 | 100 | 2175 | 6525 | 8700 | 790.75 | 2372.25 | 3163 | 0
[7 empty] | LED Direction Par 30 | 255 | kWh | per unit | 35.71 | 35.71 | 0.9998% | 3 | Comm Lighting | 25 | 75 | 100 | 6375 | 19125 | 25500 | 892.75 | 2678.25 | 3571 | 0
[7 empty] | LED Direction Par 30 | 93 | kWh | per unit | 35.71 | 35.71 | 0.3646% | 3 | Comm Lighting | 25 | 75 | 100 | 2325 | 6975 | 9300 | 892.75 | 2678.25 | 3571 | 0
[7 empty] | LED Direction Par 30 | 70 | kWh | per unit | 35.71 | 35.71 | 0.2745% | 3 | Comm Lighting | 25 | 75 | 100 | 1750 | 5250 | 7000 | 892.75 | 2678.25 | 3571 | 0
[7 empty] | LED Direction Par 30 | 137 | kWh | per unit | 35.71 | 35.71 | 0.5371% | 3 | Comm Lighting | 25 | 75 | 100 | 3425 | 10275 | 13700 | 892.75 | 2678.25 | 3571 | 0
[7 empty] | LED Direction Par 30 | 112 | kWh | per unit | 35.71 | 35.71 | 0.4391% | 3 | Comm Lighting | 25 | 75 | 100 | 2800 | 8400 | 11200 | 892.75 | 2678.25 | 3571 | 0
[7 empty] | LED Direction Par 30 | 103 | kWh | per unit | 35.71 | 35.71 | 0.4038% | 3 | Comm Lighting | 25 | 75 | 100 | 2575 | 7725 | 10300 | 892.75 | 2678.25 | 3571 | 0
[7 empty] | LED Direction Par 30 | 71 | kWh | per unit | 35.71 | 35.71 | 0.2784% | 3 | Comm Lighting | 25 | 75 | 100 | 1775 | 5325 | 7100 | 892.75 | 2678.25 | 3571 | 0
[7 empty] | LED Par 38 & 40 | 74 | kWh | per unit | 35.71 | 35.71 | 0.2901% | 3 | Comm Lighting | 25 | 75 | 100 | 1850 | 5550 | 7400 | 892.75 | 2678.25 | 3571 | 0
[7 empty] | LED Par 38 & 40 | 344 | kWh | per unit | 35.71 | 35.71 | 1.349% | 3 | Comm Lighting | 25 | 75 | 100 | 8600 | 25800 | 34400 | 892.75 | 2678.25 | 3571 | 0
[7 empty] | LED Par 38 & 40 | 126 | kWh | per unit | 35.71 | 35.71 | 0.494% | 3 | Comm Lighting | 25 | 75 | 100 | 3150 | 9450 | 12600 | 892.75 | 2678.25 | 3571 | 0
[7 empty] | LED Par 38 & 40 | 95 | kWh | per unit | 35.71 | 35.71 | 0.3725% | 3 | Comm Lighting | 25 | 75 | 100 | 2375 | 7125 | 9500 | 892.75 | 2678.25 | 3571 | 0
[7 empty] | LED Par 38 & 40 | 185 | kWh | per unit | 35.71 | 35.71 | 0.7253% | 3 | Comm Lighting | 25 | 75 | 100 | 4625 | 13875 | 18500 | 892.75 | 2678.25 | 3571 | 0
[7 empty] | LED Par 38 & 40 | 151 | kWh | per unit | 35.71 | 35.71 | 0.592% | 3 | Comm Lighting | 25 | 75 | 100 | 3775 | 11325 | 15100 | 892.75 | 2678.25 | 3571 | 0
[7 empty] | LED Par 38 & 40 | 139 | kWh | per unit | 35.71 | 35.71 | 0.545% | 3 | Comm Lighting | 25 | 75 | 100 | 3475 | 10425 | 13900 | 892.75 | 2678.25 | 3571 | 0
[7 empty] | LED Par 38 & 40 | 96 | kWh | per unit | 35.71 | 35.71 | 0.3764% | 3 | Comm Lighting | 25 | 75 | 100 | 2400 | 7200 | 9600 | 892.75 | 2678.25 | 3571 | 0
[7 empty] | LED Decorative | 100 | kWh | per unit | 35.71 | 35.71 | 0.3921% | 3 | Comm Lighting | 25 | 75 | 100 | 2500 | 7500 | 10000 | 892.75 | 2678.25 | 3571 | 0
[7 empty] | LED Decorative | 159 | kWh | per unit | 13.68 | 13.68 | 0.6234% | 3 | Comm Lighting | 25 | 75 | 100 | 3975 | 11925 | 15900 | 342 | 1026 | 1368 | 0
[7 empty] | LED Decorative | 58 | kWh | per unit | 13.68 | 13.68 | 0.2274% | 3 | Comm Lighting | 25 | 75 | 100 | 1450 | 4350 | 5800 | 342 | 1026 | 1368 | 0
[7 empty] | LED Decorative | 44 | kWh | per unit | 13.68 | 13.68 | 0.1725% | 3 | Comm Lighting | 25 | 75 | 100 | 1100 | 3300 | 4400 | 342 | 1026 | 1368 | 0
[7 empty] | LED Decorative | 86 | kWh | per unit | 13.68 | 13.68 | 0.3372% | 3 | Comm Lighting | 25 | 75 | 100 | 2150 | 6450 | 8600 | 342 | 1026 | 1368 | 0
[7 empty] | LED Decorative | 70 | kWh | per unit | 13.68 | 13.68 | 0.2745% | 3 | Comm Lighting | 25 | 75 | 100 | 1750 | 5250 | 7000 | 342 | 1026 | 1368 | 0
[7 empty] | LED Decorative | 64 | kWh | per unit | 13.68 | 13.68 | 0.2509% | 3 | Comm Lighting | 25 | 75 | 100 | 1600 | 4800 | 6400 | 342 | 1026 | 1368 | 0
[7 empty] | LED Decorative | 45 | kWh | per unit | 13.68 | 13.68 | [5 empty] | 0 | 0 | 0 | 0 | 0 | 0 | 0
[9 empty] | kWh | [8 empty] | 0 | 0 | 0 | 0 | 0 | 0 | 0
Rtn to Electric Sector
Go to Gas Detail Page
Note on E62: Andy Hemstreet: Contractor Willdan will conduct energy savings opportunity reviews, installations, program education.

## Lodging DI_E262 Elec
|  | Lodging Direct Install | Schedule 262 | Order Number | 1823xxxx | Electric | [5 empty] | Lodging Direct Install | Schedule 262 | Order Number | 1823xxxx | Electric |  |  |  |  | Lodging Direct Install | Schedule 262 | Order Number | 1823xxxx | Electric
[8 empty] | This table summarizes the subtotals in the detail table to the left and is used to populate 2016-2017 Sector views. | [11 empty] | Ratios |  |  | Acquisition Cost
Lodging Direct Install | [7 empty] | Labor | Marketing Labor | Overhead | Marketing | Employee/Office Expense | Outside Services | Materials | Miscellaneous | DBtC | Revenue | Total Budget | Total Savings | DBTC | Marketing | Outside Svcs
Schedule 262 | [6 empty] | 2016 (Reference only) | 27189.9 | 20000 | 31475.6633 | 10000 | 10000 | 60000 | 1000 | 240000 | 0 | 0 | 399665.5633 | 3090940.5 | 0% | 10.66% | 15.01% | 0.1293
Order Number | [6 empty] | Original 2017 Figures, as noted in 2016-2017 BCP | 27869.7 | 23805.3687 | 35139.0468 | 10000 | 10000 | 60000 | 1000 | 240000 | 746489.4677 | 0 | 1154303.5832 | 3090940.5 | 64.67% | 4.228% | 5.198% | 0.37345
18231134 | [6 empty] | 2017 (Updated for 2017 ACP) | 27869.7 | 23805.3687 | 46404.2117 | 10000 | 10000 | 222000 | 1000 | 0 | 1366053.35 | 0 | 1707132.6305 | 5099015 | 80.02% | 2.859% | 13% | 0.3348
Electric
[8 empty] | (2017-Specific Values. 2016 values are noted in measure table below.) | [7 empty] | (2016 figures in below table) |  |  | (2016 figures in below table) |  |  | (2016 figures in below table)
|  | Spending Section |  |  |  |  | Savings Section | [14 empty] | Savings Section |  |  | Savings Section
|  | Overall Total | 399665.5633 | 1707132.6305 | 2106798.1938 |  | Measure Information | [8 empty] | Unit Totals |  |  | Projected Savings |  |  | Incentive Totals |  |  | First-year NEBs per unit
[7 empty] | Measure Name | Savings | UOM | Unit Type | Measure Cost | Incentive | Support % | Measure Life | End Use | 2016 | 2017 | Combined | 2016 | 2017 | Combined | 2016 | 2017 | Combined
|  | Budget Category | 2016 | 2017 | Total |  | i | i |  | i | i | i | i | i | i | i | i
| FTE | LABOR | 27189.9 | 27869.7 | 55059.6 |  | TOTALS g |  |  |  | 0 | 11448.162 |  | 7 | [5 empty] | 5099015 |  |  | 1366053.35 |  | 0
| 0.38 | Program Manager | 27189.9 | 27869.7 | 55059.6 |  | LGDI: Aerator - EWH - All Others | 152.6 | kWh | per unit | 13.09 | 13.09 | 0.5985% | 10 | Comm Water Heat |  | 200 |  |  | 30520 |  |  | 2618
[5 empty] | 0 |  | LGDI: Aerator - EWH - Restaurant | 94 | kWh | per unit | 13.09 | 13.09 | 0.3687% | 10 | Comm Water Heat |  | 200 |  |  | 18800 |  |  | 2618
[5 empty] | 0 |  | LGDI: Aerator - EWH - Retail | 151 | kWh | per unit | 13.09 | 13.09 | 0.5923% | 10 | Comm Water Heat |  | 200 |  |  | 30200 |  |  | 2618
[5 empty] | 0 |  | LGDI: Aerator - EWH - School | 189.5 | kWh | per unit | 13.09 | 13.09 | 0.7433% | 10 | Comm Water Heat |  | 200 |  |  | 37900 |  |  | 2618
| 0.38 | [5 empty] | LGDI: Aerator - EWH - Small Office | 46.6 | kWh | per unit | 13.09 | 13.09 | 0.1828% | 10 | Comm Water Heat |  | 200 |  |  | 9320 |  |  | 2618
| FTE | MARKETING LABOR | 20000 | 23805.3687 | 43805.3687 |  | LGDI: Auto Closer - Reach In Glass Doors - Low Temp - E | 343 | kWh | per unit | 190.4 | 133.28 |  | 8 | Comm Refrigeration |  |  |  |  | 0 |  |  | 0
| 0.25 | Marketing Staff | 20000 | 23805.3687 | 43805.3687 |  | LGDI: Controls - ASH - Compressor - Low Temp | 369 | kWh | per unit | 42.4 | 42.4 |  | 8 | Comm Refrigeration |  |  |  |  | 0 |  |  | 0
[5 empty] | 0 |  | LGDI: Controls - ASH - Compressor - Mid Temp | 230 | kWh | per unit | 42.4 | 42.4 |  | 8 | Comm Refrigeration |  |  |  |  | 0 |  |  | 0
[5 empty] | 0 |  | LGDI: ECM - Display Case | 685 | kWh | per unit | 190.4 | 133.28 | 5.374% | 15 | Comm Refrigeration |  | 400 |  |  | 274000 |  |  | 53312
[5 empty] | 0 |  | LGDI: ECM - Walk In - 23w | 1458 | kWh | per unit | 259.6 | 225.4 |  | 15 | Comm Refrigeration |  |  |  |  | 0 |  |  | 0
| 0.25 | [5 empty] | LGDI: ECM - Walk In - More than 23w | 592 | kWh | per unit | 259.6 | 225.4 |  | 15 | Comm Refrigeration |  |  |  |  | 0 |  |  | 0
|  | TOTAL OVERHEAD | 31475.6633 | 46404.2117 | 77879.875 |  | LGDI: Fixture - LED - Area - Photocell - 35w | 685 | kWh | per unit | 218.82 | 153.17 |  | 12 | Comm Lighting |  |  |  |  | 0 |  |  | 0
|  | Labor Overhead Rate | 66.7% | 68.8% |  |  | LGDI: Fixture - LED - Recessed Can - Assembly Church | 62 | kWh | per unit | 106.68 | 106.68 |  | 12 | Comm Lighting |  |  |  |  | 0 |  |  | 0
|  | Program Staff Overhead | 18135.6633 | 19174.3536 | 37310.0169 |  | LGDI: Fixture - LED - Recessed Can - Exterior | 138 | kWh | per unit | 106.68 | 106.68 |  | 12 | Comm Lighting |  |  |  |  | 0 |  |  | 0
|  | Marketing Staff Overhead | 13340 | 16378.0937 | 29718.0937 |  | LGDI: Fixture - LED - Recessed Can - Grocery | 180 | kWh | per unit | 106.68 | 106.68 |  | 12 | Comm Lighting |  |  |  |  | 0 |  |  | 0
[7 empty] | LGDI: Fixture - LED - Recessed Can - Lodging Common Areas | 280 | kWh | per unit | 106.68 | 106.68 | 1.647% | 12 | Comm Lighting |  | 300 |  |  | 84000 |  |  | 32004
|  | Micro Overhead Rate |  | 21% |  |  | LGDI: Fixture - LED - Recessed Can - Office | 103 | kWh | per unit | 106.68 | 106.68 |  | 12 | Comm Lighting |  |  |  |  | 0 |  |  | 0
|  | Program Staff Overhead |  | 5852.637 | 5852.637 |  | LGDI: Fixture - LED - Recessed Can - Other | 77 | kWh | per unit | 106.68 | 106.68 |  | 12 | Comm Lighting |  |  |  |  | 0 |  |  | 0
Lodging Direct Install |  | Marketing Staff Overhead |  | 4999.1274 | 4999.1274 |  | LGDI: Fixture - LED - Recessed Can - Other Health | 151 | kWh | per unit | 106.68 | 106.68 |  | 12 | Comm Lighting |  |  |  |  | 0 |  |  | 0
Schedule 262 | [6 empty] | LGDI: Fixture - LED - Recessed Can - Restaurant | 123 | kWh | per unit | 106.68 | 106.68 |  | 12 | Comm Lighting |  |  |  |  | 0 |  |  | 0
Order Number | [6 empty] | LGDI: Fixture - LED - Recessed Can - Retail | 113 | kWh | per unit | 106.68 | 106.68 |  | 12 | Comm Lighting |  |  |  |  | 0 |  |  | 0
1823xxxx |  | MARKETING | 10000 | 10000 | 20000 |  | LGDI: Fixture - LED - Recessed Can - School K12 | 78 | kWh | per unit | 106.68 | 106.68 |  | 12 | Comm Lighting |  |  |  |  | 0 |  |  | 0
Electric |  |  | 10000 | 10000 | 20000 |  | LGDI: Fixture - LED - Recessed Can - Warehouse | 81 | kWh | per unit | 106.68 | 106.68 |  | 12 | Comm Lighting |  |  |  |  | 0 |  |  | 0
[5 empty] | 0 |  | LGDI: Fixture - LED - Wall Pack - Photocell - 60w | 937 | kWh | per unit | 298.62 | 209.03 | 0.9188% | 12 | Comm Lighting |  | 50 |  |  | 46850 |  |  | 10451.5
[5 empty] | 0 |  | LGDI: Fixture - LED - Wall Pack - Photocell - Less than 19w | 181 | kWh | per unit | 176.82 | 70.73 | 0.1775% | 12 | Comm Lighting |  | 50 |  |  | 9050 |  |  | 3536.5
[5 empty] | 0 |  | LGDI: Fixture - LED - Wall Pack - Photocell - Less than 30w | 601 | kWh | per unit | 218.82 | 153.17 | 0.5893% | 12 | Comm Lighting |  | 50 |  |  | 30050 |  |  | 7658.5
[7 empty] | LGDI: Fixture - T8 - 17w - 2x - from Multi-Lamp Fixture 80w NBF | 153 | kWh | per unit | 127.54 | 127.54 |  | 12 | Comm Lighting |  |  |  |  | 0 |  |  | 0
|  | EMPLOYEE/OFFICE EXPENSES | 10000 | 10000 | 20000 |  | LGDI: Fixture - T8 - 17w - 2x - NBF - from 120w Multi Lamp | 285 | kWh | per unit | 127.54 | 127.54 |  | 12 | Comm Lighting |  |  |  |  | 0 |  |  | 0
|  |  | 10000 | 10000 | 20000 |  | LGDI: Fixture - T8 - 25w - 2x - NBF - from 160w Multi Lamp | 358 | kWh | per unit | 149.94 | 149.94 |  | 12 | Comm Lighting |  |  |  |  | 0 |  |  | 0
[5 empty] | 0 |  | LGDI: Fixture - T8 - 28w - 2x - NBF - from 240w Multi Lamp | 637 | kWh | per unit | 179.34 | 179.34 |  | 12 | Comm Lighting |  |  |  |  | 0 |  |  | 0
[5 empty] | 0 |  | LGDI: Fixture - T8 - 4 ft - 2x - 28w - from 8 ft T8 F96 1x | 20 | kWh | per unit | 127.2 | 127.2 |  | 12 | Comm Lighting |  |  |  |  | 0 |  |  | 0
[5 empty] | 0 |  | LGDI: Fixture - T8 - 4 ft - 2x - 28w - from 8 ft T8 F96 1x - LCA | 102 | kWh | per unit | 127.2 | 127.2 |  | 12 | Comm Lighting |  |  |  |  | 0 |  |  | 0
[7 empty] | LGDI: Fixture - T8 - 4 ft - 2x - from 8 ft T12 HO F96 1x | 189 | kWh | per unit | 127.2 | 127.2 |  | 12 | Comm Lighting |  |  |  |  | 0 |  |  | 0
|  | OUTSIDE SERVICES | 60000 | 222000 | 282000 |  | LGDI: Fixture - T8 - 4 ft - 2x - from 8 ft T12 HO F96 1x - LCA | 537 | kWh | per unit | 127.2 | 127.2 |  | 12 | Comm Lighting |  |  |  |  | 0 |  |  | 0
|  |  | 60000 | 222000 | 282000 |  | LGDI: Fixture - T8 - 4 ft - 4x - from 8 ft T12 F96 2x | 40 | kWh | per unit | 74.79 | 74.79 |  | 12 | Comm Lighting |  |  |  |  | 0 |  |  | 0
[5 empty] | 0 |  | LGDI: Fixture - T8 - 4 ft - 4x - from 8 ft T12 HO F96 2x | 378 | kWh | per unit | 74.79 | 74.79 |  | 12 | Comm Lighting |  |  |  |  | 0 |  |  | 0
[5 empty] | 0 |  | LGDI: Fixture - T8 - 4 ft - 4x - from 8 ft T12 HO F96 2x - LCA | 673 | kWh | per unit | 93.55 | 65.48 |  | 12 | Comm Lighting |  |  |  |  | 0 |  |  | 0
[5 empty] | 0 |  | LGDI: Fixture - T8 - DLR - 4 ft - 2x - from 4 ft T12 3x | 209 | kWh | per unit | 61.56 | 61.56 |  | 12 | Comm Lighting |  |  |  |  | 0 |  |  | 0
[7 empty] | LGDI: Fixture - T8 - DLR - 4 ft - 2x - from 4 ft T12 3x - LCA | 588 | kWh | per unit | 61.56 | 61.56 |  | 12 | Comm Lighting |  |  |  |  | 0 |  |  | 0
|  | MATERIALS | 1000 | 1000 | 2000 |  | LGDI: Fixture - T8 - DLR - 4 ft - 2x - from 4 ft T12 4x | 332 | kWh | per unit | 62.01 | 62.01 |  | 12 | Comm Lighting |  |  |  |  | 0 |  |  | 0
|  |  | 1000 | 1000 | 2000 |  | LGDI: Fixture - T8 - DLR - 4 ft - 2x - from 4 ft T12 4x - LCA | 903 | kWh | per unit | 62.01 | 62.01 |  | 12 | Comm Lighting |  |  |  |  | 0 |  |  | 0
[5 empty] | 0 |  | LGDI: Fixture - T8 - DLR - 4 ft - 2x - from 8 ft T12 delamp 2x | 299 | kWh | per unit | 62.01 | 62.01 |  | 12 | Comm Lighting |  |  |  |  | 0 |  |  | 0
[5 empty] | 0 |  | LGDI: Fixture - T8 - DLR - 4 ft - 2x - from 8 ft T12 delamp 2x - LCA | 818 | kWh | per unit | 62.01 | 62.01 |  | 12 | Comm Lighting |  |  |  |  | 0 |  |  | 0
[5 empty] | 0 |  | LGDI: Fixture - T8 - DLR - 4 ft - 3x - from 4 ft T12 4x | 252 | kWh | per unit | 48.55 | 48.55 |  | 12 | Comm Lighting |  |  |  |  | 0 |  |  | 0
[7 empty] | LGDI: Fixture - T8 - DLR - 4 ft - 3x - from 4 ft T12 4x - LCA | 724 | kWh | per unit | 48.55 | 48.55 |  | 12 | Comm Lighting |  |  |  |  | 0 |  |  | 0
|  | MISCELLANEOUS | 240000 | 0 | 240000 |  | LGDI: Fixture - T8 - DLR - 4 ft - 3x - from 4 ft T12 HO 4x | 717 | kWh | per unit | 48.55 | 48.55 |  | 12 | Comm Lighting |  |  |  |  | 0 |  |  | 0
|  |  | 240000 | 0 | 240000 |  | LGDI: Fixture - T8 - DLR - 4 ft - 3x - from 4 ft T12 HO 4x - LCA | 1917 | kWh | per unit | 48.55 | 48.55 |  | 12 | Comm Lighting |  |  |  |  | 0 |  |  | 0
[5 empty] | 0 |  | LGDI: Fixture - T8 Retro Kit - 2 ft - 1x - from 2 ft T12 1x | 33 | kWh | per unit | 38.14 | 38.14 |  | 12 | Comm Lighting |  |  |  |  | 0 |  |  | 0
Lodging Direct Install |  |  |  |  | 0 |  | LGDI: Fixture - T8 Retro Kit - 2 ft - 1x - from 2 ft T12 HO 1x | 159 | kWh | per unit | 38.14 | 38.14 |  | 12 | Comm Lighting |  |  |  |  | 0 |  |  | 0
Schedule 262 |  |  |  |  | 0 |  | LGDI: Fixture - T8 Retro Kit - 2 ft - 1x - from 2 ft T12 HO 1x - LCA | 409 | kWh | per unit | 38.14 | 38.14 |  | 12 | Comm Lighting |  |  |  |  | 0 |  |  | 0
Order Number | [6 empty] | LGDI: Fixture - T8 Retro Kit - 2 ft - 1x - from 2ft T12 1x - LCA | 85 | kWh | per unit | 38.14 | 38.14 |  | 12 | Comm Lighting |  |  |  |  | 0 |  |  | 0
1823xxxx |  | DIRECT BENEFIT TO CUSTOMER | 0 | 1366053.35 | 1366053.35 |  | LGDI: Fixture - T8 Retro Kit - 3 ft - 1x - from 3 ft T12 1x | 80 | kWh | per unit | 38.14 | 38.14 |  | 12 | Comm Lighting |  |  |  |  | 0 |  |  | 0
Electric |  | Ratio |  |  |  |  | LGDI: Fixture - T8 Retro Kit - 3 ft - 1x - from 3 ft T12 1x - LCA | 145 | kWh | per unit | 38.14 | 38.14 |  | 12 | Comm Lighting |  |  |  |  | 0 |  |  | 0
[7 empty] | LGDI: Fixture - T8 Retro Kit - 4 ft - 1x - from 4 ft T12 1x | 43 | kWh | per unit | 38.14 | 38.14 |  | 12 | Comm Lighting |  |  |  |  | 0 |  |  | 0
|  | REVENUE | 0 | 0 | 0 |  | LGDI: Fixture - T8 Retro Kit - 4 ft - 1x - from 4 ft T12 1x - LCA | 136 | kWh | per unit | 38.14 | 38.14 |  | 12 | Comm Lighting |  |  |  |  | 0 |  |  | 0
[7 empty] | LGDI: Fixture - T8 Retro Kit - 4 ft - 2x - from 4 ft T12 2x | 86 | kWh | per unit | 39.33 | 39.33 |  | 12 | Comm Lighting |  |  |  |  | 0 |  |  | 0
[7 empty] | LGDI: Fixture - T8 Retro Kit - 4 ft - 2x - from 4 ft T12 2x - LCA | 273 | kWh | per unit | 39.33 | 39.33 |  | 12 | Comm Lighting |  |  |  |  | 0 |  |  | 0
[7 empty] | LGDI: Fixture - T8 Retro Kit - 4 ft - 2x - from 4 ft T12 HO 2x | 318 | kWh | per unit | 39.33 | 39.33 |  | 12 | Comm Lighting |  |  |  |  | 0 |  |  | 0
[7 empty] | LGDI: Fixture - T8 Retro Kit - 4 ft - 2x - from 4 ft T12 HO 2x - LCA | 869 | kWh | per unit | 39.33 | 39.33 |  | 12 | Comm Lighting |  |  |  |  | 0 |  |  | 0
[7 empty] | LGDI: Fixture - T8 Retro Kit - 4 ft - 3x - from 4 ft T12 HO 3x | 478 | kWh | per unit | 44.25 | 44.25 |  | 12 | Comm Lighting |  |  |  |  | 0 |  |  | 0
[7 empty] | LGDI: Fixture - T8 Retro Kit - 4 ft - 3x - from 4 ft T12 HO 3x - LCA | 1303 | kWh | per unit | 44.25 | 44.25 |  | 12 | Comm Lighting |  |  |  |  | 0 |  |  | 0
[7 empty] | LGDI: Fixture - T8 Retro Kit - DLR - 4 ft - 2x - from 4 ft T12 HO 3x | 557 | kWh | per unit | 61.56 | 61.56 |  | 12 | Comm Lighting |  |  |  |  | 0 |  |  | 0
[7 empty] | LGDI: Fixture - T8 Retro Kit - DLR - 4 ft - 2x - from 4 ft T12 HO 3x - LCA | 1482 | kWh | per unit | 61.56 | 61.56 |  | 12 | Comm Lighting |  |  |  |  | 0 |  |  | 0
[7 empty] | LGDI: Fixture - TLED - 4 ft - 2x - from 4 ft T8 32w HLO 3x | 272 | kWh | per unit | 87.05 | 60.93 |  | 12 | Comm Lighting |  |  |  |  | 0 |  |  | 0
[7 empty] | LGDI: Fixture - TLED - 4 ft - 2x - from 4 ft T8 32w LLO 3x | 153 | kWh | per unit | 87.05 | 60.93 |  | 12 | Comm Lighting |  |  |  |  | 0 |  |  | 0
[7 empty] | LGDI: Fixture - TLED - 4 ft - 2x - from 8 ft T12 F96 1x | 143 | kWh | per unit | 92.72 | 64.9 |  | 12 | Comm Lighting |  |  |  |  | 0 |  |  | 0
[7 empty] | LGDI: Fixture - TLED - 4 ft - 2x - from 8 ft T12 F96 1x - LCA | 366 | kWh | per unit | 92.72 | 46.36 |  | 12 | Comm Lighting |  |  |  |  | 0 |  |  | 0
[7 empty] | LGDI: Fixture - TLED - 4 ft - 2x - from 8 ft T12 HO F96 1x | 262 | kWh | per unit | 93.55 | 65.48 |  | 12 | Comm Lighting |  |  |  |  | 0 |  |  | 0
[7 empty] | LGDI: Fixture - TLED - 4 ft - 2x - from 8 ft T12 HO F96 1x - LCA | 1073 | kWh | per unit | 74.79 | 74.79 |  | 12 | Comm Lighting |  |  |  |  | 0 |  |  | 0
[7 empty] | LGDI: Fixture - TLED - 4 ft - 3x - from 4 ft T8 32w NLO 3x | 182 | kWh | per unit | 87.05 | 60.93 |  | 12 | Comm Lighting |  |  |  |  | 0 |  |  | 0
[7 empty] | LGDI: Fixture - TLED - 4 ft - 4x - from 8 ft T12 F96 2x | 285 | kWh | per unit | 120.43 | 84.3 |  | 12 | Comm Lighting |  |  |  |  | 0 |  |  | 0
[7 empty] | LGDI: Fixture - TLED - 4 ft - 4x - from 8 ft T12 F96 2x - LCA | 733 | kWh | per unit | 100.92 | 70.64 |  | 12 | Comm Lighting |  |  |  |  | 0 |  |  | 0
[7 empty] | LGDI: Fixture - TLED - 4 ft - 4x - from 8 ft T12 HO F96 2x | 524 | kWh | per unit | 77.21 | 54.05 |  | 12 | Comm Lighting |  |  |  |  | 0 |  |  | 0
[7 empty] | LGDI: Fixture - TLED - 4 ft - 4x - from 8 ft T12 HO F96 2x - LCA | 1346 | kWh | per unit | 141.42 | 98.99 |  | 12 | Comm Lighting |  |  |  |  | 0 |  |  | 0
[7 empty] | LGDI: Fixture - TLED - DLR - 4 ft - 2x - from 4 ft T12 3x | 282 | kWh | per unit | 87.05 | 60.93 |  | 12 | Comm Lighting |  |  |  |  | 0 |  |  | 0
[7 empty] | LGDI: Fixture - TLED - DLR - 4 ft - 2x - from 4 ft T12 3x - LCA | 724 | kWh | per unit | 87.05 | 60.93 |  | 12 | Comm Lighting |  |  |  |  | 0 |  |  | 0
[7 empty] | LGDI: Fixture - TLED - DLR - 4 ft - 2x - from 4 ft T12 4x | 405 | kWh | per unit | 87.46 | 61.22 |  | 12 | Comm Lighting |  |  |  |  | 0 |  |  | 0
[7 empty] | LGDI: Fixture - TLED - DLR - 4 ft - 2x - from 4 ft T12 4x - LCA | 1039 | kWh | per unit | 100.92 | 70.64 |  | 12 | Comm Lighting |  |  |  |  | 0 |  |  | 0
[7 empty] | LGDI: Fixture - TLED - DLR - 4 ft - 2x - from 4 ft T12 HO 3x | 630 | kWh | per unit | 87.46 | 43.73 |  | 12 | Comm Lighting |  |  |  |  | 0 |  |  | 0
[7 empty] | LGDI: Fixture - TLED - DLR - 4 ft - 2x - from 4 ft T12 HO 3x - LCA | 1618 | kWh | per unit | 100.92 | 70.64 |  | 12 | Comm Lighting |  |  |  |  | 0 |  |  | 0
[7 empty] | LGDI: Fixture - TLED - DLR - 4 ft - 2x - from 4 ft T12 HO 4x | 869 | kWh | per unit | 87.46 | 43.73 |  | 12 | Comm Lighting |  |  |  |  | 0 |  |  | 0
[7 empty] | LGDI: Fixture - TLED - DLR - 4 ft - 2x - from 4 ft T12 HO 4x - LCA | 2232 | kWh | per unit | 100.92 | 70.64 |  | 12 | Comm Lighting |  |  |  |  | 0 |  |  | 0
[7 empty] | LGDI: Fixture - TLED - DLR - 4 ft - 2x - from 4 ft T8 28w NLO 4x | 232 | kWh | per unit | 98.39 | 68.87 |  | 12 | Comm Lighting |  |  |  |  | 0 |  |  | 0
[7 empty] | LGDI: Fixture - TLED - DLR - 4 ft - 2x - from 4 ft T8 28w NLO 4x - LCA | 596 | kWh | per unit | 87.46 | 61.22 |  | 12 | Comm Lighting |  |  |  |  | 0 |  |  | 0
[7 empty] | LGDI: Fixture - TLED - DLR - 4 ft - 2x - from 4 ft T8 32w HLO 3x - LCA | 698 | kWh | per unit | 100.44 | 70.31 |  | 12 | Comm Lighting |  |  |  |  | 0 |  |  | 0
[7 empty] | LGDI: Fixture - TLED - DLR - 4 ft - 2x - from 4 ft T8 32w HLO 4x | 391 | kWh | per unit | 98.39 | 68.87 |  | 12 | Comm Lighting |  |  |  |  | 0 |  |  | 0
[7 empty] | LGDI: Fixture - TLED - DLR - 4 ft - 2x - from 4 ft T8 32w HLO 4x - LCA | 1005 | kWh | per unit | 105.42 | 73.79 |  | 12 | Comm Lighting |  |  |  |  | 0 |  |  | 0
[7 empty] | LGDI: Fixture - TLED - DLR - 4 ft - 2x - from 4 ft T8 32w LLO 3x - LCA | 392 | kWh | per unit | 87.05 | 60.93 |  | 12 | Comm Lighting |  |  |  |  | 0 |  |  | 0
[7 empty] | LGDI: Fixture - TLED - DLR - 4 ft - 2x - from 4 ft T8 32w NLO 3x - LCA | 468 | kWh | per unit | 87.05 | 60.93 |  | 12 | Comm Lighting |  |  |  |  | 0 |  |  | 0
[7 empty] | LGDI: Fixture - TLED - DLR - 4 ft - 2x - from 4 ft T8 32w NLO 4x | 272 | kWh | per unit | 98.39 | 68.87 |  | 12 | Comm Lighting |  |  |  |  | 0 |  |  | 0
[7 empty] | LGDI: Fixture - TLED - DLR - 4 ft - 2x - from 4 ft T8 32w NLO 4x - LCA | 698 | kWh | per unit | 87.46 | 61.22 |  | 12 | Comm Lighting |  |  |  |  | 0 |  |  | 0
[7 empty] | LGDI: Fixture - TLED - DLR - 4 ft - 2x - from 8 ft T12 F96 2x | 372 | kWh | per unit | 94.19 | 65.93 |  | 12 | Comm Lighting |  |  |  |  | 0 |  |  | 0
[7 empty] | LGDI: Fixture - TLED - DLR - 4 ft - 2x - from 8 ft T12 F96 2x - LCA | 954 | kWh | per unit | 100.92 | 70.64 |  | 12 | Comm Lighting |  |  |  |  | 0 |  |  | 0
[7 empty] | LGDI: Fixture - TLED - DLR - 4 ft - 3x - from 4 ft T12 4x | 362 | kWh | per unit | 79.01 | 55.31 |  | 12 | Comm Lighting |  |  |  |  | 0 |  |  | 0
[7 empty] | LGDI: Fixture - TLED - DLR - 4 ft - 3x - from 4 ft T12 4x - LCA | 928 | kWh | per unit | 91.17 | 63.87 |  | 12 | Comm Lighting |  |  |  |  | 0 |  |  | 0
[7 empty] | LGDI: Fixture - TLED - DLR - 4 ft - 3x - from 4 ft T12 HO 4x | 826 | kWh | per unit | 75.02 | 37.51 |  | 12 | Comm Lighting |  |  |  |  | 0 |  |  | 0
[7 empty] | LGDI: Fixture - TLED - DLR - 4 ft - 3x - from 4 ft T12 HO 4x - LCA | 2121 | kWh | per unit | 86.57 | 60 |  | 12 | Comm Lighting |  |  |  |  | 0 |  |  | 0
[7 empty] | LGDI: Fixture - TLED - DLR - 4 ft - 3x - from 4 ft T8 28w LLO 4x | 149 | kWh | per unit | 73.72 | 51.61 |  | 12 | Comm Lighting |  |  |  |  | 0 |  |  | 0
[7 empty] | LGDI: Fixture - TLED - DLR - 4 ft - 3x - from 4 ft T8 28w LLO 4x - LCA | 383 | kWh | per unit | 73.72 | 51.61 |  | 12 | Comm Lighting |  |  |  |  | 0 |  |  | 0
[7 empty] | LGDI: Fixture - TLED - DLR - 4 ft - 3x - from 4 ft T8 32w LLO 4x | 189 | kWh | per unit | 73.72 | 51.61 |  | 12 | Comm Lighting |  |  |  |  | 0 |  |  | 0
[7 empty] | LGDI: Fixture - TLED - DLR - 4 ft - 3x - from 4 ft T8 32w LLO 4x - LCA | 486 | kWh | per unit | 73.72 | 51.61 |  | 12 | Comm Lighting |  |  |  |  | 0 |  |  | 0
[7 empty] | LGDI: Lamp - LED - 20w - from 100w HID | 458 | kWh | per unit | 176.82 | 91.65 |  | 12 | Comm Lighting |  |  |  |  | 0 |  |  | 0
[7 empty] | LGDI: Lamp - LED - 35w - from 175w HID | 735 | kWh | per unit | 218.82 | 153.17 |  | 12 | Comm Lighting |  |  |  |  | 0 |  |  | 0
[7 empty] | LGDI: Lamp - LED - 35w - from 250w HID | 1075 | kWh | per unit | 218.82 | 153.17 |  | 12 | Comm Lighting |  |  |  |  | 0 |  |  | 0
[7 empty] | LGDI: Lamp - LED - 60w - from 250w HID | 970 | kWh | per unit | 298.62 | 194.04 |  | 12 | Comm Lighting |  |  |  |  | 0 |  |  | 0
[7 empty] | LGDI: Lamp - LED - 60w - from 400w HID | 1672 | kWh | per unit | 417.07 | 329.75 |  | 12 | Comm Lighting |  |  |  |  | 0 |  |  | 0
[7 empty] | LGDI: Lamp - LED - 80w - from 400w HID | 1588 | kWh | per unit | 417.07 | 317.52 |  | 12 | Comm Lighting |  |  |  |  | 0 |  |  | 0
[7 empty] | LGDI: Lamp - LED - Decorative - Assembly Church | 35 | kWh | per unit | 27.69 | 27.69 |  | 3 | Comm Lighting |  |  |  |  | 0 |  |  | 0
[7 empty] | LGDI: Lamp - LED - Decorative - Exterior | 79 | kWh | per unit | 27.69 | 27.69 | 0.07747% | 3 | Comm Lighting |  | 50 |  |  | 3950 |  |  | 1384.5
[7 empty] | LGDI: Lamp - LED - Decorative - Grocery | 102 | kWh | per unit | 27.69 | 27.69 |  | 3 | Comm Lighting |  |  |  |  | 0 |  |  | 0
[7 empty] | LGDI: Lamp - LED - Decorative - Lodging Common Areas | 159 | kWh | per unit | 27.69 | 27.69 | 1.247% | 3 | Comm Lighting |  | 400 |  |  | 63600 |  |  | 11076
[7 empty] | LGDI: Lamp - LED - Decorative - Lodging Guest Rooms | 26 | kWh | per unit | 10.14 | 3.068 |  | 3 | Comm Lighting |  |  |  |  | 0 |  |  | 0
[7 empty] | LGDI: Lamp - LED - Decorative - Office | 58 | kWh | per unit | 27.69 | 27.69 | 0.05687% | 3 | Comm Lighting |  | 50 |  |  | 2900 |  |  | 1384.5
[7 empty] | LGDI: Lamp - LED - Decorative - Other | 44 | kWh | per unit | 27.69 | 27.69 |  | 3 | Comm Lighting |  |  |  |  | 0 |  |  | 0
[7 empty] | LGDI: Lamp - LED - Decorative - Other Health | 86 | kWh | per unit | 27.69 | 27.69 |  | 3 | Comm Lighting |  |  |  |  | 0 |  |  | 0
[7 empty] | LGDI: Lamp - LED - Decorative - Restaurant | 70 | kWh | per unit | 27.69 | 27.69 |  | 3 | Comm Lighting |  |  |  |  | 0 |  |  | 0
[7 empty] | LGDI: Lamp - LED - Decorative - Retail | 64 | kWh | per unit | 27.69 | 27.69 |  | 3 | Comm Lighting |  |  |  |  | 0 |  |  | 0
[7 empty] | LGDI: Lamp - LED - Decorative - School K12 | 45 | kWh | per unit | 27.69 | 27.69 |  | 3 | Comm Lighting |  |  |  |  | 0 |  |  | 0
[7 empty] | LGDI: Lamp - LED - Decorative - Warehouse | 46 | kWh | per unit | 27.69 | 27.69 |  | 3 | Comm Lighting |  |  |  |  | 0 |  |  | 0
[7 empty] | LGDI: Lamp - LED - Globe - 5w - Assembly Church | 25 | kWh | per unit | 21.07 | 21.07 |  | 5 | Comm Lighting |  |  |  |  | 0 |  |  | 0
[7 empty] | LGDI: Lamp - LED - Globe - 5w - Exterior | 56 | kWh | per unit | 21.07 | 21.07 | 0.05491% | 5 | Comm Lighting |  | 50 |  |  | 2800 |  |  | 1053.5
[7 empty] | LGDI: Lamp - LED - Globe - 5w - Grocery | 73 | kWh | per unit | 21.07 | 21.07 |  | 5 | Comm Lighting |  |  |  |  | 0 |  |  | 0
[7 empty] | LGDI: Lamp - LED - Globe - 5w - Lodging Common Areas | 113 | kWh | per unit | 21.07 | 21.07 | 0.8864% | 5 | Comm Lighting |  | 400 |  |  | 45200 |  |  | 8428
[7 empty] | LGDI: Lamp - LED - Globe - 5w - Lodging Guest Rooms | 18 | kWh | per unit | 12.73 | 4.364 |  | 5 | Comm Lighting |  |  |  |  | 0 |  |  | 0
[7 empty] | LGDI: Lamp - LED - Globe - 5w - Office | 41 | kWh | per unit | 21.07 | 21.07 | 0.0402% | 5 | Comm Lighting |  | 50 |  |  | 2050 |  |  | 1053.5
[7 empty] | LGDI: Lamp - LED - Globe - 5w - Other | 31 | kWh | per unit | 21.07 | 21.07 |  | 5 | Comm Lighting |  |  |  |  | 0 |  |  | 0
[7 empty] | LGDI: Lamp - LED - Globe - 5w - Other Health | 61 | kWh | per unit | 21.07 | 21.07 |  | 5 | Comm Lighting |  |  |  |  | 0 |  |  | 0
[7 empty] | LGDI: Lamp - LED - Globe - 5w - Restaurant | 50 | kWh | per unit | 21.07 | 21.07 |  | 5 | Comm Lighting |  |  |  |  | 0 |  |  | 0
[7 empty] | LGDI: Lamp - LED - Globe - 5w - Retail | 46 | kWh | per unit | 21.07 | 21.07 |  | 5 | Comm Lighting |  |  |  |  | 0 |  |  | 0
[7 empty] | LGDI: Lamp - LED - Globe - 5w - School K12 | 32 | kWh | per unit | 21.07 | 21.07 |  | 5 | Comm Lighting |  |  |  |  | 0 |  |  | 0
[7 empty] | LGDI: Lamp - LED - Globe - 5w - Warehouse | 33 | kWh | per unit | 21.07 | 21.07 |  | 5 | Comm Lighting |  |  |  |  | 0 |  |  | 0
[7 empty] | LGDI: Lamp - LED - High Output - from 320w HID | 928 | kWh | per unit | 417.07 | 329.75 |  | 12 | Comm Lighting |  |  |  |  | 0 |  |  | 0
[7 empty] | LGDI: Lamp - LED - High Output - from 400w HID | 1306 | kWh | per unit | 417.07 | 329.75 |  | 12 | Comm Lighting |  |  |  |  | 0 |  |  | 0
[7 empty] | LGDI: Lamp - LED - Low to Med Output - from 320w HID | 1298 | kWh | per unit | 417.07 | 329.75 |  | 12 | Comm Lighting |  |  |  |  | 0 |  |  | 0
[7 empty] | LGDI: Lamp - LED - Low to Med Output - from 400w HID | 1676 | kWh | per unit | 417.07 | 329.75 |  | 12 | Comm Lighting |  |  |  |  | 0 |  |  | 0
[7 empty] | LGDI: Lamp - LED - MR 16 - Assembly Church | 47 | kWh | per unit | 32.41 | 32.41 |  | 5 | Comm Lighting |  |  |  |  | 0 |  |  | 0
[7 empty] | LGDI: Lamp - LED - MR 16 - Exterior | 103 | kWh | per unit | 32.41 | 32.41 | 0.101% | 5 | Comm Lighting |  | 50 |  |  | 5150 |  |  | 1620.5
[7 empty] | LGDI: Lamp - LED - MR 16 - Grocery | 134 | kWh | per unit | 32.41 | 32.41 |  | 5 | Comm Lighting |  |  |  |  | 0 |  |  | 0
[7 empty] | LGDI: Lamp - LED - MR 16 - Lodging Common Areas | 210 | kWh | per unit | 32.41 | 32.41 | 1.647% | 5 | Comm Lighting |  | 400 |  |  | 84000 |  |  | 12964
[7 empty] | LGDI: Lamp - LED - MR 16 - Lodging Guest Rooms | 34 | kWh | per unit | 12.73 | 4.364 |  | 5 | Comm Lighting |  |  |  |  | 0 |  |  | 0
[7 empty] | LGDI: Lamp - LED - MR 16 - Office | 77 | kWh | per unit | 32.41 | 32.41 | 0.0755% | 5 | Comm Lighting |  | 50 |  |  | 3850 |  |  | 1620.5
[7 empty] | LGDI: Lamp - LED - MR 16 - Other | 58 | kWh | per unit | 32.41 | 32.41 |  | 5 | Comm Lighting |  |  |  |  | 0 |  |  | 0
[7 empty] | LGDI: Lamp - LED - MR 16 - Other Health | 113 | kWh | per unit | 32.41 | 32.41 |  | 5 | Comm Lighting |  |  |  |  | 0 |  |  | 0
[7 empty] | LGDI: Lamp - LED - MR 16 - Restaurant | 92 | kWh | per unit | 32.41 | 32.41 |  | 5 | Comm Lighting |  |  |  |  | 0 |  |  | 0
[7 empty] | LGDI: Lamp - LED - MR 16 - Retail | 84 | kWh | per unit | 32.41 | 32.41 |  | 5 | Comm Lighting |  |  |  |  | 0 |  |  | 0
[7 empty] | LGDI: Lamp - LED - MR 16 - School K12 | 59 | kWh | per unit | 32.41 | 32.41 |  | 5 | Comm Lighting |  |  |  |  | 0 |  |  | 0
[7 empty] | LGDI: Lamp - LED - MR 16 - Warehouse | 61 | kWh | per unit | 32.41 | 32.41 |  | 5 | Comm Lighting |  |  |  |  | 0 |  |  | 0
[7 empty] | LGDI: Lamp - LED - Omni - 11w - Assembly Church | 55 | kWh | per unit | 19.68 | 19.68 |  | 5 | Comm Lighting |  |  |  |  | 0 |  |  | 0
[7 empty] | LGDI: Lamp - LED - Omni - 11w - Exterior | 123 | kWh | per unit | 19.68 | 19.68 | 0.1206% | 5 | Comm Lighting |  | 50 |  |  | 6150 |  |  | 984
[7 empty] | LGDI: Lamp - LED - Omni - 11w - Grocery | 159 | kWh | per unit | 19.68 | 19.68 |  | 5 | Comm Lighting |  |  |  |  | 0 |  |  | 0
[7 empty] | LGDI: Lamp - LED - Omni - 11w - Lodging Common Areas | 249 | kWh | per unit | 19.68 | 19.68 | 1.953% | 5 | Comm Lighting |  | 400 |  |  | 99600 |  |  | 7872
[7 empty] | LGDI: Lamp - LED - Omni - 11w - Lodging Guest Rooms | 40 | kWh | per unit | 12.7 | 4.352 |  | 5 | Comm Lighting |  |  |  |  | 0 |  |  | 0
[7 empty] | LGDI: Lamp - LED - Omni - 11w - Office | 91 | kWh | per unit | 19.68 | 19.68 | 0.08923% | 5 | Comm Lighting |  | 50 |  |  | 4550 |  |  | 984
[7 empty] | LGDI: Lamp - LED - Omni - 11w - Other | 68 | kWh | per unit | 19.68 | 19.68 |  | 5 | Comm Lighting |  |  |  |  | 0 |  |  | 0
[7 empty] | LGDI: Lamp - LED - Omni - 11w - Other Health | 134 | kWh | per unit | 19.68 | 19.68 |  | 5 | Comm Lighting |  |  |  |  | 0 |  |  | 0
[7 empty] | LGDI: Lamp - LED - Omni - 11w - Restaurant | 109 | kWh | per unit | 19.68 | 19.68 |  | 5 | Comm Lighting |  |  |  |  | 0 |  |  | 0
[7 empty] | LGDI: Lamp - LED - Omni - 11w - Retail | 100 | kWh | per unit | 19.68 | 19.68 |  | 5 | Comm Lighting |  |  |  |  | 0 |  |  | 0
[7 empty] | LGDI: Lamp - LED - Omni - 11w - School K12 | 70 | kWh | per unit | 19.68 | 19.68 |  | 5 | Comm Lighting |  |  |  |  | 0 |  |  | 0
[7 empty] | LGDI: Lamp - LED - Omni - 11w - Warehouse | 72 | kWh | per unit | 19.68 | 19.68 |  | 5 | Comm Lighting |  |  |  |  | 0 |  |  | 0
[7 empty] | LGDI: Lamp - LED - Omni - 7w - Assembly Church | 35 | kWh | per unit | 18.7 | 18.7 |  | 5 | Comm Lighting |  |  |  |  | 0 |  |  | 0
[7 empty] | LGDI: Lamp - LED - Omni - 7w - Exterior | 78 | kWh | per unit | 18.7 | 18.7 | 0.07649% | 5 | Comm Lighting |  | 50 |  |  | 3900 |  |  | 935
[7 empty] | LGDI: Lamp - LED - Omni - 7w - Grocery | 101 | kWh | per unit | 18.7 | 18.7 |  | 5 | Comm Lighting |  |  |  |  | 0 |  |  | 0
[7 empty] | LGDI: Lamp - LED - Omni - 7w - Lodging Common Areas | 158 | kWh | per unit | 18.7 | 18.7 | 1.239% | 5 | Comm Lighting |  | 400 |  |  | 63200 |  |  | 7480
[7 empty] | LGDI: Lamp - LED - Omni - 7w - Lodging Guest Rooms | 26 | kWh | per unit | 12.73 | 4.364 |  | 5 | Comm Lighting |  |  |  |  | 0 |  |  | 0
[7 empty] | LGDI: Lamp - LED - Omni - 7w - Office | 58 | kWh | per unit | 18.7 | 18.7 | 0.05687% | 5 | Comm Lighting |  | 50 |  |  | 2900 |  |  | 935
[7 empty] | LGDI: Lamp - LED - Omni - 7w - Other | 43 | kWh | per unit | 18.7 | 18.7 |  | 5 | Comm Lighting |  |  |  |  | 0 |  |  | 0
[7 empty] | LGDI: Lamp - LED - Omni - 7w - Other Health | 85 | kWh | per unit | 18.7 | 18.7 |  | 5 | Comm Lighting |  |  |  |  | 0 |  |  | 0
[7 empty] | LGDI: Lamp - LED - Omni - 7w - Restaurant | 70 | kWh | per unit | 18.7 | 18.7 |  | 5 | Comm Lighting |  |  |  |  | 0 |  |  | 0
[7 empty] | LGDI: Lamp - LED - Omni - 7w - Retail | 64 | kWh | per unit | 18.7 | 18.7 |  | 5 | Comm Lighting |  |  |  |  | 0 |  |  | 0
[7 empty] | LGDI: Lamp - LED - Omni - 7w - School K12 | 44 | kWh | per unit | 18.7 | 18.7 |  | 5 | Comm Lighting |  |  |  |  | 0 |  |  | 0
[7 empty] | LGDI: Lamp - LED - Omni - 7w - Warehouse | 46 | kWh | per unit | 18.7 | 18.7 |  | 5 | Comm Lighting |  |  |  |  | 0 |  |  | 0
[7 empty] | LGDI: Lamp - LED - Par 20 - Assembly Church | 66 | kWh | per unit | 36.68 | 36.68 |  | 5 | Comm Lighting |  |  |  |  | 0 |  |  | 0
[7 empty] | LGDI: Lamp - LED - Par 20 - Exterior | 147 | kWh | per unit | 36.68 | 36.68 | 0.2883% | 5 | Comm Lighting |  | 100 |  |  | 14700 |  |  | 3668
[7 empty] | LGDI: Lamp - LED - Par 20 - Grocery | 192 | kWh | per unit | 36.68 | 36.68 |  | 5 | Comm Lighting |  |  |  |  | 0 |  |  | 0
[7 empty] | LGDI: Lamp - LED - Par 20 - Lodging Common Areas | 299 | kWh | per unit | 36.68 | 36.68 | 2.346% | 5 | Comm Lighting |  | 400 |  |  | 119600 |  |  | 14672
[7 empty] | LGDI: Lamp - LED - Par 20 - Lodging Guest Rooms | 48 | kWh | per unit | 17.71 | 5.856 |  | 5 | Comm Lighting |  |  |  |  | 0 |  |  | 0
[7 empty] | LGDI: Lamp - LED - Par 20 - Office | 110 | kWh | per unit | 36.68 | 36.68 | 0.1079% | 5 | Comm Lighting |  | 50 |  |  | 5500 |  |  | 1834
[7 empty] | LGDI: Lamp - LED - Par 20 - Other | 82 | kWh | per unit | 36.68 | 36.68 |  | 5 | Comm Lighting |  |  |  |  | 0 |  |  | 0
[7 empty] | LGDI: Lamp - LED - Par 20 - Other Health | 161 | kWh | per unit | 36.68 | 36.68 |  | 5 | Comm Lighting |  |  |  |  | 0 |  |  | 0
[7 empty] | LGDI: Lamp - LED - Par 20 - Restaurant | 131 | kWh | per unit | 36.68 | 36.68 |  | 5 | Comm Lighting |  |  |  |  | 0 |  |  | 0
[7 empty] | LGDI: Lamp - LED - Par 20 - Retail | 120 | kWh | per unit | 36.68 | 36.68 |  | 5 | Comm Lighting |  |  |  |  | 0 |  |  | 0
[7 empty] | LGDI: Lamp - LED - Par 20 - School K12 | 84 | kWh | per unit | 36.68 | 36.68 |  | 5 | Comm Lighting |  |  |  |  | 0 |  |  | 0
[7 empty] | LGDI: Lamp - LED - Par 20 - Warehouse | 87 | kWh | per unit | 36.68 | 36.68 |  | 5 | Comm Lighting |  |  |  |  | 0 |  |  | 0
[7 empty] | LGDI: Lamp - LED - Par 30 - Assembly Church | 57 | kWh | per unit | 50.64 | 50.64 |  | 5 | Comm Lighting |  |  |  |  | 0 |  |  | 0
[7 empty] | LGDI: Lamp - LED - Par 30 - Exterior | 126 | kWh | per unit | 50.64 | 50.64 | 0.2471% | 5 | Comm Lighting |  | 100 |  |  | 12600 |  |  | 5064
[7 empty] | LGDI: Lamp - LED - Par 30 - Grocery | 163 | kWh | per unit | 50.64 | 50.64 |  | 5 | Comm Lighting |  |  |  |  | 0 |  |  | 0
[7 empty] | LGDI: Lamp - LED - Par 30 - Lodging Common Areas | 255 | kWh | per unit | 50.64 | 50.64 | 2% | 5 | Comm Lighting |  | 400 |  |  | 102000 |  |  | 20256
[7 empty] | LGDI: Lamp - LED - Par 30 - Lodging Guest Rooms | 41 | kWh | per unit | 20.4 | 7.2 |  | 5 | Comm Lighting |  |  |  |  | 0 |  |  | 0
[7 empty] | LGDI: Lamp - LED - Par 30 - Office | 93 | kWh | per unit | 50.64 | 50.64 | 0.09119% | 5 | Comm Lighting |  | 50 |  |  | 4650 |  |  | 2532
[7 empty] | LGDI: Lamp - LED - Par 30 - Other | 70 | kWh | per unit | 50.64 | 50.64 |  | 5 | Comm Lighting |  |  |  |  | 0 |  |  | 0
[7 empty] | LGDI: Lamp - LED - Par 30 - Other Health | 137 | kWh | per unit | 50.64 | 50.64 |  | 5 | Comm Lighting |  |  |  |  | 0 |  |  | 0
[7 empty] | LGDI: Lamp - LED - Par 30 - Restaurant | 112 | kWh | per unit | 50.64 | 50.64 |  | 5 | Comm Lighting |  |  |  |  | 0 |  |  | 0
[7 empty] | LGDI: Lamp - LED - Par 30 - Retail | 103 | kWh | per unit | 50.64 | 50.64 |  | 5 | Comm Lighting |  |  |  |  | 0 |  |  | 0
[7 empty] | LGDI: Lamp - LED - Par 30 - School K12 | 71 | kWh | per unit | 50.64 | 50.64 |  | 5 | Comm Lighting |  |  |  |  | 0 |  |  | 0
[7 empty] | LGDI: Lamp - LED - Par 30 - Warehouse | 74 | kWh | per unit | 50.64 | 50.64 |  | 5 | Comm Lighting |  |  |  |  | 0 |  |  | 0
[7 empty] | LGDI: Lamp - LED - Par 38 or 40 - Assembly Church | 76 | kWh | per unit | 52.35 | 52.35 |  | 5 | Comm Lighting |  |  |  |  | 0 |  |  | 0
[7 empty] | LGDI: Lamp - LED - Par 38 or 40 - Exterior | 170 | kWh | per unit | 52.35 | 52.35 | 0.3334% | 5 | Comm Lighting |  | 100 |  |  | 17000 |  |  | 5235
[7 empty] | LGDI: Lamp - LED - Par 38 or 40 - Grocery | 221 | kWh | per unit | 52.35 | 52.35 |  | 5 | Comm Lighting |  |  |  |  | 0 |  |  | 0
[7 empty] | LGDI: Lamp - LED - Par 38 or 40 - Lodging Common Areas | 344 | kWh | per unit | 52.35 | 52.35 | 2.699% | 5 | Comm Lighting |  | 400 |  |  | 137600 |  |  | 20940
[7 empty] | LGDI: Lamp - LED - Par 38 or 40 - Lodging Guest Rooms | 56 | kWh | per unit | 30.07 | 9.036 |  | 5 | Comm Lighting |  |  |  |  | 0 |  |  | 0
[7 empty] | LGDI: Lamp - LED - Par 38 or 40 - Office | 126 | kWh | per unit | 52.35 | 52.35 | 0.1236% | 5 | Comm Lighting |  | 50 |  |  | 6300 |  |  | 2617.5
[7 empty] | LGDI: Lamp - LED - Par 38 or 40 - Other | 95 | kWh | per unit | 52.35 | 52.35 |  | 5 | Comm Lighting |  |  |  |  | 0 |  |  | 0
[7 empty] | LGDI: Lamp - LED - Par 38 or 40 - Other Health | 185 | kWh | per unit | 52.35 | 52.35 |  | 5 | Comm Lighting |  |  |  |  | 0 |  |  | 0
[7 empty] | LGDI: Lamp - LED - Par 38 or 40 - Restaurant | 151 | kWh | per unit | 52.35 | 52.35 |  | 5 | Comm Lighting |  |  |  |  | 0 |  |  | 0
[7 empty] | LGDI: Lamp - LED - Par 38 or 40 - Retail | 139 | kWh | per unit | 52.35 | 52.35 |  | 5 | Comm Lighting |  |  |  |  | 0 |  |  | 0
[7 empty] | LGDI: Lamp - LED - Par 38 or 40 - School K12 | 96 | kWh | per unit | 52.35 | 52.35 |  | 5 | Comm Lighting |  |  |  |  | 0 |  |  | 0
[7 empty] | LGDI: Lamp - LED - Par 38 or 40 - Warehouse | 100 | kWh | per unit | 52.35 | 52.35 |  | 5 | Comm Lighting |  |  |  |  | 0 |  |  | 0
[7 empty] | LGDI: Lamp - T8 - 4 ft - 3x - from 4 ft T12 3x | 129 | kWh | per unit | 44.25 | 44.25 |  | 12 | Comm Lighting |  |  |  |  | 0 |  |  | 0
[7 empty] | LGDI: Lamp - T8 - 4 ft - 3x - from 4 ft T12 3x - LCA | 409 | kWh | per unit | 44.25 | 44.25 | 0.4011% | 12 | Comm Lighting |  | 50 |  |  | 20450 |  |  | 2212.5
[7 empty] | LGDI: Lamp - T8 - 4 ft - 4x - from 4 ft T12 4x | 172 | kWh | per unit | 52.82 | 52.82 |  | 12 | Comm Lighting |  |  |  |  | 0 |  |  | 0
[7 empty] | LGDI: Lamp - T8 - 4 ft - 4x - from 4 ft T12 4x - LCA | 545 | kWh | per unit | 52.82 | 52.82 | 0.5344% | 12 | Comm Lighting |  | 50 |  |  | 27250 |  |  | 2641
[7 empty] | LGDI: Lamp - T8 - 4 ft - 4x - from 4 ft T12 HO 4x | 637 | kWh | per unit | 52.82 | 52.82 |  | 12 | Comm Lighting |  |  |  |  | 0 |  |  | 0
[7 empty] | LGDI: Lamp - T8 - 4 ft - 4x - from 4 ft T12 HO 4x - LCA | 1738 | kWh | per unit | 52.82 | 52.82 | 1.704% | 12 | Comm Lighting |  | 50 |  |  | 86900 |  |  | 2641
[7 empty] | LGDI: Lamp - T8 - DLR - 4 ft - 2x - from 4 ft T12 HO 4x | 796 | kWh | per unit | 62.01 | 62.01 |  | 12 | Comm Lighting |  |  |  |  | 0 |  |  | 0
[7 empty] | LGDI: Lamp - T8 - DLR - 4 ft - 2x - from 4 ft T12 HO 4x - LCA | 2095 | kWh | per unit | 62.01 | 62.01 | 2.054% | 12 | Comm Lighting |  | 50 |  |  | 104750 |  |  | 3100.5
[7 empty] | LGDI: Lamp - T8 - HBF - 4 ft - 6x- from 400w HID | 889 | kWh | per unit | 239.32 | 239.32 |  | 12 | Comm Lighting |  |  |  |  | 0 |  |  | 0
[7 empty] | LGDI: Lamp - TLED - 3 ft - 1x - from 3 ft 1x T8 25w | 43 | kWh | per unit | 43.85 | 19.07 |  | 12 | Comm Lighting |  |  |  |  | 0 |  |  | 0
[7 empty] | LGDI: Lamp - TLED - 3 ft - 1x - from 3 ft 1x T8 25w - LCA | 111 | kWh | per unit | 43.85 | 21.92 | 0.1088% | 12 | Comm Lighting |  | 50 |  |  | 5550 |  |  | 1096
[7 empty] | LGDI: Lamp - TLED - 3 ft - 1x - from 3 ft T12 1x | 93 | kWh | per unit | 43.85 | 19.07 |  | 12 | Comm Lighting |  |  |  |  | 0 |  |  | 0
[7 empty] | LGDI: Lamp - TLED - 3 ft - 1x - from 3 ft T12 1x - LCA | 239 | kWh | per unit | 43.85 | 19.07 | 0.2344% | 12 | Comm Lighting |  | 50 |  |  | 11950 |  |  | 953.5
[7 empty] | LGDI: Lamp - TLED - 4 ft - 1x - from 4 ft T12 1x | 80 | kWh | per unit | 58.59 | 29.3 |  | 12 | Comm Lighting |  |  |  |  | 0 |  |  | 0
[7 empty] | LGDI: Lamp - TLED - 4 ft - 1x - from 4 ft T12 1x - LCA | 204 | kWh | per unit | 58.59 | 29.3 | 0.2% | 12 | Comm Lighting |  | 50 |  |  | 10200 |  |  | 1465
[7 empty] | LGDI: Lamp - TLED - 4 ft - 1x - from 4 ft T8 28w LLO 1x | 27 | kWh | per unit | 58.59 | 29.3 |  | 12 | Comm Lighting |  |  |  |  | 0 |  |  | 0
[7 empty] | LGDI: Lamp - TLED - 4 ft - 1x - from 4 ft T8 28w LLO 1x - LCA | 68 | kWh | per unit | 58.59 | 29.3 | 0.06668% | 12 | Comm Lighting |  | 50 |  |  | 3400 |  |  | 1465
[7 empty] | LGDI: Lamp - TLED - 4 ft - 1x - from 4 ft T8 28w NLO 1x | 36 | kWh | per unit | 58.59 | 29.3 |  | 12 | Comm Lighting |  |  |  |  | 0 |  |  | 0
[7 empty] | LGDI: Lamp - TLED - 4 ft - 1x - from 4 ft T8 28w NLO 1x - LCA | 94 | kWh | per unit | 58.59 | 29.3 | 0.09217% | 12 | Comm Lighting |  | 50 |  |  | 4700 |  |  | 1465
[7 empty] | LGDI: Lamp - TLED - 4 ft - 1x - from 4ft T8 32w HLO 1x | 76 | kWh | per unit | 58.59 | 29.3 |  | 12 | Comm Lighting |  |  |  |  | 0 |  |  | 0
[7 empty] | LGDI: Lamp - TLED - 4 ft - 1x - from 4ft T8 32w HLO 1x - LCA | 196 | kWh | per unit | 58.59 | 29.3 | 0.1922% | 12 | Comm Lighting |  | 50 |  |  | 9800 |  |  | 1465
[7 empty] | LGDI: Lamp - TLED - 4 ft - 1x - from 4ft T8 32w LLO 1x | 36 | kWh | per unit | 58.95 | 29.3 |  | 12 | Comm Lighting |  |  |  |  | 0 |  |  | 0
[7 empty] | LGDI: Lamp - TLED - 4 ft - 1x - from 4ft T8 32w LLO 1x - LCA | 94 | kWh | per unit | 58.59 | 29.3 | 0.09217% | 12 | Comm Lighting |  | 50 |  |  | 4700 |  |  | 1465
[7 empty] | LGDI: Lamp - TLED - 4 ft - 1x - from 4ft T8 32w NLO 1x | 46 | kWh | per unit | 58.59 | 29.3 |  | 12 | Comm Lighting |  |  |  |  | 0 |  |  | 0
[7 empty] | LGDI: Lamp - TLED - 4 ft - 1x - from 4ft T8 32w NLO 1x - LCA | 119 | kWh | per unit | 58.59 | 29.3 | 0.1167% | 12 | Comm Lighting |  | 50 |  |  | 5950 |  |  | 1465
[7 empty] | LGDI: Lamp - TLED - 4 ft - 2x - from 4 ft T12 2x | 159 | kWh | per unit | 59.01 | 41.3 |  | 12 | Comm Lighting |  |  |  |  | 0 |  |  | 0
[7 empty] | LGDI: Lamp - TLED - 4 ft - 2x - from 4 ft T12 2x - LCA | 409 | kWh | per unit | 59.01 | 41.3 | 0.4011% | 12 | Comm Lighting |  | 50 |  |  | 20450 |  |  | 2065
[7 empty] | LGDI: Lamp - TLED - 4 ft - 2x - from 4 ft T12 HO 2x | 391 | kWh | per unit | 66.35 | 33.17 |  | 12 | Comm Lighting |  |  |  |  | 0 |  |  | 0
[7 empty] | LGDI: Lamp - TLED - 4 ft - 2x - from 4 ft T12 HO 2x - LCA | 1005 | kWh | per unit | 71.09 | 49.76 | 0.9855% | 12 | Comm Lighting |  | 50 |  |  | 50250 |  |  | 2488
[7 empty] | LGDI: Lamp - TLED - 4 ft - 2x - from 4 ft T8 28w LLO 2x | 53 | kWh | per unit | 58.59 | 29.3 |  | 12 | Comm Lighting |  |  |  |  | 0 |  |  | 0
[7 empty] | LGDI: Lamp - TLED - 4 ft - 2x - from 4 ft T8 28w LLO 2x - LCA | 136 | kWh | per unit | 61.19 | 30.6 | 0.1334% | 12 | Comm Lighting |  | 50 |  |  | 6800 |  |  | 1530
[7 empty] | LGDI: Lamp - TLED - 4 ft - 2x - from 4 ft T8 28w NLO 2x | 73 | kWh | per unit | 58.59 | 29.3 |  | 12 | Comm Lighting |  |  |  |  | 0 |  |  | 0
[7 empty] | LGDI: Lamp - TLED - 4 ft - 2x - from 4 ft T8 28w NLO 2x - LCA | 187 | kWh | per unit | 61.19 | 30.6 | 0.1834% | 12 | Comm Lighting |  | 50 |  |  | 9350 |  |  | 1530
[7 empty] | LGDI: Lamp - TLED - 4 ft - 2x - from 4 ft T8 32w HLO 2x | 153 | kWh | per unit | 61.19 | 42.83 |  | 12 | Comm Lighting |  |  |  |  | 0 |  |  | 0
[7 empty] | LGDI: Lamp - TLED - 4 ft - 2x - from 4 ft T8 32w HLO 2x - LCA | 392 | kWh | per unit | 61.19 | 30.6 | 0.3844% | 12 | Comm Lighting |  | 50 |  |  | 19600 |  |  | 1530
[7 empty] | LGDI: Lamp - TLED - 4 ft - 2x - from 4 ft T8 32w LLO 2x | 73 | kWh | per unit | 58.59 | 29.3 |  | 12 | Comm Lighting |  |  |  |  | 0 |  |  | 0
[7 empty] | LGDI: Lamp - TLED - 4 ft - 2x - from 4 ft T8 32w LLO 2x - LCA | 187 | kWh | per unit | 61.19 | 30.6 | 0.1834% | 12 | Comm Lighting |  | 50 |  |  | 9350 |  |  | 1530
[7 empty] | LGDI: Lamp - TLED - 4 ft - 2x - from 4 ft T8 32w NLO 2x | 93 | kWh | per unit | 61.19 | 42.83 |  | 12 | Comm Lighting |  |  |  |  | 0 |  |  | 0
[7 empty] | LGDI: Lamp - TLED - 4 ft - 2x - from 4 ft T8 32w NLO 2x - LCA | 239 | kWh | per unit | 61.19 | 30.6 | 0.2344% | 12 | Comm Lighting |  | 50 |  |  | 11950 |  |  | 1530
[7 empty] | LGDI: Lamp - TLED - 4 ft - 3x - from 4 ft T12 HO 3x | 587 | kWh | per unit | 81.11 | 40.55 |  | 12 | Comm Lighting |  |  |  |  | 0 |  |  | 0
[7 empty] | LGDI: Lamp - TLED - 4 ft - 3x - from 4 ft T12 HO 3x - LCA | 1508 | kWh | per unit | 81.11 | 56.77 | 1.479% | 12 | Comm Lighting |  | 50 |  |  | 75400 |  |  | 2838.5
[7 empty] | LGDI: Lamp - TLED - 4 ft - 3x - from 4 ft T8 28w LLO 3x | 80 | kWh | per unit | 75.02 | 37.51 |  | 12 | Comm Lighting |  |  |  |  | 0 |  |  | 0
[7 empty] | LGDI: Lamp - TLED - 4 ft - 3x - from 4 ft T8 28w LLO 3x - LCA | 204 | kWh | per unit | 75.02 | 37.51 | 0.2% | 12 | Comm Lighting |  | 50 |  |  | 10200 |  |  | 1875.5
[7 empty] | LGDI: Lamp - TLED - 4 ft - 3x - from 4 ft T8 28w NLO 3x | 109 | kWh | per unit | 75.02 | 37.51 |  | 12 | Comm Lighting |  |  |  |  | 0 |  |  | 0
[7 empty] | LGDI: Lamp - TLED - 4 ft - 3x - from 4 ft T8 28w NLO 3x - LCA | 281 | kWh | per unit | 75.02 | 37.51 | 0.2755% | 12 | Comm Lighting |  | 50 |  |  | 14050 |  |  | 1875.5
[7 empty] | LGDI: Lamp - TLED - 4 ft - 3x - from 4 ft T8 32w HLO 3x | 229 | kWh | per unit | 73.72 | 51.6 |  | 12 | Comm Lighting |  |  |  |  | 0 |  |  | 0
[7 empty] | LGDI: Lamp - TLED - 4 ft - 3x - from 4 ft T8 32w HLO 3x - LCA | 588 | kWh | per unit | 75.02 | 37.51 | 0.5766% | 12 | Comm Lighting |  | 50 |  |  | 29400 |  |  | 1875.5
[7 empty] | LGDI: Lamp - TLED - 4 ft - 3x - from 4 ft T8 32w LLO 3x | 109 | kWh | per unit | 73.72 | 51.6 |  | 12 | Comm Lighting |  |  |  |  | 0 |  |  | 0
[7 empty] | LGDI: Lamp - TLED - 4 ft - 3x - from 4 ft T8 32w LLO 3x - LCA | 281 | kWh | per unit | 75.02 | 37.51 | 0.2755% | 12 | Comm Lighting |  | 50 |  |  | 14050 |  |  | 1875.5
[7 empty] | LGDI: Lamp - TLED - 4 ft - 3x - from 4 ft T8 32w NLO 3x | 139 | kWh | per unit | 73.72 | 51.6 |  | 12 | Comm Lighting |  |  |  |  | 0 |  |  | 0
[7 empty] | LGDI: Lamp - TLED - 4 ft - 3x - from 4 ft T8 32w NLO 3x - LCA | 358 | kWh | per unit | 75.02 | 37.51 | 0.351% | 12 | Comm Lighting |  | 50 |  |  | 17900 |  |  | 1875.5
[7 empty] | LGDI: Lamp - TLED - 4 ft - 3x from 4 ft T12 3x | 239 | kWh | per unit | 80.79 | 56.56 |  | 12 | Comm Lighting |  |  |  |  | 0 |  |  | 0
[7 empty] | LGDI: Lamp - TLED - 4 ft - 3x from 4 ft T12 3x - LCA | 613 | kWh | per unit | 86.57 | 60.6 | 0.6011% | 12 | Comm Lighting |  | 50 |  |  | 30650 |  |  | 3030
[7 empty] | LGDI: Lamp - TLED - 4 ft - 4x - from 4 ft T12 4x | 318 | kWh | per unit | 93.31 | 65.32 |  | 12 | Comm Lighting |  |  |  |  | 0 |  |  | 0
[7 empty] | LGDI: Lamp - TLED - 4 ft - 4x - from 4 ft T12 4x - LCA | 818 | kWh | per unit | 107.67 | 75.37 | 0.8021% | 12 | Comm Lighting |  | 50 |  |  | 40900 |  |  | 3768.5
[7 empty] | LGDI: Lamp - TLED - 4 ft - 4x - from 4 ft T12 HO 4x | 783 | kWh | per unit | 89.32 | 44.66 |  | 12 | Comm Lighting |  |  |  |  | 0 |  |  | 0
[7 empty] | LGDI: Lamp - TLED - 4 ft - 4x - from 4 ft T12 HO 4x - LCA | 2010 | kWh | per unit | 103.07 | 72.15 | 1.971% | 12 | Comm Lighting |  | 50 |  |  | 100500 |  |  | 3607.5
[7 empty] | LGDI: Lamp - TLED - 4 ft - 4x - from 4 ft T8 28w LLO 4x | 106 | kWh | per unit | 89.32 | 60.93 |  | 12 | Comm Lighting |  |  |  |  | 0 |  |  | 0
[7 empty] | LGDI: Lamp - TLED - 4 ft - 4x - from 4 ft T8 28w LLO 4x - LCA | 273 | kWh | per unit | 89.32 | 62.53 | 0.2677% | 12 | Comm Lighting |  | 50 |  |  | 13650 |  |  | 3126.5
[7 empty] | LGDI: Lamp - TLED - 4 ft - 4x - from 4 ft T8 28w NLO 4x | 146 | kWh | per unit | 89.32 | 60.93 |  | 12 | Comm Lighting |  |  |  |  | 0 |  |  | 0
[7 empty] | LGDI: Lamp - TLED - 4 ft - 4x - from 4 ft T8 28w NLO 4x - LCA | 375 | kWh | per unit | 89.32 | 62.53 | 0.3677% | 12 | Comm Lighting |  | 50 |  |  | 18750 |  |  | 3126.5
[7 empty] | LGDI: Lamp - TLED - 4 ft - 4x - from 4 ft T8 32w HLO 4x | 305 | kWh | per unit | 89.32 | 60.93 |  | 12 | Comm Lighting |  |  |  |  | 0 |  |  | 0
[7 empty] | LGDI: Lamp - TLED - 4 ft - 4x - from 4 ft T8 32w HLO 4x - LCA | 784 | kWh | per unit | 96.19 | 67.34 | 0.7688% | 12 | Comm Lighting |  | 50 |  |  | 39200 |  |  | 3367
[7 empty] | LGDI: Lamp - TLED - 4 ft - 4x - from 4 ft T8 32w LLO 4x | 146 | kWh | per unit | 89.32 | 60.93 |  | 12 | Comm Lighting |  |  |  |  | 0 |  |  | 0
[7 empty] | LGDI: Lamp - TLED - 4 ft - 4x - from 4 ft T8 32w LLO 4x - LCA | 375 | kWh | per unit | 89.32 | 62.53 | 0.3677% | 12 | Comm Lighting |  | 50 |  |  | 18750 |  |  | 3126.5
[7 empty] | LGDI: Lamp - TLED - 4 ft - 4x - from 4 ft T8 32w NLO 4x | 186 | kWh | per unit | 89.32 | 60.93 |  | 12 | Comm Lighting |  |  |  |  | 0 |  |  | 0
[7 empty] | LGDI: Lamp - TLED - 4 ft - 4x - from 4 ft T8 32w NLO 4x - LCA | 784 | kWh | per unit | 89.32 | 62.53 | 0.7688% | 12 | Comm Lighting |  | 50 |  |  | 39200 |  |  | 3126.5
[7 empty] | LGDI: LED Exit Sign | 153.3 | kWh | per unit | 60 | 60 | 0.9019% | 9 | Comm Lighting |  | 300 |  |  | 45990 |  |  | 18000
[7 empty] | LGDI: LED Open Sign | 338 | kWh | per unit | 130.65 | 130.65 | 0.6629% | 16 | Comm Lighting |  | 100 |  |  | 33800 |  |  | 13065
[7 empty] | LGDI: Occupancy Sensor - 100w to 150w | 120 | kWh | per unit | 68 | 68 | 0.0353% | 10 | Comm Lighting |  | 15 |  |  | 1800 |  |  | 1020
[7 empty] | LGDI: Occupancy Sensor - 151w to 200w | 167 | kWh | per unit | 68 | 68 | 0.04913% | 10 | Comm Lighting |  | 15 |  |  | 2505 |  |  | 1020
[7 empty] | LGDI: Occupancy Sensor - 201w to 450w | 311 | kWh | per unit | 68 | 68 | 0.09149% | 10 | Comm Lighting |  | 15 |  |  | 4665 |  |  | 1020
[7 empty] | LGDI: Occupancy Sensor - Less than 100w | 48 | kWh | per unit | 68 | 68 | 0.01412% | 10 | Comm Lighting |  | 15 |  |  | 720 |  |  | 1020
[7 empty] | LGDI: Occupancy Sensor - over 450w | 478 | kWh | per unit | 68 | 68 | 0.1406% | 10 | Comm Lighting |  | 15 |  |  | 7170 |  |  | 1020
[7 empty] | LGDI: Open Case Lighting - LED - High - from 4ft T12 | 301 | kWh | per unit | 58.548 | 58.55 | 0.08855% | 11 | Comm Lighting |  | 15 |  |  | 4515 |  |  | 878.25
[7 empty] | LGDI: Open Case Lighting - LED - High - from 4ft T8 | 179 | kWh | per unit | 41.82 | 41.82 |  | 11 | Comm Lighting |  |  |  |  | 0 |  |  | 0
[7 empty] | LGDI: Open Case Lighting - LED - High - from 5ft T12 | 376 | kWh | per unit | 58.548 | 58.55 |  | 11 | Comm Lighting |  |  |  |  | 0 |  |  | 0
[7 empty] | LGDI: Open Case Lighting - LED - High - from 5ft T8 | 223 | kWh | per unit | 41.82 | 41.82 |  | 11 | Comm Lighting |  |  |  |  | 0 |  |  | 0
[7 empty] | LGDI: Open Case Lighting - LED - High - from 6ft T12 | 451 | kWh | per unit | 78.148 | 78.15 |  | 11 | Comm Lighting |  |  |  |  | 0 |  |  | 0
[7 empty] | LGDI: Open Case Lighting - LED - High - from 6ft T8 | 268 | kWh | per unit | 55.82 | 55.82 |  | 11 | Comm Lighting |  |  |  |  | 0 |  |  | 0
[7 empty] | LGDI: Open Case Lighting - LED - Low - from 4ft T12 | 170 | kWh | per unit | 58.548 | 58.55 |  | 11 | Comm Lighting |  |  |  |  | 0 |  |  | 0
[7 empty] | LGDI: Open Case Lighting - LED - Low - from 4ft T8 | 98 | kWh | per unit | 41.82 | 41.82 |  | 11 | Comm Lighting |  |  |  |  | 0 |  |  | 0
[7 empty] | LGDI: Open Case Lighting - LED - Low - from 5ft T12 | 212 | kWh | per unit | 58.548 | 58.55 |  | 11 | Comm Lighting |  |  |  |  | 0 |  |  | 0
[7 empty] | LGDI: Open Case Lighting - LED - Low - from 5ft T8 | 122 | kWh | per unit | 41.82 | 41.82 |  | 11 | Comm Lighting |  |  |  |  | 0 |  |  | 0
[7 empty] | LGDI: Open Case Lighting - LED - Low - from 6ft T12 | 255 | kWh | per unit | 78.148 | 78.15 |  | 11 | Comm Lighting |  |  |  |  | 0 |  |  | 0
[7 empty] | LGDI: Open Case Lighting - LED - Low - from 6ft T8 | 147 | kWh | per unit | 55.82 | 55.82 |  | 11 | Comm Lighting |  |  |  |  | 0 |  |  | 0
[7 empty] | LGDI: Open Case Lighting - T12 - Delamp - 4 ft | 226 | kWh | per unit | 58.548 | 58.55 |  | 11 | Comm Lighting |  |  |  |  | 0 |  |  | 0
[7 empty] | LGDI: Open Case Lighting - T12 - Delamp - 5 ft | 282 | kWh | per unit | 58.548 | 58.55 |  | 11 | Comm Lighting |  |  |  |  | 0 |  |  | 0
[7 empty] | LGDI: Open Case Lighting - T12 - Delamp - 6 ft | 339 | kWh | per unit | 78.148 | 78.15 |  | 11 | Comm Lighting |  |  |  |  | 0 |  |  | 0
[7 empty] | LGDI: Open Case Lighting - T8 - Delamp - 4 ft | 165 | kWh | per unit | 41.82 | 41.82 |  | 11 | Comm Lighting |  |  |  |  | 0 |  |  | 0
[7 empty] | LGDI: Open Case Lighting - T8 - Delamp - 5 ft | 206 | kWh | per unit | 41.82 | 41.82 |  | 11 | Comm Lighting |  |  |  |  | 0 |  |  | 0
[7 empty] | LGDI: Open Case Lighting - T8 - Delamp - 6 ft | 247 | kWh | per unit | 55.82 | 55.82 |  | 11 | Comm Lighting |  |  |  |  | 0 |  |  | 0
[7 empty] | LGDI: Power Strip - Advanced | 118 | kWh | per unit | 40 | 40 | 0.2314% | 4 | Comm Lighting |  | 100 |  |  | 11800 |  |  | 4000
[7 empty] | LGDI: Reach In Case Lighting - LED - Low - from 4ft T12 | 302 | kWh | per unit | 58.548 | 58.55 |  | 11 | Comm Lighting |  |  |  |  | 0 |  |  | 0
[7 empty] | LGDI: Reach In Case Lighting - LED - Low - from 4ft T8 | 206 | kWh | per unit | 41.82 | 41.82 |  | 11 | Comm Lighting |  |  |  |  | 0 |  |  | 0
[7 empty] | LGDI: Reach In Case Lighting - LED - Low - from 5ft T12 | 378 | kWh | per unit | 58.548 | 58.55 |  | 11 | Comm Lighting |  |  |  |  | 0 |  |  | 0
[7 empty] | LGDI: Reach In Case Lighting - LED - Low - from 5ft T8 | 258 | kWh | per unit | 41.82 | 41.82 |  | 11 | Comm Lighting |  |  |  |  | 0 |  |  | 0
[7 empty] | LGDI: Reach In Case Lighting - LED - Low - from 6ft T12 | 453 | kWh | per unit | 78.148 | 78.15 |  | 11 | Comm Lighting |  |  |  |  | 0 |  |  | 0
[7 empty] | LGDI: Reach In Case Lighting - LED - Low - from 6ft T8 | 309 | kWh | per unit | 55.82 | 55.82 |  | 11 | Comm Lighting |  |  |  |  | 0 |  |  | 0
[7 empty] | LGDI: Reach In Case Lighting - LED - Med - from 4ft T12 | 222 | kWh | per unit | 58.548 | 58.55 |  | 11 | Comm Lighting |  |  |  |  | 0 |  |  | 0
[7 empty] | LGDI: Reach In Case Lighting - LED - Med - from 4ft T8 | 152 | kWh | per unit | 41.82 | 41.82 |  | 11 | Comm Lighting |  |  |  |  | 0 |  |  | 0
[7 empty] | LGDI: Reach In Case Lighting - LED - Med - from 5ft T12 | 278 | kWh | per unit | 58.548 | 58.55 |  | 11 | Comm Lighting |  |  |  |  | 0 |  |  | 0
[7 empty] | LGDI: Reach In Case Lighting - LED - Med - from 5ft T8 | 190 | kWh | per unit | 41.82 | 41.82 |  | 11 | Comm Lighting |  |  |  |  | 0 |  |  | 0
[7 empty] | LGDI: Reach In Case Lighting - LED - Med - from 6ft T12 | 333 | kWh | per unit | 78.148 | 78.15 |  | 11 | Comm Lighting |  |  |  |  | 0 |  |  | 0
[7 empty] | LGDI: Reach In Case Lighting - LED - Med - from 6ft T8 | 228 | kWh | per unit | 55.82 | 55.82 |  | 11 | Comm Lighting |  |  |  |  | 0 |  |  | 0
[7 empty] | LGDI: Sealing - Auto Closer - Reach In Glass Doors - Low Temp - NG - EIE | 336 | kWh | per unit | 190.4 | 133.28 | 0.0659% | 8 | Comm Refrigeration |  | 10 |  |  | 3360 |  |  | 1332.8
[7 empty] | LGDI: Sealing - Auto Closer - Reach In Glass Doors - Med Temp - E | 252 | kWh | per unit | 190.4 | 133.28 | 0.04942% | 8 | Comm Refrigeration |  | 10 |  |  | 2520 |  |  | 1332.8
[7 empty] | LGDI: Sealing - Auto Closer - Reach In Glass Doors - Med Temp - NG - EIE | 250 | kWh | per unit | 190.4 | 133.28 | 0.04903% | 8 | Comm Refrigeration |  | 10 |  |  | 2500 |  |  | 1332.8
[7 empty] | LGDI: Sealing - Auto Closer - Walk In Doors - Low Temp - E | 2836 | kWh | per unit | 190.4 | 133.28 | 0.5562% | 8 | Comm Refrigeration |  | 10 |  |  | 28360 |  |  | 1332.8
[7 empty] | LGDI: Sealing - Auto Closer - Walk In Doors - Low Temp - NG - EIE | 2809 | kWh | per unit | 190.4 | 133.28 | 0.5509% | 8 | Comm Refrigeration |  | 10 |  |  | 28090 |  |  | 1332.8
[7 empty] | LGDI: Sealing - Auto Closer - Walk In Doors - Med Temp - E | 223 | kWh | per unit | 190.4 | 133.28 | 0.04373% | 8 | Comm Refrigeration |  | 10 |  |  | 2230 |  |  | 1332.8
[7 empty] | LGDI: Sealing - Auto Closer - Walk In Doors - Med Temp - NG - EIE | 221 | kWh | per unit | 190.4 | 133.28 | 0.04334% | 8 | Comm Refrigeration |  | 10 |  |  | 2210 |  |  | 1332.8
[7 empty] | LGDI: Sealing - Gasket - Reach In Glass Door - Low Temp - E | 243 | kWh | per unit | 81 | 72.9 | 0.04766% | 4 | Comm Refrigeration |  | 10 |  |  | 2430 |  |  | 729
[7 empty] | LGDI: Sealing - Gasket - Reach In Glass Door - Med Temp - E | 248 | kWh | per unit | 81 | 74.4 | 0.04864% | 4 | Comm Refrigeration |  | 10 |  |  | 2480 |  |  | 744
[7 empty] | LGDI: Sealing - Gasket - Walk In Cooler Door- Main - E | 204 | kWh | per unit | 76 | 61.2 | 0.04001% | 4 | Comm Refrigeration |  | 10 |  |  | 2040 |  |  | 612
[7 empty] | LGDI: Sealing - Gasket - Walk In Freezer Door - Main - E | 347 | kWh | per unit | 114 | 104.1 | 0.06805% | 4 | Comm Refrigeration |  | 10 |  |  | 3470 |  |  | 1041
[7 empty] | LGDI: Sealing - Night Cover - Produce - High Temp - 30F to 55F - E | 86.4 | kWh | per unit | 60.2 | 42.14 |  | 5 | Comm Refrigeration |  |  |  |  | 0 |  |  | 0
[7 empty] | LGDI: Sealing - Night Cover - Produce - High Temp - 30F to 55F - HP | 48.7 | kWh | per unit | 60.2 | 42.14 |  | 5 | Comm Refrigeration |  |  |  |  | 0 |  |  | 0
[7 empty] | LGDI: Sealing - Night Cover - Produce - High Temp - 30F to 55F - NG | 21.9 | kWh | per unit | 60.2 | 42.14 |  | 5 | Comm Refrigeration |  |  |  |  | 0 |  |  | 0
[7 empty] | LGDI: Sealing - Night Cover - Produce - High Temp - 30F to 55F - Unknown | 21.9 | kWh | per unit | 60.2 | 42.14 |  | 5 | Comm Refrigeration |  |  |  |  | 0 |  |  | 0
[7 empty] | LGDI: Sealing - Night Cover - Produce - Low Temp - Neg 35F to 0F - E | 129.8 | kWh | per unit | 60.2 | 42.14 |  | 5 | Comm Refrigeration |  |  |  |  | 0 |  |  | 0
[7 empty] | LGDI: Sealing - Night Cover - Produce - Low Temp - Neg 35F to 0F - HP | 92.5 | kWh | per unit | 60.2 | 42.14 |  | 5 | Comm Refrigeration |  |  |  |  | 0 |  |  | 0
[7 empty] | LGDI: Sealing - Night Cover - Produce - Low Temp - Neg 35F to 0F - NG | 65.7 | kWh | per unit | 60.2 | 42.14 |  | 5 | Comm Refrigeration |  |  |  |  | 0 |  |  | 0
[7 empty] | LGDI: Sealing - Night Cover - Produce - Low Temp - Neg 35F to 0F - Unknown | 65.7 | kWh | per unit | 60.2 | 42.14 |  | 5 | Comm Refrigeration |  |  |  |  | 0 |  |  | 0
[7 empty] | LGDI: Sealing - Night Cover - Produce - Med Temp - 0F to 30F - E | 130.2 | kWh | per unit | 60.2 | 42.14 |  | 5 | Comm Refrigeration |  |  |  |  | 0 |  |  | 0
[7 empty] | LGDI: Sealing - Night Cover - Produce - Med Temp - 0F to 30F - HP | 79.6 | kWh | per unit | 60.2 | 42.14 |  | 5 | Comm Refrigeration |  |  |  |  | 0 |  |  | 0
[7 empty] | LGDI: Sealing - Night Cover - Produce - Med Temp - 0F to 30F - NG | 43.8 | kWh | per unit | 60.2 | 42.14 |  | 5 | Comm Refrigeration |  |  |  |  | 0 |  |  | 0
[7 empty] | LGDI: Sealing - Night Cover - Produce - Med Temp - 0F to 30F - Unknown | 43.8 | kWh | per unit | 60.2 | 42.14 |  | 5 | Comm Refrigeration |  |  |  |  | 0 |  |  | 0
[7 empty] | LGDI: Sealing - Strip Curtain - Cooler - Grocery | 123 | kWh | per unit | 16.1 | 16.1 |  | 2 | Comm Refrigeration |  |  |  |  | 0 |  |  | 0
[7 empty] | LGDI: Sealing - Strip Curtain - Freezer - Convenient Store | 31 | kWh | per unit | 10.5 | 10.5 |  | 2 | Comm Refrigeration |  |  |  |  | 0 |  |  | 0
[7 empty] | LGDI: Sealing - Strip Curtain - Freezer - Grocery | 535 | kWh | per unit | 16.1 | 16.1 |  | 2 | Comm Refrigeration |  |  |  |  | 0 |  |  | 0
[7 empty] | LGDI: Sealing - Strip Curtain - Freezer - Restaurant | 129 | kWh | per unit | 16.1 | 16.1 | 0.253% | 2 | Comm Refrigeration |  | 100 |  |  | 12900 |  |  | 1610
[7 empty] | LGDI: Showerhead - Any Comm - GWH - 1.5 gpm - EIE | 10 | kWh | per unit | 0 | 0 | 0.05883% | 10 | Comm Water Heat |  | 300 |  |  | 3000 |  |  | 0
[7 empty] | LGDI: Showerhead - DI - Any Comm - EWH - 1.5 gpm | 228 | kWh | per unit | 23.8 | 23.8 | 1.341% | 10 | Comm Water Heat |  | 300 |  |  | 68400 |  |  | 7140
[7 empty] | LGDI: Showerhead - DI - Fit Ctr - EWH - 1.5 gpm | 4288 | kWh | per unit | 23.8 | 23.8 | 25.23% | 10 | Comm Water Heat |  | 300 |  |  | 1286400 |  |  | 7140
[7 empty] | LGDI: Showerhead - Fit Ctr - GWH - 1.5 gpm - EIE | 190 | kWh | per unit | 0 | 0 | 1.118% | 10 | Comm Water Heat |  | 300 |  |  | 57000 |  |  | 0
[7 empty] | LGDI: Sprayhead - EWH - 0.65 gpm - from 1.6 | 890 | kWh | per unit | 76.3 | 76.3 | 0.8727% | 4 | Comm Water Heat |  | 50 |  |  | 44500 |  |  | 3815
[7 empty] | LGDI: Sprayhead - EWH - 0.65 gpm - from 2.2 | 1393 | kWh | per unit | 76.3 | 76.3 | 1.366% | 4 | Comm Water Heat |  | 50 |  |  | 69650 |  |  | 3815
[7 empty] | LGDI: Sprayhead - EWH - 0.65 gpm - from 2.6 | 2295 | kWh | per unit | 76.3 | 76.3 | 2.25% | 4 | Comm Water Heat |  | 50 |  |  | 114750 |  |  | 3815
[7 empty] | LGDI: Sprayhead - EWH - 0.65 gpm - not PI | 1267 | kWh | per unit | 76.3 | 76.3 | 1.242% | 4 | Comm Water Heat |  | 50 |  |  | 63350 |  |  | 3815
[7 empty] | LGDI: Sprayhead - GWH - 0.65 gpm - from 1.6 - EIE | 49 | kWh | per unit | 0 | 0 | 0.04805% | 4 | Comm Water Heat |  | 50 |  |  | 2450 |  |  | 0
[7 empty] | LGDI: Sprayhead - GWH - 0.65 gpm - from 2.2 - EIE | 77 | kWh | per unit | 0 | 0 | 0.0755% | 4 | Comm Water Heat |  | 50 |  |  | 3850 |  |  | 0
[7 empty] | LGDI: Sprayhead - GWH - 0.65 gpm - from 2.6 - EIE | 127 | kWh | per unit | 0 | 0 | 0.1245% | 4 | Comm Water Heat |  | 50 |  |  | 6350 |  |  | 0
[7 empty] | LGDI: Sprayhead - GWH - 0.65 gpm - not PI - EIE | 70 | kWh | per unit | 0 | 0 | 0.06864% | 4 | Comm Water Heat |  | 50 |  |  | 3500 |  |  | 0
[7 empty] | LGDI: Thermostat - Programmable | 473 | kWh | per unit | 160 | 160 | 0.4638% | 10 | Comm Water Heat |  | 50 |  |  | 23650 |  |  | 8000
[7 empty] | custom incentives | 776120 | kWh | calculated | 1320893 | 924626 | 15.22% | 15 | Comm Flat |  | 1 |  |  | 776120 |  |  | 924626
[7 empty] | Lodging PTHP | 737 | kWh | per unit | 6008.08 | 100 | 1.445% | 15 | Comm Space Heat |  | 100 |  |  | 73700 |  |  | 10000
[7 empty] | Hotel Room Occupancy based HVAC Controls | 264 | kWh | per unit | 186.09 | 100 | 0.5177% | 15 | Comm Space Heat |  | 100 |  |  | 26400 |  |  | 10000
2016 Measure Reference. Indicated savings values, measure cost, incentives, and unit totals are from original 2016-2017 BCP. Updated 2017 figures are indicated in table above.
[7 empty] | Savings Section | [14 empty] | Savings Section |  |  | Savings Section
[7 empty] | Measure Information | [8 empty] | Unit Totals |  |  | Projected Savings |  |  | Incentive Totals |  |  | First-year NEBs per unit
[7 empty] | Measure Name | Savings | UOM | Unit Type | Measure Cost | Incentive | Support % | Measure Life | End Use | 2016 | 2017 | Combined | 2016 | 2017 | Combined | 2016 | 2017 | Combined
[7 empty] | i | i |  | i | i | i | i | i | i | i | i
[7 empty] | TOTALS g |  |  |  | 1658865.4838 | 14785.6638 |  | 7 |  |  |  |  | 3090940.5 | 3090940.5 | 6181881 | 746489.4677 | 746489.4677 | 1492978.9354 | 0
[7 empty] | LED Open sign | 158 | kWh | per unit | 161 | 144.9 | 0.1278% | 12 | Comm Lighting | 25 | 25 | 50 | 3950 | 3950 | 7900 | 3622.5 | 3622.5 | 7245
[7 empty] | Load Sensing Smart Strip | 100 | kWh | per unit | 54.6 | 49.14 | 0.08088% | 5 | Comm Flat | 25 | 25 | 50 | 2500 | 2500 | 5000 | 1228.5 | 1228.5 | 2457
[7 empty] | Activity Sensing Smart Controller | 300 | kWh | per unit | 65 | 58.5 | 2.426% | 5 | Comm Flat | 250 | 250 | 500 | 75000 | 75000 | 150000 | 14625 | 14625 | 29250
[7 empty] | Occupancy Sensors (<100W) | 46 | kWh | per unit | 81.133 | 73.0197 | 0.186% | 10 | Comm Lighting | 125 | 125 | 250 | 5750 | 5750 | 11500 | 9127.4625 | 9127.4625 | 18254.925
[7 empty] | Occupancy Sensors (>100W And <150W) | 116 | kWh | per unit | 81.133 | 73.0197 | 0.01876% | 10 | Comm Lighting | 5 | 5 | 10 | 580 | 580 | 1160 | 365.0985 | 365.0985 | 730.197
[7 empty] | Occupancy Sensors (>150W And <200W) | 162 | kWh | per unit | 81.133 | 73.0197 | 0.02621% | 10 | Comm Lighting | 5 | 5 | 10 | 810 | 810 | 1620 | 365.0985 | 365.0985 | 730.197
[7 empty] | Occupancy Sensors (>200W And <450W) | 302 | kWh | per unit | 81.133 | 73.0197 | 0.04885% | 10 | Comm Lighting | 5 | 5 | 10 | 1510 | 1510 | 3020 | 365.0985 | 365.0985 | 730.197
[7 empty] | Occupancy Sensors (>450W) | 464 | kWh | per unit | 81.133 | 73.0197 | 0.07506% | 10 | Comm Lighting | 5 | 5 | 10 | 2320 | 2320 | 4640 | 365.0985 | 365.0985 | 730.197
[7 empty] | LED Exit Sign | 153 | kWh | per unit | 60.12 | 54.108 | 2.475% | 10 | Comm Lighting | 500 | 500 | 1000 | 76500 | 76500 | 153000 | 27054 | 27054 | 54108
[7 empty] | 2' 1L T8 28w | 41 | kWh | per unit | 52.2399 | 47.0159 | 0.01326% | 12 | Comm Lighting | 10 | 10 | 20 | 410 | 410 | 820 | 470.1591 | 470.1591 | 940.3182
[7 empty] | 3' 1L T8 28w | 70 | kWh | per unit | 53.2795 | 47.9515 | 0.01132% | 12 | Comm Lighting | 5 | 5 | 10 | 350 | 350 | 700 | 239.7577 | 239.7577 | 479.5155
[7 empty] | 4' 1L T8 28w | 66 | kWh | per unit | 55.8785 | 50.2907 | 0.2669% | 12 | Comm Lighting | 125 | 125 | 250 | 8250 | 8250 | 16500 | 6286.3313 | 6286.3313 | 12572.6625
[7 empty] | 4' 1L LED | 34 | kWh | per unit | 57.386 | 51.6474 | 0.11% | 12 | Comm Lighting | 100 | 100 | 200 | 3400 | 3400 | 6800 | 5164.74 | 5164.74 | 10329.48
[7 empty] | 4' 1L T8 to LED | 34 | kWh | per unit | 57.386 | 51.6474 | 0.11% | 12 | Comm Lighting | 100 | 100 | 200 | 3400 | 3400 | 6800 | 5164.74 | 5164.74 | 10329.48
[7 empty] | 4' 2L T8 28w | 136 | kWh | per unit | 41.076 | 36.9684 | 3.3% | 12 | Comm Lighting | 750 | 750 | 1500 | 102000 | 102000 | 204000 | 27726.3 | 27726.3 | 55452.6
[7 empty] | 4' 2L LED | 264.448 | kWh | per unit | 79.576 | 71.6184 | 2.139% | 12 | Comm Lighting | 250 | 250 | 500 | 66112 | 66112 | 132224 | 17904.6 | 17904.6 | 35809.2
[7 empty] | 4' 2L LED | 190.072 | kWh | per unit | 79.576 | 71.6184 | 1.537% | 12 | Comm Lighting | 250 | 250 | 500 | 47518 | 47518 | 95036 | 17904.6 | 17904.6 | 35809.2
[7 empty] | 4' 3L T8 28w | 202 | kWh | per unit | 42.504 | 38.2536 | 0.3268% | 12 | Comm Lighting | 50 | 50 | 100 | 10100 | 10100 | 20200 | 1912.68 | 1912.68 | 3825.36
[7 empty] | 4' 3L LED | 421.464 | kWh | per unit | 105.504 | 94.9536 | 0.3409% | 12 | Comm Lighting | 25 | 25 | 50 | 10536.6 | 10536.6 | 21073.2 | 2373.84 | 2373.84 | 4747.68
[7 empty] | 4' 3L LED | 280.976 | kWh | per unit | 105.504 | 94.9536 | 0.2273% | 12 | Comm Lighting | 25 | 25 | 50 | 7024.4 | 7024.4 | 14048.8 | 2373.84 | 2373.84 | 4747.68
[7 empty] | 4' 2L T8 28w (delamp & reflector) | 446 | kWh | per unit | 57.358 | 51.6222 | 3.607% | 12 | Comm Lighting | 250 | 250 | 500 | 111500 | 111500 | 223000 | 12905.55 | 12905.55 | 25811.1
[7 empty] | 4' 2L LED (delamp & reflector) | 462.784 | kWh | per unit | 99.358 | 89.4222 | 0.7486% | 12 | Comm Lighting | 50 | 50 | 100 | 23139.2 | 23139.2 | 46278.4 | 4471.11 | 4471.11 | 8942.22
[7 empty] | 4' 2L LED (delamp & reflector) | 322.296 | kWh | per unit | 99.358 | 89.4222 | 0.2607% | 12 | Comm Lighting | 25 | 25 | 50 | 8057.4 | 8057.4 | 16114.8 | 2235.555 | 2235.555 | 4471.11
[7 empty] | 4' 4L T8 28w | 273 | kWh | per unit | 50.722 | 45.6498 | 0.8832% | 12 | Comm Lighting | 100 | 100 | 200 | 27300 | 27300 | 54600 | 4564.98 | 4564.98 | 9129.96
[7 empty] | 4' 4L LED | 524.764 | kWh | per unit | 134.722 | 121.2498 | 0.8489% | 12 | Comm Lighting | 50 | 50 | 100 | 26238.2 | 26238.2 | 52476.4 | 6062.49 | 6062.49 | 12124.98
[7 empty] | 4' 4L LED | 376.012 | kWh | per unit | 134.722 | 121.2498 | 0.3041% | 12 | Comm Lighting | 25 | 25 | 50 | 9400.3 | 9400.3 | 18800.6 | 3031.245 | 3031.245 | 6062.49
[7 empty] | 4' 3L T8 28w (delamp) | 202 | kWh | per unit | 60.452 | 54.4068 | 0.8169% | 12 | Comm Lighting | 125 | 125 | 250 | 25250 | 25250 | 50500 | 6800.85 | 6800.85 | 13601.7
[7 empty] | 4' 3L LED (delamp) | 561.952 | kWh | per unit | 109.452 | 98.5068 | 0.4545% | 12 | Comm Lighting | 25 | 25 | 50 | 14048.8 | 14048.8 | 28097.6 | 2462.67 | 2462.67 | 4925.34
[7 empty] | 4' 3L LED (delamp) | 413.2 | kWh | per unit | 109.452 | 98.5068 | 0.3342% | 12 | Comm Lighting | 25 | 25 | 50 | 10330 | 10330 | 20660 | 2462.67 | 2462.67 | 4925.34
[7 empty] | 4' 2L T8 28w (delamp & reflector) | 446 | kWh | per unit | 57.806 | 52.0254 | 1.804% | 12 | Comm Lighting | 125 | 125 | 250 | 55750 | 55750 | 111500 | 6503.175 | 6503.175 | 13006.35
[7 empty] | 4' 2L LED (delamp & reflector) | 599.14 | kWh | per unit | 99.806 | 89.8254 | 0.9692% | 12 | Comm Lighting | 50 | 50 | 100 | 29957 | 29957 | 59914 | 4491.27 | 4491.27 | 8982.54
[7 empty] | 4' 2L LED (delamp & reflector) | 450.388 | kWh | per unit | 99.806 | 89.8254 | 0.7286% | 12 | Comm Lighting | 50 | 50 | 100 | 22519.4 | 22519.4 | 45038.8 | 4491.27 | 4491.27 | 8982.54
[7 empty] | 4' 2L T8 28W (retro kit 2L 8') | 77 | kWh | per unit | 60.438 | 54.3942 | 0.2491% | 12 | Comm Lighting | 100 | 100 | 200 | 7700 | 7700 | 15400 | 5439.42 | 5439.42 | 10878.84
[7 empty] | 4' 2L LED (retro kit 2L 8') | 231.392 | kWh | per unit | 102.438 | 92.1942 | 0.1872% | 12 | Comm Lighting | 25 | 25 | 50 | 5784.8 | 5784.8 | 11569.6 | 2304.855 | 2304.855 | 4609.71
[7 empty] | 4' 2L LED (retro kit 2L 8') | 165.28 | kWh | per unit | 102.438 | 92.1942 | 0.1337% | 12 | Comm Lighting | 25 | 25 | 50 | 4132 | 4132 | 8264 | 2304.855 | 2304.855 | 4609.71
[7 empty] | 4' 4L T8 28W (retro kit 4L 8') | 103 | kWh | per unit | 70.588 | 63.5292 | 0.3332% | 12 | Comm Lighting | 100 | 100 | 200 | 10300 | 10300 | 20600 | 6352.92 | 6352.92 | 12705.84
[7 empty] | 4' 4L LED (retro kit 4L 8') | 466.916 | kWh | per unit | 154.588 | 139.1292 | 0.3776% | 12 | Comm Lighting | 25 | 25 | 50 | 11672.9 | 11672.9 | 23345.8 | 3478.23 | 3478.23 | 6956.46
[7 empty] | 4' 4L LED (retro kit 4L 8') | 334.692 | kWh | per unit | 154.588 | 139.1292 | 0.2707% | 12 | Comm Lighting | 25 | 25 | 50 | 8367.3 | 8367.3 | 16734.6 | 3478.23 | 3478.23 | 6956.46
[7 empty] | 4' 2L T8 28W (retro kit 2L 8') | 403 | kWh | per unit | 61.334 | 55.2006 | 0.326% | 12 | Comm Lighting | 25 | 25 | 50 | 10075 | 10075 | 20150 | 1380.015 | 1380.015 | 2760.03
[7 empty] | 4' 2L LED (retro kit 2L 8') | 50 | kWh | per unit | 103.334 | 93.0006 | 0.04044% | 12 | Comm Lighting | 25 | 25 | 50 | 1250 | 1250 | 2500 | 2325.015 | 2325.015 | 4650.03
[7 empty] | 4' 4L T8 28W (retro kit 4L 8' NBF) | 516 | kWh | per unit | 73.01 | 65.709 | 0.4173% | 12 | Comm Lighting | 25 | 25 | 50 | 12900 | 12900 | 25800 | 1642.725 | 1642.725 | 3285.45
[7 empty] | 4' 4L LED (retro kit 4L 8' NBF) | 115.696 | kWh | per unit | 155.484 | 139.9356 | 0.09358% | 12 | Comm Lighting | 25 | 25 | 50 | 2892.4 | 2892.4 | 5784.8 | 3498.39 | 3498.39 | 6996.78
[7 empty] | 4' 2L T8 28w (retro kit delamp) | 397 | kWh | per unit | 119.3927 | 107.4534 | 0.3211% | 12 | Comm Lighting | 25 | 25 | 50 | 9925 | 9925 | 19850 | 2686.3358 | 2686.3358 | 5372.6715
[7 empty] | 4' 2L LED (retro kit delamp/) | 404.936 | kWh | per unit | 99.806 | 89.8254 | 0.3275% | 12 | Comm Lighting | 25 | 25 | 50 | 10123.4 | 10123.4 | 20246.8 | 2245.635 | 2245.635 | 4491.27
[7 empty] | 4' 2L LED (retro kit delamp) | 404.936 | kWh | per unit | 99.806 | 89.8254 | 0.3275% | 12 | Comm Lighting | 25 | 25 | 50 | 10123.4 | 10123.4 | 20246.8 | 2245.635 | 2245.635 | 4491.27
[7 empty] | LED Fixture | 1556.932 | kWh | per unit | 334.6 | 301.14 | 0% | 12 | Comm Lighting | 0 | 0 | 0 | 0 | 0 | 0 | 0 | 0 | 0
[7 empty] | LED Pole Mount Fixture | 1655.524 | kWh | per unit | 637 | 573.3 | 0% | 12 | Comm Lighting | 0 | 0 | 0 | 0 | 0 | 0 | 0 | 0 | 0
[7 empty] | 4' 6L T8 (NBF) | 1107 | kWh | per unit | 261.2727 | 235.1454 | 0.07163% | 12 | Comm Lighting | 2 | 2 | 4 | 2214 | 2214 | 4428 | 470.2909 | 470.2909 | 940.5817
[7 empty] | 80w LED Fixture | 2482 | kWh | per unit | 409.41 | 368.469 | 0% | 12 | Comm Lighting | 0 | 0 | 0 | 0 | 0 | 0 | 0 | 0 | 0
[7 empty] | 2L F17T8 (NBF) | 202 | kWh | per unit | 104.8 | 94.32 | 0.08169% | 12 | Comm Lighting | 12.5 | 12.5 | 25 | 2525 | 2525 | 5050 | 1179 | 1179 | 2358
[7 empty] | 2L F17T8 (NBF) | 368 | kWh | per unit | 85.15 | 76.635 | 0% | 12 | Comm Lighting | 0 | 0 | 0 | 0 | 0 | 0 | 0 | 0 | 0
[7 empty] | 2L F25T8 (NBF) | 479 | kWh | per unit | 87.75 | 78.975 | 0.1937% | 12 | Comm Lighting | 12.5 | 12.5 | 25 | 5987.5 | 5987.5 | 11975 | 987.1875 | 987.1875 | 1974.375
[7 empty] | 2L F28T8 (NBF) | 793 | kWh | per unit | 87.75 | 78.975 | 0.3207% | 12 | Comm Lighting | 12.5 | 12.5 | 25 | 9912.5 | 9912.5 | 19825 | 987.1875 | 987.1875 | 1974.375
[7 empty] | Fixture LED, 35w Area (barn) w/ photo | 685 | kWh | per unit | 196.3 | 176.67 | 0.277% | 12 | Comm Lighting | 12.5 | 12.5 | 25 | 8562.5 | 8562.5 | 17125 | 2208.375 | 2208.375 | 4416.75
[7 empty] | LED Canopy fixture | 685 | kWh | per unit | 376.6 | 338.94 | 0.2216% | 12 | Comm Lighting | 10 | 10 | 20 | 6850 | 6850 | 13700 | 3389.4 | 3389.4 | 6778.8
[7 empty] | Fixture LED, <30w Wall pack (small) w/ photo | 601 | kWh | per unit | 162.4 | 146.16 | 4.861% | 12 | Comm Lighting | 250 | 250 | 500 | 150250 | 150250 | 300500 | 36540 | 36540 | 73080
[7 empty] | Int/Ext Recessed Can 8" LED | 190.216 | kWh | per unit | 88.2 | 79.38 | 1.538% | 12 | Comm Lighting | 250 | 250 | 500 | 47554 | 47554 | 95108 | 19845 | 19845 | 39690
[7 empty] | LED A Lamp 7W | 157 | kWh | per unit | 15.75 | 14.175 | 2.54% | 3 | Comm Lighting | 500 | 500 | 1000 | 78500 | 78500 | 157000 | 7087.5 | 7087.5 | 14175
[7 empty] | LED A Lamp 7W | 58 | kWh | per unit | 14.7 | 13.23 | 0.1876% | 3 | Comm Lighting | 100 | 100 | 200 | 5800 | 5800 | 11600 | 1323 | 1323 | 2646
[7 empty] | LED A Lamp 7W | 43 | kWh | per unit | 14.7 | 13.23 | 0.01391% | 3 | Comm Lighting | 10 | 10 | 20 | 430 | 430 | 860 | 132.3 | 132.3 | 264.6
[7 empty] | LED A Lamp 7W | 84 | kWh | per unit | 14.7 | 13.23 | 0% | 3 | Comm Lighting | 0 | 0 | 0 | 0 | 0 | 0 | 0 | 0 | 0
[7 empty] | LED A Lamp 7W | 69 | kWh | per unit | 14.7 | 13.23 | 0.3348% | 3 | Comm Lighting | 150 | 150 | 300 | 10350 | 10350 | 20700 | 1984.5 | 1984.5 | 3969
[7 empty] | LED A Lamp 7W | 63 | kWh | per unit | 14.7 | 13.23 | 0% | 3 | Comm Lighting | 0 | 0 | 0 | 0 | 0 | 0 | 0 | 0 | 0
[7 empty] | LED A Lamp 7W | 44 | kWh | per unit | 14.7 | 13.23 | 0% | 3 | Comm Lighting | 0 | 0 | 0 | 0 | 0 | 0 | 0 | 0 | 0
[7 empty] | LED A Lamp 7W | 46 | kWh | per unit | 14.7 | 13.23 | 0% | 3 | Comm Lighting | 0 | 0 | 0 | 0 | 0 | 0 | 0 | 0 | 0
[7 empty] | LED A Lamp 11W | 247 | kWh | per unit | 14.82 | 13.338 | 3.996% | 3 | Comm Lighting | 500 | 500 | 1000 | 123500 | 123500 | 247000 | 6669 | 6669 | 13338
[7 empty] | LED A Lamp 11W | 90 | kWh | per unit | 13.832 | 12.4488 | 0.2912% | 3 | Comm Lighting | 100 | 100 | 200 | 9000 | 9000 | 18000 | 1244.88 | 1244.88 | 2489.76
[7 empty] | LED A Lamp 11W | 68 | kWh | per unit | 13.832 | 12.4488 | 0.0275% | 3 | Comm Lighting | 12.5 | 12.5 | 25 | 850 | 850 | 1700 | 155.61 | 155.61 | 311.22
[7 empty] | LED A Lamp 11W | 133 | kWh | per unit | 13.832 | 12.4488 | 0% | 3 | Comm Lighting | 0 | 0 | 0 | 0 | 0 | 0 | 0 | 0 | 0
[7 empty] | LED A Lamp 11W | 108 | kWh | per unit | 13.832 | 12.4488 | 0.8735% | 3 | Comm Lighting | 250 | 250 | 500 | 27000 | 27000 | 54000 | 3112.2 | 3112.2 | 6224.4
[7 empty] | LED A Lamp 11W | 99 | kWh | per unit | 13.832 | 12.4488 | 0% | 3 | Comm Lighting | 0 | 0 | 0 | 0 | 0 | 0 | 0 | 0 | 0
[7 empty] | LED A Lamp 11W | 69 | kWh | per unit | 13.832 | 12.4488 | 0% | 3 | Comm Lighting | 0 | 0 | 0 | 0 | 0 | 0 | 0 | 0 | 0
[7 empty] | LED A Lamp 11W | 72 | kWh | per unit | 13.832 | 12.4488 | 0% | 3 | Comm Lighting | 0 | 0 | 0 | 0 | 0 | 0 | 0 | 0 | 0
[7 empty] | LED A Lamp 5W Globe | 112 | kWh | per unit | 21.87 | 19.683 | 1.359% | 3 | Comm Lighting | 375 | 375 | 750 | 42000 | 42000 | 84000 | 7381.125 | 7381.125 | 14762.25
[7 empty] | LED A Lamp 5W Globe | 41 | kWh | per unit | 20.412 | 18.3708 | 0.01658% | 3 | Comm Lighting | 12.5 | 12.5 | 25 | 512.5 | 512.5 | 1025 | 229.635 | 229.635 | 459.27
[7 empty] | LED A Lamp 5W Globe | 31 | kWh | per unit | 20.412 | 18.3708 | 0.02507% | 3 | Comm Lighting | 25 | 25 | 50 | 775 | 775 | 1550 | 459.27 | 459.27 | 918.54
[7 empty] | LED A Lamp 5W Globe | 60 | kWh | per unit | 20.412 | 18.3708 | 0% | 3 | Comm Lighting | 0 | 0 | 0 | 0 | 0 | 0 | 0 | 0 | 0
[7 empty] | LED A Lamp 5W Globe | 49 | kWh | per unit | 20.412 | 18.3708 | 0.1585% | 3 | Comm Lighting | 100 | 100 | 200 | 4900 | 4900 | 9800 | 1837.08 | 1837.08 | 3674.16
[7 empty] | LED A Lamp 5W Globe | 45 | kWh | per unit | 20.412 | 18.3708 | 0% | 3 | Comm Lighting | 0 | 0 | 0 | 0 | 0 | 0 | 0 | 0 | 0
[7 empty] | LED A Lamp 5W Globe | 31 | kWh | per unit | 20.412 | 18.3708 | 0% | 3 | Comm Lighting | 0 | 0 | 0 | 0 | 0 | 0 | 0 | 0 | 0
[7 empty] | LED A Lamp 5W Globe | 33 | kWh | per unit | 20.412 | 18.3708 | 0% | 3 | Comm Lighting | 0 | 0 | 0 | 0 | 0 | 0 | 0 | 0 | 0
[7 empty] | LED MR 16 | 210 | kWh | per unit | 22.77 | 20.493 | 6.794% | 3 | Comm Lighting | 1000 | 1000 | 2000 | 210000 | 210000 | 420000 | 20493 | 20493 | 40986
[7 empty] | LED MR 16 | 77 | kWh | per unit | 21.252 | 19.1268 | 0.02491% | 3 | Comm Lighting | 10 | 10 | 20 | 770 | 770 | 1540 | 191.268 | 191.268 | 382.536
[7 empty] | LED MR 16 | 58 | kWh | per unit | 21.252 | 19.1268 | 0.01876% | 3 | Comm Lighting | 10 | 10 | 20 | 580 | 580 | 1160 | 191.268 | 191.268 | 382.536
[7 empty] | LED MR 16 | 113 | kWh | per unit | 21.252 | 19.1268 | 0% | 3 | Comm Lighting | 0 | 0 | 0 | 0 | 0 | 0 | 0 | 0 | 0
[7 empty] | LED MR 16 | 92 | kWh | per unit | 21.252 | 19.1268 | 0.7441% | 3 | Comm Lighting | 250 | 250 | 500 | 23000 | 23000 | 46000 | 4781.7 | 4781.7 | 9563.4
[7 empty] | LED MR 16 | 84 | kWh | per unit | 21.252 | 19.1268 | 0% | 3 | Comm Lighting | 0 | 0 | 0 | 0 | 0 | 0 | 0 | 0 | 0
[7 empty] | LED MR 16 | 59 | kWh | per unit | 21.252 | 19.1268 | 0% | 3 | Comm Lighting | 0 | 0 | 0 | 0 | 0 | 0 | 0 | 0 | 0
[7 empty] | LED MR 16 | 61 | kWh | per unit | 21.252 | 19.1268 | 0% | 3 | Comm Lighting | 0 | 0 | 0 | 0 | 0 | 0 | 0 | 0 | 0
[7 empty] | LED Direction Par 20 | 299 | kWh | per unit | 29.655 | 26.6895 | 4.837% | 3 | Comm Lighting | 500 | 500 | 1000 | 149500 | 149500 | 299000 | 13344.75 | 13344.75 | 26689.5
[7 empty] | LED Direction Par 20 | 110 | kWh | per unit | 27.678 | 24.9102 | 0.04448% | 3 | Comm Lighting | 12.5 | 12.5 | 25 | 1375 | 1375 | 2750 | 311.3775 | 311.3775 | 622.755
[7 empty] | LED Direction Par 20 | 82 | kWh | per unit | 27.678 | 24.9102 | 0% | 3 | Comm Lighting | 0 | 0 | 0 | 0 | 0 | 0 | 0 | 0 | 0
[7 empty] | LED Direction Par 20 | 161 | kWh | per unit | 27.678 | 24.9102 | 0% | 3 | Comm Lighting | 0 | 0 | 0 | 0 | 0 | 0 | 0 | 0 | 0
[7 empty] | LED Direction Par 20 | 131 | kWh | per unit | 27.678 | 24.9102 | 1.06% | 3 | Comm Lighting | 250 | 250 | 500 | 32750 | 32750 | 65500 | 6227.55 | 6227.55 | 12455.1
[7 empty] | LED Direction Par 20 | 120 | kWh | per unit | 27.678 | 24.9102 | 0% | 3 | Comm Lighting | 0 | 0 | 0 | 0 | 0 | 0 | 0 | 0 | 0
[7 empty] | LED Direction Par 20 | 84 | kWh | per unit | 27.678 | 24.9102 | 0% | 3 | Comm Lighting | 0 | 0 | 0 | 0 | 0 | 0 | 0 | 0 | 0
[7 empty] | LED Direction Par 20 | 87 | kWh | per unit | 27.678 | 24.9102 | 0% | 3 | Comm Lighting | 0 | 0 | 0 | 0 | 0 | 0 | 0 | 0 | 0
[7 empty] | LED Direction Par 30 | 255 | kWh | per unit | 33.48 | 30.132 | 6.187% | 3 | Comm Lighting | 750 | 750 | 1500 | 191250 | 191250 | 382500 | 22599 | 22599 | 45198
[7 empty] | LED Direction Par 30 | 93 | kWh | per unit | 31.248 | 28.1232 | 0.03761% | 3 | Comm Lighting | 12.5 | 12.5 | 25 | 1162.5 | 1162.5 | 2325 | 351.54 | 351.54 | 703.08
[7 empty] | LED Direction Par 30 | 70 | kWh | per unit | 31.248 | 28.1232 | 0.05662% | 3 | Comm Lighting | 25 | 25 | 50 | 1750 | 1750 | 3500 | 703.08 | 703.08 | 1406.16
[7 empty] | LED Direction Par 30 | 137 | kWh | per unit | 31.248 | 28.1232 | 0% | 3 | Comm Lighting | 0 | 0 | 0 | 0 | 0 | 0 | 0 | 0 | 0
[7 empty] | LED Direction Par 30 | 112 | kWh | per unit | 31.248 | 28.1232 | 1.812% | 3 | Comm Lighting | 500 | 500 | 1000 | 56000 | 56000 | 112000 | 14061.6 | 14061.6 | 28123.2
[7 empty] | LED Direction Par 30 | 103 | kWh | per unit | 31.248 | 28.1232 | 0% | 3 | Comm Lighting | 0 | 0 | 0 | 0 | 0 | 0 | 0 | 0 | 0
[7 empty] | LED Direction Par 30 | 71 | kWh | per unit | 31.248 | 28.1232 | 0% | 3 | Comm Lighting | 0 | 0 | 0 | 0 | 0 | 0 | 0 | 0 | 0
[7 empty] | LED Direction Par 30 | 74 | kWh | per unit | 31.248 | 28.1232 | 0% | 3 | Comm Lighting | 0 | 0 | 0 | 0 | 0 | 0 | 0 | 0 | 0
[7 empty] | LED Par 38 & 40 | 344 | kWh | per unit | 33.48 | 30.132 | 1.113% | 3 | Comm Lighting | 100 | 100 | 200 | 34400 | 34400 | 68800 | 3013.2 | 3013.2 | 6026.4
[7 empty] | LED Par 38 & 40 | 126 | kWh | per unit | 31.248 | 28.1232 | 0.05096% | 3 | Comm Lighting | 12.5 | 12.5 | 25 | 1575 | 1575 | 3150 | 351.54 | 351.54 | 703.08
[7 empty] | LED Par 38 & 40 | 95 | kWh | per unit | 31.248 | 28.1232 | 0.03073% | 3 | Comm Lighting | 10 | 10 | 20 | 950 | 950 | 1900 | 281.232 | 281.232 | 562.464
[7 empty] | LED Par 38 & 40 | 185 | kWh | per unit | 31.248 | 28.1232 | 0% | 3 | Comm Lighting | 0 | 0 | 0 | 0 | 0 | 0 | 0 | 0 | 0
[7 empty] | LED Par 38 & 40 | 151 | kWh | per unit | 31.248 | 28.1232 | 0.4885% | 3 | Comm Lighting | 100 | 100 | 200 | 15100 | 15100 | 30200 | 2812.32 | 2812.32 | 5624.64
[7 empty] | LED Par 38 & 40 | 139 | kWh | per unit | 31.248 | 28.1232 | 0% | 3 | Comm Lighting | 0 | 0 | 0 | 0 | 0 | 0 | 0 | 0 | 0
[7 empty] | LED Par 38 & 40 | 96 | kWh | per unit | 31.248 | 28.1232 | 0% | 3 | Comm Lighting | 0 | 0 | 0 | 0 | 0 | 0 | 0 | 0 | 0
[7 empty] | LED Par 38 & 40 | 100 | kWh | per unit | 31.248 | 28.1232 | 0% | 3 | Comm Lighting | 0 | 0 | 0 | 0 | 0 | 0 | 0 | 0 | 0
[7 empty] | LED Decorative | 159 | kWh | per unit | 12.825 | 11.5425 | 2.572% | 3 | Comm Lighting | 500 | 500 | 1000 | 79500 | 79500 | 159000 | 5771.25 | 5771.25 | 11542.5
[7 empty] | LED Decorative | 58 | kWh | per unit | 11.97 | 10.773 | 0.02346% | 3 | Comm Lighting | 12.5 | 12.5 | 25 | 725 | 725 | 1450 | 134.6625 | 134.6625 | 269.325
[7 empty] | LED Decorative | 44 | kWh | per unit | 11.97 | 10.773 | 0.1424% | 3 | Comm Lighting | 100 | 100 | 200 | 4400 | 4400 | 8800 | 1077.3 | 1077.3 | 2154.6
[7 empty] | LED Decorative | 86 | kWh | per unit | 11.97 | 10.773 | 0% | 3 | Comm Lighting | 0 | 0 | 0 | 0 | 0 | 0 | 0 | 0 | 0
[7 empty] | LED Decorative | 70 | kWh | per unit | 11.97 | 10.773 | 0.5662% | 3 | Comm Lighting | 250 | 250 | 500 | 17500 | 17500 | 35000 | 2693.25 | 2693.25 | 5386.5
[7 empty] | LED Decorative | 64 | kWh | per unit | 11.97 | 10.773 | 0% | 3 | Comm Lighting | 0 | 0 | 0 | 0 | 0 | 0 | 0 | 0 | 0
[7 empty] | LED Decorative | 45 | kWh | per unit | 11.97 | 10.773 | 0% | 3 | Comm Lighting | 0 | 0 | 0 | 0 | 0 | 0 | 0 | 0 | 0
[7 empty] | LED Decorative | 46 | kWh | per unit | 11.97 | 10.773 | 0% | 3 | Comm Lighting | 0 | 0 | 0 | 0 | 0 | 0 | 0 | 0 | 0
[7 empty] | E Aer (ELEC) 0.5 GPM | 712 | kWh | per unit | 11.788 | 10.6092 | 2.879% | 5 | Comm Water Heat | 125 | 125 | 250 | 89000 | 89000 | 178000 | 1326.15 | 1326.15 | 2652.3
[9 empty] | kWh | per unit |  | 0 |  |  |  | 250 | 250 | 500 | 0 | 0 | 0 | 0 | 0 | 0
[7 empty] | E Aer (ELEC) 1.0 GPM | 350 | kWh | per unit | 10.946 | 9.8514 | 0.02831% | 5 | Comm Water Heat | 2.5 | 2.5 | 5 | 875 | 875 | 1750 | 24.6285 | 24.6285 | 49.257
[9 empty] | kWh | per unit |  | 0 |  |  |  | 0 | 0 | 0 | 0 | 0 | 0 | 0 | 0 | 0
[7 empty] | Pre-rinse sprayer, SBO >2.6 to 1.6 | 1208 | kWh | per unit | 70.421 | 63.3789 | 0.1954% | 5 | Comm Water Heat | 5 | 5 | 10 | 6040 | 6040 | 12080 | 316.8945 | 316.8945 | 633.789
[7 empty] | Pre-rinse sprayer, SBO 1.6 to 1.6 | 839 | kWh | per unit | 70.421 | 63.3789 | 0.1357% | 5 | Comm Water Heat | 5 | 5 | 10 | 4195 | 4195 | 8390 | 316.8945 | 316.8945 | 633.789
[7 empty] | Pre-rinse sprayer, SBO 2.2 to 1.6 | 1322 | kWh | per unit | 70.421 | 63.3789 | 0.2139% | 5 | Comm Water Heat | 5 | 5 | 10 | 6610 | 6610 | 13220 | 316.8945 | 316.8945 | 633.789
[7 empty] | Pre-rinse sprayer, SBO 2.6 to 1.6 | 2187 | kWh | per unit | 70.421 | 63.3789 | 0.3538% | 5 | Comm Water Heat | 5 | 5 | 10 | 10935 | 10935 | 21870 | 316.8945 | 316.8945 | 633.789
[9 empty] | kWh | per unit |  | 0 |  |  |  | 0 | 0 | 0 | 0 | 0 | 0 | 0 | 0 | 0
[9 empty] | kWh | per unit |  | 0 |  |  |  | 0 | 0 | 0 | 0 | 0 | 0 | 0 | 0 | 0
[9 empty] | kWh | per unit |  | 0 |  |  |  | 0 | 0 | 0 | 0 | 0 | 0 | 0 | 0 | 0
[9 empty] | kWh | per unit |  | 0 |  |  |  | 0 | 0 | 0 | 0 | 0 | 0 | 0 | 0 | 0
[7 empty] | Super Low Flow Shwrhd - Std (ELEC) | 228 | kWh | per unit | 21.671 | 19.5039 | 3.688% | 10 | Comm Water Heat | 500 | 500 | 1000 | 114000 | 114000 | 228000 | 9751.95 | 9751.95 | 19503.9
[7 empty] | Super Low Flow Shwrhd - Fitness Cntr (ELEC) | 4288 | kWh | per unit | 21.671 | 19.5039 | 0% | 10 | Comm Water Heat | 0 | 0 | 0 | 0 | 0 | 0 | 0 | 0 | 0
[9 empty] | kWh | per unit | 21.671 | 19.5039 |  |  |  | 0 | 0 | 0 | 0 | 0 | 0 | 0 | 0 | 0
[7 empty] | Water Heater Line Insualtion (Elec) | 164 | kWh | per unit | 14.95 | 13.455 | 0.2653% | 5 | Comm Water Heat | 50 | 50 | 100 | 8200 | 8200 | 16400 | 672.75 | 672.75 | 1345.5
[9 empty] | kWh | per unit | 14.95 | 13.455 |  |  |  | 0 | 0 | 0 | 0 | 0 | 0 | 0 | 0 | 0
[7 empty] | Refrigerated DC 5' T12 to LED | 340 | kWh | per unit | 198.432 | 178.5888 | 0.055% | 12 | Comm Lighting | 5 | 5 | 10 | 1700 | 1700 | 3400 | 892.944 | 892.944 | 1785.888
[7 empty] | Refrigerated DC 5' T8 to LED | 263 | kWh | per unit | 198.432 | 178.5888 | 0.04254% | 12 | Comm Lighting | 5 | 5 | 10 | 1315 | 1315 | 2630 | 892.944 | 892.944 | 1785.888
[7 empty] | Refrigerated DC 6' T12 to LED | 408 | kWh | per unit | 204.932 | 184.4388 | 0.066% | 12 | Comm Lighting | 5 | 5 | 10 | 2040 | 2040 | 4080 | 922.194 | 922.194 | 1844.388
[7 empty] | Refrigerated DC 6' T8 to LED | 315 | kWh | per unit | 204.932 | 184.4388 | 0.1274% | 12 | Comm Lighting | 12.5 | 12.5 | 25 | 3937.5 | 3937.5 | 7875 | 2305.485 | 2305.485 | 4610.97
[7 empty] | Gaskets for Walk-In Freezer - Main Door | 235 | kWh | per unit | 6.5 | 5.85 | 3.801% | 4 | Comm Refrigeration | 500 | 500 | 1000 | 117500 | 117500 | 235000 | 2925 | 2925 | 5850
[7 empty] | Gaskets for Walk-In Cooler - Main Door | 40 | kWh | per unit | 6.5 | 5.85 | 0.6471% | 4 | Comm Refrigeration | 500 | 500 | 1000 | 20000 | 20000 | 40000 | 2925 | 2925 | 5850
[7 empty] | Vending Cooler Miser | 1000 | kWh | per unit | 195 | 175.5 | 4.044% | 4 | Comm Flat | 125 | 125 | 250 | 125000 | 125000 | 250000 | 21937.5 | 21937.5 | 43875
[7 empty] | Suction Line Insulation for Walk-In Refrigeration Units | 107 | kWh | per unit | 14.95 | 13.455 | 0.6923% | 5 | Comm Refrigeration | 200 | 200 | 400 | 21400 | 21400 | 42800 | 2691 | 2691 | 5382
[7 empty] | Suction Line Insulation for Walk-In Freezer Units | 148 | kWh | per unit | 14.95 | 13.455 | 0.9576% | 5 | Comm Refrigeration | 200 | 200 | 400 | 29600 | 29600 | 59200 | 2691 | 2691 | 5382
[7 empty] | Refrigeration - Food Service -Auto Closer for Main Cooler Doors | 1075 | kWh | per unit | 169 | 152.1 | 0.1739% | 10 | Comm Refrigeration | 5 | 5 | 10 | 5375 | 5375 | 10750 | 760.5 | 760.5 | 1521
[7 empty] | Refrigeration - Food Service -Auto Closer for Main Freezer Doors | 2786 | kWh | per unit | 169 | 152.1 | 0% | 10 | Comm Refrigeration | 0 | 0 | 0 | 0 | 0 | 0 | 0 | 0 | 0
[7 empty] | Night Covers for Multi-deck and Horizontal Display Case | 14 | kWh | per unit | 52 | 46.8 | 0% | 5 | Comm Refrigeration | 0 | 0 | 0 | 0 | 0 | 0 | 0 | 0 | 0
[7 empty] | Strip Curtains - G Store - Freezer | 535 | kWh | per unit | 9.1 | 8.19 | 0% | 2 | Comm Refrigeration | 0 | 0 | 0 | 0 | 0 | 0 | 0 | 0 | 0
[7 empty] | Strip Curtains - G Store - Cooler | 123 | kWh | per unit | 9.1 | 8.19 | 0% | 2 | Comm Refrigeration | 0 | 0 | 0 | 0 | 0 | 0 | 0 | 0 | 0
[7 empty] | Strip Curtains - C Store - Freezer | 31 | kWh | per unit | 9.1 | 8.19 | 0% | 2 | Comm Refrigeration | 0 | 0 | 0 | 0 | 0 | 0 | 0 | 0 | 0
[7 empty] | Strip Curtains - Rest - Freezer | 129 | kWh | per unit | 9.1 | 8.19 | 0% | 2 | Comm Refrigeration | 0 | 0 | 0 | 0 | 0 | 0 | 0 | 0 | 0
[7 empty] | Display Case ECM | 477 | kWh | per unit | 172.25 | 155.025 | 0% | 15 | Comm Refrigeration | 0 | 0 | 0 | 0 | 0 | 0 | 0 | 0 | 0
[7 empty] | Walk-In ECM | 1199 | kWh | per unit | 204.75 | 184.275 | 0% | 15 | Comm Refrigeration | 0 | 0 | 0 | 0 | 0 | 0 | 0 | 0 | 0
[7 empty] | Case Lighting - Occupancy Sensor / Dimming Controls | 9.59 | kWh | per unit | 4.29 | 3.861 | 0% | 8 | Comm Lighting | 0 | 0 | 0 | 0 | 0 | 0 | 0 | 0 | 0
[7 empty] | Controls - Anti-Sweat Heat (Low Temp) | 369 | kWh | per unit | 42.25 | 38.025 | 0% | 8 | Comm Refrigeration | 0 | 0 | 0 | 0 | 0 | 0 | 0 | 0 | 0
[7 empty] | Controls - Anti-Sweat Heat (Med Temp) | 230 | kWh | per unit | 42.25 | 38.025 | 0% | 8 | Comm Refrigeration | 0 | 0 | 0 | 0 | 0 | 0 | 0 | 0 | 0
[7 empty] | Controls - Floating Head Pressure - Medium Temp | 757 | kWh | per unit | 364 | 327.6 | 0% | 15 | Comm Refrigeration | 0 | 0 | 0 | 0 | 0 | 0 | 0 | 0 | 0
[7 empty] | Controls - Floating Head Pressure - Low Temp | 855 | kWh | per unit | 364 | 327.6 | 0% | 15 | Comm Refrigeration | 0 | 0 | 0 | 0 | 0 | 0 | 0 | 0 | 0
[7 empty] | Small Pkg AC, increase refrigerant charge from typical under-charge to factory specified level | 212 | kWh | per unit | 57.6 | 51.84 | 0.6859% | 10 | Comm Space Heat | 100 | 100 | 200 | 21200 | 21200 | 42400 | 5184 | 5184 | 10368
[7 empty] | Small Pkg AC, increase refrigerant charge from high under-charge to factory specified level | 212 | kWh | per unit | 65.6 | 59.04 | 0.6859% | 10 | Comm Space Heat | 100 | 100 | 200 | 21200 | 21200 | 42400 | 5904 | 5904 | 11808
[7 empty] | Small Pkg AC, decrease refrigerant charge from typical over-charge to factory specified level | 212 | kWh | per unit | 48 | 43.2 | 0.6859% | 10 | Comm Space Heat | 100 | 100 | 200 | 21200 | 21200 | 42400 | 4320 | 4320 | 8640
[7 empty] | Small Pkg AC, decrease refrigerant charge from high over-charge to factory specified level | 212 | kWh | per unit | 48 | 43.2 | 0.6859% | 10 | Comm Space Heat | 100 | 100 | 200 | 21200 | 21200 | 42400 | 4320 | 4320 | 8640
[7 empty] | Programmable Communicating Thermostat | 212 | kWh | per unit | 255.5 | 229.95 | 0.5144% | 10 | Comm Space Heat | 75 | 75 | 150 | 15900 | 15900 | 31800 | 17246.25 | 17246.25 | 34492.5
[9 empty] | kWh | per unit |  | 0 |  |  |  | 0 | 0 | 0 | 0 | 0 | 0 | 0 | 0 | 0
[7 empty] | Packaged Terminal Heat Pump (PTHP) | 600 | kWh | per unit | 1155 | 1039.5 | 0.9706% | 10 | Comm Space Heat | 50 | 50 | 100 | 30000 | 30000 | 60000 | 51975 | 51975 | 103950
[7 empty] | Kitchen Hood Vent Controlled/VFD (RETRO) | 4486 | kWh | per unit | 1653.6 | 1488.24 | 0% | 8 | Comm Space Heat | 0 | 0 | 0 | 0 | 0 | 0 | 0 | 0 | 0
[7 empty] | Packaged Terminal Heat Pump (PTHP) occupancy control | 222 | kWh | per unit | 284 | 255.6 | 3.591% | 10 | Comm Space Heat | 500 | 500 | 1000 | 111000 | 111000 | 222000 | 127800 | 127800 | 255600
[7 empty] | Pool Pump VFD | 1000 | kWh | per unit | 1628.25 | 1465.425 | 0.8088% | 10 | Comm Flat | 25 | 25 | 50 | 25000 | 25000 | 50000 | 36635.625 | 36635.625 | 73271.25
Rtn to Electric Sector
Go to Gas Detail Page
Note on E50: Andy Hemstreet: Increase a result of contracted service through Willdan for program implementation.
Note on E62: Andy Hemstreet: Refined expense amount transferred to Outside Services in 2017.

## Sm Bus DI_E262 Elect
|  | Small Business Direct Install | Schedule 262 | Order Number | 18231134 | Electric | [5 empty] | Small Business Direct Install | Schedule 262 | Order Number | 18231134 | Electric |  |  |  |  | Small Business Direct Install | Schedule 262 | Order Number | 18231134 | Electric
[8 empty] | This table summarizes the subtotals in the detail table to the left and is used to populate 2016-2017 Sector views. | [11 empty] | Ratios |  |  | Acquisition Cost
Small Business Direct Install | [7 empty] | Labor | Marketing Labor | Overhead | Marketing | Employee/Office Expense | Outside Services | Materials | Miscellaneous | DBtC | Revenue | Total Budget | Total Savings | DBTC | Marketing | Outside Svcs
Schedule 262 | [6 empty] | 2016 (Reference only) | 79757.04 | 4800 | 56399.5457 | 40000 | 3500 | 54000 | 2500 | 610420.5 | 2342693.74 | 0 | 3194070.8257 | 0 | 73.35% | 1.497% | 1.691% | #DIV/0!
Order Number | [6 empty] | Original 2017 Figures, as noted in 2016-2017 BCP | 81751.12 | 4920 | 58936.3616 | 30000 | 3500 | 54000 | 2500 | 610420.5 | 2419231.36 | 0 | 3265259.3416 | 11332748.5 | 74.09% | 1.164% | 1.654% | 0.28813
18231134 | [6 empty] | 2017 (Updated for 2017 ACP) | 81751.12 | 4920 | 77830.6658 | 30000 | 3500 | 54000 | 2500 | 610420.5 | 2327991.61 | 0 | 3192913.8958 | 10042948.5521 | 72.91% | 1.191% | 1.691% | 0.31793
Electric
[8 empty] | (2017-Specific Values. 2016 values are noted in measure table below.) | [7 empty] | (2016 figures in below table) |  |  | (2016 figures in below table) |  |  | (2016 figures in below table)
|  | Spending Section |  |  |  |  | Savings Section | [14 empty] | Savings Section |  |  | Savings Section
|  | Overall Total | 3194070.8257 | 3192913.8958 | 6386984.7214 |  | Measure Information | [8 empty] | Unit Totals |  |  | Projected Savings |  |  | Incentive Totals |  |  | First-year NEBs per unit
[7 empty] | Measure Name | Savings | UOM | Unit Type | Measure Cost | Incentive | Support % | Measure Life | End Use | 2016 | 2017 | Combined | 2016 | 2017 | Combined | 2016 | 2017 | Combined
|  | Budget Category | 2016 | 2017 | Total |  | i | i |  | i | i | i | i | i | i | i | i
| FTE | LABOR | 79757.04 | 81751.12 | 161508.16 |  | TOTALS g |  |  |  | 0 | 11518.222 |  | 10 | [5 empty] | 10042948.5521 | 0 | 2342693.74 | 2327991.61 | 0 | 0
| 0.8 | Program Manager | 72506.4 | 74319.2 | 146825.6 |  | LED Open sign | 398 | kWh | per unit | 165 | 165 | 3.299% | 12 | Comm Lighting |  | 1250 |  |  | 497500 |  |  | 206250
| 0.08 | Market Manager | 7250.64 | 7431.92 | 14682.56 |  | Load Sensing Smart Strip | 118 | kWh | per unit | 40 | 40 | 1.099% | 4 | Comm Lighting |  | 1750 |  |  | 206500 |  |  | 70000
[5 empty] | 0 |  | Activity Sensing Smart Controller | 300 | kWh | per unit | 65 | 65 | 2.136% | 5 | Comm Lighting |  | 0 |  |  | 0 |  |  | 0
[5 empty] | 0 |  | Occupancy Sensors (<100W) | 46 | kWh | per unit | 82 | 82 | 0.5363% | 10 | Comm Lighting |  | 1256 |  |  | 57776 |  |  | 102992
| 0.88 | [5 empty] | Occupancy Sensors (>100W And <150W) | 116 | kWh | per unit | 82 | 82 | 0.02754% | 10 | Comm Lighting |  | 25 |  |  | 2900 |  |  | 2050
| FTE | MARKETING LABOR | 4800 | 4920 | 9720 |  | Occupancy Sensors (>150W And <200W) | 162 | kWh | per unit | 82 | 82 | 0.03845% | 10 | Comm Lighting |  | 25 |  |  | 4050 |  |  | 2050
| 0.06 | Market Manager | 4800 | 4920 | 9720 |  | Occupancy Sensors (>200W And <450W) | 301 | kWh | per unit | 82 | 82 | 0.07157% | 10 | Comm Lighting |  | 25 |  |  | 7525 |  |  | 2050
[5 empty] | 0 |  | Occupancy Sensors (>450) | 463 | kWh | per unit | 82 | 82 | 0.22% | 10 | Comm Lighting |  | 50 |  |  | 23150 |  |  | 4100
[5 empty] | 0 |  | LED Exit Sign | 153.3 | kWh | per unit | 60 | 60 | 1.456% | 10 | Comm Lighting |  | 1000 |  |  | 153300 |  |  | 60000
[5 empty] | 0 |  | 2' 1L T12 to 2' 1L T8 2015 | 33 | kWh | per unit | 52.23 | 8.25 | 0.0527% | 12 | Comm Lighting |  | 150 |  |  | 4950 |  |  | 1237.5
| 0.06 | [5 empty] | 3' 1L T12 to 3' 1L T8 2015 | 56 | kWh | per unit | 53.28 | 14 | 0.08973% | 12 | Comm Lighting |  | 150 |  |  | 8400 |  |  | 2100
|  | TOTAL OVERHEAD | 56399.5457 | 77830.6658 | 134230.2114 |  | 4' 1L T12 to 4' 1L T8 2015 | 53 | kWh | per unit | 54.75 | 13.25 | 0.08474% | 12 | Comm Lighting |  | 150 |  |  | 7950 |  |  | 1987.5
|  | Labor Overhead Rate | 66.7% | 68.8% |  |  | 4' 2L T12 HO to 4' 2L T8 2015 | 337 | kWh | per unit | 57.23 | 40.061 | 0.3599% | 12 | Comm Lighting |  | 100 |  |  | 33700 |  |  | 4006.1
|  | Program Staff Overhead | 53197.9457 | 56244.7706 | 109442.7162 |  | 4' 1L T8 to LED | 34 | kWh | per unit | 53.29 | 8.5 | 0.03228% | 12 | Comm Lighting |  | 0 |  |  | 0 |  |  | 0
|  | Marketing Staff Overhead | 3201.6 | 3384.96 | 6586.56 |  | 4' 2L T12 to 4' 2L T8 2015 | 109 | kWh | per unit | 57.23 | 27.25 | 0.8723% | 12 | Comm Lighting |  | 750 |  |  | 81750 |  |  | 20437.5
[7 empty] | 4' 2L T12 to 4' 2L LED | 264 | kWh | per unit | 73.89 | 66 | 0.094% | 12 | Comm Lighting |  | 0 |  |  | 0 |  |  | 0
|  | Micro Overhead Rate |  | 21% |  |  | 4' 2L T8 to 4' 2L LED | 190 | kWh | per unit | 73.89 | 47.5 | 0.06765% | 12 | Comm Lighting |  | 0 |  |  | 0 |  |  | 0
|  | Program Staff Overhead |  | 17167.7352 | 17167.7352 |  | 4' 3L T12 HO to 4' 3L T8 | 505 | kWh | per unit | 61.25 | 42.875 | 6.747% | 12 | Comm Lighting |  | 1250 |  |  | 631250 |  |  | 53593.75
Small Business Direct Install |  | Marketing Staff Overhead |  | 1033.2 | 1033.2 |  | 4' 3L T12 to 4' 3L LED | 421 | kWh | per unit | 97.97 | 68.579 | 0.04997% | 12 | Comm Lighting |  | 0 |  |  | 0 |  |  | 0
Schedule 262 | [6 empty] | 4' 3L T8 to 4' 3L LED | 281 | kWh | per unit | 97.97 | 70.25 | 0.03335% | 12 | Comm Lighting |  | 0 |  |  | 0 |  |  | 0
Order Number | [6 empty] | 4' 4L T12 to 4' 2L T8 (delamp & reflector) | 356 | kWh | per unit | 88.83 | 62.181 | 0.9519% | 12 | Comm Lighting |  | 250 |  |  | 89000 |  |  | 15545.25
18231134 |  | MARKETING | 40000 | 30000 | 70000 |  | 4' 2L LED (delamp & reflector) | 463 | kWh | per unit | 92.26 | 64.582 | 0.1099% | 12 | Comm Lighting |  | 25 |  |  | 11575 |  |  | 1614.55
Electric |  | Marketing Materials & Efforts | 40000 | 30000 | 70000 |  | 4' 2L LED (delamp & reflector) | 322 | kWh | per unit | 92.26 | 64.582 | 0.07643% | 12 | Comm Lighting |  | 25 |  |  | 8050 |  |  | 1614.55
[5 empty] | 0 |  | 4' 4L T12 to 4' 4L T8 | 218 | kWh | per unit | 67.83 | 47.481 | 2.331% | 12 | Comm Lighting |  | 1000 |  |  | 218000 |  |  | 47481
[5 empty] | 0 |  | 4' 4L LED | 525 | kWh | per unit | 125.1 | 87.57 | 0.1246% | 12 | Comm Lighting |  | 0 |  |  | 0 |  |  | 0
[5 empty] | 0 |  | 4' 4L LED | 376 | kWh | per unit | 125.1 | 87.57 | 3.57% | 12 | Comm Lighting |  | 0 |  |  | 0 |  |  | 0
[7 empty] | 4' 4L T12 to 4' 3L T8 (delamp) | 287 | kWh | per unit | 91 | 63.7 | 3.072% | 12 | Comm Lighting |  | 1000 |  |  | 287000 |  |  | 63700
|  | EMPLOYEE/OFFICE EXPENSES | 3500 | 3500 | 7000 |  | 4' 3L LED (delamp) | 562 | kWh | per unit | 101.63 | 71.141 | 0.0667% | 12 | Comm Lighting |  | 0 |  |  | 0 |  |  | 0
|  | Program Manager | 3500 | 3500 | 7000 |  | 4' 3L LED (delamp) | 413 | kWh | per unit | 101.63 | 71.141 | 0.04902% | 12 | Comm Lighting |  | 0 |  |  | 0 |  |  | 0
[5 empty] | 0 |  | 4' 4L T12 HO to 4' 2L T8 (delamp & reflector) | 812 | kWh | per unit | 88.83 | 62.181 | 2.603% | 12 | Comm Lighting |  | 300 |  |  | 243600 |  |  | 18654.3
[5 empty] | 0 |  | 4' 2L LED (delamp & reflector) | 599 | kWh | per unit | 92.68 | 64.876 | 0.07109% | 12 | Comm Lighting |  | 0 |  |  | 0 |  |  | 0
[5 empty] | 0 |  | 4' 2L LED (delamp & reflector) | 450 | kWh | per unit | 92.68 | 64.876 | 0.05341% | 12 | Comm Lighting |  | 0 |  |  | 0 |  |  | 0
[7 empty] | 8' 1L T12 HO F96 to 4' 2L 28W (retro kit 2L 8') | 208 | kWh | per unit | 97.5 | 68.25 | 2.222% | 12 | Comm Lighting |  | 1000 |  |  | 208000 |  |  | 68250
|  | OUTSIDE SERVICES | 54000 | 54000 | 108000 |  | 4' 2L LED (retro kit 2L 8') | 231 | kWh | per unit | 95.12 | 66.584 | 0.02742% | 12 | Comm Lighting |  | 0 |  |  | 0 |  |  | 0
|  | Third Party Administrative Costs | 54000 | 54000 | 108000 |  | 4' 2L LED (retro kit 2L 8') | 165 | kWh | per unit | 95.12 | 66.584 | 0.01958% | 12 | Comm Lighting |  | 0 |  |  | 0 |  |  | 0
[5 empty] | 0 |  | 8' 2L T12 HO F96 to 4' 4L 28W (retro kit 4L 8' NBF) | 412 | kWh | per unit | 98 | 68.6 | 4.406% | 12 | Comm Lighting |  | 1000 |  |  | 412000 |  |  | 68600
[5 empty] | 0 |  | 4' 4L LED (retro kit 4L 8') | 467 | kWh | per unit | 143.55 | 100.485 | 1.109% | 12 | Comm Lighting |  | 0 |  |  | 0 |  |  | 0
[5 empty] | 0 |  | 4' 4L LED (retro kit 4L 8') | 335 | kWh | per unit | 143.55 | 83.75 | 0.03976% | 12 | Comm Lighting |  | 0 |  |  | 0 |  |  | 0
[7 empty] | 8' 1L T8 F96 to 4' 2L 28W (retro kit 2L 8') | 40 | kWh | per unit | 78 | 10 | 0.2136% | 12 | Comm Lighting |  | 500 |  |  | 20000 |  |  | 5000
|  | MATERIALS | 2500 | 2500 | 5000 |  | 4' 2L LED (retro kit 2L 8') | 355 | kWh | per unit | 95.95 | 67.165 | 0.05056% | 12 | Comm Lighting |  | 0 |  |  | 0 |  |  | 0
|  |  | 2500 | 2500 | 5000 |  | 8' 2L T8 F96 to 4' 4L 28W (retro kit 4L 8') | 82 | kWh | per unit | 90.25 | 20.5 | 0.8783% | 12 | Comm Lighting |  | 1000 |  |  | 82000 |  |  | 20500
[5 empty] | 0 |  | 4' 4L LED (retro kit 4L 8' NBF) | 116 | kWh | per unit | 144.38 | 29 | 0.01377% | 12 | Comm Lighting |  | 0 |  |  | 0 |  |  | 0
[5 empty] | 0 |  | 8' 2L T12 Delamp to 4' 2L T8 (retro kit delamp) | 317 | kWh | per unit | 114.17 | 79.919 | 3.39% | 12 | Comm Lighting |  | 1000 |  |  | 317000 |  |  | 79919
[5 empty] | 0 |  | 4' 2L LED (retro kit delamp) | 405 | kWh | per unit | 92.68 | 64.876 | 0.04807% | 12 | Comm Lighting |  | 0 |  |  | 0 |  |  | 0
[7 empty] | LED Fixture | 1557 | kWh | per unit | 297.7 | 208.39 | 0.1478% | 12 | Comm Lighting |  | 0 |  |  | 0 |  |  | 0
|  | MISCELLANEOUS | 610420.5 | 610420.5 | 1220841 |  | LED Fixture | 1656 | kWh | per unit | 578.5 | 404.95 | 0.1965% | 12 | Comm Lighting |  | 0 |  |  | 0 |  |  | 0
|  | Third Party Implementation | 610420.5 | 610420.5 | 1220841 |  | 400W HID to 4' 6L T8 (HBF) | 884 | kWh | per unit | 236.54 | 165.578 | 0.9452% | 12 | Comm Lighting |  | 100 |  |  | 88400 |  |  | 16557.8
[5 empty] | 0 |  | 80W Multi-Lamp Inc Fixture to 2L F17T8 (NBF) | 162 | kWh | per unit | 108 | 40.5 | 1.296% | 12 | Comm Lighting |  | 750 |  |  | 121500 |  |  | 30375
Small Business Direct Install |  |  |  |  | 0 |  | 2L F17T8 (NBF) | 294 | kWh | per unit | 108 | 75.6 | 0.2357% | 12 | Comm Lighting |  | 75 |  |  | 22050 |  |  | 5670
Schedule 262 |  |  |  |  | 0 |  | 2L F25T8 (NBF) | 383 | kWh | per unit | 109 | 76.3 | 0.2046% | 12 | Comm Lighting |  | 50 |  |  | 19150 |  |  | 3815
Order Number | [6 empty] | 2L F28T8 (NBF) | 634 | kWh | per unit | 111 | 77.7 | 0.1694% | 12 | Comm Lighting |  | 25 |  |  | 15850 |  |  | 1942.5
18231134 |  | DIRECT BENEFIT TO CUSTOMER | 2342693.74 | 2327991.61 | 4670685.35 |  | Fixture LED, 35w Area (barn) w/ photo | 685 | kWh | per unit | 211.25 | 147.875 | 0.813% | 12 | Comm Lighting |  | 125 |  |  | 85625 |  |  | 18484.375
Electric |  | Ratio |  |  |  |  | LED Canopy fixture | 685 | kWh | per unit | 430.4 | 171.25 | 0.6504% | 12 | Comm Lighting |  | 0 |  |  | 0 |  |  | 0
[7 empty] | <30W LED Wall Pack with Photocell | 601 | kWh | per unit | 156.25 | 109.375 | 0.5706% | 12 | Comm Lighting |  | 100 |  |  | 60100 |  |  | 10937.5
|  | REVENUE | 0 | 0 | 0 |  | Recessed Can 8" LED | 190 | kWh | per unit | 81.9 | 47.5 | 0.902% | 12 | Comm Lighting |  | 500 |  |  | 95000 |  |  | 23750
[7 empty] | LED A Lamp 7W - Other | 43 | kWh | per unit | 18.7 | 18.7 | 0.1123% | 12 | Comm Lighting |  | 275 |  |  | 11825 |  |  | 5142.5
[7 empty] | LED A Lamp 7W - School (k-12) | 44 | kWh | per unit | 18.7 | 18.7 | 0.02089% | 3 | Comm Lighting |  | 50 |  |  | 2200 |  |  | 935
[7 empty] | LED A Lamp 7W - Warehouse | 46 | kWh | per unit | 18.7 | 18.7 | 0.6551% | 3 | Comm Lighting |  | 1500 |  |  | 69000 |  |  | 28050
[7 empty] | LED A Lamp 7W - Office | 58 | kWh | per unit | 18.7 | 18.7 | 0.1377% | 3 | Comm Lighting |  | 250 |  |  | 14500 |  |  | 4675
[7 empty] | LED A Lamp 7W - Retail | 64 | kWh | per unit | 18.7 | 18.7 | 0.03015% | 3 | Comm Lighting |  | 50 |  |  | 3200 |  |  | 935
[7 empty] | LED A Lamp 7W - Restaurant | 70 | kWh | per unit | 18.7 | 18.7 | 0.03299% | 3 | Comm Lighting |  | 50 |  |  | 3500 |  |  | 935
[7 empty] | LED A Lamp 7W - Other Health | 85 | kWh | per unit | 18.7 | 18.7 | 0.4012% | 3 | Comm Lighting |  | 500 |  |  | 42500 |  |  | 9350
[7 empty] | LED A Lamp 7W - Lodging Common Area | 158 | kWh | per unit | 18.7 | 18.7 | 0.3739% | 3 | Comm Lighting |  | 250 |  |  | 39500 |  |  | 4675
[7 empty] | LED A Lamp 11W - Other | 68 | kWh | per unit | 19.68 | 19.68 | 0.1614% | 3 | Comm Lighting |  | 250 |  |  | 17000 |  |  | 4920
[7 empty] | LED A Lamp 11W - School (k-12) | 70 | kWh | per unit | 19.68 | 19.68 | 0.03299% | 3 | Comm Lighting |  | 50 |  |  | 3500 |  |  | 984
[7 empty] | LED A Lamp 11W - Warehouse | 72 | kWh | per unit | 19.68 | 19.68 | 0.03418% | 3 | Comm Lighting |  | 50 |  |  | 3600 |  |  | 984
[7 empty] | LED A Lamp 11W - Office | 91 | kWh | per unit | 19.68 | 19.68 | 2.148% | 3 | Comm Lighting |  | 2500 |  |  | 227500 |  |  | 49200
[7 empty] | LED A Lamp 11W - Retail | 100 | kWh | per unit | 19.68 | 19.68 | 0.04724% | 3 | Comm Lighting |  | 50 |  |  | 5000 |  |  | 984
[7 empty] | LED A Lamp 11W - Restaurant | 109 | kWh | per unit | 19.68 | 19.68 | 0.05151% | 3 | Comm Lighting |  | 50 |  |  | 5450 |  |  | 984
[7 empty] | LED A Lamp 11W - Other Health | 134 | kWh | per unit | 19.68 | 19.68 | 0.3169% | 3 | Comm Lighting |  | 250 |  |  | 33500 |  |  | 4920
[7 empty] | LED A Lamp 11W - Lodging Common Area | 247 | kWh | per unit | 19.68 | 19.68 | 0.5863% | 3 | Comm Lighting |  | 250 |  |  | 61750 |  |  | 4920
[7 empty] | LED A Lamp 5W Globe - Other | 31 | kWh | per unit | 21.07 | 21.07 | 0.07359% | 3 | Comm Lighting |  | 250 |  |  | 7750 |  |  | 5267.5
[7 empty] | LED A Lamp 5W Globe - School (k-12) | 32 | kWh | per unit | 21.07 | 21.07 | 0.01495% | 3 | Comm Lighting |  | 50 |  |  | 1600 |  |  | 1053.5
[7 empty] | LED A Lamp 5W Globe - Warehouse | 33 | kWh | per unit | 21.07 | 21.07 | 0.07833% | 3 | Comm Lighting |  | 250 |  |  | 8250 |  |  | 5267.5
[7 empty] | LED A Lamp 5W Globe - Office | 41 | kWh | per unit | 21.07 | 21.07 | 0.01946% | 3 | Comm Lighting |  | 50 |  |  | 2050 |  |  | 1053.5
[7 empty] | LED A Lamp 5W Globe - Retail | 46 | kWh | per unit | 21.07 | 21.07 | 0.0108% | 3 | Comm Lighting |  | 25 |  |  | 1150 |  |  | 526.75
[7 empty] | LED A Lamp 5W Globe - Restaurant | 50 | kWh | per unit | 21.07 | 21.07 | 0.05863% | 3 | Comm Lighting |  | 100 |  |  | 5000 |  |  | 2107
[7 empty] | LED A Lamp 5W Globe - Other Health | 61 | kWh | per unit | 21.07 | 21.07 | 0.01436% | 3 | Comm Lighting |  | 25 |  |  | 1525 |  |  | 526.75
[7 empty] | LED A Lamp 5W Globe - Lodging Common Area | 113 | kWh | per unit | 21.07 | 21.07 | 0.1602% | 3 | Comm Lighting |  | 150 |  |  | 16950 |  |  | 3160.5
[7 empty] | LED MR 16 - Other | 58 | kWh | per unit | 32.41 | 32.41 | 0.05507% | 3 | Comm Lighting |  | 100 |  |  | 5800 |  |  | 3241
[7 empty] | LED MR 16 - School (k-12) | 59 | kWh | per unit | 32.41 | 32.41 | 0.02801% | 3 | Comm Lighting |  | 50 |  |  | 2950 |  |  | 1620.5
[7 empty] | LED MR 16 - Warehouse | 61 | kWh | per unit | 32.41 | 32.41 | 0.0724% | 3 | Comm Lighting |  | 125 |  |  | 7625 |  |  | 4051.25
[7 empty] | LED MR 16 - Office | 77 | kWh | per unit | 32.41 | 32.41 | 0.5483% | 3 | Comm Lighting |  | 750 |  |  | 57750 |  |  | 24307.5
[7 empty] | LED MR 16 - Retail | 84 | kWh | per unit | 32.41 | 32.41 | 0.03988% | 3 | Comm Lighting |  | 50 |  |  | 4200 |  |  | 1620.5
[7 empty] | LED MR 16 - Restaurant | 92 | kWh | per unit | 32.41 | 32.41 | 0.04368% | 3 | Comm Lighting |  | 50 |  |  | 4600 |  |  | 1620.5
[7 empty] | LED MR 16 - Other Health | 113 | kWh | per unit | 32.41 | 32.41 | 0.02682% | 3 | Comm Lighting |  | 25 |  |  | 2825 |  |  | 810.25
[7 empty] | LED MR 16 - Lodging Common Area | 210 | kWh | per unit | 32.41 | 32.41 | 0.4985% | 3 | Comm Lighting |  | 250 |  |  | 52500 |  |  | 8102.5
[7 empty] | LED Direction Par 20 - Other | 82 | kWh | per unit | 36.68 | 36.68 | 0.1946% | 3 | Comm Lighting |  | 250 |  |  | 20500 |  |  | 9170
[7 empty] | LED Direction Par 20 - School (k-12) | 84 | kWh | per unit | 36.68 | 36.68 | 0.05982% | 3 | Comm Lighting |  | 75 |  |  | 6300 |  |  | 2751
[7 empty] | LED Direction Par 20 - Warehouse | 87 | kWh | per unit | 36.68 | 36.68 | 0.0413% | 3 | Comm Lighting |  | 50 |  |  | 4350 |  |  | 1834
[7 empty] | LED Direction Par 20 - Office | 110 | kWh | per unit | 36.68 | 36.68 | 0.2089% | 3 | Comm Lighting |  | 200 |  |  | 22000 |  |  | 7336
[7 empty] | LED Direction Par 20 - Retail | 120 | kWh | per unit | 36.68 | 36.68 | 0.08545% | 3 | Comm Lighting |  | 75 |  |  | 9000 |  |  | 2751
[7 empty] | LED Direction Par 20 - Restaurant | 131 | kWh | per unit | 36.68 | 36.68 | 0.09329% | 3 | Comm Lighting |  | 75 |  |  | 9825 |  |  | 2751
[7 empty] | LED Direction Par 20 - Other Health | 161 | kWh | per unit | 36.68 | 36.68 | 0.3822% | 3 | Comm Lighting |  | 250 |  |  | 40250 |  |  | 9170
[7 empty] | LED Direction Par 20 - Lodging Common Area | 299 | kWh | per unit | 36.68 | 36.68 | 0.4258% | 3 | Comm Lighting |  | 150 |  |  | 44850 |  |  | 5502
[7 empty] | LED Direction Par 30 - Other | 70 | kWh | per unit | 50.64 | 50.64 | 0.06646% | 3 | Comm Lighting |  | 100 |  |  | 7000 |  |  | 5064
[7 empty] | LED Direction Par 30 - School (k-12) | 71 | kWh | per unit | 50.64 | 50.64 | 0.03371% | 3 | Comm Lighting |  | 50 |  |  | 3550 |  |  | 2532
[7 empty] | LED Direction Par 30 - Warehouse | 74 | kWh | per unit | 50.64 | 50.64 | 0.01757% | 3 | Comm Lighting |  | 25 |  |  | 1850 |  |  | 1266
[7 empty] | LED Direction Par 30 - Office | 93 | kWh | per unit | 50.64 | 50.64 | 0.6623% | 3 | Comm Lighting |  | 750 |  |  | 69750 |  |  | 37980
[7 empty] | LED Direction Par 30 - Retail | 103 | kWh | per unit | 50.64 | 50.64 | 0.00978% | 3 | Comm Lighting |  | 10 |  |  | 1030 |  |  | 506.4
[7 empty] | LED Direction Par 30 - Restaurant | 112 | kWh | per unit | 50.64 | 50.64 | 0.07976% | 3 | Comm Lighting |  | 75 |  |  | 8400 |  |  | 3798
[7 empty] | LED Direction Par 30 - Other Health | 137 | kWh | per unit | 50.64 | 50.64 | 0.03252% | 3 | Comm Lighting |  | 25 |  |  | 3425 |  |  | 1266
[7 empty] | LED Direction Par 30 - Lodging Common Area | 255 | kWh | per unit | 50.64 | 50.64 | 0.6053% | 3 | Comm Lighting |  | 250 |  |  | 63750 |  |  | 12660
[7 empty] | LED Par 38 & 40 - Other | 95 | kWh | per unit | 52.35 | 52.35 | 0.0451% | 3 | Comm Lighting |  | 50 |  |  | 4750 |  |  | 2617.5
[7 empty] | LED Par 38 & 40 - School (k-12) | 96 | kWh | per unit | 52.35 | 52.35 | 0.06836% | 3 | Comm Lighting |  | 75 |  |  | 7200 |  |  | 3926.25
[7 empty] | LED Par 38 & 40 - Warehouse | 100 | kWh | per unit | 52.35 | 52.35 | 0.02374% | 3 | Comm Lighting |  | 25 |  |  | 2500 |  |  | 1308.75
[7 empty] | LED Par 38 & 40 - Office | 126 | kWh | per unit | 52.35 | 52.35 | 0.1196% | 3 | Comm Lighting |  | 100 |  |  | 12600 |  |  | 5235
[7 empty] | LED Par 38 & 40 - Retail | 139 | kWh | per unit | 52.35 | 52.35 | 0.0132% | 3 | Comm Lighting |  | 10 |  |  | 1390 |  |  | 523.5
[7 empty] | LED Par 38 & 40 - Restaurant | 151 | kWh | per unit | 52.35 | 52.35 | 0.007169% | 3 | Comm Lighting |  | 5 |  |  | 755 |  |  | 261.75
[7 empty] | LED Par 38 & 40 - Other Health | 185 | kWh | per unit | 52.35 | 52.35 | 0.004391% | 3 | Comm Lighting |  | 2.5 |  |  | 462.5 |  |  | 130.875
[7 empty] | LED Par 38 & 40 - Lodging Common Area | 344 | kWh | per unit | 52.35 | 52.35 | 0.9162% | 3 | Comm Lighting |  | 286 |  |  | 98384 |  |  | 14972.1
[7 empty] | LED Decorative - Lodging Common Area | 159 | kWh | per unit | 27.69 | 27.69 | 0.07548% | 3 | Comm Lighting |  | 49 |  |  | 7791 |  |  | 1356.81
[7 empty] | LED Decorative -Office | 58 | kWh | per unit | 27.69 | 27.69 | 0.05507% | 3 | Comm Lighting |  | 100 |  |  | 5800 |  |  | 2769
[7 empty] | LED Decorative -Other | 44 | kWh | per unit | 27.69 | 27.69 | 0.008355% | 3 | Comm Lighting |  | 20 |  |  | 880 |  |  | 553.8
[7 empty] | LED Decorative - Other Health | 86 | kWh | per unit | 27.69 | 27.69 | 0.1225% | 3 | Comm Lighting |  | 150 |  |  | 12900 |  |  | 4153.5
[7 empty] | LED Decorative - Restaurant | 70 | kWh | per unit | 27.69 | 27.69 | 0.04985% | 3 | Comm Lighting |  | 75 |  |  | 5250 |  |  | 2076.75
[7 empty] | LED Decorative - Retail | 64 | kWh | per unit | 27.69 | 27.69 | 0.04558% | 3 | Comm Lighting |  | 75 |  |  | 4800 |  |  | 2076.75
[7 empty] | LED Decorative - School (k-12) | 45 | kWh | per unit | 27.69 | 27.69 | 0.03205% | 3 | Comm Lighting |  | 75 |  |  | 3375 |  |  | 2076.75
[7 empty] | LED Decorative - Warehouse | 46 | kWh | per unit | 27.69 | 27.69 | 0.0546% | 3 | Comm Lighting |  | 125 |  |  | 5750 |  |  | 3461.25
[7 empty] | E Aer (ELEC) 0.5 GPM | 712 | kWh | per unit | 13.68 | 13.68 | 0.845% | 3 | Comm Lighting |  | 125 |  |  | 89000 |  |  | 1710
[7 empty] | E Aer (ELEC) 1.0 GPM | 350 | kWh | per unit | 10.95 | 10.95 | 4.985% | 5 | Comm Water Heat |  | 1500 |  |  | 525000 |  |  | 16425
[7 empty] | Pre-rinse sprayer, SBO >2.6 to 1.6 | 1208 | kWh | per unit | 71.21 | 71.21 | 1.72% | 5 | Comm Water Heat |  | 150 |  |  | 181200 |  |  | 10681.5
[7 empty] | Pre-rinse sprayer, SBO 1.6 to 1.6 | 839 | kWh | per unit | 71.21 | 71.21 | 0.1992% | 5 | Comm Water Heat |  | 25 |  |  | 20975 |  |  | 1780.25
[7 empty] | Pre-rinse sprayer, SBO 2.2 to 1.6 | 1322 | kWh | per unit | 71.21 | 71.21 | 0.6276% | 5 | Comm Water Heat |  | 50 |  |  | 66100 |  |  | 3560.5
[7 empty] | Pre-rinse sprayer, SBO 2.6 to 1.6 | 2187 | kWh | per unit | 71.21 | 71.21 | 1.038% | 5 | Comm Water Heat |  | 50 |  |  | 109350 |  |  | 3560.5
[7 empty] | Super Low Flow Shwrhd - Std (ELEC) | 228 | kWh | per unit | 23.93 | 23.93 | 0.1082% | 5 | Comm Water Heat |  | 50 |  |  | 11400 |  |  | 1196.5
[7 empty] | Super Low Flow Shwrhd - Fitness Cntr (ELEC) | 4288 | kWh | per unit | 23.93 | 23.93 | 3.155% | 10 | Comm Water Heat |  | 80 |  |  | 343040 |  |  | 1914.4
[7 empty] | Refrigerated DC 5' T12 to LED | 340 | kWh | per unit | 178.44 | 85 | 0.4842% | 10 | Comm Water Heat |  | 250 |  |  | 85000 |  |  | 21250
[7 empty] | Refrigerated DC 5' T8 to LED | 263 | kWh | per unit | 178.44 | 65.75 | 1.873% | 12 | Comm Water Heat |  | 750 |  |  | 197250 |  |  | 49312.5
[7 empty] | Refrigerated DC 6' T12 to LED | 408 | kWh | per unit | 191.17 | 102 | 5.811% | 12 | Comm Lighting |  | 1500 |  |  | 612000 |  |  | 153000
[7 empty] | Refrigerated DC 6' T8 to LED | 315 | kWh | per unit | 191.17 | 78.75 | 2.243% | 12 | Comm Lighting |  | 750 |  |  | 236250 |  |  | 59062.5
[7 empty] | Gaskets for Walk-In Freezer - Main Door | 235 | kWh | per unit | 6.5 | 6.5 | 0.8367% | 4 | Comm Lighting |  | 0 |  |  | 0 |  |  | 0
[7 empty] | Gaskets for Walk-In Cooler - Main Door | 40 | kWh | per unit | 8 | 8 | 0.09495% | 4 | Comm Lighting |  | 0 |  |  | 0 |  |  | 0
[7 empty] | Vending Cooler Miser | 40 | kWh | per unit | 175.5 | 175.5 | 0.1899% | 4 | Comm Refrigeration |  | 500 |  |  | 20000 |  |  | 87750
[7 empty] | Suction Line Insulation for Walk-In Refrigeration Units | 107 | kWh | per unit | 46.15 | 46.15 | 0.254% | 5 | Comm Refrigeration |  | 250 |  |  | 26750 |  |  | 11537.5
[7 empty] | Suction Line Insulation for Walk-In Freezer Units | 148 | kWh | per unit | 46.15 | 46.15 | 0.3513% | 5 | Comm Refrigeration |  | 250 |  |  | 37000 |  |  | 11537.5
[7 empty] | Refrigeration - Food Service -Auto Closer for Main Cooler Doors | 1075 | kWh | per unit | 46.15 | 37 | 0.05103% | 10 | Comm Refrigeration |  | 0 |  |  | 0 |  |  | 0
[7 empty] | Refrigeration - Food Service -Auto Closer for Main Freezer Doors | 2786 | kWh | per unit | 169 | 116.75 | 0.1323% | 10 | Comm Refrigeration |  | 0 |  |  | 0 |  |  | 0
[7 empty] | Night Covers for Multi-deck and Horizontal Display Case | 14 | kWh | per unit | 169 | 0 | 0.0006646% | 5 | Comm Refrigeration |  | 0 |  |  | 0 |  |  | 0
[7 empty] | Strip Curtains - G Store - Freezer | 535 | kWh | per unit | 16.1 | 16.1 | 0.127% | 2 | Comm Refrigeration |  | 25 |  |  | 13375 |  |  | 402.5
[7 empty] | Strip Curtains - G Store - Cooler | 123 | kWh | per unit | 16.1 | 16.1 | 0.5839% | 2 | Comm Refrigeration |  | 500 |  |  | 61500 |  |  | 8050
[7 empty] | Strip Curtains - C Store - Freezer | 31 | kWh | per unit | 16.1 | 16.1 | 0.01472% | 2 | Comm Refrigeration |  | 50 |  |  | 1550 |  |  | 805
[7 empty] | Strip Curtains - Rest - Freezer | 129 | kWh | per unit | 16.1 | 16.1 | 0.06124% | 2 | Comm Refrigeration |  | 50 |  |  | 6450 |  |  | 805
[7 empty] | Display Case ECM | 685 | kWh | per unit | 172.25 | 171.25 | 0.2758% | 15 | Comm Refrigeration |  | 50 |  |  | 34250 |  |  | 8562.5
[7 empty] | Walk-In ECM | 1199 | kWh | per unit | 204.75 | 143.325 | 0.4269% | 15 | Comm Refrigeration |  | 0 |  |  | 0 |  |  | 0
[7 empty] | Case Lighting - Occupancy Sensor / Dimming Controls | 10 | kWh | per unit | 4.29 | 4.29 | 0.004747% | 8 | Comm Lighting |  | 50 |  |  | 500 |  |  | 214.5
[7 empty] | Controls - Anti-Sweat Heat (Low Temp) | 369 | kWh | per unit | 42.24 | 42.4 | 1.139% | 8 | Comm Refrigeration |  | 150 |  |  | 55350 |  |  | 6360
[7 empty] | Controls - Anti-Sweat Heat (Med Temp) | 230 | kWh | per unit | 42.4 | 42.4 | 0.3276% | 8 | Comm Refrigeration |  | 150 |  |  | 34500 |  |  | 6360
[7 empty] | Cases - Add doors to Open Medium Temp Cases | 200 | kWh | per unit | 104 | 50 | 0.03323% | 8 | Comm Refrigeration |  | 25 |  |  | 5000 |  |  | 1250
[7 empty] | ECM Controller - High Temp | 100 | kWh | per unit | 165.1 | 25 | 0.01662% | 8 | Comm Refrigeration |  | 25 |  |  | 2500 |  |  | 625
[7 empty] | ECM Controller- Low Temp | 100 | kWh | per unit | 165.1 | 25 | 0.02489% | 8 | Comm Refrigeration |  | 25 |  |  | 2500 |  |  | 625
[7 empty] | Controls - Floating Head Pressure - Medium Temp | 757 | kWh | per unit | 364 | 189.25 | 0.1884% | 15 | Comm Refrigeration |  | 25 |  |  | 18925 |  |  | 4731.25
[7 empty] | Controls - Floating Head Pressure - Low Temp | 855 | kWh | per unit | 364 | 213.75 | 0.2128% | 15 | Comm Refrigeration |  | 25 |  |  | 21375 |  |  | 5343.75
[7 empty] | Andress Enpower HVAC Controller | 5340 | kWh | per unit | 2544.75 | 1335 | 1.329% | 10 | Comm Space Heat |  | 25 |  |  | 133500 |  |  | 33375
[7 empty] | Small Pkg AC, increase refrigerant charge from typical under-charge to factory specified level | 1258 | kWh | per unit | 57.6 | 314.5 | 0.9395% | 10 | Comm Space Heat |  | 75 |  |  | 94350 |  |  | 23587.5
[7 empty] | Small Pkg AC, increase refrigerant charge from high under-charge to factory specified level | 1497 | kWh | per unit | 65.6 | 374.25 | 1.118% | 10 | Comm Space Heat |  | 75 |  |  | 112275 |  |  | 28068.75
[7 empty] | Small Pkg AC, decrease refrigerant charge from typical over-charge to factory specified level | 1353 | kWh | per unit | 48 | 338.25 | 1.01% | 10 | Comm Space Heat |  | 75 |  |  | 101475 |  |  | 25368.75
[7 empty] | Small Pkg AC, decrease refrigerant charge from high over-charge to factory specified level | 1322 | kWh | per unit | 48 | 330.5 | 0.9873% | 10 | Comm Space Heat |  | 75 |  |  | 99150 |  |  | 24787.5
[7 empty] | Programmable Communicating Thermostat | 473 | kWh | per unit | 160 | 160 | 0.7065% | 10 | Comm Space Heat |  | 150 |  |  | 70950 |  |  | 24000
[7 empty] | Packages Heat Pump (PTAC) | 380 | kWh | per unit | 845 | 95 | 0.1892% | 10 | Comm Space Heat |  | 50 |  |  | 19000 |  |  | 4750
[7 empty] | Bi-Level | 457 | kWh | per unit | 233.5 | 114.25 | 0.3413% | 12 | Comm Lighting |  | 75 |  |  | 34275 |  |  | 8568.75
[7 empty] | 2' 1L T12 HO To 2' 1L T8 2015 | 158 | kWh | per unit | 52.23 | 39.5 | 0.1573% | 12 | Comm Lighting |  | 100 |  |  | 15800 |  |  | 3950
[7 empty] | 3' 1L T12 to 3' 1L TLED | 92.4 | kWh | per unit | 43.85 | 19.07 |  | 12 | Comm Lighting |  |  |  |  | 0 |  |  | 0
[7 empty] | 3' 1L T8 25W to 3' 1L TLED | 42.9 | kWh | per unit | 43.85 | 19.07 |  | 12 | Comm Lighting |  |  |  |  | 0 |  |  | 0
[7 empty] | 4' 1L T12 to 4' 1L TLED | 79.2 | kWh | per unit | 58.59 | 29.3 | 0.1577% | 12 | Comm Lighting |  | 200 |  |  | 15840 |  |  | 5860
[7 empty] | 4' 2L T12 to 4' 2L TLED | 158.4 | kWh | per unit | 59.01 | 41.3 | 0.1183% | 12 | Comm Lighting |  | 75 |  |  | 11880 |  |  | 3097.5
[7 empty] | 4' 2L T12 HO to 4' 2L TLED | 389.4 | kWh | per unit | 66.35 | 33.17 | 0.09693% | 12 | Comm Lighting |  | 25 |  |  | 9735 |  |  | 829.25
[7 empty] | 4' 3L T12 to 4' 3L TLED | 237.6 | kWh | per unit | 80.79 | 56.56 | 0.05915% | 12 | Comm Lighting |  | 25 |  |  | 5940 |  |  | 1414
[7 empty] | 4' 3L T12 HO to 4' 3L TLED | 584.1 | kWh | per unit | 81.11 | 40.55 | 0.1454% | 12 | Comm Lighting |  | 25 |  |  | 14602.5 |  |  | 1013.75
[7 empty] | 4' 3L T12 to 4' 2L TLED (delamp & reflector) | 280.5 | kWh | per unit | 87.05 | 60.93 |  | 12 | Comm Lighting |  |  |  |  | 0 |  |  | 0
[7 empty] | 4' 3L T12 HO to 4' 2L TLED (delamp & reflector) | 627 | kWh | per unit | 87.46 | 43.73 |  | 12 | Comm Lighting |  |  |  |  | 0 |  |  | 0
[7 empty] | 4' 4L T12 to 4' 4L TLED | 316.8 | kWh | per unit | 93.31 | 65.32 | 0.1577% | 12 | Comm Lighting |  | 50 |  |  | 15840 |  |  | 3266
[7 empty] | 4' 4L T12 HO to 4' 4L TLED | 778.8 | kWh | per unit | 89.32 | 44.66 |  | 12 | Comm Lighting |  |  |  |  | 0 |  |  | 0
[7 empty] | 4' 4L T12 to 4' 3L TLED (delamp) | 359.7 | kWh | per unit | 79.01 | 55.31 |  | 12 | Comm Lighting |  |  |  |  | 0 |  |  | 0
[7 empty] | 4' 4L T12 HO to 4' 3L TLED (delamp) | 821.7 | kWh | per unit | 75.02 | 37.51 |  | 12 | Comm Lighting |  |  |  |  | 0 |  |  | 0
[7 empty] | 4' 4L T12 to 4' 2L TLED (delamp & reflector) | 402.6 | kWh | per unit | 87.46 | 61.22 |  | 12 | Comm Lighting |  |  |  |  | 0 |  |  | 0
[7 empty] | 4' 4L T12 HO 4' 2L TLED (delamp & reflector) | 864.6 | kWh | per unit | 87.46 | 43.73 |  | 12 | Comm Lighting |  |  |  |  | 0 |  |  | 0
[7 empty] | 4' 1L T8 32 W LLO to 4' 1L TLED | 36.3 | kWh | per unit | 58.95 | 29.3 |  | 12 | Comm Lighting |  |  |  |  | 0 |  |  | 0
[7 empty] | 4' 1L T8 32 W NLO to 4' 1L TLED | 46.2 | kWh | per unit | 58.59 | 29.3 |  | 12 | Comm Lighting |  |  |  |  | 0 |  |  | 0
[7 empty] | 4' 1L T8 32 W HLO to 4' 1L TLED | 75.9 | kWh | per unit | 58.59 | 29.3 |  | 12 | Comm Lighting |  |  |  |  | 0 |  |  | 0
[7 empty] | 4' 1L T8 28 W LLO to 4' 1L TLED | 26.4 | kWh | per unit | 58.59 | 29.3 |  | 12 | Comm Lighting |  |  |  |  | 0 |  |  | 0
[7 empty] | 4' 1L T8 28 W NLO to 4' 1L TLED | 36.3 | kWh | per unit | 58.59 | 29.3 |  | 12 | Comm Lighting |  |  |  |  | 0 |  |  | 0
[7 empty] | 4' 2L T8 32 W LLO to 4' 2L TLED | 72.6 | kWh | per unit | 58.59 | 29.3 | 0.01807% | 12 | Comm Lighting |  | 25 |  |  | 1815 |  |  | 732.5
[7 empty] | 4' 2L T8 32 W NLO to 4' 2L TLED | 92.4 | kWh | per unit | 61.19 | 42.83 | 0.023% | 12 | Comm Lighting |  | 25 |  |  | 2310 |  |  | 1070.75
[7 empty] | 4' 2L T8 32 W HLO to 4' 2L TLED | 151.8 | kWh | per unit | 61.19 | 42.83 | 0.03779% | 12 | Comm Lighting |  | 25 |  |  | 3795 |  |  | 1070.75
[7 empty] | 4' 2L T8 28 W LLO to 4' 2L TLED | 52.8 | kWh | per unit | 58.59 | 29.3 |  | 12 | Comm Lighting |  |  |  |  | 0 |  |  | 0
[7 empty] | 4' 2L T8 28 W NLO to 4' 2L TLED | 72.6 | kWh | per unit | 58.59 | 29.3 | 0.01807% | 12 | Comm Lighting |  | 25 |  |  | 1815 |  |  | 732.5
[7 empty] | 4' 3L T8 32 W LLO to 4' 3L TLED | 108.9 | kWh | per unit | 75.02 | 37.51 |  | 12 | Comm Lighting |  |  |  |  | 0 |  |  | 0
[7 empty] | 4' 3L T8 32 W NLO to 4' 3L TLED | 138.6 | kWh | per unit | 73.72 | 51.6 | 0.0345% | 12 | Comm Lighting |  | 25 |  |  | 3465 |  |  | 1290
[7 empty] | 4' 3L T8 32 W NLO to 4' 3L TLED | 227.7 | kWh | per unit | 73.72 | 51.6 | 0.05668% | 12 | Comm Lighting |  | 25 |  |  | 5692.5 |  |  | 1290
[7 empty] | 4' 3L T8 28 W LLO to 4' 3L TLED | 79.2 | kWh | per unit | 75.02 | 37.51 |  | 12 | Comm Lighting |  |  |  |  | 0 |  |  | 0
[7 empty] | 4' 3L T8 28 W NLO to 4' 3L TLED | 108.9 | kWh | per unit | 75.02 | 37.51 |  | 12 | Comm Lighting |  |  |  |  | 0 |  |  | 0
[7 empty] | 4' 3L T8 32 W LLO to 4' 2L TLED (delamp & reflector) | 151.8 | kWh | per unit | 87.05 | 60.93 |  | 12 | Comm Lighting |  |  |  |  | 0 |  |  | 0
[7 empty] | 4' 3L T8 32 W NLO to 4' 2L TLED (delamp & reflector) | 181.5 | kWh | per unit | 87.05 | 60.93 |  | 12 | Comm Lighting |  |  |  |  | 0 |  |  | 0
[7 empty] | 4' 3L T8 32 W HLO to 4' 2L TLED (delamp & reflector) | 270.6 | kWh | per unit | 87.05 | 60.93 |  | 12 | Comm Lighting |  |  |  |  | 0 |  |  | 0
[7 empty] | 4' 4L T8 28 W LLO to 4' 4L TLED | 105.6 | kWh | per unit | 89.32 | 60.93 | 0.6835% | 12 | Comm Lighting |  | 650 |  |  | 68640 |  |  | 39604.5
[7 empty] | 4' 4L T8 28 W NLO to 4' 4L TLED | 145.2 | kWh | per unit | 89.32 | 60.93 | 0.9398% | 12 | Comm Lighting |  | 650 |  |  | 94380 |  |  | 39604.5
[7 empty] | 4' 4L T8 32 W LLO to 4' 4L TLED | 145.2 | kWh | per unit | 89.32 | 60.93 |  | 12 | Comm Lighting |  |  |  |  | 0 |  |  | 0
[7 empty] | 4' 4L T8 32 W NLO to 4' 4L TLED | 184.8 | kWh | per unit | 89.32 | 60.93 | 1.196% | 12 | Comm Lighting |  | 650 |  |  | 120120 |  |  | 39604.5
[7 empty] | 4' 4L T8 32 W HLO to 4' 4L TLED | 303.6 | kWh | per unit | 89.32 | 60.93 |  | 12 | Comm Lighting |  |  |  |  | 0 |  |  | 0
[7 empty] | 4' 4L T8 28 W LLO to 4' 3L TLED (delamp) | 148.5 | kWh | per unit | 73.72 | 51.61 |  | 12 | Comm Lighting |  |  |  |  | 0 |  |  | 0
[7 empty] | 4' 4L T8 28 W NLO to 4' 2L TLED (delamp & reflector) | 231 | kWh | per unit | 98.39 | 68.87 |  | 12 | Comm Lighting |  |  |  |  | 0 |  |  | 0
[7 empty] | 4' 4L T8 32 W LLO to 4' 3L TLED (delamp) | 188.1 | kWh | per unit | 73.72 | 51.61 |  | 12 | Comm Lighting |  |  |  |  | 0 |  |  | 0
[7 empty] | 4' 4L T8 32 W HLO to 4' 2L TLED (delamp & reflector) | 270.6 | kWh | per unit | 98.39 | 68.87 |  | 12 | Comm Lighting |  |  |  |  | 0 |  |  | 0
[7 empty] | 4' 4L T8 32 W HLO to 4' 2L TLED (delamp & reflector) | 389.4 | kWh | per unit | 98.39 | 68.87 |  | 12 | Comm Lighting |  |  |  |  | 0 |  |  | 0
[7 empty] | 8' 1L T12 HO F96 to 4' 2L TLED (retro kit 2L 8') | 260.7 | kWh | per unit | 93.55 | 65.48 | 0.0649% | 12 | Comm Lighting |  | 25 |  |  | 6517.5 |  |  | 1637
[7 empty] | 8' 2L T12 HO F96 to 4' 4L TLED (retro kit 4L 8' NBF) | 521.4 | kWh | per unit | 77.21 | 54.05 | 0.1298% | 12 | Comm Lighting |  | 25 |  |  | 13035 |  |  | 1351.25
[7 empty] | 8' 2L T12 F96 to 4' 2L TLED (retro kit delamp) | 369.6 | kWh | per unit | 94.19 | 65.93 | 1.84% | 12 | Comm Lighting |  | 500 |  |  | 184800 |  |  | 32965
[7 empty] | 8' 1L T12 F96 to 4' 2L TLED (retro kit 2L 8') | 141.9 | kWh | per unit | 92.72 | 64.9 | 0.04239% | 12 | Comm Lighting |  | 30 |  |  | 4257 |  |  | 1947
[7 empty] | 8' 2L T12 F96 to 4' 4L TLED (retro kit 4L 8') | 283.8 | kWh | per unit | 120.43 | 84.3 | 0.07065% | 12 | Comm Lighting |  | 25 |  |  | 7095 |  |  | 2107.5
[7 empty] | 4' 3L T12 to 4' 3L T8 | 162 | kWh | per unit | 61.25 | 61.25 | 0.04033% | 12 | Comm Lighting |  | 25 |  |  | 4050 |  |  | 1531.25
[7 empty] | 4' 3L T12 to 4' 2L T8 (delamp & reflector) | 230.9932 | kWh | per unit | 91 | 91 | 0.0575% | 12 | Comm Lighting |  | 25 |  |  | 5774.8291 |  |  | 2275
[7 empty] | 4' 3L T12 HO to 4' 2L T8 (delamp & reflector) | 574.183 | kWh | per unit | 91 | 91 | 0.1143% | 12 | Comm Lighting |  | 20 |  |  | 11483.6602 |  |  | 1820
[7 empty] | 4' 4L T12 HO to 4' 4L T8 | 673.1801 | kWh | per unit | 67.83 | 67.83 | 0.1676% | 12 | Comm Lighting |  | 25 |  |  | 16829.5021 |  |  | 1695.75
[7 empty] | 4' 4L T12 HO to 4' 3L T8 (delamp) | 742.478 | kWh | per unit | 91 | 91 | 0.1479% | 12 | Comm Lighting |  | 20 |  |  | 14849.5606 |  |  | 1820
[7 empty] | 400W HID to 80W LED | 1588 | kWh | per unit | 471.07 | 317.52 | 0.1581% | 12 | Comm Lighting |  | 10 |  |  | 15880 |  |  | 3175.2
[7 empty] | 400W HID to 60W LED | 1672 | kWh | per unit | 471.07 | 329.75 | 0.1665% | 12 | Comm Lighting |  | 10 |  |  | 16720 |  |  | 3297.5
[7 empty] | 250W HID to 60W LED | 970 | kWh | per unit | 298.62 | 194.04 | 0.09659% | 12 | Comm Lighting |  | 10 |  |  | 9700 |  |  | 1940.4
[7 empty] | 250W HID to 35W LED | 1075 | kWh | per unit | 218.82 | 153.17 | 0.107% | 12 | Comm Lighting |  | 10 |  |  | 10750 |  |  | 1531.7
[7 empty] | 175W HID to 35W LED | 735 | kWh | per unit | 218.82 | 153.17 | 0.07319% | 12 | Comm Lighting |  | 10 |  |  | 7350 |  |  | 1531.7
[7 empty] | 100W HID to 20W LED | 458 | kWh | per unit | 176.82 | 91.56 | 0.0456% | 12 | Comm Lighting |  | 10 |  |  | 4580 |  |  | 915.6
[7 empty] | Auto-Closers for Glass Reach-in Doors - Low-Temp (Gas Heating) | 336 | kWh | per unit | 190.4 | 133.28 |  | 8 | Comm Refrigeration |  |  |  |  | 0 |  |  | 0
[7 empty] | Auto-Closers for Glass Reach-in Doors - Medium Temp (gas heating) | 250 | kWh | per unit | 190.4 | 133.28 |  | 8 | Comm Refrigeration |  |  |  |  | 0 |  |  | 0
[7 empty] | Auto-Closers for Walk-in Doors - Low Temp (Gas Heating) | 2809 | kWh | per unit | 190.4 | 133.28 |  | 8 | Comm Refrigeration |  |  |  |  | 0 |  |  | 0
[7 empty] | Auto-Closers for Walk-in Doors - Medium Temp (Gas Heating) | 221 | kWh | per unit | 190.4 | 133.28 |  | 8 | Comm Refrigeration |  |  |  |  | 0 |  |  | 0
[7 empty] | Auto-Closers for Glass Reach-in Doors - Low Temp (Elect Heating) | 343 | kWh | per unit | 190.4 | 133.28 |  | 8 | Comm Refrigeration |  |  |  |  | 0 |  |  | 0
[7 empty] | Auto-Closers for Glass Reach-in Doors - Medium Temp (Elect Heating) | 252 | kWh | per unit | 190.4 | 133.28 |  | 8 | Comm Refrigeration |  |  |  |  | 0 |  |  | 0
[7 empty] | Auto-Closers for Walk-in Doors - Low Temp (Elect Heating) | 2836 | kWh | per unit | 190.4 | 133.28 |  | 8 | Comm Refrigeration |  |  |  |  | 0 |  |  | 0
[7 empty] | Auto-Closers for Walk-in Doors - Medium Temp (Elect Heating) | 223 | kWh | per unit | 190.4 | 133.28 |  | 8 | Comm Refrigeration |  |  |  |  | 0 |  |  | 0
[7 empty] | Walk-In ECM <23W | 592 | kWh | per unit | 225.4 | 259.6 | 0.1768% | 15 | Comm Refrigeration |  | 30 |  |  | 17760 |  |  | 7788
[7 empty] | Walk-In ECM >23W | 1458 | kWh | per unit | 225.4 | 259.6 | 0.4355% | 15 | Comm Refrigeration |  | 30 |  |  | 43740 |  |  | 7788
[7 empty] | Gaskets for Reach-in Glass Doors - Low Temp (per door) - Electric | 243 | kWh | per unit | 100 | 72.9 |  | 4 | Comm Refrigeration |  |  |  |  | 0 |  |  | 0
[7 empty] | Gaskets for Reach-in Glass Doors - Medium Temp (per door) - Electric | 248 | kWh | per unit | 81 | 74.4 |  | 4 | Comm Refrigeration |  |  |  |  | 0 |  |  | 0
[7 empty] | Gaskets for Walk-in Freezer - Main Door (per door) - Electric | 347 | kWh | per unit | 114 | 104.1 |  | 4 | Comm Refrigeration |  |  |  |  | 0 |  |  | 0
[7 empty] | Gaskets for Walk-in Cooler - Main Door (per door) - Electric | 204 | kWh | per unit | 76 | 61.2 | 0.1016% | 4 | Comm Refrigeration |  | 50 |  |  | 10200 |  |  | 3060
[7 empty] | Retrofit from 320W HID to Low-Med Output LED | 1298 | kWh | per unit | 471.07 | 329.75 | 0.6462% | 12 | Comm Lighting |  | 50 |  |  | 64900 |  |  | 16487.5
[7 empty] | Retrofit from 400W HID to Low-Med Output LED | 1676 | kWh | per unit | 471.07 | 329.75 | 0.8344% | 12 | Comm Lighting |  | 50 |  |  | 83800 |  |  | 16487.5
[7 empty] | Retrofit from 320W HID to High Output LED | 928 | kWh | per unit | 471.07 | 329.75 | 0.462% | 12 | Comm Lighting |  | 50 |  |  | 46400 |  |  | 16487.5
[7 empty] | Retrofit from 400W HID to High Output LED | 1306 | kWh | per unit | 471.07 | 329.75 |  | 12 | Comm Lighting |  |  |  |  | 0 |  |  | 0
[7 empty] | Night Covers Low Temperature (-35 F to 0 F) [Unknown Heating] | 65.7 | kWh | per unit | 60.2 | 42.14 |  | 5 | Comm Refrigeration |  |  |  |  | 0 |  |  | 0
[7 empty] | Night Covers Medium Temperature (0 F to 30F) [Unknown Heating] | 43.8 | kWh | per unit | 60.2 | 42.14 | 0.004361% | 5 | Comm Refrigeration |  | 10 |  |  | 438 |  |  | 421.4
[7 empty] | Night Covers High Temperature (30F to 55F) [Unknown Heating] | 21.9 | kWh | per unit | 60.2 | 42.14 |  | 5 | Comm Refrigeration |  |  |  |  | 0 |  |  | 0
[7 empty] | Night Covers Low Temperature (-35F to 0F) [Electric Heating] | 130.2 | kWh | per unit | 60.2 | 42.14 |  | 5 | Comm Refrigeration |  |  |  |  | 0 |  |  | 0
[7 empty] | Night Covers Medium Temperature (0F to 30F) [Electric Heating] | 129.8 | kWh | per unit | 60.2 | 42.14 |  | 5 | Comm Refrigeration |  |  |  |  | 0 |  |  | 0
[7 empty] | Night Covers High Temperature (30F to 55F) [Electric Heating] | 86.4 | kWh | per unit | 60.2 | 42.14 |  | 5 | Comm Refrigeration |  |  |  |  | 0 |  |  | 0
[7 empty] | Night Covers Low Temperature (-35F to 0F) [Heat Pump] | 92.5 | kWh | per unit | 60.2 | 42.14 |  | 5 | Comm Refrigeration |  |  |  |  | 0 |  |  | 0
[7 empty] | Night Covers Medium Temperature (0F to 30F) [Heat Pump] | 79.6 | kWh | per unit | 60.2 | 42.14 |  | 5 | Comm Refrigeration |  |  |  |  | 0 |  |  | 0
[7 empty] | Night Covers High Temperature (30F to 55F) [Heat Pump] | 48.7 | kWh | per unit | 60.2 | 42.14 |  | 5 | Comm Refrigeration |  |  |  |  | 0 |  |  | 0
[7 empty] | Night Covers Low Temperature (-35F to 0F) [Gas Heating] | 65.7 | kWh | per unit | 60.2 | 42.14 |  | 5 | Comm Refrigeration |  |  |  |  | 0 |  |  | 0
[7 empty] | Night Covers Medium Temperature (0F to 30F) [Gas Heating] | 43.8 | kWh | per unit | 60.2 | 42.14 |  | 5 | Comm Refrigeration |  |  |  |  | 0 |  |  | 0
[7 empty] | Night Covers High Temperature (30F to 55F) [Gas Heating] | 21.9 | kWh | per unit | 60.2 | 42.14 |  | 5 | Comm Refrigeration |  |  |  |  | 0 |  |  | 0
[7 empty] | Spray valve not previously installed by PSE to 0.65-gas (Elec IE) | 70 | kWh | per unit | 76.3 | 76.3 |  | 4 | Comm Water Heat |  |  |  |  | 0 |  |  | 0
[7 empty] | 2.6 gpm to 0.65 gpm-gas (Elec IE) | 127 | kWh | per unit | 76.3 | 76.3 | 0.06323% | 4 | Comm Water Heat |  | 50 |  |  | 6350 |  |  | 3815
[7 empty] | 2.2 gpm to 0.65 gpm-gas (Elec IE) | 77 | kWh | per unit | 76.3 | 76.3 |  | 4 | Comm Water Heat |  |  |  |  | 0 |  |  | 0
[7 empty] | 1.6 gpm to 0.65 gpm-gas (Elec IE) | 49 | kWh | per unit | 76.3 | 76.3 |  | 4 | Comm Water Heat |  |  |  |  | 0 |  |  | 0
[7 empty] | Spray valve not previously installed by PSE to 0.65-elec | 1267 | kWh | per unit | 76.3 | 76.3 |  | 4 | Comm Water Heat |  |  |  |  | 0 |  |  | 0
[7 empty] | 2.6 gpm to 0.65 gpm-elec | 2295 | kWh | per unit | 76.3 | 76.3 |  | 4 | Comm Water Heat |  |  |  |  | 0 |  |  | 0
[7 empty] | 2.2 gpm to 0.65 gpm-elec | 1393 | kWh | per unit | 76.3 | 76.3 |  | 4 | Comm Water Heat |  |  |  |  | 0 |  |  | 0
[7 empty] | 1.6 gpm to 0.65 gpm-elec | 890 | kWh | per unit | 76.3 | 76.3 |  | 4 | Comm Water Heat |  |  |  |  | 0 |  |  | 0
[7 empty] | Spray valve not previously installed by PSE to 0.65-gas (Elec IE) | 1267 | kWh | per unit | 76.3 | 76.3 |  | 4 | Comm Water Heat |  |  |  |  | 0 |  |  | 0
[7 empty] | 2.6 gpm to 0.65 gpm-gas (Elec IE) | 2295 | kWh | per unit | 76.3 | 76.3 |  | 4 | Comm Water Heat |  |  |  |  | 0 |  |  | 0
[7 empty] | 2.2 gpm to 0.65 gpm-gas (Elec IE) | 1393 | kWh | per unit | 76.3 | 76.3 |  | 4 | Comm Water Heat |  |  |  |  | 0 |  |  | 0
[7 empty] | 1.6 gpm to 0.65 gpm-gas (Elec IE) | 890 | kWh | per unit | 76.3 | 76.3 |  | 4 | Comm Water Heat |  |  |  |  | 0 |  |  | 0
[7 empty] | Sprayvalve not previously installed by PSE to 0.65-elec – with CWA | 1267 | kWh | per unit | 76.3 | 41.3 |  | 4 | Comm Water Heat |  |  |  |  | 0 |  |  | 0
[7 empty] | 2.6 gpm to 0.65 gpm-elec – Split with CWA | 2295 | kWh | per unit | 76.3 | 41.3 |  | 4 | Comm Water Heat |  |  |  |  | 0 |  |  | 0
[7 empty] | 2.2 gpm to 0.65 gpm-elec – Split with CWA | 1393 | kWh | per unit | 76.3 | 41.3 |  | 4 | Comm Water Heat |  |  |  |  | 0 |  |  | 0
[7 empty] | 1.6 gpm to 0.65 gpm-elec – Split with CWA | 890 | kWh | per unit | 76.3 | 41.3 |  | 4 | Comm Water Heat |  |  |  |  | 0 |  |  | 0
[7 empty] | Open Case Lights - Low Power LED from T12 (4' Lamp) | 170 | kWh | per unit | 83.64 | 58.55 | 0.05078% | 11 | Comm Lighting |  | 30 |  |  | 5100 |  |  | 1756.5
[7 empty] | Open Case Lights - Low Power LED from T8 (4' Lamp) | 98 | kWh | per unit | 83.64 | 41.82 |  | 11 | Comm Lighting |  |  |  |  | 0 |  |  | 0
[7 empty] | Open Case Lights - High Power LED from T12 (4' Lamp) | 301 | kWh | per unit | 83.64 | 58.55 |  | 11 | Comm Lighting |  |  |  |  | 0 |  |  | 0
[7 empty] | Open Case Lights - High Power LED from T8 (4' Lamp) | 179 | kWh | per unit | 83.64 | 41.82 |  | 11 | Comm Lighting |  |  |  |  | 0 |  |  | 0
[7 empty] | Open Case Lights - Delamp T12 (4' Lamp) | 226 | kWh | per unit | 83.64 | 58.55 |  | 11 | Comm Lighting |  |  |  |  | 0 |  |  | 0
[7 empty] | Open Case Lights - Delamp T8 (4' Lamp) | 165 | kWh | per unit | 83.64 | 41.82 |  | 11 | Comm Lighting |  |  |  |  | 0 |  |  | 0
[7 empty] | Reach-in Case Lighting: T12 to LED (Retrofit)_Low Temp Case (4' Lamp) | 302 | kWh | per unit | 83.64 | 58.55 |  | 11 | Comm Lighting |  |  |  |  | 0 |  |  | 0
[7 empty] | Reach-in Case Lighting: T8 to LED (Retrofit)_Low Temp Case (4' Lamp) | 206 | kWh | per unit | 83.64 | 41.82 |  | 11 | Comm Lighting |  |  |  |  | 0 |  |  | 0
[7 empty] | Reach-in Case Lighting: T12 to LED (Retrofit)_Med Temp Case (4' Lamp) | 222 | kWh | per unit | 83.64 | 58.55 | 0.05526% | 11 | Comm Lighting |  | 25 |  |  | 5550 |  |  | 1463.75
[7 empty] | Reach-in Case Lighting: T8 to LED (Retrofit)_Med Temp Case (4' Lamp) | 152 | kWh | per unit | 83.64 | 41.82 |  | 11 | Comm Lighting |  |  |  |  | 0 |  |  | 0
[7 empty] | Open Case Lights - Low Power LED from T12 (5' Lamp) | 212 | kWh | per unit | 83.64 | 58.55 |  | 11 | Comm Lighting |  |  |  |  | 0 |  |  | 0
[7 empty] | Open Case Lights - Low Power LED from T8 (5' Lamp) | 122 | kWh | per unit | 83.64 | 41.82 |  | 11 | Comm Lighting |  |  |  |  | 0 |  |  | 0
[7 empty] | Open Case Lights - High Power LED from T12 (5' Lamp) | 376 | kWh | per unit | 83.64 | 58.55 |  | 11 | Comm Lighting |  |  |  |  | 0 |  |  | 0
[7 empty] | Open Case Lights - High Power LED from T8 (5' Lamp) | 223 | kWh | per unit | 83.64 | 41.82 |  | 11 | Comm Lighting |  |  |  |  | 0 |  |  | 0
[7 empty] | Open Case Lights - Delamp T12 (5' Lamp) | 282 | kWh | per unit | 83.64 | 58.55 |  | 11 | Comm Lighting |  |  |  |  | 0 |  |  | 0
[7 empty] | Open Case Lights - Delamp T8 (5' Lamp) | 206 | kWh | per unit | 83.64 | 41.82 |  | 11 | Comm Lighting |  |  |  |  | 0 |  |  | 0
[7 empty] | Reach-in Case Lighting: T12 to LED (Retrofit)_Low Temp Case (5' Lamp) | 378 | kWh | per unit | 83.64 | 58.55 |  | 11 | Comm Lighting |  |  |  |  | 0 |  |  | 0
[7 empty] | Reach-in Case Lighting: T8 to LED (Retrofit)_Low Temp Case (5' Lamp) | 258 | kWh | per unit | 83.64 | 41.82 |  | 11 | Comm Lighting |  |  |  |  | 0 |  |  | 0
[7 empty] | Reach-in Case Lighting: T12 to LED (Retrofit)_Med Temp Case (5' Lamp) | 278 | kWh | per unit | 83.64 | 58.55 |  | 11 | Comm Lighting |  |  |  |  | 0 |  |  | 0
[7 empty] | Reach-in Case Lighting: T8 to LED (Retrofit)_Med Temp Case (5' Lamp) | 190 | kWh | per unit | 83.64 | 41.82 |  | 11 | Comm Lighting |  |  |  |  | 0 |  |  | 0
[7 empty] | Open Case Lights - Low Power LED from T12 (6' Lamp) | 255 | kWh | per unit | 111.64 | 78.15 |  | 11 | Comm Lighting |  |  |  |  | 0 |  |  | 0
[7 empty] | Open Case Lights - Low Power LED from T8 (6' Lamp) | 147 | kWh | per unit | 111.64 | 55.82 |  | 11 | Comm Lighting |  |  |  |  | 0 |  |  | 0
[7 empty] | Open Case Lights - High Power LED from T12 (6' Lamp) | 451 | kWh | per unit | 111.64 | 78.15 |  | 11 | Comm Lighting |  |  |  |  | 0 |  |  | 0
[7 empty] | Open Case Lights - High Power LED from T8 (6' Lamp) | 268 | kWh | per unit | 111.64 | 55.82 |  | 11 | Comm Lighting |  |  |  |  | 0 |  |  | 0
[7 empty] | Open Case Lights - Delamp T12 (6' Lamp) | 339 | kWh | per unit | 111.64 | 78.15 |  | 11 | Comm Lighting |  |  |  |  | 0 |  |  | 0
[7 empty] | Open Case Lights - Delamp T8 (6' Lamp) | 247 | kWh | per unit | 111.64 | 55.82 |  | 11 | Comm Lighting |  |  |  |  | 0 |  |  | 0
[7 empty] | Reach-in Case Lighting: T12 to LED (Retrofit)_Low Temp Case (6' Lamp) | 453 | kWh | per unit | 111.64 | 78.15 |  | 11 | Comm Lighting |  |  |  |  | 0 |  |  | 0
[7 empty] | Reach-in Case Lighting: T8 to LED (Retrofit)_Low Temp Case (6' Lamp) | 309 | kWh | per unit | 111.64 | 55.82 |  | 11 | Comm Lighting |  |  |  |  | 0 |  |  | 0
[7 empty] | Reach-in Case Lighting: T12 to LED (Retrofit)_Med Temp Case (6' Lamp) | 333 | kWh | per unit | 111.64 | 78.15 |  | 11 | Comm Lighting |  |  |  |  | 0 |  |  | 0
[7 empty] | Reach-in Case Lighting: T8 to LED (Retrofit)_Med Temp Case (6' Lamp) | 228 | kWh | per unit | 111.64 | 55.82 |  | 11 | Comm Lighting |  |  |  |  | 0 |  |  | 0
[7 empty] | 1.5 GPM Showerhead Any Commercial, electric SBDI | 228 | kWh | per unit | 23.8 | 23.8 | 0.0227% | 10 | Comm Water Heat |  | 10 |  |  | 2280 |  |  | 238
[7 empty] | 1.5 GPM Showerhead Any Commercial, gas IE SBDI | 10 | kWh | per unit | 0 | 0 | 0.0009957% | 10 | Comm Water Heat |  | 10 |  |  | 100 |  |  | 0
[7 empty] | 1.5 GPM Showerhead Fitness Center, electric SBDI | 4288 | kWh | per unit | 23.8 | 23.8 | 0.427% | 10 | Comm Water Heat |  | 10 |  |  | 42880 |  |  | 238
[7 empty] | 1.5 GPM Showerhead Fitness Center, gas IE SBDI | 190 | kWh | per unit | 0 | 0 | 0.01892% | 10 | Comm Water Heat |  | 10 |  |  | 1900 |  |  | 0
[7 empty] | 1.5 GPM Showerhead Any Commercial, electric SBDI– Split Cost with CWA | 228 | kWh | per unit | 12.8 | 12.8 | 0.0227% | 10 | Comm Water Heat |  | 10 |  |  | 2280 |  |  | 128
[7 empty] | 1.5 GPM Showerhead Any Commercial, gas IE SBDI– Split Cost with CWA | 10 | kWh | per unit | 0 | 0 | 0.0009957% | 10 | Comm Water Heat |  | 10 |  |  | 100 |  |  | 0
[7 empty] | 1.5 GPM Showerhead Fitness Center, electric SBDI – Split Cost with CWA | 4288 | kWh | per unit | 12.8 | 12.8 | 0.427% | 10 | Comm Water Heat |  | 10 |  |  | 42880 |  |  | 128
[7 empty] | 1.5 GPM Showerhead Fitness Center, gas IE SBDI – Split Cost with CWA | 190 | kWh | per unit | 0 | 0 | 0.01892% | 10 | Comm Water Heat |  | 10 |  |  | 1900 |  |  | 0
[7 empty] | Aerator, Office Small-Electric | 46.6 | kWh | per unit | 13.09 | 13.09 | 0.0232% | 10 | Comm Water Heat |  | 50 |  |  | 2330 |  |  | 654.5
[7 empty] | Aerator, Restaurant - Electric | 94 | kWh | per unit | 13.09 | 13.09 | 0.2808% | 10 | Comm Water Heat |  | 300 |  |  | 28200 |  |  | 3927
[7 empty] | Aerator, Retail-Electric | 151.6 | kWh | per unit | 13.09 | 13.09 | 0.07548% | 10 | Comm Water Heat |  | 50 |  |  | 7580 |  |  | 654.5
[7 empty] | Aerator, School-Electric | 189.5 | kWh | per unit | 13.09 | 13.09 | 0.09434% | 10 | Comm Water Heat |  | 50 |  |  | 9475 |  |  | 654.5
[7 empty] | Aerator, All Others-Electric | 151.6 | kWh | per unit | 13.09 | 13.09 | 0.4529% | 10 | Comm Water Heat |  | 300 |  |  | 45480 |  |  | 3927
[7 empty] | LED A Lamp 7W - Assembly Church | 35 | kWh | per unit | 18.7 | 18.7 |  | 5 | Comm Lighting |  |  |  |  | 0 |  |  | 0
[7 empty] | LED A Lamp 7W - Exterior | 78 | kWh | per unit | 18.7 | 18.7 |  | 5 | Comm Lighting |  |  |  |  | 0 |  |  | 0
[7 empty] | LED A Lamp 7W - Grocery | 101 | kWh | per unit | 18.7 | 18.7 |  | 5 | Comm Lighting |  |  |  |  | 0 |  |  | 0
[7 empty] | LED A Lamp 11W - Assembly Church | 55 | kWh | per unit | 19.68 | 19.68 | 0.1369% | 5 | Comm Lighting |  | 250 |  |  | 13750 |  |  | 4920
[7 empty] | LED A Lamp 11W - Exterior | 123 | kWh | per unit | 19.68 | 19.68 |  | 5 | Comm Lighting |  |  |  |  | 0 |  |  | 0
[7 empty] | LED A Lamp 11W - Grocery | 159 | kWh | per unit | 19.68 | 19.68 |  | 5 | Comm Lighting |  |  |  |  | 0 |  |  | 0
[7 empty] | LED A Lamp 5W Globe - Assembly Church | 25 | kWh | per unit | 21.07 | 21.07 |  | 5 | Comm Lighting |  |  |  |  | 0 |  |  | 0
[7 empty] | LED A Lamp 5W Globe - Exterior | 56 | kWh | per unit | 21.07 | 21.07 |  | 5 | Comm Lighting |  |  |  |  | 0 |  |  | 0
[7 empty] | LED A Lamp 5W Globe - Grocery | 73 | kWh | per unit | 21.07 | 21.07 |  | 5 | Comm Lighting |  |  |  |  | 0 |  |  | 0
[7 empty] | LED Decorative - Assembly Church | 35 | kWh | per unit | 27.69 | 27.69 | 0.02265% | 3 | Comm Lighting |  | 65 |  |  | 2275 |  |  | 1799.85
[7 empty] | LED Decorative - Exterior | 79 | kWh | per unit | 27.69 | 27.69 | 0.01573% | 3 | Comm Lighting |  | 20 |  |  | 1580 |  |  | 553.8
[7 empty] | LED Decorative - Grocery | 102 | kWh | per unit | 27.69 | 27.69 | 0.02031% | 3 | Comm Lighting |  | 20 |  |  | 2040 |  |  | 553.8
[7 empty] | LED MR 16 - Assembley Church | 47 | kWh | per unit | 32.41 | 32.41 | 0.0117% | 5 | Comm Lighting |  | 25 |  |  | 1175 |  |  | 810.25
[7 empty] | LED MR 16 - Exterior | 103 | kWh | per unit | 32.41 | 32.41 | 0.01026% | 5 | Comm Lighting |  | 10 |  |  | 1030 |  |  | 324.1
[7 empty] | LED MR 16 - Grocery | 134 | kWh | per unit | 32.41 | 32.41 |  | 5 | Comm Lighting |  |  |  |  | 0 |  |  | 0
[7 empty] | LED Direction Par 20 - Assembley Church | 66 | kWh | per unit | 36.68 | 36.68 |  | 5 | Comm Lighting |  |  |  |  | 0 |  |  | 0
[7 empty] | LED Direction Par 20 - Exterior | 147 | kWh | per unit | 36.68 | 36.68 |  | 5 | Comm Lighting |  |  |  |  | 0 |  |  | 0
[7 empty] | LED Direction Par 20 - Grocery | 192 | kWh | per unit | 36.68 | 36.68 |  | 5 | Comm Lighting |  |  |  |  | 0 |  |  | 0
[7 empty] | LED Direction Par 30 - Assembly Church | 57 | kWh | per unit | 50.64 | 50.64 |  | 5 | Comm Lighting |  |  |  |  | 0 |  |  | 0
[7 empty] | LED Direction Par 30 - Exterior | 126 | kWh | per unit | 50.64 | 50.64 |  | 5 | Comm Lighting |  |  |  |  | 0 |  |  | 0
[7 empty] | LED Direction Par 30 - Grocery | 163 | kWh | per unit | 50.64 | 50.64 |  | 5 | Comm Lighting |  |  |  |  | 0 |  |  | 0
[7 empty] | LED Par 38 & 40 - Assembly Church | 76 | kWh | per unit | 52.35 | 52.35 |  | 5 | Comm Lighting |  |  |  |  | 0 |  |  | 0
[7 empty] | LED Par 38 & 40 - Exterior | 170 | kWh | per unit | 52.35 | 52.35 |  | 5 | Comm Lighting |  |  |  |  | 0 |  |  | 0
[7 empty] | LED Par 38 & 40 - Grocery | 221 | kWh | per unit | 52.35 | 52.35 |  | 5 | Comm Lighting |  |  |  |  | 0 |  |  | 0
[7 empty] | LED Recessed Can - Assembly Church | 62 | kWh | per unit | 106.68 | 106.68 |  | 12 | Comm Lighting |  |  |  |  | 0 |  |  | 0
[7 empty] | LED Recessed Can - Exterior | 138 | kWh | per unit | 106.68 | 106.68 |  | 12 | Comm Lighting |  |  |  |  | 0 |  |  | 0
[7 empty] | LED Recessed Can - Grocery | 180 | kWh | per unit | 106.68 | 106.68 |  | 12 | Comm Lighting |  |  |  |  | 0 |  |  | 0
[7 empty] | LED Recessed Can - Lodging Common Area | 280 | kWh | per unit | 106.68 | 106.68 |  | 12 | Comm Lighting |  |  |  |  | 0 |  |  | 0
[7 empty] | LED Recessed Can - Office | 103 | kWh | per unit | 106.68 | 106.68 |  | 12 | Comm Lighting |  |  |  |  | 0 |  |  | 0
[7 empty] | LED Recessed Can - Other | 77 | kWh | per unit | 106.68 | 106.68 |  | 12 | Comm Lighting |  |  |  |  | 0 |  |  | 0
[7 empty] | LED Recessed Can - Other Health | 151 | kWh | per unit | 106.68 | 106.68 |  | 12 | Comm Lighting |  |  |  |  | 0 |  |  | 0
[7 empty] | LED Recessed Can - Restaurant | 123 | kWh | per unit | 106.68 | 106.68 |  | 12 | Comm Lighting |  |  |  |  | 0 |  |  | 0
[7 empty] | LED Recessed Can - Retail | 113 | kWh | per unit | 106.68 | 106.68 |  | 12 | Comm Lighting |  |  |  |  | 0 |  |  | 0
[7 empty] | LED Recessed Can - School (k-12) | 78 | kWh | per unit | 106.68 | 106.68 |  | 12 | Comm Lighting |  |  |  |  | 0 |  |  | 0
[7 empty] | LED Recessed Can - Warehouse | 81 | kWh | per unit | 106.68 | 106.68 |  | 12 | Comm Lighting |  |  |  |  | 0 |  |  | 0
2016 Measure Reference. Indicated savings values, measure cost, incentives, and unit totals are from original 2016-2017 BCP. Updated 2017 figures are indicated in table above.
[7 empty] | Savings Section | [14 empty] | Savings Section |  |  | Savings Section
[7 empty] | Measure Information | [8 empty] | Unit Totals |  |  | Projected Savings |  |  | Incentive Totals |  |  | First-year NEBs per unit
[7 empty] | Measure Name | Savings | UOM | Unit Type | Measure Cost | Incentive | Support % | Measure Life | End Use | 2016 | 2017 | Combined | 2016 | 2017 | Combined | 2016 | 2017 | Combined
[7 empty] | i | i |  | i | i | i | i | i | i | i | i
[7 empty] | TOTALS g |  |  |  | 6603664.4 | 11415.882 |  | 10 |  |  |  |  | 11021091.5 | 11332748.5 | 22353840 | 2342693.74 | 2419231.36 | 4761925.1 | 0
[7 empty] | LED Open sign | 158 | kWh | per unit | 165 | 165 | 1.635% | 12 | Comm Lighting | 1250 | 1250 | 2500 | 197500 | 197500 | 395000 | 206250 | 206250 | 412500
[7 empty] | Load Sensing Smart Strip | 100 | kWh | per unit | 54.6 | 54.6 | 0.2069% | 5 | Comm Lighting | 250 | 250 | 500 | 25000 | 25000 | 50000 | 13650 | 13650 | 27300
[7 empty] | Activity Sensing Smart Controller | 300 | kWh | per unit | 65 | 65 | 1.242% | 5 | Comm Lighting | 1500 | 1500 | 3000 | 450000 | 450000 | 900000 | 97500 | 97500 | 195000
[7 empty] | Occupancy Sensors (<100W) | 46 | kWh | per unit | 82 | 82 | 0.4759% | 10 | Comm Lighting | 1200 | 1256 | 2456 | 55200 | 57776 | 112976 | 98400 | 102992 | 201392
[7 empty] | Occupancy Sensors (>100W And <150W) | 116 | kWh | per unit | 82 | 82 | 0.03% | 10 | Comm Lighting | 25 | 25 | 50 | 2900 | 2900 | 5800 | 2050 | 2050 | 4100
[7 empty] | Occupancy Sensors (>150W And <200W) | 162 | kWh | per unit | 82 | 82 | 0.0419% | 10 | Comm Lighting | 25 | 25 | 50 | 4050 | 4050 | 8100 | 2050 | 2050 | 4100
[7 empty] | Occupancy Sensors (>200W And <450W) | 302 | kWh | per unit | 82 | 82 | 0.07812% | 10 | Comm Lighting | 25 | 25 | 50 | 7550 | 7550 | 15100 | 2050 | 2050 | 4100
[7 empty] | Occupancy Sensors (>450) | 464 | kWh | per unit | 82 | 82 | 0.12% | 10 | Comm Lighting | 50 | 50 | 100 | 23200 | 23200 | 46400 | 4100 | 4100 | 8200
[7 empty] | LED Exit Sign | 153.3 | kWh | per unit | 60 | 60 | 1.983% | 10 | Comm Lighting | 1000 | 1000 | 2000 | 153300 | 153300 | 306600 | 60000 | 60000 | 120000
[7 empty] | 2' 1L T12 to 2' 1L T8 2015 | 41 | kWh | per unit | 52.23 | 10.25 | 0.06363% | 12 | Comm Lighting | 150 | 150 | 300 | 6150 | 6150 | 12300 | 1537.5 | 1537.5 | 3075
[7 empty] | 3' 1L T12 to 3' 1L T8 2015 | 70 | kWh | per unit | 53.28 | 17.5 | 0.1086% | 12 | Comm Lighting | 150 | 150 | 300 | 10500 | 10500 | 21000 | 2625 | 2625 | 5250
[7 empty] | 4' 1L T12 to 4' 1L T8 2015 | 66 | kWh | per unit | 54.75 | 16.5 | 0.1024% | 12 | Comm Lighting | 150 | 150 | 300 | 9900 | 9900 | 19800 | 2475 | 2475 | 4950
[7 empty] | 4' 2L T12 HO to 4' 2L T8 2015 | 421 | kWh | per unit | 57.23 | 40.061 | 0.008795% | 12 | Comm Lighting | 100 | 100 | 200 | 42100 | 42100 | 84200 | 4006.1 | 4006.1 | 8012.2
[7 empty] | 4' 1L T8 to LED | 34 | kWh | per unit | 53.29 | 8.5 | 0.008795% | 12 | Comm Lighting | 200 | 200 | 400 | 6800 | 6800 | 13600 | 1700 | 1700 | 3400
[7 empty] | 4' 2L T12 to 4' 2L T8 2015 | 136 | kWh | per unit | 57.23 | 34 | 1.055% | 12 | Comm Lighting | 750 | 750 | 1500 | 102000 | 102000 | 204000 | 25500 | 25500 | 51000
[7 empty] | 4' 2L T12 to 4' 2L LED | 264 | kWh | per unit | 73.89 | 66 | 0.06829% | 12 | Comm Lighting | 75 | 75 | 150 | 19800 | 19800 | 39600 | 4950 | 4950 | 9900
[7 empty] | 4' 2L T8 to 4' 2L LED | 190 | kWh | per unit | 73.89 | 47.5 | 0.04915% | 12 | Comm Lighting | 75 | 75 | 150 | 14250 | 14250 | 28500 | 3562.5 | 3562.5 | 7125
[7 empty] | 4' 3L T12 HO to 4' 3L T8 | 632 | kWh | per unit | 61.25 | 42.875 | 2.612% | 12 | Comm Lighting | 1250 | 1250 | 2500 | 790000 | 790000 | 1580000 | 53593.75 | 53593.75 | 107187.5
[7 empty] | 4' 3L T12 to 4' 3L LED | 421 | kWh | per unit | 97.97 | 68.579 | 0.1089% | 12 | Comm Lighting | 25 | 25 | 50 | 10525 | 10525 | 21050 | 1714.475 | 1714.475 | 3428.95
[7 empty] | 4' 3L T8 to 4' 3L LED | 281 | kWh | per unit | 97.97 | 70.25 | 0.07268% | 12 | Comm Lighting | 25 | 25 | 50 | 7025 | 7025 | 14050 | 1756.25 | 1756.25 | 3512.5
[7 empty] | 4' 4L T12 to 4' 2L T8 (delamp & reflector) | 446 | kWh | per unit | 88.83 | 62.181 | 1.154% | 12 | Comm Lighting | 250 | 250 | 500 | 111500 | 111500 | 223000 | 15545.25 | 15545.25 | 31090.5
[7 empty] | 4' 2L LED (delamp & reflector) | 463 | kWh | per unit | 92.26 | 64.582 | 0.1198% | 12 | Comm Lighting | 25 | 25 | 50 | 11575 | 11575 | 23150 | 1614.55 | 1614.55 | 3229.1
[7 empty] | 4' 2L LED (delamp & reflector) | 322 | kWh | per unit | 92.26 | 64.582 | 0.08329% | 12 | Comm Lighting | 25 | 25 | 50 | 8050 | 8050 | 16100 | 1614.55 | 1614.55 | 3229.1
[7 empty] | 4' 4L T12 to 4' 4L T8 | 273 | kWh | per unit | 67.83 | 47.481 | 2.825% | 12 | Comm Lighting | 1000 | 1000 | 2000 | 273000 | 273000 | 546000 | 47481 | 47481 | 94962
[7 empty] | 4' 4L LED | 525 | kWh | per unit | 125.1 | 87.57 | 0.1358% | 12 | Comm Lighting | 50 | 50 | 100 | 26250 | 26250 | 52500 | 4378.5 | 4378.5 | 8757
[7 empty] | 4' 4L LED | 376 | kWh | per unit | 125.1 | 87.57 | 0.09726% | 12 | Comm Lighting | 2000 | 1950 | 3950 | 752000 | 733200 | 1485200 | 175140 | 170761.5 | 345901.5
[7 empty] | 4' 4L T12 to 4' 3L T8 (delamp) | 360 | kWh | per unit | 91 | 63.7 | 2.09% | 12 | Comm Lighting | 1000 | 1000 | 2000 | 360000 | 360000 | 720000 | 63700 | 63700 | 127400
[7 empty] | 4' 3L LED (delamp) | 562 | kWh | per unit | 101.63 | 71.141 | 0.1454% | 12 | Comm Lighting | 25 | 25 | 50 | 14050 | 14050 | 28100 | 1778.525 | 1778.525 | 3557.05
[7 empty] | 4' 3L LED (delamp) | 413 | kWh | per unit | 101.63 | 71.141 | 0.1068% | 12 | Comm Lighting | 25 | 25 | 50 | 10325 | 10325 | 20650 | 1778.525 | 1778.525 | 3557.05
[7 empty] | 4' 4L T12 HO to 4' 2L T8 (delamp & reflector) | 1016 | kWh | per unit | 88.83 | 62.181 | 4.615% | 12 | Comm Lighting | 300 | 300 | 600 | 304800 | 304800 | 609600 | 18654.3 | 18654.3 | 37308.6
[7 empty] | 4' 2L LED (delamp & reflector) | 599 | kWh | per unit | 92.68 | 64.876 | 0.1549% | 12 | Comm Lighting | 25 | 25 | 50 | 14975 | 14975 | 29950 | 1621.9 | 1621.9 | 3243.8
[7 empty] | 4' 2L LED (delamp & reflector) | 450 | kWh | per unit | 92.68 | 64.876 | 0.1164% | 12 | Comm Lighting | 25 | 25 | 50 | 11250 | 11250 | 22500 | 1621.9 | 1621.9 | 3243.8
[7 empty] | 8' 1L T12 HO F96 to 4' 2L 28W (retro kit 2L 8') | 260 | kWh | per unit | 97.5 | 68.25 | 0.7967% | 12 | Comm Lighting | 1000 | 1000 | 2000 | 260000 | 260000 | 520000 | 68250 | 68250 | 136500
[7 empty] | 4' 2L LED (retro kit 2L 8') | 231 | kWh | per unit | 95.12 | 66.584 | 0.05975% | 12 | Comm Lighting | 25 | 25 | 50 | 5775 | 5775 | 11550 | 1664.6 | 1664.6 | 3329.2
[7 empty] | 4' 2L LED (retro kit 2L 8') | 165 | kWh | per unit | 95.12 | 66.584 | 0.04268% | 12 | Comm Lighting | 25 | 25 | 50 | 4125 | 4125 | 8250 | 1664.6 | 1664.6 | 3329.2
[7 empty] | 8' 2L T12 HO F96 to 4' 4L 28W (retro kit 4L 8' NBF) | 516 | kWh | per unit | 98 | 68.6 | 1.066% | 12 | Comm Lighting | 1000 | 1000 | 2000 | 516000 | 516000 | 1032000 | 68600 | 68600 | 137200
[7 empty] | 4' 4L LED (retro kit 4L 8') | 467 | kWh | per unit | 143.55 | 100.485 | 0.1208% | 12 | Comm Lighting | 500 | 500 | 1000 | 233500 | 233500 | 467000 | 50242.5 | 50242.5 | 100485
[7 empty] | 4' 4L LED (retro kit 4L 8') | 335 | kWh | per unit | 143.55 | 83.75 | 0.08665% | 12 | Comm Lighting | 25 | 25 | 50 | 8375 | 8375 | 16750 | 2093.75 | 2093.75 | 4187.5
[7 empty] | 8' 1L T8 F96 to 4' 2L 28W (retro kit 2L 8') | 50 | kWh | per unit | 78 | 12.5 | 0.2587% | 12 | Comm Lighting | 500 | 500 | 1000 | 25000 | 25000 | 50000 | 6250 | 6250 | 12500
[7 empty] | 4' 2L LED (retro kit 2L 8') | 355 | kWh | per unit | 95.95 | 67.165 | 0.09183% | 12 | Comm Lighting | 30 | 30 | 60 | 10650 | 10650 | 21300 | 2014.95 | 2014.95 | 4029.9
[7 empty] | 8' 2L T8 F96 to 4' 4L 28W (retro kit 4L 8') | 103 | kWh | per unit | 90.25 | 25.75 | 5.339% | 12 | Comm Lighting | 1000 | 1000 | 2000 | 103000 | 103000 | 206000 | 25750 | 25750 | 51500
[7 empty] | 4' 4L LED (retro kit 4L 8' NBF) | 116 | kWh | per unit | 144.38 | 29 | 0.03% | 12 | Comm Lighting | 25 | 25 | 50 | 2900 | 2900 | 5800 | 725 | 725 | 1450
[7 empty] | 8' 2L T12 Delamp to 4' 2L T8 (retro kit delamp) | 397 | kWh | per unit | 114.17 | 79.919 | 4.108% | 12 | Comm Lighting | 1000 | 1000 | 2000 | 397000 | 397000 | 794000 | 79919 | 79919 | 159838
[7 empty] | 4' 2L LED (retro kit delamp) | 405 | kWh | per unit | 92.68 | 64.876 | 0.1048% | 12 | Comm Lighting | 25 | 25 | 50 | 10125 | 10125 | 20250 | 1621.9 | 1621.9 | 3243.8
[7 empty] | LED Fixture | 1557 | kWh | per unit | 297.7 | 208.39 | 0.1048% | 12 | Comm Lighting | 20 | 20 | 40 | 31140 | 31140 | 62280 | 4167.8 | 4167.8 | 8335.6
[7 empty] | LED Fixture | 1656 | kWh | per unit | 578.5 | 404.95 | 0.8055% | 12 | Comm Lighting | 25 | 25 | 50 | 41400 | 41400 | 82800 | 10123.75 | 10123.75 | 20247.5
[7 empty] | 400W HID to 4' 6L T8 (HBF) | 1107 | kWh | per unit | 236.54 | 165.578 | 0.8567% | 12 | Comm Lighting | 100 | 100 | 200 | 110700 | 110700 | 221400 | 16557.8 | 16557.8 | 33115.6
[7 empty] | 80W Multi-Lamp Inc Fixture to 2L F17T8 (NBF) | 202 | kWh | per unit | 108 | 50.5 | 11.45% | 12 | Comm Lighting | 750 | 750 | 1500 | 151500 | 151500 | 303000 | 37875 | 37875 | 75750
[7 empty] | 2L F17T8 (NBF) | 368 | kWh | per unit | 108 | 75.6 | 1.284% | 12 | Comm Lighting | 75 | 75 | 150 | 27600 | 27600 | 55200 | 5670 | 5670 | 11340
[7 empty] | 2L F25T8 (NBF) | 479 | kWh | per unit | 109 | 76.3 | 0.01045% | 12 | Comm Lighting | 50 | 50 | 100 | 23950 | 23950 | 47900 | 3815 | 3815 | 7630
[7 empty] | 2L F28T8 (NBF) | 793 | kWh | per unit | 111 | 77.7 | 0.1904% | 12 | Comm Lighting | 25 | 25 | 50 | 19825 | 19825 | 39650 | 1942.5 | 1942.5 | 3885
[7 empty] | Fixture LED, 35w Area (barn) w/ photo | 685 | kWh | per unit | 211.25 | 147.875 | 0.1239% | 12 | Comm Lighting | 125 | 125 | 250 | 85625 | 85625 | 171250 | 18484.375 | 18484.375 | 36968.75
[7 empty] | LED Canopy fixture | 685 | kWh | per unit | 430.4 | 171.25 | 0.2051% | 12 | Comm Lighting | 200 | 200 | 400 | 137000 | 137000 | 274000 | 34250 | 34250 | 68500
[7 empty] | <30W LED Wall Pack with Photocell | 601 | kWh | per unit | 156.25 | 109.375 | 1.417% | 12 | Comm Lighting | 100 | 100 | 200 | 60100 | 60100 | 120200 | 10937.5 | 10937.5 | 21875
[7 empty] | Recessed Can 8" LED | 190 | kWh | per unit | 81.9 | 47.5 | 2.658% | 12 | Comm Lighting | 500 | 500 | 1000 | 95000 | 95000 | 190000 | 23750 | 23750 | 47500
[7 empty] | LED A Lamp 7W | 43 | kWh | per unit | 18.7 | 18.7 | 6.218% | 12 | Comm Lighting | 275 | 275 | 550 | 11825 | 11825 | 23650 | 5142.5 | 5142.5 | 10285
[7 empty] | LED A Lamp 7W | 44 | kWh | per unit | 18.7 | 18.7 | 0.4915% | 12 | Comm Lighting | 50 | 50 | 100 | 2200 | 2200 | 4400 | 935 | 935 | 1870
[7 empty] | LED A Lamp 7W | 46 | kWh | per unit | 18.7 | 18.7 | 0.08122% | 3 | Comm Lighting | 1500 | 1500 | 3000 | 69000 | 69000 | 138000 | 28050 | 28050 | 56100
[7 empty] | LED A Lamp 7W | 58 | kWh | per unit | 18.7 | 18.7 | 0.3% | 3 | Comm Lighting | 250 | 250 | 500 | 14500 | 14500 | 29000 | 4675 | 4675 | 9350
[7 empty] | LED A Lamp 7W | 63 | kWh | per unit | 18.7 | 18.7 | 0.1112% | 3 | Comm Lighting | 50 | 50 | 100 | 3150 | 3150 | 6300 | 935 | 935 | 1870
[7 empty] | LED A Lamp 7W | 69 | kWh | per unit | 18.7 | 18.7 | 0.04346% | 3 | Comm Lighting | 50 | 50 | 100 | 3450 | 3450 | 6900 | 935 | 935 | 1870
[7 empty] | LED A Lamp 7W | 84 | kWh | per unit | 18.7 | 18.7 | 0.0357% | 3 | Comm Lighting | 500 | 500 | 1000 | 42000 | 42000 | 84000 | 9350 | 9350 | 18700
[7 empty] | LED A Lamp 7W | 157 | kWh | per unit | 18.7 | 18.7 | 0.03259% | 3 | Comm Lighting | 250 | 250 | 500 | 39250 | 39250 | 78500 | 4675 | 4675 | 9350
[7 empty] | LED A Lamp 11W | 68 | kWh | per unit | 19.68 | 19.68 | 0.09105% | 3 | Comm Lighting | 250 | 250 | 500 | 17000 | 17000 | 34000 | 4920 | 4920 | 9840
[7 empty] | LED A Lamp 11W | 69 | kWh | per unit | 19.68 | 19.68 | 0.09519% | 3 | Comm Lighting | 50 | 50 | 100 | 3450 | 3450 | 6900 | 984 | 984 | 1968
[7 empty] | LED A Lamp 11W | 72 | kWh | per unit | 19.68 | 19.68 | 0.1278% | 3 | Comm Lighting | 50 | 50 | 100 | 3600 | 3600 | 7200 | 984 | 984 | 1968
[7 empty] | LED A Lamp 11W | 90 | kWh | per unit | 19.68 | 19.68 | 0.04656% | 3 | Comm Lighting | 2500 | 2500 | 5000 | 225000 | 225000 | 450000 | 49200 | 49200 | 98400
[7 empty] | LED A Lamp 11W | 99 | kWh | per unit | 19.68 | 19.68 | 0.3518% | 3 | Comm Lighting | 50 | 50 | 100 | 4950 | 4950 | 9900 | 984 | 984 | 1968
[7 empty] | LED A Lamp 11W | 108 | kWh | per unit | 19.68 | 19.68 | 0.0688% | 3 | Comm Lighting | 50 | 50 | 100 | 5400 | 5400 | 10800 | 984 | 984 | 1968
[7 empty] | LED A Lamp 11W | 133 | kWh | per unit | 19.68 | 19.68 | 0.05587% | 3 | Comm Lighting | 250 | 250 | 500 | 33250 | 33250 | 66500 | 4920 | 4920 | 9840
[7 empty] | LED A Lamp 11W | 247 | kWh | per unit | 19.68 | 19.68 | 0.1024% | 3 | Comm Lighting | 250 | 250 | 500 | 61750 | 61750 | 123500 | 4920 | 4920 | 9840
[7 empty] | LED A Lamp 5W Globe | 31 | kWh | per unit | 21.07 | 21.07 | 0.07139% | 3 | Comm Lighting | 250 | 250 | 500 | 7750 | 7750 | 15500 | 5267.5 | 5267.5 | 10535
[7 empty] | LED A Lamp 5W Globe | 31 | kWh | per unit | 21.07 | 21.07 | 0.0745% | 3 | Comm Lighting | 50 | 50 | 100 | 1550 | 1550 | 3100 | 1053.5 | 1053.5 | 2107
[7 empty] | LED A Lamp 5W Globe | 33 | kWh | per unit | 21.07 | 21.07 | 0.05794% | 3 | Comm Lighting | 250 | 250 | 500 | 8250 | 8250 | 16500 | 5267.5 | 5267.5 | 10535
[7 empty] | LED A Lamp 5W Globe | 41 | kWh | per unit | 21.07 | 21.07 | 0.08484% | 3 | Comm Lighting | 50 | 50 | 100 | 2050 | 2050 | 4100 | 1053.5 | 1053.5 | 2107
[7 empty] | LED A Lamp 5W Globe | 45 | kWh | per unit | 21.07 | 21.07 | 0.01604% | 3 | Comm Lighting | 25 | 25 | 50 | 1125 | 1125 | 2250 | 526.75 | 526.75 | 1053.5
[7 empty] | LED A Lamp 5W Globe | 49 | kWh | per unit | 21.07 | 21.07 | 0.01552% | 3 | Comm Lighting | 150 | 100 | 250 | 7350 | 4900 | 12250 | 3160.5 | 2107 | 5267.5
[7 empty] | LED A Lamp 5W Globe | 60 | kWh | per unit | 21.07 | 21.07 | 0.0507% | 3 | Comm Lighting | 25 | 25 | 50 | 1500 | 1500 | 3000 | 526.75 | 526.75 | 1053.5
[7 empty] | LED A Lamp 5W Globe | 112 | kWh | per unit | 21.07 | 21.07 | 0.01164% | 3 | Comm Lighting | 150 | 150 | 300 | 16800 | 16800 | 33600 | 3160.5 | 3160.5 | 6321
[7 empty] | LED MR 16 | 58 | kWh | per unit | 32.41 | 32.41 | 0.03207% | 3 | Comm Lighting | 100 | 100 | 200 | 5800 | 5800 | 11600 | 3241 | 3241 | 6482
[7 empty] | LED MR 16 | 59 | kWh | per unit | 32.41 | 32.41 | 0.03414% | 3 | Comm Lighting | 50 | 50 | 100 | 2950 | 2950 | 5900 | 1620.5 | 1620.5 | 3241
[7 empty] | LED MR 16 | 61 | kWh | per unit | 32.41 | 32.41 | 0.1086% | 3 | Comm Lighting | 125 | 125 | 250 | 7625 | 7625 | 15250 | 4051.25 | 4051.25 | 8102.5
[7 empty] | LED MR 16 | 77 | kWh | per unit | 32.41 | 32.41 | 0.09959% | 3 | Comm Lighting | 750 | 750 | 1500 | 57750 | 57750 | 115500 | 24307.5 | 24307.5 | 48615
[7 empty] | LED MR 16 | 84 | kWh | per unit | 32.41 | 32.41 | 0.4501% | 3 | Comm Lighting | 50 | 50 | 100 | 4200 | 4200 | 8400 | 1620.5 | 1620.5 | 3241
[7 empty] | LED MR 16 | 92 | kWh | per unit | 32.41 | 32.41 | 0.05846% | 3 | Comm Lighting | 50 | 50 | 100 | 4600 | 4600 | 9200 | 1620.5 | 1620.5 | 3241
[7 empty] | LED MR 16 | 113 | kWh | per unit | 32.41 | 32.41 | 0.04759% | 3 | Comm Lighting | 25 | 25 | 50 | 2825 | 2825 | 5650 | 810.25 | 810.25 | 1620.5
[7 empty] | LED MR 16 | 210 | kWh | per unit | 32.41 | 32.41 | 0.02173% | 3 | Comm Lighting | 250 | 250 | 500 | 52500 | 52500 | 105000 | 8102.5 | 8102.5 | 16205
[7 empty] | LED Direction Par 20 | 82 | kWh | per unit | 36.68 | 36.68 | 0.1526% | 3 | Comm Lighting | 250 | 250 | 500 | 20500 | 20500 | 41000 | 9170 | 9170 | 18340
[7 empty] | LED Direction Par 20 | 84 | kWh | per unit | 36.68 | 36.68 | 0.1578% | 3 | Comm Lighting | 75 | 75 | 150 | 6300 | 6300 | 12600 | 2751 | 2751 | 5502
[7 empty] | LED Direction Par 20 | 87 | kWh | per unit | 36.68 | 36.68 | 0.1547% | 3 | Comm Lighting | 50 | 50 | 100 | 4350 | 4350 | 8700 | 1834 | 1834 | 3668
[7 empty] | LED Direction Par 20 | 110 | kWh | per unit | 36.68 | 36.68 | 0.02845% | 3 | Comm Lighting | 200 | 200 | 400 | 22000 | 22000 | 44000 | 7336 | 7336 | 14672
[7 empty] | LED Direction Par 20 | 120 | kWh | per unit | 36.68 | 36.68 | 0.1697% | 3 | Comm Lighting | 75 | 75 | 150 | 9000 | 9000 | 18000 | 2751 | 2751 | 5502
[7 empty] | LED Direction Par 20 | 131 | kWh | per unit | 36.68 | 36.68 | 0.08329% | 3 | Comm Lighting | 75 | 75 | 150 | 9825 | 9825 | 19650 | 2751 | 2751 | 5502
[7 empty] | LED Direction Par 20 | 161 | kWh | per unit | 36.68 | 36.68 | 0.06777% | 3 | Comm Lighting | 250 | 250 | 500 | 40250 | 40250 | 80500 | 9170 | 9170 | 18340
[7 empty] | LED Direction Par 20 | 299 | kWh | per unit | 36.68 | 36.68 | 0.03104% | 3 | Comm Lighting | 150 | 150 | 300 | 44850 | 44850 | 89700 | 5502 | 5502 | 11004
[7 empty] | LED Direction Par 30 | 70 | kWh | per unit | 50.64 | 50.64 | 0.08691% | 3 | Comm Lighting | 100 | 100 | 200 | 7000 | 7000 | 14000 | 5064 | 5064 | 10128
[7 empty] | LED Direction Par 30 | 71 | kWh | per unit | 50.64 | 50.64 | 0.09001% | 3 | Comm Lighting | 50 | 50 | 100 | 3550 | 3550 | 7100 | 2532 | 2532 | 5064
[7 empty] | LED Direction Par 30 | 74 | kWh | per unit | 50.64 | 50.64 | 0.1319% | 3 | Comm Lighting | 25 | 25 | 50 | 1850 | 1850 | 3700 | 1266 | 1266 | 2532
[7 empty] | LED Direction Par 30 | 93 | kWh | per unit | 50.64 | 50.64 | 0.02406% | 3 | Comm Lighting | 750 | 750 | 1500 | 69750 | 69750 | 139500 | 37980 | 37980 | 75960
[7 empty] | LED Direction Par 30 | 103 | kWh | per unit | 50.64 | 50.64 | 0.5432% | 3 | Comm Lighting | 10 | 10 | 20 | 1030 | 1030 | 2060 | 506.4 | 506.4 | 1012.8
[7 empty] | LED Direction Par 30 | 112 | kWh | per unit | 50.64 | 50.64 | 0.007087% | 3 | Comm Lighting | 75 | 75 | 150 | 8400 | 8400 | 16800 | 3798 | 3798 | 7596
[7 empty] | LED Direction Par 30 | 137 | kWh | per unit | 50.64 | 50.64 | 0.05794% | 3 | Comm Lighting | 25 | 25 | 50 | 3425 | 3425 | 6850 | 1266 | 1266 | 2532
[7 empty] | LED Direction Par 30 | 255 | kWh | per unit | 50.64 | 50.64 | 0.02664% | 3 | Comm Lighting | 250 | 250 | 500 | 63750 | 63750 | 127500 | 12660 | 12660 | 25320
[7 empty] | LED Par 38 & 40 | 95 | kWh | per unit | 52.35 | 52.35 | 0.1837% | 3 | Comm Lighting | 50 | 50 | 100 | 4750 | 4750 | 9500 | 2617.5 | 2617.5 | 5235
[7 empty] | LED Par 38 & 40 | 96 | kWh | per unit | 52.35 | 52.35 | 0.03828% | 3 | Comm Lighting | 75 | 75 | 150 | 7200 | 7200 | 14400 | 3926.25 | 3926.25 | 7852.5
[7 empty] | LED Par 38 & 40 | 100 | kWh | per unit | 52.35 | 52.35 | 0.178% | 3 | Comm Lighting | 25 | 25 | 50 | 2500 | 2500 | 5000 | 1308.75 | 1308.75 | 2617.5
[7 empty] | LED Par 38 & 40 | 126 | kWh | per unit | 52.35 | 52.35 | 0.03259% | 3 | Comm Lighting | 100 | 100 | 200 | 12600 | 12600 | 25200 | 5235 | 5235 | 10470
[7 empty] | LED Par 38 & 40 | 139 | kWh | per unit | 52.35 | 52.35 | 0.09829% | 3 | Comm Lighting | 10 | 10 | 20 | 1390 | 1390 | 2780 | 523.5 | 523.5 | 1047
[7 empty] | LED Par 38 & 40 | 151 | kWh | per unit | 52.35 | 52.35 | 0.01914% | 3 | Comm Lighting | 5 | 5 | 10 | 755 | 755 | 1510 | 261.75 | 261.75 | 523.5
[7 empty] | LED Par 38 & 40 | 185 | kWh | per unit | 52.35 | 52.35 | 0.007812% | 3 | Comm Lighting | 2.5 | 2.5 | 5 | 462.5 | 462.5 | 925 | 130.875 | 130.875 | 261.75
[7 empty] | LED Par 38 & 40 | 344 | kWh | per unit | 52.35 | 52.35 | 0.003595% | 3 | Comm Lighting | 275 | 286 | 561 | 94600 | 98384 | 192984 | 14396.25 | 14972.1 | 29368.35
[7 empty] | LED Decorative | 159 | kWh | per unit | 27.69 | 27.69 | 0.2483% | 3 | Comm Lighting | 51 | 49 | 100 | 8109 | 7791 | 15900 | 1412.19 | 1356.81 | 2769
[7 empty] | LED Decorative | 58 | kWh | per unit | 27.69 | 27.69 | 0.05173% | 3 | Comm Lighting | 100 | 100 | 200 | 5800 | 5800 | 11600 | 2769 | 2769 | 5538
[7 empty] | LED Decorative | 44 | kWh | per unit | 27.69 | 27.69 | 0.08225% | 3 | Comm Lighting | 20 | 20 | 40 | 880 | 880 | 1760 | 553.8 | 553.8 | 1107.6
[7 empty] | LED Decorative | 86 | kWh | per unit | 27.69 | 27.69 | 0.003% | 3 | Comm Lighting | 150 | 150 | 300 | 12900 | 12900 | 25800 | 4153.5 | 4153.5 | 8307
[7 empty] | LED Decorative | 70 | kWh | per unit | 27.69 | 27.69 | 0.06829% | 3 | Comm Lighting | 75 | 75 | 150 | 5250 | 5250 | 10500 | 2076.75 | 2076.75 | 4153.5
[7 empty] | LED Decorative | 64 | kWh | per unit | 27.69 | 27.69 | 0.04449% | 3 | Comm Lighting | 75 | 75 | 150 | 4800 | 4800 | 9600 | 2076.75 | 2076.75 | 4153.5
[7 empty] | LED Decorative | 45 | kWh | per unit | 27.69 | 27.69 | 0.03621% | 3 | Comm Lighting | 75 | 75 | 150 | 3375 | 3375 | 6750 | 2076.75 | 2076.75 | 4153.5
[7 empty] | LED Decorative | 46 | kWh | per unit | 27.69 | 27.69 | 0.03311% | 3 | Comm Lighting | 125 | 125 | 250 | 5750 | 5750 | 11500 | 3461.25 | 3461.25 | 6922.5
[7 empty] | E Aer (ELEC) 0.5 GPM | 712 | kWh | per unit | 13.68 | 13.68 | 0.0582% | 3 | Comm Lighting | 125 | 125 | 250 | 89000 | 89000 | 178000 | 1710 | 1710 | 3420
[7 empty] | E Aer (ELEC) 1.0 GPM | 350 | kWh | per unit | 10.95 | 10.95 | 0.05949% | 3 | Comm Lighting | 1500 | 1500 | 3000 | 525000 | 525000 | 1050000 | 16425 | 16425 | 32850
[7 empty] | Pre-rinse sprayer, SBO >2.6 to 1.6 | 1208 | kWh | per unit | 71.21 | 71.21 | 7.367% | 5 | Comm Water Heat | 150 | 150 | 300 | 181200 | 181200 | 362400 | 10681.5 | 10681.5 | 21363
[7 empty] | Pre-rinse sprayer, SBO 1.6 to 1.6 | 839 | kWh | per unit | 71.21 | 71.21 | 0.5432% | 5 | Comm Water Heat | 25 | 25 | 50 | 20975 | 20975 | 41950 | 1780.25 | 1780.25 | 3560.5
[7 empty] | Pre-rinse sprayer, SBO 2.2 to 1.6 | 1322 | kWh | per unit | 71.21 | 71.21 | 0.3125% | 5 | Comm Water Heat | 50 | 50 | 100 | 66100 | 66100 | 132200 | 3560.5 | 3560.5 | 7121
[7 empty] | Pre-rinse sprayer, SBO 2.6 to 1.6 | 2187 | kWh | per unit | 71.21 | 71.21 | 0.434% | 5 | Comm Water Heat | 50 | 50 | 100 | 109350 | 109350 | 218700 | 3560.5 | 3560.5 | 7121
[7 empty] | Super Low Flow Shwrhd - Std (ELEC) | 228 | kWh | per unit | 23.93 | 23.93 | 0.342% | 5 | Comm Water Heat | 50 | 50 | 100 | 11400 | 11400 | 22800 | 1196.5 | 1196.5 | 2393
[7 empty] | Super Low Flow Shwrhd - Fitness Cntr (ELEC) | 4288 | kWh | per unit | 23.93 | 23.93 | 0.5657% | 5 | Comm Water Heat | 75 | 80 | 155 | 321600 | 343040 | 664640 | 1794.75 | 1914.4 | 3709.15
[7 empty] | Refrigerated DC 5' T12 to LED | 340 | kWh | per unit | 178.44 | 85 | 0.1769% | 10 | Comm Water Heat | 50 | 250 | 300 | 17000 | 85000 | 102000 | 4250 | 21250 | 25500
[7 empty] | Refrigerated DC 5' T8 to LED | 263 | kWh | per unit | 178.44 | 65.75 | 0.8873% | 10 | Comm Water Heat | 750 | 750 | 1500 | 197250 | 197250 | 394500 | 49312.5 | 49312.5 | 98625
[7 empty] | Refrigerated DC 6' T12 to LED | 408 | kWh | per unit | 191.17 | 102 | 2.638% | 12 | Comm Water Heat | 1500 | 1500 | 3000 | 612000 | 612000 | 1224000 | 153000 | 153000 | 306000
[7 empty] | Refrigerated DC 6' T8 to LED | 315 | kWh | per unit | 191.17 | 78.75 | 4.082% | 12 | Comm Lighting | 750 | 750 | 1500 | 236250 | 236250 | 472500 | 59062.5 | 59062.5 | 118125
[7 empty] | Gaskets for Walk-In Freezer - Main Door | 235 | kWh | per unit | 6.5 | 6.5 | 3.166% | 12 | Comm Lighting | 750 | 750 | 1500 | 176250 | 176250 | 352500 | 4875 | 4875 | 9750
[7 empty] | Gaskets for Walk-In Cooler - Main Door | 40 | kWh | per unit | 8 | 8 | 4.889% | 12 | Comm Lighting | 500 | 500 | 1000 | 20000 | 20000 | 40000 | 4000 | 4000 | 8000
[7 empty] | Vending Cooler Miser | 40 | kWh | per unit | 175.5 | 175.5 | 0.6079% | 4 | Comm Lighting | 500 | 500 | 1000 | 20000 | 20000 | 40000 | 87750 | 87750 | 175500
[7 empty] | Suction Line Insulation for Walk-In Refrigeration Units | 107 | kWh | per unit | 46.15 | 46.15 | 0.3104% | 4 | Comm Refrigeration | 250 | 250 | 500 | 26750 | 26750 | 53500 | 11537.5 | 11537.5 | 23075
[7 empty] | Suction Line Insulation for Walk-In Freezer Units | 148 | kWh | per unit | 46.15 | 46.15 | 0.3104% | 4 | Comm Refrigeration | 250 | 250 | 500 | 37000 | 37000 | 74000 | 11537.5 | 11537.5 | 23075
[7 empty] | Refrigeration - Food Service -Auto Closer for Main Cooler Doors | 1075 | kWh | per unit | 46.15 | 37 | 0.2768% | 5 | Comm Refrigeration | 10 | 10 | 20 | 10750 | 10750 | 21500 | 370 | 370 | 740
[7 empty] | Refrigeration - Food Service -Auto Closer for Main Freezer Doors | 2786 | kWh | per unit | 169 | 116.75 | 0.3828% | 5 | Comm Refrigeration | 10 | 10 | 20 | 27860 | 27860 | 55720 | 1167.5 | 1167.5 | 2335
[7 empty] | Night Covers for Multi-deck and Horizontal Display Case | 14 | kWh | per unit | 169 | 0 | 0.1208% | 10 | Comm Refrigeration | 10 | 10 | 20 | 140 | 140 | 280 | 0 | 0 | 0
[7 empty] | Strip Curtains - G Store - Freezer | 535 | kWh | per unit | 9.1 | 9.1 | 0% | 10 | Comm Refrigeration | 25 | 25 | 50 | 13375 | 13375 | 26750 | 227.5 | 227.5 | 455
[7 empty] | Strip Curtains - G Store - Cooler | 123 | kWh | per unit | 9.1 | 9.1 | 0.007243% | 5 | Comm Refrigeration | 500 | 500 | 1000 | 61500 | 61500 | 123000 | 4550 | 4550 | 9100
[7 empty] | Strip Curtains - C Store - Freezer | 31 | kWh | per unit | 9.1 | 9.1 | 0.1216% | 4 | Comm Refrigeration | 50 | 50 | 100 | 1550 | 1550 | 3100 | 455 | 455 | 910
[7 empty] | Strip Curtains - Rest - Freezer | 129 | kWh | per unit | 9.1 | 9.1 | 0.02069% | 4 | Comm Refrigeration | 50 | 50 | 100 | 6450 | 6450 | 12900 | 455 | 455 | 910
[7 empty] | Display Case ECM | 477 | kWh | per unit | 172.25 | 119.25 | 1.298% | 2 | Comm Refrigeration | 50 | 50 | 100 | 23850 | 23850 | 47700 | 5962.5 | 5962.5 | 11925
[7 empty] | Walk-In ECM | 1199 | kWh | per unit | 204.75 | 143.325 | 0.06363% | 2 | Comm Refrigeration | 75 | 75 | 150 | 89925 | 89925 | 179850 | 10749.375 | 10749.375 | 21498.75
[7 empty] | Case Lighting - Occupancy Sensor / Dimming Controls | 10 | kWh | per unit | 4.29 | 4.29 | 0.01604% | 2 | Comm Refrigeration | 50 | 50 | 100 | 500 | 500 | 1000 | 214.5 | 214.5 | 429
[7 empty] | Controls - Anti-Sweat Heat (Low Temp) | 369 | kWh | per unit | 42.25 | 42.25 | 0.06674% | 2 | Comm Refrigeration | 500 | 500 | 1000 | 184500 | 184500 | 369000 | 21125 | 21125 | 42250
[7 empty] | Controls - Anti-Sweat Heat (Med Temp) | 230 | kWh | per unit | 42.25 | 42.25 | 0.3701% | 15 | Comm Refrigeration | 150 | 125 | 275 | 34500 | 28750 | 63250 | 6337.5 | 5281.25 | 11618.75
[7 empty] | Cases - Add doors to Open Medium Temp Cases | 200 | kWh | per unit | 104 | 50 | 0.6203% | 15 | Comm Lighting | 10 | 25 | 35 | 2000 | 5000 | 7000 | 500 | 1250 | 1750
[7 empty] | ECM Controller - High Temp | 100 | kWh | per unit | 165.1 | 25 | 0.05173% | 8 | Comm Refrigeration | 10 | 25 | 35 | 1000 | 2500 | 3500 | 250 | 625 | 875
[7 empty] | ECM Controller- Low Temp | 100 | kWh | per unit | 165.1 | 25 | 0.4772% | 8 | Comm Refrigeration | 10 | 25 | 35 | 1000 | 2500 | 3500 | 250 | 625 | 875
[7 empty] | Controls - Floating Head Pressure - Medium Temp | 757 | kWh | per unit | 364 | 189.25 | 0.2975% | 8 | Comm Refrigeration | 25 | 25 | 50 | 18925 | 18925 | 37850 | 4731.25 | 4731.25 | 9462.5
[7 empty] | Controls - Floating Head Pressure - Low Temp | 855 | kWh | per unit | 364 | 213.75 | 0.2631% | 8 | Comm Refrigeration | 25 | 25 | 50 | 21375 | 21375 | 42750 | 5343.75 | 5343.75 | 10687.5
[7 empty] | Andress Enpower HVAC Controller | 5340 | kWh | per unit | 2544.75 | 1335 | 0.02587% | 8 | Comm Refrigeration | 10 | 25 | 35 | 53400 | 133500 | 186900 | 13350 | 33375 | 46725
[7 empty] | Small Pkg AC, increase refrigerant charge from typical under-charge to factory specified level | 1258 | kWh | per unit | 57.6 | 314.5 | 0.02587% | 8 | Comm Refrigeration | 50 | 75 | 125 | 62900 | 94350 | 157250 | 15725 | 23587.5 | 39312.5
[7 empty] | Small Pkg AC, increase refrigerant charge from high under-charge to factory specified level | 1497 | kWh | per unit | 65.6 | 374.25 | 0.1958% | 15 | Comm Refrigeration | 50 | 75 | 125 | 74850 | 112275 | 187125 | 18712.5 | 28068.75 | 46781.25
[7 empty] | Small Pkg AC, decrease refrigerant charge from typical over-charge to factory specified level | 1353 | kWh | per unit | 48 | 338.25 | 0.2212% | 15 | Comm Refrigeration | 50 | 75 | 125 | 67650 | 101475 | 169125 | 16912.5 | 25368.75 | 42281.25
[7 empty] | Small Pkg AC, decrease refrigerant charge from high over-charge to factory specified level | 1322 | kWh | per unit | 48 | 330.5 | 1.381% | 10 | Comm Space Heat | 50 | 75 | 125 | 66100 | 99150 | 165250 | 16525 | 24787.5 | 41312.5
[7 empty] | Programmable Communicating Thermostat | 473 | kWh | per unit | 237.25 | 118.25 | 0.1645% | 10 | Comm Space Heat | 125 | 150 | 275 | 59125 | 70950 | 130075 | 14781.25 | 17737.5 | 32518.75
[7 empty] | Packages Heat Pump (PTAC) | 380 | kWh | per unit | 845 | 95 | 0.1645% | 10 | Comm Space Heat | 25 | 50 | 75 | 9500 | 19000 | 28500 | 2375 | 4750 | 7125
[7 empty] | Bi-Level | 457 | kWh | per unit | 233.5 | 114.25 | 0.1645% | 10 | Comm Space Heat | 75 | 75 | 150 | 34275 | 34275 | 68550 | 8568.75 | 8568.75 | 17137.5
[7 empty] | 2' 1L T12 HO To 2' 1L T8 2015 | 198 | kWh | per unit | 52.23 | 49.5 | 0.1645% | 10 | Comm Space Heat | 100 | 100 | 200 | 19800 | 19800 | 39600 | 4950 | 4950 | 9900
Rtn to Electric Sector
Go to Gas Detail Page

## CI Retr Detail_BEM G250 Gas
| C/I Retrofit | Schedule 250 | Order Number: 18230731 | Gas | [5 empty] | C/I Retrofit | Schedule 250 | Order Number: 18230731 | Gas
C/I Retrofit | [6 empty] | Labor | Marketing Labor | Overhead | Marketing | Employee/Office Expense | Outside Services | Materials | Miscellaneous | Direct Benefit to Customer (Incentives) | Revenue | Total Budget | Total Savings
Order Number: 18230731 | [5 empty] | 2016 (Reference only) | 281700 | 4669 | 191000 | 0 | 8000 | 70000 | 2000 | 0 | 1300000 |  | 1857369 | 355000
Schedule 250 | [5 empty] | Original 2017 Figures, as noted in 2016-2017 BCP | 281700 | 4785.73 | 194800 | 0 | 8000 | 10000 | 2000 | 0 | 1300000 |  | 1801285.73 | 375000
Gas | [5 empty] | 2017 (Updated for 2017 ACP) | 281700 | 10000 | 261957 | 0 | 8000 | 135000 | 2000 | 0 | 1300000 |  | 1998657 | 425000
|  | 2016 | 2017 | Total
Conservation Incentives
|  | 1300000 | 1300000 | 2600000
0
|  | 1300000 | 1300000 | 2600000
| Labor (Incl Mgr, Dir, VP, and Budget & Admin Assessments) | 286369 | 291700 | 578069 | 2016 | 2017 | 2-year Average
| EES Staff, Maj Accts, CSY Support | 281700 | 281700 | 563400 | 3 | 2.9 | 2.95 | Full Time Equivalent
| Marketing | 4669 | 10000 | 14669 | 0.1 | 0.1 | 0.1 | Full Time Equivalent
3285
| EMPLOYEE/OFFICE EXPENSES | 8000 | 8000 | 16000 | [13 empty] | 219
Meals (Staff Mtgs, Contractor Trainings, Travel, etc.)
| Travel Expenses (Mileage, Airfare, Lodging) | [6 empty] | 2-Year Savings = |  | Therms
| Training Expenses, Employee Memberships, Seminars | [6 empty] | Avg Incentive = |  | /Therm
| Office Supplies/Svcs, Phone Expense, Printing | [6 empty] | Program Cost = |  | /Therm
| Other | [6 empty] | Direct Incentives to Cust =
|  | 8000 | 8000 | 16000
Miscellaneous Expenses
| Materials Expenses | 2000 | 2000 | 4000
Materials - Direct Purchase
| Other/Miscellaneous | 0 | 0
| Total Materials Expenses | 2000 | 2000 | 4000
C/I Retrofit | Marketing Expenses |  |  | 0
Schedule 250 |  |  |  |  | 66.7% | 2016 OH rate
Order Number: 18230731 | Overhead | 191000 | 200700 | 391700 | 68.8% | 2017 OH rate
Gas | Micro Overhead |  | 61257 | 61257 | 21% | 2017 Micro OH rate
| Net Overhead |  | 261957 | 452957
| Outside Services | 10000 | 10000 | 20000
In-House Programs
CMS & Bradson Technologies - CSY Support
Itron (Energy Interval Service)
Cellnet (Meter Data Collection Fees)
Energy Management Software Development
Contracted Programs
| Energy Smart Grocer (PECI) | 60000 | 125000 | 0 | $2.50 combined incentive and admin costs.
| Total Outside Services | 70000 | 135000 | 205000
| TOTAL PROGRAM EXPENSES | 1857369 | 1998657 | 3856026
| Annual Energy Savings (therms) | 2016 | 2017 | Total
| Industrial Custom Grant Measures | 340000 | 375000 | 715000 | One large 190,000 therm project that may drop off
| Comprehensive Building Tune-UP (CBTU) |  |  | 0
| Other (non-industrial customer grant measures) |  |  | 0
| Energy Smart Grocer (PECI) | 15000 | 50000 | 65000
| Total Savings | 355000 | 425000 | 780000 | therms
| Percent of 2-Year Total | 45.51% | 54.49%
Rtn to Gas Sector
Go to Electric Detail Page

## CI NC Detail_BEM G251 Gas
| C/I New Construction | Schedule 251 | Order Number: 18230706 | Gas | [5 empty] | C/I New Construction | Schedule 251 | Order Number: 18230706 | Gas
C/I New Construction | [6 empty] | Labor | Marketing Labor | Overhead | Marketing | Employee/Office Expense | Outside Services | Materials | Miscellaneous | Direct Benefit to Customer (Incentives) | Revenue | Total Budget | Total Savings
Order Number: 18230706 | [5 empty] | 2016 (Reference only) | 47250 | 1334 | 32400 | 9000 | 1000 | 12000 | 1000 | 2000 | 525000 |  | 630984 | 157500
Schedule 251 | [5 empty] | Original 2017 Figures, as noted in 2016-2017 BCP | 51300 | 1367.35 | 35800 | 9000 | 1000 | 12000 | 1000 | 2000 | 550000 |  | 663467.35 | 165375
Gas | [5 empty] | 2017 (Updated for 2017 ACP) | 51300 | 1367.35 | 47260.1435 | 9000 | 1000 | 12000 | 1000 | 2000 | 410000 |  | 534927.4935 | 100000
|  | 2016 | 2017 | Total
0
|  | 525000 | 410000 | 935000
|  | 525000 | 410000 | 935000
| Labor (Incl Mgr, Dir, VP, and Budget & Admin Assessments) | 48584 | 52667.35 | 101251.35 | 2016 | 2017 | 2-year Average
| EES Staff, Maj Accts, CSY Support | 47250 | 51300 | 98550 | 0.5 | 0.6 | 0.55 | Full Time Equivalent
| Marketing | 1334 | 1367.35 | 2701.35 | 0 | 0 | 0 | Full Time Equivalent
| EMPLOYEE/OFFICE EXPENSES | 1000 | 1000 | 2000
| Meals (Staff Mtgs, Contractor Trainings, Travel, etc.) | 0 | 0 | 0 | [13 empty] | 3285
| Travel Expenses (Mileage, Airfare, Lodging) |  |  | 0 | [13 empty] | 219
| Training Expenses, Employee Memberships, Seminars | 0 | 0 | 0
| Office Supplies/Svc, Phone Expense, Printing |  |  | 0
| Other |  |  | 0
|  | 1000 | 1000 | 2000 |  |  |  | 2-Year Savings = |  | Therms
[8 empty] | Avg Incentive = |  | /Therm
| Miscellaneous Expenses | 2000 | 2000 | 4000 |  |  |  | Program Cost = |  | /Therm
Direct Incentives to Cust =
| Materials Expenses | 1000 | 1000 | 2000
| Materials - Direct Purchase |  |  | 0
| Other/Miscellaneous |  |  | 0
| Total Materials Expenses | 1000 | 1000 | 2000
C/I New Construction | Marketing Expenses | 9000 | 9000 | 18000
Schedule 251 |  |  |  |  | 66.7% | 2016 OH rate
Order Number: 18230706 | Overhead | 32400 | 36200 | 68600 | 68.8% | 2017 OH rate
Gas | Micro Overhead |  | 11060.1435 | 11060.1435 | 21% | 2017 Micro OH rate
| Net Overhead |  | 47260.1435 | 79660.1435
| Outside Services | 12000 | 12000 | 24000
0
| DemandSideEngineering - Bldg Energy Simulation Analysis |  |  | 0
| CMS & Bradson Technologies - CSY Support |  |  | 0
| Cellnet (Meter Data Collection Fees) |  |  | 0
| Integrated Design Lab (Design Support.Consultations) |  |  | 0
| Energy Smart Grocer |  |  | 0 | (ESG will provide electric-only savings/incentives in New Const sector)
| Total Outside Services | 12000 | 12000 | 24000
| TOTAL PROGRAM EXPENSES | 630984 | 534927.4935 | 1165911.4935
| Annual Energy Savings (therms) | 2016 | 2017 | Total
| Whole Buidling Approach, Component Approach, Post-Occupancy Commissioning | 157500 | 100000 | 257500
| Contracted Programs (Energy Smart Grocer) | 0 | 0 | 0 | (ESG will provide electric-only savings/incentives in New Const sector)
| Total | 157500 | 100000 | 257500 | therms
| Percent of 2-Year Total | 61.17% | 38.83%
Rtn to Gas Sector
Go to Electric Detail Page

## RCM Detail_BEM 253 Gas
| Resource Conservation Manager | Schedule 253 | Order Number: 18230691 | Gas | [5 empty] | Resource Conservation Manager | Schedule 253 | Order Number: 18230691 | Gas
Resource Conservation Manager | [6 empty] | Labor | Marketing Labor | Overhead | Marketing | Employee/Office Expense | Outside Services | Materials | Miscellaneous | Direct Benefit to Customer (Incentives) | Revenue | Total Budget | Total Savings
Order Number: 18230691 | [5 empty] | 2016 (Reference only) | 161100 | 0 | 107500 | 0 | 8000 | 40000 | 1000 | 5000 | 155000 |  | 477600 | 500000
Schedule 253 | [5 empty] | Original 2017 Figures, as noted in 2016-2017 BCP | 165000 | 0 | 112200 | 0 | 8000 | 40000 | 1000 | 5000 | 155000 |  | 486200 | 550000
Gas | [5 empty] | 2017 (Updated for 2017 ACP) | 165000 | 0 | 148150 | 0 | 8000 | 40000 | 1000 | 5000 | 155000 |  | 522150 | 550000
|  | 2016 | 2017 | Total
Conservation Incentives
|  | 155000 | 155000 | 310000
|  | 0 | 0 | 0
|  | 155000 | 155000 | 310000
| Labor (Incl Mgr, Dir, VP, and Budget & Admin Assessments) | 161100 | 165000 | 326100 | 2016 | 2017 | 2-year Average
| EES Staff, Maj Accts, CSY Support | 161100 | 165000 | 326100 | 1.8 | 1.7 | 1.75 | Full Time Equivalent
| Marketing | 0 | 0 | 0 | 0 | 0 | 0 | Full Time Equivalent
3285
| EMPLOYEE/OFFICE EXPENSES | 8000 | 8000 | [14 empty] | 219
| Meals (Staff Mtgs, Contractor Trainings, Travel, etc.) | 0 | 0 | 0
| Travel Expenses (Mileage, Airfare, Lodging) | 0 | 0 | 0
| Training Expenses, Employee Memberships, Seminars | 0 | 0 | 0
| Office Supplies/Svcs, Phone Expense, Printing | 0 | 0
| Other | 0 | 0 | 0
|  | 8000 | 8000 | 16000 |  |  |  | 2-Year Savings = |  | Therms
[8 empty] | Avg Incentive = |  | /Therm
| Miscellaneous Expenses | 5000 | 5000 | 10000 | Covering cost of annual RCM meeting, support for related organizations |  |  | Program Cost = |  | /Therm
Direct Incentives to Cust =
| Materials Expenses | 1000 | 1000 | 2000
| Materials - Direct Purchase | 0 | 0 | 0 |  |  |  | *Direct benefits to customer also include RCM employee labor (3-for-free audits, etc.) and
| Other/Miscellaneous | 0 | 0 | 0 |  |  |  | energy information via Itron, Utility Mgr Software, and database support from BEM employees.
| Total Materials Expenses | 1000 | 1000 | 2000
Resource Conservation Manager | Marketing Expenses |  |  | 0
Schedule 253 |  |  |  |  | 66.7% | 2016 OH rate
Order Number: 18230691 | Overhead | 107500 | 113500 | 221000 | 68.8% | 2017 OH rate
Gas | Micro Overhead |  | 34650 | 34650 | 21% | 2017 Micro OH rate
| Net Overhead |  | 148150 | 255650
Outside Services
| CMS & Bradson Technologies - CSY Support |  |  | 0
| LPB Energy (Utility Mgr Software Support) |  |  | 0
| Itron (Energy Interval Service) |  |  | 0
| Cellnet (Meter Data Collection Fees) | 25000 | 25000 | 50000
| IT for Resource Accounting Sortware | 15000 | 15000 | 30000
| Total Outside Services | 40000 | 40000 | 80000
| TOTAL PROGRAM EXPENSES | 477600 | 522150 | 999750
| Annual Energy Savings (Therms) | 2016 | 2017 | Total
| RCM | 500000 | 550000 | 1050000
| Strategic Energy Management | 0 | 0 | 0
|  | 500000 | 550000 | 1050000 | therms
| Percent of 2-Year Total | 47.62% | 52.38%
Rtn to Gas Sector
Go to Electric Detail Page

## ResAcctSW Detail_PSWE_Gas
|  |  | Resource Accounting Software | Order# | 1823yyyy | Gas | [5 empty] | Resource Accounting Software | Order# | 1823yyyy | Gas
This table summarizes the subtotals in the detail table to the left and is used to populate 2016-2017 Sector views.
[7 empty] | Labor | Marketing Labor | Overhead | Marketing | Employee/Office Expense | Outside Services | Materials | Miscellaneous | Direct Benefit to Customer | Total Budget
Resource Accounting Software | [5 empty] | 2016 (Reference only) | 9907.68 | 500 | 6941.9226 | 0 | 700 | 3250 | 0 | 0 | 0 | 21299.6026
[6 empty] | Original 2017 Figures, as noted in 2016-2017 BCP | 10155.37 | 500 | 7245.6516 | 0 | 700 | 3250 | 0 | 0 | 0 | 21851.0216
Order# | [5 empty] | 2017 (Updated for 2017 ACP) | 10155.37 | 500 | 9568.5223 | 0 | 700 | 3250 | 0 | 0 | 0 | 24173.8923
1823yyyy
Gas | [14 empty] | Requires Budget team
approval to use.
Spending Section
|  | Overall Total | 21299.6026 | 24173.8923 | 45473.4948
|  | Budget Category | 2016 | 2017 | Total
| FTE | LABOR | 9907.68 | 10155.37 | 20063.05
| 0.13 | Average of staff salaries | 9907.68 | 10155.37 | 20063.05
0
0
0
0.13
| FTE | MARKETING LABOR | 500 | 500 | 1000
| 0.0061728 |  | 500 | 500 | 1000
0
0
0
0.0061728
|  | TOTAL OVERHEAD | 6941.9226 | 9568.5223 | 16510.4448
|  | Labor Overhead Rate | 66.7% | 68.8%
|  | Program Staff Overhead | 6608.4226 | 6986.8946 | 13595.3171
|  | Marketing Staff Overhead | 333.5 | 344 | 677.5
0
|  | Micro Overhead Rate |  | 21%
|  | Program Staff Overhead |  | 2132.6277 | 2132.6277
|  | Marketing Staff Overhead |  | 105 | 105
Resource Accounting Software |  |  |  |  | 0
Order#
1823yyyy |  | MARKETING | 0 | 0 | 0
Gas |  |  |  |  | 0
0
0
0
|  | EMPLOYEE/OFFICE EXPENSES | 700 | 700 | 1400
|  |  | 700 | 700 | 1400
0
0
0
|  | OUTSIDE SERVICES | 3250 | 3250 | 6500
|  | IT Services | 3250 | 3250 | 6500
0
0
0
|  | MATERIALS | 0 | 0 | 0
0
0
0
0
|  | MISCELLANEOUS | 0 | 0 | 0
0
0
0
0
Rtn to Gas Sector
Go to Electric Detail Page

## TechEval Detail_BEM G261 Gas
| Energy Efficiency Technology Evaluation | Schedule 261 | Order Number: 18230694 | Gas | [5 empty] | Energy Efficiency Technology Evaluation | Schedule 261 | Order Number: 18230694 | Gas
Energy Efficiency Technology Evaluation | [6 empty] | Labor | Marketing Labor | Overhead | Marketing | Employee/Office Expense | Outside Services | Materials | Miscellaneous | Direct Benefit to Customer (Incentives) | Revenue | Total Budget | Total Savings
Order Number: 18230694 | [5 empty] | 2016 (Reference only) | 0 | 0 | 0 | 0 | 0 | 0 | 0 | 0 | 0 |  | 0 | 0
Schedule 261 | [5 empty] | Original 2017 Figures, as noted in 2016-2017 BCP | 0 | 0 | 0 | 0 | 11760 | 0 | 8240 | 0 | 0 |  | 20000 | 0
Gas | [5 empty] | 2017 (Updated for 2017 ACP) | 0 | 0 | 0 | 0 | 0 | 0 | 0 | 0 | 0 |  | 0 | 0
|  | 2016 | 2017 | Total
| Conservation Incentives | 0 | 0 | 0
| Labor (Incl Mgr, Dir, VP, and Budget & Admin Assessments) |  | 0 | 0
| EES Staff, Maj Accts, CSY Support | 0 | 0 | 0 |  | Full Time Equivalent
| Marketing | 0 | 0 | 0 |  | Full Time Equivalent
EMPLOYEE/OFFICE EXPENSES
| Meals (Staff Mtgs, Contractor Trainings, Travel, etc.) | 0 | 0 | 0
| Travel Expenses (Mileage, Airfare, Lodging) | 0 | 0 | 0 | [13 empty] | 3285
| Training Expenses, Employee Memberships, Seminars | 0 | 0 | 0 | [13 empty] | 219
| Office Supplies/Svcs, Phone Expense, Printing |  |  | 0
| Other | 0 | 0 | 0
|  | 0 | 0 | 0
[8 empty] | 2-Year Savings = | 0 | Therms
| Miscellaneous Expenses | 0 | 0 | 0 |  |  |  | Avg Incentive = | n/a
[8 empty] | Program Cost = | n/a
| Materials Expenses | [6 empty] | Direct Incentives to Cust = | n/a
| Materials - Direct Purchase |  |  | 0
| Other/Miscellaneous | 0 | 0 | 0
| Total Materials Expenses | 0 | 0 | 0
Energy Efficiency Technology Evaluation | Marketing Expenses | 0 | 0 | 0
Schedule 261 |  |  |  |  | 66.7% | 2016 OH rate
Order Number: 18230694 | Overhead | 0 | 0 | 0 | 68.8% | 2017 OH rate
Gas | Micro Overhead |  | 0 | 0 | 21% | 2017 Micro OH rate
| Net Overhead |  | 0 | 0
Outside Services
| Other (Misc Small Contracts) | 0 |  | 0
| Total Outside Services | 0 | 0 | 0
| TOTAL PROGRAM EXPENSES | 0 | 0 | 0
|  | 2016 | 2017 | Total
| Annual Energy Savings (therms) | 0 | 0 | 0 | therms
Rtn to Gas Sector
Go to Electric Detail Page

## Sm Agr DI_G262 Gas
|  | Small Agriculture Direct Install | Schedule 262 | Order Number | 18230251 | Gas | [5 empty] | Small Agriculture Direct Install | Schedule 262 | Order Number | 18230251 | Gas |  |  |  |  | Small Agriculture Direct Install | Schedule 262 | Order Number | 18230251 | Gas
[8 empty] | This table summarizes the subtotals in the detail table to the left and is used to populate 2016-2017 Sector views. | [11 empty] | Ratios |  |  | Acquisition Cost
Small Agriculture Direct Install | [7 empty] | Labor | Marketing Labor | Overhead | Marketing | Employee/Office Expense | Outside Services | Materials | Miscellaneous | DBtC | Revenue | Total Budget | Total Savings | DBTC | Marketing | Outside Svcs
Schedule 262 | [6 empty] | 2016 (Reference only) | 16313.94 | 0 | 10881.398 | 0 | 0 | 315 | 0 | 4725 | 12549.1975 | 0 | 44784.5355 | 18915 | 28.02% | 0% | 0.7034% | 2.3677
Order Number | [6 empty] | Original 2017 Figures, as noted in 2016-2017 BCP | 16721.82 | 0 | 11370.8376 | 0 | 0 | 315 | 0 | 4725 | 13277.1325 | 0 | 46409.7901 | 19875 | 28.61% | 0% | 0.6787% | 2.3351
18230251 | [6 empty] | 2017 (Updated for 2017 ACP) | 16721.82 | 0 | 15016.1944 | 0 | 0 | 315 | 0 | 4725 | 0 | 0 | 36778.0144 | 0 | 0% | 0% | 0.8565% | #DIV/0!
Gas
[8 empty] | (2017-Specific Values. 2016 values are noted in measure table below.) | [7 empty] | (2016 figures in below table) |  |  | (2016 figures in below table) |  |  | (2016 figures in below table)
|  | Spending Section |  |  |  |  | Savings Section | [14 empty] | Savings Section |  |  | Savings Section
|  | Overall Total | 44784.5355 | 36778.0144 | 81562.5498 |  | Measure Information | [8 empty] | Unit Totals |  |  | Projected Savings |  |  | Incentive Totals |  |  | First-year NEBs per unit
[7 empty] | Measure Name | Savings | UOM | Unit Type | Measure Cost | Incentive | Support % | Measure Life | End Use | 2016 | 2017 | Combined | 2016 | 2017 | Combined | 2016 | 2017 | Combined
|  | Budget Category | 2016 | 2017 | Total |  | i | i |  | i | i | i | i | i | i | i | i | [7 empty] | i
| FTE | LABOR | 16313.94 | 16721.82 | 33035.76 |  | TOTALS g |  |  |  | 21487.32 | 403.03 |  | 5 |  |  |  |  | 18915 | 0 | 18915 | 12549.1975 | 0 | 12549.1975 | 0
| 0.17 | Program Manager | 15407.61 | 15792.83 | 31200.44 |  | G Aer (GAS) 0.50 GPM | 32 | therms | per unit | 10.946 | 10.946 | 28.76% | 5 | Comm Water Heat | 170 | 0 | 170 | 5440 | 0 | 5440 | 1860.82 | 0 | 1860.82
| 0.01 | Market Manager | 906.33 | 928.99 | 1835.32 |  | G Aer (GAS) 1.0 GPM | 16 | therms | per unit | 10.946 | 10.946 | 12.69% | 5 | Comm Water Heat | 150 | 0 | 150 | 2400 | 0 | 2400 | 1641.9 | 0 | 1641.9
[5 empty] | 0 |  | Pre-rinse sprayer, SBO >2.6 to 1.6 (GAS) | 53 | therms | per unit | 70.421 | 35.2105 | 14.01% | 5 | Comm Water Heat | 50 | 0 | 50 | 2650 | 0 | 2650 | 1760.525 | 0 | 1760.525
[5 empty] | 0 |  | Pre-rinse sprayer, SBO 1.6 to 1.6 (GAS) | 37 | therms | per unit | 70.421 | 35.2105 | 2.934% | 5 | Comm Water Heat | 15 | 0 | 15 | 555 | 0 | 555 | 528.1575 | 0 | 528.1575
| 0.18 | [5 empty] | Pre-rinse sprayer, SBO 2.2 to 1.6 (GAS) | 58 | therms | per unit | 70.421 | 35.2105 | 4.6% | 5 | Comm Water Heat | 15 | 0 | 15 | 870 | 0 | 870 | 528.1575 | 0 | 528.1575
| FTE | MARKETING LABOR | 0 | 0 | 0 |  | Pre-rinse sprayer, SBO 2.6 to 1.6 (GAS) | 97 | therms | per unit | 70.421 | 35.2105 | 7.692% | 5 | Comm Water Heat | 15 | 0 | 15 | 1455 | 0 | 1455 | 528.1575 | 0 | 528.1575
| 0 |  |  |  | 0 |  | Super Low Flow Shwrhd Std (GAS) | 10 | therms | per unit | 21.671 | 21.671 | 0.2643% | 10 | Comm Water Heat | 5 | 0 | 5 | 50 | 0 | 50 | 108.355 | 0 | 108.355
[5 empty] | 0 |  | Retro commissioning and Calculated Measures | 100 | therms | per unit | 200 | 100 | 26.43% | 5 | Comm Space Heat | 50 | 0 | 50 | 5000 | 0 | 5000 | 5000 | 0 | 5000
[5 empty] | 0 |  | Programmable Communicating Thermostat (Gas) | 99 | therms | per unit | 237.25 | 118.625 | 2.617% | 10 | Comm Space Heat | 5 | 0 | 5 | 495 | 0 | 495 | 593.125 | 0 | 593.125
0
0
|  | TOTAL OVERHEAD | 10881.398 | 15016.1944 | 25897.5923
|  | Labor Overhead Rate | 66.7% | 68.8%
|  | Program Staff Overhead | 10881.398 | 11504.6122 | 22386.0101
|  | Marketing Staff Overhead | 0 | 0 | 0
|  | Micro Overhead Rate |  | 21%
|  | Program Staff Overhead |  | 3511.5822 | 3511.5822
Small Agriculture Direct Install |  | Marketing Staff Overhead |  | 0 | 0
Schedule 262
Order Number
18230251 |  | MARKETING | 0 | 0 | 0
Gas |  |  |  |  | 0
0
0
0
|  | EMPLOYEE/OFFICE EXPENSES | 0 | 0 | 0
0
0
0
0
|  | OUTSIDE SERVICES | 315 | 315 | 630
|  | Third Party Administration | 315 | 315 | 630
0
0
0
|  | MATERIALS | 0 | 0 | 0
0
0
0
0
|  | MISCELLANEOUS | 4725 | 4725 | 9450
|  | Third Party Implementation | 4725 | 4725 | 9450
0
Small Agriculture Direct Install |  |  |  |  | 0
Schedule 262 |  |  |  |  | 0
Order Number
18230251 |  | DIRECT BENEFIT TO CUSTOMER | 12549.1975 | 0 | 12549.1975
Gas |  | Ratio
|  | REVENUE | 0 | 0 | 0
2016 Measure Reference. Indicated savings values, measure cost, incentives, and unit totals are from original 2016-2017 BCP. Updated 2017 figures are indicated in table above.
Rtn to Gas Sector
Go to Elec Detail Page

## Lodging DI_G262_Gas
|  | Lodging Direct Install | Schedule 262 | Order Number | 18230250 | Gas | [5 empty] | Lodging Direct Install | Schedule 262 | Order Number | 18230250 | Gas |  |  |  |  | Lodging Direct Install | Schedule 262 | Order Number | 18230250 | Gas
[8 empty] | This table summarizes the subtotals in the detail table to the left and is used to populate 2016-2017 Sector views. | [11 empty] | Ratios |  |  | Acquisition Cost
Lodging Direct Install | [7 empty] | Labor | Marketing Labor | Overhead | Marketing | Employee/Office Expense | Outside Services | Materials | Miscellaneous | DBtC | Revenue | Total Budget | Total Savings | DBTC | Marketing | Outside Svcs
Schedule 262 | [6 empty] | 2016 (Reference only) | 9063.3 | 0 | 6045.2211 | 10000 | 500 | 0 | 500 | 500 | 0 | 0 | 26608.5211 | 133170 | 0% | 37.58% | 0% | 0.19981
Order Number | [6 empty] | Original 2017 Figures, as noted in 2016-2017 BCP | 9289.9 | 0 | 6317.132 | 10000 | 500 | 0 | 500 | 500 | 399551.63 | 0 | 426658.662 | 133170 | 93.65% | 2.344% | 0% | 3.2039
18230250 | [6 empty] | 2017 (Updated for 2017 ACP) | 9289.9 | 0 | 8342.3302 | 10000 | 500 | 110000 | 500 | 500 | 747959 | 0 | 887091.2302 | 258211.2 | 84.32% | 1.127% | 12.4% | 3.4355
Gas
[8 empty] | (2017-Specific Values. 2016 values are noted in measure table below.) | [7 empty] | (2016 figures in below table) |  |  | (2016 figures in below table) |  |  | (2016 figures in below table)
|  | Spending Section |  |  |  |  | Savings Section | [14 empty] | Savings Section |  |  | Savings Section
|  | Overall Total | 26608.5211 | 887091.2302 | 913699.7513 |  | Measure Information | [8 empty] | Unit Totals |  |  | Projected Savings |  |  | Incentive Totals |  |  | First-year NEBs per unit
[7 empty] | Measure Name | Savings | UOM | Unit Type | Measure Cost | Incentive | Support % | Measure Life | End Use | 2016 | 2017 | Combined | 2016 | 2017 | Combined | 2016 | 2017 | Combined
|  | Budget Category | 2016 | 2017 | Total |  | i | i |  | i | i | i | i | i | i | i | i | [7 empty] | i
| FTE | LABOR | 9063.3 | 9289.9 | 18353.2 |  | TOTALS g |  |  |  | 799103.26 | 962046.028 |  | 9 |  |  |  |  | 0 | 258211.2 |  | 0 | 747959 |  | 0
| 0.1 | Program Manager | 9063.3 | 9289.9 | 18353.2 |  | LGDI: Aerator - GWH - All Others | 6.5 | therms | per unit | 13.09 | 13.09 | 0.7552% | 10 | Comm Water Heat |  | 300 |  |  | 1950 |  | 0 | 3927 |  | 132.69
[5 empty] | 0 |  | LGDI: Aerator - GWH - Restaurant | 4.1 | therms | per unit | 13.09 | 13.09 | 0.4764% | 10 | Comm Water Heat |  | 300 |  |  | 1230 |  | 0 | 3927 |  | 82.28
[5 empty] | 0 |  | LGDI: Aerator - GWH - Retail | 6.5 | therms | per unit | 13.09 | 13.09 | 0.7552% | 10 | Comm Water Heat |  | 300 |  |  | 1950 |  | 0 | 3927 |  | 132.69
[5 empty] | 0 |  | LGDI: Aerator - GWH - School | 8.2 | therms | per unit | 13.09 | 13.09 | 0.9527% | 10 | Comm Water Heat |  | 300 |  |  | 2460 |  | 0 | 3927 |  | 160.12
| 0.1 | [5 empty] | LGDI: Aerator - GWH - Small Office | 2 | therms | per unit | 13.09 | 13.09 | 0.2324% | 10 | Comm Water Heat |  | 300 |  |  | 600 |  | 0 | 3927 |  | 40.8
| FTE | MARKETING LABOR | 0 | 0 | 0 |  | LGDI: Sealing - Auto Closer - Reach In Glass Doors - Low Temp - NG | 0.67 | therms | per unit | 0 | 0 | 0.00519% | 8 | Comm Flat |  | 20 |  |  | 13.4 |  | 0 | 0 |  | 0
| 0 |  |  |  | 0 |  | LGDI: Sealing - Auto Closer - Reach In Glass Doors - Med Temp - NG | 0.25 | therms | per unit | 0 | 0 | 0.001936% | 8 | Comm Flat |  | 20 |  |  | 5 |  | 0 | 0 |  | 0
[5 empty] | 0 |  | LGDI: Sealing - Auto Closer - Walk In Doors - Low Temp - NG | 5.62 | therms | per unit | 0 | 0 | 0.04353% | 8 | Comm Flat |  | 20 |  |  | 112.4 |  | 0 | 0 |  | 0
[5 empty] | 0 |  | LGDI: Sealing - Auto Closer - Walk In Doors - Med Temp - NG | 0.22 | therms | per unit | 0 | 0 | 0.001704% | 8 | Comm Flat |  | 20 |  |  | 4.4 |  | 0 | 0 |  | 0
[5 empty] | 0 |  | LGDI: Sealing - Gasket - Reach In Glass Door - Low Temp - NG | 6.2 | therms | per unit | 0 | 0 | 0.04802% | 4 | Comm Flat |  | 20 |  |  | 124 |  | 0 | 0 |  | 0
| 0 | [5 empty] | LGDI: Sealing - Gasket - Reach In Glass Door - Med Temp - NG | 13.9 | therms | per unit | 0 | 0 | 0.1077% | 4 | Comm Flat |  | 20 |  |  | 278 |  | 0 | 0 | 0 | 0
|  | TOTAL OVERHEAD | 6045.2211 | 8342.3302 | 14387.5513 |  | LGDI: Sealing - Gasket - Walk In Cooler Door- Main - NG | 11.4 | therms | per unit | 0 | 0 | 0.0883% | 4 | Comm Flat |  | 20 |  |  | 228 |  | 0 | 0 | 0 | 0
|  | Labor Overhead Rate | 66.7% | 68.8% |  |  | LGDI: Sealing - Gasket - Walk In Freezer Door - Main - NG | 8.9 | therms | per unit | 0 | 0 | 0.06894% | 4 | Comm Flat |  | 20 |  |  | 178 |  | 0 | 0 | 0 | 0
|  | Program Staff Overhead | 6045.2211 | 6391.4512 | 12436.6723 |  | LGDI: Sealing - Night Cover - Produce - High Temp - 30F to 55F - NG - GIE | 3.9 | therms | per unit | 0 | 0 | 0.03021% | 5 | Comm Flat |  | 20 |  |  | 78 |  | 0 | 0 | 0 | 0
|  | Marketing Staff Overhead | 0 | 0 | 0 |  | LGDI: Sealing - Night Cover - Produce - Low Temp - Neg 35F to 0F - NG - GIE | 3.9 | therms | per unit | 0 | 0 | 0.03021% | 5 | Comm Flat |  | 20 |  |  | 78 |  | 0 | 0 | 0 | 0
[7 empty] | LGDI: Sealing - Night Cover - Produce - Med Temp - 0F to 30F - NG - GIE | 5.2 | therms | per unit | 0 | 0 | 0.04028% | 5 | Comm Flat |  | 20 |  |  | 104 |  | 0 | 0 | 0 | 0
|  | Micro Overhead Rate |  | 21% |  |  | LGDI: Showerhead - Any Comm - GWH - 1.5 gpm | 10 | therms | per unit | 28.7 | 28.7 | 1.936% | 10 | Comm Water Heat |  | 500 |  |  | 5000 |  | 0 | 14350 | 14350 | 0
|  | Program Staff Overhead |  | 1950.879 | 1950.879 |  | LGDI: Showerhead - DI - Any Comm - GWH - 1.5 gpm | 10 | therms | per unit | 28.7 | 28.7 | 1.936% | 10 | Comm Water Heat |  | 500 |  |  | 5000 |  | 0 | 14350 | 14350 | 0
Lodging Direct Install |  | Marketing Staff Overhead |  | 0 | 0 |  | LGDI: Showerhead - DI - Fit Ctr - GWH 1.5 gpm | 183 | therms | per unit | 28.7 | 28.7 | 35.44% | 10 | Comm Water Heat |  | 500 |  |  | 91500 |  | 0 | 14350 | 14350 | 0
Schedule 262 | [6 empty] | LGDI: Showerhead - Fit Ctr - GWH - 1.5 gpm | 183 | therms | per unit | 28.7 | 28.7 | 35.44% | 10 | Comm Water Heat |  | 500 |  |  | 91500 |  | 0 | 14350 | 14350 | 0
Order Number | [6 empty] | LGDI: Sprayhead - GWH - 0.65 gpm - from 1.6 | 35.2 | therms | per unit | 76.3 | 76.3 | 1.363% | 4 | Comm Water Heat |  | 100 |  |  | 3520 |  | 0 | 7630 | 7630 | 198.99
18230250 |  | MARKETING | 10000 | 10000 | 20000 |  | LGDI: Sprayhead - GWH - 0.65 gpm - from 2.2 | 55 | therms | per unit | 76.3 | 76.3 | 2.13% | 4 | Comm Water Heat |  | 100 |  |  | 5500 |  | 0 | 7630 | 7630 | 397.98
Gas |  |  | 10000 | 10000 | 20000 |  | LGDI: Sprayhead - GWH - 0.65 gpm - from 2.6 | 90.7 | therms | per unit | 76.3 | 76.3 | 3.513% | 4 | Comm Water Heat |  | 100 |  |  | 9070 |  | 0 | 7630 | 7630 | 634.52
[5 empty] | 0 |  | LGDI: Sprayhead - GWH - 0.65 gpm - not PI | 50 | therms | per unit | 76.3 | 76.3 | 1.936% | 4 | Comm Water Heat |  | 100 |  |  | 5000 |  | 0 | 7630 | 7630 | 360.44
[5 empty] | 0 |  | custom incentives | 32728 | therms | calculated | 914862 | 640404 | 12.67% | 15 | Comm Flat |  | 1 |  |  | 32728 |  | 0 | 640404 | 640404 | 0
[5 empty] | 0 | [14 empty] | 0 |  | 0 | 0 | 0
[20 empty] | 0 |  | 0 | 0 | 0
|  | EMPLOYEE/OFFICE EXPENSES | 500 | 500 | 1000 | [14 empty] | 0 |  | 0 | 0 | 0
|  |  | 500 | 500 | 1000 | [14 empty] | 0 |  | 0 | 0 | 0
[5 empty] | 0 | [14 empty] | 0 |  | 0 | 0 | 0
[5 empty] | 0 | [14 empty] | 0 |  | 0 | 0 | 0
[5 empty] | 0 | [14 empty] | 0 |  | 0 | 0 | 0
[20 empty] | 0 |  | 0 | 0 | 0
|  | OUTSIDE SERVICES | 0 | 110000 | 110000 | [14 empty] | 0 |  | 0 | 0 | 0
|  |  |  | 110000 | 110000 | [14 empty] | 0 |  | 0 | 0 | 0
[5 empty] | 0 | [14 empty] | 0 |  | 0 | 0 | 0
[5 empty] | 0 | [14 empty] | 0 |  | 0 | 0 | 0
[5 empty] | 0 | [14 empty] | 0 |  | 0 | 0 | 0
[20 empty] | 0 |  | 0 | 0 | 0
|  | MATERIALS | 500 | 500 | 1000 | [14 empty] | 0 |  | 0 | 0 | 0
|  |  | 500 | 500 | 1000 | [14 empty] | 0 |  | 0 | 0 | 0
[5 empty] | 0 | [14 empty] | 0 |  | 0 | 0 | 0
[5 empty] | 0 | [14 empty] | 0 |  | 0 | 0 | 0
[5 empty] | 0 | [14 empty] | 0 |  | 0 | 0 | 0
[20 empty] | 0 |  | 0 | 0 | 0
|  | MISCELLANEOUS | 500 | 500 | 1000 | [14 empty] | 0 |  | 0 | 0 | 0
|  |  | 500 | 500 | 1000 | [14 empty] | 0 |  | 0 | 0 | 0
[5 empty] | 0 | [14 empty] | 0 |  | 0 | 0 | 0
Lodging Direct Install |  |  |  |  | 0 | [14 empty] | 0 |  | 0 | 0 | 0
Schedule 262 |  |  |  |  | 0 | [14 empty] | 0 |  | 0 | 0 | 0
Order Number
18230250 |  | DIRECT BENEFIT TO CUSTOMER | 0 | 747959 | 747959
Gas |  | Ratio
|  | REVENUE | 0 | 0 | 0
2016 Measure Reference. Indicated savings values, measure cost, incentives, and unit totals are from original 2016-2017 BCP. Updated 2017 figures are indicated in table above.
[7 empty] | Savings Section | [14 empty] | Savings Section |  |  | Savings Section
[7 empty] | Measure Information | [8 empty] | Unit Totals |  |  | Projected Savings |  |  | Incentive Totals |  |  | First-year NEBs per unit
[7 empty] | Measure Name | Savings | UOM | Unit Type | Measure Cost | Incentive | Support % | Measure Life | End Use | 2016 | 2017 | Combined | 2016 | 2017 | Combined | 2016 | 2017 | Combined
[7 empty] | i | i |  | i | i | i | i | i | i | i | i | [7 empty] | i
[7 empty] | TOTALS g |  |  |  | 799103.26 | 160578.289 |  | 9 |  |  |  |  | 133170 | 133170 | 266340 | 399551.63 | 399551.63 | 799103.26 | 0
[7 empty] | G Aer (GAS) 0.50 GPM | 32 | therms | per unit | 11.788 | 11.788 | 12.01% | 5 | Comm Water Heat | 500 | 500 | 1000 | 16000 | 16000 | 32000 | 5894 | 5894 | 11788
[7 empty] | G Aer (GAS) 1.0 GPM | 16 | therms | per unit | 10.946 | 10.946 | 4.806% | 5 | Comm Water Heat | 400 | 400 | 800 | 6400 | 6400 | 12800 | 4378.4 | 4378.4 | 8756.8
[7 empty] | Pre-rinse sprayer, SBO >2.6 to 1.6 (GAS) | 53 | therms | per unit | 70.421 | 70.421 | 0.398% | 5 | Comm Water Heat | 10 | 10 | 20 | 530 | 530 | 1060 | 704.21 | 704.21 | 1408.42
[7 empty] | Pre-rinse sprayer, SBO 1.6 to 1.6 (GAS) | 37 | therms | per unit | 70.421 | 70.421 | 0.2778% | 5 | Comm Water Heat | 10 | 10 | 20 | 370 | 370 | 740 | 704.21 | 704.21 | 1408.42
[7 empty] | Pre-rinse sprayer, SBO 2.2 to 1.6 (GAS) | 58 | therms | per unit | 70.421 | 70.421 | 4.355% | 5 | Comm Water Heat | 100 | 100 | 200 | 5800 | 5800 | 11600 | 7042.1 | 7042.1 | 14084.2
[7 empty] | Pre-rinse sprayer, SBO 2.6 to 1.6 (GAS) | 97 | therms | per unit | 70.421 | 70.421 | 0.7284% | 5 | Comm Water Heat | 10 | 10 | 20 | 970 | 970 | 1940 | 704.21 | 704.21 | 1408.42
[7 empty] | Super Low Flow Shwrhd Std (GAS) | 5 | therms | per unit | 21.671 | 21.671 | 45.06% | 10 | Comm Water Heat | 12000 | 12000 | 24000 | 60000 | 60000 | 120000 | 260052 | 260052 | 520104
[7 empty] | Water Heater Line Insualtion (Gas) | 2 | therms | per unit | 14.95 | 14.95 | 0.4506% | 5 | Comm Water Heat | 300 | 300 | 600 | 600 | 600 | 1200 | 4485 | 4485 | 8970
[7 empty] | Programmable Communicating Thermostat (Gas) | 50 | therms | per unit | 237.25 | 237.25 | 5.632% | 10 | Comm Space Heat | 150 | 150 | 300 | 7500 | 7500 | 15000 | 35587.5 | 35587.5 | 71175
[7 empty] | custom incentives | 70000 | therms | calculated | 160000 | 160000 | 26.28% | 10 | Comm Space Heat | 0.5 | 0.5 | 1 | 35000 | 35000 | 70000 | 80000 | 80000 | 160000
[18 empty] | 0 | 0 | 0 | 0 | 0 | 0 | 0
[18 empty] | 0 | 0 | 0 | 0 | 0 | 0 | 0
[18 empty] | 0 | 0 | 0 | 0 | 0 | 0 | 0
[18 empty] | 0 | 0 | 0 | 0 | 0 | 0 | 0
[18 empty] | 0 | 0 | 0 | 0 | 0 | 0 | 0
[18 empty] | 0 | 0 | 0 | 0 | 0 | 0 | 0
[18 empty] | 0 | 0 | 0 | 0 | 0 | 0 | 0
[18 empty] | 0 | 0 | 0 | 0 | 0 | 0 | 0
[18 empty] | 0 | 0 | 0 | 0 | 0 | 0 | 0
[18 empty] | 0 | 0 | 0 | 0 | 0 | 0 | 0
[18 empty] | 0 | 0 | 0 | 0 | 0 | 0 | 0
[18 empty] | 0 | 0 | 0 | 0 | 0 | 0 | 0
[18 empty] | 0 | 0 | 0 | 0 | 0 | 0 | 0
[18 empty] | 0 | 0 | 0 | 0 | 0 | 0 | 0
[18 empty] | 0 | 0 | 0 | 0 | 0 | 0 | 0
[18 empty] | 0 | 0 | 0 | 0 | 0 | 0 | 0
[18 empty] | 0 | 0 | 0 | 0 | 0 | 0 | 0
[18 empty] | 0 | 0 | 0 | 0 | 0 | 0 | 0
[18 empty] | 0 | 0 | 0 | 0 | 0 | 0 | 0
[18 empty] | 0 | 0 | 0 | 0 | 0 | 0 | 0
[18 empty] | 0 | 0 | 0 | 0 | 0 | 0 | 0
[18 empty] | 0 | 0 | 0 | 0 | 0 | 0 | 0
[18 empty] | 0 | 0 | 0 | 0 | 0 | 0 | 0
[18 empty] | 0 | 0 | 0 | 0 | 0 | 0 | 0
[18 empty] | 0 | 0 | 0 | 0 | 0 | 0 | 0
[18 empty] | 0 | 0 | 0 | 0 | 0 | 0 | 0
[18 empty] | 0 | 0 | 0 | 0 | 0 | 0 | 0
[18 empty] | 0 | 0 | 0 | 0 | 0 | 0 | 0
[18 empty] | 0 | 0 | 0 | 0 | 0 | 0 | 0
[18 empty] | 0 | 0 | 0 | 0 | 0 | 0 | 0
[18 empty] | 0 | 0 | 0 | 0 | 0 | 0 | 0
[18 empty] | 0 | 0 | 0 | 0 | 0 | 0 | 0
[18 empty] | 0 | 0 | 0 | 0 | 0 | 0 | 0
[18 empty] | 0 | 0 | 0 | 0 | 0 | 0 | 0
[18 empty] | 0 | 0 | 0 | 0 | 0 | 0 | 0
[18 empty] | 0 | 0 | 0 | 0 | 0 | 0 | 0
[18 empty] | 0 | 0 | 0 | 0 | 0 | 0 | 0
[18 empty] | 0 | 0 | 0 | 0 | 0 | 0 | 0
[18 empty] | 0 | 0 | 0 | 0 | 0 | 0 | 0
[18 empty] | 0 | 0 | 0 | 0 | 0 | 0 | 0
Rtn to Gas Sector
Go to Electric Detail Page

## Sm Bus DI_G262 Gas
|  | Small Business Direct Installs | Schedule 262 | Order Number | 18231022 | Gas | [5 empty] | Small Business Direct Installs | Schedule 262 | Order Number | 18231022 | Gas |  |  |  |  | Small Business Direct Installs | Schedule 262 | Order Number | 18231022 | Gas
[8 empty] | This table summarizes the subtotals in the detail table to the left and is used to populate 2016-2017 Sector views. | [11 empty] | Ratios |  |  | Acquisition Cost
Small Business Direct Installs | [7 empty] | Labor | Marketing Labor | Overhead | Marketing | Employee/Office Expense | Outside Services | Materials | Miscellaneous | DBtC | Revenue | Total Budget | Total Savings | DBTC | Marketing | Outside Svcs
Schedule 262 | [6 empty] | 2016 (Reference only) | 19032.93 | 0 | 12694.9643 | 250 | 0 | 6000 | 0 | 68809.5 | 737860.675 | 0 | 844648.0693 | 277585 | 87.36% | 0.0296% | 0.7104% | 3.0428
Order Number | [6 empty] | Original 2017 Figures, as noted in 2016-2017 BCP | 19508.79 | 0 | 13265.9772 | 250 | 0 | 6000 | 0 | 68809.5 | 751072.555 | 0 | 858906.8222 | 281325 | 87.45% | 0.02911% | 0.6986% | 3.0531
18231022 | [6 empty] | 2017 (Updated for 2017 ACP) | 19508.79 | 0 | 17518.8934 | 250 | 0 | 6000 | 0 | 68809.5 | 21175.5 | 0 | 133262.6834 | 23504.6 | 15.89% | 0.1876% | 4.502% | 5.6696
Gas
[8 empty] | (2017-Specific Values) | [7 empty] | (2016 for reference only) |  |  | (2016 for reference only) |  |  | (2016 for reference only)
|  | Spending Section |  |  |  |  | Savings Section | [14 empty] | Savings Section |  |  | Savings Section
|  | Overall Total | 844648.0693 | 133262.6834 | 977910.7527 |  | Measure Information | [8 empty] | Unit Totals |  |  | Projected Savings |  |  | Incentive Totals |  |  | First-year NEBs per unit
[7 empty] | Measure Name | Savings | UOM | Unit Type | Measure Cost | Incentive | Support % | Measure Life | End Use | 2016 | 2017 | Combined | 2016 | 2017 | Combined | 2016 | 2017 | Combined
|  | Budget Category | 2016 | 2017 | Total |  | i | i |  | i | i | i | i | i | i | i | i | [7 empty] | i
| FTE | LABOR | 19032.93 | 19508.79 | 38541.72 |  | TOTALS g |  |  |  | 1187742.675 | 1804.017 |  | 6 |  |  |  |  | 277585 | 23504.6 | 301089.6 | 737860.675 | 21175.5 | 759036.175 | 0
| 0.2 | Program Manager | 18126.6 | 18579.8 | 36706.4 |  | G Aer (GAS) 0.50 GPM | 25.6 | therms | per unit | 10.946 | 10.946 | 0.2126% | 5 | Comm Water Heat | 25 | 0 | 25 | 640 | 0 | 640 | 273.65 | 0 | 273.65 | 0
| 0.01 | Market Manager | 906.33 | 928.99 | 1835.32 |  | G Aer (GAS) 1.0 GPM | 12.8 | therms | per unit | 10.946 | 10.946 | 0.1063% | 5 | Comm Water Heat | 25 | 0 | 25 | 320 | 0 | 320 | 273.65 | 0 | 273.65 | 0
[5 empty] | 0 |  | Pre-rinse sprayer, SBO >2.6 to 1.6 (GAS) | 53 | therms | per unit | 70.421 | 70.421 | 0.4401% | 5 | Comm Water Heat | 25 | 0 | 25 | 1325 | 0 | 1325 | 1760.525 | 0 | 1760.525 | 0
[5 empty] | 0 |  | Pre-rinse sprayer, SBO 1.6 to 1.6 (GAS) | 37 | therms | per unit | 70.421 | 70.421 | 0.3072% | 5 | Comm Water Heat | 25 | 0 | 25 | 925 | 0 | 925 | 1760.525 | 0 | 1760.525 | 0
| 0.21 | [5 empty] | Pre-rinse sprayer, SBO 2.2 to 1.6 (GAS) | 58 | therms | per unit | 70.421 | 70.421 | 0.4816% | 5 | Comm Water Heat | 25 | 0 | 25 | 1450 | 0 | 1450 | 1760.525 | 0 | 1760.525 | 0
| FTE | MARKETING LABOR | 0 | 0 | 0 |  | Pre-rinse sprayer, SBO 2.6 to 1.6 (GAS) | 97 | therms | per unit | 70.421 | 70.421 | 0.8054% | 5 | Comm Water Heat | 25 | 0 | 25 | 2425 | 0 | 2425 | 1760.525 | 0 | 1760.525 | 0
| 0 |  |  |  | 0 |  | Super Low Flow Shwrhd Std (GAS) | 10 | therms | per unit | 21.671 | 21.671 | 0.08303% | 10 | Comm Water Heat | 25 | 0 | 25 | 250 | 0 | 250 | 541.775 | 0 | 541.775 | 0
[5 empty] | 0 |  | Retro commissioning and Calculated Measures | 85 | therms | per unit | 800 | 300.27 | 24% | 5 | Comm Space Heat | 850 | 0 | 850 | 72250 | 0 | 72250 | 255229.5 | 0 | 255229.5 | 0
[5 empty] | 0 |  | Programmable Communicating Thermostat (Gas) | 99 | therms | per unit | 237.25 | 237.25 | 65.76% | 10 | Comm Space Heat | 2000 | 0 | 2000 | 198000 | 0 | 198000 | 474500 | 0 | 474500 | 0
[5 empty] | 0 |  | Auto-Closers for Glass Reach-in Doors - Low-Temp (Gas Heating IE) | 0.67 | therms | per unit | 0 | 0 | 0.002225% | 8 | Comm Refrigeration | 0 | 10 | 10 | 0 | 6.7 | 6.7 | 0 | 0 | 0
| 0 | [5 empty] | Auto-Closers for Glass Reach-in Doors - Medium Temp (gas heating ie) | 0.25 | therms | per unit | 0 | 0 | 0.0008303% | 8 | Comm Refrigeration | 0 | 10 | 10 | 0 | 2.5 | 2.5 | 0 | 0 | 0
|  | TOTAL OVERHEAD | 12694.9643 | 17518.8934 | 30213.8577 |  | Auto-Closers for Walk-in Doors - Low Temp (Gas Heating IE) | 5.62 | therms | per unit | 0 | 0 | 0.01867% | 8 | Comm Refrigeration | 0 | 10 | 10 | 0 | 56.2 | 56.2 | 0 | 0 | 0
|  | Labor Overhead Rate | 66.7% | 68.8% |  |  | Auto-Closers for Walk-in Doors - Medium Temp (Gas Heating ie) | 0.22 | therms | per unit | 0 | 0 | 0.0007307% | 8 | Comm Refrigeration | 0 | 10 | 10 | 0 | 2.2 | 2.2 | 0 | 0 | 0
|  | Program Staff Overhead | 12694.9643 | 13422.0475 | 26117.0118 |  | Gaskets for Reach-in Glass Doors - Low Temp (per door) - Gas | 6.2 | therms | per unit | 100 | 72.9 | 0.02059% | 4 | Comm Refrigeration | 0 | 10 | 10 | 0 | 62 | 62 | 0 | 729 | 729
|  | Marketing Staff Overhead | 0 | 0 | 0 |  | Gaskets for Reach-in Glass Doors - Medium Temp (per door) - Gas | 13.9 | therms | per unit | 81 | 74.4 | 0.04617% | 4 | Comm Refrigeration | 0 | 10 | 10 | 0 | 139 | 139 | 0 | 744 | 744
[7 empty] | Gaskets for Walk-in Freezer - Main Door (per door) - Gas | 8.9 | therms | per unit | 114 | 104.1 | 0.02956% | 4 | Comm Refrigeration | 0 | 10 | 10 | 0 | 89 | 89 | 0 | 1041 | 1041
|  | Micro Overhead Rate |  | 21% |  |  | Gaskets for Walk-in Cooler - Main Door (per door) - Gas | 11.4 | therms | per unit | 76 | 61.2 |  | 5 | Comm Refrigeration | 0 |  | 0 | 0 | 0 | 0 | 0 | 0 | 0
|  | Program Staff Overhead |  | 4096.8459 | 4096.8459 |  | Night Covers Low Temperature (-35F to 0F) [Gas Heating] Gas IE | 3.9 | therms | per unit | 0 | 0 |  | 5 | Comm Refrigeration | 0 |  | 0 | 0 | 0 | 0 | 0 | 0 | 0
Small Business Direct Installs |  | Marketing Staff Overhead |  | 0 | 0 |  | Night Covers Medium Temperature (0F to 30F) [Gas Heating] Gas IE | 5.2 | therms | per unit | 0 | 0 | 0.01727% | 5 | Comm Refrigeration | 0 | 10 | 10 | 0 | 52 | 52 | 0 | 0 | 0
Schedule 262 | [6 empty] | Night Covers High Temperature (30F to 55F) [Gas Heating] Gas IE | 3.9 | therms | per unit | 0 | 0 |  | 5 | Comm Refrigeration | 0 |  | 0 | 0 | 0 | 0 | 0 | 0 | 0
Order Number | [6 empty] | Spray valve not previously installed by PSE to 0.65-gas | 50 | therms | per unit | 76.3 | 76.3 | 0.4152% | 4 | Comm Water Heat | 0 | 25 | 25 | 0 | 1250 | 1250 | 0 | 1907.5 | 1907.5
18231022 |  | MARKETING | 250 | 250 | 500 |  | 2.6 gpm to 0.65 gpm-gas | 91 | therms | per unit | 76.3 | 76.3 | 0.7556% | 4 | Comm Water Heat | 0 | 25 | 25 | 0 | 2275 | 2275 | 0 | 1907.5 | 1907.5
Gas |  | Materials | 250 | 250 | 500 |  | 2.2 gpm to 0.65 gpm-gas | 55 | therms | per unit | 76.3 | 76.3 | 0.4567% | 4 | Comm Water Heat | 0 | 25 | 25 | 0 | 1375 | 1375 | 0 | 1907.5 | 1907.5
[5 empty] | 0 |  | 1.6 gpm to 0.65 gpm-gas | 35 | therms | per unit | 76.3 | 76.3 | 0.2906% | 4 | Comm Water Heat | 0 | 25 | 25 | 0 | 875 | 875 | 0 | 1907.5 | 1907.5
[5 empty] | 0 |  | Spray valve not previously installed by PSE to 0.65-gas – with CWA | 50 | therms | per unit | 76.3 | 41.3 | 0.4152% | 4 | Comm Water Heat | 0 | 25 | 25 | 0 | 1250 | 1250 | 0 | 1032.5 | 1032.5
[5 empty] | 0 |  | 2.6 gpm to 0.65 gpm-gas – with CWA | 91 | therms | per unit | 76.3 | 41.3 | 0.7556% | 4 | Comm Water Heat | 0 | 25 | 25 | 0 | 2275 | 2275 | 0 | 1032.5 | 1032.5
[7 empty] | 2.2 gpm to 0.65 gpm-gas – Split with CWA | 55 | therms | per unit | 76.3 | 41.3 | 0.4567% | 4 | Comm Water Heat | 0 | 25 | 25 | 0 | 1375 | 1375 | 0 | 1032.5 | 1032.5
|  | EMPLOYEE/OFFICE EXPENSES | 0 | 0 | 0 |  | G PRE 26 to 65 (CWA) 1.6 gpm to 0.65 gpm-gas – Split with CWA | 35 | therms | per unit | 76.3 | 41.3 | 0.2906% | 4 | Comm Water Heat | 0 | 25 | 25 | 0 | 875 | 875 | 0 | 1032.5 | 1032.5
[5 empty] | 0 |  | 1.5 GPM Showerhead Any Commercial, gas SBDI | 10 | therms | per unit | 28.7 | 28.7 | 0.08303% | 10 | Comm Water Heat | 0 | 25 | 25 | 0 | 250 | 250 | 0 | 717.5 | 717.5
[5 empty] | 0 |  | 1.5 GPM Showerhead Fitness Center, gas SBDI | 183 | therms | per unit | 28.7 | 28.7 | 1.519% | 10 | Comm Water Heat | 0 | 25 | 25 | 0 | 4575 | 4575 | 0 | 717.5 | 717.5
[5 empty] | 0 |  | 1.5 GPM Showerhead Any Commercial, gas SBDI– Split Cost with CWA | 10 | therms | per unit | 17.7 | 17.7 | 0.08303% | 10 | Comm Water Heat | 0 | 25 | 25 | 0 | 250 | 250 | 0 | 442.5 | 442.5
[5 empty] | 0 |  | 1.5 GPM Showerhead Fitness Center, gas SBDI – Split Cost with CWA | 183 | therms | per unit | 17.7 | 17.7 | 1.519% | 10 | Comm Water Heat | 0 | 25 | 25 | 0 | 4575 | 4575 | 0 | 442.5 | 442.5
[7 empty] | Aerator, Office Small-Gas | 2 | therms | per unit | 13.09 | 13.09 | 0.03321% | 10 | Comm Water Heat | 0 | 50 | 50 | 0 | 100 | 100 | 0 | 654.5 | 654.5
|  | OUTSIDE SERVICES | 6000 | 6000 | 12000 |  | Aerator, Restaurant - Gas | 4.1 | therms | per unit | 13.09 | 13.09 | 0.1362% | 10 | Comm Water Heat | 0 | 100 | 100 | 0 | 410 | 410 | 0 | 1309 | 1309
|  | Third Party Administration | 6000 | 6000 | 12000 |  | Aerator, Retail-Gas | 6.5 | therms | per unit | 13.09 | 13.09 | 0.1079% | 10 | Comm Water Heat | 0 | 50 | 50 | 0 | 325 | 325 | 0 | 654.5 | 654.5
[5 empty] | 0 |  | Aerator, School-Gas | 8.2 | therms | per unit | 13.09 | 13.09 | 0.1362% | 10 | Comm Water Heat | 0 | 50 | 50 | 0 | 410 | 410 | 0 | 654.5 | 654.5
[5 empty] | 0 |  | Aerator, All Others-Gas | 6.5 | therms | per unit | 13.09 | 13.09 | 0.2159% | 10 | Comm Water Heat | 0 | 100 | 100 | 0 | 650 | 650 | 0 | 1309 | 1309
0
|  | MATERIALS | 0 | 0 | 0
0
0
0
0
|  | MISCELLANEOUS | 68809.5 | 68809.5 | 137619
|  | Third Party Implementation | 68809.5 | 68809.5 | 137619
0
Small Business Direct Installs |  |  |  |  | 0
Schedule 262 |  |  |  |  | 0
Order Number
18231022 |  | DIRECT BENEFIT TO CUSTOMER | 737860.675 | 21175.5 | 759036.175
Gas |  | Ratio
|  | REVENUE | 0 | 0 | 0
Rtn to Gas Sector
Go to Electric Detail Page

## Comm Kit-Laund_G262 Gas
|  | Commercial Kitchens & Laundry | Schedule 262 | Order Number | 18231027 | Gas | [5 empty] | Commercial Kitchens & Laundry | Schedule 262 | Order Number | 18231027 | Gas |  |  |  |  | Commercial Kitchens & Laundry | Schedule 262 | Order Number | 18231027 | Gas
[8 empty] | This table summarizes the subtotals in the detail table to the left and is used to populate 2016-2017 Sector views. | [11 empty] | Ratios |  |  | Acquisition Cost
Commercial Kitchens & | [7 empty] | Labor | Marketing Labor | Overhead | Marketing | Employee/Office Expense | Outside Services | Materials | Miscellaneous | DBtC | Revenue | Total Budget | Total Savings | DBTC | Marketing | Outside Svcs
Laundry | [6 empty] | 2016 (Reference only) | 29908.89 | 0 | 19949.2296 | 15000 | 5225 | 600 | 240 | 0 | 0 | 0 | 70923.1196 | 208526 | 0% | 21.15% | 0.846% | 0.34012
Schedule 262 | [6 empty] | Original 2017 Figures, as noted in 2016-2017 BCP | 30656.67 | 0 | 20846.5356 | 15000 | 5225 | 600 | 240 | 0 | 353198.5 | 0 | 425766.7056 | 226537.4 | 82.96% | 3.523% | 0.1409% | 1.8795
Order Number | [6 empty] | 2017 (Updated for 2017 ACP) | 23224.75 | 0 | 20855.8255 | 15000 | 5225 | 600 | 240 | 0 | 366102 | 0 | 431247.5755 | 225939.3 | 84.89% | 3.478% | 0.1391% | 1.9087
18231027
Gas
[8 empty] | (2017-Specific Values. 2016 values are noted in measure table below.) | [7 empty] | (2016 figures in below table) |  |  | (2016 figures in below table) |  |  | (2016 figures in below table)
|  | Spending Section |  |  |  |  | Savings Section | [14 empty] | Savings Section |  |  | Savings Section
|  | Overall Total | 70923.1196 | 431247.5755 | 502170.6951 |  | Measure Information | [8 empty] | Unit Totals |  |  | Projected Savings |  |  | Incentive Totals |  |  | First-year NEBs per unit
[7 empty] | Measure Name | Savings | UOM | Unit Type | Measure Cost | Incentive | Support % | Measure Life | End Use | 2016 | 2017 | Combined | 2016 | 2017 | Combined | 2016 | 2017 | Combined
|  | Budget Category | 2016 | 2017 | Total |  | i | i |  | i | i | i | i | i | i | i | i | [7 empty] | i
| FTE | LABOR | 29908.89 | 23224.75 | 53133.64 |  | TOTALS g |  |  |  | 944777.4 | 427206 |  | 10 | [5 empty] | 225939.3 |  |  | 366102 |  | 0
| 0.25 | Program Manager | 29908.89 | 23224.75 | 53133.64 |  | Commercial Fryer - Standard | 432 | therms | per unit | 1017 | 500 | 26.63% | 12 | Comm Cooking |  | 110 |  |  | 47520 |  |  | 55000 |  | 1357
[5 empty] | 0 |  | Steam Cooker - 3 Pan | 1164 | therms | per unit | 284 | 250 | 1.222% | 12 | Comm Cooking |  | 2.2 |  |  | 2560.8 |  |  | 550 |  | 0
[5 empty] | 0 |  | Steam Cooker - 4 Pan | 1554 | therms | per unit | 378 | 350 | 0.8155% | 12 | Comm Cooking |  | 1.1 |  |  | 1709.4 |  |  | 385 |  | 0
[5 empty] | 0 |  | Steam Cooker - 5 Pan | 1944 | therms | per unit | 473 | 450 | 1.02% | 12 | Comm Cooking |  | 1.1 |  |  | 2138.4 |  |  | 495 |  | 0
| 0.25 | [5 empty] | Steam Cooker - 6 Pan | 2334 | therms | per unit | 567 | 550 | 6.12% | 12 | Comm Cooking |  | 5.5 |  |  | 12837 |  |  | 3025 |  | 0
| FTE | MARKETING LABOR | 0 | 0 | 0 |  | Steam Cooker - 10 Pan | 3893 | therms | per unit | 946 | 950 | 4.081% | 12 | Comm Cooking |  | 2.2 |  |  | 8564.6 |  |  | 2090 |  | 0
| 0 |  |  |  | 0 |  | Convection Oven - Full Size - $1000 - G | 357 | therms | per unit | 1177 | 1000 | 4.516% | 12 | Comm Cooking |  | 27.5 |  |  | 9817.5 |  |  | 27500 |  | 0
[5 empty] | 0 |  | Convection Oven - Double - $2000 - G | 714 | therms | per unit | 2354 | 2000 | 9.032% | 12 | Comm Cooking |  | 27.5 |  |  | 19635 |  |  | 55000 |  | 0
[5 empty] | 0 |  | Combination Oven <15 pan | 798 | therms | per unit | 2531 | 2500 | 3.269% | 12 | Comm Cooking |  | 7 |  |  | 5586 |  |  | 17500 |  | 0
[5 empty] | 0 |  | Double Rack Oven | 2100 | therms | per unit | 4128 | 2000 | 5.313% | 12 | Comm Cooking |  | 5.5 |  |  | 11550 |  |  | 11000 |  | 0
| 0 | [5 empty] | Conveyer Oven - $2000 - G | 884 | therms | per unit | 4731 | 2000 |  | 12 | Comm Cooking |  |  |  |  | 0 |  |  | 0 |  | 0
|  | TOTAL OVERHEAD | 19949.2296 | 20855.8255 | 40805.0551 |  | Conveyer Oven - $4000 - G | 1768 | therms | per unit | 9462 | 4000 |  | 12 | Comm Cooking |  |  |  |  | 0 |  |  | 0 |  | 0
|  | Labor Overhead Rate | 66.7% | 68.8% |  |  | Dishwasher - Under Counter Low Temp - $150 - G | 94 | therms | per unit | 232 | 150 | 0.2009% | 10 | Comm Water Heat |  | 4.4 |  |  | 413.6 |  |  | 660 |  | 1126.21
|  | Program Staff Overhead | 19949.2296 | 15978.628 | 35927.8576 |  | Dishwasher - Under Counter High Temp - $0 - G | 40 | therms | per unit | 40 | 0 | 0.08578% | 10 | Comm Water Heat |  | 4.4 |  |  | 176 |  |  | 0 |  | 81.4259
|  | Marketing Staff Overhead | 0 | 0 | 0 |  | Dishwasher - Door Type Low Temp - $750 - G | 599 | therms | per unit | 2659 | 750 | 0.3192% | 15 | Comm Water Heat |  | 1.1 |  |  | 658.9 |  |  | 825 |  | 9597.84
[7 empty] | Dishwasher - Door Type High Temp - $250 - G | 261 | therms | per unit | 846 | 250 | 0.1391% | 15 | Comm Water Heat |  | 1.1 |  |  | 287.1 |  |  | 275 |  | 1338.9628
|  | Micro Overhead Rate |  | 21% |  |  | Dishwasher - ST Low Temp - $1000 - G | 484 | therms | per unit | 5385 | 1000 | 0.5158% | 20 | Comm Water Heat |  | 2.2 |  |  | 1064.8 |  |  | 2200 |  | 5094.0485
|  | Program Staff Overhead |  | 4877.1975 | 4877.1975 |  | Dishwasher - ST High Temp - $250 - G | 158 | therms | per unit | 1436 | 250 | 0.2529% | 20 | Comm Water Heat |  | 3.3 |  |  | 521.4 |  |  | 825 |  | 447.3119
Commercial Kitchens & |  | Marketing Staff Overhead |  | 0 | 0 |  | Dishwasher - MT Low Temp - $1500 - G | 698 | therms | per unit | 3394 | 1500 | 0.372% | 20 | Comm Water Heat |  | 1.1 |  |  | 767.8 |  |  | 1650 |  | 8016.35
Laundry | [6 empty] | Dishwasher - MT High Temp - $500 - G | 600 | therms | per unit | 1082 | 500 | 0.9592% | 20 | Comm Water Heat |  | 3.3 |  |  | 1980 |  |  | 1650 |  | 2216.2515
Schedule 262 | [6 empty] | Hot Water Heater- Kitchen - G | 613 | therms | per unit | 1644 | 800 | 3.102% | 7 | Comm Water Heat |  | 11 |  |  | 6743 |  |  | 8800 |  | 0
Order Number |  | MARKETING | 15000 | 15000 | 30000 |  | Boiler - Kitchen - G | 800 | therms | per unit | 3191 | 1500 | 2.024% | 15 | Comm Water Heat |  | 5.5 |  |  | 4400 |  |  | 8250 |  | 0
18231027 |  |  | 15000 | 15000 | 30000 |  | Sales Incentive - Fryer - $30 - G | 0 | therms | per unit | 30 | 30 | 0% | 0 |  |  | 33 |  |  | 0 |  |  | 990 |  | 0
Gas |  |  |  |  | 0 |  | Sales Incentive - Steam Cooker - $30 - G | 0 | therms | per unit | 30 | 30 | 0% | 0 |  |  | 2.2 |  |  | 0 |  |  | 66 |  | 0
[5 empty] | 0 |  | Sales Incentive Comml Oven - $50 - G | 0 | therms | per unit | 50 | 50 | 0% | 0 |  |  | 33 |  |  | 0 |  |  | 1650 |  | 0
[5 empty] | 0 |  | Sales Incentive - Under Counter Or Door Type - $30 - G | 0 | therms | per unit | 30 | 30 | 0% | 0 |  |  | 11 |  |  | 0 |  |  | 330 |  | 0
[7 empty] | Sales Incentive - Single or Multi Tank - $50 - G | 0 | therms | per unit | 50 | 50 | 0% | 0 |  |  | 5.5 |  |  | 0 |  |  | 275 |  | 0
|  | EMPLOYEE/OFFICE EXPENSES | 5225 | 5225 | 10450 |  | Commercial Washer - GWH / G Dryer | 32 | therms | per unit | 210 | 150 | 0.01619% | 7 | Comm Water Heat |  | 1.1 |  |  | 35.2 |  |  | 165 |  | 951.67
|  |  | 5000 | 5000 | 10000 |  | Commercial Washer - GWH Only | 20 | therms | per unit | 61 | 60 | 0.01012% | 7 | Comm Water Heat |  | 1.1 |  |  | 22 |  |  | 66 |  | 276.94
|  | WRA Membership Dues | 225 | 225 | 450 |  | Commercial Washer - G Dryer Only | 12 | therms | per unit | 33 | 30 | 0.3643% | 7 | Comm Water Heat |  | 66 |  |  | 792 |  |  | 1980 |  | 147.51
[5 empty] | 0 |  | Hot Water Heater - Laundry - G | 597 | therms | per unit | 1644 | 800 | 3.021% | 7 | Comm Water Heat |  | 11 |  |  | 6567 |  |  | 8800 |  | 0
[5 empty] | 0 |  | Boiler - Laundry - G | 597 | therms | per unit | 3191 | 1500 | 1.208% | 15 | Comm Water Heat |  | 4.4 |  |  | 2626.8 |  |  | 6600 |  | 0
[7 empty] | Additional Measures - (DCKV, etc) | 55000 | therms | calculated | 0 | 0 | 13.47% | 15 | Comm Cooking |  | 0.5 |  |  | 27500 |  |  | 0 |  | 0
|  | OUTSIDE SERVICES | 600 | 600 | 1200 | [14 empty] | 0 |  |  | 0 |  | 0
|  |  | 600 | 600 | 1200 |  | Commercial Fryer - Large Vat | 490 | therms | per unit | 591 | 500 | 1.181% | 12 | Comm Cooking |  | 10 |  |  | 4900 |  |  | 5000 |  | 1357
[5 empty] | 0 |  | Griddle - 2 linear feet - Gas | 174 | therms | per unit | 1438 | 900 | 0.2096% | 12 | Comm Cooking |  | 5 |  |  | 870 |  |  | 4500 |  | 0
[5 empty] | 0 |  | Griddle - 3 linear feet - Gas | 261 | therms | per unit | 2157 | 1300 | 0.6289% | 12 | Comm Cooking |  | 10 |  |  | 2610 |  |  | 13000 |  | 0
[5 empty] | 0 |  | Griddle - 4 linear feet - Gas | 348 | therms | per unit | 2876 | 1400 | 1.677% | 12 | Comm Cooking |  | 20 |  |  | 6960 |  |  | 28000 |  | 0
[7 empty] | Griddle - 5 linear feet - Gas | 435 | therms | per unit | 3494 | 1500 | 1.048% | 12 | Comm Cooking |  | 10 |  |  | 4350 |  |  | 15000 |  | 0
|  | MATERIALS | 240 | 240 | 480 |  | Griddle - 6 linear feet - Gas | 522 | therms | per unit | 4314 | 1600 | 0.6289% | 12 | Comm Cooking |  | 5 |  |  | 2610 |  |  | 8000 |  | 0
|  |  | 240 | 240 | 480 |  | Combination Oven – gas – 15-28 pan | 1120 | therms | per unit | 3361 | 3000 | 2.159% | 12 | Comm Cooking |  | 8 |  |  | 8960 |  |  | 24000 |  | 0
[5 empty] | 0 |  | Combination Oven – gas – >28 pan | 1573 | therms | per unit | 7890 | 7000 | 1.895% | 12 | Comm Cooking |  | 5 |  |  | 7865 |  |  | 35000 |  | 0
[5 empty] | 0 |  | Single Rack Oven – gas | 1034 | therms | per unit | 1817 | 1500 | 2.491% | 12 | Comm Cooking |  | 10 |  |  | 10340 |  |  | 15000 |  | 0
0
|  | MISCELLANEOUS | 0 | 0 | 0
0
0
Commercial Kitchens & |  |  |  |  | 0
Laundry |  |  |  |  | 0
Schedule 262
Order Number |  | DIRECT BENEFIT TO CUSTOMER | 0 | 366102 | 366102
18231027 |  | Ratio
Gas
|  | REVENUE | 0 | 0 | 0
2016 Measure Reference. Indicated savings values, measure cost, incentives, and unit totals are from original 2016-2017 BCP. Updated 2017 figures are indicated in table above.
[7 empty] | Savings Section | [14 empty] | Savings Section |  |  | Savings Section
[7 empty] | Measure Information | [8 empty] | Unit Totals |  |  | Projected Savings |  |  | Incentive Totals |  |  | First-year NEBs per unit
[7 empty] | Measure Name | Savings | UOM | Unit Type | Measure Cost | Incentive | Support % | Measure Life | End Use | 2016 | 2017 | Combined | 2016 | 2017 | Combined | 2016 | 2017 | Combined
[7 empty] | i | i |  | i | i | i | i | i | i | i | i | [7 empty] | i
[7 empty] | TOTALS g |  |  |  | 944777.4 | 191263 |  | 10 |  |  |  |  | 208526 | 226537.4 | 435063.4 | 328661.5 | 353198.5 | 681860 | 0
[7 empty] | Commercial Fryer - G | 630 | therms | per unit | 1017 | 500 | 34.98% | 8 | Comm Cooking | 100 | 110 | 210 | 63000 | 69300 | 132300 | 50000 | 55000 | 105000 | 0
[7 empty] | Steam Cooker - 3 Pan - $250 - G | 1256 | therms | per unit | 284 | 250 | 1.395% | 9 | Comm Cooking | 2 | 2.2 | 4.2 | 2512 | 2763.2 | 5275.2 | 500 | 550 | 1050 | 0
[7 empty] | Steam Cooker - 4 Pan - $250 - G | 1675 | therms | per unit | 378 | 250 | 0.93% | 9 | Comm Cooking | 1 | 1.1 | 2.1 | 1675 | 1842.5 | 3517.5 | 250 | 275 | 525 | 0
[7 empty] | Steam Cooker - 5 Pan - $250 - G | 2093 | therms | per unit | 473 | 250 | 1.162% | 9 | Comm Cooking | 1 | 1.1 | 2.1 | 2093 | 2302.3 | 4395.3 | 250 | 275 | 525 | 0
[7 empty] | Steam Cooker - 6 Pan - $500 - G | 2512 | therms | per unit | 567 | 500 | 6.973% | 9 | Comm Cooking | 5 | 5.5 | 10.5 | 12560 | 13816 | 26376 | 2500 | 2750 | 5250 | 0
[7 empty] | Steam Cooker - 10 Pan - $500 - G | 4187 | therms | per unit | 946 | 500 | 4.649% | 9 | Comm Cooking | 2 | 2.2 | 4.2 | 8374 | 9211.4 | 17585.4 | 1000 | 1100 | 2100 | 0
[7 empty] | Convection Oven - Full Size - $1000 - G | 357 | therms | per unit | 1177 | 1000 | 4.955% | 12 | Comm Cooking | 25 | 27.5 | 52.5 | 8925 | 9817.5 | 18742.5 | 25000 | 27500 | 52500 | 0
[7 empty] | Convection Oven - Double - $2000 - G | 714 | therms | per unit | 2354 | 2000 | 9.91% | 12 | Comm Cooking | 25 | 27.5 | 52.5 | 17850 | 19635 | 37485 | 50000 | 55000 | 105000 | 0
[7 empty] | Combination Oven - $2000 - G | 798 | therms | per unit | 3588 | 2000 | 4.431% | 12 | Comm Cooking | 10 | 11 | 21 | 7980 | 8778 | 16758 | 20000 | 22000 | 42000 | 0
[7 empty] | Double Rack Oven - $2000 - G | 2100 | therms | per unit | 4128 | 2000 | 5.83% | 12 | Comm Cooking | 5 | 5.5 | 10.5 | 10500 | 11550 | 22050 | 10000 | 11000 | 21000 | 0
[7 empty] | Conveyer Oven - $2000 - G | 884 | therms | per unit | 4731 | 2000 | 0.9816% | 12 | Comm Cooking | 2 | 2.2 | 4.2 | 1768 | 1944.8 | 3712.8 | 4000 | 4400 | 8400 | 0
[7 empty] | Conveyer Oven - $4000 - G | 1768 | therms | per unit | 9462 | 4000 | 9.816% | 12 | Comm Cooking | 10 | 11 | 21 | 17680 | 19448 | 37128 | 40000 | 44000 | 84000 | 0
[7 empty] | Dishwasher - Under Counter Low Temp - $150 - G | 105 | therms | per unit | 232 | 150 | 0.2332% | 10 | Comm Water Heat | 4 | 4.4 | 8.4 | 420 | 462 | 882 | 600 | 660 | 1260 | 0
[7 empty] | Dishwasher - Under Counter High Temp - $0 - G | 45 | therms | per unit | 40 | 0 | 0.09994% | 10 | Comm Water Heat | 4 | 4.4 | 8.4 | 180 | 198 | 378 | 0 | 0 | 0 | 0
[7 empty] | Dishwasher - Door Type Low Temp - $750 - G | 666 | therms | per unit | 2659 | 750 | 0.3698% | 15 | Comm Water Heat | 1 | 1.1 | 2.1 | 666 | 732.6 | 1398.6 | 750 | 825 | 1575 | 0
[7 empty] | Dishwasher - Door Type High Temp - $250 - G | 290 | therms | per unit | 846 | 250 | 0.161% | 15 | Comm Water Heat | 1 | 1.1 | 2.1 | 290 | 319 | 609 | 250 | 275 | 525 | 0
[7 empty] | Dishwasher - ST Low Temp - $1000 - G | 538 | therms | per unit | 5385 | 1000 | 0.5974% | 20 | Comm Water Heat | 2 | 2.2 | 4.2 | 1076 | 1183.6 | 2259.6 | 2000 | 2200 | 4200 | 9438
[7 empty] | Dishwasher - ST High Temp - $250 - G | 176 | therms | per unit | 1436 | 250 | 0.2931% | 20 | Comm Water Heat | 3 | 3.3 | 6.3 | 528 | 580.8 | 1108.8 | 750 | 825 | 1575 | 823
[7 empty] | Dishwasher - MT Low Temp - $1500 - G | 776 | therms | per unit | 3394 | 1500 | 0.4308% | 20 | Comm Water Heat | 1 | 1.1 | 2.1 | 776 | 853.6 | 1629.6 | 1500 | 1650 | 3150 | 0
[7 empty] | Dishwasher - MT High Temp - $500 - G | 667 | therms | per unit | 1082 | 500 | 1.111% | 20 | Comm Water Heat | 3 | 3.3 | 6.3 | 2001 | 2201.1 | 4202.1 | 1500 | 1650 | 3150 | 0
[7 empty] | Hot Water Heater- Kitchen - G | 613 | therms | per unit | 1644 | 800 | 3.403% | 7 | Comm Water Heat | 10 | 11 | 21 | 6130 | 6743 | 12873 | 8000 | 8800 | 16800 | 0
[7 empty] | Boiler - Kitchen - G | 800 | therms | per unit | 3191 | 1500 | 2.221% | 15 | Comm Water Heat | 5 | 5.5 | 10.5 | 4000 | 4400 | 8400 | 7500 | 8250 | 15750 | 0
[7 empty] | Sales Incentive - Fryer - $30 - G | 0 | therms | per unit | 30 | 30 | 0% | 0 |  | 30 | 33 | 63 | 0 | 0 | 0 | 900 | 990 | 1890 | 0
[7 empty] | Sales Incentive - Steam Cooker - $30 - G | 0 | therms | per unit | 30 | 30 | 0% | 0 |  | 2 | 2.2 | 4.2 | 0 | 0 | 0 | 60 | 66 | 126 | 0
[7 empty] | Sales Incentive Comml Oven - $50 - G | 0 | therms | per unit | 50 | 50 | 0% | 0 |  | 30 | 33 | 63 | 0 | 0 | 0 | 1500 | 1650 | 3150 | 0
[7 empty] | Sales Incentive - Under Counter Or Door Type - $30 - G | 0 | therms | per unit | 30 | 30 | 0% | 0 |  | 10 | 11 | 21 | 0 | 0 | 0 | 300 | 330 | 630 | 0
[7 empty] | Sales Incentive - Single or Multi Tank - $50 - G | 0 | therms | per unit | 50 | 50 | 0% | 0 |  | 5 | 5.5 | 10.5 | 0 | 0 | 0 | 250 | 275 | 525 | 0
[7 empty] | Commercial Washer - GWH / G Dryer | 32 | therms | per unit | 210 | 150 | 0.01777% | 7 | Comm Water Heat | 1 | 1.1 | 2.1 | 32 | 35.2 | 67.2 | 150 | 165 | 315 | 951.67
[7 empty] | Commercial Washer - GWH Only | 20 | therms | per unit | 61 | 60 | 0.0111% | 7 | Comm Water Heat | 1 | 1.1 | 2.1 | 20 | 22 | 42 | 60 | 66 | 126 | 276.94
[7 empty] | Commercial Washer - G Dryer Only | 12 | therms | per unit | 33 | 30 | 0.3997% | 7 | Comm Water Heat | 60 | 66 | 126 | 720 | 792 | 1512 | 1800 | 1980 | 3780 | 147.51
[7 empty] | Hot Water Heater - Laundry - G | 597 | therms | per unit | 1644 | 800 | 3.315% | 7 | Comm Water Heat | 10 | 11 | 21 | 5970 | 6567 | 12537 | 8000 | 8800 | 16800 | 0
[7 empty] | Boiler - Laundry - G | 597 | therms | per unit | 3191 | 1500 | 1.326% | 15 | Comm Water Heat | 4 | 4.4 | 8.4 | 2388 | 2626.8 | 5014.8 | 6000 | 6600 | 12600 | 0
[7 empty] | Additional Measures evaluated by Consultant (RFP) | 56824 | therms | calculated | 0 | 166583 | 13.1% | 15 | Comm Cooking | 0.5 | 0.5 | 1 | 28412 | 28412 | 56824 | 83291.5 | 83291.5 | 166583
Rtn to Gas Sector
Go to Electric Detail Page

## Comm DI_G262 Gas
|  | Commercial Dir Install (Non-SBDI) | Schedule 262 | Order Number | 18231028 | Gas | [5 empty] | Commercial Dir Install (Non-SBDI) | Schedule 262 | Order Number | 18231028 | Gas |  |  |  |  | Commercial Dir Install (Non-SBDI) | Schedule 262 | Order Number | 18231028 | Gas
[8 empty] | This table summarizes the subtotals in the detail table to the left and is used to populate 2016-2017 Sector views. | [11 empty] | Ratios |  |  | Acquisition Cost
Commercial Dir Install | [7 empty] | Labor | Marketing Labor | Overhead | Marketing | Employee/Office Expense | Outside Services | Materials | Miscellaneous | DBtC | Revenue | Total Budget | Total Savings | DBTC | Marketing | Outside Svcs
(Non-SBDI) | [6 empty] | 2016-2017 BCP: Original 2017 budget | 0 | 0 | 0 | 0 | 0 | 0 | 0 | 0 | 0 | 0 | 0 | 0 | #DIV/0! | #DIV/0! | #DIV/0! | #DIV/0!
Schedule 262 | [6 empty] | 2016 (Reference only) | 0 | 0 | 0 | 0 | 0 | 0 | 0 | 0 | 0 | 0 | 0 | 0 | #DIV/0! | #DIV/0! | #DIV/0! | #DIV/0!
Order Number | [6 empty] | 2017 (Updated for 2017 ACP) | 0 | 0 | 0 | 0 | 0 | 0 | 0 | 0 | 0 | 0 | 0 | 0 | #DIV/0! | #DIV/0! | #DIV/0! | #DIV/0!
18231028
Gas
[8 empty] | (2017-Specific Values) | [7 empty] | (2016 for reference only) |  |  | (2016 for reference only) |  |  | (2016 for reference only)
|  | Spending Section |  |  |  |  | Savings Section | [14 empty] | Savings Section |  |  | Savings Section
|  | Overall Total | 0 | 0 | 0 |  | Measure Information | [8 empty] | Unit Totals |  |  | Projected Savings |  |  | Incentive Totals |  |  | First-year NEBs per unit
[7 empty] | Measure Name | Savings | UOM | Unit Type | Measure Cost | Incentive | Support % | Measure Life | End Use | 2016 | 2017 | Combined | 2016 | 2017 | Combined | 2016 | 2017 | Combined
|  | Budget Category | 2016 | 2017 | Total |  | i | i |  | i | i | i | i | i | i | i | i | [7 empty] | i
| FTE | LABOR | 0 | 0 | 0 |  | TOTALS g |  |  |  | 0 | 0 |  | N/A |  |  |  |  | 0 | 0 | 0 | 0 | 0 | 0 | 0
0
0
0
0
0
| FTE | MARKETING LABOR | 0 | 0 | 0
| 0 |  |  |  | 0
0
0
0
0
|  | TOTAL OVERHEAD | 0 | 0 | 0
|  | Labor Overhead Rate | 66.7% | 68.8%
|  | Program Staff Overhead | 0 | 0 | 0
|  | Marketing Staff Overhead | 0 | 0 | 0
|  | Micro Overhead Rate |  | 21%
|  | Program Staff Overhead |  | 0 | 0
Commercial Dir Install |  | Marketing Staff Overhead |  | 0 | 0
(Non-SBDI)
Schedule 262
Order Number |  | MARKETING | 0 | 0 | 0
18231028 |  |  |  |  | 0
Gas |  |  |  |  | 0
0
0
|  | EMPLOYEE/OFFICE EXPENSES | 0 | 0 | 0
0
0
0
0
|  | OUTSIDE SERVICES | 0 | 0 | 0
0
0
0
0
|  | MATERIALS | 0 | 0 | 0
0
0
0
0
|  | MISCELLANEOUS | 0 | 0 | 0
0
0
Commercial Dir Install |  |  |  |  | 0
(Non-SBDI) |  |  |  |  | 0
Schedule 262
Order Number |  | DIRECT BENEFIT TO CUSTOMER | 0 | 0 | 0
18231028 |  | Ratio
Gas
|  | REVENUE | 0 | 0 | 0
Return to Gas Sector View

## Comm HVAC_G262 Gas
|  | Commercial HVAC | Schedule 262 | Order Number | 18231029 | Gas | [5 empty] | Commercial HVAC | Schedule 262 | Order Number | 18231029 | Gas |  |  |  |  | Commercial HVAC | Schedule 262 | Order Number | 18231029 | Gas
[8 empty] | This table summarizes the subtotals in the detail table to the left and is used to populate 2016-2017 Sector views. | [11 empty] | Ratios |  |  | Acquisition Cost
Commercial HVAC | [7 empty] | Labor | Marketing Labor | Overhead | Marketing | Employee/Office Expense | Outside Services | Materials | Miscellaneous | DBtC | Revenue | Total Budget | Total Savings | DBTC | Marketing | Outside Svcs
Schedule 262 | [6 empty] | 2016 (Reference only) | 13594.95 | 0 | 9067.8317 | 0 | 500 | 0 | 100 | 120 | 0 | 0 | 23382.7817 | 23600 | 0% | 0% | 0% | 0.9908
Order Number | [6 empty] | Original 2017 Figures, as noted in 2016-2017 BCP | 13934.85 | 0 | 9475.698 | 0 | 500 | 0 | 100 | 120 | 33750.003 | 0 | 57880.551 | 27400 | 58.31% | 0% | 0% | 2.1124
18231029 | [6 empty] | 2017 (Updated for 2017 ACP) | 13934.85 | 0 | 12513.4953 | 0 | 500 | 55976.03 | 100 | 120 | 123800 | 0 | 206944.3753 | 69010 | 59.82% | 0% | 27.05% | 2.9988
Gas
[8 empty] | (2017-Specific Values. 2016 values are noted in measure table below.) | [7 empty] | (2016 figures in below table) |  |  | (2016 figures in below table) |  |  | (2016 figures in below table)
|  | Spending Section |  |  |  |  | Savings Section | [14 empty] | Savings Section |  |  | Savings Section
|  | Overall Total | 23382.7817 | 206944.3753 | 230327.1569 |  | Measure Information | [8 empty] | Unit Totals |  |  | Projected Savings |  |  | Incentive Totals |  |  | First-year NEBs per unit
[7 empty] | Measure Name | Savings | UOM | Unit Type | Measure Cost | Incentive | Support % | Measure Life | End Use | 2016 | 2017 | Combined | 2016 | 2017 | Combined | 2016 | 2017 | Combined
|  | Budget Category | 2016 | 2017 | Total |  | i | i |  | i | i | i | i | i | i | i | i | [7 empty] | i
| FTE | LABOR | 13594.95 | 13934.85 | 27529.8 |  | TOTALS g |  |  |  | 171750.004 | 113225.007 |  | 9 |  |  |  |  | 0 | 69010 |  | 0 | 123800 |  | 0
| 0.1 | Program Manager | 9063.3 | 9289.9 | 18353.2 |  | Premium Service | 59435 | therms | calculated | 110880 | 92400 | 72.28% | 5 | Comm Space Heat |  | 1 |  | 0 | 59435 |  | 0 | 92400 |  | 0
| 0.05 | Other | 4531.65 | 4644.95 | 9176.6 |  | Web Enabled Thermostats No Electric Heat | 61 | therms | per unit | 167 | 150 | 11.53% | 5 | Comm Space Heat |  | 75 |  | 0 | 4575 |  | 0 | 11250 |  | 0
[5 empty] | 0 |  | Advanced Rooftop Controls 2000-4000 hours | 4 | therms | per unit | 100 | 25 | 0.4319% | 10 | Comm Space Heat |  | 0 |  | 0 | 0 |  | 0 | 0 |  | 0
[5 empty] | 0 |  | Advanced Rooftop Controls greater than 4000 hours | 11 | therms | per unit | 100 | 50 | 1.188% | 10 | Comm Space Heat |  | 0 |  | 0 | 0 |  | 0 | 0 |  | 0
| 0.15 | [5 empty] | HVAC retrofit | 5000 | therms | calculated | 50000 | 20150 | 13.5% | 15 | Comm Space Heat |  | 1 |  | 0 | 5000 |  | 0 | 20150 |  | 0
| FTE | MARKETING LABOR | 0 | 0 | 0 |  | HVAC Demand Control Ventilation - G | 1000 | therms | per unit | 0.001 | 0.001 | 1.08% | 15 | Comm Space Heat |  | 0 |  | 0 | 0 |  | 0 | 0 |  | 0
| 0 |  |  |  | 0
0
0
0
0
|  | TOTAL OVERHEAD | 9067.8317 | 12513.4953 | 21581.3269
|  | Labor Overhead Rate | 66.7% | 68.8%
|  | Program Staff Overhead | 9067.8317 | 9587.1768 | 18655.0085
|  | Marketing Staff Overhead | 0 | 0 | 0
|  | Micro Overhead Rate |  | 21%
|  | Program Staff Overhead |  | 2926.3185 | 2926.3185
Commercial HVAC |  | Marketing Staff Overhead |  | 0 | 0
Schedule 262
Order Number
18231029 |  | MARKETING | 0 | 0 | 0
Gas |  |  |  |  | 0
0
0
0
|  | EMPLOYEE/OFFICE EXPENSES | 500 | 500 | 1000
|  |  | 500 | 500 | 1000
0
0
0
|  | OUTSIDE SERVICES | 0 | 55976.03 | 55976.03
|  |  |  | 55976.03 | 55976.03
0
0
0
|  | MATERIALS | 100 | 100 | 200
|  |  | 100 | 100 | 200
0
0
0
|  | MISCELLANEOUS | 120 | 120 | 240
|  |  | 120 | 120 | 240
0
Commercial HVAC |  |  |  |  | 0
Schedule 262 |  |  |  |  | 0
Order Number
18231029 |  | DIRECT BENEFIT TO CUSTOMER | 0 | 123800 | 123800
Gas |  | Ratio
|  | REVENUE | 0 | 0 | 0
2016 Measure Reference. Indicated savings values, measure cost, incentives, and unit totals are from original 2016-2017 BCP. Updated 2017 figures are indicated in table above.
[7 empty] | Savings Section | [14 empty] | Savings Section |  |  | Savings Section
[7 empty] | Measure Information | [8 empty] | Unit Totals |  |  | Projected Savings |  |  | Incentive Totals |  |  | First-year NEBs per unit
[7 empty] | Measure Name | Savings | UOM | Unit Type | Measure Cost | Incentive | Support % | Measure Life | End Use | 2016 | 2017 | Combined | 2016 | 2017 | Combined | 2016 | 2017 | Combined
[7 empty] | i | i |  | i | i | i | i | i | i | i | i | [7 empty] | i
[7 empty] | TOTALS g |  |  |  | 171750.004 | 225.003 |  | 9 |  |  |  |  | 23600 | 27400 | 51000 | 22500.003 | 33750.003 | 56250.006 | 0
[7 empty] | Premium Service | 7500 | therms | calculated | 0.001 | 0.001 | 27.37% | 5 | Comm Space Heat | 1 | 1 | 2 | 7500 | 7500 | 15000 | 0.001 | 0.001 | 0.002 | 0
[7 empty] | Web Enabled Thermostats No Electric Heat | 61 | therms | per unit | 167 | 150 | 33.39% | 5 | Comm Space Heat | 100 | 150 | 250 | 6100 | 9150 | 15250 | 15000 | 22500 | 37500 | 0
[7 empty] | Advanced Rooftop Controls 2000-4000 hours | 4 | therms | per unit | 100 | 25 | 2.19% | 10 | Comm Space Heat | 100 | 150 | 250 | 400 | 600 | 1000 | 2500 | 3750 | 6250 | 0
[7 empty] | Advanced Rooftop Controls greater than 4000 hours | 11 | therms | per unit | 100 | 50 | 6.022% | 10 | Comm Space Heat | 100 | 150 | 250 | 1100 | 1650 | 2750 | 5000 | 7500 | 12500 | 0
[7 empty] | HVAC retrofit | 7500 | therms | calculated | 40000 | 0.001 | 27.37% | 15 | Comm Space Heat | 1 | 1 | 2 | 7500 | 7500 | 15000 | 0.001 | 0.001 | 0.002 | 0
[7 empty] | HVAC Demand Control Ventilation - G | 1000 | therms | per unit | 0.001 | 0.001 | 3.65% | 15 | Comm Space Heat | 1 | 1 | 2 | 1000 | 1000 | 2000 | 0.001 | 0.001 | 0.002 | 0
[18 empty] | 0 | 0 | 0 | 0 | 0 | 0 | 0
Rtn to Gas Sector
Go to Electric Detail Page

## REM Pilots E249 Elec
|  | REM Pilots | Schedule 249 | Order Number | 18230522 | Electric | [5 empty] | REM Pilots | Schedule 249 | Order Number | 18230629 | Electric |  |  |  |  | Pilots | Schedule 249 | Order Number | 18230629 | Electric
[8 empty] | This table summarizes the subtotals in the detail table to the left and is used to populate 2016-2017 Sector views. | [11 empty] | Ratios |  |  | Acquisition Cost
REM Pilots |  | Individual Energy Reports - Expansion | [5 empty] | Labor | Marketing Labor | Overhead | Marketing | Employee/Office Expense | Outside Services | Materials | Miscellaneous | DBtC | Revenue | Total Budget | Total Savings | DBTC | Marketing | Outside Svcs
Schedule 249 | [6 empty] | 2016 (Reference only) | 55594.8 | 8000.04 | 42417.7583 | 18827.4 | 4000 | 422538 | 1000 | 2000 | 422521 | 0 | 976898.9983 | 17346930 | 43.25% | 3.262% | 43.25% | 0.056315
Order Number | [6 empty] | Original 2017 Figures, as noted in 2016-2017 BCP | 0 | 0 | 0 | 0 | 0 | 0 | 0 | 0 | 0 | 0 | 0 | 0 | #DIV/0! | #DIV/0! | #DIV/0! | #DIV/0!
18230522 | [6 empty] | 2017 (Updated for 2017 ACP) | 46650 | 7775 | 48873.65 | 22950 | 4000 | 422521 | 2000 | 1000 | 422521 | 0 | 978290.65 | 5322641 | 43.19% | 3.641% | 43.19% | 0.1838
Electric
[8 empty] | (2017-Specific Values) | [7 empty] | (2016 for reference only) |  |  | (2016 for reference only) |  |  | (2016 for reference only)
|  | Spending Section |  |  |  |  | Savings Section | [14 empty] | Savings Section
|  | Overall Total | 976898.9983 | 978290.65 | 1955189.6483 |  | Measure Information | [8 empty] | Unit Totals |  |  | Projected Savings |  |  | Incentive Totals |  |  | 1st Year
[7 empty] | Measure Name | Savings | UOM | Unit Type | Measure Cost | Incentive | Support % | Measure Life | End Use | 2016 | 2017 | Combined | 2016 | 2017 | Combined | 2016 | 2017 | Combined | NEBs per Unit
|  | Budget Category | 2016 | 2017 | Total |  | i | i |  | i | i | i | i | i | i | i | i | [7 empty] | i
| FTE | LABOR | 55594.8 | 46650 | 102244.8 |  | TOTALS g |  |  |  | 422521 | 17 |  | 2 |  |  |  |  | 17346930 | 5322641 | 22669571 | 422521 | 422521 | 845042
| 0.6 | Program Manager | 55594.8 | 46650 | 102244.8 |  | Individual Energy Reports - Expansion- Electric Only | 248 | kWh | per home | 5 | 5 | 24.64% | 2 | Res Lighting | 22521 | 0 | 22521 | 5585208 | 0 | 5585208 | 112605 | 0 | 112605 | 0
[5 empty] | 0 |  | Individual Energy Reports - Expansion- HRU | 172 | kWh | per home | 4 | 4 | 16.14% | 2 | Res Lighting | 21277 | 0 | 21277 | 3659644 | 0 | 3659644 | 85108 | 0 | 85108 | 0
[5 empty] | 0 |  | Individual Energy Reports - Expansion - Rural | 113 | kWh | per home | 4 | 4 | 13.94% | 2 | Res Lighting | 27956 | 0 | 27956 | 3159028 | 0 | 3159028 | 111824 | 0 | 111824 | 0
[5 empty] | 0 |  | Refill Year 1 | 175 | kWh | per home | 4 | 4 | 21.8% | 2 | Res Lighting | 28246 | 0 | 28246 | 4943050 | 0 | 4943050 | 112984 | 0 | 112984 | 0
| 0.6 | [5 empty] | Individual Energy Reports - Expansion- Electric Only (2017) | 35 | kWh | per home | 5 | 5 | 3.477% | 2 | Res Lighting | 0 | 22521 | 22521 | 0 | 788235 | 788235 | 0 | 112605 | 112605 | 0
| FTE | MARKETING LABOR | 8000.04 | 7775 | 15775.04 |  | Individual Energy Reports - Expansion- HRU (2017) | 36 | kWh | per home | 4 | 4 | 3.379% | 2 | Res Lighting | 0 | 21277 | 21277 | 0 | 765972 | 765972 | 0 | 85108 | 85108 | 0
| 0.048688 | Marketing Lead | 4000.02 | 3887.5 | 7887.52 |  | Individual Energy Reports - Expansion - Rural (2017) | 57 | kWh | per home | 4 | 4 | 7.029% | 2 | Res Lighting | 0 | 27956 | 27956 | 0 | 1593492 | 1593492 | 0 | 111824 | 111824 | 0
| 0.048688 | Marketing Support | 4000.02 | 3887.5 | 7887.52 |  | Refill Year 1 (2017) | 77 | kWh | per home | 4 | 4 | 9.594% | 2 | Res Lighting | 0 | 28246 | 28246 | 0 | 2174942 | 2174942 | 0 | 112984 | 112984 | 0
[5 empty] | 0 | [19 empty] | 0
[5 empty] | 0 | [19 empty] | 0
| 0.097377 | [23 empty] | 0
|  | TOTAL OVERHEAD | 42417.7583 | 48873.65 | 91291.4083 | [19 empty] | 0
|  | Labor Overhead Rate | 66.7% | 68.8% | [20 empty] | 0
|  | Program Staff Overhead | 37081.7316 | 32095.2 | 69176.9316 | [19 empty] | 0
|  | Marketing Staff Overhead | 5336.0267 | 5349.2 | 10685.2267 | [19 empty] | 0
0
|  | Micro Overhead Rate |  | 21% | [20 empty] | 0
|  | Program Staff Overhead |  | 9796.5 | 9796.5 | [19 empty] | 0
REM Pilots |  | Marketing Staff Overhead |  | 1632.75 | 1632.75 | [19 empty] | 0
Schedule 249 | [24 empty] | 0
Order Number | [24 empty] | 0
18230522 |  | MARKETING | 18827.4 | 22950 | 41777.4 | [19 empty] | 0
Electric |  | Marketing Modules | 18827.4 | 22950 | 41777.4 | [19 empty] | 0
[5 empty] | 0 | [19 empty] | 0
[5 empty] | 0 | [19 empty] | 0
[5 empty] | 0 | [19 empty] | 0
0
|  | EMPLOYEE/OFFICE EXPENSES | 4000 | 4000 | 8000 | [19 empty] | 0
|  | Employee training, travel, lodging | 2000 | 2000 | 4000 | [19 empty] | 0
|  | Phone Expense, Office supplies | 2000 | 2000 | 4000 | [19 empty] | 0
[5 empty] | 0 | [19 empty] | 0
[5 empty] | 0 | [19 empty] | 0
0
|  | OUTSIDE SERVICES | 422538 | 422521 | 845059 | [19 empty] | 0
|  | Opower | 422538 | 422521 | 845059 | [19 empty] | 0
[5 empty] | 0 | [19 empty] | 0
[5 empty] | 0 | [19 empty] | 0
[5 empty] | 0 | [19 empty] | 0
0
|  | MATERIALS | 1000 | 2000 | 3000 | [19 empty] | 0
|  |  | 1000 | 2000 | 3000 | [19 empty] | 0
[5 empty] | 0 | [19 empty] | 0
[5 empty] | 0 | [19 empty] | 0
[5 empty] | 0 | [19 empty] | 0
0
|  | MISCELLANEOUS | 2000 | 1000 | 3000 | [19 empty] | 0
|  |  | 2000 | 1000 | 3000 | [19 empty] | 0
REM |  |  |  |  | 0 | [19 empty] | 0
Pilots |  |  |  |  | 0 | [19 empty] | 0
Schedule 249 |  |  |  |  | 0 | [19 empty] | 0
Order Number
18230nnn |  | DIRECT BENEFIT TO CUSTOMER | 422521 | 422521 | 845042
Electric |  | Ratio
|  | REVENUE | 0 | 0 | 0
Rtn to Electric Sector
Go to Gas Detail Page

## BEM Pilots E249 Elec
|  | BEM Pilots | Schedule 249 | Order Number | 18230629 | Electric | [5 empty] | BEM Pilots | Schedule 249 | Order Number | 18230629 | Electric |  |  |  |  | Pilots | Schedule 249 | Order Number | 18230629
[8 empty] | This table summarizes the subtotals in the detail table to the left and is used to populate 2016-2017 Sector views. | [11 empty] | Ratios |  |  | Acquisition Cost
BEM Pilots |  | Business Energy Reports | [5 empty] | Labor | Marketing Labor | Overhead | Marketing | Employee/Office Expense | Outside Services | Materials | Miscellaneous | DBtC | Revenue | Total Budget | Total Savings | DBTC | Marketing | Outside Svcs
Schedule 249 | [6 empty] | 2016-2017 BCP: Original 2017 budget | 0 | 0 | 0 | 0 | 0 | 0 | 0 | 0 | 0 | 0 | 0 | 0 | #DIV/0! | #DIV/0! | #DIV/0! | #DIV/0!
Order Number | [6 empty] | 2016 (Reference only) | 0 | 0 | 0 | 0 | 0 | 0 | 0 | 0 | 0 | 0 | 0 | 0 | #DIV/0! | #DIV/0! | #DIV/0! | #DIV/0!
18230629 | [6 empty] | 2017 (Updated for 2017 ACP) | 0 | 0 | 0 | 0 | 0 | 0 | 0 | 0 | 0 | 0 | 0 | 0 | #DIV/0! | #DIV/0! | #DIV/0! | #DIV/0!
Electric
[8 empty] | (2017-Specific Values) | [7 empty] | (2016 for reference only) |  |  | (2016 for reference only) |  |  | (2016 for reference only)
|  | Spending Section |  |  |  |  | Savings Section | [14 empty] | Savings Section
|  | Overall Total | 0 | 0 | 0 |  | Measure Information | [8 empty] | Unit Totals |  |  | Projected Savings |  |  | Incentive Totals
[7 empty] | Measure Name | Savings | UOM | Unit Type | Measure Cost | Incentive | Support % | Measure Life | End Use | 2016 | 2017 | Combined | 2016 | 2017 | Combined | 2016 | 2017 | Combined
|  | Budget Category | 2016 | 2017 | Total |  | i | i |  | i | i | i | i | i | i | i | i
| FTE | LABOR | 0 | 0 | 0 |  | TOTALS g |  |  |  | 0 | 0 |  | N/A |  |  |  |  | 0 | 0 | 0 | 0 | 0 | 0
0
0
0
0
0
| FTE | MARKETING LABOR | 0 | 0 | 0
0
0
0
0
0
|  | TOTAL OVERHEAD | 0 | 0 | 0
|  | Labor Overhead Rate | 66.7% | 68.8%
|  | Program Staff Overhead | 0 | 0 | 0
|  | Marketing Staff Overhead | 0 | 0 | 0
|  | Micro Overhead Rate |  | 21%
|  | Program Staff Overhead |  | 0 | 0
BEM Pilots |  | Marketing Staff Overhead |  | 0 | 0
Schedule 249
Order Number
18230629 |  | MARKETING | 0 | 0 | 0
Electric |  |  |  |  | 0
0
0
0
|  | EMPLOYEE/OFFICE EXPENSES | 0 | 0 | 0
0
0
0
0
|  | OUTSIDE SERVICES | 0 | 0 | 0
0
0
0
0
|  | MATERIALS | 0 | 0 | 0
0
0
0
0
|  | MISCELLANEOUS | 0 | 0 | 0
0
0
Pilots |  |  |  |  | 0
Schedule 249 |  |  |  |  | 0
Order Number
18230629 |  | DIRECT BENEFIT TO CUSTOMER | 0 | 0 | 0
Electric |  | Ratio
|  | REVENUE | 0 | 0 | 0
Rtn to Electric Sector
Go to Gas Detail Page

## REM Pilots Detail G249 Gas
|  | REM Pilots | Schedule 249 | Order Number | 18230622 | Gas | [5 empty] | REM Pilots | Schedule 249 | Order Number | 18230622 | Gas |  |  |  |  | Pilots | Schedule 249 | Order Number | 18230639
[8 empty] | This table summarizes the subtotals in the detail table to the left and is used to populate 2016-2017 Sector views. | [11 empty] | Ratios |  |  | Acquisition Cost
REM Pilots |  | Individual Energy Reports - Expansion | [5 empty] | Labor | Marketing Labor | Overhead | Marketing | Employee/Office Expense | Outside Services | Materials | Miscellaneous | DBtC | Revenue | Total Budget | Total Savings | DBTC | Marketing | Outside Svcs
Schedule 249 | [6 empty] | 2016 (Reference only) | 12045.54 | 1992 | 9363.0392 | 0 | 2000 | 77000 | 500 | 649.42 | 77479 | 0 | 181028.9992 | 430529 | 42.8% | 1.794% | 42.53% | 0.42048
Order Number | [6 empty] | Original 2017 Figures, as noted in 2016-2017 BCP | 0 | 0 | 0 | 0 | 0 | 0 | 0 | 0 | 0 | 0 | 0 | 0 | #DIV/0! | #DIV/0! | #DIV/0! | #DIV/0!
18230622 | [6 empty] | 2017 (Updated for 2017 ACP) | 10107.5 | 2332.5 | 11171.12 | 10050 | 1000 | 77479 | 500 | 250 | 77479 | 0 | 190369.12 | 316885 | 40.7% | 7.276% | 40.7% | 0.60075
Gas
[8 empty] | (2017-Specific Values) | [7 empty] | (2016 for reference only) |  |  | (2016 for reference only) |  |  | (2016 for reference only)
|  | Spending Section |  |  |  |  | Savings Section | [14 empty] | Savings Section
|  | Overall Total | 181028.9992 | 190369.12 | 371398.1192 |  | Measure Information | [8 empty] | Unit Totals |  |  | Projected Savings |  |  | Incentive Totals
[7 empty] | Measure Name | Savings | UOM | Unit Type | Measure Cost | Incentive | Support % | Measure Life | End Use | 2016 | 2017 | Combined | 2016 | 2017 | Combined | 2016 | 2017 | Combined
|  | Budget Category | 2016 | 2017 | Total |  | i | i |  | i | i | i | i | i | i | i | i
| FTE | LABOR | 12045.54 | 10107.5 | 22153.04 |  | TOTALS g |  |  |  | 154958 | 6 |  | 2 |  |  |  |  | 430529 | 316885 | 747417 | 77479 | 77479 | 154958
| 0.13 | Program Manager | 12045.54 | 10107.5 | 22153.04 |  | Individual Energy Reports- Expansion- HRU | 7 | Therm | per home | 1 | 1 | 19.93% | 2 | Res Water Heat | 21277 | 0 | 21277 | 148939 | 0 | 148939 | 21277 | 0 | 21277
[5 empty] | 0 |  | Individual Energy Reports- Expansion- Rural | 3 | Therm | per home | 1 | 1 | 11.22% | 2 | Res Water Heat | 27956 | 0 | 27956 | 83868 | 0 | 83868 | 27956 | 0 | 27956
[5 empty] | 0 |  | Refill Year 1 | 7 | Therm | per home | 1 | 1 | 26.45% | 2 | Res Water Heat | 28246 | 0 | 28246 | 197722 | 0 | 197722 | 28246 | 0 | 28246
[5 empty] | 0 |  | Individual Energy Reports- Expansion- HRU (2017) | 3 | Therm | per home | 1 | 1 | 8.54% | 2 | Res Water Heat | 0 | 21277 | 21277 | 0 | 63831 | 63831 | 0 | 21277 | 21277
| 0.13 | [5 empty] | Individual Energy Reports- Expansion- Rural (2017) | 4 | Therm | per home | 1 | 1 | 14.96% | 2 | Res Water Heat | 0 | 27956 | 27956 | 1 | 111824 | 111825 | 0 | 27956 | 27956
| FTE | MARKETING LABOR | 1992 | 2332.5 | 4324.5 |  | Refill Year 1 (2017) | 5 | Therm | per home | 1 | 1 | 18.9% | 2 | Res Water Heat | 0 | 28246 | 28246 | 2 | 141230 | 141232 | 0 | 28246 | 28246
| 0.013347 | Marketing Lead | 996 | 1166.25 | 2162.25
| 0.013347 | Marketing Labor | 996 | 1166.25 | 2162.25
0
0
0.026694
|  | TOTAL OVERHEAD | 9363.0392 | 11171.12 | 20534.1592
|  | Labor Overhead Rate | 66.7% | 68.8%
|  | Program Staff Overhead | 8034.3752 | 6953.96 | 14988.3352
|  | Marketing Staff Overhead | 1328.664 | 1604.76 | 2933.424
|  | Micro Overhead Rate |  | 21%
|  | Program Staff Overhead |  | 2122.575 | 2122.575
REM Pilots |  | Marketing Staff Overhead |  | 489.825 | 489.825
Schedule 249
Order Number
18230622 |  | MARKETING | 0 | 10050 | 10050
Gas |  | Marketing Modules |  | 10050 | 10050
0
0
0
|  | EMPLOYEE/OFFICE EXPENSES | 2000 | 1000 | 3000
|  | Employee Training, travel, lodging | 1000 | 500 | 1500
|  | Phone expense, office supplies | 1000 | 500 | 1500
0
0
|  | OUTSIDE SERVICES | 77000 | 77479 | 154479
|  | Opower | 77000 | 77479 | 154479
0
0
0
|  | MATERIALS | 500 | 500 | 1000
|  |  | 500 | 500 | 1000
0
0
0
|  | MISCELLANEOUS | 649.42 | 250 | 899.42
|  |  | 649.42 | 250 | 899.42
0
REM Pilots |  |  |  |  | 0
Schedule 249 |  |  |  |  | 0
Order Number
18230639 |  | DIRECT BENEFIT TO CUSTOMER | 77479 | 77479 | 154958
Gas |  | Ratio
|  | REVENUE | 0 | 0 | 0
Rtn to Gas Sector
Go to Electric Detail Page

## BEM Pilots Detail G249 Gas
|  | BEM Pilots | Schedule 249 | Order Number | 18230639 | Gas | [5 empty] | BEM Pilots | Schedule 249 | Order Number | 18230639 | Gas |  |  |  |  | BEM Pilots | Schedule 249 | Order Number | 18230639
[8 empty] | This table summarizes the subtotals in the detail table to the left and is used to populate 2016-2017 Sector views. | [11 empty] | Ratios |  |  | Acquisition Cost
BEM Pilots |  | Business Energy Reports | [5 empty] | Labor | Marketing Labor | Overhead | Marketing | Employee/Office Expense | Outside Services | Materials | Miscellaneous | DBtC | Revenue | Total Budget | Total Savings | DBTC | Marketing | Outside Svcs
Schedule 249 | [6 empty] | 2016-2017 BCP: Original 2017 budget | 0 | 0 | 0 | 0 | 0 | 0 | 0 | 0 | 0 | 0 | 0 | 0 | #DIV/0! | #DIV/0! | #DIV/0! | #DIV/0!
Order Number | [6 empty] | 2016 (Reference only) | 0 | 0 | 0 | 0 | 0 | 0 | 0 | 0 | 0 | 0 | 0 | 0 | #DIV/0! | #DIV/0! | #DIV/0! | #DIV/0!
18230639 | [6 empty] | 2017 (Updated for 2017 ACP) | 0 | 0 | 0 | 0 | 0 | 0 | 0 | 0 | 0 | 0 | 0 | 0 | #DIV/0! | #DIV/0! | #DIV/0! | #DIV/0!
Gas
[8 empty] | (2017-Specific Values) | [7 empty] | (2016 for reference only) |  |  | (2016 for reference only) |  |  | (2016 for reference only)
|  | Spending Section |  |  |  |  | Savings Section | [14 empty] | Savings Section
|  | Overall Total | 0 | 0 | 0 |  | Measure Information | [8 empty] | Unit Totals |  |  | Projected Savings |  |  | Incentive Totals
[7 empty] | Measure Name | Savings | UOM | Unit Type | Measure Cost | Incentive | Support % | Measure Life | End Use | 2016 | 2017 | Combined | 2016 | 2017 | Combined | 2016 | 2017 | Combined
|  | Budget Category | 2016 | 2017 | Total |  | i | i |  | i | i | i | i | i | i | i | i
| FTE | LABOR | 0 | 0 | 0 |  | TOTALS g |  |  |  | 0 | 0 |  | N/A |  |  |  |  | 0 | 0 | 0 | 0 | 0 | 0
0
0
0
0
0
| FTE | MARKETING LABOR | 0 | 0 | 0
0
0
0
0
0
|  | TOTAL OVERHEAD | 0 | 0 | 0
|  | Labor Overhead Rate | 66.7% | 68.8%
|  | Program Staff Overhead | 0 | 0 | 0
|  | Marketing Staff Overhead | 0 | 0 | 0
|  | Micro Overhead Rate |  | 21%
|  | Program Staff Overhead |  | 0 | 0
BEM Pilots |  | Marketing Staff Overhead |  | 0 | 0
Schedule 249
Order Number
18230639 |  | MARKETING | 0 | 0 | 0
Gas |  |  |  |  | 0
0
0
0
|  | EMPLOYEE/OFFICE EXPENSES | 0 | 0 | 0
0
0
0
0
|  | OUTSIDE SERVICES | 0 | 0 | 0
0
0
0
0
|  | MATERIALS | 0 | 0 | 0
0
0
0
0
|  | MISCELLANEOUS | 0 | 0 | 0
0
0
Pilots |  |  |  |  | 0
Schedule 249 |  |  |  |  | 0
Order Number
18230639 |  | DIRECT BENEFIT TO CUSTOMER | 0 | 0 | 0
Gas |  | Ratio
|  | REVENUE | 0 | 0 | 0
Rtn to Gas Sector
Go to Electric Detail Page

## NEEA Detail_E254 elec
|  | Northwest Energy Efficiency Alliance | Schedule 254 | Order# | 18230421 | Electric | [5 empty] | Northwest Energy Efficiency Alliance | Schedule 254 | Order# | 18230421 | Electric
This table summarizes the subtotals in the detail table to the left and is used to populate 2016-2017 Sector views.
Northwest Energy Efficiency Alliance | [6 empty] | Labor | Marketing Labor | Overhead | Marketing | Employee/Office Expense | Outside Services | Materials | Miscellaneous | Direct Benefit to Customer | Revenue | Total Budget | Total Savings
Order# | [5 empty] | 2016 (Reference only) | 0 | 0 | 0 | 0 | 0 | 1560000 | 0 | 0 | 3640000 |  | 5200000 | 8760000
Schedule 254 | [5 empty] | Original 2017 Figures, as noted in 2016-2017 BCP | 0 | 0 | 0 | 0 | 0 | 1560000 | 0 | 0 | 3640000 |  | 5200000 | 14016000
18230421 | [5 empty] | 2017 (Updated for 2017 ACP) | 0 | 0 | 0 | 0 | 0 | 1560000 | 0 | 0 | 3640000 |  | 5200000 | 15592800
Electric
Spending Section
Requires Budget team
|  | Overall Total | 5200000 | 5200000 | 10400000 | Total PSE payments to NEEA. | [6 empty] | approval to use.
|  | Budget Category | 2016 | 2017 | Total
| FTE | LABOR | 0 | 0 | 0
0
0
[5 empty] | 0 |  |  | kWh Savings Estimates
[5 empty] | 0 |  |  | 2016 | 2017
| 0 | [6 empty] | 8760000 | 15592800
|  | MARKETING LABOR | 0 | 0 | 0
0
0
0
0
|  | TOTAL OVERHEAD | 0 | 0 | 0
|  | Labor Overhead Rate | 66.7% | 68.8%
|  | Program Staff Overhead |  |  | 0
|  | Marketing Staff Overhead |  |  | 0
|  | Micro Overhead Rate |  | 21%
|  | Program Staff Overhead |  | 0 | 0
Northwest Energy Efficiency Alliance |  | Marketing Staff Overhead |  | 0 | 0
Schedule 254 |  | MARKETING | 0 | 0 | 0
Order# |  |  |  |  | 0
18230421 |  |  |  |  | 0
Electric |  |  |  |  | 0
0
|  | EMPLOYEE/OFFICE EXPENSES | 0 | 0 | 0
0
0
0
0
|  | OUTSIDE SERVICES | 1560000 | 1560000 | 3120000
|  |  | 1560000 | 1560000 | 3120000
0
0
0
|  | MATERIALS | 0 | 0 | 0
0
0
0
0
|  | MISCELLANEOUS | 0 | 0 | 0
0
0
Northwest Energy Efficiency Alliance |  |  |  |  | 0
0
Schedule 254
Order# |  | DIRECT BENEFIT TO CUSTOMER | 3640000 | 3640000 | 7280000
18230421 |  | Ratio
Electric
|  | REVENUE | 0 | 0 | 0
Rtn to Electric Sector
Note: Program expenditures equal to 10.0% of Sch 120 collections for Rate Sch 40, 46,49, 448, 449/459 customers are applied by journal entry to E254 NEEA . The funds collected are represented in this table in the miscellaneous budget category and must reconcile with cell E-12 on tab LPDS_Detail_BEM Sch 258 Elec.
Total payments made to NEEA include Schedule 258 10% customer contributions noted in the below Miscellaneous columns. Total payments are also comprised of Outside Services and DBtC columns.
Go to Gas MT Detail Pg

## T&D Detail_Reg E292 elec
| Generation and T&D Efficiency | Schedule 292 | Order Number: 18230711 | Electric | [5 empty] | Generation and T&D Efficiency | Schedule 292 | Order Number: 18230711 | Electric
Generation and T&D Efficiency | [6 empty] | Labor | Marketing Labor | Overhead | Marketing | Employee/Office Expense | Outside Services | Materials | Miscellaneous | Direct Benefit to Customer (Incentives) | Revenue | Total Budget | Total Savings
Order Number: 18230711 | [5 empty] | 2016 (Reference only) | 0 | 0 | 0 | 0 | 0 | 0 | 0 | 0 | 0 |  | 0 | 1781325
Schedule 292 | [5 empty] | Original 2017 Figures, as noted in 2016-2017 BCP | 0 | 0 | 0 | 0 | 0 | 0 | 0 | 0 | 0 |  | 0 | 1500000
Electric | [5 empty] | 2017 (Updated for 2017 ACP) | 0 | 0 | 0 | 0 | 0 | 0 | 0 | 0 | 0 |  | 0 | 1500000
|  | 2016 | 2017 | Total
| Conservation Incentives | 0 | 0 | 0
Labor (Incl Mgr, Dir, VP, and Budget & Admin Assessments)
| EES Staff, Maj Accts, CSY Support |  |  | 0 | 0 | Full Time Equivalent
| Other Departments' Labor | 0 | 0 | 0
| Total Labor | 0 | 0 | 0
EMPLOYEE/OFFICE EXPENSES
| Meals (Staff Mtgs, Contractor Trainings, Travel, etc.) | 0 | 0 | 0
| Travel Expenses (Mileage, Airfare, Lodging) | 0 | 0 | 0 |  |  |  | 2-Year Savings = | 0 | kWh
| Training Expenses, Employee Memberships, Seminars | 0 | 0 | 0 |  |  |  | Avg Incentive = | 0 | /kWh
| Other | 0 | 0 | 0 |  |  |  | Program Cost = | 0.05 | /kWh
|  | 0 | 0 | 0 |  |  |  | Direct Incentives to Cust = | 0%
| Miscellaneous Expenses | 0 | 0 | 0
NOTE:
| Materials Expenses | [7 empty] | Capital Cost not Included Above = | 800000
| Materials - Direct Purchase | 0 | 0 | 0 |  |  |  |  | Total Cost (Program Exp + Capital) = | 800000
| Office Supplies/Svcs | 0 | 0 | 0 | [5 empty] | 0.18 | /kWh
| Other/Miscellaneous | 0 | 0 | 0
| Total Materials Expenses | 0 | 0 | 0
Generation and T&D Efficiency | Marketing Expenses | 0 | 0 | 0
Schedule 292
Order Number: 18230711 | Overhead | 0 | 0 | 0 | 66.7% | 2016
Electric |  |  |  |  | 68.8% | 2017
Outside Services
|  | 0 | 0 | 0
|  | 0 | 0 | 0
|  |  | 0 | 0
|  |  | 0 | 0
|  |  | 0 | 0
|  |  | 0 | 0
|  |  | 0 | 0
|  |  | 0 | 0
|  |  | 0 | 0
| TOTAL PROGRAM EXPENSES | 0 | 0 | 0
| Annual Energy Savings (kWh) | 2012 | 2017 | Total
Generation
| Mint Farm Lighting | 0 | 0 | 0 | kWh
| Whitehorn Lighting | 0 | 0 | 0 | kWh
| Goldendale Lighting | 0 | 0 | 0 | kWh
| Encogen Air Comp. VFD | 0 | 0 | 0 | kWh
| Frederickson MCC Lighting | 0 | 0 | 0 | kWh
| Mint Farm Ext. Ltg Controls | 0 | 0 | 0 | kWh
| Sumas Lighting | 0 | 0 | 0 | kWh
| Encogen Lighting | 0 | 0 | 0 | kWh
| Transmission & Distribution | 1781325 | 1500000 | 3281325 | kWh
| Phase Balancing |  |  | 0 | kWh
| CVR |  |  | 0 | kWh
| Total Savings | 1781325 | 1500000 | 3281325 | kWh
Percent of 2-Year Total
Supporting Notes
Return to Electric Sector View

## NEEA Gas MT_no Sched Gas
|  | NW Gas Market Transformation | no Schedule | Order# | 18230660 | Gas | [5 empty] | NW Gas Market Transformation | no Schedule | Order# | 18230660 | Gas
This table summarizes the subtotals in the detail table to the left and is used to populate 2016-2017 Sector views.
NW Gas Market Transformation | [6 empty] | Labor | Marketing Labor | Overhead | Marketing | Employee/Office Expense | Outside Services | Materials | Miscellaneous | Direct Benefit to Customer | Revenue | Total Budget | Total Savings
No Schedule | [5 empty] | 2016 (Reference only) | 0 | 0 | 0 | 0 | 0 | 1086677 | 0 | 0 | 0 |  | 1086677 | 0
Order# | [5 empty] | Original 2017 Figures, as noted in 2016-2017 BCP | 0 | 0 | 0 | 0 | 0 | 1389079 | 0 | 0 | 0 |  | 1389079 | 0
18230660 | [5 empty] | 2017 (Updated for 2017 ACP) | 0 | 0 | 0 | 0 | 0 | 1389079 | 0 | 0 | 0 |  | 1389079 | 0
Gas
Spending Section
Requires Budget team
|  | Overall Total | 1086677 | 1389079 | 2475756 | Total PSE payments to NEEA. | [6 empty] | approval to use.
|  | Budget Category | 2016 | 2017 | Total
| FTE | LABOR | 0 | 0 | 0
0
0
[5 empty] | 0 |  |  | Therm Savings Estimates
[5 empty] | 0 |  |  | 2016 | 2017
| 0 | [6 empty] | 0 | 0
|  | MARKETING LABOR | 0 | 0 | 0
0
0
0
0
|  | OVERHEAD | 0 | 0 | 0
|  | Labor Overhead Rate | 66.7% | 68.8%
|  | Program Staff Overhead |  |  | 0
|  | Marketing Staff Overhead |  |  | 0
|  | Micro Overhead Rate |  | 0.21%
|  | Program Staff Overhead |  | 0 | 0
NW Gas Market Transformation |  | Marketing Staff Overhead |  | 0 | 0
No Schedule
Order#
18230660 |  | MARKETING | 0 | 0 | 0
Gas |  |  |  |  | 0
0
0
0
|  | EMPLOYEE/OFFICE EXPENSES | 0 | 0 | 0
0
0
0
[5 empty] | 0 | Source: NEEA gas market tranformation business case. PSE share of total = 41.25%
|  | OUTSIDE SERVICES | 1086677 | 1389079 | 2475756
|  |  | 1086677 | 1389079 | 2475756
0
0
0
|  | MATERIALS | 0 | 0 | 0
0
0
0
0
|  | MISCELLANEOUS | 0 | 0 | 0
0
0
NW Gas Market Transformation |  |  |  |  | 0
No Schedule |  |  |  |  | 0
Order#
18230660 |  | DIRECT BENEFIT TO CUSTOMER |  |  | 0
Gas |  | Ratio
|  | REVENUE | 0 | 0 | 0
Rtn to Gas Sector
Go to NEEA Elec Detail Pg

## Portf Suppt Cust Eng Elec Title
This is only a tab title for Customer Engagement & Education
Tab Definitions
| PS = | Portfolio Support
| PSWE= | Portfolio Support Web Experience
| PSCE = | Portfolio Support Customer Education
Return to Portfolio View
Return to Electric Sector View
Go to Gas Sector View

## Engy Adv Detail_PSCE Elec
|  |  | Energy Advisors | Order Number | 18230610 | Electric | [5 empty] | Energy Advisors | Order Number | 18230610 | Electric
This table summarizes the subtotals in the detail table to the left and is used to populate 2016-2017 Sector views.
Energy Advisors | [6 empty] | Labor | Marketing Labor | Overhead | Marketing | Employee/Office Expense | Outside Services | Materials | Miscellaneous | DBtC | Revenue | Total Budget
Order Number | [5 empty] | 2016 (Reference only) | 646787.82 | 0 | 431407.4759 | 0 | 44000 | 1000 | 3000 | 1350 | 0 | 0 | 1127545.2959
18230610 | [5 empty] | Original 2017 Figures, as noted in 2016-2017 BCP | 662957.45 | 0 | 450811.066 | 0 | 44000 | 1000 | 3000 | 1350 | 0 | 0 | 1163118.516
Electric | [5 empty] | 2017 (Updated for 2017 ACP) | 662957.45 | 0 | 456114.7256 | 0 | 44000 | 1000 | 3000 | 1350 | 0 | 0 | 1168422.1756
Spending Section
|  | Overall Total | 1127545.2959 | 1168422.1756 | 2295967.4715
|  | Budget Category | 2016 | 2017 | Total
| FTE | LABOR | 646787.82 | 662957.45 | 1309745.27
| 11.18 | Average of staff salaries | 646787.82 | 662957.45 | 1309745.27
0
0
0
11.18
|  | MARKETING LABOR | 0 | 0 | 0
0
0
0
0
|  | OVERHEAD | 431407.4759 | 456114.7256 | 887522.2015
|  | Labor Overhead Rate | 66.7% | 68.8%
|  | Program Staff Overhead | 431407.4759 | 456114.7256 | 887522.2015
|  | Marketing Staff Overhead | 0 | 0 | 0
|  | Micro Overhead Rate |  | 0%
|  | Program Staff Overhead |  | 0 | 0
Energy Advisors |  | Marketing Staff Overhead |  | 0 | 0
Order Number
18230610
Electric |  | MARKETING | 0 | 0 | 0
0
0
0
0
|  | EMPLOYEE/OFFICE EXPENSES | 44000 | 44000 | 88000
|  | Training/Employee Development | 10000 | 10000 | 20000
|  | Events/Meals/Parking/Mileage | 25000 | 25000 | 50000
|  | Office & Supply | 5000 | 5000 | 10000
|  | Phone Equipment | 4000 | 4000 | 8000
|  | OUTSIDE SERVICES | 1000 | 1000 | 2000
|  | Tableau, VPI | 1000 | 1000 | 2000
0
0
0
|  | MATERIALS | 3000 | 3000 | 6000
|  | Materials Purchase | 3000 | 3000 | 6000
0
0
0
|  | MISCELLANEOUS | 1350 | 1350 | 2700
|  | Miscellaneous | 1350 | 1350 | 2700
0
0
0
Rtn to Elec Sector
Go to Gas Detail Page

## Events Detail_PSCE Elec
|  |  | Events | Order Number | 18230602 | Electric | [5 empty] | Events | Order Number | 18230602 | Electric
This table summarizes the subtotals in the detail table to the left and is used to populate 2016-2017 Sector views.
Events | [6 empty] | Labor | Marketing Labor | Overhead | Marketing | Employee/Office Expense | Outside Services | Materials | Miscellaneous | DBtC | Revenue | Total Budget
Order Number | [5 empty] | 2016 (Reference only) | 327715.866 | 2331.6 | 220141.6598 | 10440 | 8720 | 94775 | 4785 | 0 | 0 | 0 | 668909.1258
18230602 | [5 empty] | Original 2017 Figures, as noted in 2016-2017 BCP | 335939.8126 | 2600 | 230207.0726 | 7830 | 8720 | 56975 | 4785 | 0 | 0 | 0 | 647056.8853
Electric | [5 empty] | 2017 (Updated for 2017 ACP) | 335939.8126 | 2600 | 232915.3911 | 7830 | 8720 | 56975 | 4785 | 0 | 0 | 0 | 649765.2038
Spending Section
|  | Overall Total | 668909.1258 | 649765.2038 | 1318674.3296
|  | Budget Category | 2016 | 2017 | Total
| FTE | LABOR | 327715.866 | 335939.8126 | 663655.6786
| 0.35 | Manager | 25882.29 | 26529.3472 | 52411.6372
| 0.6 | Market Manager | 44369.64 | 45478.881
| 0.65 | 1 Program Coordinator | 48067.11 | 49268.7877
| 2.39 | 3 Program Implementers | 176739.066 | 181157.5426 | 357896.6086
| 0.4 | Sr. Market Analyst | 29579.76 | 30319.254 | 59899.014
|  | Program Implementer OT | 3078 | 3186 | 6264
4.39
|  | MARKETING LABOR | 2331.6 | 2600 | 4931.6
|  | Event Displays / Materials | 2331.6 | 2600 | 4931.6
0
0
0
|  | OVERHEAD | 220141.6598 | 232915.3911 | 453057.0509
|  | Labor Overhead Rate | 66.7% | 68.8%
|  | Program Staff Overhead | 218586.4826 | 231126.5911 | 449713.0737
|  | Marketing Staff Overhead | 1555.1772 | 1788.8 | 3343.9772
|  | Micro Overhead Rate |  | 0%
|  | Program Staff Overhead |  | 0 | 0
Events |  | Marketing Staff Overhead |  | 0 | 0
Order Number |  |  |  |  | 0
18230602
Electric |  | MARKETING | 10440 | 7830 | 18270
|  | Event Displays / Materials | 10440 | 7830 | 18270
0
0
0
|  | EMPLOYEE/OFFICE EXPENSES | 8720 | 8720 | 17440
|  | Training / Development | 3500 | 3500 | 7000
|  | Meals, lodging | 870 | 870 | 1740
|  | Travel - Parking, tolls, mileage | 4350 | 4350 | 8700
0
|  | OUTSIDE SERVICES | 94775 | 56975 | 151750
|  | Contract Event Staffing | 28275 | 28275 | 56550
|  | REM Booth Display Logistics | 20000 | 20000 | 40000
|  | BEM Booth Display Logistics | 46500 | 8700 | 55200
0
|  | MATERIALS | 4785 | 4785 | 9570
|  | EA's Outreach | 1300 | 1300 | 2600
|  | EME Outreach | 3050 | 3050 | 6100
|  | Event Supplies | 435 | 435 | 870
0
0
|  | MISCELLANEOUS | 0 | 0 | 0
0
0
0
0
Rtn to Elec Sector
Go to Gas Detail Page

## Brochures Detail_PSCE Elec
|  |  | Energy Efficiency Brochures | Order Number | 18230482 | Electric | [5 empty] | Energy Efficiency Brochures | Order Number | 18230482 | Electric
This table summarizes the subtotals in the detail table to the left and is used to populate 2016-2017 Sector views.
Energy Efficiency | [6 empty] | Labor | Marketing Labor | Overhead | Marketing | Employee/Office Expense | Outside Services | Materials | Miscellaneous | DBtC | Revenue | Total Budget
Brochures | [5 empty] | 2016 (Reference only) | 16268.87 | 13065 | 19565.6913 | 13000 | 0 | 2610 | 23920 | 0 | 0 | 0 | 88429.5613
Order Number | [5 empty] | Original 2017 Figures, as noted in 2016-2017 BCP | 16675.5917 | 19500 | 24599.4024 | 13000 | 0 | 2610 | 23920 | 0 | 0 | 0 | 100304.9941
18230482 | [5 empty] | 2017 (Updated for 2017 ACP) | 16675.5917 | 19500 | 24888.8071 | 13000 | 0 | 2610 | 23920 | 0 | 0 | 0 | 100594.3989
Electric
Spending Section
|  | Overall Total | 88429.5613 | 100594.3989 | 189023.9602
|  | Budget Category | 2016 | 2017 | Total
| FTE | LABOR | 16268.87 | 16675.5917 | 32944.4618
| 0.22 | Program Implementer | 16268.87 | 16675.5917 | 32944.4618
0
0
0
0.22
|  | MARKETING LABOR | 13065 | 19500 | 32565
|  | Services Brochures - REM | 4355 | 6500 | 10855
|  | Services Brochures- BEM | 8710 | 13000 | 21710
0
0
|  | OVERHEAD | 19565.6913 | 24888.8071 | 44454.4984
|  | Labor Overhead Rate | 66.7% | 68.8%
|  | Program Staff Overhead | 10851.3363 | 11472.8071 | 22324.1434
|  | Marketing Staff Overhead | 8714.355 | 13416 | 22130.355
0
|  | Micro Overhead Rate |  | 0%
Energy Efficiency |  | Program Staff Overhead |  | 0 | 0
Brochures |  | Marketing Staff Overhead |  | 0 | 0
Order Number |  |  |  |  | 0
18230482
Electric |  | MARKETING | 13000 | 13000 | 26000
|  | Rebates Brochures | 13000 | 13000 | 26000
0
0
0
|  | EMPLOYEE/OFFICE EXPENSES | 0 | 0 | 0
0
0
0
0
|  | OUTSIDE SERVICES | 2610 | 2610 | 5220
|  | Custom Photography | 1740 | 1740 | 3480
|  | Stock Photography | 870 | 870 | 1740
0
0
|  | MATERIALS | 23920 | 23920 | 47840
|  | REM Pieces | 8700 | 8700 | 17400
|  | BEM Pieces | 4350 | 4350 | 8700
|  | EA / BEM Contact Cards | 870 | 870 | 1740
|  | Case Study Collateral | 10000 | 10000 | 20000
|  | MISCELLANEOUS | 0 | 0 | 0
0
0
0
Rtn to Electric Sector
Go to Gas Detail Page

## Educatn Detail_PSCE E202 Elec
|  |  | Energy Effiency Education | Schedule E202 | Order Number | 18230621 | Electric |  |  |  |  | Energy Efficiency Education | Schedule E202 | Order Number | 18230621 | Electric
This table summarizes the subtotals in the detail table to the left and is used to populate 2016-2017 Sector views.
Energy Efficiency Education | [6 empty] | Labor | Marketing Labor | Overhead | Marketing | Employee/Office Expense | Outside Services | Materials | Miscellaneous | DBtC | Revenue | Total Budget
Schedule E202 | [5 empty] | 2016 (Reference only) | 0 | 0 | 0 | 0 | 0 | 8800 | 0 | 0 | 0 | 0 | 8800
Order Number | [5 empty] | Original 2017 Figures, as noted in 2016-2017 BCP | 0 | 0 | 0 | 0 | 0 | 8800 | 0 | 0 | 0 | 0 | 8800
18230621 | [5 empty] | 2017 (Updated for 2017 ACP) | 0 | 0 | 0 | 0 | 0 | 8800 | 0 | 0 | 0 | 0 | 8800
Electric
Spending Section
|  | Overall Total | 8800 | 8800 | 17600
|  | Budget Category | 2016 | 2017 | Total
| FTE | LABOR | 0 | 0 | 0
0
0
0
0
0
|  | MARKETING LABOR | 0 | 0 | 0
0
0
0
0
|  | OVERHEAD | 0 | 0 | 0
|  | Labor Overhead Rate | 66.7% | 68.8%
|  | Program Staff Overhead | 0 | 0 | 0
|  | Marketing Staff Overhead | 0 | 0 | 0
|  | Micro Overhead Rate |  | 0%
|  | Program Staff Overhead |  | 0 | 0
Energy Efficiency |  | Marketing Staff Overhead |  | 0 | 0
Education
Schedule E202
Order Number |  | MARKETING | 0 | 0 | 0
18230621 |  |  |  |  | 0
Electric |  |  |  |  | 0
0
0
|  | EMPLOYEE/OFFICE EXPENSES | 0 | 0 | 0
0
0
0
0
|  | OUTSIDE SERVICES | 8800 | 8800 | 17600
|  | Independent Colleges of WA (ICW) | 8800 | 8800 | 17600
0
0
0
|  | MATERIALS | 0 | 0 | 0
0
0
0
0
|  | MISCELLANEOUS | 0 | 0 | 0
0
0
0
0
Rtn to Electric Sector
Go to Gas Detail Page

## Port Suppt_Web Exp Elec Title
This is only a tab title for Electronic Media Tools & Marketing
Tab Definitions
| PS = | Portfolio Support
| PSWE= | Portfolio Support Web Experience
| PSCE = | Portfolio Support Customer Education
Return to Portfolio View
Return to Electric Sector View
Go to Gas Sector View

## CustOnline Detail_PSWE_Elec
|  |  | Customer Digital Experience | Order# | 18230408 | Electric | [5 empty] | Customer Digital Experience | Order# | 18230408 | Electric
This table summarizes the subtotals in the detail table to the left and is used to populate 2016-2017 Sector views.
Customer Digital Experience | [6 empty] | Labor | Marketing Labor | Overhead | Marketing | Employee/Office Expense | Outside Services | Materials | Miscellaneous | Direct Benefit to Customer | Total Budget
Order# | [5 empty] | 2016 (Reference only) | 0 | 0 | 0 | 0 | 0 | 588990 | 0 | 0 | 0 | 588990
18230408 | [5 empty] | Original 2017 Figures, as noted in 2016-2017 BCP | 0 | 0 | 0 | 0 | 0 | 588990 | 0 | 0 | 0 | 588990
Electric | [5 empty] | 2017 (Updated for 2017 ACP) | 0 | 0 | 0 | 0 | 0 | 588990 | 0 | 0 | 0 | 588990
Requires Budget team
approval to use.
Spending Section
|  | Overall Total | 588990 | 588990 | 1177980
|  | Budget Category | 2016 | 2017 | Total
| FTE | LABOR | 0 | 0 | 0
0
0
0
0
0
|  | MARKETING LABOR | 0 | 0 | 0
0
0
0
0
|  | OVERHEAD | 0 | 0 | 0
|  | Labor Overhead Rate | 66.7% | 68.8%
|  | Program Staff Overhead | 0 | 0 | 0
|  | Marketing Staff Overhead | 0 | 0
|  | Micro Overhead Rate |  | 0%
|  | Program Staff Overhead |  | 0 | 0
Customer Digital Experience |  | Marketing Staff Overhead |  | 0 | 0
Order#
18230408
Electric |  | MARKETING | 0 | 0 | 0
0
0
0
0
|  | EMPLOYEE/OFFICE EXPENSES | 0 | 0 | 0
0
0
0
0
|  | OUTSIDE SERVICES | 588990 | 588990 | 1177980
|  | Web development | 87000 | 87000 | 174000
|  | Web content | 87000 | 87000 | 174000
|  | Online customer tools | 388890 | 388890 | 777780
|  | E-news | 17400 | 17400 | 34800
|  | Miscellaneous applications | 8700 | 8700 | 17400
|  | MATERIALS | 0 | 0 | 0
0
0
0
0
|  | MISCELLANEOUS | 0 | 0 | 0
|  | Web Development |  |  | 0
|  | Web content, maintenance + analytics |  |  | 0
|  | Customer energy management tools |  |  | 0 | Opower High bill alerts, bill ready, seasonal preparedness
|  | E-news |  |  | 0
|  | Miscellaneous applications |  |  | 0
|  | Customer Awareness Tools |  |  | 0
Rtn to Electric Sector
Go to Gas Detail Page

## Mkt Intgn Detail_PSWE_Elec
|  |  | MARKET INTEGRATION / ELECTRIC | Order# | 18230466 | Electric | [5 empty] | MARKET INTEGRATION / ELECTRIC | Order# | 18230466 | Electric
This table summarizes the subtotals in the detail table to the left and is used to populate 2016-2017 Sector views.
Market Integration | [6 empty] | Labor | Marketing Labor | Overhead | Marketing | Employee/Office Expense | Outside Services | Materials | Miscellaneous | Direct Benefit to Customer | Total Budget
Order# | [5 empty] | 2016 (Reference only) | 180400 | 0 | 120326.8 | 0 | 8700 | 13920 | 0 | 0 | 0 | 323346.8
18230466 | [5 empty] | Original 2017 Figures, as noted in 2016-2017 BCP | 184910 | 0 | 125738.8 | 0 | 8700 | 13920 | 0 | 0 | 0 | 333268.8
Electric | [5 empty] | 2017 (Updated for 2017 ACP) | 258874 | 0 | 178105.312 | 0 | 8700 | 13920 | 0 | 0 | 0 | 459599.312
Requires Budget team
approval to use.
Spending Section
|  | Overall Total | 323346.8 | 459599.312 | 782946.112
|  | Budget Category | 2016 | 2017 | Total
| FTE | LABOR | 180400 | 258874 | 439274
| 1 | Communications Program Manager | 82000 | 84050 | 166050
18230400 | 1.43 | DX Web Program Manager | 98400 | 120191.5 | 218591.5 | (DX=Digital Experience) |  |  | 54.55% | 46.43%
| 0.65 | Consumer Channel Market Manager |  | 54632.5 | 54632.5
0
3.08
|  | MARKETING LABOR | 0 | 0 | 0
0
0
0
0
|  | OVERHEAD | 120326.8 | 178105.312 | 298432.112
|  | Labor Overhead Rate | 66.7% | 68.8%
|  | Program Staff Overhead | 120326.8 | 178105.312 | 298432.112 |  |  |  | 65632.8 | 82691.752
|  | Marketing Staff Overhead | 0 | 0 | 0
|  | Micro Overhead Rate |  | 0%
|  | Program Staff Overhead |  | 0 | 0
Market Integration |  | Marketing Staff Overhead |  | 0 | 0
Order#
18230466
Electric |  | MARKETING | 0 | 0 | 0
0
0
0
0
|  | EMPLOYEE/OFFICE EXPENSES | 8700 | 8700 | 17400
|  | Communications Training | 8700 | 8700 | 17400
0
0
0
|  | OUTSIDE SERVICES | 13920 | 13920 | 27840
|  | Communications Contractor Support (.17) | 13920 | 13920 | 27840
0
0
0
|  | MATERIALS | 0 | 0 | 0
0
0
0
0
|  | MISCELLANEOUS | 0 | 0 | 0
0
0
0
0
Rtn to Electric Sector
Go to Gas Detail Page

## ABS Detail_PSWE_Elec
|  |  | Automated Benchmarking System | Order# | 18230411 | Electric | [5 empty] | Automated Benchmarking System | Order# | 18230411 | Electric
This table summarizes the subtotals in the detail table to the left and is used to populate 2016-2017 Sector views.
Automated Benchmarking System | [6 empty] | Labor | Marketing Labor | Overhead | Marketing | Employee/Office Expense | Outside Services | Materials | Miscellaneous | Direct Benefit to Customer | Total Budget
Order# | [5 empty] | 2016 (Reference only) | 62425.46 | 1000 | 42304.7818 | 0 | 1500 | 17400 | 0 | 0 | 0 | 124630.2418
18230411 | [5 empty] | Original 2017 Figures, as noted in 2016-2017 BCP | 63985.98 | 1000 | 44190.4664 | 0 | 1500 | 17400 | 0 | 0 | 0 | 128076.4464
Electric | [5 empty] | 2017 (Updated for 2017 ACP) | 63985.98 | 1000 | 58357.41 | 0 | 1500 | 17400 | 0 | 0 | 0 | 142243.39
Requires Budget team
approval to use.
Spending Section
|  | Overall Total | 124630.2418 | 142243.39 | 266873.6319
|  | Budget Category | 2016 | 2017 | Total
| FTE | LABOR | 62425.46 | 63985.98 | 126411.44
| 0.87 | Average of staff salaries | 62425.46 | 63985.98 | 126411.44
0
0
0
0.87
|  | MARKETING LABOR | 1000 | 1000 | 2000
|  |  | 1000 | 1000 | 0
0
0
0
|  | OVERHEAD | 42304.7818 | 58357.41 | 99307.1919
|  | Labor Overhead Rate | 66.7% | 68.8%
|  | Program Staff Overhead | 41637.7818 | 44022.3542 | 85660.1361
|  | Marketing Staff Overhead | 667 | 688 | 0
|  | Micro Overhead Rate |  | 21%
|  | Program Staff Overhead |  | 13437.0558 | 13437.0558
Automated Benchmarking System |  | Marketing Staff Overhead |  | 210 | 210
Order#
18230411
Electric |  | MARKETING | 0 | 0 | 0
0
0
0
0
|  | EMPLOYEE/OFFICE EXPENSES | 1500 | 1500 | 3000
|  |  | 1500 | 1500 | 3000
0
0
0
|  | OUTSIDE SERVICES | 17400 | 17400 | 34800
|  | IT Services | 17400 | 17400 | 34800
0
0
0
|  | MATERIALS | 0 | 0 | 0
0
0
0
0
|  | MISCELLANEOUS | 0 | 0 | 0
0
0
0
0
Rtn to Electric Sector
Go to Gas Detail Page

## Rebt Procg Detail_Elect
|  |  | Rebate Processing | Order# | 18230507 | Electric | [5 empty] | Rebate Processing | Order# | 18230507 | Electric
This table summarizes the subtotals in the detail table to the left and is used to populate 2016-2017 Sector views.
Rebate Processing | [6 empty] | Labor | Marketing Labor | Overhead | Marketing | Employee/Office Expense | Outside Services | Materials | Miscellaneous | Direct Benefit to Customer | Total Budget
Order# | [5 empty] | 2016 (Reference only) | 382473.576 | 0 | 255109.8752 | 0 | 18096 | 0 | 4350 | 0 | 0 | 660029.4512
18230507 | [5 empty] | Original 2017 Figures, as noted in 2016-2017 BCP | 392034.006 | 0 | 266583.1241 | 0 | 18096 | 0 | 4350 | 0 | 0 | 681063.1301
Electric | [5 empty] | 2017 (Updated for 2017 ACP) | 274994.5 | 0 | 246945.061 | 0 | 20000 | 0 | 5000 | 0 | 0 | 546939.561
Requires Budget team
approval to use.
Spending Section
|  | Overall Total | 660029.4512 | 546939.561 | 1206969.0122
|  | Budget Category | 2016 | 2017 | Total
| FTE | LABOR | 382473.576 | 274994.5 | 657468.076
| 0.44 | Market Manager | 382473.576 | 41919.5 | 424393.076
| 4.35 | Assoc. Business Support Analyst |  | 233075 | 233075
0
0
4.79
|  | MARKETING LABOR | 0 | 0 | 0
0
0
0
0
|  | OVERHEAD | 255109.8752 | 246945.061 | 502054.9362
|  | Labor Overhead Rate | 66.7% | 68.8%
|  | Program Staff Overhead | 255109.8752 | 189196.216 | 444306.0912
|  | Marketing Staff Overhead | 0 | 0 | 0
|  | Micro Overhead Rate |  | 21%
|  | Program Staff Overhead |  | 57748.845 | 57748.845
Rebate Processing |  | Marketing Staff Overhead |  | 0 | 0
Order#
18230507
Electric |  | MARKETING | 0 | 0 | 0
0
0
0
0
|  | EMPLOYEE/OFFICE EXPENSES | 18096 | 20000 | 38096
|  | Employee training, development, certifications | 13920 | 15000 | 28920
|  | Travel, mileage, parking, meals, lodging | 4176 | 5000 | 0
0
0
|  | OUTSIDE SERVICES | 0 | 0 | 0
0
0
0
0
|  | MATERIALS | 4350 | 5000 | 9350
|  | Office Supplies | 4350 | 5000 | 9350
0
0
0
|  | MISCELLANEOUS | 0 | 0 | 0
0
0
0
0
Rtn to Electric Sector
Go to Gas Detail Page

## Progs Supp Detail_PS_ Elec
|  |  | Programs Support | Order# | 18230810 | Electric | [5 empty] | Programs Support | Order# | 18230810 | Electric
This table summarizes the subtotals in the detail table to the left and is used to populate 2016-2017 Sector views.
Programs Support | [6 empty] | Labor | Marketing Labor | Overhead | Marketing | Employee/Office Expense | Outside Services | Materials | Miscellaneous | Direct Benefit to Customer | Total Budget
Order# | [5 empty] | 2016 (Reference only) | 179468.95 | 0 | 119705.7897 | 0 | 12000 | 0 | 0 | 0 | 0 | 311174.7397
18230810 | [5 empty] | Original 2017 Figures, as noted in 2016-2017 BCP | 177508.21 | 0 | 120705.5828 | 0 | 12000 | 0 | 0 | 0 | 0 | 310213.7928
Electric | [5 empty] | 2017 (Updated for 2017 ACP) | 357451 | 0 | 320990.998 | 0 | 21660 | 0 | 0 | 0 | 0 | 700101.998
Requires Budget team
approval to use.
Spending Section
|  | Overall Total | 311174.7397 | 700101.998 | 1011276.7376
|  | Budget Category | 2016 | 2016 | Total
| FTE | LABOR | 179468.95 | 357451 | 536919.95
| 2 | Sr. Market Analysts | 179468.95 | 136806 | 316274.95
| 1 | Manager Program Support |  | 83839 | 83839
| 2 | Program Managers |  | 136806 | 136806
0
5
|  | MARKETING LABOR | 0 | 0 | 0
0
0
0
0
|  | OVERHEAD | 119705.7897 | 320990.998 | 440696.7876
|  | Labor Overhead Rate | 66.7% | 68.8%
|  | Program Staff Overhead | 119705.7897 | 245926.288 | 365632.0776
|  | Marketing Staff Overhead | 0 | 0 | 0
0
|  | Micro Overhead Rate |  | 21%
|  | Program Staff Overhead |  | 75064.71 | 75064.71
|  | Marketing Staff Overhead |  | 0 | 0
Programs Support |  |  |  |  | 0
Order#
18230810 |  | MARKETING | 0 | 0 | 0
Electric |  |  |  |  | 0
0
0
0
|  | EMPLOYEE/OFFICE EXPENSES | 12000 | 21660 | 33660
|  | RTF & NEEA Mtgs - Portland | 6000 | 6000 | 12000
|  | Training / Conferences | 6000 | 15660 | 21660
0
0
|  | OUTSIDE SERVICES | 0 | 0 | 0
0
0
0
0
|  | MATERIALS | 0 | 0 | 0
0
0
0
0
|  | MISCELLANEOUS | 0 | 0 | 0
0
0
0
0
Rtn to Electric Sector
Go to Gas Detail Page

## Data & Systm Svcs_Elect
|  |  | Data and Systems Services | Order# | 18230745 | Electric | [5 empty] | Data and Systems Services | Order# | 18230745 | Electric
This table summarizes the subtotals in the detail table to the left and is used to populate 2016-2017 Sector views.
Data and Systems Services | [6 empty] | Labor | Marketing Labor | Overhead | Marketing | Employee/Office Expense | Outside Services | Materials | Miscellaneous | Direct Benefit to Customer | Total Budget
Order# | [5 empty] | 2016 (Reference only) | 433672.4 | 0 | 289259.4908 | 0 | 12000 | 461100 | 0 | 0 | 0 | 1196031.8908
18230745 | [5 empty] | Original 2017 Figures, as noted in 2016-2017 BCP | 444513 | 0 | 321399.4194 | 0 | 12000 | 113100 | 0 | 0 | 0 | 891012.4194
Electric | [5 empty] | 2017 (Updated for 2017 ACP) | 512135.73 | 0 | 459897.8855 | 0 | 12000 | 113100 | 0 | 0 | 0 | 1097133.6155
Requires Budget team
approval to use.
Spending Section
|  | Overall Total | 1196031.8908 | 1097133.6155 | 2293165.5063
|  | Budget Category | 2016 | 2017 | Total
| FTE | LABOR | 433672.4 | 512135.73 | 945808.13
| 0.87 | Supervisor, Applications IT | 86734.48 | 83839 | 170573.48
| 0.87 | Sr Market Analyst | 86734.48 | 68403 | 155137.48
| 0.87 | Sr. Business Analyst IT | 86734.48 | 68403 | 155137.48
| 0.87 | Market Analyst | 86734.48 | 68403 | 155137.48
| 0.87 | Sr. Business Support Analyst | 86734.48 | 68403 | 155137.48
| 0.87 | Market Analyst |  | 68403 | 68403
| 1.22 | IT Support |  | 86281.73 | 86281.73
6.44
|  | MARKETING LABOR | 0 | 0 | 0
0
0
0
0
|  | Program Staff Overhead | 289259.4908 | 459897.8855 | 749157.3763
|  | Labor Overhead Rate | 66.7% | 68.8%
|  | Program Staff Overhead | 289259.4908 | 352349.3822 | 641608.873
|  | Marketing Staff Overhead |  |  | 0
|  | Micro Overhead Rate |  | 21%
|  | Program Staff Overhead |  | 107548.5033 | 107548.5033
Data and Systems Services |  | Marketing Staff Overhead |  | 0 | 0
Order#
18230745
Electric |  | MARKETING | 0 | 0 | 0
0
0
0
0
|  | EMPLOYEE/OFFICE EXPENSES | 12000 | 12000 | 24000
|  | Training/Conferences | 12000 | 12000 | 24000
0
0
0
Order #18230XXX
|  | OUTSIDE SERVICES | 461100 | 113100 | 574200
|  | Nexant DSM software fee | 348000 | 95700 | 443700
|  | Nexant DSM Ongoing support | 113100 | 17400 | 130500
0
0
|  | MATERIALS | 0 | 0 | 0
0
0
0
0
|  | MISCELLANEOUS | 0 | 0 | 0
0
0
0
0
Rtn to Electric
Sector
Go to Gas Detail Page

## EEC Detail_PS_Elec
|  |  | Energy Efficient Communities | Order Number | 18230811 | Electric | [5 empty] | Energy Efficient Communities | Order Number | 18230811 | Electric
This table summarizes the subtotals in the detail table to the left and is used to populate 2016-2017 Sector views.
Energy Efficient Communities | [6 empty] | Labor | Marketing Labor | Overhead | Marketing | Employee/Office Expense | Outside Services | Materials | Miscellaneous | Direct Benefit to Customer | Total Budget
Order Number | [5 empty] | 2016 (Reference only) | 402285.54 | 6586.1 | 272717.3839 | 93305 | 73515 | 28275 | 22615 | 0 | 0 | 899299.0239
18230811 | [5 empty] | Original 2017 Figures, as noted in 2016-2017 BCP | 412342.6785 | 9830 | 287077.4214 | 92830 | 73515 | 28275 | 22615 | 0 | 0 | 926485.0999
Electric | [5 empty] | 2017 (Updated for 2017 ACP) | 407783 | 9830 | 287317.744 | 66275 | 73515 | 28275 | 22615 | 0 | 0 | 895610.744
Requires Budget team
approval to use.
Spending Section
|  | Overall Total | 899299.0239 | 895610.744 | 1794909.7679
|  | Budget Category | 2016 | 2017 | Total
| FTE | LABOR | 402285.54 | 407783 | 810068.54
| 0.45 | Manager | 33278 | 36701 | 69979
| 0.3 | Sr. Market Analyst | 25882.29 | 28544 | 54426.29
| 0.8 | Market Manager | 75428.38 | 65245 | 140673.38
| 0.85 | Efficiency Outreach Manager | 62856.99 | 69323 | 132179.99
| 2.55 | Efficiency Outreach Coordinator | 204839.88 | 207970 | 412809.88
4.95
|  | MARKETING LABOR | 6586.1 | 9830 | 16416.1
|  | Customer photos, social media presence | 2914.5 | 4350 | 0
|  | Employee Engagement Collateral | 2331.6 | 3480 | 0
|  | Regional Office Displays | 1340 | 2000 | 0
0
|  | OVERHEAD | 272717.3839 | 287317.744 | 560035.1279
|  | Labor Overhead Rate | 66.7% | 68.8%
|  | Program Staff Overhead | 268324.4552 | 280554.704 | 548879.1592
|  | Marketing Staff Overhead | 4392.9287 | 6763.04 | 11155.9687
0
|  | Micro Overhead Rate |  | 0%
Energy Efficient |  | Program Staff Overhead |  | 0 | 0
Communities |  | Marketing Staff Overhead |  | 0 | 0
Order Number |  |  |  |  | 0
18230811
Electric |  | MARKETING | 93305 | 66275 | 159580
|  | Collateral for specific community initiatives | 66555 | 40000 | 106555
|  | Project funds to support strategic partnerships | 21750 | 21275 | 43025
|  | Regional Office Displays | 5000 | 5000 | 10000
0
|  | EMPLOYEE/OFFICE EXPENSES | 73515 | 73515 | 147030
|  | Training/Development | 14790 | 14790 | 29580
|  | Meals, professional associations, lodging | 23925 | 23925 | 47850
|  | Travel; Parking, tolls, fleet, mileage | 34800 | 34800 | 69600
0
|  | OUTSIDE SERVICES | 28275 | 28275 | 56550
|  | Contracts: outreach labor | 28275 | 28275 | 56550
0
0
0
|  | MATERIALS | 22615 | 22615 | 45230
|  | EE Community-specific Information materials | 6960 | 6960 | 13920
|  | EE Engagement Items | 10000 | 10000 | 20000
|  | Educational/demostration tools | 3480 | 3480 | 6960
|  | Employee Engagement | 2175 | 2175 | 4350
|  | MISCELLANEOUS | 0 | 0 | 0
0
0
0
0
0
Rtn to Electric Sector
Go to Gas Detail Page

## TradeAlly Detail_PS_ Elec
|  |  | Trade Ally Support | Order# | 18230730 | Electric | [5 empty] | Trade Ally Support | Order# | 18230730 |  | Electric
This table summarizes the subtotals in the detail table to the left and is used to populate 2016-2016 Sector views.
Trade Ally Support | [6 empty] | Labor | Marketing Labor | Overhead | Marketing | Employee/Office Expense | Outside Services | Materials | Miscellaneous | Direct Benefit to Customer | Revenue | Total Budget
Order# | [5 empty] | 2016 (Reference only) | 0 | 0 | 0 | 0 | 0 | 56550 | 0 | 61111 | 0 | 0 | 117661
18230730 | [5 empty] | Original 2017 Figures, as noted in 2016-2017 BCP | 0 | 0 | 0 | 0 | 0 | 56550 | 0 | 61111 | 0 | 0 | 117661
Electric | [5 empty] | 2017 (Updated for 2017 ACP) | 0 | 0 | 0 | 0 | 0 | 56550 | 0 | 61111 | 0 | 0 | 117661
[15 empty] | Requires Budget team | Requires Budget team
[15 empty] | approval to use. | approval to use.
Spending Section
|  | Overall Total | 117661 | 117661 | 235322
|  | Budget Category | 2016 | 2017 | Total
| FTE | LABOR | 0 | 0 | 0
0
0
0
0
0
|  | MARKETING LABOR | 0 | 0 | 0
0
0
0
0
|  | OVERHEAD | 0 | 0 | 0
|  | Labor Overhead Rate | 66.7% | 68.8%
|  | Program Staff Overhead | 0 | 0 | 0
|  | Marketing Staff Overhead | 0 | 0 | 0
0
|  | Micro Overhead Rate |  | 21%
|  | Program Staff Overhead |  | 0 | 0
Trade Ally Support |  | Marketing Staff Overhead |  | 0 | 0
Order# |  |  |  |  | 0
18230730
Electric |  | MARKETING | 0 | 0 | 0
0
0
0
0
|  | EMPLOYEE/OFFICE EXPENSES | 0 | 0 | 0
0
0
0
0
|  | OUTSIDE SERVICES | 56550 | 56550 | 113100
|  | E-Source: DSM Planning & related | 56550 | 56550 | 113100
0
0
0
|  | MATERIALS | 0 | 0 | 0
0
0
0
0
|  | MISCELLANEOUS | 61111 | 61111 | 122222
|  | Trade Ally Assoc annual member dues (Incl. AESP, BOMA, CEE, Electric League, ESC, and NEEC) | 61111 | 61111 | 122222
0
0
0
0
Rtn to Electric Sector
Go to Gas Detail Page

## CAN_Elect
|  |  | Contractor Alliance Network | Order# | 18230746 | Electric | [5 empty] | Contractor Alliance Network | Order# | 18230746 |  | Electric
This table summarizes the subtotals in the detail table to the left and is used to populate 2016-2016 Sector views.
Contractor Alliance Network | [6 empty] | Labor | Marketing Labor | Overhead | Marketing | Employee/Office Expense | Outside Services | Materials | Miscellaneous | Direct Benefit to Customer | Revenue | Total Budget
Order# | [5 empty] | 2016 (Reference only) | 150270.88 | 4000 | 102898.677 | 14000 | 5000 | 16000 | 1500 | 0 | 0 | -311785.46 | -18115.903
18230746 | [5 empty] | Original 2017 Figures, as noted in 2016-2017 BCP | 154055.5 | 4100 | 107545.74 | 14000 | 5000 | 16000 | 1500 | 0 | 0 | -311785.46 | -9584.22
Electric | [5 empty] | 2017 (Updated for 2017 ACP) | 138603.52 | 4100 | 128147.761 | 25000 | 5000 | 20000 | 1500 | 0 | 0 | -326785.46 | -4434.179
[15 empty] | Requires Budget team | Requires Budget team
[15 empty] | approval to use. | approval to use.
Spending Section
|  | Overall Total | -18115.903 | -4434.179 | -22550.0821
|  | Budget Category | 2016 | 2017 | Total
| FTE | LABOR | 150270.88 | 138603.52 | 288874.4
| 0.5 | Program Manager | 45316.5 | 38875 | 84191.5
| 0.5 | Program Coordinator | 45316.5 | 38875 | 84191.5
| 0.02 | Market Manager | 1812.66 | 1555 | 3367.66
| 1 | Energy Advisor | 57825.22 | 59298.52 | 117123.74
2.02
|  | MARKETING LABOR | 4000 | 4100 | 8100
|  | .05 FTE | 4000 | 4100 | 0
0
0
0
|  | OVERHEAD | 102898.677 | 128147.761 | 231046.4379
|  | Labor Overhead Rate | 66.7% | 68.8%
|  | Program Staff Overhead | 100230.677 | 95359.2218 | 195589.8987
|  | Marketing Staff Overhead | 2668 | 2820.8 | 5488.8
|  | Micro Overhead Rate |  | 21%
|  | Program Staff Overhead |  | 29106.7392 | 29106.7392
Contractor Alliance Network |  | Marketing Staff Overhead |  | 861 | 861
Order#
18230746
Electric |  | MARKETING | 14000 | 25000 | 39000
|  |  | 14000 | 25000 | 39000
0
0
0
|  | EMPLOYEE/OFFICE EXPENSES | 5000 | 5000 | 10000
|  |  | 5000 | 5000 | 10000
0
0
0
|  | OUTSIDE SERVICES | 16000 | 20000 | 36000
|  |  | 16000 | 20000 | 36000
0
0
0
|  | MATERIALS | 1500 | 1500 | 3000
|  |  | 1500 | 1500 | 3000
0
0
0
|  | MISCELLANEOUS | 0 | 0 | 0
Direct Benefit to Customer
|  | Revenue (Enter as a negative value) | -311785.46 | -326785.46 | -638570.92
Rtn to Electric Sector
Go to Gas Detail Page

## Port Supp Cust Engage Gas Title
This is only a tab title for Customer Engagement & Education
Tab Definitions
| PS = | Portfolio Support
| PSWE= | Portfolio Support Web Experience
| PSCE = | Portfolio Support Customer Education
Return to Portfolio View
Return to Gas Sector View
Go to Electric Sector View

## Engy Adv Detail_PSCE_Gas
|  |  | Energy Advisors | Order Number | 18230704 | Gas | [5 empty] | Energy Advisors | Order Number | 18230704 | Gas
This table summarizes the subtotals in the detail table to the left and is used to populate 2016-2016 Sector views.
Energy Advisors | [6 empty] | Labor | Marketing Labor | Overhead | Marketing | Employee/Office Expense | Outside Services | Materials | Miscellaneous | DBtC | Revenue | Total Budget
Order Number | [5 empty] | 2016 (Reference only) | 45141 | 0 | 30109.047 | 0 | 7832 | 200 | 453 | 202 | 0 | 0 | 83937.047
18230704 | [5 empty] | Original 2017 Figures, as noted in 2016-2017 BCP | 46269.52 | 0 | 31463.2736 | 0 | 7832 | 200 | 453 | 202 | 0 | 0 | 86419.7936
Gas | [5 empty] | 2017 (Updated for 2017 ACP) | 46269.52 | 0 | 31833.4298 | 0 | 7832 | 200 | 453 | 202 | 0 | 0 | 86789.9498
Spending Section
|  | Overall Total | 83937.047 | 86789.9498 | 170726.9968
|  | Budget Category | 2016 | 2017 | Total
| FTE | LABOR | 45141 | 46269.52 | 91410.52
| 1.82 | Average of staff salaries | 45141 | 46269.52 | 91410.52
0
0
0
| 1.82 |  |  |  | 0
|  | MARKETING LABOR | 0 | 0 | 0
0
0
0
0
|  | OVERHEAD | 30109.047 | 31833.4298 | 61942.4768
|  | Labor Overhead Rate | 66.7% | 68.8%
|  | Program Staff Overhead | 30109.047 | 31833.4298 | 61942.4768
|  | Marketing Staff Overhead | 0 | 0 | 0
0
|  | Micro Overhead Rate |  | 0%
|  | Program Staff Overhead |  | 0 | 0
|  | Marketing Staff Overhead |  | 0 | 0
Energy Advisors |  |  |  |  | 0
Order Number
18230704 |  | MARKETING | 0 | 0 | 0
Gas |  |  |  |  | 0
0
0
0
|  | EMPLOYEE/OFFICE EXPENSES | 7832 | 7832 | 15664
|  | Training/Employee Development | 2495 | 2495 | 4990
|  | Events/Parking/Meals/Milage | 4000 | 4000 | 8000
|  | Phone equipment | 589 | 589 | 1178
|  | Office & Supply | 748 | 748 | 1496
|  | OUTSIDE SERVICES | 200 | 200 | 400
|  |  | 200 | 200 | 400
0
0
0
|  | MATERIALS | 453 | 453 | 906
|  | Materials Purchase | 453 | 453 | 906
0
0
0
|  | MISCELLANEOUS | 202 | 202 | 404
|  | Miscellaneous | 202 | 202 | 404
0
0
0
Rtn to Gas Sector
Go to Electric Detail Page

## Events Detail_PSCE_Gas
|  |  | Events | Order Number | 18230653 | Gas | [5 empty] | Events | Order Number | 18230653 | Gas
This table summarizes the subtotals in the detail table to the left and is used to populate 2016-2017 Sector views.
Events | [6 empty] | Labor | Marketing Labor | Overhead | Marketing | Employee/Office Expense | Outside Services | Materials | Miscellaneous | DBtC | Revenue | Total Budget
Order Number | [5 empty] | 2016 (Reference only) | 58797.86 | 0 | 39218.1726 | 1180 | 1280 | 14225 | 715 | 0 | 0 | 0 | 115416.0326
18230653 | [5 empty] | Original 2017 Figures, as noted in 2016-2017 BCP | 60272.3065 | 0 | 40985.1684 | 530 | 1280 | 8525 | 715 | 0 | 0 | 0 | 112307.4749
Gas | [5 empty] | 2017 (Updated for 2017 ACP) | 60272.3065 | 0 | 41467.3469 | 530 | 1280 | 8525 | 715 | 0 | 0 | 0 | 112789.6534
Spending Section
|  | Overall Total | 115416.0326 | 112789.6534 | 228205.686
|  | Budget Category | 2016 | 2017 | Total
| FTE | LABOR | 58797.86 | 60272.3065 | 119070.1665
| 0.05 | Manager | 4108.3 | 4211.0075 | 8319.3075
| 0.1 | Market Manager | 8216.6 | 8422.015 | 16638.615
| 0.1 | 1 Program Coordinator | 8216.6 | 8422.015 | 16638.615
| 0.36 | 3 Program Implementers | 29579.76 | 30319.254 | 59899.014
| 0.1 | Sr. Market Analyst | 8216.6 | 8422.015 | 16638.615
|  | Program Implementer OT | 460 | 476 | 936
0.71
|  | MARKETING LABOR | 0 | 0 | 0
0
0
0
0
|  | OVERHEAD | 39218.1726 | 41467.3469 | 80685.5195
|  | Labor Overhead Rate | 66.7% | 68.8%
|  | Program Staff Overhead | 39218.1726 | 41467.3469 | 80685.5195
|  | Marketing Staff Overhead | 0 | 0 | 0
0
|  | Micro Overhead Rate |  | 0%
|  | Program Staff Overhead |  | 0 | 0
|  | Marketing Staff Overhead |  | 0 | 0
Events |  |  |  |  | 0
Order Number
18230653 |  | MARKETING | 1180 | 530 | 1710
Gas |  | Event Displays / Materials | 780 | 400 | 1180
|  | Office Displays | 400 | 130 | 530
0
0
|  | EMPLOYEE/OFFICE EXPENSES | 1280 | 1280 | 2560
|  | Training/Development | 500 | 500 | 1000
|  | Meals, lodging | 130 | 130 | 260
|  | Travel - Parking, tolls, mileage | 650 | 650 | 1300
0
|  | OUTSIDE SERVICES | 14225 | 8525 | 22750
|  | Contract Event Staffing | 4225 | 4225 | 8450
|  | REM Booth Display Logistics | 3000 | 3000 | 6000
|  | BEM Booth Display Logistics | 7000 | 1300 | 8300
0
|  | MATERIALS | 715 | 715 | 1430
|  | EA's Outreach | 200 | 200 | 400
|  | EME Outreach | 450 | 450 | 900
|  | Event Supplies | 65 | 65 | 130
0
|  | MISCELLANEOUS | 0 | 0 | 0
0
0
0
0
Rtn to Gas
Sector
Go to Electric Detail Page

## Brochure Detail_PSCE_Gas
|  |  | Energy Efficiency Brochures | Order Number | 18230685 | Gas | [5 empty] | Energy Efficiency Brochures | Order Number | 18230685 | Gas
This table summarizes the subtotals in the detail table to the left and is used to populate 2016-2017 Sector views.
Energy Efficiency | [6 empty] | Labor | Marketing Labor | Overhead | Marketing | Employee/Office Expense | Outside Services | Materials | Miscellaneous | DBtC | Revenue | Total Budget
Brochures | [5 empty] | 2016 (Reference only) | 2218.482 | 1989.9 | 2806.9908 | 2000 | 0 | 390 | 4810 | 0 | 0 | 0 | 14215.3728
Order Number | [5 empty] | Original 2017 Figures, as noted in 2016-2017 BCP | 2273.944 | 2970 | 3565.882 | 2000 | 0 | 390 | 4810 | 0 | 0 | 0 | 16009.826
18230685 | [5 empty] | 2017 (Updated for 2017 ACP) | 2273.944 | 2970 | 3607.8335 | 2000 | 0 | 390 | 4810 | 0 | 0 | 0 | 16051.7776
Gas
Spending Section
|  | Overall Total | 14215.3728 | 16051.7776 | 30267.1504
|  | Budget Category | 2016 | 2017 | Total
| FTE | LABOR | 2218.482 | 2273.944 | 4492.4261
| 0.03 | Program Implementer | 2218.482 | 2273.944 | 4492.4261
0
0
0
0.03
|  | MARKETING LABOR | 1989.9 | 2970 | 4959.9
|  | Services Brochures - REM | 649.9 | 970 | 1619.9
|  | Services Brochures- BEM | 1340 | 2000 | 3340
0
0
|  | OVERHEAD | 2806.9908 | 3607.8335 | 6414.8243
|  | Labor Overhead Rate | 66.7% | 68.8%
|  | Program Staff Overhead | 1479.7275 | 1564.4735 | 3044.201
|  | Marketing Staff Overhead | 1327.2633 | 2043.36 | 3370.6233
0
|  | Micro Overhead Rate |  | 0%
|  | Program Staff Overhead |  | 0 | 0
|  | Marketing Staff Overhead |  | 0 | 0
Energy Efficiency |  |  |  |  | 0
Brochures
Order Number |  | MARKETING | 2000 | 2000 | 4000
18230685 |  | Rebates Brochures | 2000 | 2000 | 4000
Gas |  |  |  |  | 0
0
0
|  | EMPLOYEE/OFFICE EXPENSES | 0 | 0 | 0
0
0
0
0
|  | OUTSIDE SERVICES | 390 | 390 | 780
|  | Custom Photography | 260 | 260 | 520
|  | Stock Photography | 130 | 130 | 260
0
0
|  | MATERIALS | 4810 | 4810 | 9620
|  | REM Pieces | 1300 | 1300 | 2600
|  | BEM Pieces | 650 | 650 | 1300
|  | EA / BEM Contact Cards | 130 | 130 | 260
|  | Case Study Collateral | 2730 | 2730 | 5460
|  | MISCELLANEOUS | 0 | 0 | 0
0
0
0
0
Rtn to Gas Sector
Go to Electric Detail Page

## Eductn Detail_PSCE_G207 Gas
|  |  | Energy Efficiency Education | Schedule G202 | Order Number | 18230671 | Gas |  |  |  |  | Energy Effiency Education | Schedule G202 | Order Number | 18230671 | Gas
This table summarizes the subtotals in the detail table to the left and is used to populate 2016-2017 Sector views.
Energy Efficiency | [6 empty] | Labor | Marketing Labor | Overhead | Marketing | Employee/Office Expense | Outside Services | Materials | Miscellaneous | DBtC | Revenue | Total Budget
Education | [5 empty] | 2016 (Reference only) | 0 | 0 | 0 | 0 | 0 | 975 | 0 | 0 | 0 | 0 | 975
Schedule G202 | [5 empty] | Original 2017 Figures, as noted in 2016-2017 BCP | 0 | 0 | 0 | 0 | 0 | 975 | 0 | 0 | 0 | 0 | 975
Order Number | [5 empty] | 2017 (Updated for 2017 ACP) | 0 | 0 | 0 | 0 | 0 | 975 | 0 | 0 | 0 | 0 | 975
18230671
Gas
Spending Section
|  | Overall Total | 975 | 975 | 1950
|  | Budget Category | 2016 | 2017 | Total
| FTE | LABOR | 0 | 0 | 0
0
0
0
0
0
|  | MARKETING LABOR | 0 | 0 | 0
0
0
0
0
|  | OVERHEAD | 0 | 0 | 0
|  | Labor Overhead Rate | 66.7% | 68.8%
|  | Program Staff Overhead | 0 | 0 | 0
|  | Marketing Staff Overhead | 0 | 0 | 0
0
|  | Micro Overhead Rate |  | 0%
|  | Program Staff Overhead |  | 0 | 0
|  | Marketing Staff Overhead |  | 0 | 0
Energy Efficiency |  |  |  |  | 0
Education
Schedule G202 |  | MARKETING | 0 | 0 | 0
Order Number |  |  |  |  | 0
18230671 |  |  |  |  | 0
Gas |  |  |  |  | 0
0
|  | EMPLOYEE/OFFICE EXPENSES | 0 | 0 | 0
0
0
0
0
|  | OUTSIDE SERVICES | 975 | 975 | 1950
|  | Independent Colleges of WA | 975 | 975 | 1950
0
0
0
|  | MATERIALS | 0 | 0 | 0
0
0
0
0
|  | MISCELLANEOUS | 0 | 0 | 0
0
0
0
0
Rtn to Gas Sector
Go to Electric Detail Page

## Port Supp_Web Exp Gas Title
May need more tabs to break out details
This is only a tab title for Electronic Media Tools and Marketing
Tab Definitions
| PS = | Portfolio Support
| PSWE= | Portfolio Support Web Experience
| PSCE = | Portfolio Support Customer Education
Return to Portfolio View
Return to 2-year Gas Sector View
Go to Electric 2-year Sector View

## CustOnline Detail_PSWE_Gas
|  |  | Customer Digital Experience | Order# | 18230737 | Gas | [5 empty] | Customer Digital Experience | Order# | 18230737 | Gas
This table summarizes the subtotals in the detail table to the left and is used to populate 2016-2017 Sector views.
Customer Digital Experience | [6 empty] | Labor | Marketing Labor | Overhead | Marketing | Employee/Office Expense | Outside Services | Materials | Miscellaneous | Direct Benefit to Customer | Total Budget
Order# | [5 empty] | 2016 (Reference only) | 0 | 0 | 0 | 0 | 0 | 88010 | 0 | 0 | 0 | 88010
18230737 | [5 empty] | Original 2017 Figures, as noted in 2016-2017 BCP | 0 | 0 | 0 | 0 | 0 | 88010 | 0 | 0 | 0 | 88010
Gas | [5 empty] | 2017 (Updated for 2017 ACP) | 0 | 0 | 0 | 0 | 0 | 88010 | 0 | 0 | 0 | 88010
Requires Budget team
approval to use.
Spending Section
|  | Overall Total | 88010 | 88010 | 176020
|  | Budget Category | 2016 | 2017 | Total
| FTE | LABOR | 0 | 0 | 0
0
0
0
0
0
|  | MARKETING LABOR | 0 | 0 | 0
0
0
0
0
|  | OVERHEAD | 0 | 0 | 0
|  | Labor Overhead Rate | 66.7% | 68.8%
|  | Program Staff Overhead | 0 | 0 | 0
|  | Marketing Staff Overhead | 0 | 0 | 0
0
|  | Micro Overhead Rate |  | 0%
|  | Program Staff Overhead |  | 0 | 0
Customer Digital Experience |  | Marketing Staff Overhead |  | 0 | 0
0
Order#
18230737 |  | MARKETING | 0 | 0 | 0
Gas |  |  |  |  | 0
0
0
0
|  | EMPLOYEE/OFFICE EXPENSES | 0 | 0 | 0
0
0
0
0
|  | OUTSIDE SERVICES | 88010 | 88010 | 176020
|  | Web development | 13000 | 13000 | 26000
|  | Web content | 13000 | 13000 | 26000
|  | Online customer tools | 58110 | 58110 | 116220
|  | E-news | 2600 | 2600 | 5200
|  | Miscellaneous applications | 1300 | 1300 | 2600
|  | MATERIALS | 0 | 0 | 0
0
0
0
|  | MISCELLANEOUS | 0 | 0 | 0
0
0
0
0
0
0
0
Rtn to Gas Sector
Go to Electric Detail Page

## Mkt Intg Detail_PSWE_Gas
|  |  | MARKET INTEGRATION | Order# | 18230732 | Gas | [5 empty] | MARKET INTEGRATION | Order# | 18230732 | Gas
This table summarizes the subtotals in the detail table to the left and is used to populate 2016-2017 Sector views.
MARKET INTEGRATION | [6 empty] | Labor | Marketing Labor | Overhead | Marketing | Employee/Office Expense | Outside Services | Materials | Miscellaneous | Direct Benefit to Customer | Total Budget
Order# | [5 empty] | 2016 (Reference only) | 28700 | 0 | 19142.9 | 0 | 1300 | 2080 | 0 | 0 | 0 | 51222.9
18230732 | [5 empty] | Original 2017 Figures, as noted in 2016-2017 BCP | 29418 | 0 | 20004.24 | 0 | 1300 | 2080 | 0 | 0 | 0 | 52802.24
Gas | [5 empty] | 2017 (Updated for 2017 ACP) | 47488.75 | 0 | 32672.26 | 0 | 1300 | 2080 | 0 | 0 | 0 | 83541.01
Requires Budget team
approval to use.
Spending Section
|  | Overall Total | 51222.9 | 83541.01 | 134763.91
|  | Budget Category | 2016 | 2017 | Total
| FTE | LABOR | 28700 | 47488.75 | 76188.75
| 0.15 | Communications Program Manager | 12300 | 12608 | 24908
18230669 | 0.32 | DX Web Program Manager | 16400 | 26475.75 | 42875.75 | (DX=Digital Experience) |  |  | 57.14% | 55.75%
| 0.1 | Consumer Channel Market Manager |  | 8405 | 8405
0
0.57
|  | MARKETING LABOR | 0 | 0 | 0
0
0
0
0
|  | OVERHEAD | 19142.9 | 32672.26 | 51815.16
|  | Labor Overhead Rate | 66.7% | 68.8%
|  | Program Staff Overhead | 19142.9 | 32672.26 | 51815.16 |  |  |  | 10938.8 | 18215.316
|  | Marketing Staff Overhead | 0 | 0 | 0
0
|  | Micro Overhead Rate |  | 0%
|  | Program Staff Overhead |  | 0 | 0
MARKET |  | Marketing Staff Overhead |  | 0 | 0
INTEGRATION |  |  |  |  | 0
Order#
18230732 |  | MARKETING | 0 | 0 | 0
Gas |  |  |  |  | 0
0
0
0
|  | EMPLOYEE/OFFICE EXPENSES | 1300 | 1300 | 2600
|  | Communications Training | 1300 | 1300 | 2600
0
0
0
|  | OUTSIDE SERVICES | 2080 | 2080 | 4160
|  | Communications Contractor Support | 2080 | 2080 | 4160
0
0
0
|  | MATERIALS | 0 | 0 | 0
0
0
0
0
|  | MISCELLANEOUS | 0 | 0 | 0
0
0
0
0
Rtn to Gas Sector
Go to Electric Detail Page

## ABS Detail_PSWE_Gas
|  |  | Automated Benchmarking System | Order# | 18230667 | Gas | [5 empty] | Automated Benchmarking System | Order# | 18230667 | Gas
This table summarizes the subtotals in the detail table to the left and is used to populate 2016-2017 Sector views.
[7 empty] | Labor | Marketing Labor | Overhead | Marketing | Employee/Office Expense | Outside Services | Materials | Miscellaneous | Direct Benefit to Customer | Total Budget
Automated Benchmarking System | [5 empty] | 2016 (Reference only) | 9327.94 | 500 | 6555.236 | 0 | 700 | 2600 | 0 | 0 | 0 | 19683.176
[6 empty] | Original 2017 Figures, as noted in 2016-2017 BCP | 9561.12 | 500 | 6841.5616 | 0 | 700 | 2600 | 0 | 0 | 0 | 20202.6816
Order# | [5 empty] | 2017 (Updated for 2017 ACP) | 9561.12 | 500 | 9034.8858 | 0 | 700 | 2600 | 0 | 0 | 0 | 22396.0058
18230667
Gas | [14 empty] | Requires Budget team
approval to use.
Spending Section
|  | Overall Total | 19683.176 | 22396.0058 | 42079.1817
|  | Budget Category | 2016 | 2017 | Total
| FTE | LABOR | 9327.94 | 9561.12 | 18889.06
| 0.13 | Average of staff salaries | 9327.94 | 9561.12 | 18889.06
0
0
0
0.13
|  | MARKETING LABOR | 500 | 500 | 1000
|  |  | 500 | 500 | 1000
0
0
0
|  | OVERHEAD | 6555.236 | 9034.8858 | 15590.1217
|  | Labor Overhead Rate | 66.7% | 68.8%
|  | Program Staff Overhead | 6221.736 | 6578.0506 | 12799.7865
|  | Marketing Staff Overhead | 333.5 | 344 | 677.5
0
|  | Micro Overhead Rate |  | 21%
|  | Program Staff Overhead |  | 2007.8352 | 2007.8352
|  | Marketing Staff Overhead |  | 105 | 105
Automated Benchmarking System |  |  |  |  | 0
Order#
18230667 |  | MARKETING | 0 | 0 | 0
Gas |  |  |  |  | 0
0
0
0
|  | EMPLOYEE/OFFICE EXPENSES | 700 | 700 | 1400
|  |  | 700 | 700 | 1400
0
0
0
|  | OUTSIDE SERVICES | 2600 | 2600 | 5200
|  | IT Updates | 2600 | 2600 | 5200
0
0
0
|  | MATERIALS | 0 | 0 | 0
0
0
0
0
|  | MISCELLANEOUS | 0 | 0 | 0
0
0
0
0
Rtn to Gas Sector
Go to Electric Detail Page

## Rebt Procg_Detail Gas
|  |  | Rebate Processing | Order# | 18230659 | Gas | [5 empty] | Rebate Processing | Order# | 18230659 | Gas
This table summarizes the subtotals in the detail table to the left and is used to populate 2016-2017 Sector views.
Rebate | [6 empty] | Labor | Marketing Labor | Overhead | Marketing | Employee/Office Expense | Outside Services | Materials | Miscellaneous | Direct Benefit to Customer | Total Budget
Processing | [5 empty] | 2016 (Reference only) | 57151.224 | 0 | 38119.8664 | 0 | 2704 | 0 | 650 | 0 | 0 | 98625.0904
Order# | [5 empty] | Original 2017 Figures, as noted in 2016-2017 BCP | 58579.794 | 0 | 39834.2599 | 0 | 2704 | 0 | 650 | 0 | 0 | 101768.0539
18230659 | [5 empty] | 2017 (Updated for 2017 ACP) | 41094 | 0 | 36902.412 | 0 | 3300 | 0 | 750 | 0 | 0 | 82046.412
Gas
Requires Budget team
approval to use.
Spending Section
|  | Overall Total | 98625.0904 | 82046.412 | 180671.5024
|  | Budget Category | 2016 | 2017 | Total
| FTE | LABOR | 57151.224 | 41094 | 98245.224
| 0.06 | Market Manager | 57151.224 | 6264 | 63415.224
| 0.65 | Assoc. Business Support Analyst |  | 34830 | 34830
0
0
0.71
|  | MARKETING LABOR | 0 | 0 | 0
0
0
0
0
|  | OVERHEAD | 38119.8664 | 36902.412 | 75022.2784
|  | Labor Overhead Rate | 66.7% | 68.8%
|  | Program Staff Overhead | 38119.8664 | 28272.672 | 66392.5384
|  | Marketing Staff Overhead | 0 | 0 | 0
0
|  | Micro Overhead Rate |  | 21%
|  | Program Staff Overhead |  | 8629.74 | 8629.74
|  | Marketing Staff Overhead |  | 0 | 0
Rebate |  |  |  |  | 0
Processing
Order# |  | MARKETING | 0 | 0 | 0
18230659 |  |  |  |  | 0
Gas |  |  |  |  | 0
0
0
|  | EMPLOYEE/OFFICE EXPENSES | 2704 | 3300 | 6004
|  | Employee training, development, certifications | 2080 | 2500 | 4580
|  | Travel, mileage, parking, meals, lodging | 624 | 800 | 1424
0
0
|  | OUTSIDE SERVICES | 0 | 0 | 0
0
0
0
0
|  | MATERIALS | 650 | 750 | 1400
|  | Office supplies | 650 | 750 | 1400
0
0
0
|  | MISCELLANEOUS | 0 | 0 | 0
0
0
0
0
Rtn to Gas Sector
Go to Electric Detail Page

## Progs Supp Detail_PS_Gas
|  |  | Programs Support | Order# | 18230688 | Gas | [5 empty] | Programs Support | Order# | 18230688 | Gas
This table summarizes the subtotals in the detail table to the left and is used to populate 2016-2017 Sector views.
Programs Support | [6 empty] | Labor | Marketing Labor | Overhead | Marketing | Employee/Office Expense | Outside Services | Materials | Miscellaneous | Direct Benefit to Customer | Total Budget
Order# | [5 empty] | 2016 (Reference only) | 25920.65 | 0 | 17289.0736 | 0 | 2000 | 0 | 0 | 0 | 0 | 45209.7236
18230688 | [5 empty] | Original 2017 Figures, as noted in 2016-2017 BCP | 26568.59 | 0 | 18066.6412 | 0 | 2000 | 0 | 0 | 0 | 0 | 46635.2312
Gas | [5 empty] | 2017 (Updated for 2017 ACP) | 53412 | 0 | 47963.976 | 0 | 3340 | 0 | 0 | 0 | 0 | 104715.976
Requires Budget team
approval to use.
Spending Section
|  | Overall Total | 45209.7236 | 104715.976 | 149925.6995
|  | Budget Category | 2016 | 2017 | Total
| FTE | LABOR | 25920.65 | 53412 | 79332.65
| 2 | Sr. Market Analysts | 25920.65 | 20442 | 46362.65
| 1 | Manager Programs Support |  | 12528 | 12528
| 2 | Program Managers |  | 20442 | 20442
0
5
|  | MARKETING LABOR | 0 | 0 | 0
0
0
0
0
|  | OVERHEAD | 17289.0736 | 47963.976 | 65253.0495
|  | Labor Overhead Rate | 66.7% | 68.8%
|  | Program Staff Overhead | 17289.0736 | 36747.456 | 54036.5295
|  | Marketing Staff Overhead | 0 | 0 | 0
0
|  | Micro Overhead Rate |  | 21%
|  | Program Staff Overhead |  | 11216.52 | 11216.52
|  | Marketing Staff Overhead |  | 0 | 0
Programs Support |  |  |  |  | 0
Order#
18230688 |  | MARKETING | 0 | 0 | 0
Gas |  |  |  |  | 0
0
0
0
|  | EMPLOYEE/OFFICE EXPENSES | 2000 | 3340 | 5340
|  | RTF & NEEA Mtgs - Portland | 1000 | 1000 | 2000
|  | Training / Conferences | 1000 | 2340 | 3340
0
0
|  | OUTSIDE SERVICES | 0 | 0 | 0
0
0
0
0
|  | MATERIALS | 0 | 0 | 0
0
0
0
0
|  | MISCELLANEOUS | 0 | 0 | 0
0
0
0
0
Rtn to Gas Sector
Go to Electric Detail Page

## Data & Systm Svcs Detail Gas
|  |  | Data and Systems Services | Order# | 18231005 | Gas | [5 empty] | Data and Systems Services | Order# | 18231005 | Gas
This table summarizes the subtotals in the detail table to the left and is used to populate 2016-2017 Sector views.
Data and Systems | [6 empty] | Labor | Marketing Labor | Overhead | Marketing | Employee/Office Expense | Outside Services | Materials | Miscellaneous | Direct Benefit to Customer | Total Budget
Services | [5 empty] | 2016 (Reference only) | 64801.6 | 0 | 43222.6672 | 0 | 2000 | 461100 | 0 | 0 | 0 | 571124.2672
Order# | [5 empty] | Original 2017 Figures, as noted in 2016-2017 BCP | 66421.5 | 0 | 45166.62 | 0 | 2000 | 16900 | 0 | 0 | 0 | 130488.12
18231005 | [5 empty] | 2017 (Updated for 2017 ACP) | 76525.67 | 0 | 68720.0517 | 0 | 2000 | 16900 | 0 | 0 | 0 | 164145.7217
Gas
Requires Budget team
approval to use.
Spending Section
|  | Overall Total | 571124.2672 | 164145.7217 | 735269.9889
|  | Budget Category | 2016 | 2017 | Total
| FTE | LABOR | 64801.6 | 76525.67 | 141327.27
| 0.13 | Supervisor, Applications IT | 12960.32 | 12528 | 25488.32
| 0.13 | Sr Market Analyst | 12960.32 | 10221 | 23181.32
| 0.13 | Sr. Business Analyst IT | 12960.32 | 10221 | 23181.32
| 0.13 | Market Analyst | 12960.32 | 10221 | 23181.32
| 0.13 | Sr. Business Support Analyst | 12960.32 | 10221 | 23181.32
| 0.13 | Market Analyst |  | 10221 | 10221
| 0.18 | IT Support |  | 12892.67 | 12892.67
0.96
|  | MARKETING LABOR | 0 | 0 | 0
0
0
0
0
|  | OVERHEAD | 43222.6672 | 68720.0517 | 111942.7189
|  | Labor Overhead Rate | 66.7% | 68.8%
|  | Program Staff Overhead | 43222.6672 | 52649.661 | 95872.3282
|  | Marketing Staff Overhead |  |  | 0
0
|  | Micro Overhead Rate |  | 21%
|  | Program Staff Overhead |  | 16070.3907 | 16070.3907
|  | Marketing Staff Overhead |  | 0 | 0
Data and Systems |  |  |  |  | 0
Services
Order# |  | MARKETING | 0 | 0 | 0
18231005 |  |  |  |  | 0
Gas |  |  |  |  | 0
0
0
|  | EMPLOYEE/OFFICE EXPENSES | 2000 | 2000 | 4000
|  | Training/Conferences | 2000 | 2000 | 4000
0
0
0
|  | OUTSIDE SERVICES | 461100 | 16900 | 478000
|  | Nexant DSM software fee | 348000 | 14300 | 362300
|  | Nexant DSM Ongoing support | 113100 | 2600 | 115700
0
0
|  | MATERIALS | 0 | 0 | 0
0
0
0
[5 empty] | 0 | Energy Efficiency Software System
|  | MISCELLANEOUS | 0 | 0 | 0
|  | DSMC |  |  | 0
0
0
0
Rtn to Gas Sector
Go to Electric Detail Page

## EEC Detail_PS_Gas
|  |  | Energy Efficient Communities | Order Number | 18230657 | Gas | [5 empty] | Energy Efficient Communities | Order Number | 18230657 | Gas
This table summarizes the subtotals in the detail table to the left and is used to populate 2016-2017 Sector views.
Energy Efficient Communities | [6 empty] | Labor | Marketing Labor | Overhead | Marketing | Employee/Office Expense | Outside Services | Materials | Miscellaneous | Direct Benefit to Customer | Total Budget
Order Number | [5 empty] | 2016 (Reference only) | 56201.274 | 1132.3 | 38241.4939 | 13195 | 10985 | 4225 | 6515 | 0 | 0 | 130495.0679
18230657 | [5 empty] | Original 2017 Figures, as noted in 2016-2017 BCP | 57606.3058 | 1690 | 40321.488 | 13195 | 10855 | 4225 | 7865 | 0 | 0 | 135757.7938
Gas | [5 empty] | 2017 (Updated for 2017 ACP) | 61981 | 1690 | 43805.648 | 13195 | 10855 | 4225 | 7865 | 0 | 0 | 143616.648
Requires Budget team
approval to use.
Spending Section
|  | Overall Total | 130495.0679 | 143616.648 | 274111.7159
|  | Budget Category | 2016 | 2017 | Total
| FTE | LABOR | 56201.274 | 61981 | 118182.274
| 0.05 | Manager | 3697.2 | 4078 | 7775.2
| 0.15 | Sr. Market Analyst | 11092.41 | 12233 | 23325.41
| 0.13 | Market Manager | 9613.422 | 10602 | 20215.422
| 0.1 | Efficiency Outreach Manager | 7394.94 | 8155 | 15549.94
| 0.33 | Efficiency Outreach Coordinator | 24403.302 | 26913 | 51316.302
0.76
|  | MARKETING LABOR | 1132.3 | 1690 | 2822.3
|  | Customer photos, social media presence | 435.5 | 650 | 1085.5
|  | Employee Engagement Collateral | 348.4 | 520 | 868.4
|  | Regional Office Displays | 348.4 | 520 | 868.4
0
|  | OVERHEAD | 38241.4939 | 43805.648 | 82047.1419
|  | Labor Overhead Rate | 66.7% | 68.8%
|  | Program Staff Overhead | 37486.2498 | 42642.928 | 80129.1778
|  | Marketing Staff Overhead | 755.2441 | 1162.72 | 1917.9641
0
|  | Micro Overhead Rate |  | 0%
|  | Program Staff Overhead |  | 0 | 0
|  | Marketing Staff Overhead |  | 0 | 0
0
Energy Efficient |  | MARKETING | 13195 | 13195 | 0
Communities |  | Collateral for specific community initiatives | 9945 | 9945 | 0
Order Number |  | Project funds to support strategic partnerships | 3250 | 3250 | 0
18230657
Gas |  |  |  |  | 0
|  | EMPLOYEE/OFFICE EXPENSES | 10985 | 10855 | 21840
|  | Training/Development | 2210 | 2080 | 4290
|  | Meals, professional associations, lodging | 3575 | 3575 | 7150
|  | Travel; Parking, tolls, fleet, mileage | 5200 | 5200 | 10400
0
|  | OUTSIDE SERVICES | 4225 | 4225 | 8450
|  | Contracts: outreach labor | 4225 | 4225 | 8450
0
0
0
|  | MATERIALS | 6515 | 7865 | 14380
|  | EE Community-specific materials | 1040 | 1040 | 2080
|  | EE Engagement Items | 4630 | 5980 | 10610
|  | Educational/demostration tools | 520 | 520 | 1040
|  | Employee engagement | 325 | 325 | 650
|  | MISCELLANEOUS | 0 | 0 | 0
0
0
0
0
Rtn to Gas Sector
Go to Electric Detail Page

## TradeAlly Detail_PS_gas
|  |  | Trade Ally Support | Order# | 18230698 | Gas | [5 empty] | Trade Ally Support | Order# | 18230698 | Gas
This table summarizes the subtotals in the detail table to the left and is used to populate 2016-2017 Sector views.
Trade Ally Support | [6 empty] | Labor | Marketing Labor | Overhead | Marketing | Employee/Office Expense | Outside Services | Materials | Miscellaneous | Direct Benefit to Customer | Revenue | Total Budget
Order# | [5 empty] | 2016 (Reference only) | 0 | 0 | 0 | 0 | 0 | 8450 | 0 | 12565 | 0 |  | 21015
18230698 | [5 empty] | Original 2017 Figures, as noted in 2016-2017 BCP | 0 | 0 | 0 | 0 | 0 | 8450 | 0 | 12565 | 0 |  | 21015
Gas | [5 empty] | 2017 (Updated for 2017 ACP) | 0 | 0 | 0 | 0 | 0 | 8450 | 0 | 12565 | 0 |  | 21015
Requires Budget team
approval to use.
Spending Section
|  | Overall Total | 21015 | 21015 | 42030
|  | Budget Category | 2016 | 2017 | Total
| FTE | LABOR | 0 | 0 | 0
0
0
0
0
0
|  | MARKETING LABOR | 0 | 0 | 0
0
0
0
0
|  | OVERHEAD | 0 | 0 | 0
|  | Labor Overhead Rate | 66.7% | 68.8%
|  | Program Staff Overhead | 0 | 0 | 0
|  | Marketing Staff Overhead | 0 | 0 | 0
0
|  | Micro Overhead Rate |  | 21%
|  | Program Staff Overhead |  | 0 | 0
|  | Marketing Staff Overhead |  | 0 | 0
Trade Ally Support |  |  |  |  | 0
Order#
18230698 |  | MARKETING | 0 | 0 | 0
Gas |  |  |  |  | 0
0
0
0
|  | EMPLOYEE/OFFICE EXPENSES | 0 | 0 | 0
0
0
0
0
|  | OUTSIDE SERVICES | 8450 | 8450 | 16900
|  | ESource DSM Planning Svcs & related | 8450 | 8450 | 16900
0
0
0
|  | MATERIALS | 0 | 0 | 0
0
0
0
0
|  | MISCELLANEOUS | 12565 | 12565 | 25130
|  | Trade Ally Assoc annual member dues (Incl. AESP, BOMA, CEE, Electric League, ESC, and NEEC) | 12565 | 12565 | 25130
0
0
0
Note on A3: sfranc: Trade Ally Support Orders (Elec & Gas) are used exclusively for PSE annual membership dues to organizations providing broad-based support services for EE programs.
Rtn to Gas Sector
Go to Electric Detail Page

## CAN_PS_Detail Gas
|  |  | Contractor Alliance Network | Order# | 18231031 | Gas | [5 empty] | Contractor Alliance Network | Order# | 18231031 | Gas
This table summarizes the subtotals in the detail table to the left and is used to populate 2016-2016 Sector views.
Contractor Alliance Network | [6 empty] | Labor | Marketing Labor | Overhead | Marketing | Employee/Office Expense | Outside Services | Materials | Miscellaneous | Direct Benefit to Customer | Revenue | Total Budget
Order# | [5 empty] | 2016 (Reference only) | 151204.21 | 4000 | 103521.2081 | 14000 | 5000 | 16000 | 1500 | 0 | 0 | -313321.74 | -18096.3219
18231031 | [5 empty] | Original 2017 Figures, as noted in 2016-2017 BCP | 154984.49 | 4100 | 108177.4532 | 14000 | 5000 | 16000 | 1500 | 0 | 0 | -313321.74 | -9559.7968
Gas | [5 empty] | 2017 (Updated for 2017 ACP) | 139381.02 | 4100 | 128845.956 | 25000 | 5000 | 20000 | 1500 | 0 | 0 | -328321.74 | -4494.764
[15 empty] | Requires Budget team | Requires Budget team
[15 empty] | approval to use. | approval to use.
Spending Section
|  | Overall Total | -18096.3219 | -4494.764 | -22591.086
|  | Budget Category | 2016 | 2017 | Total
| FTE | LABOR | 151204.21 | 139381.02 | 290585.23
| 0.5 | Program Manager | 45316.5 | 38875 | 84191.5
| 0.5 | Program Coordinator | 45316.5 | 38875 | 84191.5
| 0.03 | Market Manager | 2718.99 | 2332.5 | 5051.49
| 1 | Energy Advisor | 57852.22 | 59298.52 | 117150.74
2.03
|  | MARKETING LABOR | 4000 | 4100 | 8100
|  | .05 FTE | 4000 | 4100 | 8100
0
0
0
|  | OVERHEAD | 103521.2081 | 128845.956 | 232367.164
|  | Labor Overhead Rate | 66.7% | 68.8%
|  | Program Staff Overhead | 100853.2081 | 95894.1418 | 196747.3498
|  | Marketing Staff Overhead | 2668 | 2820.8 | 5488.8
0
|  | Micro Overhead Rate |  | 21%
|  | Program Staff Overhead |  | 29270.0142 | 29270.0142
Contractor Alliance Network |  | Marketing Staff Overhead |  | 861 | 861
Order# |  |  |  |  | 0
18321031
Gas |  | MARKETING | 14000 | 25000 | 39000
|  |  | 14000 | 25000 | 0
0
0
0
|  | EMPLOYEE/OFFICE EXPENSES | 5000 | 5000 | 10000
|  |  | 5000 | 5000 | 10000
0
0
0
|  | OUTSIDE SERVICES | 16000 | 20000 | 36000
|  |  | 16000 | 20000 | 36000
0
0
0
|  | MATERIALS | 1500 | 1500 | 3000
|  |  | 1500 | 1500 | 3000
0
0
0
|  | MISCELLANEOUS | 0 | 0 | 0
0
0
0
0
|  | Revenue (enter as a negative amt) | -313321.74 | -328321.74 | -641643.48
Rtn to Gas Sector
Go to Electric Detail Page

## SuppCrv Detail_R&C_Elec
|  |  | Conservation Supply Curves | Order# | 18230809 | Electric | [5 empty] | Conservation Supply Curves | Order# | 18230809 | Electric
This table summarizes the subtotals in the detail table to the left and is used to populate 2016-2017 Sector views.
Conservation Supply Curves | [6 empty] | Labor | Marketing Labor | Overhead | Marketing | Employee/Office Expense | Outside Services | Materials | Miscellaneous | Direct Benefit to Customer | Total Budget
Order# | [5 empty] | 2016 (Reference only) | 91546.79 | 0 | 61061.7089 | 0 | 1044 | 287100 | 0 | 0 | 0 | 440752.4989
18230809 | [5 empty] | Original 2017 Figures, as noted in 2016-2017 BCP | 93835.5 | 0 | 63808.14 | 0 | 1044 | 17400 | 0 | 0 | 0 | 176087.64
Electric | [5 empty] | 2017 (Updated for 2017 ACP) | 102708.72 | 0 | 70663.5994 | 0 | 1044 | 77082 | 0 | 0 | 0 | 251498.3194
Requires Budget team
approval to use.
Spending Section
|  | Overall Total | 440752.4989 | 251498.3194 | 692250.8183
|  | Budget Category | 2016 | 2017 | Total
| FTE | LABOR | 91546.79 | 102708.72 | 194255.51
| 0.87 | Sr Resource Planning Analyst | 91546.79 | 102708.72 | 194255.51
0
0
0
0.87
|  | MARKETING LABOR | 0 | 0 | 0
0
0
0
0
|  | OVERHEAD | 61061.7089 | 70663.5994 | 131725.3083
|  | Labor Overhead Rate | 66.7% | 68.8%
|  | Program Staff Overhead | 61061.7089 | 70663.5994 | 131725.3083
|  | Marketing Staff Overhead | 0 | 0 | 0
0
|  | Micro Overhead Rate |  | 0%
|  | Program Staff Overhead |  | 0 | 0
|  | Marketing Staff Overhead |  | 0 | 0
Conservation Supply Curves |  |  |  |  | 0
Order#
18230809 |  | MARKETING | 0 | 0 | 0
Electric |  |  |  |  | 0
0
0
0
|  | EMPLOYEE/OFFICE EXPENSES | 1044 | 1044 | 2088
|  |  | 1044 | 1044 | 2088
0
0
0
|  | OUTSIDE SERVICES | 287100 | 77082 | 364182
|  | Conservation Potential Assessment | 287100 | 77082 | 364182
0
0
0
|  | MATERIALS | 0 | 0 | 0
0
0
0
0
|  | MISCELLANEOUS | 0 | 0 | 0
0
0
0
0
Rtn to Electric Sector
Go to Gas Detail Page

## Strat Plan Detail_R&C_Elec
|  |  | Conservation Strategic Planning | Order# | 18230469 | Electric | [5 empty] | Conservation Strategic Planning | Order# | 18230469 | Electric
This table summarizes the subtotals in the detail table to the left and is used to populate 2016-2017 Sector views.
Conservation | [6 empty] | Labor | Marketing Labor | Overhead | Marketing | Employee/Office Expense | Outside Services | Materials | Miscellaneous | Direct Benefit to Customer | Total Budget
Strategic Planning | [5 empty] | 2016 (Reference only) | 83917.24 | 0 | 55972.7991 | 0 | 1044 | 0 | 0 | 0 | 0 | 140934.0391
Order# | [5 empty] | Original 2017 Figures, as noted in 2016-2017 BCP | 86014.9 | 0 | 58490.132 | 0 | 1044 | 0 | 0 | 0 | 0 | 145549.032
18230469 | [5 empty] | 2017 (Updated for 2017 ACP) | 116249.4 | 0 | 79979.5872 | 0 | 1044 | 514200 | 0 | 0 | 0 | 711472.9872
Electric
Requires Budget team
approval to use.
Spending Section
|  | Overall Total | 140934.0391 | 711472.9872 | 852407.0263
|  | Budget Category | 2016 | 2017 | Total
| FTE | LABOR | 83917.24 | 116249.4 | 200166.64
| 0.7 | Mgr Performance Excellence | 83917.24 | 116249.4 | 200166.64
0
0
0
0.7
|  | MARKETING LABOR | 0 | 0 | 0
0
0
0
0
|  | OVERHEAD | 55972.7991 | 79979.5872 | 135952.3863
|  | Labor Overhead Rate | 66.7% | 68.8%
|  | Program Staff Overhead | 55972.7991 | 79979.5872 | 135952.3863
|  | Marketing Staff Overhead | 0 | 0 | 0
0
|  | Micro Overhead Rate |  | 0%
|  | Program Staff Overhead |  | 0 | 0
Conservation |  | Marketing Staff Overhead |  | 0 | 0
Strategic Planning |  |  |  |  | 0
Order#
18230469 |  | MARKETING | 0 | 0 | 0
Electric |  |  |  |  | 0
0
0
0
|  | EMPLOYEE/OFFICE EXPENSES | 1044 | 1044 | 2088
|  |  | 1044 | 1044 | 2088
0
0
0
|  | OUTSIDE SERVICES | 0 | 514200 | 514200
|  | Regional end-use load study |  | 375000 | 375000
|  | Residential appliance saturation study |  | 139200 | 139200
0
0
|  | MATERIALS | 0 | 0 | 0
0
0
0
0
|  | MISCELLANEOUS | 0 | 0 | 0
0
0
0
0
Rtn to Electric Sector
Go to Gas Detail Page

## Mktg Resch Detail_PS_ Elec
|  |  | Energy Efficiency Market Research | Order# | 18230437 | Electric | [5 empty] | Energy Efficiency Market Research | Order# | 18230437 | Electric
This table summarizes the subtotals in the detail table to the left and is used to populate 2016-2017 Sector views.
Energy Efficiency | [6 empty] | Labor | Marketing Labor | Overhead | Marketing | Employee/Office Expense | Outside Services | Materials | Miscellaneous | Direct Benefit to Customer | Total Budget
Market Research | [5 empty] | 2016 (Reference only) | 146812.5 | 0 | 97923.9375 | 0 | 4254.3 | 31363.5 | 1348.5 | 0 | 0 | 281702.7375
Order# | [5 empty] | Original 2017 Figures, as noted in 2016-2017 BCP | 150482.81 | 0 | 102328.3108 | 0 | 4254.3 | 32552.355 | 1348.5 | 0 | 0 | 290966.2758
18230437 | [5 empty] | 2017 (Updated for 2017 ACP) | 150482.81 | 0 | 103532.1733 | 0 | 4254.3 | 32552.355 | 1348.5 | 0 | 0 | 292170.1383
Electric
Requires Budget team
approval to use.
Spending Section
|  | Overall Total | 281702.7375 | 292170.1383 | 573872.8758
|  | Budget Category | 2016 | 2017 | Total
| FTE | LABOR | 146812.5 | 150482.81 | 297295.31
| 1.96 | Average of staff salaries | 146812.5 | 150482.81 | 297295.31
0
0
0
1.96
|  | MARKETING LABOR | 0 | 0 | 0
0
0
0
0
|  | OVERHEAD | 97923.9375 | 103532.1733 | 201456.1108
|  | Labor Overhead Rate | 66.7% | 68.8%
|  | Program Staff Overhead | 97923.9375 | 103532.1733 | 201456.1108
|  | Marketing Staff Overhead | 0 | 0 | 0
0
|  | Micro Overhead Rate |  | 0%
Energy Efficiency |  | Program Staff Overhead |  | 0 | 0
Market Research |  | Marketing Staff Overhead |  | 0 | 0
Order# |  |  |  |  | 0
18230437
Electric |  | MARKETING | 0 | 0 | 0
0
0
0
0
|  | EMPLOYEE/OFFICE EXPENSES | 4254.3 | 4254.3 | 8508.6
|  | Travel | 1261.5 | 1261.5 | 2523
|  | Meals | 1261.5 | 1261.5 | 2523
|  | Training | 252.3 | 252.3 | 504.6
|  | Phone, Software, Misc. Assessments | 1000.5 | 1000.5 | 2001
|  | Conference Attendance | 478.5 | 478.5 | 957
|  | OUTSIDE SERVICES | 31363.5 | 32552.355 | 63915.855
|  | Customer Satisfaction Research | 0 | 0 | 0
|  | Program Specific Market Research | 0 | 0 | 0
|  | Residential Panel | 12397.5 | 13017.375 | 25414.875
|  | Market Research Data Resrouces (eg, Experian) | 17226 | 17742.78 | 34968.78
|  | Software License/Support | 1740 | 1792.2 | 3532.2
|  | MATERIALS | 1348.5 | 1348.5 | 2697
|  | Material, Tools, Office supply assessment | 1348.5 | 1348.5 | 2697
0
0
0
|  | MISCELLANEOUS | 0 | 0 | 0
0
0
0
Rtn to Electric Sector
Go to Gas Detail Page

## Eval Detail_R&C_Elec
|  |  | Program Evaluation | Order# | 18230802 | Electric | [5 empty] | Program Evaluation | Order# | 18230802 | Electric
This table summarizes the subtotals in the detail table to the left and is used to populate 2016-2017 Sector views.
Program Evaluation | [6 empty] | Labor | Marketing Labor | Overhead | Marketing | Employee/Office Expense | Outside Services | Materials | Miscellaneous | Direct Benefit to Customer | Total Budget
Order# | [5 empty] | 2016 (Reference only) | 156888.68 | 0 | 104644.7496 | 0 | 1000.5 | 1544250 | 0 | 3915 | 0 | 1810698.9296
18230802 | [5 empty] | Original 2017 Figures, as noted in 2016-2017 BCP | 160860.55 | 0 | 109385.174 | 0 | 1000.5 | 1544250 | 0 | 3915 | 0 | 1819411.224
Electric | [5 empty] | 2017 (Updated for 2017 ACP) | 160860.55 | 0 | 110672.0584 | 0 | 1000.5 | 1500938 | 0 | 4250 | 0 | 1777721.1084
Requires Budget team
approval to use.
Spending Section
|  | Overall Total | 1810698.9296 | 1777721.1084 | 3588420.038
|  | Budget Category | 2016 | 2017 | Total
| FTE | LABOR | 156888.68 | 160860.55 | 317749.23
| 1.744 |  | 156888.68 | 160860.55 | 317749.23
0
0
0
1.744
|  | MARKETING LABOR | 0 | 0 | 0
0
0
0
0
|  | OVERHEAD | 104644.7496 | 110672.0584 | 215316.808
|  | Labor Overhead Rate | 66.7% | 68.8%
|  | Program Staff Overhead | 104644.7496 | 110672.0584 | 215316.808
|  | Marketing Staff Overhead | 0 | 0 | 0
0
|  | Micro Overhead Rate |  | 0%
|  | Program Staff Overhead |  | 0 | 0
|  | Marketing Staff Overhead |  | 0 | 0
Program Evaluation |  |  |  |  | 0
Order#
18230802 |  | MARKETING | 0 | 0 | 0
Electric |  |  |  |  | 0
0
0
0
|  | EMPLOYEE/OFFICE EXPENSES | 1000.5 | 1000.5 | 2001
|  | Office Supplies | 1000.5 | 1000.5 | 2001
0
0
0
|  | OUTSIDE SERVICES | 1544250 | 1500938 | 3045188
|  | Evaluation Consulting, including: | 1544250 |  | 1544250
|  | Home Energy Reports |  | 154000 | 154000
|  | RBSA Oversampling |  | 167538 | 167538
|  | Residential New Construction |  | 386400 | 386400
|  | Commercial/Industrial New Construction |  | 276000 | 276000
|  | Resource Conservation Manager |  | 102000 | 102000
|  | Advanced Power Strips |  | 100000 | 100000
|  | Commercial/Industrial Rebates |  | 315000 | 315000
|  | MATERIALS | 0 | 0 | 0
0
0
0
0
|  | MISCELLANEOUS | 3915 | 4250 | 8165
|  | Training and Conferences | 3915 | 4250 | 8165
0
0
0
Rtn to Electric Sector
Go to Gas Detai Page

## BECAR Detail_R&C Elec
|  |  | Biennial Electric Conservation Acquisition Review | Order# | 18230624 | Electric | [5 empty] | Biennial Electric Conservation Acquisition Review | Order# | 18230624 | Electric
This table summarizes the subtotals in the detail table to the left and is used to populate 2016-2017 Sector views.
Biennial Electric | [6 empty] | Labor | Marketing Labor | Overhead | Marketing | Employee/Office Expense | Outside Services | Materials | Miscellaneous | Direct Benefit to Customer | Total Budget
Conservation | [5 empty] | 2016 (Reference only) | 0 | 0 | 0 | 0 | 0 | 70000 | 0 | 0 | 0 | 70000
Acquisition Review | [5 empty] | Original 2017 Figures, as noted in 2016-2017 BCP | 0 | 0 | 0 | 0 | 0 | 100000 | 0 | 0 | 0 | 100000
Order# | [5 empty] | 2017 (Updated for 2017 ACP) | 0 | 0 | 0 | 0 | 0 | 54000 | 0 | 0 | 0 | 54000
18230624
Electric | [14 empty] | Requires Budget team
approval to use.
Spending Section
|  | Overall Total | 70000 | 54000 | 124000
|  | Budget Category | 2016 | 2017 | Total
| FTE | LABOR | 0 | 0 | 0
0
0
0
0
0
|  | MARKETING LABOR | 0 | 0 | 0
0
0
0
0
|  | OVERHEAD | 0 | 0 | 0
|  | Labor Overhead Rate | 66.7% | 68.8%
|  | Program Staff Overhead | 0 | 0 | 0
|  | Marketing Staff Overhead | 0 | 0 | 0
0
|  | Micro Overhead Rate |  | 0%
|  | Program Staff Overhead |  | 0 | 0
Biennial Electric |  | Marketing Staff Overhead |  | 0 | 0
Conservation |  |  |  |  | 0
Acquisition Review
Order# |  | MARKETING | 0 | 0 | 0
18230624 |  |  |  |  | 0
Electric |  |  |  |  | 0
0
0
|  | EMPLOYEE/OFFICE EXPENSES | 0 | 0 | 0
0
0
0
0
|  | OUTSIDE SERVICES | 70000 | 54000 | 124000
|  | 2014-15 BECAR | 50000 |  | 50000
|  | 2016-17 BECAR | 20000 | 54000 | 74000
0
0
|  | MATERIALS | 0 | 0 | 0
0
0
0
0
|  | MISCELLANEOUS | 0 | 0 | 0
0
0
0
0
Return to Electric Sector View

## Verifctn Team Detail Elec
|  |  | Verification Team | Order# | 18230418 | Electric | [5 empty] | Verification Team | Order# | 18230418 | Electric
This table summarizes the subtotals in the detail table to the left and is used to populate 2016-2017 Sector views.
Verification Team | [6 empty] | Labor | Marketing Labor | Overhead | Marketing | Employee/Office Expense | Outside Services | Materials | Miscellaneous | Direct Benefit to Customer | Total Budget
Order# | [5 empty] | 2016 (Reference only) | 191236.788 | 0 | 127554.9376 | 0 | 8526 | 78300 | 4785 | 0 | 0 | 410402.7256
18230418 | [5 empty] | Original 2017 Figures, as noted in 2016-2017 BCP | 196017.003 | 0 | 133291.562 | 0 | 8526 | 78300 | 4785 | 0 | 0 | 457749
Electric | [5 empty] | 2017 (Updated for 2017 ACP) | 250167.5 | 0 | 224650.415 | 0 | 10800 | 78300 | 6200 | 0 | 0 | 570117.915
Requires Budget team
approval to use.
Spending Section
|  | Overall Total | 410402.7256 | 570117.915 | 980520.6406
|  | Budget Category | 2016 | 2017 | Total
| FTE | LABOR | 191236.788 | 250167.5 | 441404.288
| 0.44 | Market Manager | 191236.788 | 41919.5 | 233156.288
| 0.87 | Business Support Analyst |  | 68403 | 68403
| 2.61 | Quality Assurance Specialist |  | 139845 | 139845
0
3.92
|  | MARKETING LABOR | 0 | 0 | 0
0
0
0
0
|  | OVERHEAD | 127554.9376 | 224650.415 | 352205.3526
|  | Labor Overhead Rate | 66.7% | 68.8%
|  | Program Staff Overhead | 127554.9376 | 172115.24 | 299670.1776
|  | Marketing Staff Overhead | 0 | 0 | 0
0
|  | Micro Overhead Rate |  | 21%
|  | Program Staff Overhead |  | 52535.175 | 52535.175
|  | Marketing Staff Overhead |  | 0 | 0
Verification Team |  |  |  |  | 0
Order#
18230418 |  | MARKETING | 0 | 0 | 0
Electric |  |  |  |  | 0
0
0
0
|  | EMPLOYEE/OFFICE EXPENSES | 8526 | 10800 | 19326
|  | Employee training, development, certifications | 6960 | 8000 | 14960
|  | Ferry pass, travel, mileage, parking, tolls, lodging, meals | 1566 | 2800 | 4366
0
0
|  | OUTSIDE SERVICES | 78300 | 78300 | 156600
|  | ECOVA | 78300 | 78300 | 156600
0
0
0
|  | MATERIALS | 4785 | 6200 | 10985
|  | Phone equipment, mifi's, field equipment | 3480 | 4200 | 7680
|  | Safety Gear, uniform/field gear | 1305 | 2000 | 3305
0
0
|  | MISCELLANEOUS | 0 | 0 | 0
0
0
0
Rtn to Electric Sector
Go to Gas Detail Page

## Supp Crv Detail_R&C_gas
|  |  | Conservation Supply Curves | Order# | 18230703 | Gas | [5 empty] | Conservation Supply Curves | Order# | 18230703 | Gas
This table summarizes the subtotals in the detail table to the left and is used to populate 2016-2017 Sector views.
Conservation Supply Curves | [6 empty] | Labor | Marketing Labor | Overhead | Marketing | Employee/Office Expense | Outside Services | Materials | Miscellaneous | Direct Benefit to Customer | Total Budget
Order# | [5 empty] | 2016 (Reference only) | 13679.41 | 0 | 9124.1665 | 0 | 156 | 42900 | 0 | 0 | 0 | 65859.5765
18230703 | [5 empty] | Original 2017 Figures, as noted in 2016-2017 BCP | 14021.4 | 0 | 9534.552 | 0 | 156 | 2600 | 0 | 0 | 0 | 26311.952
Gas | [5 empty] | 2017 (Updated for 2017 ACP) | 15347.28 | 0 | 10558.9286 | 0 | 156 | 11518 | 0 | 0 | 0 | 37580.2086
Requires Budget team
approval to use.
Spending Section
|  | Overall Total | 65859.5765 | 37580.2086 | 103439.7851
|  | Budget Category | 2016 | 2017 | Total
| FTE | LABOR | 13679.41 | 15347.28 | 29026.69
| 0.13 | Sr Resource Planning Analyst | 13679.41 | 15347.28 | 29026.69
0
0
0
0.13
|  | MARKETING LABOR | 0 | 0 | 0
0
0
0
0
|  | OVERHEAD | 9124.1665 | 10558.9286 | 19683.0951
|  | Labor Overhead Rate | 66.7% | 68.8%
|  | Program Staff Overhead | 9124.1665 | 10558.9286 | 19683.0951
|  | Marketing Staff Overhead | 0 | 0 | 0
0
|  | Micro Overhead Rate |  | 0%
|  | Program Staff Overhead |  | 0 | 0
|  | Marketing Staff Overhead |  | 0 | 0
Conservation |  |  |  |  | 0
Supply Curves
Order# |  | MARKETING | 0 | 0 | 0
18230703 |  |  |  |  | 0
Gas |  |  |  |  | 0
0
0
|  | EMPLOYEE/OFFICE EXPENSES | 156 | 156 | 312
|  | Various Expenses | 156 | 156 | 312
0
0
0
|  | OUTSIDE SERVICES | 42900 | 11518 | 54418
|  | Conservation Potential Assessment | 42900 | 11518 | 54418
0
0
0
|  | MATERIALS | 0 | 0 | 0
0
0
0
0
|  | MISCELLANEOUS | 0 | 0 | 0
0
0
0
0
Rtn to Gas Sector
Go to Electric detail Page

## Strat Pln Detail_R&C_Gas
|  |  | Strategic Planning | Order# | 18230679 | Gas | [5 empty] | Strategic Planning | Order# | 18230679 | Gas
This table summarizes the subtotals in the detail table to the left and is used to populate 2016-2017 Sector views.
Strategic Planning | [6 empty] | Labor | Marketing Labor | Overhead | Marketing | Employee/Office Expense | Outside Services | Materials | Miscellaneous | Direct Benefit to Customer | Total Budget
Order# | [5 empty] | 2016 (Reference only) | 12539.36 | 0 | 8363.7531 | 0 | 156 | 0 | 0 | 0 | 0 | 21059.1131
18230679 | [5 empty] | Original 2017 Figures, as noted in 2016-2017 BCP | 12852.8 | 0 | 8739.904 | 0 | 156 | 0 | 0 | 0 | 0 | 21748.704
Gas | [5 empty] | 2017 (Updated for 2017 ACP) | 17370.6 | 0 | 11950.9728 | 0 | 156 | 20800 | 0 | 0 | 0 | 50277.5728
Requires Budget team
approval to use.
Spending Section
|  | Overall Total | 21059.1131 | 50277.5728 | 71336.6859
|  | Budget Category | 2016 | 2017 | Total
| FTE | LABOR | 12539.36 | 17370.6 | 29909.96
| 0.1 | Mgr Performance Excellence | 12539.36 | 17370.6 | 29909.96
0
0
0
0.1
|  | MARKETING LABOR | 0 | 0 | 0
0
0
0
0
|  | OVERHEAD | 8363.7531 | 11950.9728 | 20314.7259
|  | Labor Overhead Rate | 66.7% | 68.8%
|  | Program Staff Overhead | 8363.7531 | 11950.9728 | 20314.7259
|  | Marketing Staff Overhead | 0 | 0 | 0
0
|  | Micro Overhead Rate |  | 0%
|  | Program Staff Overhead |  | 0 | 0
|  | Marketing Staff Overhead |  | 0 | 0
Strategic Planning |  |  |  |  | 0
Order#
18230679 |  | MARKETING | 0 | 0 | 0
Gas |  |  |  |  | 0
0
0
0
|  | EMPLOYEE/OFFICE EXPENSES | 156 | 156 | 312
|  | Various Expenses | 156 | 156 | 312
0
0
0
|  | OUTSIDE SERVICES | 0 | 20800 | 20800
|  | Residential appliance saturation study |  | 20800 | 20800
0
0
0
|  | MATERIALS | 0 | 0 | 0
0
0
0
0
|  | MISCELLANEOUS | 0 | 0 | 0
0
0
0
0
Rtn to Gas Sector
Go to Electric Detail Page

## Mktg Rsch Detail_PS_gas
|  |  | Energy Efficiency Market Research | Order# | 18230670 | Gas | [5 empty] | Energy Efficiency Market Research | Order# | 18230670 | Gas
This table summarizes the subtotals in the detail table to the left and is used to populate 2016-2017 Sector views.
Energy Efficiency Market Research | [6 empty] | Labor | Marketing Labor | Overhead | Marketing | Employee/Office Expense | Outside Services | Materials | Miscellaneous | Direct Benefit to Customer | Total Budget
Order# | [5 empty] | 2016 (Reference only) | 21937.5 | 0 | 14632.3125 | 0 | 635.7 | 4686.5 | 201.5 | 0 | 0 | 42093.5125
18230670 | [5 empty] | Original 2017 Figures, as noted in 2016-2017 BCP | 22485.94 | 0 | 15290.4392 | 0 | 635.7 | 4864.145 | 201.5 | 0 | 0 | 43477.7242
Gas | [5 empty] | 2017 (Updated for 2017 ACP) | 22485.94 | 0 | 15470.3267 | 0 | 635.7 | 4864.145 | 201.5 | 0 | 0 | 43657.6117
Requires Budget team
approval to use.
Spending Section
|  | Overall Total | 42093.5125 | 43657.6117 | 85751.1242
|  | Budget Category | 2016 | 2017 | Total
| FTE | LABOR | 21937.5 | 22485.94 | 44423.44
| 0.29 | Avg of staff salaries | 21937.5 | 22485.94 | 44423.44
0
0
0
0.29
|  | MARKETING LABOR | 0 | 0 | 0
0
0
0
0
|  | OVERHEAD | 14632.3125 | 15470.3267 | 30102.6392
|  | Labor Overhead Rate | 66.7% | 68.8%
|  | Program Staff Overhead | 14632.3125 | 15470.3267 | 30102.6392
|  | Marketing Staff Overhead | 0 | 0 | 0
0
|  | Micro Overhead Rate |  | 0%
|  | Program Staff Overhead |  | 0 | 0
|  | Marketing Staff Overhead |  | 0 | 0
Energy Efficiency |  |  |  |  | 0
Market Research
Order# |  | MARKETING | 0 | 0 | 0
18230670 |  |  |  |  | 0
Gas |  |  |  |  | 0
0
0
|  | EMPLOYEE/OFFICE EXPENSES | 635.7 | 635.7 | 1271.4
|  | Travel | 188.5 | 188.5 | 377
|  | Meals | 188.5 | 188.5 | 377
|  | Training | 37.7 | 37.7
|  | Phone, software, Misc. Assessments | 149.5 | 149.5 | 299
|  | Conference Attendance | 71.5 | 71.5 | 143
|  | OUTSIDE SERVICES | 4686.5 | 4864.145 | 9550.645
|  | Customer Satisfaction Research | 0 | 0 | 0
|  | Program Specific Market Research | 0 | 0
|  | Residential Panel | 1852.5 | 1945.125
|  | Market Research Data Resources eg. Experian | 2574 | 2651.22 | 5225.22
|  | Software License/Support | 260 | 267.8 | 527.8
|  | MATERIALS | 201.5 | 201.5 | 403
|  | Materials, tools, office supply assessment | 201.5 | 201.5 | 403
0
0
0
|  | MISCELLANEOUS | 0 | 0 | 0
0
0
0
Rtn to Gas Sector
Go to Electric Detail Page

## Eval Detail_R&C_Gas
|  |  | Program Evaluation | Order# | 18230699 | Gas | [5 empty] | Program Evaluation | Order# | 18230699 | Gas
This table summarizes the subtotals in the detail table to the left and is used to populate 2016-2017 Sector views.
Program Evaluation | [6 empty] | Labor | Marketing Labor | Overhead | Marketing | Employee/Office Expense | Outside Services | Materials | Miscellaneous | Direct Benefit to Customer | Total Budget
Order# | [5 empty] | 2016 (Reference only) | 23443.14 | 0 | 15636.5744 | 0 | 149.5 | 230750 | 0 | 585 | 0 | 270564.2144
18230699 | [5 empty] | Original 2017 Figures, as noted in 2016-2017 BCP | 24036.63 | 0 | 16344.9084 | 0 | 149.5 | 230750 | 0 | 585 | 0 | 271866.0384
Gas | [5 empty] | 2017 (Updated for 2017 ACP) | 24036.63 | 0 | 16537.2014 | 0 | 149.5 | 321634 | 0 | 750 | 0 | 363107.3314
Requires Budget team
approval to use.
Spending Section
|  | Overall Total | 270564.2144 | 363107.3314 | 633671.5458
|  | Budget Category | 2016 | 2017 | Total
| FTE | LABOR | 23443.14 | 24036.63 | 47479.77
| 0.26 |  | 23443.14 | 24036.63 | 47479.77
0
0
0
0.26
|  | MARKETING LABOR | 0 | 0 | 0
0
0
0
0
|  | OVERHEAD | 15636.5744 | 16537.2014 | 32173.7758
|  | Labor Overhead Rate | 66.7% | 68.8%
|  | Program Staff Overhead | 15636.5744 | 16537.2014 | 32173.7758
|  | Marketing Staff Overhead | 0 | 0 | 0
0
|  | Micro Overhead Rate |  | 0%
|  | Program Staff Overhead |  | 0 | 0
|  | Marketing Staff Overhead |  | 0 | 0
Program Evaluation |  |  |  |  | 0
Order#
18230699 |  | MARKETING | 0 | 0 | 0
Gas |  |  |  |  | 0
0
0
0
|  | EMPLOYEE/OFFICE EXPENSES | 149.5 | 149.5 | 299
|  | Office Supplies | 149.5 | 149.5 | 299
0
0
0
|  | OUTSIDE SERVICES | 230750 | 321634 | 552384
|  | Evaluation Consulting, including: | 230750 |  | 230750
|  | Home Energy Reports |  | 46000 | 46000
|  | RBSA Oversampling |  | 25034 | 25034
|  | Residential New Construction |  | 173600 | 173600
|  | Commercial/Industrial New Construction |  | 24000 | 24000
|  | Resource Conservation Manager |  | 18000 | 18000
|  | Commercial/Industrial Rebates |  | 35000 | 35000
|  | MATERIALS | 0 | 0 | 0
0
0
0
0
|  | MISCELLANEOUS | 585 | 750 | 1335
|  | Training and Conferences | 585 | 750 | 1335
0
0
0
Rtn to Gas Sector
Go to Electric Detail Page

## Verifctn team Detail Gas
|  |  | Verification Team | Order# | 18230668 | Gas | [5 empty] | Verification Team | Order# | 18230668 | Gas
This table summarizes the subtotals in the detail table to the left and is used to populate 2016-2017 Sector views.
Verification Team | [6 empty] | Labor | Marketing Labor | Overhead | Marketing | Employee/Office Expense | Outside Services | Materials | Miscellaneous | Direct Benefit to Customer | Total Budget
Order# | [5 empty] | 2016 (Reference only) | 57151.224 | 0 | 38119.8664 | 0 | 1274 | 11700 | 715 | 0 | 0 | 108960.0904
18230668 | [5 empty] | Original 2017 Figures, as noted in 2016-2017 BCP | 58579.794 | 0 | 39834.2599 | 0 | 1274 | 11700 | 715 | 0 | 0 | 112103.0539
Gas | [5 empty] | 2017 (Updated for 2017 ACP) | 37382 | 0 | 33569.036 | 0 | 1850 | 11700 | 900 | 0 | 0 | 85401.036
Requires Budget team
approval to use.
Spending Section
|  | Overall Total | 108960.0904 | 85401.036 | 194361.1264
|  | Budget Category | 2016 | 2017 | Total
| FTE | LABOR | 57151.224 | 37382 | 94533.224
| 0.06 | Market Manager | 57151.224 | 6263 | 63414.224
| 0.13 | Business Support Analyst |  | 10221 | 10221
| 0.39 | Quality Assurance Specialist |  | 20898 | 20898
0
0.58
|  | MARKETING LABOR | 0 | 0 | 0
0
0
0
0
|  | OVERHEAD | 38119.8664 | 33569.036 | 71688.9024
|  | Labor Overhead Rate | 66.7% | 68.8%
|  | Program Staff Overhead | 38119.8664 | 25718.816 | 63838.6824
|  | Marketing Staff Overhead | 0 | 0 | 0
0
|  | Micro Overhead Rate |  | 21%
|  | Program Staff Overhead |  | 7850.22 | 7850.22
|  | Marketing Staff Overhead |  | 0 | 0
Verification Team |  |  |  |  | 0
Order#
18230668 |  | MARKETING | 0 | 0 | 0
Gas |  |  |  |  | 0
0
0
0
|  | EMPLOYEE/OFFICE EXPENSES | 1274 | 1850 | 3124
|  | Employee training, development, certifications | 1040 | 1500 | 2540
|  | Ferry pass, travel, mileage, parking, tolls, meals, lodging | 234 | 350 | 584
0
0
|  | OUTSIDE SERVICES | 11700 | 11700 | 23400
|  | ECOVA | 11700 | 11700 | 23400
0
0
0
|  | MATERIALS | 715 | 900 | 1615
|  | Phone equipment, mifi's, field equipment | 520 | 600 | 1120
|  | Safety gear, uniform/field gear | 195 | 300 | 495
0
0
|  | MISCELLANEOUS | 0 | 0 | 0
0
0
0
Rtn to Gas Sector
Go to Electric Detail Page

## Net Mtr Details_Oth Elec E150
|  |  | Net Metering | Schedule 150 | Order Number | 18230128 | Electric |  |  |  |  | Net Metering | Schedule 150 | Order Number | 18230128 | Electric
This table summarizes the subtotals in the detail table to the left and is used to populate 2016-2017 Sector views.
Net Metering | [6 empty] | Labor | Marketing Labor | Overhead | Marketing | Employee/Office Expense | Outside Services | Materials | Miscellaneous | Direct Benefit to Customer |  | Total Budget
Schedule 150 | [5 empty] | 2016 (Reference only) | 234027.87 | 0 | 156096.5893 | 0 | 11780 | 50000 | 5000 | 455000 | 0 |  | 911904.4593
Order Number | [5 empty] | Original 2017 Figures, as noted in 2016-2017 BCP | 239878.59 | 0 | 163117.4412 | 0 | 11780 | 40000 | 5000 | 500000 | 0 |  | 959776.0312
18230128 | [5 empty] | 2017 (Updated for 2017 ACP) | 221373.5 | 0 | 198793.403 | 0 | 11780 | 47750 | 5000 | 465000 | 0 |  | 949696.903
Electric
Requires Budget team
approval to use.
Spending Section
|  | Overall Total | 911904.4593 | 949696.903 | 1861601.3623
|  | Budget Category | 2016 | 2017 | Total
| FTE | LABOR | 234027.87 | 221373.5 | 455401.37
| 0.5 | MARKET MANAGER | 46805.57 | 38875 | 85680.57
| 1 | PROGRAM COORDINATOR | 93611.16 | 77750 | 171361.16
| 0.5 | PROGRAM MANAGER | 46805.57 | 77750 | 124555.57
| 0.5 | PROGRAM IMPLEMENTER | 46805.57 | 26998.5 | 73804.07
2.5
|  | MARKETING LABOR | 0 | 0 | 0
0
0
0
0
|  | OVERHEAD | 156096.5893 | 198793.403 | 354889.9923
|  | Labor Overhead Rate | 66.7% | 68.8%
|  | Program Staff Overhead | 156096.5893 | 152304.968 | 308401.5573
|  | Marketing Staff Overhead | 0 | 0 | 0
0
|  | Micro Overhead Rate |  | 21%
|  | Program Staff Overhead |  | 46488.435 | 46488.435
|  | Marketing Staff Overhead |  | 0 | 0
Net Metering |  |  |  |  | 0
Schedule 150
Order Number |  | MARKETING | 0 | 0 | 0
18230128 |  |  |  |  | 0
Electric |  |  |  |  | 0
0
0
|  | EMPLOYEE/OFFICE EXPENSES | 11780 | 11780 | 23560
|  | Market Manager | 1830 | 1830 | 3660
|  | Program Manager | 4800 | 4800 | 9600
|  | Program Coordinator | 4400 | 4400 | 8800
|  | Program Implementer | 750 | 750 | 1500
|  | OUTSIDE SERVICES | 50000 | 47750 | 97750
|  | Customer Management Software | 50000 | 40000 | 90000
|  | Iron Mountain - Document Archival |  | 7750 | 7750
0
0
|  | MATERIALS | 5000 | 5000 | 10000
|  | Meter Placards | 5000 | 5000 | 10000
0
0
0
based on a UTC Order regarding accounting and ratemaking treatment from Docket UE-990016.
|  | MISCELLANEOUS | 455000 | 465000 | 920000 | PSE filed the request on January 7, 1999 and the UTC issued the order in February, 1999. (
|  | SEPA Annual Dues | 5000 | 5000 | 10000
|  | Line Use Charge from 1999 | 450000 | 460000 | 910000
0
0
Note on E63: Andy Hemstreet: Adjusted downward to account for slightly less growth in 2016. Based on 33% capactiy growth over current year-end projections.
Return to Electric Sector View

## ElecVehcl Chg Inctv_E195 Elect
|  |  | Electric Vehicle Charger Incentive | Schedule 195 | Order Number | 18230613 | Electric |  |  |  |  | Electric Vehicle Charger Incentive | Schedule 195 | Order Number | 18230613 | Electric
This table summarizes the subtotals in the detail table to the left and is used to populate 2016-2017 Sector views.
Electric Vehicle | [6 empty] | Labor | Marketing Labor | Overhead | Marketing | Employee/Office Expense | Outside Services | Materials | Miscellaneous | Direct Benefit to Customer |  | Total Budget
Schedule 195 | [5 empty] | 2016 (Reference only) | 127748.7 | 14400 | 94813.1829 | 0 | 12000 | 192220 | 0 | 0 | 412500 |  | 853681.8829
Charger Incentive | [5 empty] | Original 2017 Figures, as noted in 2016-2017 BCP | 0 | 0 | 0 | 0 | 0 | 0 | 0 | 0 | 0 |  | 0
Order Number | [5 empty] | 2017 (Updated for 2017 ACP) | 94640 | 0 | 65112.32 | 0 | 2300 | 131572 | 2000 | 0 | 0 |  | 295624.32
18230613
Electric | [14 empty] | Requires Budget team
approval to use.
Spending Section
|  | Overall Total | 853681.8829 | 295624.32 | 1149306.2029
|  | Budget Category | 2016 | 2017 | Total
| FTE | LABOR | 127748.7 | 94640 | 222388.7
| 1.75 | Average of program staff salaries | 127748.7 | 94640 | 222388.7
0
0
0
1.75
|  | MARKETING LABOR | 14400 | 0 | 14400
|  |  | 14400 |  | 14400
0
0
0
|  | OVERHEAD | 94813.1829 | 65112.32 | 159925.5029
|  | Labor Overhead Rate | 66.7% | 68.8%
|  | Program Staff Overhead | 85208.3829 | 65112.32 | 150320.7029
|  | Marketing Staff Overhead | 9604.8 | 0 | 9604.8
0
|  | Micro Overhead Rate |  | 0%
|  | Program Staff Overhead |  | 0 | 0
|  | Marketing Staff Overhead |  | 0 | 0
Electric Vehicle |  |  |  |  | 0
Charger Incentive
Schedule 195 |  | MARKETING | 0 | 0 | 0
Order Number |  | Printed Materials | 4000 |  | 0
18230613 |  | Online Ad Buy | 10000 | 6000 | 0
Electric |  |  |  |  | 0
0
|  | EMPLOYEE/OFFICE EXPENSES | 12000 | 2300 | 14300
|  | Employee and Office Expense | 12000 | 2300 | 14300
0
0
0
|  | OUTSIDE SERVICES | 192220 | 131572 | 323792
|  | Interval Meter Data | 105220 | 2400 | 107620
|  | Outside Marketing Staffing |  | 23172 | 23172
|  | Data Collection Maintenance and Additional Data Collection Points | 25000 | 34000
|  | Data Analysis | 50000 | 70000 | 120000
|  | Rebate Processing | 12000 | 2000 | 14000
|  | MATERIALS | 0 | 2000 | 2000
|  |  |  | 2000 | 2000
0
0
0
|  | MISCELLANEOUS | 0 | 0 | 0
0
0
0
0
|  | Direct Benefit to Customer | 412500 | 100000
Return to Electric Sector View

## Demnd Resp_Res_Exxx Elec
|  |  | Demand Response | Residential | Schedule xxx | Order Number | 1823nnnn | Electric |  |  |  | Demand Response | Residential | Schedule xxx | Order Number | 1823nnnn | Electric
This table summarizes the subtotals in the detail table to the left and is used to populate 2016-2017 Sector views.
Demand Response | [6 empty] | Labor | Marketing Labor | Overhead | Marketing | Employee/Office Expense | Outside Services | Materials | Miscellaneous | Direct Benefit to Customer |  | Total Budget
Residential | [5 empty] | 2016 (Reference only)
Schedule xxx | [5 empty] | Original 2017 Figures, as noted in 2016-2017 BCP
Order Number | [5 empty] | 2017 (Updated for 2017 ACP) | 78624 | 0 | 70604.352 | 0 | 12000 | 0 | 0 | 0 | 0 |  | 161228.352
1823nnnn
Electric | [14 empty] | Requires Budget team
approval to use.
Spending Section
|  | Overall Total |  | 161228.352 | 161228.352
|  | Budget Category |  | 2017 | Total
| FTE | LABOR |  | 78624 | 78624
| 0.5 | Sr. Market Analyst |  | 39312 | 39312
| 1.5 | Program Manager |  | 39312 | 39312
0
0
2
|  | MARKETING LABOR |  | 0 | 0
0
0
0
0
|  | OVERHEAD |  | 70604.352 | 70604.352
|  | Labor Overhead Rate |  | 68.8%
|  | Program Staff Overhead |  | 54093.312 | 54093.312
|  | Marketing Staff Overhead |  | 0 | 0
0
|  | Micro Overhead Rate |  | 21%
|  | Program Staff Overhead |  | 16511.04 | 16511.04
|  | Marketing Staff Overhead |  | 0 | 0
Demand Response |  |  |  |  | 0
Residential
Schedule xxx |  | MARKETING |  | 0 | 0
Order Number |  |  |  |  | 0
1823nnnn |  |  |  |  | 0
Electric |  |  |  |  | 0
0
|  | EMPLOYEE/OFFICE EXPENSES |  | 12000 | 12000
|  | Sr. Market Analyst |  | 6000 | 6000
|  | Program Manager |  | 6000 | 6000
0
0
|  | OUTSIDE SERVICES |  | 0 | 0
|  |  |  | 0 | 0
0
0
0
|  | MATERIALS |  | 0 | 0
0
0
0
0
|  | MISCELLANEOUS |  | 0 | 0
0
0
0
0
Return to Electric Sector View

## Demnd Resp_Com_Exxx Elec
|  |  | Demand Response | Commercial | Schedule xxx | Order Number | 1823nnnn | Electric |  |  |  | Demand Response | Commercial | Schedule xxx | Order Number | 1823nnnn | Electric
This table summarizes the subtotals in the detail table to the left and is used to populate 2016-2017 Sector views.
Demand Response | [6 empty] | Labor | Marketing Labor | Overhead | Marketing | Employee/Office Expense | Outside Services | Materials | Miscellaneous | Direct Benefit to Customer |  | Total Budget
Commercial | [5 empty] | 2016 (Reference only)
Schedule xxx | [5 empty] | Original 2017 Figures, as noted in 2016-2017 BCP
Order Number | [5 empty] | 2017 (Updated for 2017 ACP) | 78624 | 0 | 70604.352 | 0 | 12000 | 0 | 0 | 0 | 0 |  | 161228.352
1823nnnn
Electric | [14 empty] | Requires Budget team
approval to use.
Spending Section
|  | Overall Total |  | 161228.352 | 161228.352
|  | Budget Category |  | 2017 | Total
| FTE | LABOR |  | 78624 | 78624
| 0.5 | Sr. Market Analyst |  | 39312 | 39312
| 1.5 | Program Manager |  | 39312 | 39312
0
0
2
|  | MARKETING LABOR |  | 0 | 0
0
0
0
0
|  | OVERHEAD |  | 70604.352 | 70604.352
|  | Labor Overhead Rate |  | 68.8%
|  | Program Staff Overhead |  | 54093.312 | 54093.312
|  | Marketing Staff Overhead |  | 0 | 0
0
|  | Micro Overhead Rate |  | 21%
|  | Program Staff Overhead |  | 16511.04 | 16511.04
|  | Marketing Staff Overhead |  | 0 | 0
Demand Response |  |  |  |  | 0
Commercial
Schedule xxx |  | MARKETING |  | 0 | 0
Order Number |  |  |  |  | 0
1823nnnn |  |  |  |  | 0
Electric |  |  |  |  | 0
0
|  | EMPLOYEE/OFFICE EXPENSES |  | 12000 | 12000
|  | Market Manager |  | 6000 | 6000
|  | Program Manager |  | 6000 | 6000
0
0
|  | OUTSIDE SERVICES |  | 0 | 0
0
0
0
0
|  | MATERIALS |  | 0 | 0
0
0
0
0
|  | MISCELLANEOUS |  | 0 | 0
0
0
0
0
Return to Electric Sector View